{"text_format":"1","workbook":"xlsx","n_sheets":8,"sheets":["Input - General","Input - Inventory","Calc - Opex FY14","Calc - Opex FY15","Calc - Opex FY16","Calc - Opex FY17","Calc - Opex FY18","Calc - Opex FY19"],"not_rendered":{"charts":0,"images":2,"macros":1,"external_links":0,"defined_names":7033,"comments":8,"pivot_tables":0},"unopened":[],"bounds":{"document_bytes":16777216,"sheet_cells":100000,"rows_first":2000,"rows_last":500,"rows_between":2000,"halvings":0,"cell_chars":16384,"cell_head_chars":4096},"cells_cut":0,"cells_raw":0,"read":"whole","date_system":"1900"}

{"sheet":"Input - General","index":0,"n_rows":113,"n_cols":16,"rows_kept":113,"cut":false,"hidden":false,"merged":[[106,7,107,7],[106,8,107,8],[106,9,107,9],[106,10,107,10],[106,11,107,11],[106,12,107,12],[106,13,107,13],[6,15,7,15],[106,1,107,1],[29,13,30,13],[89,7,89,12],[58,13,59,13],[58,7,59,7],[58,8,59,8],[58,9,59,9],[58,12,59,12],[58,10,59,10],[58,11,59,11],[29,1,30,1],[79,1,80,1],[58,1,59,1],[47,1,48,1],[98,7,98,12],[29,8,30,8],[29,9,30,9],[29,10,30,10],[29,11,30,11],[29,12,30,12],[29,7,30,7],[90,7,90,12],[97,7,97,12],[58,3,59,3],[58,5,59,5],[47,5,48,5],[29,5,30,5],[29,3,30,3],[47,3,48,3],[6,13,7,13],[6,7,7,7],[6,8,7,8],[6,9,7,9],[6,10,7,10],[6,11,7,11],[6,12,7,12]]}
[]
[null,"Cell colour legend"]
[]
[null,"Inputs - hardcoded value"]
[null,"Derived Inputs - Calculated or referenced to another cell"]
[]
[null,"General assumptions",null,"Driver",null,"Inputs",null,"FY13","FY14","FY15","FY16","FY17","FY18","FY19",null,"Supporting Figures Worksheet Ref."]
[]
[null,"CPI (%)",null,"% p.a.",null,null,null,1.1313842940078978E-2,2.5099022004889893E-2,2.4511944102245442E-2,2.1559964990077729E-2,2.4691582646683585E-2,2.4999999999999911E-2,2.4999999999999911E-2]
[null,"Labour real price escalation (%)",null,"% p.a.",null,null,null,1.35E-2,2.6995996038775782E-2,1.2482728796448184E-2,1.5617332886703528E-2,2.0669846345168663E-2,2.0552805723582868E-2,2.0389736494797583E-2]
[null,"Lamp real price escalation (%)",null,"% p.a.",null,null,null,0,0,0,0,0,0,0]
[null,"Visor real price escalation (%)",null,"% p.a.",null,null,null,0,0,0,0,0,0,0]
[null,"PE cell real price escalation (%)",null,"% p.a.",null,null,null,0,0,0,0,0,0,0]
[null,"Miscellaneous real price escalation (%)",null,"% p.a.",null,null,null,0,0,0,0,0,0,0]
[null,"EWP real price escalation (%)",null,"% p.a.",null,null,null,0,0,0,0,0,0,0]
[null,"Growth rate of public lights (%)",null,"% p.a.",null,null,null,0,0,0,0,0,0,0]
[null,"Labour rate ($/hour)",null,"$/hour",null,null,null,39.371111111111112,{"$f":"INDIRECT(\"PriceLabour\"&H$7)*(1+INDIRECT(\"EscLabour\"&I$7))*(1+INDIRECT(\"CPI\"&I$7))","v":41.44882666059533},42.994894789073371,44.607805574318242,46.654045919482449,48.803240398021799,51.04328375007546,null,1]
[null,"Labour rate - overtime (1.89 times) ($/hour)",null,"$/hour",null,1.89,null,{"$f":"PriceLabourFY13*F18","v":74.4114},{"$f":"PriceLabourFY14*F18","v":78.338282388525172},{"$f":"PriceLabourFY15*F18","v":81.260351151348672},{"$f":"PriceLabourFY16*F18","v":84.308752535461466},{"$f":"PriceLabourFY17*F18","v":88.176146787821821},{"$f":"PriceLabourFY18*F18","v":92.238124352261195},{"$f":"PriceLabourFY19*F18","v":96.471806287642622},null,5]
[null,"EWP ($/hour)",null,"$/hour",null,null,null,null,29.73,{"$f":"INDIRECT(\"priceewp\"&I7)*(1+INDIRECT(\"CPI\"&J7))*(1+INDIRECT(\"EscEWP\"&J7))","v":30.458740098159758},31.115429468317959,31.883718666621988,32.680811633287533,33.497831924119716,null,2]
[null,"Average Visor cost ",null,"$/unit",null,null,null,null,39.54,{"$f":"INDIRECT(\"PriceVisor\"&I7)*(1+INDIRECT(\"CPI\"&J7))*(1+INDIRECT(\"EscVisor\"&J7))","v":40.509202269802785},41.382579252515711,42.404380628262139,43.464490143968689,44.551102397567902,null,3]
[null,"Average PE cell cost",null,"$/unit",null,null,null,null,10.73,{"$f":"INDIRECT(\"PricePECell\"&I7)*((1+INDIRECT(\"CPI\"&J7))*(1+INDIRECT(\"EscPECell\"&J7)))","v":10.993013160217094},11.230022139086838,11.507309158858186,11.79499188782964,12.089866685025381,null,4]
[null,"Average miscellaneous materials cost",null,"$/unit",null,null,null,0,{"$f":"INDIRECT(\"PriceMisc\"&H7)*(1+INDIRECT(\"CPI\"&I7))*(1+INDIRECT(\"EscMisc\"&I7))","v":0},{"$f":"INDIRECT(\"PriceMisc\"&I7)*(1+INDIRECT(\"CPI\"&J7))*(1+INDIRECT(\"EscMisc\"&J7))","v":0},0,0,0,0]
[null,"Proportion of work in overtime hours (%)",null,"% p.a.",null,0.14000000000000001,null,null,null,null,null,null,null,null,null,5]
[null,"Proportion of work in standard hours (%)",null,"% p.a.",null,0.86,null,null,null,null,null,null,null,null,null,5]
[null,"Labour oncosts (%)",null,"% p.a.",null,0.57999999999999996,null,null,null,null,null,null,null,null,null,1]
[null,"Labour proportion of opex (%)",null,"% p.a.",null,0.38200000000000001,null,null,null,null,null,null,null,null,null,6]
[null,"Corporate Overheads (CAM)",null,"% p.a.",null,8.6527813038891108E-2,null,null,null,null,null,null,null,null,null,6]
[null,"Overhead cost allocation (Direct + Indirect) (%)",null,"% p.a.",null,0.1801212933606588,null,null,null,null,null,null,null,null,null,6]
[]
[null,"Bulk maintenance assumptions",null,"Driver",null,"Inputs",null,"FY13","FY14","FY15","FY16","FY17","FY18","FY19"]
[]
[]
[null,"Servicing of Minor Luminaire - Scheduled",null,"Cycle time (Yrs)",null,3,null,10,{"$f":"INDIRECT(\"PriceBulkTask1\"&H$30)*(1+ INDIRECT(\"CPI\"&I$30))","v":10.250990220048898},{"$f":"INDIRECT(\"PriceBulkTask1\"&I30)*(1+ INDIRECT(\"CPI\"&J$30))","v":10.502261919315401},10.728690318612468,10.993598662305162,11.268438628862791,11.55014959458436,null,7]
[null,"Servicing of Major Luminaire - Scheduled",null,"Cycle time (Yrs)",null,3,null,10,{"$f":"INDIRECT(\"PriceBulkTask2\"&H$30)*(1+ INDIRECT(\"CPI\"&I$30))","v":10.250990220048898},{"$f":"INDIRECT(\"PriceBulkTask2\"&I$30)*(1+ INDIRECT(\"CPI\"&J$30))","v":10.502261919315401},10.728690318612468,10.993598662305162,11.268438628862791,11.55014959458436,null,7]
[null,"Replacement of Minor Luminaire Visor",null,"Cycle time (Yrs)",null,54.04,null,10,{"$f":"INDIRECT(\"PriceBulkTask3\"&H$30)*(1+ INDIRECT(\"CPI\"&I$30))","v":10.250990220048898},{"$f":"INDIRECT(\"PriceBulkTask3\"&I$30)*(1+ INDIRECT(\"CPI\"&J$30))","v":10.502261919315401},10.728690318612468,10.993598662305162,11.268438628862791,11.55014959458436,null,7]
[null,"Replacement of Major Luminaire Visor",null,"Cycle time (Yrs)",null,203.69,null,10,{"$f":"INDIRECT(\"PriceBulkTask4\"&H$30)*(1+ INDIRECT(\"CPI\"&I$30))","v":10.250990220048898},{"$f":"INDIRECT(\"PriceBulkTask4\"&I$30)*(1+ INDIRECT(\"CPI\"&J$30))","v":10.502261919315401},10.728690318612468,10.993598662305162,11.268438628862791,11.55014959458436,null,7]
[null,"Replacement of Photo-electric Cell",null,"Cycle time (Yrs)",null,6,null,10,{"$f":"INDIRECT(\"PriceBulkTask5\"&H$30)*(1+ INDIRECT(\"CPI\"&I$30))","v":10.250990220048898},{"$f":"INDIRECT(\"PriceBulkTask5\"&I$30)*(1+ INDIRECT(\"CPI\"&J$30))","v":10.502261919315401},10.728690318612468,10.993598662305162,11.268438628862791,11.55014959458436,null,7]
[null,"Minor Non-Electrical Repair",null,"Cycle time (Yrs)",null,217.85,null,10,{"$f":"INDIRECT(\"PriceBulkTask6\"&H$30)*(1+ INDIRECT(\"CPI\"&I$30))","v":10.250990220048898},{"$f":"INDIRECT(\"PriceBulkTask6\"&I$30)*(1+ INDIRECT(\"CPI\"&J$30))","v":10.502261919315401},10.728690318612468,10.993598662305162,11.268438628862791,11.55014959458436,null,7]
[null,"General Electrical Work",null,"Cycle time (Yrs)",null,24.98,null,10,{"$f":"INDIRECT(\"PriceBulkTask7\"&H$30)*(1+ INDIRECT(\"CPI\"&I$30))","v":10.250990220048898},{"$f":"INDIRECT(\"PriceBulkTask7\"&I$30)*(1+ INDIRECT(\"CPI\"&J$30))","v":10.502261919315401},10.728690318612468,10.993598662305162,11.268438628862791,11.55014959458436,null,7]
[null,"Minor Electrical Work",null,"Cycle time (Yrs)",null,46.3,null,150,{"$f":"INDIRECT(\"PriceBulkTask8\"&H$30)*(1+ INDIRECT(\"CPI\"&I$30))","v":153.76485330073348},{"$f":"INDIRECT(\"PriceBulkTask8\"&I$30)*(1+ INDIRECT(\"CPI\"&J$30))","v":157.53392878973102},160.93035477918701,164.90397993457742,169.02657943294184,173.25224391876537,null,7]
[null,"Major Electrical Work",null,"Cycle time (Yrs)",null,81.819999999999993,null,250,{"$f":"INDIRECT(\"PriceBulkTask9\"&H$30)*(1+ INDIRECT(\"CPI\"&I$30))","v":256.2747555012225},{"$f":"INDIRECT(\"PriceBulkTask9\"&I$30)*(1+ INDIRECT(\"CPI\"&J$30))","v":262.55654798288509},268.21725796531177,274.83996655762911,281.71096572156983,288.75373986460903,null,7]
[null,"Electrical Work Previously Completed by EnergyAustralia",null,"Cycle time (Yrs)",null,0,null,0,{"$f":"INDIRECT(\"PriceBulkTask10\"&H$30)*(1+ INDIRECT(\"CPI\"&I$30))","v":0},{"$f":"INDIRECT(\"PriceBulkTask10\"&I$30)*(1+ INDIRECT(\"CPI\"&J$30))","v":0},0,0,0,0,null,7]
[null,"Quarterly Night Time Traffic Route Luminaire (TRL) Patrol",null,"Cycle time (Yrs)",null,8990,null,12000,{"$f":"INDIRECT(\"PriceBulkTask11\"&H$30)*(1+ INDIRECT(\"CPI\"&I$30))","v":12301.188264058679},{"$f":"INDIRECT(\"PriceBulkTask11\"&I$30)*(1+ INDIRECT(\"CPI\"&J$30))","v":12602.714303178484},12874.428382334963,13192.318394766196,13522.126354635349,13860.179513501233,null,7]
[null,"Annual Night Time Patrol of All Serviced Luminaires",null,"Cycle time (Yrs)",null,4007.44,null,8500,{"$f":"INDIRECT(\"PriceBulkTask12\"&H$30)*(1+ INDIRECT(\"CPI\"&I$30))","v":8713.341687041564},{"$f":"INDIRECT(\"PriceBulkTask12\"&I$30)*(1+ INDIRECT(\"CPI\"&J$30))","v":8926.9226314180924},9119.3867708205998,9344.5588629593894,9578.172834533374,9817.6271553967072,null,7]
[null,"Ad Hoc Works Order",null,"Cycle time (Yrs)",null,0,null,0,{"$f":"INDIRECT(\"PriceBulkTask13\"&H$30)*(1+ INDIRECT(\"CPI\"&I$30))","v":0},{"$f":"INDIRECT(\"PriceBulkTask13\"&I$30)*(1+ INDIRECT(\"CPI\"&J$30))","v":0},0,0,0,0,null,7]
[null,"Ad Hoc Patrolling And Reporting of Defects (Per Crew Hour)",null,"Cycle time (Yrs)",null,0,null,0,{"$f":"INDIRECT(\"PriceBulkTask14\"&H$30)*(1+ INDIRECT(\"CPI\"&I$30))","v":0},{"$f":"INDIRECT(\"PriceBulkTask14\"&I$30)*(1+ INDIRECT(\"CPI\"&J$30))","v":0},0,0,0,0,null,7]
[]
[null,"Spot maintenance assumptions",null,"Driver",null,"Inputs"]
[]
[]
[null,"Number of workers in standard crew",null,"no. of ppl",null,2]
[null,"Additional workers on traffic route",null,"no. of ppl",null,1]
[null,"Time required for average spot lamp replacement (hours)",null,"no. of hrs",null,{"$f":"45.4/60","v":0.7566666666666666},null,"45.4 minutes including travel time",null,null,null,null,null,null,null,8]
[null,"Time for PE Cell replacement (hours)",null,"no. of hrs",null,0]
[null,"Time for other spot maintenance task (hours)",null,"no. of hrs",null,0]
[null,"Annual average failure rate for PE cells",null,"% p.a.",null,1.4200000000000001E-2]
[null,"Annual average failure rates for other components",null,"% p.a.",null,0.01]
[]
[null,"Connection maintenance assumptions",null,"Driver",null,"Type",null,null,"FY14","FY15","FY16","FY17","FY18","FY19"]
[]
[]
[null,"Connection type - \"EMPTY\"",null,"$/unit",null,"EMPTY",null,null,0,{"$f":"I62*(1+INDIRECT(\"CPI\"&J$59))","v":0},0,0,0,0]
[null,"Connection type - \"O/U\"",null,"$/unit",null,"O/U",null,null,68.89,70.578627829203683,72.100300574249033,73.88057110472883,75.727585382347044,77.620775016905711]
[null,"Connection type - \"O/U (P09)\"",null,"$/unit",null,"O/U (P09)",null,null,68.887549477443542,70.576117239575311,72.09773585639617,73.877943059933145,75.724891636431465,77.618013927342247]
[null,"Connection type - \"OH\"",null,"$/unit",null,"OH",null,null,0,0,0,0,0,0]
[null,"Connection type - \"OH(P09)\"",null,"$/unit",null,"OH(P09)",null,null,0,0,0,0,0,0]
[null,"Connection type - \"OH2\"",null,"$/unit",null,"OH2",null,null,0,0,0,0,0,0]
[null,"Connection type - \"OH2 (P09)\"",null,"$/unit",null,"OH2 (P09)",null,null,0,0,0,0,0,0]
[null,"Connection type - \"OHS\"",null,"$/unit",null,"OHS",null,null,0,0,0,0,0,0]
[null,"Connection type - \"UG2\"",null,"$/unit",null,"UG2",null,null,0,0,0,0,0,0]
[null,"Connection type - \"UG2 (P09)\"",null,"$/unit",null,"UG2 (P09)",null,null,0,0,0,0,0,0]
[null,"Connection type - \"UGORDA\"",null,"$/unit",null,"UGORDA",null,null,{"$f":"H72*(1+INDIRECT(\"CPI\"&I$59))","v":0},{"$f":"I72*(1+INDIRECT(\"CPI\"&J$59))","v":0},0,0,0,0]
[null,"Connection type - \"UGR1\"",null,"$/unit",null,"UGR1",null,null,63.147570261390285,64.695439973830105,66.090271394683555,67.722144792967129,69.415198412791298,71.150578373111074]
[null,"Connection type - \"UGR1 (P09)\"",null,"$/unit",null,"UGR1 (P09)",null,null,63.15,64.697929270056804,66.092814360049758,67.724750548172835,69.417869311877155,71.153316044674071]
[null,"Connection type - \"UGR2\"",null,"$/unit",null,"UGR2",null,null,22.959916864213032,23.522709062980823,24.029857846850472,24.62319306786404,25.23877289456064,25.869742216924653]
[null,"Connection type - \"UGR2 (P09)\"",null,"$/unit",null,"UGR2 (P09)",null,null,22.96,23.522794236587558,24.029944856797187,24.623282226224042,25.238864281879639,25.869835888926627]
[null,"Connection type - \"UGS\"",null,"$/unit",null,"UGS",null,null,0,0,0,0,0,0]
[null,"Connection type - \"UG-SP\"",null,"$/unit",null,"UG-SP",null,null,0,0,0,0,0,0]
[null,"Connection type - \"UG-SP (P09)\"",null,"$/unit",null,"UG-SP (P09)",null,null,0,0,0,0,0,0]
[null,"Options"]
[]
[null,"Bulk cycle/ spot failure rate assumption: "]
[]
[null,"Calculate total opex in the following year:"]
[]
[null,"Traffic",null,null,null,1]
[null,"Non-Traffic",null,null,null,0]
[]
[null,"Bulk cycle options:",null,null,null,"Cycles"]
[null,"AER determination spot failure rates (incl. 20% reduction)",1,null,null,3,null,"Spot rates for 3 year cycle"]
[null,"EA proposal spot rates ",2,null,null,2.5,null,{"$f":"VLOOKUP(BulkCycleOptionLinkedCell,$B$90:$C$95,2,FALSE)","v":5}]
[null,"Spot rates for 2 year cycle",3,null,null,2]
[null,"Spot rates for 2.5 year cycle",4,null,null,2.5]
[null,"Spot rates for 3 year cycle",5,null,null,3]
[null,"Spot rates for 4 year cycle",6,null,null,4]
[]
[null,"Years:"]
[null,"FY08",null,null,null,null,null," Year--->"]
[null,"FY09",null,null,null,null,null,"FY1038"]
[null,"FY10"]
[null,"FY11"]
[null,"FY12"]
[null,"FY13"]
[null,"FY14"]
[]
[]
[null,"Results Summary",null,null,null,null,null,"FY13","FY14","FY15","FY16","FY17","FY18","FY19"]
[]
[]
[null,"SCI Numbers",null,null,null,null,null,null,19816221.047540497,19702153.009999998,20174706.990000002,20659074.990000002,21155552,21664440]
[null,"Opex Model results",null,null,null,null,null,null,{"$f":"'Calc - Opex FY14'!TotalOpex","v":18218630.363209952},{"$f":"'Calc - Opex FY15'!TotalOpex","v":18729968.38274844},{"$f":"'Calc - Opex FY16'!TotalOpex","v":19217627.844901163},{"$f":"'Calc - Opex FY17'!TotalOpex","v":19807640.804480489},{"$f":"'Calc - Opex FY18'!TotalOpex","v":20422983.786434721},{"$f":"'Calc - Opex FY19'!TotalOpex","v":21058251.335052475}]
[null,"Variance ($)",null,null,null,null,null,null,{"$f":"I111-I110","v":-1597590.6843305454},{"$f":"J111-J110","v":-972184.62725155801},-957079.14509883896,-851434.18551951274,-732568.2135652788,-606188.66494752467]
[null,"Variance (%)",null,null,null,null,null,null,{"$f":"I112/I111","v":-8.7689944440426354E-2},{"$f":"J112/J111","v":-5.1905299965535737E-2},-4.9802147945786759E-2,-4.298513861009224E-2,-3.5869793622020231E-2,-2.8786277421738928E-2]

{"sheet":"Input - Inventory","index":1,"n_rows":390,"n_cols":37,"rows_kept":390,"cut":false,"hidden":false,"merged":[[2,2,2,4],[5,28,6,28],[5,30,5,35],[5,2,6,2],[5,12,5,18],[5,20,5,26],[3,2,3,4],[5,7,5,9]]}
[]
[null,null,"Cell colour legend"]
[null,null,"Inputs - hardcoded value"]
[null,null,"Derived Inputs - Calculated or referenced to another cell"]
[]
[null,null,"Description",null,null,null,null,null,null,null,null,null,"Qty of assets being maintained",null,null,null,null,null,null,null,"Price",null,null,null,null,null,null,null,"Average annual failure under selected bulk cycle",null,"Spot rates for different bulk cycles"]
[null,"#",null,"Type","Route","Category","Lamps (#)","Rate 1","Rate 2","Rate 3","Total",null,"FY13","FY14","FY15","FY16","FY17","FY18","FY19",null,"FY13","FY14","FY15","FY16","FY17","FY18","FY19",null,null,null,"AER determination","June 2008 Proposal","2 year cycle","2.5 year cycle","3 year cycle","4 year cycle"]
[]
[null,1,"0.5","Bracket","NonTraffic","n/a",0,32907,735,76,{"$f":"SUM(H9:J9)","v":33718},null,null,{"$f":"SUM(H9:I9)","v":33642},{"$f":"N9*(1+INDIRECT(\"GrowthLights\"&O$7))","v":33642},33642,33642,33642,33642,null,100,{"$f":"U9*(1+INDIRECT(\"CPI\"&V$7))*(IF($D9=\"Lamp\",(1+INDIRECT(\"EscLamp\"&V$7)),1))","v":102.50990220048899},105.02261919315403,107.28690318612469,109.93598662305163,112.68438628862792,115.5014959458436,null,{"$f":"OFFSET(AE9,0,BulkOptionNumber-1)","v":0},null,0,0]
[null,2,"0.5 (P09)","Bracket","NonTraffic","n/a",0,1082,68,3,{"$f":"SUM(H10:J10)","v":1153},null,null,{"$f":"SUM(H10:I10)","v":1150},{"$f":"N10*(1+INDIRECT(\"GrowthLights\"&O$7))","v":1150},{"$f":"O10*(1+INDIRECT(\"GrowthLights\"&P$7))","v":1150},{"$f":"P10*(1+INDIRECT(\"GrowthLights\"&Q$7))","v":1150},{"$f":"Q10*(1+INDIRECT(\"GrowthLights\"&R$7))","v":1150},{"$f":"R10*(1+INDIRECT(\"GrowthLights\"&S$7))","v":1150},null,100,102.50990220048899,105.02261919315403,107.28690318612469,109.93598662305163,112.68438628862792,115.5014959458436,null,0,null,0,0]
[null,3,"0.6","Bracket","NonTraffic","n/a",0,103,46,0,149,null,null,149,149,149,149,149,149,null,100,102.50990220048899,105.02261919315403,107.28690318612469,109.93598662305163,112.68438628862792,115.5014959458436,null,0,null,0,0]
[null,4,"1.0","Bracket","NonTraffic","n/a",0,4068,4539,29,8636,null,null,8607,8607,8607,8607,8607,8607,null,100,102.50990220048899,105.02261919315403,107.28690318612469,109.93598662305163,112.68438628862792,115.5014959458436,null,0,null,0,0]
[null,5,"1.2","Bracket","NonTraffic","n/a",0,22356,2581,57,24994,null,null,24937,24937,24937,24937,24937,24937,null,100,102.50990220048899,105.02261919315403,107.28690318612469,109.93598662305163,112.68438628862792,115.5014959458436,null,0,null,0,0]
[null,6,"1.2 (P09)","Bracket","NonTraffic","n/a",0,404,292,0,696,null,null,696,696,696,696,696,696,null,100,102.50990220048899,105.02261919315403,107.28690318612469,109.93598662305163,112.68438628862792,115.5014959458436,null,0,null,0,0]
[null,7,"1.5","Bracket","NonTraffic","n/a",0,1234,2574,0,3808,null,null,3808,3808,3808,3808,3808,3808,null,100,102.50990220048899,105.02261919315403,107.28690318612469,109.93598662305163,112.68438628862792,115.5014959458436,null,0,null,0,0]
[null,8,"2.0","Bracket","NonTraffic","n/a",0,69816,1049,82,70947,null,null,70865,70865,70865,70865,70865,70865,null,100,102.50990220048899,105.02261919315403,107.28690318612469,109.93598662305163,112.68438628862792,115.5014959458436,null,0,null,0,0]
[null,9,"2.0 (P09)","Bracket","NonTraffic","n/a",0,17216.5,199,6,17421.5,null,null,17415.5,17415.5,17415.5,17415.5,17415.5,17415.5,null,100,102.50990220048899,105.02261919315403,107.28690318612469,109.93598662305163,112.68438628862792,115.5014959458436,null,0,null,0,0]
[null,10,"2.5","Bracket","Traffic","n/a",0,502,16,47,565,null,null,518,518,518,518,518,518,null,100,102.50990220048899,105.02261919315403,107.28690318612469,109.93598662305163,112.68438628862792,115.5014959458436,null,0,null,0,0]
[null,11,"3.0","Bracket","Traffic","n/a",0,4176,1752,11,5939,null,null,5928,5928,5928,5928,5928,5928,null,100,102.50990220048899,{"$f":"V19*(1+INDIRECT(\"CPI\"&W$7))*(IF($D19=\"Lamp\",(1+INDIRECT(\"EscLamp\"&W$7)),1))","v":105.02261919315403},107.28690318612469,109.93598662305163,112.68438628862792,115.5014959458436,null,0,null,0,0]
[null,12,"3.0 (P09)","Bracket","Traffic","n/a",0,338,265,0,603,null,null,603,603,603,603,603,603,null,100,102.50990220048899,105.02261919315403,107.28690318612469,109.93598662305163,112.68438628862792,115.5014959458436,null,0,null,0,0]
[null,13,"3.5","Bracket","Traffic","n/a",0,7037,159,8,7204,null,null,7196,7196,7196,7196,7196,7196,null,100,102.50990220048899,105.02261919315403,107.28690318612469,109.93598662305163,112.68438628862792,115.5014959458436,null,0,null,0,0]
[null,14,"3.5 (P09)","Bracket","Traffic","n/a",0,771,16,0,787,null,null,787,787,787,787,787,787,null,100,102.50990220048899,105.02261919315403,107.28690318612469,109.93598662305163,112.68438628862792,115.5014959458436,null,0,null,0,0]
[null,15,"4.0","Bracket","Traffic","n/a",0,927,56,8,991,null,null,983,983,983,983,983,983,null,100,102.50990220048899,105.02261919315403,107.28690318612469,109.93598662305163,112.68438628862792,115.5014959458436,null,0,null,0,0]
[null,16,"4.0 (P09)","Bracket","Traffic","n/a",0,453,13,0,466,null,null,466,466,466,466,466,466,null,100,102.50990220048899,105.02261919315403,107.28690318612469,109.93598662305163,112.68438628862792,115.5014959458436,null,0,null,0,0]
[null,17,"4.5","Bracket","Traffic","n/a",0,2010,1027,98,3135,null,null,3037,3037,3037,3037,3037,3037,null,100,{"$f":"U25*(1+INDIRECT(\"CPI\"&V$7))*(IF($D25=\"Lamp\",(1+INDIRECT(\"EscLamp\"&V$7)),1))","v":102.50990220048899},105.02261919315403,107.28690318612469,109.93598662305163,112.68438628862792,115.5014959458436,null,0,null,0,0]
[null,18,"5.0","Bracket","Traffic","n/a",0,393,30,4,427,null,null,423,423,423,423,423,423,null,100,102.50990220048899,105.02261919315403,107.28690318612469,109.93598662305163,112.68438628862792,115.5014959458436,null,0,null,0,0]
[null,19,"6.0","Bracket","Traffic","n/a",0,813,287.5,0,1100.5,null,null,1100.5,1100.5,1100.5,1100.5,1100.5,1100.5,null,100,102.50990220048899,105.02261919315403,107.28690318612469,109.93598662305163,112.68438628862792,115.5014959458436,null,0,null,0,0]
[null,20,"6.5","Bracket","Traffic","n/a",0,53,7,0,60,null,null,60,60,60,60,60,60,null,100,102.50990220048899,105.02261919315403,107.28690318612469,109.93598662305163,112.68438628862792,115.5014959458436,null,0,null,0,0]
[null,21,"7.0","Bracket","Traffic","n/a",0,67,13,0,80,null,null,80,80,80,80,80,80,null,100,102.50990220048899,{"$f":"V29*(1+INDIRECT(\"CPI\"&W$7))*(IF($D29=\"Lamp\",(1+INDIRECT(\"EscLamp\"&W$7)),1))","v":105.02261919315403},107.28690318612469,109.93598662305163,112.68438628862792,115.5014959458436,null,0,null,0,0]
[null,22,"8.0","Bracket","Traffic","n/a",0,23,4,1,28,null,null,27,27,27,27,27,27,null,100,102.50990220048899,105.02261919315403,107.28690318612469,109.93598662305163,112.68438628862792,115.5014959458436,null,0,null,0,0]
[null,23,"C4","Bracket","Traffic","n/a",0,87,0,4,91,null,null,87,87,87,87,87,87,null,100,102.50990220048899,105.02261919315403,107.28690318612469,109.93598662305163,112.68438628862792,115.5014959458436,null,0,null,0,0]
[null,24,"NIL","Bracket","NonTraffic","n/a",0,8771,4205,278,13254,null,null,12976,12976,12976,12976,12976,12976,null,"0",0,0,0,0,0,0,null,0,null,0,0]
[null,25,"PRIVATE","Bracket","NonTraffic","n/a",0,106,7,10943,11056,null,null,113,113,113,113,113,113,null,"0",0,0,0,0,0,0,null,0,null,0,0]
[null,26,"SMARTPOLE DOUBLE","Bracket","NonTraffic","n/a",0,0,0,395,395,null,null,0,0,0,0,0,0,null,"0",0,0,0,0,0,0,null,0,null,0,0]
[null,27,"SMARTPOLE SINGLE LONG","Bracket","NonTraffic","n/a",0,0,0,597,597,null,null,0,0,0,0,0,0,null,"0",0,0,0,0,0,0,null,0,null,0,0]
[null,28,"SMARTPOLE SINGLE SHORT","Bracket","NonTraffic","n/a",0,0,1,2,3,null,null,1,1,1,1,1,1,null,"0",0,0,0,0,0,0,null,0,null,0,0]
[null,29,"SUSPENDED","Bracket","NonTraffic","n/a",0,149,4,37,190,null,null,153,153,153,153,153,153,null,100,102.50990220048899,105.02261919315403,107.28690318612469,109.93598662305163,112.68438628862792,115.5014959458436,null,0,null,0,0]
[null,30,"T1","Bracket","NonTraffic","n/a",0,19692,70,19,19781,null,null,19762,19762,19762,19762,19762,19762,null,100,102.50990220048899,105.02261919315403,107.28690318612469,109.93598662305163,112.68438628862792,115.5014959458436,null,0,null,0,0]
[null,31,"T1 (P09)","Bracket","NonTraffic","n/a",0,1315,20,0,1335,null,null,1335,1335,1335,1335,1335,1335,null,100,102.50990220048899,{"$f":"V39*(1+INDIRECT(\"CPI\"&W$7))*(IF($D39=\"Lamp\",(1+INDIRECT(\"EscLamp\"&W$7)),1))","v":105.02261919315403},107.28690318612469,109.93598662305163,112.68438628862792,115.5014959458436,null,0,null,0,0]
[null,32,"T2","Bracket","Traffic","n/a",0,9655.5,175,2,9832.5,null,null,9830.5,9830.5,9830.5,9830.5,9830.5,9830.5,null,100,102.50990220048899,105.02261919315403,107.28690318612469,109.93598662305163,112.68438628862792,115.5014959458436,null,0,null,0,0]
[null,33,"T2A","Bracket","Traffic","n/a",0,1153,43,2,1198,null,null,1196,1196,1196,1196,1196,1196,null,100,102.50990220048899,105.02261919315403,107.28690318612469,109.93598662305163,112.68438628862792,115.5014959458436,null,{"$f":"OFFSET(AE41,0,BulkOptionNumber-1)","v":0},null,0,0]
[null,34,"T2A (P09)","Bracket","Traffic","n/a",0,128,46,0,174,null,null,174,174,174,174,174,174,null,100,102.50990220048899,105.02261919315403,107.28690318612469,109.93598662305163,112.68438628862792,115.5014959458436,null,0,null,0,0]
[null,35,"T3","Bracket","Traffic","n/a",0,3569,59,9,3637,null,null,3628,3628,3628,3628,3628,3628,null,100,102.50990220048899,105.02261919315403,107.28690318612469,109.93598662305163,112.68438628862792,115.5014959458436,null,0,null,0,0]
[null,36,"T3 (P09)","Bracket","Traffic","n/a",0,590.5,59,0,649.5,null,null,649.5,649.5,649.5,649.5,649.5,649.5,null,100,102.50990220048899,105.02261919315403,107.28690318612469,109.93598662305163,112.68438628862792,115.5014959458436,null,0,null,0,0]
[null,37,"T3A","Bracket","Traffic","n/a",0,979,52,0,1031,null,null,1031,1031,1031,1031,1031,1031,null,100,102.50990220048899,105.02261919315403,107.28690318612469,109.93598662305163,112.68438628862792,115.5014959458436,null,0,null,0,0]
[null,38,"T4","Bracket","Traffic","n/a",0,10985,60,8,11053,null,null,11045,11045,11045,11045,11045,11045,null,100,102.50990220048899,105.02261919315403,107.28690318612469,109.93598662305163,112.68438628862792,115.5014959458436,null,0,null,0,0]
[null,39,"T4 (P09)","Bracket","Traffic","n/a",0,494,6,0,500,null,null,500,500,500,500,500,500,null,100,102.50990220048899,105.02261919315403,107.28690318612469,109.93598662305163,112.68438628862792,115.5014959458436,null,0,null,0,0]
[null,40,"T5","Bracket","Traffic","n/a",0,514,1,0,515,null,null,515,515,515,515,515,515,null,100,102.50990220048899,105.02261919315403,107.28690318612469,109.93598662305163,112.68438628862792,115.5014959458436,null,0,null,0,0]
[null,41,"T5 (P09)","Bracket","Traffic","n/a",0,79,1,0,80,null,null,80,80,80,80,80,80,null,100,102.50990220048899,{"$f":"V49*(1+INDIRECT(\"CPI\"&W$7))*(IF($D49=\"Lamp\",(1+INDIRECT(\"EscLamp\"&W$7)),1))","v":105.02261919315403},107.28690318612469,109.93598662305163,112.68438628862792,115.5014959458436,null,0,null,0,0]
[null,42,"T6","Bracket","Traffic","n/a",0,1911,118,4,2033,null,null,2029,2029,2029,2029,2029,2029,null,100,102.50990220048899,105.02261919315403,107.28690318612469,109.93598662305163,112.68438628862792,115.5014959458436,null,0,null,0,0]
[null,43,"T6 (P09)","Bracket","Traffic","n/a",0,308,39,1,348,null,null,347,347,347,347,347,347,null,100,102.50990220048899,105.02261919315403,107.28690318612469,109.93598662305163,112.68438628862792,115.5014959458436,null,0,null,0,0]
[null,44,"T7","Bracket","Traffic","n/a",0,635,87,0,722,null,null,722,722,722,722,722,722,null,100,102.50990220048899,105.02261919315403,107.28690318612469,109.93598662305163,112.68438628862792,115.5014959458436,null,0,null,0,0]
[null,45,"T7 (P09)","Bracket","Traffic","n/a",0,175.5,7,0,182.5,null,null,182.5,182.5,182.5,182.5,182.5,182.5,null,100,102.50990220048899,105.02261919315403,107.28690318612469,109.93598662305163,112.68438628862792,115.5014959458436,null,0,null,0,0]
[null,46,"EMPTY","Connection","NonTraffic","n/a",0,0,0,0,0,null,null,0,0,0,0,0,0,null,"0",0,0,0,0,0,0,null,0,null,0,0]
[null,47,"O/U (P09)","Connection","NonTraffic","n/a",0,10,4,0,14,null,null,14,14,14,14,14,14,null,100,102.50990220048899,105.02261919315403,107.28690318612469,109.93598662305163,112.68438628862792,115.5014959458436,null,0,null,0,0]
[null,48,"OH","Connection","NonTraffic","n/a",0,189773.5,1530,1664,192967.5,null,null,191303.5,191303.5,191303.5,191303.5,191303.5,191303.5,null,"0",0,0,0,0,0,0,null,0,null,0,0]
[null,49,"OH(P09)","Connection","NonTraffic","n/a",0,5402.5,333.5,4,5740,null,null,5736,5736,5736,5736,5736,5736,null,"0",0,0,0,0,0,0,null,0,null,0,0]
[null,50,"OH2","Connection","NonTraffic","n/a",0,372,112,10,494,null,null,484,484,484,484,484,484,null,"0",0,0,0,0,0,0,null,0,null,0,0]
[null,51,"OH2 (P09)","Connection","NonTraffic","n/a",0,49,70,0,119,null,null,119,119,119,119,119,119,null,"0",0,{"$f":"V59*(1+INDIRECT(\"CPI\"&W$7))*(IF($D59=\"Lamp\",(1+INDIRECT(\"EscLamp\"&W$7)),1))","v":0},0,0,0,0,null,0,null,0,0]
[null,52,"OHS","Connection","NonTraffic","n/a",0,3,1,0,4,null,null,4,4,4,4,4,4,null,"0",0,0,0,0,0,0,null,0,null,0,0]
[null,53,"O/U","Connection","NonTraffic","n/a",0,574,13,25,612,null,null,587,587,587,587,587,587,null,100,102.50990220048899,105.02261919315403,107.28690318612469,109.93598662305163,112.68438628862792,115.5014959458436,null,0,null,0,0]
[null,54,"UG2","Connection","NonTraffic","n/a",0,691,1206,510,2407,null,null,1897,1897,1897,1897,1897,1897,null,"0",0,0,0,0,0,0,null,0,null,0,0]
[null,55,"UG2 (P09)","Connection","NonTraffic","n/a",0,61,344,7,412,null,null,405,405,405,405,405,405,null,"0",0,0,0,0,0,0,null,0,null,0,0]
[null,56,"UGORDA","Connection","NonTraffic","n/a",0,0,1,0,1,null,null,1,1,1,1,1,1,null,100,102.50990220048899,105.02261919315403,107.28690318612469,109.93598662305163,112.68438628862792,115.5014959458436,null,0,null,0,0]
[null,57,"UGR1","Connection","NonTraffic","n/a",0,26493,4,1441,27938,null,null,26497,26497,26497,26497,26497,26497,null,100,102.50990220048899,105.02261919315403,107.28690318612469,109.93598662305163,112.68438628862792,115.5014959458436,null,0,null,0,0]
[null,58,"UGR1 (P09)","Connection","NonTraffic","n/a",0,4235,9,159,4403,null,null,4244,4244,4244,4244,4244,4244,null,100,102.50990220048899,105.02261919315403,107.28690318612469,109.93598662305163,112.68438628862792,115.5014959458436,null,0,null,0,0]
[null,59,"UGR2","Connection","NonTraffic","n/a",0,244,13931,345,14520,null,null,14175,14175,14175,14175,14175,14175,null,100,102.50990220048899,105.02261919315403,107.28690318612469,109.93598662305163,112.68438628862792,115.5014959458436,null,0,null,0,0]
[null,60,"UGR2 (P09)","Connection","NonTraffic","n/a",0,36,3147,281,3464,null,null,3183,3183,3183,3183,3183,3183,null,100,102.50990220048899,105.02261919315403,107.28690318612469,109.93598662305163,112.68438628862792,115.5014959458436,null,0,null,0,0]
[null,61,"UGS","Connection","NonTraffic","n/a",0,22,21,0,43,null,null,43,43,43,43,43,43,null,100,102.50990220048899,{"$f":"V69*(1+INDIRECT(\"CPI\"&W$7))*(IF($D69=\"Lamp\",(1+INDIRECT(\"EscLamp\"&W$7)),1))","v":105.02261919315403},107.28690318612469,109.93598662305163,112.68438628862792,115.5014959458436,null,0,null,0,0]
[null,62,"UG-SP","Connection","NonTraffic","n/a",0,1,0,833,834,null,null,1,1,1,1,1,1,null,"0",0,0,0,0,0,0,null,0,null,0,0]
[null,63,"UG-SP (P09)","Connection","NonTraffic","n/a",0,5,10,239,254,null,null,15,15,15,15,15,15,null,"0",0,0,0,0,0,0,null,0,null,0,0]
[null,64,"EMPTY","Lamp","NonTraffic","Minor < 130w",1,0,0,0,0,null,null,0,0,0,0,0,0,null,"0",0,0,0,0,0,0,null,0,null,0,0]
[null,65,"INC1x100","Lamp","NonTraffic","Minor < 130w","1",1,0,364,365,null,null,1,1,1,1,1,1,null,"10",10.250990220048898,10.502261919315401,10.728690318612468,10.993598662305162,11.268438628862791,11.55014959458436,null,{"$f":"OFFSET(AE73,0,BulkOptionNumber-1)","v":1.04},null,1.04,1.3,null,{"$f":"AE73","v":1.04},1.04,{"$f":"AE73","v":1.04}]
[null,66,"INC1x1000","Lamp","Traffic","Major > 130w","1",0,0,8,{"$f":"SUM(H74:J74)","v":8},null,null,{"$f":"SUM(H74:I74)","v":0},{"$f":"N74*(1+INDIRECT(\"GrowthLights\"&O$7))","v":0},{"$f":"O74*(1+INDIRECT(\"GrowthLights\"&P$7))","v":0},{"$f":"P74*(1+INDIRECT(\"GrowthLights\"&Q$7))","v":0},{"$f":"Q74*(1+INDIRECT(\"GrowthLights\"&R$7))","v":0},{"$f":"R74*(1+INDIRECT(\"GrowthLights\"&S$7))","v":0},null,100,102.50990220048899,105.02261919315403,107.28690318612469,109.93598662305163,112.68438628862792,115.5014959458436,null,1.04,null,1.04,1.3,null,{"$f":"AE74","v":1.04},1.04,{"$f":"AE74","v":1.04}]
[null,67,"INC1x1440","Lamp","NonTraffic","Major > 130w","1",0,0,2,2,null,null,0,0,0,0,0,0,null,"0",0,0,0,0,0,0,null,1.04,null,1.04,1.3,null,{"$f":"AE75","v":1.04},1.04,{"$f":"AE75","v":1.04}]
[null,68,"INC1x150","Lamp","NonTraffic","Major > 130w","1",0,0,12,12,null,null,0,0,0,0,0,0,null,"10",10.250990220048898,10.502261919315401,10.728690318612468,10.993598662305162,11.268438628862791,11.55014959458436,null,1.04,null,1.04,1.3,null,{"$f":"AE76","v":1.04},1.04,{"$f":"AE76","v":1.04}]
[null,69,"INC1x150 (P09)","Lamp","NonTraffic","Major > 130w",1,13,0,0,13,null,null,13,13,13,13,13,13,null,"10",10.250990220048898,10.502261919315401,10.728690318612468,10.993598662305162,11.268438628862791,11.55014959458436,null,1.04,null,1.04,1.3,null,{"$f":"AE77","v":1.04},1.04,{"$f":"AE77","v":1.04}]
[null,70,"INC1x200","Lamp","NonTraffic","Major > 130w","1",0,0,12,12,null,null,0,0,0,0,0,0,null,"10",10.250990220048898,10.502261919315401,10.728690318612468,10.993598662305162,11.268438628862791,11.55014959458436,null,1.04,null,1.04,1.3,null,{"$f":"AE78","v":1.04},1.04,{"$f":"AE78","v":1.04}]
[null,71,"INC1x300","Lamp","NonTraffic","Major > 130w","1",0,0,6,6,null,null,0,0,0,0,0,0,null,"30",30.752970660146698,{"$f":"V79*(1+INDIRECT(\"CPI\"&W$7))*(IF($D79=\"Lamp\",(1+INDIRECT(\"EscLamp\"&W$7)),1))","v":31.506785757946208},32.186070955837408,32.980795986915489,33.805315886588374,34.650448783753077,null,1.04,null,1.04,1.3,null,1.04,1.04,1.04]
[null,72,"INC1x40","Lamp","NonTraffic","Minor < 130w","1",0,0,26,26,null,null,0,0,0,0,0,0,null,"10",10.250990220048898,10.502261919315401,10.728690318612468,10.993598662305162,11.268438628862791,11.55014959458436,null,1.04,null,1.04,1.3,null,1.04,1.04,1.04]
[null,73,"INC1x500","Lamp","NonTraffic","Major > 130w","1",0,0,3,3,null,null,0,0,0,0,0,0,null,"30",30.752970660146698,31.506785757946208,32.186070955837408,32.980795986915489,33.805315886588374,34.650448783753077,null,1.04,null,1.04,1.3,null,1.04,1.04,1.04]
[null,74,"INC1x60","Lamp","NonTraffic","Minor < 130w","1",0,0,227,227,null,null,0,0,0,0,0,0,null,"10",10.250990220048898,10.502261919315401,10.728690318612468,10.993598662305162,11.268438628862791,11.55014959458436,null,1.04,null,1.04,1.3,null,1.04,1.04,1.04]
[null,75,"INC1x75","Lamp","NonTraffic","Minor < 130w","1",0,0,1,1,null,null,0,0,0,0,0,0,null,"10",10.250990220048898,10.502261919315401,10.728690318612468,10.993598662305162,11.268438628862791,11.55014959458436,null,1.04,null,1.04,1.3,null,1.04,1.04,1.04]
[null,76,"INC3x100","Lamp","NonTraffic","Minor < 130w","3",0,0,1,1,null,null,0,0,0,0,0,0,null,"10",10.250990220048898,10.502261919315401,10.728690318612468,10.993598662305162,11.268438628862791,11.55014959458436,null,1.04,null,1.04,1.3,null,1.04,1.04,1.04]
[null,77,"LED1x237","Lamp","NonTraffic","Major > 130w",1,1,0,725,726,null,null,1,1,1,1,1,1,null,"0",0,0,0,0,0,0,null,0.01,null,null,null,null,0.01,0.01,0.01]
[null,78,"LED1x29","Lamp","NonTraffic","Minor < 130w",1,1351,40,0,1391,null,null,1391,1391,1391,1391,1391,1391,null,"0",0,0,0,0,0,0,null,0.01,null,null,null,null,0.01,0.01,0.01]
[null,79,"MBF1x1000","Lamp","Traffic","Major > 130w","1",1,0,1,2,null,null,1,1,1,1,1,1,null,100,102.50990220048899,105.02261919315403,107.28690318612469,109.93598662305163,112.68438628862792,115.5014959458436,null,0.08,null,8.0000000000000016E-2,0.1,null,{"$f":"AE87","v":8.0000000000000016E-2},0.08,{"$f":"AE87","v":8.0000000000000016E-2}]
[null,80,"MBF1x1000 (P09)","Lamp","Traffic","Major > 130w",1,13,0,0,13,null,null,13,13,13,13,13,13,null,100,102.50990220048899,105.02261919315403,107.28690318612469,109.93598662305163,112.68438628862792,115.5014959458436,null,0.08,null,8.0000000000000016E-2,0.1,null,{"$f":"AE88","v":8.0000000000000016E-2},0.08,{"$f":"AE88","v":8.0000000000000016E-2}]
[null,81,"MBF1x125","Lamp","NonTraffic","Minor < 130w","1",332,6,556,894,null,null,338,338,338,338,338,338,null,"10",{"$f":"U89*(1+INDIRECT(\"CPI\"&V$7))*(IF($D89=\"Lamp\",(1+INDIRECT(\"EscLamp\"&V$7)),1))","v":10.250990220048898},{"$f":"V89*(1+INDIRECT(\"CPI\"&W$7))*(IF($D89=\"Lamp\",(1+INDIRECT(\"EscLamp\"&W$7)),1))","v":10.502261919315401},10.728690318612468,10.993598662305162,11.268438628862791,11.55014959458436,null,0.13570000000000002,null,0.06,0.1,null,{"$f":"36.71%/2.5","v":0.14684},{"$f":"40.71%/3","v":0.13570000000000002},{"$f":"47.54%/4","v":0.11885},"Green = rates from recent failure rate study"]
[null,82,"MBF1x125 (P09)","Lamp","NonTraffic","Minor < 130w",1,4840,501,184,5525,null,null,5341,5341,5341,5341,5341,5341,null,"10",10.250990220048898,10.502261919315401,10.728690318612468,10.993598662305162,11.268438628862791,11.55014959458436,null,0.13570000000000002,null,0.06,0.1,null,{"$f":"36.71%/2.5","v":0.14684},{"$f":"40.71%/3","v":0.13570000000000002},{"$f":"47.54%/4","v":0.11885},"Black = Carryover from 2010 determination"]
[null,83,"MBF1x160","Lamp","NonTraffic","Major > 130w","1",1,0,0,1,null,null,1,1,1,1,1,1,null,"10",10.250990220048898,10.502261919315401,10.728690318612468,10.993598662305162,11.268438628862791,11.55014959458436,null,0,null,0,0,null,0,0,0]
[null,84,"MBF1x250","Lamp","Traffic","Major > 130w","1",1139,14,159,1312,null,null,1153,1153,1153,1153,1153,1153,null,"10",10.250990220048898,10.502261919315401,10.728690318612468,10.993598662305162,11.268438628862791,11.55014959458436,null,0.11826666666666664,null,0.06,0.1,null,{"$f":"31.89%/2.5","v":0.12756000000000001},{"$f":"35.48%/3","v":0.11826666666666664},{"$f":"41.71%/4","v":0.10427500000000001}]
[null,85,"MBF1x250 (P09)","Lamp","Traffic","Major > 130w",1,16722,190,43,16955,null,null,16912,16912,16912,16912,16912,16912,null,"10",10.250990220048898,10.502261919315401,10.728690318612468,10.993598662305162,11.268438628862791,11.55014959458436,null,0.11826666666666664,null,0.06,0.1,null,{"$f":"31.89%/2.5","v":0.12756000000000001},{"$f":"35.48%/3","v":0.11826666666666664},{"$f":"41.71%/4","v":0.10427500000000001}]
[null,86,"MBF1x400","Lamp","Traffic","Major > 130w","1",332,11,111,454,null,null,343,343,343,343,343,343,null,"10",10.250990220048898,10.502261919315401,10.728690318612468,10.993598662305162,11.268438628862791,11.55014959458436,null,0.12533333333333332,null,0.06,0.18,null,{"$f":"33.66%/2.5","v":0.13463999999999998},{"$f":"37.6%/3","v":0.12533333333333332},{"$f":"44.42%/4","v":0.11105000000000001}]
[null,87,"MBF1x400 (P09)","Lamp","Traffic","Major > 130w",1,6448.5,102,6,6556.5,null,null,6550.5,6550.5,6550.5,6550.5,6550.5,6550.5,null,"10",10.250990220048898,10.502261919315401,10.728690318612468,10.993598662305162,11.268438628862791,11.55014959458436,null,0.12533333333333332,null,0.06,0.18,null,{"$f":"33.66%/2.5","v":0.13463999999999998},{"$f":"37.6%/3","v":0.12533333333333332},{"$f":"44.42%/4","v":0.11105000000000001}]
[null,88,"MBF1x42","Lamp","NonTraffic","Minor < 130w","1",193,4,0,197,null,null,197,197,197,197,197,197,null,"10",10.250990220048898,10.502261919315401,10.728690318612468,10.993598662305162,11.268438628862791,11.55014959458436,null,0.15409999999999999,null,0.05,0.14829107648581949,null,{"$f":"40.27%/2.5","v":0.16108000000000003},{"$f":"46.23%/3","v":0.15409999999999999},{"$f":"56.45%/4","v":0.141125}]
[null,89,"MBF1x42 (P09)","Lamp","NonTraffic","Minor < 130w",1,48499.5,3884,11,52394.5,null,null,52383.5,52383.5,52383.5,52383.5,52383.5,52383.5,null,"10",10.250990220048898,10.502261919315401,10.728690318612468,10.993598662305162,11.268438628862791,11.55014959458436,null,0.15409999999999999,null,0.05,0.14829107648581949,null,{"$f":"40.27%/2.5","v":0.16108000000000003},{"$f":"46.23%/3","v":0.15409999999999999},{"$f":"56.45%/4","v":0.141125}]
[null,90,"MBF1x50","Lamp","NonTraffic","Minor < 130w","1",230,41,50,321,null,null,271,271,271,271,271,271,null,"10",10.250990220048898,10.502261919315401,10.728690318612468,10.993598662305162,11.268438628862791,11.55014959458436,null,0.18909999999999996,null,0.06,0.1,null,{"$f":"48.86%/2.5","v":0.19544},{"$f":"56.73%/3","v":0.18909999999999996},{"$f":"69.58%/4","v":0.17394999999999999}]
[null,91,"MBF1x50 (P09)","Lamp","NonTraffic","Minor < 130w",1,8619,3250,1,11870,null,null,11869,11869,11869,11869,11869,11869,null,"10",10.250990220048898,{"$f":"V99*(1+INDIRECT(\"CPI\"&W$7))*(IF($D99=\"Lamp\",(1+INDIRECT(\"EscLamp\"&W$7)),1))","v":10.502261919315401},10.728690318612468,10.993598662305162,11.268438628862791,11.55014959458436,null,0.18909999999999996,null,0.06,0.1,null,{"$f":"48.86%/2.5","v":0.19544},{"$f":"56.73%/3","v":0.18909999999999996},{"$f":"69.58%/4","v":0.17394999999999999}]
[null,92,"MBF1x500","Lamp","Traffic","Major > 130w","1",0,0,0,0,null,null,0,0,0,0,0,0,null,100,102.50990220048899,105.02261919315403,107.28690318612469,109.93598662305163,112.68438628862792,115.5014959458436,null,0.14399999999999999,null,0.14399999999999999,0.18,null,{"$f":"AE100","v":0.14399999999999999},0.14399999999999999,{"$f":"AE100","v":0.14399999999999999}]
[null,93,"MBF1x700","Lamp","Traffic","Major > 130w","1",2,0,46,48,null,null,2,2,2,2,2,2,null,100,102.50990220048899,105.02261919315403,107.28690318612469,109.93598662305163,112.68438628862792,115.5014959458436,null,4.8276505126947922E-2,null,0.14399999999999999,0.18,null,5.6705868033189145E-2,4.8276505126947922E-2,4.8744944079647128E-2]
[null,94,"MBF1x80","Lamp","NonTraffic","Minor < 130w","1",1520,145,145,1810,null,null,1665,1665,1665,1665,1665,1665,null,"10",10.250990220048898,10.502261919315401,10.728690318612468,10.993598662305162,11.268438628862791,11.55014959458436,null,8.2633333333333323E-2,null,0.02,0.06,null,{"$f":"21.71%/2.5","v":8.6840000000000001E-2},{"$f":"24.79%/3","v":8.2633333333333323E-2},{"$f":"30.38%/4","v":7.5950000000000004E-2}]
[null,95,"MBF1x80 (P09)","Lamp","NonTraffic","Minor < 130w",1,68402.5,8625,21,77048.5,null,null,77027.5,77027.5,77027.5,77027.5,77027.5,77027.5,null,"10",10.250990220048898,10.502261919315401,10.728690318612468,10.993598662305162,11.268438628862791,11.55014959458436,null,8.2633333333333323E-2,null,0.02,0.06,null,{"$f":"21.71%/2.5","v":8.6840000000000001E-2},{"$f":"24.79%/3","v":8.2633333333333323E-2},{"$f":"30.38%/4","v":7.5950000000000004E-2}]
[null,96,"MBF1x800","Lamp","Traffic","Major > 130w","1",0,0,1,1,null,null,0,0,0,0,0,0,null,100,102.50990220048899,105.02261919315403,107.28690318612469,109.93598662305163,112.68438628862792,115.5014959458436,null,0.14399999999999999,null,0.14399999999999999,0.18,null,{"$f":"AE104","v":0.14399999999999999},0.14399999999999999,{"$f":"AE104","v":0.14399999999999999}]
[null,97,"MBF2x125","Lamp","Traffic","Major > 130w","2",0,0,0,0,null,null,0,0,0,0,0,0,null,"10",10.250990220048898,10.502261919315401,10.728690318612468,10.993598662305162,11.268438628862791,11.55014959458436,null,{"$f":"OFFSET(AE105,0,BulkOptionNumber-1)","v":0.25298551000000002},null,0.06,0.1,null,{"$f":"1-(1-AH90)^$G$105","v":0.27211801439999994},{"$f":"1-(1-AI90)^$G$105","v":0.25298551000000002},0.22357467750000004]
[null,98,"MBF2x125 (P09)","Lamp","Traffic","Major > 130w",2,1,0,3,4,null,null,1,1,1,1,1,1,null,"10",10.250990220048898,10.502261919315401,10.728690318612468,10.993598662305162,11.268438628862791,11.55014959458436,null,0.25298551000000002,null,0.06,0.1,null,{"$f":"1-(1-AH90)^$G$105","v":0.27211801439999994},{"$f":"1-(1-AI90)^$G$105","v":0.25298551000000002},0.22357467750000004]
[null,99,"MBF2x160","Lamp","Traffic","Major > 130w","2",0,0,2,2,null,null,0,0,0,0,0,0,null,"10",10.250990220048898,10.502261919315401,10.728690318612468,10.993598662305162,11.268438628862791,11.55014959458436,null,0,null,0.06,0.1,null,0,0,0]
[null,100,"MBF2x175","Lamp","Traffic","Major > 130w","2",0,0,0,0,null,null,0,0,0,0,0,0,null,"10",10.250990220048898,10.502261919315401,10.728690318612468,10.993598662305162,11.268438628862791,11.55014959458436,null,0,null,0.06,0.1,null,0,0,0]
[null,101,"MBF2x400","Lamp","Traffic","Major > 130w","2",0,0,0,0,null,null,0,0,0,0,0,0,null,"10",10.250990220048898,{"$f":"V109*(1+INDIRECT(\"CPI\"&W$7))*(IF($D109=\"Lamp\",(1+INDIRECT(\"EscLamp\"&W$7)),1))","v":10.502261919315401},10.728690318612468,10.993598662305162,11.268438628862791,11.55014959458436,null,0.22254632888888881,null,0.06,0.1,null,{"$f":"1-(1-AH93)^$G109","v":0.23884844640000003},{"$f":"1-(1-AI93)^$G109","v":0.22254632888888881},0.19767672437500006]
[null,102,"MBF2x80","Lamp","NonTraffic","Minor < 130w","2",0,0,0,0,null,null,0,0,0,0,0,0,null,"10",10.250990220048898,10.502261919315401,10.728690318612468,10.993598662305162,11.268438628862791,11.55014959458436,null,0.15843839888888889,null,0.06,0.06,null,{"$f":"1-(1-AH102)^$G110","v":0.1661388144},{"$f":"1-(1-AI102)^$G110","v":0.15843839888888889},0.14613159749999993]
[null,103,"MBF3x160","Lamp","Traffic","Major > 130w","3",0,0,1,1,null,null,0,0,0,0,0,0,null,"10",10.250990220048898,10.502261919315401,10.728690318612468,10.993598662305162,11.268438628862791,11.55014959458436,null,0,null,0.06,0.1,null,0,0,0]
[null,104,"MBF3x250","Lamp","Traffic","Major > 130w","3",0,0,0,0,null,null,0,0,0,0,0,0,null,"10",10.250990220048898,10.502261919315401,10.728690318612468,10.993598662305162,11.268438628862791,11.55014959458436,null,0.3144931830589629,null,0.06,0.1,null,{"$f":"1-(1-AH92)^$G112","v":0.33594093857721607},{"$f":"1-(1-AI92)^$G112","v":0.3144931830589629},0.28133898394079693]
[null,105,"MBF3x400","Lamp","Traffic","Major > 130w","3",0,0,0,0,null,null,0,0,0,0,0,0,null,"10",10.250990220048898,10.502261919315401,10.728690318612468,10.993598662305162,11.268438628862791,11.55014959458436,null,0.33084345837037032,null,0.06,0.18,null,{"$f":"1-(1-AH94)^$G113","v":0.35197695564134401},{"$f":"1-(1-AI94)^$G113","v":0.33084345837037032},0.29752317248262505]
[null,106,"MBF3x80","Lamp","NonTraffic","Minor < 130w","3",0,0,6,6,null,null,0,0,0,0,0,0,null,"10",10.250990220048898,10.502261919315401,10.728690318612468,10.993598662305162,11.268438628862791,11.55014959458436,null,0.22797943919403707,null,0.06,0.06,null,{"$f":"1-(1-AH103)^$G114","v":0.23855131975750399},{"$f":"1-(1-AI103)^$G114","v":0.22797943919403707},0.21098290266987485]
[null,107,"MBF4x1000","Lamp","Traffic","Major > 130w","4",0,0,4,4,null,null,0,0,0,0,0,0,null,100,102.50990220048899,105.02261919315403,107.28690318612469,109.93598662305163,112.68438628862792,115.5014959458436,null,0.28360703999999992,null,8.0000000000000016E-2,0.1,null,{"$f":"1-(1-AH88)^$G115","v":0.28360704000000025},{"$f":"1-(1-AI88)^$G115","v":0.28360703999999992},0.28360704000000025]
[null,108,"MBF4x80","Lamp","NonTraffic","Minor < 130w","4",0,0,4,4,null,null,0,0,0,0,0,0,null,"10",10.250990220048898,10.502261919315401,10.728690318612468,10.993598662305162,11.268438628862791,11.55014959458436,null,0.2917740715353031,null,0.06,0.06,null,{"$f":"1-(1-AH102)^$G116","v":0.30467552314976232},{"$f":"1-(1-AI102)^$G116","v":0.2917740715353031},0.2709087512120979]
[null,109,"MBF6x125","Lamp","Traffic","Major > 130w","6",0,0,1,1,null,null,0,0,0,0,0,0,null,"10",10.250990220048898,10.502261919315401,10.728690318612468,10.993598662305162,11.268438628862791,11.55014959458436,null,0.58314301987824635,null,0.06,0.1,null,{"$f":"1-(1-AH90)^$G117","v":0.61435925481551379},{"$f":"1-(1-AI90)^$G117","v":0.58314301987824635},0.53194264578437445]
[null,110,"MBF6x160","Lamp","Traffic","Major > 130w","6",0,0,3,3,null,null,0,0,0,0,0,0,null,"10",10.250990220048898,10.502261919315401,10.728690318612468,10.993598662305162,11.268438628862791,11.55014959458436,null,0,null,0.06,0.12,null,0,0,0]
[null,111,"MBF9x160","Lamp","Traffic","Major > 130w","9",0,0,1,1,null,null,0,0,0,0,0,0,null,"10",10.250990220048898,{"$f":"V119*(1+INDIRECT(\"CPI\"&W$7))*(IF($D119=\"Lamp\",(1+INDIRECT(\"EscLamp\"&W$7)),1))","v":10.502261919315401},10.728690318612468,10.993598662305162,11.268438628862791,11.55014959458436,null,0,null,0.06,0.12,null,0,0,0]
[null,112,"MBI1x100","Lamp","Traffic","Minor < 130w","1",1,0,0,1,null,null,1,1,1,1,1,1,null,"30",30.752970660146698,31.506785757946208,32.186070955837408,32.980795986915489,33.805315886588374,34.650448783753077,null,0.16,null,0.16000000000000003,0.2,null,{"$f":"AE120","v":0.16000000000000003},0.16,{"$f":"AE120","v":0.16000000000000003}]
[null,113,"MBI1x100 (P09)","Lamp","Traffic","Minor < 130w",1,20,14,1,35,null,null,34,34,34,34,34,34,null,"30",30.752970660146698,31.506785757946208,32.186070955837408,32.980795986915489,33.805315886588374,34.650448783753077,null,0.16,null,0.16000000000000003,0.2,null,{"$f":"AE121","v":0.16000000000000003},0.16,{"$f":"AE121","v":0.16000000000000003}]
[null,114,"MBI1x1000","Lamp","Traffic","Major > 130w","1",1,0,0,1,null,null,1,1,1,1,1,1,null,100,102.50990220048899,105.02261919315403,107.28690318612469,109.93598662305163,112.68438628862792,115.5014959458436,null,0.16,null,0.16000000000000003,0.2,null,{"$f":"AE122","v":0.16000000000000003},0.16,{"$f":"AE122","v":0.16000000000000003}]
[null,115,"MBI1x1000 (P09)","Lamp","Traffic","Major > 130w",1,10,0,0,10,null,null,10,10,10,10,10,10,null,100,102.50990220048899,105.02261919315403,107.28690318612469,109.93598662305163,112.68438628862792,115.5014959458436,null,0.16,null,0.16000000000000003,0.2,null,{"$f":"AE123","v":0.16000000000000003},0.16,{"$f":"AE123","v":0.16000000000000003}]
[null,116,"MBI1x150","Lamp","Traffic","Major > 130w","1",5,0,0,5,null,null,5,5,5,5,5,5,null,100,102.50990220048899,105.02261919315403,107.28690318612469,109.93598662305163,112.68438628862792,115.5014959458436,null,0.16000000000000003,null,0.16000000000000003,0.2,null,0.16000000000000003,0.16000000000000003,0.16000000000000003]
[null,117,"MBI1x150 (P09)","Lamp","Traffic","Major > 130w",1,68,1,0,69,null,null,69,69,69,69,69,69,null,100,102.50990220048899,105.02261919315403,107.28690318612469,109.93598662305163,112.68438628862792,115.5014959458436,null,0.16000000000000003,null,0.16000000000000003,0.2,null,0.16000000000000003,0.16000000000000003,0.16000000000000003]
[null,118,"MBI1x1500","Lamp","Traffic","Major > 130w","1",0,0,0,0,null,null,0,0,0,0,0,0,null,100,102.50990220048899,105.02261919315403,107.28690318612469,109.93598662305163,112.68438628862792,115.5014959458436,null,0.16,null,0.16000000000000003,0.2,null,{"$f":"AE126","v":0.16000000000000003},0.16,{"$f":"AE126","v":0.16000000000000003}]
[null,119,"MBI1x250","Lamp","Traffic","Major > 130w","1",2,0,44,46,null,null,2,2,2,2,2,2,null,"30",30.752970660146698,31.506785757946208,32.186070955837408,32.980795986915489,33.805315886588374,34.650448783753077,null,0.16000000000000003,null,0.16000000000000003,0.2,null,0.16000000000000003,0.16000000000000003,0.16000000000000003]
[null,120,"MBI1x250 (P09)","Lamp","Traffic","Major > 130w",1,48,13,2,63,null,null,61,61,61,61,61,61,null,"30",30.752970660146698,31.506785757946208,32.186070955837408,32.980795986915489,33.805315886588374,34.650448783753077,null,0.16000000000000003,null,0.16000000000000003,0.2,null,0.16000000000000003,0.16000000000000003,0.16000000000000003]
[null,121,"MBI1x3745","Lamp","Traffic","Major > 130w","1",0,0,0,0,null,null,0,0,0,0,0,0,null,"0",0,{"$f":"V129*(1+INDIRECT(\"CPI\"&W$7))*(IF($D129=\"Lamp\",(1+INDIRECT(\"EscLamp\"&W$7)),1))","v":0},0,0,0,0,null,0.16,null,0.16000000000000003,0.2,null,{"$f":"AE129","v":0.16000000000000003},0.16,{"$f":"AE129","v":0.16000000000000003}]
[null,122,"MBI1x400","Lamp","Traffic","Major > 130w","1",12,1,100,113,null,null,13,13,13,13,13,13,null,"30",30.752970660146698,31.506785757946208,32.186070955837408,32.980795986915489,33.805315886588374,34.650448783753077,null,0.12,null,0.12,0.15,null,0.12,0.12,0.12]
[null,123,"MBI1x400 (P09)","Lamp","Traffic","Major > 130w",1,70,39,6,115,null,null,109,109,109,109,109,109,null,"30",30.752970660146698,31.506785757946208,32.186070955837408,32.980795986915489,33.805315886588374,34.650448783753077,null,0.12,null,0.12,0.15,null,0.12,0.12,0.12]
[null,124,"MBI1x500","Lamp","Traffic","Major > 130w","1",0,0,0,0,null,null,0,0,0,0,0,0,null,100,102.50990220048899,105.02261919315403,107.28690318612469,109.93598662305163,112.68438628862792,115.5014959458436,null,0.16,null,0.16000000000000003,0.2,null,{"$f":"AE132","v":0.16000000000000003},0.16,{"$f":"AE132","v":0.16000000000000003}]
[null,125,"MBI1x70","Lamp","NonTraffic","Minor < 130w","1",0,0,0,0,null,null,0,0,0,0,0,0,null,"30",30.752970660146698,31.506785757946208,32.186070955837408,32.980795986915489,33.805315886588374,34.650448783753077,null,0.12,null,0.12,0.15,null,{"$f":"AE133","v":0.12},0.12,{"$f":"AE133","v":0.12}]
[null,126,"MBI1x70 (P09)","Lamp","NonTraffic","Minor < 130w",1,177,6,35,218,null,null,183,183,183,183,183,183,null,"30",30.752970660146698,31.506785757946208,32.186070955837408,32.980795986915489,33.805315886588374,34.650448783753077,null,0.12,null,0.12,0.15,null,{"$f":"AE134","v":0.12},0.12,{"$f":"AE134","v":0.12}]
[null,127,"MBI1x70 II","Lamp","Traffic","Minor < 130w",1,77,2,0,79,null,null,79,79,79,79,79,79,null,"30",30.752970660146698,31.506785757946208,32.186070955837408,32.980795986915489,33.805315886588374,34.650448783753077,null,3.3000000000000002E-2,null,null,null,null,0.04,3.3000000000000002E-2,2.5000000000000001E-2,"New lamp type. Theoretical data used as no actual data available"]
[null,128,"MBI2x400","Lamp","Traffic","Major > 130w","2",0,0,0,0,null,null,0,0,0,0,0,0,null,"30",30.752970660146698,31.506785757946208,32.186070955837408,32.980795986915489,33.805315886588374,34.650448783753077,null,0.12,null,0.12,0.15,null,{"$f":"AH133","v":0.12},{"$f":"AI133","v":0.12},0.12]
[null,129,"MBI4x150","Lamp","Traffic","Major > 130w","4",5,0,1,6,null,null,5,5,5,5,5,5,null,100,102.50990220048899,105.02261919315403,107.28690318612469,109.93598662305163,112.68438628862792,115.5014959458436,null,0.12,null,0.12,0.15,null,0.12,0.12,0.12]
[null,130,"SON1x100","Lamp","Traffic","Minor < 130w","1",63,0,2,{"$f":"SUM(H138:J138)","v":65},null,null,{"$f":"SUM(H138:I138)","v":63},{"$f":"N138*(1+INDIRECT(\"GrowthLights\"&O$7))","v":63},{"$f":"O138*(1+INDIRECT(\"GrowthLights\"&P$7))","v":63},{"$f":"P138*(1+INDIRECT(\"GrowthLights\"&Q$7))","v":63},{"$f":"Q138*(1+INDIRECT(\"GrowthLights\"&R$7))","v":63},{"$f":"R138*(1+INDIRECT(\"GrowthLights\"&S$7))","v":63},null,"30",30.752970660146698,31.506785757946208,32.186070955837408,32.980795986915489,33.805315886588374,34.650448783753077,null,0.13439999999999999,null,0.09,0.15,null,{"$f":"36.1%/2.5","v":0.1444},{"$f":"40.32%/3","v":0.13439999999999999},{"$f":"47.58%/4","v":0.11895}]
[null,131,"SON1x100 (P09)","Lamp","Traffic","Minor < 130w",1,1322,61,63,1446,null,null,1383,1383,1383,1383,1383,1383,null,"30",30.752970660146698,{"$f":"V139*(1+INDIRECT(\"CPI\"&W$7))*(IF($D139=\"Lamp\",(1+INDIRECT(\"EscLamp\"&W$7)),1))","v":31.506785757946208},32.186070955837408,32.980795986915489,33.805315886588374,34.650448783753077,null,0.13439999999999999,null,0.09,0.15,null,{"$f":"36.1%/2.5","v":0.1444},{"$f":"40.32%/3","v":0.13439999999999999},{"$f":"47.58%/4","v":0.11895}]
[null,132,"SON1x1000","Lamp","Traffic","Major > 130w","1",0,0,3,3,null,null,0,0,0,0,0,0,null,100,102.50990220048899,105.02261919315403,107.28690318612469,109.93598662305163,112.68438628862792,115.5014959458436,null,0.08,null,0.08,0.15,null,0.08,0.08,0.08]
[null,133,"SON1x1000 (P09)","Lamp","Traffic","Major > 130w",1,45,4,0,49,null,null,49,49,49,49,49,49,null,100,102.50990220048899,105.02261919315403,107.28690318612469,109.93598662305163,112.68438628862792,115.5014959458436,null,0.08,null,0.08,0.15,null,0.08,0.08,0.08]
[null,134,"SON1x120","Lamp","Traffic","Minor < 130w","1",0,0,2,2,null,null,0,0,0,0,0,0,null,"30",30.752970660146698,31.506785757946208,32.186070955837408,32.980795986915489,33.805315886588374,34.650448783753077,null,0.12,null,0.12,0.15,null,{"$f":"AE142","v":0.12},0.12,{"$f":"AE142","v":0.12}]
[null,135,"SON1x150","Lamp","Traffic","Major > 130w","1",710,4,62,776,null,null,714,714,714,714,714,714,null,"30",30.752970660146698,31.506785757946208,32.186070955837408,32.980795986915489,33.805315886588374,34.650448783753077,null,0.14066666666666669,null,0.05,0.15,null,{"$f":"37.5%/2.5","v":0.15},{"$f":"42.2%/3","v":0.14066666666666669},{"$f":"50.29%/4","v":0.125725}]
[null,136,"SON1x150 (P09)","Lamp","Traffic","Major > 130w",1,18401.5,950,20,19371.5,null,null,19351.5,19351.5,19351.5,19351.5,19351.5,19351.5,null,"30",30.752970660146698,31.506785757946208,32.186070955837408,32.980795986915489,33.805315886588374,34.650448783753077,null,0.14066666666666669,null,0.05,0.15,null,{"$f":"37.5%/2.5","v":0.15},{"$f":"42.2%/3","v":0.14066666666666669},{"$f":"50.29%/4","v":0.125725}]
[null,137,"SON1x150 AR","Lamp","Traffic","Major > 130w",1,188,6,1,195,null,null,194,194,194,194,194,194,null,"30",30.752970660146698,31.506785757946208,32.186070955837408,32.980795986915489,33.805315886588374,34.650448783753077,null,7.0333333333333345E-2,null,null,null,null,{"$f":"AH144/2","v":7.4999999999999997E-2},{"$f":"AI144/2","v":7.0333333333333345E-2},{"$f":"AJ144/2","v":6.2862500000000002E-2},"Assumption that Active Reactor halves spot rates"]
[null,138,"SON1x220","Lamp","Traffic","Major > 130w","1",0,0,3,3,null,null,0,0,0,0,0,0,null,"30",30.752970660146698,31.506785757946208,32.186070955837408,32.980795986915489,33.805315886588374,34.650448783753077,null,0.12,null,0.12,0.15,null,{"$f":"AE146","v":0.12},0.12,{"$f":"AE146","v":0.12}]
[null,139,"SON1x250","Lamp","Traffic","Major > 130w","1",718,43,479,1240,null,null,761,761,761,761,761,761,null,"30",30.752970660146698,31.506785757946208,32.186070955837408,32.980795986915489,33.805315886588374,34.650448783753077,null,0.14680000000000001,null,0.05,0.15,null,{"$f":"39.1%/2.5","v":0.15640000000000001},{"$f":"44.04%/3","v":0.14680000000000001},{"$f":"52.49%/4","v":0.13122500000000001}]
[null,140,"SON1x250 (P09)","Lamp","Traffic","Major > 130w",1,22450.5,2172.5,78,24701,null,null,24623,24623,24623,24623,24623,24623,null,"30",30.752970660146698,31.506785757946208,32.186070955837408,32.980795986915489,33.805315886588374,34.650448783753077,null,0.14680000000000001,null,0.05,0.15,null,{"$f":"39.1%/2.5","v":0.15640000000000001},{"$f":"44.04%/3","v":0.14680000000000001},{"$f":"52.49%/4","v":0.13122500000000001}]
[null,141,"SON1x250 AR","Lamp","Traffic","Major > 130w",1,215,4,1,220,null,null,219,219,219,219,219,219,null,"30",30.752970660146698,{"$f":"V149*(1+INDIRECT(\"CPI\"&W$7))*(IF($D149=\"Lamp\",(1+INDIRECT(\"EscLamp\"&W$7)),1))","v":31.506785757946208},32.186070955837408,32.980795986915489,33.805315886588374,34.650448783753077,null,7.3400000000000007E-2,null,null,null,null,{"$f":"AH148/2","v":7.8200000000000006E-2},{"$f":"AI148/2","v":7.3400000000000007E-2},6.5612500000000004E-2,"Assumption that Active Reactor halves spot rates"]
[null,142,"SON1x310","Lamp","Traffic","Major > 130w","1",0,0,0,0,null,null,0,0,0,0,0,0,null,"30",30.752970660146698,31.506785757946208,32.186070955837408,32.980795986915489,33.805315886588374,34.650448783753077,null,0.12,null,0.12,0.15,null,{"$f":"AE150","v":0.12},0.12,{"$f":"AE150","v":0.12}]
[null,143,"SON1x360","Lamp","Traffic","Major > 130w","1",0,0,3,3,null,null,0,0,0,0,0,0,null,"30",30.752970660146698,31.506785757946208,32.186070955837408,32.980795986915489,33.805315886588374,34.650448783753077,null,0.12,null,0.12,0.15,null,{"$f":"AE151","v":0.12},0.12,{"$f":"AE151","v":0.12}]
[null,144,"SON1x400","Lamp","Traffic","Major > 130w","1",51,9,262,322,null,null,60,60,60,60,60,60,null,"30",30.752970660146698,31.506785757946208,32.186070955837408,32.980795986915489,33.805315886588374,34.650448783753077,null,0.16343333333333335,null,0.05,0.15,null,{"$f":"43.91%/2.5","v":0.17563999999999999},{"$f":"49.03%/3","v":0.16343333333333335},{"$f":"57.61%/4","v":0.14402499999999999}]
[null,145,"SON1x400 (P09)","Lamp","Traffic","Major > 130w",1,1875,274,5,2154,null,null,2149,2149,2149,2149,2149,2149,null,"30",{"$f":"U153*(1+INDIRECT(\"CPI\"&V$7))*(IF($D153=\"Lamp\",(1+INDIRECT(\"EscLamp\"&V$7)),1))","v":30.752970660146698},31.506785757946208,32.186070955837408,32.980795986915489,33.805315886588374,34.650448783753077,null,0.16343333333333335,null,0.05,0.15,null,{"$f":"43.91%/2.5","v":0.17563999999999999},{"$f":"49.03%/3","v":0.16343333333333335},{"$f":"57.61%/4","v":0.14402499999999999}]
[null,146,"SON1x400 AR","Lamp","Traffic","Major > 130w",1,110,0,0,110,null,null,110,110,110,110,110,110,null,"30",30.752970660146698,31.506785757946208,32.186070955837408,32.980795986915489,33.805315886588374,34.650448783753077,null,8.1716666666666674E-2,null,null,null,null,{"$f":"AH153/2","v":8.7819999999999995E-2},{"$f":"AI153/2","v":8.1716666666666674E-2},7.2012499999999993E-2,"Assumption that Active Reactor halves spot rates"]
[null,147,"SON1x50","Lamp","NonTraffic","Minor < 130w","1",16,0,0,16,null,null,16,16,16,16,16,16,null,"30",30.752970660146698,31.506785757946208,32.186070955837408,32.980795986915489,33.805315886588374,34.650448783753077,null,0.12,null,0.12,0.15,null,0.12,0.12,0.12]
[null,148,"SON1x50 (P09)","Lamp","NonTraffic","Minor < 130w",1,590,7,0,597,null,null,597,597,597,597,597,597,null,"30",30.752970660146698,31.506785757946208,32.186070955837408,32.980795986915489,33.805315886588374,34.650448783753077,null,0.12,null,0.12,0.15,null,0.12,0.12,0.12]
[null,149,"SON1x70","Lamp","NonTraffic","Minor < 130w","1",102,3,76,181,null,null,105,105,105,105,105,105,null,"30",30.752970660146698,31.506785757946208,32.186070955837408,32.980795986915489,33.805315886588374,34.650448783753077,null,0.11253333333333332,null,0.09,0.17,null,{"$f":"28.8%/2.5","v":0.11520000000000001},{"$f":"33.76%/3","v":0.11253333333333332},{"$f":"42.79%/4","v":0.106975}]
[null,150,"SON1x70 (P09)","Lamp","NonTraffic","Minor < 130w",1,1775,270,5,2050,null,null,2045,2045,2045,2045,2045,2045,null,"30",30.752970660146698,31.506785757946208,32.186070955837408,32.980795986915489,33.805315886588374,34.650448783753077,null,0.11253333333333332,null,0.09,0.17,null,{"$f":"28.8%/2.5","v":0.11520000000000001},{"$f":"33.76%/3","v":0.11253333333333332},{"$f":"42.79%/4","v":0.106975}]
[null,151,"SON2x250","Lamp","Traffic","Major > 130w","2",0,0,1,1,null,null,0,0,0,0,0,0,null,"30",30.752970660146698,{"$f":"V159*(1+INDIRECT(\"CPI\"&W$7))*(IF($D159=\"Lamp\",(1+INDIRECT(\"EscLamp\"&W$7)),1))","v":31.506785757946208},32.186070955837408,32.980795986915489,33.805315886588374,34.650448783753077,null,0.27204976000000003,null,0.05,0.17,null,{"$f":"1-(1-AH148)^$G$159","v":0.28833903999999999},{"$f":"1-(1-AI148)^$G$159","v":0.27204976000000003},0.24522999937500001]
[null,152,"SON2x250 (P09)","Lamp","Traffic","Major > 130w",2,22,7,0,29,null,null,29,29,29,29,29,29,null,"30",30.752970660146698,31.506785757946208,32.186070955837408,32.980795986915489,33.805315886588374,34.650448783753077,null,0.27204976000000003,null,0.05,0.17,null,{"$f":"1-(1-AH148)^$G$159","v":0.28833903999999999},{"$f":"1-(1-AI148)^$G$159","v":0.27204976000000003},0.24522999937500001]
[null,153,"SON2x400","Lamp","Traffic","Major > 130w","2",0,0,4,4,null,null,0,0,0,0,0,0,null,"30",30.752970660146698,31.506785757946208,32.186070955837408,32.980795986915489,33.805315886588374,34.650448783753077,null,0.30015621222222222,null,0.05,0.18,null,{"$f":"1-(1-AH152)^$G161","v":0.32043059039999999},{"$f":"1-(1-AI152)^$G$161","v":0.30015621222222222},0.2673067993749999]
[null,154,"SON2x70","Lamp","NonTraffic","Minor < 130w","2",0,0,0,0,null,null,0,0,0,0,0,0,null,"30",30.752970660146698,31.506785757946208,32.186070955837408,32.980795986915489,33.805315886588374,34.650448783753077,null,0.21240291555555568,null,0.09,0.18,null,{"$f":"1-(1-AH158)^$G162","v":0.21712895999999993},{"$f":"1-(1-AI158)^$G162","v":0.21240291555555568},0.20250634937500012]
[null,155,"SON3x70","Lamp","NonTraffic","Minor < 130w","3",0,0,1,1,null,null,0,0,0,0,0,0,null,"30",30.752970660146698,31.506785757946208,32.186070955837408,32.980795986915489,33.805315886588374,34.650448783753077,null,0.30103384079170381,null,0.09,0.18,null,{"$f":"1-(1-AH158)^$G163","v":0.30731570380799988},{"$f":"1-(1-AI158)^$G163","v":0.30103384079170381},0.28781823265060946]
[null,156,"SON4x250","Lamp","Traffic","Major > 130w","4",0,0,0,0,null,null,0,0,0,0,0,0,null,"30",30.752970660146698,31.506785757946208,32.186070955837408,32.980795986915489,33.805315886588374,34.650448783753077,null,0.47008844808394246,null,0.05,0.18,null,{"$f":"1-(1-AH148)^$G164","v":0.49353867801187834},{"$f":"1-(1-AI148)^$G164","v":0.47008844808394246},0.43032224615653747]
[null,157,"SON4x600","Lamp","Traffic","Major > 130w","4",0,0,0,0,null,null,0,0,0,0,0,0,null,"30",30.752970660146698,31.506785757946208,32.186070955837408,32.980795986915489,33.805315886588374,34.650448783753077,null,0.51021867270885268,null,0.14399999999999999,0.18,null,{"$f":"1-(1-AH153)^$G165","v":0.53818541753590743},{"$f":"1-(1-AI153)^$G165","v":0.51021867270885268},0.46316067375789338]
[null,158,"SON4x70","Lamp","NonTraffic","Minor < 130w","4",0,0,4,4,null,null,0,0,0,0,0,0,null,"30",30.752970660146698,31.506785757946208,32.186070955837408,32.980795986915489,33.805315886588374,34.650448783753077,null,0.37969083257461089,null,0.09,0.18,null,{"$f":"1-(1-AH157)^$G166","v":0.38711293472931829},{"$f":"1-(1-AI157)^$G166","v":0.37969083257461089},0.36400387721281058]
[null,159,"SON8x70","Lamp","NonTraffic","Minor < 130w","8",0,0,2,2,null,null,0,0,0,0,0,0,null,"30",30.752970660146698,31.506785757946208,32.186070955837408,32.980795986915489,33.805315886588374,34.650448783753077,null,0.61521653680802058,null,0.09,0.18,null,{"$f":"1-(1-AH158)^$G167","v":0.62436944522389115},{"$f":"1-(1-AI158)^$G167","v":0.61521653680802058},0.59550893179966224]
[null,160,"SOX1x135","Lamp","Traffic","Major > 130w","1",2,0,0,2,null,null,2,2,2,2,2,2,null,"30",30.752970660146698,31.506785757946208,32.186070955837408,32.980795986915489,33.805315886588374,34.650448783753077,null,{"$f":"OFFSET(AE168,0,BulkOptionNumber-1)","v":0.14399999999999999},null,0.14399999999999999,0.18,null,0.14399999999999999,0.14399999999999999,0.14399999999999999]
[null,161,"SOX1x150","Lamp","Traffic","Major > 130w","1",0,0,0,0,null,null,0,0,0,0,0,0,null,"30",30.752970660146698,{"$f":"V169*(1+INDIRECT(\"CPI\"&W$7))*(IF($D169=\"Lamp\",(1+INDIRECT(\"EscLamp\"&W$7)),1))","v":31.506785757946208},32.186070955837408,32.980795986915489,33.805315886588374,34.650448783753077,null,0.14399999999999999,null,0.14399999999999999,0.18,null,{"$f":"AE169","v":0.14399999999999999},0.14399999999999999,{"$f":"AE169","v":0.14399999999999999}]
[null,162,"SOX1x180","Lamp","Traffic","Major > 130w","1",0,0,0,0,null,null,0,0,0,0,0,0,null,100,102.50990220048899,105.02261919315403,107.28690318612469,109.93598662305163,112.68438628862792,115.5014959458436,null,0.14399999999999999,null,0.14399999999999999,0.18,null,0.14399999999999999,0.14399999999999999,0.14399999999999999]
[null,163,"SOX1x90","Lamp","NonTraffic","Minor < 130w","1",0,0,4,4,null,null,0,0,0,0,0,0,null,"30",30.752970660146698,31.506785757946208,32.186070955837408,32.980795986915489,33.805315886588374,34.650448783753077,null,0.16,null,0.16000000000000003,0.2,null,0.16000000000000003,0.16,0.16000000000000003]
[null,164,"TF1x16","Lamp","NonTraffic","Minor < 130w","1",1,0,2,3,null,null,1,1,1,1,1,1,null,"10",10.250990220048898,10.502261919315401,10.728690318612468,10.993598662305162,11.268438628862791,11.55014959458436,null,0.36,null,0.36000000000000004,0.45,null,0.36000000000000004,0.36,0.36000000000000004]
[null,165,"TF1x176","Lamp","Traffic","Major > 130w","1",0,0,34,34,null,null,0,0,0,0,0,0,null,"10",10.250990220048898,10.502261919315401,10.728690318612468,10.993598662305162,11.268438628862791,11.55014959458436,null,0.36,null,0.36000000000000004,0.45,null,0.36000000000000004,0.36,0.36000000000000004]
[null,166,"TF1x20","Lamp","NonTraffic","Minor < 130w","1",0,0,238,238,null,null,0,0,0,0,0,0,null,"10",10.250990220048898,10.502261919315401,10.728690318612468,10.993598662305162,11.268438628862791,11.55014959458436,null,0.36,null,0.36000000000000004,0.45,null,0.36000000000000004,0.36,0.36000000000000004]
[null,167,"TF1x236","Lamp","Traffic","Major > 130w","1",0,0,109,109,null,null,0,0,0,0,0,0,null,"10",10.250990220048898,10.502261919315401,10.728690318612468,10.993598662305162,11.268438628862791,11.55014959458436,null,0.36,null,0.36000000000000004,0.45,null,0.36000000000000004,0.36,0.36000000000000004]
[null,168,"TF1x26","Lamp","NonTraffic","Minor < 130w","1",0,0,0,0,null,null,0,0,0,0,0,0,null,"10",10.250990220048898,10.502261919315401,10.728690318612468,10.993598662305162,11.268438628862791,11.55014959458436,null,0.36,null,0.36000000000000004,0.45,null,0.36000000000000004,0.36,0.36000000000000004]
[null,169,"TF1x40","Lamp","NonTraffic","Minor < 130w","1",83,3,48,134,null,null,86,86,86,86,86,86,null,"10",10.250990220048898,10.502261919315401,10.728690318612468,10.993598662305162,11.268438628862791,11.55014959458436,null,0.158,null,0.36000000000000004,0.45,null,{"$f":"43.3%/2.5","v":0.17319999999999999},{"$f":"47.4%/3","v":0.158},{"$f":"54.45%/4","v":0.136125}]
[null,170,"TF1x40 (P09)","Lamp","NonTraffic","Minor < 130w",1,485,23,7,515,null,null,508,508,508,508,508,508,null,"10",10.250990220048898,10.502261919315401,10.728690318612468,10.993598662305162,11.268438628862791,11.55014959458436,null,0.158,null,0.36000000000000004,0.45,null,{"$f":"43.3%/2.5","v":0.17319999999999999},{"$f":"47.4%/3","v":0.158},{"$f":"54.45%/4","v":0.136125}]
[null,171,"TF1x60","Lamp","NonTraffic","Minor < 130w","1",0,0,0,0,null,null,0,0,0,0,0,0,null,"10",10.250990220048898,{"$f":"V179*(1+INDIRECT(\"CPI\"&W$7))*(IF($D179=\"Lamp\",(1+INDIRECT(\"EscLamp\"&W$7)),1))","v":10.502261919315401},10.728690318612468,10.993598662305162,11.268438628862791,11.55014959458436,null,0.36,null,0.36000000000000004,0.45,null,{"$f":"AE179","v":0.36000000000000004},0.36,{"$f":"AE179","v":0.36000000000000004}]
[null,172,"TF1x80","Lamp","NonTraffic","Minor < 130w","1",11,3,4,18,null,null,14,14,14,14,14,14,null,"10",10.250990220048898,10.502261919315401,10.728690318612468,10.993598662305162,11.268438628862791,11.55014959458436,null,0.36,null,0.36000000000000004,0.45,null,{"$f":"AE180","v":0.36000000000000004},0.36,{"$f":"AE180","v":0.36000000000000004}]
[null,173,"TF2x14 T5","Lamp","NonTraffic","Minor < 130w","2",4,0,0,4,null,null,4,4,4,4,4,4,null,"10",10.250990220048898,10.502261919315401,10.728690318612468,10.993598662305162,11.268438628862791,11.55014959458436,null,0.02,null,0.02,0.21807959875793986,null,{"$f":"AE181","v":0.02},0.02,{"$f":"AE181","v":0.02}]
[null,174,"TF2x14 T5 (P09)","Lamp","NonTraffic","Minor < 130w",2,310,0,0,310,null,null,310,310,310,310,310,310,null,"10",10.250990220048898,10.502261919315401,10.728690318612468,10.993598662305162,11.268438628862791,11.55014959458436,null,0.02,null,0.02,0.21807959875793986,null,{"$f":"AE182","v":0.02},0.02,{"$f":"AE182","v":0.02}]
[null,175,"TF2x20","Lamp","NonTraffic","Minor < 130w","2",378,0,109,487,null,null,378,378,378,378,378,378,null,"10",10.250990220048898,10.502261919315401,10.728690318612468,10.993598662305162,11.268438628862791,11.55014959458436,null,0.10290000000000001,null,0.10999999999999999,0.40457984383218032,null,{"$f":"27.55%/2.5","v":0.11020000000000001},{"$f":"30.87%/3","v":0.10290000000000001},{"$f":"36.71%/4","v":9.1774999999999995E-2}]
[null,176,"TF2x20 (P09)","Lamp","NonTraffic","Minor < 130w",2,18412,41,11,18464,null,null,18453,18453,18453,18453,18453,18453,null,"10",10.250990220048898,10.502261919315401,10.728690318612468,10.993598662305162,11.268438628862791,11.55014959458436,null,0.10290000000000001,null,0.10999999999999999,0.40457984383218032,null,{"$f":"27.55%/2.5","v":0.11020000000000001},{"$f":"30.87%/3","v":0.10290000000000001},{"$f":"36.71%/4","v":9.1774999999999995E-2}]
[null,177,"TF2x26","Lamp","NonTraffic","Minor < 130w","2",0,0,0,0,null,null,0,0,0,0,0,0,null,"10",10.250990220048898,10.502261919315401,10.728690318612468,10.993598662305162,11.268438628862791,11.55014959458436,null,0.36,null,0.36000000000000004,0.45,null,{"$f":"AE185","v":0.36000000000000004},0.36,{"$f":"AE185","v":0.36000000000000004}]
[null,178,"TF2x26 (P09)","Lamp","NonTraffic","Minor < 130w",2,28,0,23,51,null,null,28,28,28,28,28,28,null,"10",10.250990220048898,10.502261919315401,10.728690318612468,10.993598662305162,11.268438628862791,11.55014959458436,null,0.36,null,0.36000000000000004,0.45,null,{"$f":"AE186","v":0.36000000000000004},0.36,{"$f":"AE186","v":0.36000000000000004}]
[null,179,"TF2x40","Lamp","NonTraffic","Minor < 130w","2",1,0,138,139,null,null,1,1,1,1,1,1,null,"10",10.250990220048898,10.502261919315401,10.728690318612468,10.993598662305162,11.268438628862791,11.55014959458436,null,0.72,null,0.36000000000000004,0.45,null,{"$f":"AE187","v":0.36000000000000004},0.72,{"$f":"AE187","v":0.36000000000000004}]
[null,180,"TF2x58","Lamp","NonTraffic","Minor < 130w","2",0,0,89,89,null,null,0,0,0,0,0,0,null,"10",10.250990220048898,10.502261919315401,10.728690318612468,10.993598662305162,11.268438628862791,11.55014959458436,null,0.36,null,0.36000000000000004,0.45,null,0.36000000000000004,0.36,0.36000000000000004]
[null,181,"TF2x80","Lamp","NonTraffic","Minor < 130w","2",0,0,1,1,null,null,0,0,0,0,0,0,null,"10",10.250990220048898,{"$f":"V189*(1+INDIRECT(\"CPI\"&W$7))*(IF($D189=\"Lamp\",(1+INDIRECT(\"EscLamp\"&W$7)),1))","v":10.502261919315401},10.728690318612468,10.993598662305162,11.268438628862791,11.55014959458436,null,0.72,null,0.36000000000000004,0.45,null,0.36000000000000004,0.72,0.36000000000000004]
[null,182,"TF3x20","Lamp","NonTraffic","Minor < 130w","3",0,0,2,2,null,null,0,0,0,0,0,0,null,"10",10.250990220048898,10.502261919315401,10.728690318612468,10.993598662305162,11.268438628862791,11.55014959458436,null,0.36,null,0.36000000000000004,0.45,null,0.36000000000000004,0.36,0.36000000000000004]
[null,183,"TF3x40","Lamp","NonTraffic","Minor < 130w","3",0,0,16,16,null,null,0,0,0,0,0,0,null,"10",10.250990220048898,10.502261919315401,10.728690318612468,10.993598662305162,11.268438628862791,11.55014959458436,null,1.08,null,0.36000000000000004,0.45,null,0.36000000000000004,1.08,0.36000000000000004]
[null,184,"TF3x80","Lamp","NonTraffic","Minor < 130w","3",0,0,3,3,null,null,0,0,0,0,0,0,null,"10",10.250990220048898,10.502261919315401,10.728690318612468,10.993598662305162,11.268438628862791,11.55014959458436,null,1.08,null,0.36000000000000004,0.45,null,0.36000000000000004,1.08,0.36000000000000004]
[null,185,"TF4x20","Lamp","NonTraffic","Minor < 130w","4",50,0,13,63,null,null,50,50,50,50,50,50,null,"10",10.250990220048898,10.502261919315401,10.728690318612468,10.993598662305162,11.268438628862791,11.55014959458436,null,0.36,null,0.36000000000000004,0.45,null,0.36000000000000004,0.36,0.36000000000000004]
[null,186,"TF4x40","Lamp","NonTraffic","Minor < 130w","4",33,0,10,43,null,null,33,33,33,33,33,33,null,"10",10.250990220048898,10.502261919315401,10.728690318612468,10.993598662305162,11.268438628862791,11.55014959458436,null,1.44,null,0.36000000000000004,0.45,null,0.36000000000000004,1.44,0.36000000000000004]
[null,187,"TF4x40 (P09)","Lamp","NonTraffic","Minor < 130w",4,10,0,0,10,null,null,10,10,10,10,10,10,null,"10",10.250990220048898,10.502261919315401,10.728690318612468,10.993598662305162,11.268438628862791,11.55014959458436,null,1.44,null,0.36000000000000004,0.45,null,{"$f":"AE195","v":0.36000000000000004},1.44,{"$f":"AE195","v":0.36000000000000004}]
[null,188,"TF4x80","Lamp","NonTraffic","Minor < 130w","4",0,0,7,7,null,null,0,0,0,0,0,0,null,"10",10.250990220048898,10.502261919315401,10.728690318612468,10.993598662305162,11.268438628862791,11.55014959458436,null,1.44,null,0.36000000000000004,0.45,null,{"$f":"AE196","v":0.36000000000000004},1.44,{"$f":"AE196","v":0.36000000000000004}]
[null,189,"TF5x58","Lamp","NonTraffic","Minor < 130w","5",0,0,143,143,null,null,0,0,0,0,0,0,null,"10",10.250990220048898,10.502261919315401,10.728690318612468,10.993598662305162,11.268438628862791,11.55014959458436,null,0.36,null,0.36000000000000004,0.45,null,0.36000000000000004,0.36,0.36000000000000004]
[null,190,"TF5x65","Lamp","NonTraffic","Minor < 130w","5",0,0,12,12,null,null,0,0,0,0,0,0,null,"10",10.250990220048898,10.502261919315401,10.728690318612468,10.993598662305162,11.268438628862791,11.55014959458436,null,0.36,null,0.36000000000000004,0.45,null,0.36000000000000004,0.36,0.36000000000000004]
[null,191,"TF5x80","Lamp","NonTraffic","Minor < 130w","5",0,0,2,2,null,null,0,0,0,0,0,0,null,"10",10.250990220048898,{"$f":"V199*(1+INDIRECT(\"CPI\"&W$7))*(IF($D199=\"Lamp\",(1+INDIRECT(\"EscLamp\"&W$7)),1))","v":10.502261919315401},10.728690318612468,10.993598662305162,11.268438628862791,11.55014959458436,null,0.45,null,0.36000000000000004,0.45,null,0.36000000000000004,0.45,0.36000000000000004]
[null,192,"TF6x20","Lamp","NonTraffic","Minor < 130w","6",0,0,5,5,null,null,0,0,0,0,0,0,null,"10",10.250990220048898,10.502261919315401,10.728690318612468,10.993598662305162,11.268438628862791,11.55014959458436,null,0.36,null,0.36000000000000004,0.45,null,0.36000000000000004,0.36,0.36000000000000004]
[null,193,"TF6x36","Lamp","NonTraffic","Minor < 130w","6",0,0,3,3,null,null,0,0,0,0,0,0,null,"10",10.250990220048898,10.502261919315401,10.728690318612468,10.993598662305162,11.268438628862791,11.55014959458436,null,0.36,null,0.36000000000000004,0.45,null,0.36000000000000004,0.36,0.36000000000000004]
[null,194,"TF6x80","Lamp","NonTraffic","Minor < 130w","6",0,0,5,{"$f":"SUM(H202:J202)","v":5},null,null,{"$f":"SUM(H202:I202)","v":0},{"$f":"N202*(1+INDIRECT(\"GrowthLights\"&O$7))","v":0},{"$f":"O202*(1+INDIRECT(\"GrowthLights\"&P$7))","v":0},{"$f":"P202*(1+INDIRECT(\"GrowthLights\"&Q$7))","v":0},{"$f":"Q202*(1+INDIRECT(\"GrowthLights\"&R$7))","v":0},{"$f":"R202*(1+INDIRECT(\"GrowthLights\"&S$7))","v":0},null,"10",10.250990220048898,10.502261919315401,10.728690318612468,10.993598662305162,11.268438628862791,11.55014959458436,null,0.45,null,0.36000000000000004,0.45,null,0.36000000000000004,0.45,0.36000000000000004]
[null,195,"TH1x1000","Lamp","Traffic","Major > 130w","1",0,0,0,0,null,null,0,0,0,0,0,0,null,"30",30.752970660146698,31.506785757946208,32.186070955837408,32.980795986915489,33.805315886588374,34.650448783753077,null,0.11200000000000002,null,0.11200000000000002,0.14000000000000001,null,0.11200000000000002,0.11200000000000002,0.11200000000000002]
[null,196,"TH1x1500","Lamp","Traffic","Major > 130w","1",2,0,12,14,null,null,2,2,2,2,2,2,null,"30",30.752970660146698,31.506785757946208,32.186070955837408,32.980795986915489,33.805315886588374,34.650448783753077,null,0.11200000000000002,null,0.11200000000000002,0.14000000000000001,null,0.11200000000000002,0.11200000000000002,0.11200000000000002]
[null,197,"TH1x400","Lamp","Traffic","Major > 130w","1",1,0,0,1,null,null,1,1,1,1,1,1,null,"30",30.752970660146698,31.506785757946208,32.186070955837408,32.980795986915489,33.805315886588374,34.650448783753077,null,0.11200000000000002,null,0.11200000000000002,0.14000000000000001,null,0.11200000000000002,0.11200000000000002,0.11200000000000002]
[null,198,"TH1x500","Lamp","Traffic","Major > 130w","1",3,0,1,4,null,null,3,3,3,3,3,3,null,"10",10.250990220048898,10.502261919315401,10.728690318612468,10.993598662305162,11.268438628862791,11.55014959458436,null,0.11200000000000002,null,0.11200000000000002,0.14000000000000001,null,0.11200000000000002,0.11200000000000002,0.11200000000000002]
[null,199,"TH1x500 (P09)","Lamp","Traffic","Major > 130w",1,10,0,0,10,null,null,10,10,10,10,10,10,null,"10",10.250990220048898,10.502261919315401,10.728690318612468,10.993598662305162,11.268438628862791,11.55014959458436,null,0.11200000000000002,null,0.11200000000000002,0.14000000000000001,null,{"$f":"AE207","v":0.11200000000000002},0.11200000000000002,{"$f":"AE207","v":0.11200000000000002}]
[null,200,"TH1x750","Lamp","Traffic","Major > 130w","1",4,0,3,7,null,null,4,4,4,4,4,4,null,"30",30.752970660146698,31.506785757946208,32.186070955837408,32.980795986915489,33.805315886588374,34.650448783753077,null,0.11200000000000002,null,0.11200000000000002,0.14000000000000001,null,{"$f":"AE208","v":0.11200000000000002},0.11200000000000002,{"$f":"AE208","v":0.11200000000000002}]
[null,201,"1000W MBF","Luminaire","Traffic","Major > 130w",0,13,0,1,14,null,null,13,13,13,13,13,13,null,100,102.50990220048899,{"$f":"V209*(1+INDIRECT(\"CPI\"&W$7))*(IF($D209=\"Lamp\",(1+INDIRECT(\"EscLamp\"&W$7)),1))","v":105.02261919315403},107.28690318612469,109.93598662305163,112.68438628862792,115.5014959458436,null,0,null,0,0]
[null,202,"1000W SON","Luminaire","Traffic","Major > 130w",0,25,0,3,28,null,null,25,25,25,25,25,25,null,100,102.50990220048899,105.02261919315403,107.28690318612469,109.93598662305163,112.68438628862792,115.5014959458436,null,0,null,0,0]
[null,203,"1000W SON (P09)","Luminaire","Traffic","Major > 130w",0,11,4,0,15,null,null,15,15,15,15,15,15,null,100,102.50990220048899,105.02261919315403,107.28690318612469,109.93598662305163,112.68438628862792,115.5014959458436,null,0,null,0,0]
[null,204,"1000W SON FLOODLIGHT","Luminaire","Traffic","Major > 130w",0,5,0,0,5,null,null,5,5,5,5,5,5,null,100,102.50990220048899,105.02261919315403,107.28690318612469,109.93598662305163,112.68438628862792,115.5014959458436,null,0,null,0,0]
[null,205,"1000W/1500W MBI FLOODLIG","Luminaire","Traffic","Major > 130w",0,0,0,0,0,null,null,0,0,0,0,0,0,null,100,102.50990220048899,105.02261919315403,107.28690318612469,109.93598662305163,112.68438628862792,115.5014959458436,null,0,null,0,0]
[null,206,"100W MBI","Luminaire","Traffic","Minor < 130w",0,18,0,1,19,null,null,18,18,18,18,18,18,null,100,102.50990220048899,105.02261919315403,107.28690318612469,109.93598662305163,112.68438628862792,115.5014959458436,null,0,null,0,0]
[null,207,"100W MBI FLOODLIGHT","Luminaire","Traffic","Minor < 130w",0,3,14,0,17,null,null,17,17,17,17,17,17,null,100,102.50990220048899,105.02261919315403,107.28690318612469,109.93598662305163,112.68438628862792,115.5014959458436,null,0,null,0,0]
[null,208,"100W SON","Luminaire","Traffic","Minor < 130w",0,502,40,0,542,null,null,542,542,542,542,542,542,null,100,102.50990220048899,105.02261919315403,107.28690318612469,109.93598662305163,112.68438628862792,115.5014959458436,null,0,null,0,0]
[null,209,"100W SON - PARKVILLE","Luminaire","Traffic","Minor < 130w",0,15,0,0,15,null,null,15,15,15,15,15,15,null,100,{"$f":"U217*(1+INDIRECT(\"CPI\"&V$7))*(IF($D217=\"Lamp\",(1+INDIRECT(\"EscLamp\"&V$7)),1))","v":102.50990220048899},105.02261919315403,107.28690318612469,109.93598662305163,112.68438628862792,115.5014959458436,null,0,null,0,0]
[null,210,"100W SON (P09)","Luminaire","Traffic","Minor < 130w",0,319,21,56,396,null,null,340,340,340,340,340,340,null,100,102.50990220048899,105.02261919315403,107.28690318612469,109.93598662305163,112.68438628862792,115.5014959458436,null,0,null,0,0]
[null,211,"100W SON FLOODLIGHT","Luminaire","Traffic","Minor < 130w",0,6,0,0,6,null,null,6,6,6,6,6,6,null,100,102.50990220048899,{"$f":"V219*(1+INDIRECT(\"CPI\"&W$7))*(IF($D219=\"Lamp\",(1+INDIRECT(\"EscLamp\"&W$7)),1))","v":105.02261919315403},107.28690318612469,109.93598662305163,112.68438628862792,115.5014959458436,null,0,null,0,0]
[null,212,"100W SON Floodlight (P09)","Luminaire","Traffic","Minor < 130w",0,4,0,0,4,null,null,4,4,4,4,4,4,null,100,102.50990220048899,105.02261919315403,107.28690318612469,109.93598662305163,112.68438628862792,115.5014959458436,null,0,null,0,0]
[null,213,"100W SON -PLAIN","Luminaire","Traffic","Minor < 130w",0,439,0,8,447,null,null,439,439,439,439,439,439,null,100,102.50990220048899,105.02261919315403,107.28690318612469,109.93598662305163,112.68438628862792,115.5014959458436,null,0,null,0,0]
[null,214,"100W SON -PLAIN (P09)","Luminaire","Traffic","Minor < 130w",0,107,0,0,107,null,null,107,107,107,107,107,107,null,100,102.50990220048899,105.02261919315403,107.28690318612469,109.93598662305163,112.68438628862792,115.5014959458436,null,0,null,0,0]
[null,215,"125W MBF","Luminaire","Traffic","Minor < 130w",0,2921,362,449,3732,null,null,3283,3283,3283,3283,3283,3283,null,100,102.50990220048899,105.02261919315403,107.28690318612469,109.93598662305163,112.68438628862792,115.5014959458436,null,0,null,0,0]
[null,216,"125W MBF - BOURKE HILL","Luminaire","Traffic","Minor < 130w",0,2,7,0,9,null,null,9,9,9,9,9,9,null,100,102.50990220048899,105.02261919315403,107.28690318612469,109.93598662305163,112.68438628862792,115.5014959458436,null,0,null,0,0]
[null,217,"125W MBF - HYDE PARK","Luminaire","Traffic","Minor < 130w",0,156,12,0,168,null,null,168,168,168,168,168,168,null,100,102.50990220048899,105.02261919315403,107.28690318612469,109.93598662305163,112.68438628862792,115.5014959458436,null,0,null,0,0]
[null,218,"125W MBF - NOSTALGIA","Luminaire","Traffic","Minor < 130w",0,0,0,1,1,null,null,0,0,0,0,0,0,null,100,102.50990220048899,105.02261919315403,107.28690318612469,109.93598662305163,112.68438628862792,115.5014959458436,null,0,null,0,0]
[null,219,"125W MBF - PARKVILLE","Luminaire","Traffic","Minor < 130w",0,6,0,0,6,null,null,6,6,6,6,6,6,null,100,102.50990220048899,105.02261919315403,107.28690318612469,109.93598662305163,112.68438628862792,115.5014959458436,null,0,null,0,0]
[null,220,"125W MBF (P09)","Luminaire","Traffic","Minor < 130w",0,1149,95,147,1391,null,null,1244,1244,1244,1244,1244,1244,null,100,102.50990220048899,105.02261919315403,107.28690318612469,109.93598662305163,112.68438628862792,115.5014959458436,null,0,null,0,0]
[null,221,"125W MBF BOLLARD","Luminaire","Traffic","Minor < 130w",0,0,0,0,0,null,null,0,0,0,0,0,0,null,100,102.50990220048899,{"$f":"V229*(1+INDIRECT(\"CPI\"&W$7))*(IF($D229=\"Lamp\",(1+INDIRECT(\"EscLamp\"&W$7)),1))","v":105.02261919315403},107.28690318612469,109.93598662305163,112.68438628862792,115.5014959458436,null,0,null,0,0]
[null,222,"125W MBF -PLAIN","Luminaire","Traffic","Minor < 130w",0,783,11,23,817,null,null,794,794,794,794,794,794,null,100,102.50990220048899,105.02261919315403,107.28690318612469,109.93598662305163,112.68438628862792,115.5014959458436,null,{"$f":"OFFSET(AE230,0,BulkOptionNumber-1)","v":0},null,0,0]
[null,223,"125W MBF -PLAIN (P09)","Luminaire","Traffic","Minor < 130w",0,148,3,8,159,null,null,151,151,151,151,151,151,null,100,102.50990220048899,105.02261919315403,107.28690318612469,109.93598662305163,112.68438628862792,115.5014959458436,null,0,null,0,0]
[null,224,"125W/250W MBF FLOODLIGHT","Luminaire","Traffic","Major > 130w",0,54,0,1,55,null,null,54,54,54,54,54,54,null,100,102.50990220048899,105.02261919315403,107.28690318612469,109.93598662305163,112.68438628862792,115.5014959458436,null,0,null,0,0]
[null,225,"135W SOX","Luminaire","Traffic","Major > 130w",0,32,0,0,32,null,null,32,32,32,32,32,32,null,100,102.50990220048899,105.02261919315403,107.28690318612469,109.93598662305163,112.68438628862792,115.5014959458436,null,0,null,0,0]
[null,226,"150W SON","Luminaire","Traffic","Major > 130w",0,11156.5,551,19,11726.5,null,null,11707.5,11707.5,11707.5,11707.5,11707.5,11707.5,null,100,102.50990220048899,105.02261919315403,107.28690318612469,109.93598662305163,112.68438628862792,115.5014959458436,null,0,null,0,0]
[null,227,"150W SON - HYDE PARK","Luminaire","Traffic","Major > 130w",0,16,0,0,16,null,null,16,16,16,16,16,16,null,100,102.50990220048899,105.02261919315403,107.28690318612469,109.93598662305163,112.68438628862792,115.5014959458436,null,0,null,0,0]
[null,228,"150W SON - PARKVILLE","Luminaire","Traffic","Major > 130w",0,19,2,0,21,null,null,21,21,21,21,21,21,null,100,102.50990220048899,105.02261919315403,107.28690318612469,109.93598662305163,112.68438628862792,115.5014959458436,null,0,null,0,0]
[null,229,"150W SON - PARKWAY 1","Luminaire","Traffic","Major > 130w",0,203,6,0,209,null,null,209,209,209,209,209,209,null,100,102.50990220048899,105.02261919315403,107.28690318612469,109.93598662305163,112.68438628862792,115.5014959458436,null,0,null,0,0]
[null,230,"150W SON - Parkway 1 (P09)","Luminaire","Traffic","Major > 130w",0,29,3,0,32,null,null,32,32,32,32,32,32,null,100,102.50990220048899,105.02261919315403,107.28690318612469,109.93598662305163,112.68438628862792,115.5014959458436,null,0,null,0,0]
[null,231,"150W SON (P09)","Luminaire","Traffic","Major > 130w",0,7628,338,6,7972,null,null,7966,7966,7966,7966,7966,7966,null,100,102.50990220048899,{"$f":"V239*(1+INDIRECT(\"CPI\"&W$7))*(IF($D239=\"Lamp\",(1+INDIRECT(\"EscLamp\"&W$7)),1))","v":105.02261919315403},107.28690318612469,109.93598662305163,112.68438628862792,115.5014959458436,null,0,null,0,0]
[null,232,"150W SON Active Reactor","Luminaire","Traffic","Major > 130w",0,182,5,1,188,null,null,187,187,187,187,187,187,null,100,102.50990220048899,105.02261919315403,107.28690318612469,109.93598662305163,112.68438628862792,115.5014959458436,null,0,null,0,0]
[null,233,"150W SON FLOODLIGHT","Luminaire","Traffic","Major > 130w",0,69,2,0,71,null,null,71,71,71,71,71,71,null,100,102.50990220048899,105.02261919315403,107.28690318612469,109.93598662305163,112.68438628862792,115.5014959458436,null,0,null,0,0]
[null,234,"150W SON Floodlight (P09)","Luminaire","Traffic","Major > 130w",0,44,2,13,59,null,null,46,46,46,46,46,46,null,100,102.50990220048899,105.02261919315403,107.28690318612469,109.93598662305163,112.68438628862792,115.5014959458436,null,0,null,0,0]
[null,235,"150W SON GEC 'BOSTON 3'","Luminaire","Traffic","Major > 130w",0,11,34,0,45,null,null,45,45,45,45,45,45,null,100,102.50990220048899,105.02261919315403,107.28690318612469,109.93598662305163,112.68438628862792,115.5014959458436,null,0,null,0,0]
[null,236,"150W/250W MBI FLOODLIGHT","Luminaire","Traffic","Major > 130w",0,34,13,18,65,null,null,47,47,47,47,47,47,null,100,102.50990220048899,105.02261919315403,107.28690318612469,109.93598662305163,112.68438628862792,115.5014959458436,null,0,null,0,0]
[null,237,"180W SOX","Luminaire","Traffic","Major > 130w",0,0,0,0,0,null,null,0,0,0,0,0,0,null,100,102.50990220048899,105.02261919315403,107.28690318612469,109.93598662305163,112.68438628862792,115.5014959458436,null,0,null,0,0]
[null,238,"1x29W LED","Luminaire","NonTraffic","Minor < 130w",0,1352,40,0,1392,null,null,1392,1392,1392,1392,1392,1392,null,100,102.50990220048899,105.02261919315403,107.28690318612469,109.93598662305163,112.68438628862792,115.5014959458436,null,0,null,0,0]
[null,239,"1x40W TF","Luminaire","NonTraffic","Minor < 130w",0,568,26,12,606,null,null,594,594,594,594,594,594,null,100,102.50990220048899,105.02261919315403,107.28690318612469,109.93598662305163,112.68438628862792,115.5014959458436,null,0,null,0,0]
[null,240,"1x80W TF","Luminaire","NonTraffic","Minor < 130w",0,111,8,1,120,null,null,119,119,119,119,119,119,null,100,102.50990220048899,105.02261919315403,107.28690318612469,109.93598662305163,112.68438628862792,115.5014959458436,null,0,null,0,0]
[null,241,"250W MBF","Luminaire","Traffic","Major > 130w",0,16996,200,112,17308,null,null,17196,17196,17196,17196,17196,17196,null,100,102.50990220048899,{"$f":"V249*(1+INDIRECT(\"CPI\"&W$7))*(IF($D249=\"Lamp\",(1+INDIRECT(\"EscLamp\"&W$7)),1))","v":105.02261919315403},107.28690318612469,109.93598662305163,112.68438628862792,115.5014959458436,null,0,null,0,0]
[null,242,"250W MBF - PARKVILLE","Luminaire","Traffic","Major > 130w",0,0,0,0,0,null,null,0,0,0,0,0,0,null,100,102.50990220048899,105.02261919315403,107.28690318612469,109.93598662305163,112.68438628862792,115.5014959458436,null,0,null,0,0]
[null,243,"250W MBF - PARKWAY 1","Luminaire","Traffic","Major > 130w",0,782,0,2,784,null,null,782,782,782,782,782,782,null,100,102.50990220048899,105.02261919315403,107.28690318612469,109.93598662305163,112.68438628862792,115.5014959458436,null,0,null,0,0]
[null,244,"250W MBI - SMARTPOLE","Luminaire","Traffic","Major > 130w",0,21,0,22,43,null,null,21,21,21,21,21,21,null,"0",0,0,0,0,0,0,null,0,null,0,0]
[null,245,"250W SON","Luminaire","Traffic","Major > 130w",0,13346,1152,116,14614,null,null,14498,14498,14498,14498,14498,14498,null,100,102.50990220048899,105.02261919315403,107.28690318612469,109.93598662305163,112.68438628862792,115.5014959458436,null,0,null,0,0]
[null,246,"250W SON - PARKVILLE","Luminaire","Traffic","Major > 130w",0,2,0,0,2,null,null,2,2,2,2,2,2,null,100,102.50990220048899,105.02261919315403,107.28690318612469,109.93598662305163,112.68438628862792,115.5014959458436,null,0,null,0,0]
[null,247,"250W SON - PARKWAY 1","Luminaire","Traffic","Major > 130w",0,28,0,0,28,null,null,28,28,28,28,28,28,null,100,102.50990220048899,105.02261919315403,107.28690318612469,109.93598662305163,112.68438628862792,115.5014959458436,null,0,null,0,0]
[null,248,"250W SON - Parkway 1(P09)","Luminaire","Traffic","Major > 130w",0,21,0,0,21,null,null,21,21,21,21,21,21,null,100,102.50990220048899,105.02261919315403,107.28690318612469,109.93598662305163,112.68438628862792,115.5014959458436,null,0,null,0,0]
[null,249,"250W SON (P09)","Luminaire","Traffic","Major > 130w",0,8486.5,930.5,7,9424,null,null,9417,9417,9417,9417,9417,9417,null,100,102.50990220048899,105.02261919315403,107.28690318612469,109.93598662305163,112.68438628862792,115.5014959458436,null,0,null,0,0]
[null,250,"250W SON Active Reactor","Luminaire","Traffic","Major > 130w",0,216,4,1,221,null,null,220,220,220,220,220,220,null,100,102.50990220048899,105.02261919315403,107.28690318612469,109.93598662305163,112.68438628862792,115.5014959458436,null,0,null,0,0]
[null,251,"250W SON FLOODLIGHT","Luminaire","Traffic","Major > 130w",0,877,52,8,937,null,null,929,929,929,929,929,929,null,100,102.50990220048899,{"$f":"V259*(1+INDIRECT(\"CPI\"&W$7))*(IF($D259=\"Lamp\",(1+INDIRECT(\"EscLamp\"&W$7)),1))","v":105.02261919315403},107.28690318612469,109.93598662305163,112.68438628862792,115.5014959458436,null,0,null,0,0]
[null,252,"250W SON Floodlight (P09)","Luminaire","Traffic","Major > 130w",0,398,25,19,442,null,null,423,423,423,423,423,423,null,100,102.50990220048899,105.02261919315403,107.28690318612469,109.93598662305163,112.68438628862792,115.5014959458436,null,0,null,0,0]
[null,253,"250W SON GEC 'BOSTON 3'","Luminaire","Traffic","Major > 130w",0,46,57,0,103,null,null,103,103,103,103,103,103,null,100,102.50990220048899,105.02261919315403,107.28690318612469,109.93598662305163,112.68438628862792,115.5014959458436,null,0,null,0,0]
[null,254,"2X14W TF - T5 PIERLIGHT","Luminaire","NonTraffic","Minor < 130w",0,145,0,0,145,null,null,145,145,145,145,145,145,null,100,102.50990220048899,105.02261919315403,107.28690318612469,109.93598662305163,112.68438628862792,115.5014959458436,null,0,null,0,0]
[null,255,"2x14W TF - T5 Pierlight (P09)","Luminaire","NonTraffic","Minor < 130w",0,13,0,0,13,null,null,13,13,13,13,13,13,null,100,102.50990220048899,105.02261919315403,107.28690318612469,109.93598662305163,112.68438628862792,115.5014959458436,null,0,null,0,0]
[null,256,"2x14W TF - T5 PIERLITE M","Luminaire","NonTraffic","Minor < 130w",0,0,0,0,0,null,null,0,0,0,0,0,0,null,100,102.50990220048899,105.02261919315403,107.28690318612469,109.93598662305163,112.68438628862792,115.5014959458436,null,0,null,0,0]
[null,257,"2x175W MBF - PARKWAY 2","Luminaire","Traffic","Major > 130w",0,0,0,0,0,null,null,0,0,0,0,0,0,null,100,102.50990220048899,105.02261919315403,107.28690318612469,109.93598662305163,112.68438628862792,115.5014959458436,null,0,null,0,0]
[null,258,"2x20W TF","Luminaire","NonTraffic","Minor < 130w",0,18783,41,26,{"$f":"SUM(H266:J266)","v":18850},null,null,{"$f":"SUM(H266:I266)","v":18824},{"$f":"N266*(1+INDIRECT(\"GrowthLights\"&O$7))","v":18824},{"$f":"O266*(1+INDIRECT(\"GrowthLights\"&P$7))","v":18824},{"$f":"P266*(1+INDIRECT(\"GrowthLights\"&Q$7))","v":18824},{"$f":"Q266*(1+INDIRECT(\"GrowthLights\"&R$7))","v":18824},{"$f":"R266*(1+INDIRECT(\"GrowthLights\"&S$7))","v":18824},null,100,102.50990220048899,105.02261919315403,107.28690318612469,109.93598662305163,112.68438628862792,115.5014959458436,null,0,null,0,0]
[null,259,"2x20W TF - WAVERLEY","Luminaire","NonTraffic","Minor < 130w",0,0,0,0,0,null,null,0,0,0,0,0,0,null,100,102.50990220048899,105.02261919315403,107.28690318612469,109.93598662305163,112.68438628862792,115.5014959458436,null,0,null,0,0]
[null,260,"2x250W SON FLOODLIGHT","Luminaire","Traffic","Major > 130w",0,2,0,0,2,null,null,2,2,2,2,2,2,null,100,102.50990220048899,105.02261919315403,107.28690318612469,109.93598662305163,112.68438628862792,115.5014959458436,null,0,null,0,0]
[null,261,"2x26W TF MACQUARIE DEC.","Luminaire","NonTraffic","Minor < 130w",0,0,0,0,0,null,null,0,0,0,0,0,0,null,100,102.50990220048899,{"$f":"V269*(1+INDIRECT(\"CPI\"&W$7))*(IF($D269=\"Lamp\",(1+INDIRECT(\"EscLamp\"&W$7)),1))","v":105.02261919315403},107.28690318612469,109.93598662305163,112.68438628862792,115.5014959458436,null,0,null,0,0]
[null,262,"2x400W MBF - PARKWAY 2","Luminaire","Traffic","Major > 130w",0,0,0,1,1,null,null,0,0,0,0,0,0,null,100,102.50990220048899,105.02261919315403,107.28690318612469,109.93598662305163,112.68438628862792,115.5014959458436,null,0,null,0,0]
[null,263,"2x400W MBI FLOODLIGHT","Luminaire","Traffic","Major > 130w",0,0,0,0,0,null,null,0,0,0,0,0,0,null,100,102.50990220048899,105.02261919315403,107.28690318612469,109.93598662305163,112.68438628862792,115.5014959458436,null,0,null,0,0]
[null,264,"2x400W SON FLOODLIGHT","Luminaire","Traffic","Major > 130w",0,1,0,0,1,null,null,1,1,1,1,1,1,null,100,102.50990220048899,105.02261919315403,107.28690318612469,109.93598662305163,112.68438628862792,115.5014959458436,null,0,null,0,0]
[null,265,"2x40W TF","Luminaire","NonTraffic","Minor < 130w",0,8,6,3,17,null,null,14,14,14,14,14,14,null,100,102.50990220048899,105.02261919315403,107.28690318612469,109.93598662305163,112.68438628862792,115.5014959458436,null,0,null,0,0]
[null,266,"2x70W SON - BOURKE HILL","Luminaire","NonTraffic","Minor < 130w",0,0,0,0,0,null,null,0,0,0,0,0,0,null,100,102.50990220048899,105.02261919315403,107.28690318612469,109.93598662305163,112.68438628862792,115.5014959458436,null,0,null,0,0]
[null,267,"2x80W MBF - BOURKE HILL","Luminaire","NonTraffic","Minor < 130w",0,53,0,0,53,null,null,53,53,53,53,53,53,null,100,102.50990220048899,105.02261919315403,107.28690318612469,109.93598662305163,112.68438628862792,115.5014959458436,null,0,null,0,0]
[null,268,"3x400W MBF - PARKWAY 3","Luminaire","Traffic","Major > 130w",0,0,0,0,0,null,null,0,0,0,0,0,0,null,100,102.50990220048899,105.02261919315403,107.28690318612469,109.93598662305163,112.68438628862792,115.5014959458436,null,0,null,0,0]
[null,269,"400W MBF","Luminaire","Traffic","Major > 130w",0,6401.5,113,32,6546.5,null,null,6514.5,6514.5,6514.5,6514.5,6514.5,6514.5,null,100,102.50990220048899,105.02261919315403,107.28690318612469,109.93598662305163,112.68438628862792,115.5014959458436,null,0,null,0,0]
[null,270,"400W MBF - PARKWAY 1","Luminaire","Traffic","Major > 130w",0,252,0,0,252,null,null,252,252,252,252,252,252,null,100,102.50990220048899,105.02261919315403,107.28690318612469,109.93598662305163,112.68438628862792,115.5014959458436,null,0,null,0,0]
[null,271,"400W MBF FLOODLIGHT","Luminaire","Traffic","Major > 130w",0,96,0,1,97,null,null,96,96,96,96,96,96,null,100,102.50990220048899,{"$f":"V279*(1+INDIRECT(\"CPI\"&W$7))*(IF($D279=\"Lamp\",(1+INDIRECT(\"EscLamp\"&W$7)),1))","v":105.02261919315403},107.28690318612469,109.93598662305163,112.68438628862792,115.5014959458436,null,0,null,0,0]
[null,272,"400W MBI - SMARTPOLE","Luminaire","Traffic","Major > 130w",0,0,0,89,89,null,null,0,0,0,0,0,0,null,"0",0,0,0,0,0,0,null,0,null,0,0]
[null,273,"400W MBI FLOODLIGHT","Luminaire","Traffic","Major > 130w",0,77,40,10,127,null,null,117,117,117,117,117,117,null,100,{"$f":"U281*(1+INDIRECT(\"CPI\"&V$7))*(IF($D281=\"Lamp\",(1+INDIRECT(\"EscLamp\"&V$7)),1))","v":102.50990220048899},105.02261919315403,107.28690318612469,109.93598662305163,112.68438628862792,115.5014959458436,null,0,null,0,0]
[null,274,"400W SON","Luminaire","Traffic","Major > 130w",0,925,157,27,1109,null,null,1082,1082,1082,1082,1082,1082,null,100,102.50990220048899,105.02261919315403,107.28690318612469,109.93598662305163,112.68438628862792,115.5014959458436,null,0,null,0,0]
[null,275,"400W SON - PARKWAY 1","Luminaire","Traffic","Major > 130w",0,19,0,0,19,null,null,19,19,19,19,19,19,null,100,102.50990220048899,105.02261919315403,107.28690318612469,109.93598662305163,112.68438628862792,115.5014959458436,null,0,null,0,0]
[null,276,"400W SON - Parkway 1(P09)","Luminaire","Traffic","Major > 130w",0,3,0,0,3,null,null,3,3,3,3,3,3,null,100,102.50990220048899,105.02261919315403,107.28690318612469,109.93598662305163,112.68438628862792,115.5014959458436,null,0,null,0,0]
[null,277,"400W SON (P09)","Luminaire","Traffic","Major > 130w",0,560.5,83,3,646.5,null,null,643.5,643.5,643.5,643.5,643.5,643.5,null,100,102.50990220048899,105.02261919315403,107.28690318612469,109.93598662305163,112.68438628862792,115.5014959458436,null,0,null,0,0]
[null,278,"400W SON Active Reactor","Luminaire","Traffic","Major > 130w",0,108,0,0,108,null,null,108,108,108,108,108,108,null,100,102.50990220048899,105.02261919315403,107.28690318612469,109.93598662305163,112.68438628862792,115.5014959458436,null,0,null,0,0]
[null,279,"400W SON FLOODLIGHT","Luminaire","Traffic","Major > 130w",0,259,24,4,287,null,null,283,283,283,283,283,283,null,100,102.50990220048899,105.02261919315403,107.28690318612469,109.93598662305163,112.68438628862792,115.5014959458436,null,0,null,0,0]
[null,280,"400W SON Floodlight (P09)","Luminaire","Traffic","Major > 130w",0,166,20,1,187,null,null,186,186,186,186,186,186,null,100,102.50990220048899,105.02261919315403,107.28690318612469,109.93598662305163,112.68438628862792,115.5014959458436,null,0,null,0,0]
[null,281,"40W SOX","Luminaire","NonTraffic","Minor < 130w",0,0,0,0,0,null,null,0,0,0,0,0,0,null,100,102.50990220048899,{"$f":"V289*(1+INDIRECT(\"CPI\"&W$7))*(IF($D289=\"Lamp\",(1+INDIRECT(\"EscLamp\"&W$7)),1))","v":105.02261919315403},107.28690318612469,109.93598662305163,112.68438628862792,115.5014959458436,null,0,null,0,0]
[null,282,"42W MBF - Sylvania Suburban Ec (P09)","Luminaire","NonTraffic","Minor < 130w",0,40928.5,3453,10,44391.5,null,null,44381.5,44381.5,44381.5,44381.5,44381.5,44381.5,null,100,102.50990220048899,105.02261919315403,107.28690318612469,109.93598662305163,112.68438628862792,115.5014959458436,null,0,null,0,0]
[null,283,"42W MBF SYLVANIA SUB ECO","Luminaire","NonTraffic","Minor < 130w",0,0,0,0,0,null,null,0,0,0,0,0,0,null,100,102.50990220048899,105.02261919315403,107.28690318612469,109.93598662305163,112.68438628862792,115.5014959458436,null,0,null,0,0]
[null,284,"4x1000W MBF","Luminaire","Traffic","Major > 130w",0,0,0,4,4,null,null,0,0,0,0,0,0,null,100,102.50990220048899,105.02261919315403,107.28690318612469,109.93598662305163,112.68438628862792,115.5014959458436,null,0,null,0,0]
[null,285,"4x20W TF","Luminaire","NonTraffic","Minor < 130w",0,6,0,0,6,null,null,6,6,6,6,6,6,null,100,102.50990220048899,105.02261919315403,107.28690318612469,109.93598662305163,112.68438628862792,115.5014959458436,null,0,null,0,0]
[null,286,"4x20W TF - WAVERLEY","Luminaire","NonTraffic","Minor < 130w",0,47,0,0,47,null,null,47,47,47,47,47,47,null,100,102.50990220048899,105.02261919315403,107.28690318612469,109.93598662305163,112.68438628862792,115.5014959458436,null,{"$f":"OFFSET(AE294,0,BulkOptionNumber-1)","v":0},null,0,0]
[null,287,"4x250W SON","Luminaire","Traffic","Major > 130w",0,7,0,0,7,null,null,7,7,7,7,7,7,null,100,102.50990220048899,105.02261919315403,107.28690318612469,109.93598662305163,112.68438628862792,115.5014959458436,null,0,null,0,0]
[null,288,"4x40W TF","Luminaire","NonTraffic","Minor < 130w",0,0,0,5,5,null,null,0,0,0,0,0,0,null,100,102.50990220048899,105.02261919315403,107.28690318612469,109.93598662305163,112.68438628862792,115.5014959458436,null,0,null,0,0]
[null,289,"4x40W TF - WAVERLEY","Luminaire","NonTraffic","Minor < 130w",0,43,0,0,43,null,null,43,43,43,43,43,43,null,100,102.50990220048899,105.02261919315403,107.28690318612469,109.93598662305163,112.68438628862792,115.5014959458436,null,0,null,0,0]
[null,290,"4x600W SON","Luminaire","Traffic","Major > 130w",0,2,0,0,2,null,null,2,2,2,2,2,2,null,100,102.50990220048899,105.02261919315403,107.28690318612469,109.93598662305163,112.68438628862792,115.5014959458436,null,0,null,0,0]
[null,291,"500W MBI FLOODLIGHT","Luminaire","Traffic","Major > 130w",0,2,0,1,3,null,null,2,2,2,2,2,2,null,100,102.50990220048899,{"$f":"V299*(1+INDIRECT(\"CPI\"&W$7))*(IF($D299=\"Lamp\",(1+INDIRECT(\"EscLamp\"&W$7)),1))","v":105.02261919315403},107.28690318612469,109.93598662305163,112.68438628862792,115.5014959458436,null,0,null,0,0]
[null,292,"50W MBF","Luminaire","NonTraffic","Minor < 130w",0,8636,3175,30,11841,null,null,11811,11811,11811,11811,11811,11811,null,100,102.50990220048899,105.02261919315403,107.28690318612469,109.93598662305163,112.68438628862792,115.5014959458436,null,0,null,0,0]
[null,293,"50W MBF - BOURKE HILL","Luminaire","NonTraffic","Minor < 130w",0,2,14,0,16,null,null,16,16,16,16,16,16,null,100,102.50990220048899,105.02261919315403,107.28690318612469,109.93598662305163,112.68438628862792,115.5014959458436,null,0,null,0,0]
[null,294,"50W MBF - NOSTALGIA","Luminaire","NonTraffic","Minor < 130w",0,81,58,0,139,null,null,139,139,139,139,139,139,null,100,102.50990220048899,105.02261919315403,107.28690318612469,109.93598662305163,112.68438628862792,115.5014959458436,null,0,null,0,0]
[null,295,"50W MBF - PLAIN","Luminaire","NonTraffic","Minor < 130w",0,8,3,0,11,null,null,11,11,11,11,11,11,null,100,102.50990220048899,105.02261919315403,107.28690318612469,109.93598662305163,112.68438628862792,115.5014959458436,null,0,null,0,0]
[null,296,"50W MBF BOLLARD","Luminaire","NonTraffic","Minor < 130w",0,0,0,1,1,null,null,0,0,0,0,0,0,null,100,102.50990220048899,105.02261919315403,107.28690318612469,109.93598662305163,112.68438628862792,115.5014959458436,null,0,null,0,0]
[null,297,"50W SON","Luminaire","NonTraffic","Minor < 130w",0,600,7,0,607,null,null,607,607,607,607,607,607,null,100,102.50990220048899,105.02261919315403,107.28690318612469,109.93598662305163,112.68438628862792,115.5014959458436,null,0,null,0,0]
[null,298,"50W SON - BOURKE HILL","Luminaire","NonTraffic","Minor < 130w",0,0,0,0,0,null,null,0,0,0,0,0,0,null,100,102.50990220048899,105.02261919315403,107.28690318612469,109.93598662305163,112.68438628862792,115.5014959458436,null,0,null,0,0]
[null,299,"50W SON - NOSTALGIA","Luminaire","NonTraffic","Minor < 130w",0,9,1,0,10,null,null,10,10,10,10,10,10,null,100,102.50990220048899,105.02261919315403,107.28690318612469,109.93598662305163,112.68438628862792,115.5014959458436,null,0,null,0,0]
[null,300,"60W SOX","Luminaire","NonTraffic","Minor < 130w",0,0,0,0,0,null,null,0,0,0,0,0,0,null,100,102.50990220048899,105.02261919315403,107.28690318612469,109.93598662305163,112.68438628862792,115.5014959458436,null,0,null,0,0]
[null,301,"700W MBF","Luminaire","Traffic","Major > 130w",0,34,0,0,34,null,null,34,34,34,34,34,34,null,100,102.50990220048899,{"$f":"V309*(1+INDIRECT(\"CPI\"&W$7))*(IF($D309=\"Lamp\",(1+INDIRECT(\"EscLamp\"&W$7)),1))","v":105.02261919315403},107.28690318612469,109.93598662305163,112.68438628862792,115.5014959458436,null,0,null,0,0]
[null,302,"70W MBI","Luminaire","NonTraffic","Minor < 130w",0,53,6,7,66,null,null,59,59,59,59,59,59,null,100,102.50990220048899,105.02261919315403,107.28690318612469,109.93598662305163,112.68438628862792,115.5014959458436,null,0,null,0,0]
[null,303,"70W MBI - MACQUARIE DEC.","Luminaire","NonTraffic","Minor < 130w",0,0,0,0,0,null,null,0,0,0,0,0,0,null,100,102.50990220048899,105.02261919315403,107.28690318612469,109.93598662305163,112.68438628862792,115.5014959458436,null,0,null,0,0]
[null,304,"70W MBI II","Luminaire","Traffic","Minor < 130w",0,70,2,0,72,null,null,72,72,72,72,72,72,null,100,102.50990220048899,105.02261919315403,107.28690318612469,109.93598662305163,112.68438628862792,115.5014959458436,null,0,null,0,0]
[null,305,"70W MBI II AERO","Luminaire","Traffic","Minor < 130w",0,8,0,0,8,null,null,8,8,8,8,8,8,null,100,102.50990220048899,105.02261919315403,107.28690318612469,109.93598662305163,112.68438628862792,115.5014959458436,null,0,null,0,0]
[null,306,"70W SON","Luminaire","NonTraffic","Minor < 130w",0,1179,182,14,1375,null,null,1361,1361,1361,1361,1361,1361,null,100,102.50990220048899,105.02261919315403,107.28690318612469,109.93598662305163,112.68438628862792,115.5014959458436,null,0,null,0,0]
[null,307,"70W SON - BOURKE HILL","Luminaire","NonTraffic","Minor < 130w",0,12,0,3,15,null,null,12,12,12,12,12,12,null,100,102.50990220048899,105.02261919315403,107.28690318612469,109.93598662305163,112.68438628862792,115.5014959458436,null,0,null,0,0]
[null,308,"70W SON - GEC BOSTON 2","Luminaire","NonTraffic","Minor < 130w",0,4,2,0,6,null,null,6,6,6,6,6,6,null,100,102.50990220048899,105.02261919315403,107.28690318612469,109.93598662305163,112.68438628862792,115.5014959458436,null,0,null,0,0]
[null,309,"70W SON - NOSTALGIA","Luminaire","NonTraffic","Minor < 130w",0,18,4,5,27,null,null,22,22,22,22,22,22,null,100,102.50990220048899,105.02261919315403,107.28690318612469,109.93598662305163,112.68438628862792,115.5014959458436,null,0,null,0,0]
[null,310,"70W SON - Nostalgia (P09)","Luminaire","Traffic","Minor < 130w",0,41,9,0,50,null,null,50,50,50,50,50,50,null,100,102.50990220048899,105.02261919315403,107.28690318612469,109.93598662305163,112.68438628862792,115.5014959458436,null,0,null,0,0]
[null,311,"70W SON - PARKVILLE","Luminaire","NonTraffic","Minor < 130w",0,6,0,0,6,null,null,6,6,6,6,6,6,null,100,102.50990220048899,{"$f":"V319*(1+INDIRECT(\"CPI\"&W$7))*(IF($D319=\"Lamp\",(1+INDIRECT(\"EscLamp\"&W$7)),1))","v":105.02261919315403},107.28690318612469,109.93598662305163,112.68438628862792,115.5014959458436,null,0,null,0,0]
[null,312,"70W SON - REGAL/FLINDERS","Luminaire","NonTraffic","Minor < 130w",0,0,0,0,0,null,null,0,0,0,0,0,0,null,100,102.50990220048899,105.02261919315403,107.28690318612469,109.93598662305163,112.68438628862792,115.5014959458436,null,0,null,0,0]
[null,313,"70W SON (P09)","Luminaire","NonTraffic","Minor < 130w",0,345,74,2,421,null,null,419,419,419,419,419,419,null,100,102.50990220048899,105.02261919315403,107.28690318612469,109.93598662305163,112.68438628862792,115.5014959458436,null,0,null,0,0]
[null,314,"70W SON BOLLARD","Luminaire","NonTraffic","Minor < 130w",0,9,0,3,12,null,null,9,9,9,9,9,9,null,100,102.50990220048899,105.02261919315403,107.28690318612469,109.93598662305163,112.68438628862792,115.5014959458436,null,0,null,0,0]
[null,315,"70W SON FLOODLIGHT","Luminaire","NonTraffic","Minor < 130w",0,16,0,0,16,null,null,16,16,16,16,16,16,null,100,102.50990220048899,105.02261919315403,107.28690318612469,109.93598662305163,112.68438628862792,115.5014959458436,null,0,null,0,0]
[null,316,"70W SON Floodlight (P09)","Luminaire","NonTraffic","Minor < 130w",0,12,0,3,15,null,null,12,12,12,12,12,12,null,100,102.50990220048899,105.02261919315403,107.28690318612469,109.93598662305163,112.68438628862792,115.5014959458436,null,0,null,0,0]
[null,317,"70W SON -PLAIN","Luminaire","NonTraffic","Minor < 130w",0,202,0,0,202,null,null,202,202,202,202,202,202,null,100,102.50990220048899,105.02261919315403,107.28690318612469,109.93598662305163,112.68438628862792,115.5014959458436,null,0,null,0,0]
[null,318,"70W SON -PLAIN (P09)","Luminaire","NonTraffic","Minor < 130w",0,20,0,0,20,null,null,20,20,20,20,20,20,null,100,102.50990220048899,105.02261919315403,107.28690318612469,109.93598662305163,112.68438628862792,115.5014959458436,null,0,null,0,0]
[null,319,"750W MBI FLOODLIGHT","Luminaire","Traffic","Major > 130w",0,0,0,0,0,null,null,0,0,0,0,0,0,null,100,102.50990220048899,105.02261919315403,107.28690318612469,109.93598662305163,112.68438628862792,115.5014959458436,null,0,null,0,0]
[null,320,"80W MBF","Luminaire","NonTraffic","Minor < 130w",0,16903,5882,39,22824,null,null,22785,22785,22785,22785,22785,22785,null,100,102.50990220048899,105.02261919315403,107.28690318612469,109.93598662305163,112.68438628862792,115.5014959458436,null,0,null,0,0]
[null,321,"80W MBF - BEGA+CURVE BRA","Luminaire","NonTraffic","Minor < 130w",0,0,0,0,0,null,null,0,0,0,0,0,0,null,100,102.50990220048899,{"$f":"V329*(1+INDIRECT(\"CPI\"&W$7))*(IF($D329=\"Lamp\",(1+INDIRECT(\"EscLamp\"&W$7)),1))","v":105.02261919315403},107.28690318612469,109.93598662305163,112.68438628862792,115.5014959458436,null,0,null,0,0]
[null,322,"80W MBF - BOURKE HILL","Luminaire","NonTraffic","Minor < 130w",0,360,354,9,{"$f":"SUM(H330:J330)","v":723},null,null,{"$f":"SUM(H330:I330)","v":714},{"$f":"N330*(1+INDIRECT(\"GrowthLights\"&O$7))","v":714},{"$f":"O330*(1+INDIRECT(\"GrowthLights\"&P$7))","v":714},{"$f":"P330*(1+INDIRECT(\"GrowthLights\"&Q$7))","v":714},{"$f":"Q330*(1+INDIRECT(\"GrowthLights\"&R$7))","v":714},{"$f":"R330*(1+INDIRECT(\"GrowthLights\"&S$7))","v":714},null,100,102.50990220048899,105.02261919315403,107.28690318612469,109.93598662305163,112.68438628862792,115.5014959458436,null,0,null,0,0]
[null,323,"80W MBF - Bourke Hill (P09)","Luminaire","NonTraffic","Minor < 130w",0,103,72,0,175,null,null,175,175,175,175,175,175,null,100,102.50990220048899,105.02261919315403,107.28690318612469,109.93598662305163,112.68438628862792,115.5014959458436,null,0,null,0,0]
[null,324,"80W MBF - GEC BOSTON 2","Luminaire","NonTraffic","Minor < 130w",0,10,2,0,12,null,null,12,12,12,12,12,12,null,100,102.50990220048899,105.02261919315403,107.28690318612469,109.93598662305163,112.68438628862792,115.5014959458436,null,0,null,0,0]
[null,325,"80W MBF - NOSTALGIA","Luminaire","NonTraffic","Minor < 130w",0,30,532,20,582,null,null,562,562,562,562,562,562,null,100,102.50990220048899,105.02261919315403,107.28690318612469,109.93598662305163,112.68438628862792,115.5014959458436,null,0,null,0,0]
[null,326,"80W MBF - PLAIN","Luminaire","NonTraffic","Minor < 130w",0,200,118,7,325,null,null,318,318,318,318,318,318,null,100,102.50990220048899,105.02261919315403,107.28690318612469,109.93598662305163,112.68438628862792,115.5014959458436,null,0,null,0,0]
[null,327,"80W MBF - PLAIN (P09)","Luminaire","NonTraffic","Minor < 130w",0,171,114,0,285,null,null,285,285,285,285,285,285,null,100,102.50990220048899,105.02261919315403,107.28690318612469,109.93598662305163,112.68438628862792,115.5014959458436,null,0,null,0,0]
[null,328,"80W MBF - REGAL/FLINDERS","Luminaire","NonTraffic","Minor < 130w",0,0,0,0,0,null,null,0,0,0,0,0,0,null,100,102.50990220048899,105.02261919315403,107.28690318612469,109.93598662305163,112.68438628862792,115.5014959458436,null,0,null,0,0]
[null,329,"80W MBF - SYLVANIA SUBUR","Luminaire","NonTraffic","Minor < 130w",0,0,0,0,0,null,null,0,0,0,0,0,0,null,100,102.50990220048899,105.02261919315403,107.28690318612469,109.93598662305163,112.68438628862792,115.5014959458436,null,0,null,0,0]
[null,330,"80W MBF - Sylvania Suburban (P09)","Luminaire","NonTraffic","Minor < 130w",0,7683.5,531,0,8214.5,null,null,8214.5,8214.5,8214.5,8214.5,8214.5,8214.5,null,100,102.50990220048899,105.02261919315403,107.28690318612469,109.93598662305163,112.68438628862792,115.5014959458436,null,0,null,0,0]
[null,331,"80W MBF BOLLARD","Luminaire","NonTraffic","Minor < 130w",0,21,47,6,74,null,null,68,68,68,68,68,68,null,100,102.50990220048899,{"$f":"V339*(1+INDIRECT(\"CPI\"&W$7))*(IF($D339=\"Lamp\",(1+INDIRECT(\"EscLamp\"&W$7)),1))","v":105.02261919315403},107.28690318612469,109.93598662305163,112.68438628862792,115.5014959458436,null,0,null,0,0]
[null,332,"80W MBF TOORAK","Luminaire","NonTraffic","Minor < 130w",0,59,48,0,107,null,null,107,107,107,107,107,107,null,100,102.50990220048899,105.02261919315403,107.28690318612469,109.93598662305163,112.68438628862792,115.5014959458436,null,0,null,0,0]
[null,333,"90W SOX","Luminaire","Traffic","Minor < 130w",0,1,0,0,1,null,null,1,1,1,1,1,1,null,100,102.50990220048899,105.02261919315403,107.28690318612469,109.93598662305163,112.68438628862792,115.5014959458436,null,0,null,0,0]
[null,334,"EMPTY","Luminaire","NonTraffic","Minor < 130w",0,0,0,0,0,null,null,0,0,0,0,0,0,null,"0",0,0,0,0,0,0,null,0,null,0,0]
[null,335,"INCANDESCENT","Luminaire","NonTraffic","Minor < 130w",0,12,0,1,13,null,null,12,12,12,12,12,12,null,"30",30.752970660146698,31.506785757946208,32.186070955837408,32.980795986915489,33.805315886588374,34.650448783753077,null,0,null,0,0]
[null,336,"PRIVATE","Luminaire","NonTraffic","Minor < 130w",0,106,7,10943,11056,null,null,113,113,113,113,113,113,null,"0",0,0,0,0,0,0,null,0,null,0,0]
[null,337,"TH FLOODLIGHT","Luminaire","Traffic","Major > 130w",0,32,0,4,36,null,null,32,32,32,32,32,32,null,100,{"$f":"U345*(1+INDIRECT(\"CPI\"&V$7))*(IF($D345=\"Lamp\",(1+INDIRECT(\"EscLamp\"&V$7)),1))","v":102.50990220048899},105.02261919315403,107.28690318612469,109.93598662305163,112.68438628862792,115.5014959458436,null,0,null,0,0]
[null,338,"2ND LIGHT NON-TRL","Support","NonTraffic","n/a",0,384,43,5,432,null,null,427,427,427,427,427,427,null,"0",0,0,0,0,0,0,null,0,null,0,0]
[null,339,"2nd Light non-TRL (P09)","Support","NonTraffic","n/a",0,54,2,0,56,null,null,56,56,56,56,56,56,null,"0",0,0,0,0,0,0,null,0,null,0,0]
[null,340,"2ND LIGHT TRL","Support","Traffic","n/a",0,334,33,8,375,null,null,367,367,367,367,367,367,null,"0",0,0,0,0,0,0,null,0,null,0,0]
[null,341,"2nd Light TRL (P09)","Support","Traffic","n/a",0,10,8,0,18,null,null,18,18,18,18,18,18,null,"0",0,{"$f":"V349*(1+INDIRECT(\"CPI\"&W$7))*(IF($D349=\"Lamp\",(1+INDIRECT(\"EscLamp\"&W$7)),1))","v":0},0,0,0,0,null,0,null,0,0]
[null,342,"BOLLARD","Support","NonTraffic","n/a",0,23,50,11,84,null,null,73,73,73,73,73,73,null,100,102.50990220048899,105.02261919315403,107.28690318612469,109.93598662305163,112.68438628862792,115.5014959458436,null,0,null,0,0]
[null,343,"COLUMN 10.5M-13.5M","Support","Traffic","n/a",0,7769,1436,143,9348,null,null,9205,9205,9205,9205,9205,9205,null,100,102.50990220048899,105.02261919315403,107.28690318612469,109.93598662305163,112.68438628862792,115.5014959458436,null,0,null,0,0]
[null,344,"Column 10.5m-13.5m (P09)","Support","Traffic","n/a",0,407,443,2,852,null,null,850,850,850,850,850,850,null,100,102.50990220048899,105.02261919315403,107.28690318612469,109.93598662305163,112.68438628862792,115.5014959458436,null,0,null,0,0]
[null,345,"COLUMN 14M-15M","Support","Traffic","n/a",0,26,8,13,47,null,null,34,34,34,34,34,34,null,100,102.50990220048899,105.02261919315403,107.28690318612469,109.93598662305163,112.68438628862792,115.5014959458436,null,0,null,0,0]
[null,346,"COLUMN 2.5M-3.5M","Support","NonTraffic","n/a",0,196,27,14,237,null,null,223,223,223,223,223,223,null,100,102.50990220048899,105.02261919315403,107.28690318612469,109.93598662305163,112.68438628862792,115.5014959458436,null,0,null,0,0]
[null,347,"Column 2.5m-3.5m (P09)","Support","NonTraffic","n/a",0,75,0,0,75,null,null,75,75,75,75,75,75,null,100,102.50990220048899,105.02261919315403,107.28690318612469,109.93598662305163,112.68438628862792,115.5014959458436,null,0,null,0,0]
[null,348,"COLUMN 4-6.5M ORION WATE","Support","NonTraffic","n/a",0,0,0,0,0,null,null,0,0,0,0,0,0,null,100,102.50990220048899,105.02261919315403,107.28690318612469,109.93598662305163,112.68438628862792,115.5014959458436,null,0,null,0,0]
[null,349,"COLUMN 4M-6.5M","Support","NonTraffic","n/a",0,12218,5663,94,17975,null,null,17881,17881,17881,17881,17881,17881,null,100,102.50990220048899,105.02261919315403,107.28690318612469,109.93598662305163,112.68438628862792,115.5014959458436,null,0,null,0,0]
[null,350,"Column 4m-6.5m (P09)","Support","NonTraffic","n/a",0,2026,1999,13,4038,null,null,4025,4025,4025,4025,4025,4025,null,100,102.50990220048899,105.02261919315403,107.28690318612469,109.93598662305163,112.68438628862792,115.5014959458436,null,{"$f":"OFFSET(AE358,0,BulkOptionNumber-1)","v":0},null,0,0]
[null,351,"COLUMN 7M-10M","Support","Traffic","n/a",0,5093,731,82,5906,null,null,5824,5824,5824,5824,5824,5824,null,100,102.50990220048899,{"$f":"V359*(1+INDIRECT(\"CPI\"&W$7))*(IF($D359=\"Lamp\",(1+INDIRECT(\"EscLamp\"&W$7)),1))","v":105.02261919315403},107.28690318612469,109.93598662305163,112.68438628862792,115.5014959458436,null,0,null,0,0]
[null,352,"Column 7m-10m (P09)","Support","Traffic","n/a",0,444,234,2,680,null,null,678,678,678,678,678,678,null,100,102.50990220048899,105.02261919315403,107.28690318612469,109.93598662305163,112.68438628862792,115.5014959458436,null,0,null,0,0]
[null,353,"DECORATIVE COLUMN","Support","NonTraffic","n/a",0,771,1322,52,2145,null,null,2093,2093,2093,2093,2093,2093,null,100,102.50990220048899,105.02261919315403,107.28690318612469,109.93598662305163,112.68438628862792,115.5014959458436,null,0,null,0,0]
[null,354,"DEDICATED SUPPORT & COND","Support","NonTraffic","n/a",0,0,0,0,0,null,null,0,0,0,0,0,0,null,100,102.50990220048899,105.02261919315403,107.28690318612469,109.93598662305163,112.68438628862792,115.5014959458436,null,0,null,0,0]
[null,355,"Dedicated Support & Conductor (P09)","Support","NonTraffic","n/a",0,48,0,0,48,null,null,48,48,48,48,48,48,null,100,102.50990220048899,105.02261919315403,107.28690318612469,109.93598662305163,112.68438628862792,115.5014959458436,null,0,null,0,0]
[null,356,"EMPTY","Support","NonTraffic","n/a",0,0,0,0,0,null,null,0,0,0,0,0,0,null,"0",0,0,0,0,0,0,null,0,null,0,0]
[null,357,"HYDE PARK STANDARD","Support","NonTraffic","n/a",0,170,14,0,184,null,null,184,184,184,184,184,184,null,100,102.50990220048899,105.02261919315403,107.28690318612469,109.93598662305163,112.68438628862792,115.5014959458436,null,0,null,0,0]
[null,358,"MACQUARIE STANDARD","Support","Traffic","n/a",0,28,0,23,51,null,null,28,28,28,28,28,28,null,100,102.50990220048899,105.02261919315403,107.28690318612469,109.93598662305163,112.68438628862792,115.5014959458436,null,0,null,0,0]
[null,359,"Macquarie Standard (P09)","Support","NonTraffic","n/a",0,7,0,0,7,null,null,7,7,7,7,7,7,null,100,102.50990220048899,105.02261919315403,107.28690318612469,109.93598662305163,112.68438628862792,115.5014959458436,null,0,null,0,0]
[null,360,"MAST 15.5M-30M","Support","Traffic","n/a",0,13,2,0,15,null,null,15,15,15,15,15,15,null,100,102.50990220048899,105.02261919315403,107.28690318612469,109.93598662305163,112.68438628862792,115.5014959458436,null,0,null,0,0]
[null,361,"MAST 23M","Support","Traffic","n/a",0,3,0,0,3,null,null,3,3,3,3,3,3,null,100,102.50990220048899,{"$f":"V369*(1+INDIRECT(\"CPI\"&W$7))*(IF($D369=\"Lamp\",(1+INDIRECT(\"EscLamp\"&W$7)),1))","v":105.02261919315403},107.28690318612469,109.93598662305163,112.68438628862792,115.5014959458436,null,0,null,0,0]
[null,362,"MAST 25M","Support","Traffic","n/a",0,4,0,0,4,null,null,4,4,4,4,4,4,null,100,102.50990220048899,105.02261919315403,107.28690318612469,109.93598662305163,112.68438628862792,115.5014959458436,null,0,null,0,0]
[null,363,"ORION DOUBLE ARM","Support","NonTraffic","n/a",0,5,1,0,6,null,null,6,6,6,6,6,6,null,100,102.50990220048899,105.02261919315403,107.28690318612469,109.93598662305163,112.68438628862792,115.5014959458436,null,0,null,0,0]
[null,364,"Orion Double Arm (P09)","Support","NonTraffic","n/a",0,1,0,0,1,null,null,1,1,1,1,1,1,null,100,102.50990220048899,105.02261919315403,107.28690318612469,109.93598662305163,112.68438628862792,115.5014959458436,null,0,null,0,0]
[null,365,"POLO 10.5M DECORATIVE 2M","Support","NonTraffic","n/a",0,0,0,0,0,null,null,0,0,0,0,0,0,null,100,102.50990220048899,105.02261919315403,107.28690318612469,109.93598662305163,112.68438628862792,115.5014959458436,null,0,null,0,0]
[null,366,"POLO 4.5M DECORATIVE 1.2","Support","NonTraffic","n/a",0,0,0,0,0,null,null,0,0,0,0,0,0,null,100,102.50990220048899,105.02261919315403,107.28690318612469,109.93598662305163,112.68438628862792,115.5014959458436,null,0,null,0,0]
[null,367,"PRIVATE","Support","NonTraffic","n/a",0,106,7,10943,11056,null,null,113,113,113,113,113,113,null,"0",0,0,0,0,0,0,null,0,null,0,0]
[null,368,"Private (P09)","Support","NonTraffic","n/a",0,6,4,550,560,null,null,10,10,10,10,10,10,null,"0",0,0,0,0,0,0,null,0,null,0,0]
[null,369,"ROCKS STANDARD","Support","NonTraffic","n/a",0,745,1084,41,1870,null,null,1829,1829,1829,1829,1829,1829,null,100,102.50990220048899,105.02261919315403,107.28690318612469,109.93598662305163,112.68438628862792,115.5014959458436,null,0,null,0,0]
[null,370,"SMARTPOLE A","Support","NonTraffic","n/a",0,5,0,504,509,null,null,5,5,5,5,5,5,null,"0",0,0,0,0,0,0,null,0,null,0,0]
[null,371,"SMARTPOLE AB","Support","NonTraffic","n/a",0,0,0,149,149,null,null,0,0,0,0,0,0,null,"0",0,{"$f":"V379*(1+INDIRECT(\"CPI\"&W$7))*(IF($D379=\"Lamp\",(1+INDIRECT(\"EscLamp\"&W$7)),1))","v":0},0,0,0,0,null,0,null,0,0]
[null,372,"SMARTPOLE B","Support","NonTraffic","n/a",0,0,0,374,374,null,null,0,0,0,0,0,0,null,"0",0,0,0,0,0,0,null,0,null,0,0]
[null,373,"SMARTPOLE C","Support","NonTraffic","n/a",0,0,0,1,1,null,null,0,0,0,0,0,0,null,"0",0,0,0,0,0,0,null,0,null,0,0]
[null,374,"SUSPENDED","Support","NonTraffic","n/a",0,149,4,37,190,null,null,153,153,153,153,153,153,null,100,102.50990220048899,105.02261919315403,107.28690318612469,109.93598662305163,112.68438628862792,115.5014959458436,null,0,null,0,0]
[null,375,"Suspended (P09)","Support","NonTraffic","n/a",0,5,0,0,5,null,null,5,5,5,5,5,5,null,100,102.50990220048899,105.02261919315403,107.28690318612469,109.93598662305163,112.68438628862792,115.5014959458436,null,0,null,0,0]
[null,376,"UNKNOWN","Support","NonTraffic","n/a",0,14,193,0,207,null,null,207,207,207,207,207,207,null,"0",0,0,0,0,0,0,null,0,null,0,0]
[null,377,"WALL","Support","NonTraffic","n/a",0,350,19,31,400,null,null,369,369,369,369,369,369,null,"0",0,0,0,0,0,0,null,0,null,0,0]
[null,378,"Wall (P09)","Support","NonTraffic","n/a",0,51,3,1,55,null,null,54,54,54,54,54,54,null,"0",0,0,0,0,0,0,null,0,null,0,0]
[null,379,"WOOD POLE NON-TRL","Support","NonTraffic","n/a",0,142190.5,1210,95,143495.5,null,null,143400.5,143400.5,143400.5,143400.5,143400.5,143400.5,null,"0",0,0,0,0,0,0,null,0,null,0,0]
[null,380,"Wood Pole non-TRL (P09)","Support","NonTraffic","n/a",0,4239,225.5,3,4467.5,null,null,4464.5,4464.5,4464.5,4464.5,4464.5,4464.5,null,"0",0,0,0,0,0,0,null,0,null,0,0]
[null,381,"WOOD POLE TRL","Support","NonTraffic","n/a",0,47397,338,31,47766,null,null,47735,47735,47735,47735,47735,47735,null,"0",0,{"$f":"V389*(1+INDIRECT(\"CPI\"&W$7))*(IF($D389=\"Lamp\",(1+INDIRECT(\"EscLamp\"&W$7)),1))","v":0},0,0,0,0,null,0,null,0,0]
[null,382,"Wood Pole TRL (P09)","Support","Traffic","n/a",0,1385.5,165,0,1550.5,null,null,1550.5,1550.5,1550.5,1550.5,1550.5,1550.5,null,"0",0,0,0,0,0,0,null,0,null,0,0]

{"sheet":"Calc - Opex FY14","index":2,"n_rows":393,"n_cols":86,"rows_kept":393,"cut":false,"hidden":false,"merged":[[7,85,9,85],[7,81,9,81],[8,60,8,62],[8,24,8,25],[8,26,8,27],[8,28,8,29],[8,30,8,31],[8,32,8,33],[8,34,8,35],[7,52,9,52],[8,44,8,45],[7,32,7,33],[8,46,8,47],[8,48,8,49],[8,50,8,51],[8,54,8,56],[8,57,8,59],[8,22,8,23],[7,63,9,63],[7,71,9,71],[7,75,9,75],[7,34,7,35],[7,36,7,37],[7,38,7,39],[7,40,7,41],[7,42,9,42],[8,36,8,37],[8,38,8,39],[8,40,8,41],[7,22,7,23],[7,24,7,25],[7,26,7,27],[7,77,9,77],[8,65,8,66],[8,67,8,68],[8,69,8,70],[8,73,9,73],[8,74,9,74],[7,28,7,29],[7,30,7,31],[7,20,7,21],[1,1,8,6],[7,12,9,12],[7,14,7,15],[7,16,7,17],[7,18,7,19],[8,14,8,15],[8,16,8,17],[8,18,8,19],[8,20,8,21]]}
[]
[null,{"$f":"CONCATENATE(\"This sheet contains no inputs and all values are calculated for \" & \"FY14\" )","v":"This sheet contains no inputs and all values are calculated for FY14"},null,null,null,null,null,null,null,null,null,null,null,null,null,null,null,null,null,null,null,null,null,null,null,null,null,null,null,null,null,null,null,null,null,null,null,null,null,null,null,null,"Bulk contract",null,null,null,null,null,null,null,null,null,"Bulk materials",null,null,null,null,null,null,null,null,null,null,"Spot labour",null,null,null,null,null,null,null,"Spot materials",null,null,null,"EWP costs",null,"Connections",null,null,null,"Overheads",null,null,null,"CAM"]
[]
[null,null,null,null,null,null,null,null,null,null,null,"Totals --->   ",{"$f":"SUM(M12:M475)","v":18218630.363209952},null,{"$f":"SUMPRODUCT(O12:O294,P12:P294,$L$12:$L$294)","v":595140.03070700867},null,{"$f":"SUMPRODUCT(Q12:Q294,R12:R294,$L$12:$L$294)","v":251309.85923797885},null,{"$f":"SUMPRODUCT(S12:S294,T12:T294,$L$12:$L$294)","v":33170.793038842916},null,{"$f":"SUMPRODUCT(U12:U294,V12:V294,$L$12:$L$294)","v":3701.3578364865057},null,{"$f":"SUMPRODUCT(W12:W294,X12:X294,$L$12:$L$294)","v":424413.20558883448},null,{"$f":"SUMPRODUCT(Y12:Y294,Z12:Z294,$L$12:$L$294)","v":11689.14038803308},null,{"$f":"SUMPRODUCT(AA12:AA294,AB12:AB294,$L$12:$L$294)","v":101940.72191885543},null,{"$f":"SUMPRODUCT(AC12:AC294,AD12:AD294,$L$12:$L$294)","v":824993.27220291831},null,{"$f":"SUMPRODUCT(AE12:AE294,AF12:AF294,$L$12:$L$294)","v":778073.58638872136},null,{"$f":"SUMPRODUCT(AG12:AG294,AH12:AH294,$L$12:$L$294)","v":0},null,{"$f":"SUMPRODUCT(AI12:AI294,AJ12:AJ294,$L$12:$L$294)","v":339908.24029361625},null,{"$f":"SUMPRODUCT(AK12:AK294,AL12:AL294,$L$12:$L$294)","v":540122.20981550717},null,{"$f":"SUMPRODUCT(AM12:AM294,AN12:AN294,$L$12:$L$294)","v":0},null,{"$f":"SUMPRODUCT(AO12:AO294,AP12:AP294,$L$12:$L$294)","v":0},null,{"$f":"SUMPRODUCT(AQ12:AQ475,$L$12:$L$475)","v":3904462.4174168012},null,{"$f":"SUMPRODUCT(AS12:AS294,AT12:AT294,$L$12:$L$294)","v":1277710.7570008151},null,{"$f":"SUMPRODUCT(AU12:AU294,AV12:AV294,$L$12:$L$294)","v":142222.83060607291},null,{"$f":"SUMPRODUCT(AW12:AW294,AX12:AX294,$L$12:$L$294)","v":444245.24833333347},null,{"$f":"SUMPRODUCT(AY12:AY294,AZ12:AZ294,$L$12:$L$294)","v":1925},null,{"$f":"SUMPRODUCT(BA12:BA475,$L$12:$L$475)","v":1866103.8359402206},null,{"$f":"SUMPRODUCT(BC12:BC294,BD12:BD294,BE12:BE294,$L$12:$L$294)","v":3954568.3980438192},null,null,{"$f":"SUMPRODUCT(BF12:BF294,BG12:BG294,BH12:BH294,$L$12:$L$294)","v":0},null,null,{"$f":"SUMPRODUCT(BI12:BI294,BJ12:BJ294,BK12:BK294,$L$12:$L$294)","v":0},null,null,{"$f":"SUMPRODUCT(BL12:BL475,$L$12:$L$475)","v":3954568.3980438192},null,{"$f":"SUMPRODUCT(BN12:BN294,BO12:BO294,$L$12:$L$294)","v":467267.87489301607},null,{"$f":"SUMPRODUCT(BP12:BP294,BQ12:BQ294,$L$12:$L$294)","v":37849.69515800001},null,{"$f":"SUMPRODUCT(BR12:BR294,BS12:BS294,$L$12:$L$294)","v":732.2},null,{"$f":"SUMPRODUCT(BT12:BT475,$L$12:$L$475)","v":505849.77005101606},null,null,null,{"$f":"SUMPRODUCT(BX12:BX475,$L$12:$L$475)","v":1596344.4017878151},null,{"$f":"SUMPRODUCT(BZ12:BZ475,$L$12:$L$475)","v":2381171.1264589624},null,null,null,{"$f":"SUMPRODUCT(CD12:CD475,$L$12:$L$475)","v":2559253.3876545737},null,null,null,{"$f":"SUMPRODUCT(CH12:CH475,$L$12:$L$475)","v":1450877.0258567408}]
[]
[null,null,null,null,null,null,null,null,null,null,null,"Percent --->   ",null,null,null,null,null,null,null,null,null,null,null,null,null,null,null,null,null,null,null,null,null,null,null,null,null,null,null,null,null,null,{"$f":"TotalOpexBulkContract/TotalOpex","v":0.21431152285197752},null,null,null,null,null,null,null,null,null,{"$f":"TotalOpexBulkMaterials/TotalOpex","v":0.10242832741744208},null,null,null,null,null,null,null,null,null,null,{"$f":"TotalOpexSpotLabour/TotalOpex","v":0.21706178341647092},null,null,null,null,null,null,null,{"$f":"TotalOpexSpotMaterials/TotalOpex","v":2.7765521335374965E-2},null,null,null,{"$f":"TotalOpexSpotOther/TotalOpex","v":8.7621537402252578E-2},null,{"$f":"BZ4/TotalOpex","v":0.13069978801850077},null,null,null,{"$f":"TotalOpexOverheads/TotalOpex","v":0.14047452177429529},null,null,null,{"$f":"CH4/TotalOpex","v":7.9636997783685742E-2}]
[]
[null,null,null,null,null,null,null,null,null,null,null,null,"Sub-total annual cost",null,"Task 1",null,"Task 2",null,"Task 3",null,"Task 4",null,"Task 5",null,"Task 6",null,"Task 7",null,"Task 8",null,"Task 9",null,"Task 10",null,"Task 11",null,"Task 12",null,"Task 13",null,"Task 14",null,"Sub-total annual cost per asset",null,null,null,null,null,null,null,null,null,"Sub-total annual cost per asset",null,null,null,null,null,null,null,null,null,null,"Sub-total annual cost per asset",null,null,null,null,null,null,null,"Sub-total annual cost per asset",null,null,null,"Sub-total annual cost per asset",null,"Sub-total annual cost per asset",null,null,null,"Sub-total annual cost per asset",null,null,null,"Sub-total annual cost per asset"]
[null,null,null,null,null,null,null,null,null,null,null,null,null,null,"Minor < 130w",null,"Major > 130w",null,"Minor < 130w",null,"Major > 130w",null,"All",null,"All",null,"All",null,"All",null,"All",null,"All",null,"All",null,"All",null,"All",null,"All",null,null,null,"Lamp",null,"Visors",null,"PE Cell",null,"Misc",null,null,null,"Lamp change",null,null,"PE Cell change",null,null,"Misc",null,null,null,null,"Lamp",null,"PE Cell",null,"Misc",null,null,null,"Price","Hours (weighted by failure)"]
[null,"#","Description","Type","Route","Category","Lamps (#)",null,null,null,"Price","Count",null,null,"Price","Cycle","Price","Cycle","Price","Cycle","Price","Cycle","Price","Cycle","Price","Cycle","Price","Cycle","Price","Cycle","Price","Cycle","Price","Cycle","Price","Cycle","Price","Cycle","Price","Cycle","Price","Cycle",null,null,"Price","Cycle","Price","Cycle","Price","Cycle","Price","Cycle",null,null,"Price","Failure","Hours","Price","Failure","Hours","Price","Failure","Hours",null,null,"Price","Failure","Price","Failure","Price","Failure",null,null,null,null,null,null,null,null,"Rate","Cost",null,null,"Rate","Cost"]
[]
[null,{"$f":"'Input - Inventory'!B9","v":1},{"$f":"'Input - Inventory'!C9","v":"0.5"},{"$f":"'Input - Inventory'!D9","v":"Bracket"},{"$f":"'Input - Inventory'!E9","v":"NonTraffic"},{"$f":"'Input - Inventory'!F9","v":"n/a"},{"$f":"'Input - Inventory'!G9","v":0},null,{"$f":"CONCATENATE(D12,\" - \",C12)","v":"Bracket - 0.5"},null,{"$f":"AQ12+BA12+BL12+BT12+BX12+BZ12+CD12+CH12","v":0},{"$f":"INDIRECT(L$10&$B12&\"FY14\")","v":33642},{"$f":"L12*K12","v":0},null,{"$f":"IF(AND($D12=\"Lamp\", OR($F12=O$9, O$9=\"All\")),INDIRECT(\"PriceBulkTask1\" & \"FY14\"),0)","v":0},{"$f":"IF(AND($D12=\"Lamp\",CycleBulkTask1<>0, OR($F12=O$9,O$9=\"All\")),1/CycleBulkTask1,0)","v":0},{"$f":"IF(AND($D12=\"Lamp\", OR($F12=Q$9, Q$9=\"All\")),INDIRECT(\"PriceBulkTask2\" & \"FY14\"),0)","v":0},{"$f":"IF(AND($D12=\"Lamp\",CycleBulkTask2<>0, OR($F12=Q$9,Q$9=\"All\")),1/CycleBulkTask2,0)","v":0},{"$f":"IF(AND($D12=\"Lamp\", OR($F12=S$9, S$9=\"All\")),INDIRECT(\"PriceBulkTask3\" & \"FY14\"),0)","v":0},{"$f":"IF(AND($D12=\"Lamp\",CycleBulkTask3<>0, OR($F12=S$9,S$9=\"All\")),1/CycleBulkTask3,0)","v":0},{"$f":"IF(AND($D12=\"Lamp\", OR($F12=U$9, U$9=\"All\")),INDIRECT(\"PriceBulkTask4\" & \"FY14\"),0)","v":0},{"$f":"IF(AND($D12=\"Lamp\",CycleBulkTask4<>0, OR($F12=U$9,U$9=\"All\")),1/CycleBulkTask4,0)","v":0},{"$f":"IF(AND($D12=\"Lamp\", OR($F12=W$9, W$9=\"All\")),INDIRECT(\"PriceBulkTask5\" & \"FY14\"),0)","v":0},{"$f":"IF(AND($D12=\"Lamp\",CycleBulkTask5<>0, OR($F12=W$9,W$9=\"All\")),1/CycleBulkTask5,0)","v":0},{"$f":"IF(AND($D12=\"Lamp\", OR($F12=Y$9, Y$9=\"All\")),INDIRECT(\"PriceBulkTask6\" & \"FY14\"),0)","v":0},{"$f":"IF(AND($D12=\"Lamp\",CycleBulkTask6<>0, OR($F12=Y$9,Y$9=\"All\")),1/CycleBulkTask6,0)","v":0},{"$f":"IF(AND($D12=\"Lamp\", OR($F12=AA$9, AA$9=\"All\")),INDIRECT(\"PriceBulkTask7\" & \"FY14\"),0)","v":0},{"$f":"IF(AND($D12=\"Lamp\",CycleBulkTask7<>0, OR($F12=AA$9,AA$9=\"All\")),1/CycleBulkTask7,0)","v":0},{"$f":"IF(AND($D12=\"Lamp\", OR($F12=AC$9, AC$9=\"All\")),INDIRECT(\"PriceBulkTask8\" & \"FY14\"),0)","v":0},{"$f":"IF(AND($D12=\"Lamp\",CycleBulkTask8<>0, OR($F12=AC$9,AC$9=\"All\")),1/CycleBulkTask8,0)","v":0},{"$f":"IF(AND($D12=\"Lamp\", OR($F12=AE$9, AE$9=\"All\")),INDIRECT(\"PriceBulkTask9\" & \"FY14\"),0)","v":0},{"$f":"IF(AND($D12=\"Lamp\",CycleBulkTask9<>0, OR($F12=AE$9,AE$9=\"All\")),1/CycleBulkTask9,0)","v":0},{"$f":"IF(AND($D12=\"Lamp\", OR($F12=AG$9, AG$9=\"All\")),INDIRECT(\"PriceBulkTask10\" & \"FY14\"),0)","v":0},{"$f":"IF(AND($D12=\"Lamp\",CycleBulkTask10<>0, OR($F12=AG$9,AG$9=\"All\")),1/CycleBulkTask10,0)","v":0},{"$f":"IF(AND($D12=\"Lamp\", OR($F12=AI$9, AI$9=\"All\")),INDIRECT(\"PriceBulkTask11\" & \"FY14\"),0)","v":0},{"$f":"IF(AND($D12=\"Lamp\",CycleBulkTask11<>0, OR($F12=AI$9,AI$9=\"All\")),1/CycleBulkTask11,0)","v":0},{"$f":"IF(AND($D12=\"Lamp\", OR($F12=AK$9, AK$9=\"All\")),INDIRECT(\"PriceBulkTask12\" & \"FY14\"),0)","v":0},{"$f":"IF(AND($D12=\"Lamp\",CycleBulkTask12<>0, OR($F12=AK$9,AK$9=\"All\")),1/CycleBulkTask12,0)","v":0},{"$f":"IF(AND($D12=\"Lamp\", OR($F12=AM$9, AM$9=\"All\")),INDIRECT(\"PriceBulkTask13\" & \"FY14\"),0)","v":0},{"$f":"IF(AND($D12=\"Lamp\",CycleBulkTask13<>0, OR($F12=AM$9,AM$9=\"All\")),1/CycleBulkTask13,0)","v":0},{"$f":"IF(AND($D12=\"Lamp\", OR($F12=AO$9, AO$9=\"All\")),INDIRECT(\"PriceBulkTask14\" & \"FY14\"),0)","v":0},{"$f":"IF(AND($D12=\"Lamp\",CycleBulkTask14<>0, OR($F12=AO$9,AO$9=\"All\")),1/CycleBulkTask14,0)","v":0},{"$f":"O12*P12+Q12*R12+S12*T12+U12*V12+W12*X12+Y12*Z12+AA12*AB12+AC12*AD12+AE12*AF12+AG12*AH12+AI12*AJ12+AK12*AL12+AM12*AN12+AO12*AP12","v":0},null,{"$f":"IF($D12=\"Lamp\",$G12*INDIRECT(\"Price\" & $B12 & \"FY14\"),0)","v":0},{"$f":"MAX(P12,R12)","v":0},{"$f":"IF($D12=\"Lamp\",INDIRECT(\"PriceVisor\" & \"FY14\"),0)","v":0},{"$f":"MAX(T12,V12)","v":0},{"$f":"IF($D12=\"Lamp\",INDIRECT(\"PricePECell\" & \"FY14\"),0)","v":0},{"$f":"X12","v":0},{"$f":"IF($D12=\"Lamp\",INDIRECT(\"PriceMisc\" & \"FY14\"),0)","v":0},{"$f":"INDIRECT($E12)*$V12 +(1-INDIRECT($E12))*$T12","v":0},{"$f":"AS12*AT12+AU12*AV12+AW12*AX12+AY12*AZ12","v":0},null,{"$f":"IF($D12=$AS$9,(INDIRECT(\"PriceLabour\" & \"FY14\")*ProportionStandardHours + INDIRECT(\"PriceLabourOvertime\" & \"FY14\")*ProportionOvertimeHours)*(1+RateOnCostAnnual),0)","v":0},{"$f":"BO12","v":0},{"$f":"IF($D12=\"Lamp\",(NumberOfCrew+INDIRECT($E12)*TrafficController)*(TimeToReplaceLamp),0)","v":0},{"$f":"IF($D12=$AS$9,(INDIRECT(\"PriceLabour\" & \"FY14\")*ProportionStandardHours + INDIRECT(\"PriceLabourOvertime\" & \"FY14\")*ProportionOvertimeHours)*(1+RateOnCostAnnual),0)","v":0},{"$f":"BQ12","v":0},{"$f":"IF($D12=\"Lamp\",(NumberOfCrew+INDIRECT($E12)*TrafficController)*(TimeForPECellReplace),0)","v":0},{"$f":"IF($D12=$AS$9,(INDIRECT(\"PriceLabour\" & \"FY14\")*ProportionStandardHours + INDIRECT(\"PriceLabourOvertime\" & \"FY14\")*ProportionOvertimeHours)*(1+RateOnCostAnnual),0)","v":0},{"$f":"BS12","v":0},{"$f":"IF($D12=\"Lamp\",(NumberOfCrew+INDIRECT($E12)*TrafficController)*(TimeForOtherSpot),0)","v":0},{"$f":"BC12*BD12*BE12+BF12*BG12*BH12+BI12*BJ12*BK12","v":0},null,{"$f":"IF($D12=\"Lamp\",INDIRECT(\"Price\" & $B12 & \"FY14\"),0)","v":0},{"$f":"IF($D12=\"Lamp\",INDIRECT(BO$10 & $B12),0)","v":0},{"$f":"IF($D12=\"Lamp\",INDIRECT(\"pRICEpecELL\" & \"FY14\"),0)","v":0},{"$f":"IF($D12=\"Lamp\",INDIRECT(\"FailurePECell\" & \"Annual\"),0)","v":0},{"$f":"IF($D12=\"Lamp\",INDIRECT(\"PriceMisc\" & \"FY14\"),0)","v":0},{"$f":"IF($D12=\"Lamp\",INDIRECT(\"FailureMisc\" & \"Annual\"),0)","v":0},{"$f":"BN12*BO12+BP12*BQ12+BR12*BS12","v":0},null,{"$f":"IF(AND($D12=\"Lamp\"),INDIRECT(\"PriceEWP\"&\"FY14\"),0)","v":0},{"$f":"BD12*BE12+BG12*BH12+BJ12*BK12","v":0},{"$f":"BV12*BW12","v":0},null,{"$f":"IF($D12=\"Connection\",VLOOKUP(C12,'Input - General'!$F$62:$N$79,4,FALSE),0)","v":0},null,{"$f":"RateOverhead","v":0.1801212933606588},{"$f":"BX12+BL12+BT12+BA12+AQ12+BZ12","v":0},{"$f":"CC12*CB12","v":0},null,{"$f":"CorporateOverheads","v":8.6527813038891108E-2},{"$f":"AQ12+BA12+BL12+BT12+BX12+BZ12+CD12","v":0},{"$f":"CG12*CF12","v":0}]
[null,{"$f":"'Input - Inventory'!B10","v":2},{"$f":"'Input - Inventory'!C10","v":"0.5 (P09)"},{"$f":"'Input - Inventory'!D10","v":"Bracket"},{"$f":"'Input - Inventory'!E10","v":"NonTraffic"},{"$f":"'Input - Inventory'!F10","v":"n/a"},{"$f":"'Input - Inventory'!G10","v":0},null,{"$f":"CONCATENATE(D13,\" - \",C13)","v":"Bracket - 0.5 (P09)"},null,{"$f":"AQ13+BA13+BL13+BT13+BX13+BZ13+CD13+CH13","v":0},{"$f":"INDIRECT(L$10&$B13&\"FY14\")","v":1150},0,null,{"$f":"IF(AND($D13=\"Lamp\", OR($F13=O$9, O$9=\"All\")),INDIRECT(\"PriceBulkTask1\" & \"FY14\"),0)","v":0},0,{"$f":"IF(AND($D13=\"Lamp\", OR($F13=Q$9, Q$9=\"All\")),INDIRECT(\"PriceBulkTask2\" & \"FY14\"),0)","v":0},0,{"$f":"IF(AND($D13=\"Lamp\", OR($F13=S$9, S$9=\"All\")),INDIRECT(\"PriceBulkTask3\" & \"FY14\"),0)","v":0},0,{"$f":"IF(AND($D13=\"Lamp\", OR($F13=U$9, U$9=\"All\")),INDIRECT(\"PriceBulkTask4\" & \"FY14\"),0)","v":0},0,{"$f":"IF(AND($D13=\"Lamp\", OR($F13=W$9, W$9=\"All\")),INDIRECT(\"PriceBulkTask5\" & \"FY14\"),0)","v":0},0,{"$f":"IF(AND($D13=\"Lamp\", OR($F13=Y$9, Y$9=\"All\")),INDIRECT(\"PriceBulkTask6\" & \"FY14\"),0)","v":0},0,{"$f":"IF(AND($D13=\"Lamp\", OR($F13=AA$9, AA$9=\"All\")),INDIRECT(\"PriceBulkTask7\" & \"FY14\"),0)","v":0},0,{"$f":"IF(AND($D13=\"Lamp\", OR($F13=AC$9, AC$9=\"All\")),INDIRECT(\"PriceBulkTask8\" & \"FY14\"),0)","v":0},0,{"$f":"IF(AND($D13=\"Lamp\", OR($F13=AE$9, AE$9=\"All\")),INDIRECT(\"PriceBulkTask9\" & \"FY14\"),0)","v":0},0,{"$f":"IF(AND($D13=\"Lamp\", OR($F13=AG$9, AG$9=\"All\")),INDIRECT(\"PriceBulkTask10\" & \"FY14\"),0)","v":0},0,{"$f":"IF(AND($D13=\"Lamp\", OR($F13=AI$9, AI$9=\"All\")),INDIRECT(\"PriceBulkTask11\" & \"FY14\"),0)","v":0},0,{"$f":"IF(AND($D13=\"Lamp\", OR($F13=AK$9, AK$9=\"All\")),INDIRECT(\"PriceBulkTask12\" & \"FY14\"),0)","v":0},0,{"$f":"IF(AND($D13=\"Lamp\", OR($F13=AM$9, AM$9=\"All\")),INDIRECT(\"PriceBulkTask13\" & \"FY14\"),0)","v":0},0,{"$f":"IF(AND($D13=\"Lamp\", OR($F13=AO$9, AO$9=\"All\")),INDIRECT(\"PriceBulkTask14\" & \"FY14\"),0)","v":0},0,0,null,{"$f":"IF($D13=\"Lamp\",$G13*INDIRECT(\"Price\" & $B13 & \"FY14\"),0)","v":0},0,{"$f":"IF($D13=\"Lamp\",INDIRECT(\"PriceVisor\" & \"FY14\"),0)","v":0},0,{"$f":"IF($D13=\"Lamp\",INDIRECT(\"PricePECell\" & \"FY14\"),0)","v":0},0,{"$f":"IF($D13=\"Lamp\",INDIRECT(\"PriceMisc\" & \"FY14\"),0)","v":0},0,0,null,0,0,0,0,0,0,0,0,0,0,null,{"$f":"IF($D13=\"Lamp\",INDIRECT(\"Price\" & $B13 & \"FY14\"),0)","v":0},0,{"$f":"IF($D13=\"Lamp\",INDIRECT(\"pRICEpecELL\" & \"FY14\"),0)","v":0},0,{"$f":"IF($D13=\"Lamp\",INDIRECT(\"PriceMisc\" & \"FY14\"),0)","v":0},0,0,null,{"$f":"IF(AND($D13=\"Lamp\"),INDIRECT(\"PriceEWP\"&\"FY14\"),0)","v":0},0,0,null,{"$f":"IF($D13=\"Connection\",VLOOKUP(C13,'Input - General'!$F$62:$N$79,4,FALSE),0)","v":0},null,0.1801212933606588,0,0,null,8.6527813038891108E-2,{"$f":"AQ13+BA13+BL13+BT13+BX13+BZ13+CD13","v":0},0]
[null,{"$f":"'Input - Inventory'!B11","v":3},{"$f":"'Input - Inventory'!C11","v":"0.6"},{"$f":"'Input - Inventory'!D11","v":"Bracket"},{"$f":"'Input - Inventory'!E11","v":"NonTraffic"},{"$f":"'Input - Inventory'!F11","v":"n/a"},{"$f":"'Input - Inventory'!G11","v":0},null,"Bracket - 0.6",null,0,149,0,null,0,0,0,0,0,0,0,0,0,0,0,0,0,0,0,0,0,0,0,0,0,0,0,0,0,0,0,0,0,null,0,0,0,0,0,0,0,0,0,null,0,0,0,0,0,0,0,0,0,0,null,0,0,0,0,0,0,0,null,0,0,0,null,{"$f":"IF($D14=\"Connection\",VLOOKUP(C14,'Input - General'!$F$62:$N$79,4,FALSE),0)","v":0},null,0.1801212933606588,0,0,null,8.6527813038891108E-2,0,0]
[null,{"$f":"'Input - Inventory'!B12","v":4},{"$f":"'Input - Inventory'!C12","v":"1.0"},{"$f":"'Input - Inventory'!D12","v":"Bracket"},{"$f":"'Input - Inventory'!E12","v":"NonTraffic"},{"$f":"'Input - Inventory'!F12","v":"n/a"},{"$f":"'Input - Inventory'!G12","v":0},null,"Bracket - 1.0",null,0,8607,0,null,0,0,0,0,0,0,0,0,0,0,0,0,0,0,0,0,0,0,0,0,0,0,0,0,0,0,0,0,0,null,0,0,0,0,0,0,0,0,0,null,0,0,0,0,0,0,0,0,0,0,null,0,0,0,0,0,0,0,null,0,0,0,null,{"$f":"IF($D15=\"Connection\",VLOOKUP(C15,'Input - General'!$F$62:$N$79,4,FALSE),0)","v":0},null,0.1801212933606588,0,0,null,8.6527813038891108E-2,0,0]
[null,{"$f":"'Input - Inventory'!B13","v":5},{"$f":"'Input - Inventory'!C13","v":"1.2"},{"$f":"'Input - Inventory'!D13","v":"Bracket"},{"$f":"'Input - Inventory'!E13","v":"NonTraffic"},{"$f":"'Input - Inventory'!F13","v":"n/a"},{"$f":"'Input - Inventory'!G13","v":0},null,"Bracket - 1.2",null,0,24937,0,null,0,0,0,0,0,0,0,0,0,0,0,0,0,0,0,0,0,0,0,0,0,0,0,0,0,0,0,0,0,null,0,0,0,0,0,0,0,0,0,null,0,0,0,0,0,0,0,0,0,0,null,0,0,0,0,0,0,0,null,0,0,0,null,{"$f":"IF($D16=\"Connection\",VLOOKUP(C16,'Input - General'!$F$62:$N$79,4,FALSE),0)","v":0},null,0.1801212933606588,0,0,null,8.6527813038891108E-2,0,0]
[null,{"$f":"'Input - Inventory'!B14","v":6},{"$f":"'Input - Inventory'!C14","v":"1.2 (P09)"},{"$f":"'Input - Inventory'!D14","v":"Bracket"},{"$f":"'Input - Inventory'!E14","v":"NonTraffic"},{"$f":"'Input - Inventory'!F14","v":"n/a"},{"$f":"'Input - Inventory'!G14","v":0},null,"Bracket - 1.2 (P09)",null,0,696,0,null,0,0,0,0,0,0,0,0,0,0,0,0,0,0,0,0,0,0,0,0,0,0,0,0,0,0,0,0,0,null,0,0,0,0,0,0,0,0,0,null,0,0,0,0,0,0,0,0,0,0,null,0,0,0,0,0,0,0,null,0,0,0,null,{"$f":"IF($D17=\"Connection\",VLOOKUP(C17,'Input - General'!$F$62:$N$79,4,FALSE),0)","v":0},null,0.1801212933606588,0,0,null,8.6527813038891108E-2,0,0]
[null,{"$f":"'Input - Inventory'!B15","v":7},{"$f":"'Input - Inventory'!C15","v":"1.5"},{"$f":"'Input - Inventory'!D15","v":"Bracket"},{"$f":"'Input - Inventory'!E15","v":"NonTraffic"},{"$f":"'Input - Inventory'!F15","v":"n/a"},{"$f":"'Input - Inventory'!G15","v":0},null,"Bracket - 1.5",null,0,3808,0,null,0,0,0,0,0,0,0,0,0,0,0,0,0,0,0,0,0,0,0,0,0,0,0,0,0,0,0,0,0,null,0,0,0,0,0,0,0,0,0,null,0,0,0,0,0,0,0,0,0,0,null,0,0,0,0,0,0,0,null,0,0,0,null,{"$f":"IF($D18=\"Connection\",VLOOKUP(C18,'Input - General'!$F$62:$N$79,4,FALSE),0)","v":0},null,0.1801212933606588,0,0,null,8.6527813038891108E-2,0,0]
[null,{"$f":"'Input - Inventory'!B16","v":8},{"$f":"'Input - Inventory'!C16","v":"2.0"},{"$f":"'Input - Inventory'!D16","v":"Bracket"},{"$f":"'Input - Inventory'!E16","v":"NonTraffic"},{"$f":"'Input - Inventory'!F16","v":"n/a"},{"$f":"'Input - Inventory'!G16","v":0},null,"Bracket - 2.0",null,0,70865,0,null,0,0,0,0,0,0,0,0,0,0,0,0,0,0,0,0,0,0,0,0,0,0,0,0,0,0,0,0,0,null,0,0,0,0,0,0,0,0,0,null,0,0,0,0,0,0,0,0,0,0,null,0,0,0,0,0,0,0,null,0,0,0,null,{"$f":"IF($D19=\"Connection\",VLOOKUP(C19,'Input - General'!$F$62:$N$79,4,FALSE),0)","v":0},null,0.1801212933606588,0,0,null,8.6527813038891108E-2,0,0]
[null,{"$f":"'Input - Inventory'!B17","v":9},{"$f":"'Input - Inventory'!C17","v":"2.0 (P09)"},{"$f":"'Input - Inventory'!D17","v":"Bracket"},{"$f":"'Input - Inventory'!E17","v":"NonTraffic"},{"$f":"'Input - Inventory'!F17","v":"n/a"},{"$f":"'Input - Inventory'!G17","v":0},null,"Bracket - 2.0 (P09)",null,0,17415.5,0,null,0,0,0,0,0,0,0,0,0,0,0,0,0,0,0,0,0,0,0,0,0,0,0,0,0,0,0,0,0,null,0,0,0,0,0,0,0,0,0,null,0,0,0,0,0,0,0,0,0,0,null,0,0,0,0,0,0,0,null,0,0,0,null,{"$f":"IF($D20=\"Connection\",VLOOKUP(C20,'Input - General'!$F$62:$N$79,4,FALSE),0)","v":0},null,0.1801212933606588,0,0,null,8.6527813038891108E-2,0,0]
[null,{"$f":"'Input - Inventory'!B18","v":10},{"$f":"'Input - Inventory'!C18","v":"2.5"},{"$f":"'Input - Inventory'!D18","v":"Bracket"},{"$f":"'Input - Inventory'!E18","v":"Traffic"},{"$f":"'Input - Inventory'!F18","v":"n/a"},{"$f":"'Input - Inventory'!G18","v":0},null,"Bracket - 2.5",null,0,518,0,null,0,0,0,0,0,0,0,0,0,0,0,0,0,0,0,0,0,0,0,0,0,0,0,0,0,0,0,0,0,null,0,0,0,0,0,0,0,0,0,null,0,0,0,0,0,0,0,0,0,0,null,0,0,0,0,0,0,0,null,0,0,0,null,{"$f":"IF($D21=\"Connection\",VLOOKUP(C21,'Input - General'!$F$62:$N$79,4,FALSE),0)","v":0},null,0.1801212933606588,0,0,null,8.6527813038891108E-2,0,0]
[null,{"$f":"'Input - Inventory'!B19","v":11},{"$f":"'Input - Inventory'!C19","v":"3.0"},{"$f":"'Input - Inventory'!D19","v":"Bracket"},{"$f":"'Input - Inventory'!E19","v":"Traffic"},{"$f":"'Input - Inventory'!F19","v":"n/a"},{"$f":"'Input - Inventory'!G19","v":0},null,"Bracket - 3.0",null,0,5928,0,null,0,0,0,0,0,0,0,0,0,0,0,0,0,0,0,0,0,0,0,0,0,0,0,0,0,0,0,0,0,null,0,0,0,0,0,0,0,0,0,null,0,0,0,0,0,0,0,0,0,0,null,0,0,0,0,0,0,0,null,0,0,0,null,{"$f":"IF($D22=\"Connection\",VLOOKUP(C22,'Input - General'!$F$62:$N$79,4,FALSE),0)","v":0},null,0.1801212933606588,0,0,null,8.6527813038891108E-2,0,0]
[null,{"$f":"'Input - Inventory'!B20","v":12},{"$f":"'Input - Inventory'!C20","v":"3.0 (P09)"},{"$f":"'Input - Inventory'!D20","v":"Bracket"},{"$f":"'Input - Inventory'!E20","v":"Traffic"},{"$f":"'Input - Inventory'!F20","v":"n/a"},{"$f":"'Input - Inventory'!G20","v":0},null,"Bracket - 3.0 (P09)",null,0,603,0,null,0,0,0,0,0,0,0,0,0,0,0,0,0,0,0,0,0,0,0,0,0,0,0,0,0,0,0,0,0,null,0,0,0,0,0,0,0,0,0,null,0,0,0,0,0,0,0,0,0,0,null,0,0,0,0,0,0,0,null,0,0,0,null,{"$f":"IF($D23=\"Connection\",VLOOKUP(C23,'Input - General'!$F$62:$N$79,4,FALSE),0)","v":0},null,0.1801212933606588,0,0,null,8.6527813038891108E-2,0,0]
[null,{"$f":"'Input - Inventory'!B21","v":13},{"$f":"'Input - Inventory'!C21","v":"3.5"},{"$f":"'Input - Inventory'!D21","v":"Bracket"},{"$f":"'Input - Inventory'!E21","v":"Traffic"},{"$f":"'Input - Inventory'!F21","v":"n/a"},{"$f":"'Input - Inventory'!G21","v":0},null,"Bracket - 3.5",null,0,7196,0,null,0,0,0,0,0,0,0,0,0,0,0,0,0,0,0,0,0,0,0,0,0,0,0,0,0,0,0,0,0,null,0,0,0,0,0,0,0,0,0,null,0,0,0,0,0,0,0,0,0,0,null,0,0,0,0,0,0,0,null,0,0,0,null,{"$f":"IF($D24=\"Connection\",VLOOKUP(C24,'Input - General'!$F$62:$N$79,4,FALSE),0)","v":0},null,0.1801212933606588,0,0,null,8.6527813038891108E-2,0,0]
[null,{"$f":"'Input - Inventory'!B22","v":14},{"$f":"'Input - Inventory'!C22","v":"3.5 (P09)"},{"$f":"'Input - Inventory'!D22","v":"Bracket"},{"$f":"'Input - Inventory'!E22","v":"Traffic"},{"$f":"'Input - Inventory'!F22","v":"n/a"},{"$f":"'Input - Inventory'!G22","v":0},null,"Bracket - 3.5 (P09)",null,0,787,0,null,0,0,0,0,0,0,0,0,0,0,0,0,0,0,0,0,0,0,0,0,0,0,0,0,0,0,0,0,0,null,0,0,0,0,0,0,0,0,0,null,0,0,0,0,0,0,0,0,0,0,null,0,0,0,0,0,0,0,null,0,0,0,null,{"$f":"IF($D25=\"Connection\",VLOOKUP(C25,'Input - General'!$F$62:$N$79,4,FALSE),0)","v":0},null,0.1801212933606588,0,0,null,8.6527813038891108E-2,0,0]
[null,{"$f":"'Input - Inventory'!B23","v":15},{"$f":"'Input - Inventory'!C23","v":"4.0"},{"$f":"'Input - Inventory'!D23","v":"Bracket"},{"$f":"'Input - Inventory'!E23","v":"Traffic"},{"$f":"'Input - Inventory'!F23","v":"n/a"},{"$f":"'Input - Inventory'!G23","v":0},null,"Bracket - 4.0",null,0,983,0,null,0,0,0,0,0,0,0,0,0,0,0,0,0,0,0,0,0,0,0,0,0,0,0,0,0,0,0,0,0,null,0,0,0,0,0,0,0,0,0,null,0,0,0,0,0,0,0,0,0,0,null,0,0,0,0,0,0,0,null,0,0,0,null,{"$f":"IF($D26=\"Connection\",VLOOKUP(C26,'Input - General'!$F$62:$N$79,4,FALSE),0)","v":0},null,0.1801212933606588,0,0,null,8.6527813038891108E-2,0,0]
[null,{"$f":"'Input - Inventory'!B24","v":16},{"$f":"'Input - Inventory'!C24","v":"4.0 (P09)"},{"$f":"'Input - Inventory'!D24","v":"Bracket"},{"$f":"'Input - Inventory'!E24","v":"Traffic"},{"$f":"'Input - Inventory'!F24","v":"n/a"},{"$f":"'Input - Inventory'!G24","v":0},null,"Bracket - 4.0 (P09)",null,0,466,0,null,0,0,0,0,0,0,0,0,0,0,0,0,0,0,0,0,0,0,0,0,0,0,0,0,0,0,0,0,0,null,0,0,0,0,0,0,0,0,0,null,0,0,0,0,0,0,0,0,0,0,null,0,0,0,0,0,0,0,null,0,0,0,null,{"$f":"IF($D27=\"Connection\",VLOOKUP(C27,'Input - General'!$F$62:$N$79,4,FALSE),0)","v":0},null,0.1801212933606588,0,0,null,8.6527813038891108E-2,0,0]
[null,{"$f":"'Input - Inventory'!B25","v":17},{"$f":"'Input - Inventory'!C25","v":"4.5"},{"$f":"'Input - Inventory'!D25","v":"Bracket"},{"$f":"'Input - Inventory'!E25","v":"Traffic"},{"$f":"'Input - Inventory'!F25","v":"n/a"},{"$f":"'Input - Inventory'!G25","v":0},null,"Bracket - 4.5",null,0,3037,0,null,0,0,0,0,0,0,0,0,0,0,0,0,0,0,0,0,0,0,0,0,0,0,0,0,0,0,0,0,0,null,0,0,0,0,0,0,0,0,0,null,0,0,0,0,0,0,0,0,0,0,null,0,0,0,0,0,0,0,null,0,0,0,null,{"$f":"IF($D28=\"Connection\",VLOOKUP(C28,'Input - General'!$F$62:$N$79,4,FALSE),0)","v":0},null,0.1801212933606588,0,0,null,8.6527813038891108E-2,0,0]
[null,{"$f":"'Input - Inventory'!B26","v":18},{"$f":"'Input - Inventory'!C26","v":"5.0"},{"$f":"'Input - Inventory'!D26","v":"Bracket"},{"$f":"'Input - Inventory'!E26","v":"Traffic"},{"$f":"'Input - Inventory'!F26","v":"n/a"},{"$f":"'Input - Inventory'!G26","v":0},null,"Bracket - 5.0",null,0,423,0,null,0,0,0,0,0,0,0,0,0,0,0,0,0,0,0,0,0,0,0,0,0,0,0,0,0,0,0,0,0,null,0,0,0,0,0,0,0,0,0,null,0,0,0,0,0,0,0,0,0,0,null,0,0,0,0,0,0,0,null,0,0,0,null,{"$f":"IF($D29=\"Connection\",VLOOKUP(C29,'Input - General'!$F$62:$N$79,4,FALSE),0)","v":0},null,0.1801212933606588,0,0,null,8.6527813038891108E-2,0,0]
[null,{"$f":"'Input - Inventory'!B27","v":19},{"$f":"'Input - Inventory'!C27","v":"6.0"},{"$f":"'Input - Inventory'!D27","v":"Bracket"},{"$f":"'Input - Inventory'!E27","v":"Traffic"},{"$f":"'Input - Inventory'!F27","v":"n/a"},{"$f":"'Input - Inventory'!G27","v":0},null,"Bracket - 6.0",null,0,1100.5,0,null,0,0,0,0,0,0,0,0,0,0,0,0,0,0,0,0,0,0,0,0,0,0,0,0,0,0,0,0,0,null,0,0,0,0,0,0,0,0,0,null,0,0,0,0,0,0,0,0,0,0,null,0,0,0,0,0,0,0,null,0,0,0,null,{"$f":"IF($D30=\"Connection\",VLOOKUP(C30,'Input - General'!$F$62:$N$79,4,FALSE),0)","v":0},null,0.1801212933606588,0,0,null,8.6527813038891108E-2,0,0]
[null,{"$f":"'Input - Inventory'!B28","v":20},{"$f":"'Input - Inventory'!C28","v":"6.5"},{"$f":"'Input - Inventory'!D28","v":"Bracket"},{"$f":"'Input - Inventory'!E28","v":"Traffic"},{"$f":"'Input - Inventory'!F28","v":"n/a"},{"$f":"'Input - Inventory'!G28","v":0},null,"Bracket - 6.5",null,0,60,0,null,0,0,0,0,0,0,0,0,0,0,0,0,0,0,0,0,0,0,0,0,0,0,0,0,0,0,0,0,0,null,0,0,0,0,0,0,0,0,0,null,0,0,0,0,0,0,0,0,0,0,null,0,0,0,0,0,0,0,null,0,0,0,null,{"$f":"IF($D31=\"Connection\",VLOOKUP(C31,'Input - General'!$F$62:$N$79,4,FALSE),0)","v":0},null,0.1801212933606588,0,0,null,8.6527813038891108E-2,0,0]
[null,{"$f":"'Input - Inventory'!B29","v":21},{"$f":"'Input - Inventory'!C29","v":"7.0"},{"$f":"'Input - Inventory'!D29","v":"Bracket"},{"$f":"'Input - Inventory'!E29","v":"Traffic"},{"$f":"'Input - Inventory'!F29","v":"n/a"},{"$f":"'Input - Inventory'!G29","v":0},null,"Bracket - 7.0",null,0,80,0,null,0,0,0,0,0,0,0,0,0,0,0,0,0,0,0,0,0,0,0,0,0,0,0,0,0,0,0,0,0,null,0,0,0,0,0,0,0,0,0,null,0,0,0,0,0,0,0,0,0,0,null,0,0,0,0,0,0,0,null,0,0,0,null,{"$f":"IF($D32=\"Connection\",VLOOKUP(C32,'Input - General'!$F$62:$N$79,4,FALSE),0)","v":0},null,0.1801212933606588,0,0,null,8.6527813038891108E-2,0,0]
[null,{"$f":"'Input - Inventory'!B30","v":22},{"$f":"'Input - Inventory'!C30","v":"8.0"},{"$f":"'Input - Inventory'!D30","v":"Bracket"},{"$f":"'Input - Inventory'!E30","v":"Traffic"},{"$f":"'Input - Inventory'!F30","v":"n/a"},{"$f":"'Input - Inventory'!G30","v":0},null,"Bracket - 8.0",null,0,27,0,null,0,0,0,0,0,0,0,0,0,0,0,0,0,0,0,0,0,0,0,0,0,0,0,0,0,0,0,0,0,null,0,0,0,0,0,0,0,0,0,null,0,0,0,0,0,0,0,0,0,0,null,0,0,0,0,0,0,0,null,0,0,0,null,{"$f":"IF($D33=\"Connection\",VLOOKUP(C33,'Input - General'!$F$62:$N$79,4,FALSE),0)","v":0},null,0.1801212933606588,0,0,null,8.6527813038891108E-2,0,0]
[null,{"$f":"'Input - Inventory'!B31","v":23},{"$f":"'Input - Inventory'!C31","v":"C4"},{"$f":"'Input - Inventory'!D31","v":"Bracket"},{"$f":"'Input - Inventory'!E31","v":"Traffic"},{"$f":"'Input - Inventory'!F31","v":"n/a"},{"$f":"'Input - Inventory'!G31","v":0},null,"Bracket - C4",null,0,87,0,null,0,0,0,0,0,0,0,0,0,0,0,0,0,0,0,0,0,0,0,0,0,0,0,0,0,0,0,0,0,null,0,0,0,0,0,0,0,0,0,null,0,0,0,0,0,0,0,0,0,0,null,0,0,0,0,0,0,0,null,0,0,0,null,{"$f":"IF($D34=\"Connection\",VLOOKUP(C34,'Input - General'!$F$62:$N$79,4,FALSE),0)","v":0},null,0.1801212933606588,0,0,null,8.6527813038891108E-2,0,0]
[null,{"$f":"'Input - Inventory'!B32","v":24},{"$f":"'Input - Inventory'!C32","v":"NIL"},{"$f":"'Input - Inventory'!D32","v":"Bracket"},{"$f":"'Input - Inventory'!E32","v":"NonTraffic"},{"$f":"'Input - Inventory'!F32","v":"n/a"},{"$f":"'Input - Inventory'!G32","v":0},null,"Bracket - NIL",null,0,12976,0,null,0,0,0,0,0,0,0,0,0,0,0,0,0,0,0,0,0,0,0,0,0,0,0,0,0,0,0,0,0,null,0,0,0,0,0,0,0,0,0,null,0,0,0,0,0,0,0,0,0,0,null,0,0,0,0,0,0,0,null,0,0,0,null,{"$f":"IF($D35=\"Connection\",VLOOKUP(C35,'Input - General'!$F$62:$N$79,4,FALSE),0)","v":0},null,0.1801212933606588,0,0,null,8.6527813038891108E-2,0,0]
[null,{"$f":"'Input - Inventory'!B33","v":25},{"$f":"'Input - Inventory'!C33","v":"PRIVATE"},{"$f":"'Input - Inventory'!D33","v":"Bracket"},{"$f":"'Input - Inventory'!E33","v":"NonTraffic"},{"$f":"'Input - Inventory'!F33","v":"n/a"},{"$f":"'Input - Inventory'!G33","v":0},null,"Bracket - PRIVATE",null,0,113,0,null,0,0,0,0,0,0,0,0,0,0,0,0,0,0,0,0,0,0,0,0,0,0,0,0,0,0,0,0,0,null,0,0,0,0,0,0,0,0,0,null,0,0,0,0,0,0,0,0,0,0,null,0,0,0,0,0,0,0,null,0,0,0,null,{"$f":"IF($D36=\"Connection\",VLOOKUP(C36,'Input - General'!$F$62:$N$79,4,FALSE),0)","v":0},null,0.1801212933606588,0,0,null,8.6527813038891108E-2,0,0]
[null,{"$f":"'Input - Inventory'!B34","v":26},{"$f":"'Input - Inventory'!C34","v":"SMARTPOLE DOUBLE"},{"$f":"'Input - Inventory'!D34","v":"Bracket"},{"$f":"'Input - Inventory'!E34","v":"NonTraffic"},{"$f":"'Input - Inventory'!F34","v":"n/a"},{"$f":"'Input - Inventory'!G34","v":0},null,"Bracket - SMARTPOLE DOUBLE",null,0,0,0,null,0,0,0,0,0,0,0,0,0,0,0,0,0,0,0,0,0,0,0,0,0,0,0,0,0,0,0,0,0,null,0,0,0,0,0,0,0,0,0,null,0,0,0,0,0,0,0,0,0,0,null,0,0,0,0,0,0,0,null,0,0,0,null,{"$f":"IF($D37=\"Connection\",VLOOKUP(C37,'Input - General'!$F$62:$N$79,4,FALSE),0)","v":0},null,0.1801212933606588,0,0,null,8.6527813038891108E-2,0,0]
[null,{"$f":"'Input - Inventory'!B35","v":27},{"$f":"'Input - Inventory'!C35","v":"SMARTPOLE SINGLE LONG"},{"$f":"'Input - Inventory'!D35","v":"Bracket"},{"$f":"'Input - Inventory'!E35","v":"NonTraffic"},{"$f":"'Input - Inventory'!F35","v":"n/a"},{"$f":"'Input - Inventory'!G35","v":0},null,"Bracket - SMARTPOLE SINGLE LONG",null,0,0,0,null,0,0,0,0,0,0,0,0,0,0,0,0,0,0,0,0,0,0,0,0,0,0,0,0,0,0,0,0,0,null,0,0,0,0,0,0,0,0,0,null,0,0,0,0,0,0,0,0,0,0,null,0,0,0,0,0,0,0,null,0,0,0,null,{"$f":"IF($D38=\"Connection\",VLOOKUP(C38,'Input - General'!$F$62:$N$79,4,FALSE),0)","v":0},null,0.1801212933606588,0,0,null,8.6527813038891108E-2,0,0]
[null,{"$f":"'Input - Inventory'!B36","v":28},{"$f":"'Input - Inventory'!C36","v":"SMARTPOLE SINGLE SHORT"},{"$f":"'Input - Inventory'!D36","v":"Bracket"},{"$f":"'Input - Inventory'!E36","v":"NonTraffic"},{"$f":"'Input - Inventory'!F36","v":"n/a"},{"$f":"'Input - Inventory'!G36","v":0},null,"Bracket - SMARTPOLE SINGLE SHORT",null,0,1,0,null,0,0,0,0,0,0,0,0,0,0,0,0,0,0,0,0,0,0,0,0,0,0,0,0,0,0,0,0,0,null,0,0,0,0,0,0,0,0,0,null,0,0,0,0,0,0,0,0,0,0,null,0,0,0,0,0,0,0,null,0,0,0,null,{"$f":"IF($D39=\"Connection\",VLOOKUP(C39,'Input - General'!$F$62:$N$79,4,FALSE),0)","v":0},null,0.1801212933606588,0,0,null,8.6527813038891108E-2,0,0]
[null,{"$f":"'Input - Inventory'!B37","v":29},{"$f":"'Input - Inventory'!C37","v":"SUSPENDED"},{"$f":"'Input - Inventory'!D37","v":"Bracket"},{"$f":"'Input - Inventory'!E37","v":"NonTraffic"},{"$f":"'Input - Inventory'!F37","v":"n/a"},{"$f":"'Input - Inventory'!G37","v":0},null,"Bracket - SUSPENDED",null,0,153,0,null,0,0,0,0,0,0,0,0,0,0,0,0,0,0,0,0,0,0,0,0,0,0,0,0,0,0,0,0,0,null,0,0,0,0,0,0,0,0,0,null,0,0,0,0,0,0,0,0,0,0,null,0,0,0,0,0,0,0,null,0,0,0,null,{"$f":"IF($D40=\"Connection\",VLOOKUP(C40,'Input - General'!$F$62:$N$79,4,FALSE),0)","v":0},null,0.1801212933606588,0,0,null,8.6527813038891108E-2,0,0]
[null,{"$f":"'Input - Inventory'!B38","v":30},{"$f":"'Input - Inventory'!C38","v":"T1"},{"$f":"'Input - Inventory'!D38","v":"Bracket"},{"$f":"'Input - Inventory'!E38","v":"NonTraffic"},{"$f":"'Input - Inventory'!F38","v":"n/a"},{"$f":"'Input - Inventory'!G38","v":0},null,"Bracket - T1",null,0,19762,0,null,0,0,0,0,0,0,0,0,0,0,0,0,0,0,0,0,0,0,0,0,0,0,0,0,0,0,0,0,0,null,0,0,0,0,0,0,0,0,0,null,0,0,0,0,0,0,0,0,0,0,null,0,0,0,0,0,0,0,null,0,0,0,null,{"$f":"IF($D41=\"Connection\",VLOOKUP(C41,'Input - General'!$F$62:$N$79,4,FALSE),0)","v":0},null,0.1801212933606588,0,0,null,8.6527813038891108E-2,0,0]
[null,{"$f":"'Input - Inventory'!B39","v":31},{"$f":"'Input - Inventory'!C39","v":"T1 (P09)"},{"$f":"'Input - Inventory'!D39","v":"Bracket"},{"$f":"'Input - Inventory'!E39","v":"NonTraffic"},{"$f":"'Input - Inventory'!F39","v":"n/a"},{"$f":"'Input - Inventory'!G39","v":0},null,"Bracket - T1 (P09)",null,0,1335,0,null,0,0,0,0,0,0,0,0,0,0,0,0,0,0,0,0,0,0,0,0,0,0,0,0,0,0,0,0,0,null,0,0,0,0,0,0,0,0,0,null,0,0,0,0,0,0,0,0,0,0,null,0,0,0,0,0,0,0,null,0,0,0,null,{"$f":"IF($D42=\"Connection\",VLOOKUP(C42,'Input - General'!$F$62:$N$79,4,FALSE),0)","v":0},null,0.1801212933606588,0,0,null,8.6527813038891108E-2,0,0]
[null,{"$f":"'Input - Inventory'!B40","v":32},{"$f":"'Input - Inventory'!C40","v":"T2"},{"$f":"'Input - Inventory'!D40","v":"Bracket"},{"$f":"'Input - Inventory'!E40","v":"Traffic"},{"$f":"'Input - Inventory'!F40","v":"n/a"},{"$f":"'Input - Inventory'!G40","v":0},null,"Bracket - T2",null,0,9830.5,0,null,0,0,0,0,0,0,0,0,0,0,0,0,0,0,0,0,0,0,0,0,0,0,0,0,0,0,0,0,0,null,0,0,0,0,0,0,0,0,0,null,0,0,0,0,0,0,0,0,0,0,null,0,0,0,0,0,0,0,null,0,0,0,null,{"$f":"IF($D43=\"Connection\",VLOOKUP(C43,'Input - General'!$F$62:$N$79,4,FALSE),0)","v":0},null,0.1801212933606588,0,0,null,8.6527813038891108E-2,0,0]
[null,{"$f":"'Input - Inventory'!B41","v":33},{"$f":"'Input - Inventory'!C41","v":"T2A"},{"$f":"'Input - Inventory'!D41","v":"Bracket"},{"$f":"'Input - Inventory'!E41","v":"Traffic"},{"$f":"'Input - Inventory'!F41","v":"n/a"},{"$f":"'Input - Inventory'!G41","v":0},null,"Bracket - T2A",null,0,1196,0,null,0,0,0,0,0,0,0,0,0,0,0,0,0,0,0,0,0,0,0,0,0,0,0,0,0,0,0,0,0,null,0,0,0,0,0,0,0,0,0,null,0,0,0,0,0,0,0,0,0,0,null,0,0,0,0,0,0,0,null,0,0,0,null,{"$f":"IF($D44=\"Connection\",VLOOKUP(C44,'Input - General'!$F$62:$N$79,4,FALSE),0)","v":0},null,0.1801212933606588,0,0,null,8.6527813038891108E-2,0,0]
[null,{"$f":"'Input - Inventory'!B42","v":34},{"$f":"'Input - Inventory'!C42","v":"T2A (P09)"},{"$f":"'Input - Inventory'!D42","v":"Bracket"},{"$f":"'Input - Inventory'!E42","v":"Traffic"},{"$f":"'Input - Inventory'!F42","v":"n/a"},{"$f":"'Input - Inventory'!G42","v":0},null,"Bracket - T2A (P09)",null,0,174,0,null,0,0,0,0,0,0,0,0,0,0,0,0,0,0,0,0,0,0,0,0,0,0,0,0,0,0,0,0,0,null,0,0,0,0,0,0,0,0,0,null,0,0,0,0,0,0,0,0,0,0,null,0,0,0,0,0,0,0,null,0,0,0,null,{"$f":"IF($D45=\"Connection\",VLOOKUP(C45,'Input - General'!$F$62:$N$79,4,FALSE),0)","v":0},null,0.1801212933606588,0,0,null,8.6527813038891108E-2,0,0]
[null,{"$f":"'Input - Inventory'!B43","v":35},{"$f":"'Input - Inventory'!C43","v":"T3"},{"$f":"'Input - Inventory'!D43","v":"Bracket"},{"$f":"'Input - Inventory'!E43","v":"Traffic"},{"$f":"'Input - Inventory'!F43","v":"n/a"},{"$f":"'Input - Inventory'!G43","v":0},null,"Bracket - T3",null,0,3628,0,null,0,0,0,0,0,0,0,0,0,0,0,0,0,0,0,0,0,0,0,0,0,0,0,0,0,0,0,0,0,null,0,0,0,0,0,0,0,0,0,null,0,0,0,0,0,0,0,0,0,0,null,0,0,0,0,0,0,0,null,0,0,0,null,{"$f":"IF($D46=\"Connection\",VLOOKUP(C46,'Input - General'!$F$62:$N$79,4,FALSE),0)","v":0},null,0.1801212933606588,0,0,null,8.6527813038891108E-2,0,0]
[null,{"$f":"'Input - Inventory'!B44","v":36},{"$f":"'Input - Inventory'!C44","v":"T3 (P09)"},{"$f":"'Input - Inventory'!D44","v":"Bracket"},{"$f":"'Input - Inventory'!E44","v":"Traffic"},{"$f":"'Input - Inventory'!F44","v":"n/a"},{"$f":"'Input - Inventory'!G44","v":0},null,"Bracket - T3 (P09)",null,0,649.5,0,null,0,0,0,0,0,0,0,0,0,0,0,0,0,0,0,0,0,0,0,0,0,0,0,0,0,0,0,0,0,null,0,0,0,0,0,0,0,0,0,null,0,0,0,0,0,0,0,0,0,0,null,0,0,0,0,0,0,0,null,0,0,0,null,{"$f":"IF($D47=\"Connection\",VLOOKUP(C47,'Input - General'!$F$62:$N$79,4,FALSE),0)","v":0},null,0.1801212933606588,0,0,null,8.6527813038891108E-2,0,0]
[null,{"$f":"'Input - Inventory'!B45","v":37},{"$f":"'Input - Inventory'!C45","v":"T3A"},{"$f":"'Input - Inventory'!D45","v":"Bracket"},{"$f":"'Input - Inventory'!E45","v":"Traffic"},{"$f":"'Input - Inventory'!F45","v":"n/a"},{"$f":"'Input - Inventory'!G45","v":0},null,"Bracket - T3A",null,0,1031,0,null,0,0,0,0,0,0,0,0,0,0,0,0,0,0,0,0,0,0,0,0,0,0,0,0,0,0,0,0,0,null,0,0,0,0,0,0,0,0,0,null,0,0,0,0,0,0,0,0,0,0,null,0,0,0,0,0,0,0,null,0,0,0,null,{"$f":"IF($D48=\"Connection\",VLOOKUP(C48,'Input - General'!$F$62:$N$79,4,FALSE),0)","v":0},null,0.1801212933606588,0,0,null,8.6527813038891108E-2,0,0]
[null,{"$f":"'Input - Inventory'!B46","v":38},{"$f":"'Input - Inventory'!C46","v":"T4"},{"$f":"'Input - Inventory'!D46","v":"Bracket"},{"$f":"'Input - Inventory'!E46","v":"Traffic"},{"$f":"'Input - Inventory'!F46","v":"n/a"},{"$f":"'Input - Inventory'!G46","v":0},null,"Bracket - T4",null,0,11045,0,null,0,0,0,0,0,0,0,0,0,0,0,0,0,0,0,0,0,0,0,0,0,0,0,0,0,0,0,0,0,null,0,0,0,0,0,0,0,0,0,null,0,0,0,0,0,0,0,0,0,0,null,0,0,0,0,0,0,0,null,0,0,0,null,{"$f":"IF($D49=\"Connection\",VLOOKUP(C49,'Input - General'!$F$62:$N$79,4,FALSE),0)","v":0},null,0.1801212933606588,0,0,null,8.6527813038891108E-2,0,0]
[null,{"$f":"'Input - Inventory'!B47","v":39},{"$f":"'Input - Inventory'!C47","v":"T4 (P09)"},{"$f":"'Input - Inventory'!D47","v":"Bracket"},{"$f":"'Input - Inventory'!E47","v":"Traffic"},{"$f":"'Input - Inventory'!F47","v":"n/a"},{"$f":"'Input - Inventory'!G47","v":0},null,"Bracket - T4 (P09)",null,0,500,0,null,0,0,0,0,0,0,0,0,0,0,0,0,0,0,0,0,0,0,0,0,0,0,0,0,0,0,0,0,0,null,0,0,0,0,0,0,0,0,0,null,0,0,0,0,0,0,0,0,0,0,null,0,0,0,0,0,0,0,null,0,0,0,null,{"$f":"IF($D50=\"Connection\",VLOOKUP(C50,'Input - General'!$F$62:$N$79,4,FALSE),0)","v":0},null,0.1801212933606588,0,0,null,8.6527813038891108E-2,0,0]
[null,{"$f":"'Input - Inventory'!B48","v":40},{"$f":"'Input - Inventory'!C48","v":"T5"},{"$f":"'Input - Inventory'!D48","v":"Bracket"},{"$f":"'Input - Inventory'!E48","v":"Traffic"},{"$f":"'Input - Inventory'!F48","v":"n/a"},{"$f":"'Input - Inventory'!G48","v":0},null,"Bracket - T5",null,0,515,0,null,0,0,0,0,0,0,0,0,0,0,0,0,0,0,0,0,0,0,0,0,0,0,0,0,0,0,0,0,0,null,0,0,0,0,0,0,0,0,0,null,0,0,0,0,0,0,0,0,0,0,null,0,0,0,0,0,0,0,null,0,0,0,null,{"$f":"IF($D51=\"Connection\",VLOOKUP(C51,'Input - General'!$F$62:$N$79,4,FALSE),0)","v":0},null,0.1801212933606588,0,0,null,8.6527813038891108E-2,0,0]
[null,{"$f":"'Input - Inventory'!B49","v":41},{"$f":"'Input - Inventory'!C49","v":"T5 (P09)"},{"$f":"'Input - Inventory'!D49","v":"Bracket"},{"$f":"'Input - Inventory'!E49","v":"Traffic"},{"$f":"'Input - Inventory'!F49","v":"n/a"},{"$f":"'Input - Inventory'!G49","v":0},null,"Bracket - T5 (P09)",null,0,80,0,null,0,0,0,0,0,0,0,0,0,0,0,0,0,0,0,0,0,0,0,0,0,0,0,0,0,0,0,0,0,null,0,0,0,0,0,0,0,0,0,null,0,0,0,0,0,0,0,0,0,0,null,0,0,0,0,0,0,0,null,0,0,0,null,{"$f":"IF($D52=\"Connection\",VLOOKUP(C52,'Input - General'!$F$62:$N$79,4,FALSE),0)","v":0},null,0.1801212933606588,0,0,null,8.6527813038891108E-2,0,0]
[null,{"$f":"'Input - Inventory'!B50","v":42},{"$f":"'Input - Inventory'!C50","v":"T6"},{"$f":"'Input - Inventory'!D50","v":"Bracket"},{"$f":"'Input - Inventory'!E50","v":"Traffic"},{"$f":"'Input - Inventory'!F50","v":"n/a"},{"$f":"'Input - Inventory'!G50","v":0},null,"Bracket - T6",null,0,2029,0,null,0,0,0,0,0,0,0,0,0,0,0,0,0,0,0,0,0,0,0,0,0,0,0,0,0,0,0,0,0,null,0,0,0,0,0,0,0,0,0,null,0,0,0,0,0,0,0,0,0,0,null,0,0,0,0,0,0,0,null,0,0,0,null,{"$f":"IF($D53=\"Connection\",VLOOKUP(C53,'Input - General'!$F$62:$N$79,4,FALSE),0)","v":0},null,0.1801212933606588,0,0,null,8.6527813038891108E-2,0,0]
[null,{"$f":"'Input - Inventory'!B51","v":43},{"$f":"'Input - Inventory'!C51","v":"T6 (P09)"},{"$f":"'Input - Inventory'!D51","v":"Bracket"},{"$f":"'Input - Inventory'!E51","v":"Traffic"},{"$f":"'Input - Inventory'!F51","v":"n/a"},{"$f":"'Input - Inventory'!G51","v":0},null,"Bracket - T6 (P09)",null,0,347,0,null,0,0,0,0,0,0,0,0,0,0,0,0,0,0,0,0,0,0,0,0,0,0,0,0,0,0,0,0,0,null,0,0,0,0,0,0,0,0,0,null,0,0,0,0,0,0,0,0,0,0,null,0,0,0,0,0,0,0,null,0,0,0,null,{"$f":"IF($D54=\"Connection\",VLOOKUP(C54,'Input - General'!$F$62:$N$79,4,FALSE),0)","v":0},null,0.1801212933606588,0,0,null,8.6527813038891108E-2,0,0]
[null,{"$f":"'Input - Inventory'!B52","v":44},{"$f":"'Input - Inventory'!C52","v":"T7"},{"$f":"'Input - Inventory'!D52","v":"Bracket"},{"$f":"'Input - Inventory'!E52","v":"Traffic"},{"$f":"'Input - Inventory'!F52","v":"n/a"},{"$f":"'Input - Inventory'!G52","v":0},null,"Bracket - T7",null,0,722,0,null,0,0,0,0,0,0,0,0,0,0,0,0,0,0,0,0,0,0,0,0,0,0,0,0,0,0,0,0,0,null,0,0,0,0,0,0,0,0,0,null,0,0,0,0,0,0,0,0,0,0,null,0,0,0,0,0,0,0,null,0,0,0,null,{"$f":"IF($D55=\"Connection\",VLOOKUP(C55,'Input - General'!$F$62:$N$79,4,FALSE),0)","v":0},null,0.1801212933606588,0,0,null,8.6527813038891108E-2,0,0]
[null,{"$f":"'Input - Inventory'!B53","v":45},{"$f":"'Input - Inventory'!C53","v":"T7 (P09)"},{"$f":"'Input - Inventory'!D53","v":"Bracket"},{"$f":"'Input - Inventory'!E53","v":"Traffic"},{"$f":"'Input - Inventory'!F53","v":"n/a"},{"$f":"'Input - Inventory'!G53","v":0},null,"Bracket - T7 (P09)",null,0,182.5,0,null,0,0,0,0,0,0,0,0,0,0,0,0,0,0,0,0,0,0,0,0,0,0,0,0,0,0,0,0,0,null,0,0,0,0,0,0,0,0,0,null,0,0,0,0,0,0,0,0,0,0,null,0,0,0,0,0,0,0,null,0,0,0,null,{"$f":"IF($D56=\"Connection\",VLOOKUP(C56,'Input - General'!$F$62:$N$79,4,FALSE),0)","v":0},null,0.1801212933606588,0,0,null,8.6527813038891108E-2,0,0]
[null,{"$f":"'Input - Inventory'!B54","v":46},{"$f":"'Input - Inventory'!C54","v":"EMPTY"},{"$f":"'Input - Inventory'!D54","v":"Connection"},{"$f":"'Input - Inventory'!E54","v":"NonTraffic"},{"$f":"'Input - Inventory'!F54","v":"n/a"},{"$f":"'Input - Inventory'!G54","v":0},null,"Connection - EMPTY",null,0,0,0,null,0,0,0,0,0,0,0,0,0,0,0,0,0,0,0,0,0,0,0,0,0,0,0,0,0,0,0,0,0,null,0,0,0,0,0,0,0,0,0,null,0,0,0,0,0,0,0,0,0,0,null,0,0,0,0,0,0,0,null,0,0,0,null,{"$f":"IF($D57=\"Connection\",VLOOKUP(C57,'Input - General'!$F$62:$N$79,4,FALSE),0)","v":0},null,0.1801212933606588,0,0,null,8.6527813038891108E-2,0,0]
[null,{"$f":"'Input - Inventory'!B55","v":47},{"$f":"'Input - Inventory'!C55","v":"O/U (P09)"},{"$f":"'Input - Inventory'!D55","v":"Connection"},{"$f":"'Input - Inventory'!E55","v":"NonTraffic"},{"$f":"'Input - Inventory'!F55","v":"n/a"},{"$f":"'Input - Inventory'!G55","v":0},null,"Connection - O/U (P09)",null,88.330000000000013,14,1236.6200000000001,null,0,0,0,0,0,0,0,0,0,0,0,0,0,0,0,0,0,0,0,0,0,0,0,0,0,0,0,0,0,null,0,0,0,0,0,0,0,0,0,null,0,0,0,0,0,0,0,0,0,0,null,0,0,0,0,0,0,0,null,0,0,0,null,{"$f":"IF($D58=\"Connection\",VLOOKUP(C58,'Input - General'!$F$62:$N$79,4,FALSE),0)","v":68.887549477443542},null,0.1801212933606588,68.887549477443542,12.408114508323505,null,8.6527813038891108E-2,81.29566398576705,7.0343360142329647]
[null,{"$f":"'Input - Inventory'!B56","v":48},{"$f":"'Input - Inventory'!C56","v":"OH"},{"$f":"'Input - Inventory'!D56","v":"Connection"},{"$f":"'Input - Inventory'!E56","v":"NonTraffic"},{"$f":"'Input - Inventory'!F56","v":"n/a"},{"$f":"'Input - Inventory'!G56","v":0},null,"Connection - OH",null,0,191303.5,0,null,0,0,0,0,0,0,0,0,0,0,0,0,0,0,0,0,0,0,0,0,0,0,0,0,0,0,0,0,0,null,0,0,0,0,0,0,0,0,0,null,0,0,0,0,0,0,0,0,0,0,null,0,0,0,0,0,0,0,null,0,0,0,null,{"$f":"IF($D59=\"Connection\",VLOOKUP(C59,'Input - General'!$F$62:$N$79,4,FALSE),0)","v":0},null,0.1801212933606588,0,0,null,8.6527813038891108E-2,0,0]
[null,{"$f":"'Input - Inventory'!B57","v":49},{"$f":"'Input - Inventory'!C57","v":"OH(P09)"},{"$f":"'Input - Inventory'!D57","v":"Connection"},{"$f":"'Input - Inventory'!E57","v":"NonTraffic"},{"$f":"'Input - Inventory'!F57","v":"n/a"},{"$f":"'Input - Inventory'!G57","v":0},null,"Connection - OH(P09)",null,0,5736,0,null,0,0,0,0,0,0,0,0,0,0,0,0,0,0,0,0,0,0,0,0,0,0,0,0,0,0,0,0,0,null,0,0,0,0,0,0,0,0,0,null,0,0,0,0,0,0,0,0,0,0,null,0,0,0,0,0,0,0,null,0,0,0,null,{"$f":"IF($D60=\"Connection\",VLOOKUP(C60,'Input - General'!$F$62:$N$79,4,FALSE),0)","v":0},null,0.1801212933606588,0,0,null,8.6527813038891108E-2,0,0]
[null,{"$f":"'Input - Inventory'!B58","v":50},{"$f":"'Input - Inventory'!C58","v":"OH2"},{"$f":"'Input - Inventory'!D58","v":"Connection"},{"$f":"'Input - Inventory'!E58","v":"NonTraffic"},{"$f":"'Input - Inventory'!F58","v":"n/a"},{"$f":"'Input - Inventory'!G58","v":0},null,"Connection - OH2",null,0,484,0,null,0,0,0,0,0,0,0,0,0,0,0,0,0,0,0,0,0,0,0,0,0,0,0,0,0,0,0,0,0,null,0,0,0,0,0,0,0,0,0,null,0,0,0,0,0,0,0,0,0,0,null,0,0,0,0,0,0,0,null,0,0,0,null,{"$f":"IF($D61=\"Connection\",VLOOKUP(C61,'Input - General'!$F$62:$N$79,4,FALSE),0)","v":0},null,0.1801212933606588,0,0,null,8.6527813038891108E-2,0,0]
[null,{"$f":"'Input - Inventory'!B59","v":51},{"$f":"'Input - Inventory'!C59","v":"OH2 (P09)"},{"$f":"'Input - Inventory'!D59","v":"Connection"},{"$f":"'Input - Inventory'!E59","v":"NonTraffic"},{"$f":"'Input - Inventory'!F59","v":"n/a"},{"$f":"'Input - Inventory'!G59","v":0},null,"Connection - OH2 (P09)",null,0,119,0,null,0,0,0,0,0,0,0,0,0,0,0,0,0,0,0,0,0,0,0,0,0,0,0,0,0,0,0,0,0,null,0,0,0,0,0,0,0,0,0,null,0,0,0,0,0,0,0,0,0,0,null,0,0,0,0,0,0,0,null,0,0,0,null,{"$f":"IF($D62=\"Connection\",VLOOKUP(C62,'Input - General'!$F$62:$N$79,4,FALSE),0)","v":0},null,0.1801212933606588,0,0,null,8.6527813038891108E-2,0,0]
[null,{"$f":"'Input - Inventory'!B60","v":52},{"$f":"'Input - Inventory'!C60","v":"OHS"},{"$f":"'Input - Inventory'!D60","v":"Connection"},{"$f":"'Input - Inventory'!E60","v":"NonTraffic"},{"$f":"'Input - Inventory'!F60","v":"n/a"},{"$f":"'Input - Inventory'!G60","v":0},null,"Connection - OHS",null,0,4,0,null,0,0,0,0,0,0,0,0,0,0,0,0,0,0,0,0,0,0,0,0,0,0,0,0,0,0,0,0,0,null,0,0,0,0,0,0,0,0,0,null,0,0,0,0,0,0,0,0,0,0,null,0,0,0,0,0,0,0,null,0,0,0,null,{"$f":"IF($D63=\"Connection\",VLOOKUP(C63,'Input - General'!$F$62:$N$79,4,FALSE),0)","v":0},null,0.1801212933606588,0,0,null,8.6527813038891108E-2,0,0]
[null,{"$f":"'Input - Inventory'!B61","v":53},{"$f":"'Input - Inventory'!C61","v":"O/U"},{"$f":"'Input - Inventory'!D61","v":"Connection"},{"$f":"'Input - Inventory'!E61","v":"NonTraffic"},{"$f":"'Input - Inventory'!F61","v":"n/a"},{"$f":"'Input - Inventory'!G61","v":0},null,"Connection - O/U",null,88.33314214482958,587,51851.554439014966,null,0,0,0,0,0,0,0,0,0,0,0,0,0,0,0,0,0,0,0,0,0,0,0,0,0,0,0,0,0,null,0,0,0,0,0,0,0,0,0,null,0,0,0,0,0,0,0,0,0,0,null,0,0,0,0,0,0,0,null,0,0,0,null,{"$f":"IF($D64=\"Connection\",VLOOKUP(C64,'Input - General'!$F$62:$N$79,4,FALSE),0)","v":68.89},null,0.1801212933606588,68.89,12.408555899615784,null,8.6527813038891108E-2,81.298555899615792,7.0345862452137933]
[null,{"$f":"'Input - Inventory'!B62","v":54},{"$f":"'Input - Inventory'!C62","v":"UG2"},{"$f":"'Input - Inventory'!D62","v":"Connection"},{"$f":"'Input - Inventory'!E62","v":"NonTraffic"},{"$f":"'Input - Inventory'!F62","v":"n/a"},{"$f":"'Input - Inventory'!G62","v":0},null,"Connection - UG2",null,0,1897,0,null,0,0,0,0,0,0,0,0,0,0,0,0,0,0,0,0,0,0,0,0,0,0,0,0,0,0,0,0,0,null,0,0,0,0,0,0,0,0,0,null,0,0,0,0,0,0,0,0,0,0,null,0,0,0,0,0,0,0,null,0,0,0,null,{"$f":"IF($D65=\"Connection\",VLOOKUP(C65,'Input - General'!$F$62:$N$79,4,FALSE),0)","v":0},null,0.1801212933606588,0,0,null,8.6527813038891108E-2,0,0]
[null,{"$f":"'Input - Inventory'!B63","v":55},{"$f":"'Input - Inventory'!C63","v":"UG2 (P09)"},{"$f":"'Input - Inventory'!D63","v":"Connection"},{"$f":"'Input - Inventory'!E63","v":"NonTraffic"},{"$f":"'Input - Inventory'!F63","v":"n/a"},{"$f":"'Input - Inventory'!G63","v":0},null,"Connection - UG2 (P09)",null,0,405,0,null,0,0,0,0,0,0,0,0,0,0,0,0,0,0,0,0,0,0,0,0,0,0,0,0,0,0,0,0,0,null,0,0,0,0,0,0,0,0,0,null,0,0,0,0,0,0,0,0,0,0,null,0,0,0,0,0,0,0,null,0,0,0,null,{"$f":"IF($D66=\"Connection\",VLOOKUP(C66,'Input - General'!$F$62:$N$79,4,FALSE),0)","v":0},null,0.1801212933606588,0,0,null,8.6527813038891108E-2,0,0]
[null,{"$f":"'Input - Inventory'!B64","v":56},{"$f":"'Input - Inventory'!C64","v":"UGORDA"},{"$f":"'Input - Inventory'!D64","v":"Connection"},{"$f":"'Input - Inventory'!E64","v":"NonTraffic"},{"$f":"'Input - Inventory'!F64","v":"n/a"},{"$f":"'Input - Inventory'!G64","v":0},null,"Connection - UGORDA",null,0,1,0,null,0,0,0,0,0,0,0,0,0,0,0,0,0,0,0,0,0,0,0,0,0,0,0,0,0,0,0,0,0,null,0,0,0,0,0,0,0,0,0,null,0,0,0,0,0,0,0,0,0,0,null,0,0,0,0,0,0,0,null,0,0,0,null,{"$f":"IF($D67=\"Connection\",VLOOKUP(C67,'Input - General'!$F$62:$N$79,4,FALSE),0)","v":0},null,0.1801212933606588,0,0,null,8.6527813038891108E-2,0,0]
[null,{"$f":"'Input - Inventory'!B65","v":57},{"$f":"'Input - Inventory'!C65","v":"UGR1"},{"$f":"'Input - Inventory'!D65","v":"Connection"},{"$f":"'Input - Inventory'!E65","v":"NonTraffic"},{"$f":"'Input - Inventory'!F65","v":"n/a"},{"$f":"'Input - Inventory'!G65","v":0},null,"Connection - UGR1",null,80.970000000000013,26497,2145462.0900000003,null,0,0,0,0,0,0,0,0,0,0,0,0,0,0,0,0,0,0,0,0,0,0,0,0,0,0,0,0,0,null,0,0,0,0,0,0,0,0,0,null,0,0,0,0,0,0,0,0,0,0,null,0,0,0,0,0,0,0,null,0,0,0,null,{"$f":"IF($D68=\"Connection\",VLOOKUP(C68,'Input - General'!$F$62:$N$79,4,FALSE),0)","v":63.147570261390285},null,0.1801212933606588,63.147570261390285,11.374222028064693,null,8.6527813038891108E-2,74.521792289454979,6.4482077105450371]
[null,{"$f":"'Input - Inventory'!B66","v":58},{"$f":"'Input - Inventory'!C66","v":"UGR1 (P09)"},{"$f":"'Input - Inventory'!D66","v":"Connection"},{"$f":"'Input - Inventory'!E66","v":"NonTraffic"},{"$f":"'Input - Inventory'!F66","v":"n/a"},{"$f":"'Input - Inventory'!G66","v":0},null,"Connection - UGR1 (P09)",null,80.973115494933779,4244,343649.90216049895,null,0,0,0,0,0,0,0,0,0,0,0,0,0,0,0,0,0,0,0,0,0,0,0,0,0,0,0,0,0,null,0,0,0,0,0,0,0,0,0,null,0,0,0,0,0,0,0,0,0,0,null,0,0,0,0,0,0,0,null,0,0,0,null,{"$f":"IF($D69=\"Connection\",VLOOKUP(C69,'Input - General'!$F$62:$N$79,4,FALSE),0)","v":63.15},null,0.1801212933606588,63.15,11.374659675725603,null,8.6527813038891108E-2,74.524659675725601,6.4484558192081725]
[null,{"$f":"'Input - Inventory'!B67","v":59},{"$f":"'Input - Inventory'!C67","v":"UGR2"},{"$f":"'Input - Inventory'!D67","v":"Connection"},{"$f":"'Input - Inventory'!E67","v":"NonTraffic"},{"$f":"'Input - Inventory'!F67","v":"n/a"},{"$f":"'Input - Inventory'!G67","v":0},null,"Connection - UGR2",null,29.439999999999991,14175,417311.99999999988,null,0,0,0,0,0,0,0,0,0,0,0,0,0,0,0,0,0,0,0,0,0,0,0,0,0,0,0,0,0,null,0,0,0,0,0,0,0,0,0,null,0,0,0,0,0,0,0,0,0,0,null,0,0,0,0,0,0,0,null,0,0,0,null,{"$f":"IF($D70=\"Connection\",VLOOKUP(C70,'Input - General'!$F$62:$N$79,4,FALSE),0)","v":22.959916864213032},null,0.1801212933606588,22.959916864213032,4.1355699210352528,null,8.6527813038891108E-2,27.095486785248283,2.344513214751708]
[null,{"$f":"'Input - Inventory'!B68","v":60},{"$f":"'Input - Inventory'!C68","v":"UGR2 (P09)"},{"$f":"'Input - Inventory'!D68","v":"Connection"},{"$f":"'Input - Inventory'!E68","v":"NonTraffic"},{"$f":"'Input - Inventory'!F68","v":"n/a"},{"$f":"'Input - Inventory'!G68","v":0},null,"Connection - UGR2 (P09)",null,29.440106599583206,3183,93707.859306473343,null,0,0,0,0,0,0,0,0,0,0,0,0,0,0,0,0,0,0,0,0,0,0,0,0,0,0,0,0,0,null,0,0,0,0,0,0,0,0,0,null,0,0,0,0,0,0,0,0,0,0,null,0,0,0,0,0,0,0,null,0,0,0,null,{"$f":"IF($D71=\"Connection\",VLOOKUP(C71,'Input - General'!$F$62:$N$79,4,FALSE),0)","v":22.96},null,0.1801212933606588,22.96,4.1355848955607257,null,8.6527813038891108E-2,27.095584895560727,2.3445217040224802]
[null,{"$f":"'Input - Inventory'!B69","v":61},{"$f":"'Input - Inventory'!C69","v":"UGS"},{"$f":"'Input - Inventory'!D69","v":"Connection"},{"$f":"'Input - Inventory'!E69","v":"NonTraffic"},{"$f":"'Input - Inventory'!F69","v":"n/a"},{"$f":"'Input - Inventory'!G69","v":0},null,"Connection - UGS",null,0,43,0,null,0,0,0,0,0,0,0,0,0,0,0,0,0,0,0,0,0,0,0,0,0,0,0,0,0,0,0,0,0,null,0,0,0,0,0,0,0,0,0,null,0,0,0,0,0,0,0,0,0,0,null,0,0,0,0,0,0,0,null,0,0,0,null,{"$f":"IF($D72=\"Connection\",VLOOKUP(C72,'Input - General'!$F$62:$N$79,4,FALSE),0)","v":0},null,0.1801212933606588,0,0,null,8.6527813038891108E-2,0,0]
[null,{"$f":"'Input - Inventory'!B70","v":62},{"$f":"'Input - Inventory'!C70","v":"UG-SP"},{"$f":"'Input - Inventory'!D70","v":"Connection"},{"$f":"'Input - Inventory'!E70","v":"NonTraffic"},{"$f":"'Input - Inventory'!F70","v":"n/a"},{"$f":"'Input - Inventory'!G70","v":0},null,"Connection - UG-SP",null,0,1,0,null,0,0,0,0,0,0,0,0,0,0,0,0,0,0,0,0,0,0,0,0,0,0,0,0,0,0,0,0,0,null,0,0,0,0,0,0,0,0,0,null,0,0,0,0,0,0,0,0,0,0,null,0,0,0,0,0,0,0,null,0,0,0,null,{"$f":"IF($D73=\"Connection\",VLOOKUP(C73,'Input - General'!$F$62:$N$79,4,FALSE),0)","v":0},null,0.1801212933606588,0,0,null,8.6527813038891108E-2,0,0]
[null,{"$f":"'Input - Inventory'!B71","v":63},{"$f":"'Input - Inventory'!C71","v":"UG-SP (P09)"},{"$f":"'Input - Inventory'!D71","v":"Connection"},{"$f":"'Input - Inventory'!E71","v":"NonTraffic"},{"$f":"'Input - Inventory'!F71","v":"n/a"},{"$f":"'Input - Inventory'!G71","v":0},null,"Connection - UG-SP (P09)",null,0,15,0,null,0,0,0,0,0,0,0,0,0,0,0,0,0,0,0,0,0,0,0,0,0,0,0,0,0,0,0,0,0,null,0,0,0,0,0,0,0,0,0,null,0,0,0,0,0,0,0,0,0,0,null,0,0,0,0,0,0,0,null,0,0,0,null,{"$f":"IF($D74=\"Connection\",VLOOKUP(C74,'Input - General'!$F$62:$N$79,4,FALSE),0)","v":0},null,0.1801212933606588,0,0,null,8.6527813038891108E-2,0,0]
[null,{"$f":"'Input - Inventory'!B72","v":64},{"$f":"'Input - Inventory'!C72","v":"EMPTY"},{"$f":"'Input - Inventory'!D72","v":"Lamp"},{"$f":"'Input - Inventory'!E72","v":"NonTraffic"},{"$f":"'Input - Inventory'!F72","v":"Minor < 130w"},{"$f":"'Input - Inventory'!G72","v":1},null,"Lamp - EMPTY",null,23.645474703805537,0,0,null,10.250990220048898,0.33333333333333331,0,0,10.250990220048898,1.8504811250925242E-2,0,0,10.250990220048898,0.16666666666666666,10.250990220048898,4.590314436538903E-3,10.250990220048898,4.0032025620496396E-2,153.76485330073348,2.1598272138228944E-2,256.2747555012225,1.2221950623319483E-2,0,0,12301.188264058679,1.1123470522803115E-4,8713.341687041564,2.4953586329427266E-4,0,0,0,0,15.768453765886179,null,0,0.33333333333333331,39.54,1.8504811250925242E-2,10.73,0.16666666666666666,0,1.8504811250925242E-2,2.5200135701949176,null,73.649093730758707,0,1.5133333333333332,73.649093730758707,1.4200000000000001E-2,0,73.649093730758707,0.01,0,0,null,0,0,10.73,1.4200000000000001E-2,0,0.01,0.152366,null,29.73,0,0,null,{"$f":"IF($D75=\"Connection\",VLOOKUP(C75,'Input - General'!$F$62:$N$79,4,FALSE),0)","v":0},null,0.1801212933606588,18.440833336081095,3.3215867511432791,null,8.6527813038891108E-2,21.762420087224378,1.8830546165811592]
[null,{"$f":"'Input - Inventory'!B73","v":65},{"$f":"'Input - Inventory'!C73","v":"INC1x100"},{"$f":"'Input - Inventory'!D73","v":"Lamp"},{"$f":"'Input - Inventory'!E73","v":"NonTraffic"},{"$f":"'Input - Inventory'!F73","v":"Minor < 130w"},{"$f":"'Input - Inventory'!G73","v":"1"},null,"Lamp - INC1x100",null,250.32267363065927,1,{"$f":"L76*K76","v":250.32267363065927},null,10.250990220048898,{"$f":"IF(AND($D76=\"Lamp\",CycleBulkTask1<>0, OR($F76=O$9,O$9=\"All\")),1/CycleBulkTask1,0)","v":0.33333333333333331},0,{"$f":"IF(AND($D76=\"Lamp\",CycleBulkTask2<>0, OR($F76=Q$9,Q$9=\"All\")),1/CycleBulkTask2,0)","v":0},10.250990220048898,{"$f":"IF(AND($D76=\"Lamp\",CycleBulkTask3<>0, OR($F76=S$9,S$9=\"All\")),1/CycleBulkTask3,0)","v":1.8504811250925242E-2},0,{"$f":"IF(AND($D76=\"Lamp\",CycleBulkTask4<>0, OR($F76=U$9,U$9=\"All\")),1/CycleBulkTask4,0)","v":0},10.250990220048898,{"$f":"IF(AND($D76=\"Lamp\",CycleBulkTask5<>0, OR($F76=W$9,W$9=\"All\")),1/CycleBulkTask5,0)","v":0.16666666666666666},10.250990220048898,{"$f":"IF(AND($D76=\"Lamp\",CycleBulkTask6<>0, OR($F76=Y$9,Y$9=\"All\")),1/CycleBulkTask6,0)","v":4.590314436538903E-3},10.250990220048898,{"$f":"IF(AND($D76=\"Lamp\",CycleBulkTask7<>0, OR($F76=AA$9,AA$9=\"All\")),1/CycleBulkTask7,0)","v":4.0032025620496396E-2},153.76485330073348,{"$f":"IF(AND($D76=\"Lamp\",CycleBulkTask8<>0, OR($F76=AC$9,AC$9=\"All\")),1/CycleBulkTask8,0)","v":2.1598272138228944E-2},256.2747555012225,{"$f":"IF(AND($D76=\"Lamp\",CycleBulkTask9<>0, OR($F76=AE$9,AE$9=\"All\")),1/CycleBulkTask9,0)","v":1.2221950623319483E-2},0,{"$f":"IF(AND($D76=\"Lamp\",CycleBulkTask10<>0, OR($F76=AG$9,AG$9=\"All\")),1/CycleBulkTask10,0)","v":0},12301.188264058679,{"$f":"IF(AND($D76=\"Lamp\",CycleBulkTask11<>0, OR($F76=AI$9,AI$9=\"All\")),1/CycleBulkTask11,0)","v":1.1123470522803115E-4},8713.341687041564,{"$f":"IF(AND($D76=\"Lamp\",CycleBulkTask12<>0, OR($F76=AK$9,AK$9=\"All\")),1/CycleBulkTask12,0)","v":2.4953586329427266E-4},0,{"$f":"IF(AND($D76=\"Lamp\",CycleBulkTask13<>0, OR($F76=AM$9,AM$9=\"All\")),1/CycleBulkTask13,0)","v":0},0,{"$f":"IF(AND($D76=\"Lamp\",CycleBulkTask14<>0, OR($F76=AO$9,AO$9=\"All\")),1/CycleBulkTask14,0)","v":0},{"$f":"O76*P76+Q76*R76+S76*T76+U76*V76+W76*X76+Y76*Z76+AA76*AB76+AC76*AD76+AE76*AF76+AG76*AH76+AI76*AJ76+AK76*AL76+AM76*AN76+AO76*AP76","v":15.768453765886179},null,10.250990220048898,{"$f":"MAX(P76,R76)","v":0.33333333333333331},39.54,{"$f":"MAX(T76,V76)","v":1.8504811250925242E-2},10.73,{"$f":"X76","v":0.16666666666666666},0,{"$f":"INDIRECT($E76)*$V76 +(1-INDIRECT($E76))*$T76","v":1.8504811250925242E-2},{"$f":"AS76*AT76+AU76*AV76+AW76*AX76+AY76*AZ76","v":5.9370103102112166},null,{"$f":"IF($D76=$AS$9,(INDIRECT(\"PriceLabour\" & \"FY14\")*ProportionStandardHours + INDIRECT(\"PriceLabourOvertime\" & \"FY14\")*ProportionOvertimeHours)*(1+RateOnCostAnnual),0)","v":73.649093730758707},{"$f":"BO76","v":1.04},{"$f":"IF($D76=\"Lamp\",(NumberOfCrew+INDIRECT($E76)*TrafficController)*(TimeToReplaceLamp),0)","v":1.5133333333333332},{"$f":"IF($D76=$AS$9,(INDIRECT(\"PriceLabour\" & \"FY14\")*ProportionStandardHours + INDIRECT(\"PriceLabourOvertime\" & \"FY14\")*ProportionOvertimeHours)*(1+RateOnCostAnnual),0)","v":73.649093730758707},{"$f":"BQ76","v":1.4200000000000001E-2},{"$f":"IF($D76=\"Lamp\",(NumberOfCrew+INDIRECT($E76)*TrafficController)*(TimeForPECellReplace),0)","v":0},{"$f":"IF($D76=$AS$9,(INDIRECT(\"PriceLabour\" & \"FY14\")*ProportionStandardHours + INDIRECT(\"PriceLabourOvertime\" & \"FY14\")*ProportionOvertimeHours)*(1+RateOnCostAnnual),0)","v":73.649093730758707},{"$f":"BS76","v":0.01},{"$f":"IF($D76=\"Lamp\",(NumberOfCrew+INDIRECT($E76)*TrafficController)*(TimeForOtherSpot),0)","v":0},{"$f":"BC76*BD76*BE76+BF76*BG76*BH76+BI76*BJ76*BK76","v":115.91385365305008},null,10.250990220048898,{"$f":"IF($D76=\"Lamp\",INDIRECT(BO$10 & $B76),0)","v":1.04},10.73,{"$f":"IF($D76=\"Lamp\",INDIRECT(\"FailurePECell\" & \"Annual\"),0)","v":1.4200000000000001E-2},0,{"$f":"IF($D76=\"Lamp\",INDIRECT(\"FailureMisc\" & \"Annual\"),0)","v":0.01},{"$f":"BN76*BO76+BP76*BQ76+BR76*BS76","v":10.813395828850854},null,29.73,{"$f":"BD76*BE76+BG76*BH76+BJ76*BK76","v":1.5738666666666665},{"$f":"BV76*BW76","v":46.791055999999998},null,{"$f":"IF($D76=\"Connection\",VLOOKUP(C76,'Input - General'!$F$62:$N$79,4,FALSE),0)","v":0},null,{"$f":"RateOverhead","v":0.1801212933606588},{"$f":"BX76+BL76+BT76+BA76+AQ76+BZ76","v":195.22376955799831},{"$f":"CC76*CB76","v":35.163957867529867},null,{"$f":"CorporateOverheads","v":8.6527813038891108E-2},230.38772742552817,{"$f":"CG76*CF76","v":19.934946205131105}]
[null,{"$f":"'Input - Inventory'!B74","v":66},{"$f":"'Input - Inventory'!C74","v":"INC1x1000"},{"$f":"'Input - Inventory'!D74","v":"Lamp"},{"$f":"'Input - Inventory'!E74","v":"Traffic"},{"$f":"'Input - Inventory'!F74","v":"Major > 130w"},{"$f":"'Input - Inventory'!G74","v":"1"},null,{"$f":"CONCATENATE(D77,\" - \",C77)","v":"Lamp - INC1x1000"},null,{"$f":"AQ77+BA77+BL77+BT77+BX77+BZ77+CD77+CH77","v":516.2296221403958},{"$f":"INDIRECT(L$10&$B77&\"FY14\")","v":0},0,null,{"$f":"IF(AND($D77=\"Lamp\", OR($F77=O$9, O$9=\"All\")),INDIRECT(\"PriceBulkTask1\" & \"FY14\"),0)","v":0},0,{"$f":"IF(AND($D77=\"Lamp\", OR($F77=Q$9, Q$9=\"All\")),INDIRECT(\"PriceBulkTask2\" & \"FY14\"),0)","v":10.250990220048898},0.33333333333333331,{"$f":"IF(AND($D77=\"Lamp\", OR($F77=S$9, S$9=\"All\")),INDIRECT(\"PriceBulkTask3\" & \"FY14\"),0)","v":0},0,{"$f":"IF(AND($D77=\"Lamp\", OR($F77=U$9, U$9=\"All\")),INDIRECT(\"PriceBulkTask4\" & \"FY14\"),0)","v":10.250990220048898},4.9094211792429674E-3,{"$f":"IF(AND($D77=\"Lamp\", OR($F77=W$9, W$9=\"All\")),INDIRECT(\"PriceBulkTask5\" & \"FY14\"),0)","v":10.250990220048898},0.16666666666666666,{"$f":"IF(AND($D77=\"Lamp\", OR($F77=Y$9, Y$9=\"All\")),INDIRECT(\"PriceBulkTask6\" & \"FY14\"),0)","v":10.250990220048898},4.590314436538903E-3,{"$f":"IF(AND($D77=\"Lamp\", OR($F77=AA$9, AA$9=\"All\")),INDIRECT(\"PriceBulkTask7\" & \"FY14\"),0)","v":10.250990220048898},4.0032025620496396E-2,{"$f":"IF(AND($D77=\"Lamp\", OR($F77=AC$9, AC$9=\"All\")),INDIRECT(\"PriceBulkTask8\" & \"FY14\"),0)","v":153.76485330073348},2.1598272138228944E-2,{"$f":"IF(AND($D77=\"Lamp\", OR($F77=AE$9, AE$9=\"All\")),INDIRECT(\"PriceBulkTask9\" & \"FY14\"),0)","v":256.2747555012225},1.2221950623319483E-2,{"$f":"IF(AND($D77=\"Lamp\", OR($F77=AG$9, AG$9=\"All\")),INDIRECT(\"PriceBulkTask10\" & \"FY14\"),0)","v":0},0,{"$f":"IF(AND($D77=\"Lamp\", OR($F77=AI$9, AI$9=\"All\")),INDIRECT(\"PriceBulkTask11\" & \"FY14\"),0)","v":12301.188264058679},1.1123470522803115E-4,{"$f":"IF(AND($D77=\"Lamp\", OR($F77=AK$9, AK$9=\"All\")),INDIRECT(\"PriceBulkTask12\" & \"FY14\"),0)","v":8713.341687041564},2.4953586329427266E-4,{"$f":"IF(AND($D77=\"Lamp\", OR($F77=AM$9, AM$9=\"All\")),INDIRECT(\"PriceBulkTask13\" & \"FY14\"),0)","v":0},0,{"$f":"IF(AND($D77=\"Lamp\", OR($F77=AO$9, AO$9=\"All\")),INDIRECT(\"PriceBulkTask14\" & \"FY14\"),0)","v":0},0,15.629087555223613,null,{"$f":"IF($D77=\"Lamp\",$G77*INDIRECT(\"Price\" & $B77 & \"FY14\"),0)","v":102.50990220048899},0.33333333333333331,{"$f":"IF($D77=\"Lamp\",INDIRECT(\"PriceVisor\" & \"FY14\"),0)","v":39.54},4.9094211792429674E-3,{"$f":"IF($D77=\"Lamp\",INDIRECT(\"PricePECell\" & \"FY14\"),0)","v":10.73},0.16666666666666666,{"$f":"IF($D77=\"Lamp\",INDIRECT(\"PriceMisc\" & \"FY14\"),0)","v":0},4.9094211792429674E-3,36.1524192469236,null,73.649093730758707,1.04,2.2699999999999996,73.649093730758707,1.4200000000000001E-2,0,73.649093730758707,0.01,0,173.8707804795751,null,{"$f":"IF($D77=\"Lamp\",INDIRECT(\"Price\" & $B77 & \"FY14\"),0)","v":102.50990220048899},1.04,{"$f":"IF($D77=\"Lamp\",INDIRECT(\"pRICEpecELL\" & \"FY14\"),0)","v":10.73},1.4200000000000001E-2,{"$f":"IF($D77=\"Lamp\",INDIRECT(\"PriceMisc\" & \"FY14\"),0)","v":0},0.01,106.76266428850856,null,{"$f":"IF(AND($D77=\"Lamp\"),INDIRECT(\"PriceEWP\"&\"FY14\"),0)","v":29.73},2.3607999999999998,70.186583999999996,null,{"$f":"IF($D77=\"Connection\",VLOOKUP(C77,'Input - General'!$F$62:$N$79,4,FALSE),0)","v":0},null,0.1801212933606588,402.60153557023091,72.517109295897271,null,8.6527813038891108E-2,{"$f":"AQ77+BA77+BL77+BT77+BX77+BZ77+CD77","v":475.11864486612814},41.110977274267633]
[null,{"$f":"'Input - Inventory'!B75","v":67},{"$f":"'Input - Inventory'!C75","v":"INC1x1440"},{"$f":"'Input - Inventory'!D75","v":"Lamp"},{"$f":"'Input - Inventory'!E75","v":"NonTraffic"},{"$f":"'Input - Inventory'!F75","v":"Major > 130w"},{"$f":"'Input - Inventory'!G75","v":"1"},null,"Lamp - INC1x1440",null,231.40336032755559,0,0,null,0,0,10.250990220048898,0.33333333333333331,0,0,10.250990220048898,4.9094211792429674E-3,10.250990220048898,0.16666666666666666,10.250990220048898,4.590314436538903E-3,10.250990220048898,4.0032025620496396E-2,153.76485330073348,2.1598272138228944E-2,256.2747555012225,1.2221950623319483E-2,0,0,12301.188264058679,1.1123470522803115E-4,8713.341687041564,2.4953586329427266E-4,0,0,0,0,15.629087555223613,null,0,0.33333333333333331,39.54,4.9094211792429674E-3,10.73,0.16666666666666666,0,0,1.9824518467606003,null,73.649093730758707,1.04,1.5133333333333332,73.649093730758707,1.4200000000000001E-2,0,73.649093730758707,0.01,0,115.91385365305008,null,0,1.04,10.73,1.4200000000000001E-2,0,0.01,0.152366,null,29.73,1.5738666666666665,46.791055999999998,null,{"$f":"IF($D78=\"Connection\",VLOOKUP(C78,'Input - General'!$F$62:$N$79,4,FALSE),0)","v":0},null,0.1801212933606588,180.4688150550343,32.506276378978306,null,8.6527813038891108E-2,212.9750914340126,18.428268893542981]
[null,{"$f":"'Input - Inventory'!B76","v":68},{"$f":"'Input - Inventory'!C76","v":"INC1x150"},{"$f":"'Input - Inventory'!D76","v":"Lamp"},{"$f":"'Input - Inventory'!E76","v":"NonTraffic"},{"$f":"'Input - Inventory'!F76","v":"Major > 130w"},{"$f":"'Input - Inventory'!G76","v":"1"},null,"Lamp - INC1x150",null,249.45469320644119,0,0,null,0,0,10.250990220048898,0.33333333333333331,0,0,10.250990220048898,4.9094211792429674E-3,10.250990220048898,0.16666666666666666,10.250990220048898,4.590314436538903E-3,10.250990220048898,4.0032025620496396E-2,153.76485330073348,2.1598272138228944E-2,256.2747555012225,1.2221950623319483E-2,0,0,12301.188264058679,1.1123470522803115E-4,8713.341687041564,2.4953586329427266E-4,0,0,0,0,15.629087555223613,null,10.250990220048898,0.33333333333333331,39.54,4.9094211792429674E-3,10.73,0.16666666666666666,0,0,5.3994485867768995,null,73.649093730758707,1.04,1.5133333333333332,73.649093730758707,1.4200000000000001E-2,0,73.649093730758707,0.01,0,115.91385365305008,null,10.250990220048898,1.04,10.73,1.4200000000000001E-2,0,0.01,10.813395828850854,null,29.73,1.5738666666666665,46.791055999999998,null,{"$f":"IF($D79=\"Connection\",VLOOKUP(C79,'Input - General'!$F$62:$N$79,4,FALSE),0)","v":0},null,0.1801212933606588,194.54684162390146,35.042028732528379,null,8.6527813038891108E-2,229.58887035642982,19.865822850011369]
[null,{"$f":"'Input - Inventory'!B77","v":69},{"$f":"'Input - Inventory'!C77","v":"INC1x150 (P09)"},{"$f":"'Input - Inventory'!D77","v":"Lamp"},{"$f":"'Input - Inventory'!E77","v":"NonTraffic"},{"$f":"'Input - Inventory'!F77","v":"Major > 130w"},{"$f":"'Input - Inventory'!G77","v":1},null,"Lamp - INC1x150 (P09)",null,249.45469320644119,13,3242.9110116837355,null,0,0,10.250990220048898,0.33333333333333331,0,0,10.250990220048898,4.9094211792429674E-3,10.250990220048898,0.16666666666666666,10.250990220048898,4.590314436538903E-3,10.250990220048898,4.0032025620496396E-2,153.76485330073348,2.1598272138228944E-2,256.2747555012225,1.2221950623319483E-2,0,0,12301.188264058679,1.1123470522803115E-4,8713.341687041564,2.4953586329427266E-4,0,0,0,0,15.629087555223613,null,10.250990220048898,0.33333333333333331,39.54,4.9094211792429674E-3,10.73,0.16666666666666666,0,0,5.3994485867768995,null,73.649093730758707,1.04,1.5133333333333332,73.649093730758707,1.4200000000000001E-2,0,73.649093730758707,0.01,0,115.91385365305008,null,10.250990220048898,1.04,10.73,1.4200000000000001E-2,0,0.01,10.813395828850854,null,29.73,1.5738666666666665,46.791055999999998,null,{"$f":"IF($D80=\"Connection\",VLOOKUP(C80,'Input - General'!$F$62:$N$79,4,FALSE),0)","v":0},null,0.1801212933606588,194.54684162390146,35.042028732528379,null,8.6527813038891108E-2,229.58887035642982,19.865822850011369]
[null,{"$f":"'Input - Inventory'!B78","v":70},{"$f":"'Input - Inventory'!C78","v":"INC1x200"},{"$f":"'Input - Inventory'!D78","v":"Lamp"},{"$f":"'Input - Inventory'!E78","v":"NonTraffic"},{"$f":"'Input - Inventory'!F78","v":"Major > 130w"},{"$f":"'Input - Inventory'!G78","v":"1"},null,"Lamp - INC1x200",null,249.45469320644119,0,0,null,0,0,10.250990220048898,0.33333333333333331,0,0,10.250990220048898,4.9094211792429674E-3,10.250990220048898,0.16666666666666666,10.250990220048898,4.590314436538903E-3,10.250990220048898,4.0032025620496396E-2,153.76485330073348,2.1598272138228944E-2,256.2747555012225,1.2221950623319483E-2,0,0,12301.188264058679,1.1123470522803115E-4,8713.341687041564,2.4953586329427266E-4,0,0,0,0,15.629087555223613,null,10.250990220048898,0.33333333333333331,39.54,4.9094211792429674E-3,10.73,0.16666666666666666,0,0,5.3994485867768995,null,73.649093730758707,1.04,1.5133333333333332,73.649093730758707,1.4200000000000001E-2,0,73.649093730758707,0.01,0,115.91385365305008,null,10.250990220048898,1.04,10.73,1.4200000000000001E-2,0,0.01,10.813395828850854,null,29.73,1.5738666666666665,46.791055999999998,null,{"$f":"IF($D81=\"Connection\",VLOOKUP(C81,'Input - General'!$F$62:$N$79,4,FALSE),0)","v":0},null,0.1801212933606588,194.54684162390146,35.042028732528379,null,8.6527813038891108E-2,229.58887035642982,19.865822850011369]
[null,{"$f":"'Input - Inventory'!B79","v":71},{"$f":"'Input - Inventory'!C79","v":"INC1x300"},{"$f":"'Input - Inventory'!D79","v":"Lamp"},{"$f":"'Input - Inventory'!E79","v":"NonTraffic"},{"$f":"'Input - Inventory'!F79","v":"Major > 130w"},{"$f":"'Input - Inventory'!G79","v":"1"},null,"Lamp - INC1x300",null,285.55735896421243,0,0,null,0,0,10.250990220048898,0.33333333333333331,0,0,10.250990220048898,4.9094211792429674E-3,10.250990220048898,0.16666666666666666,10.250990220048898,4.590314436538903E-3,10.250990220048898,4.0032025620496396E-2,153.76485330073348,2.1598272138228944E-2,256.2747555012225,1.2221950623319483E-2,0,0,12301.188264058679,1.1123470522803115E-4,8713.341687041564,2.4953586329427266E-4,0,0,0,0,15.629087555223613,null,30.752970660146698,0.33333333333333331,39.54,4.9094211792429674E-3,10.73,0.16666666666666666,0,0,12.233442066809499,null,73.649093730758707,1.04,1.5133333333333332,73.649093730758707,1.4200000000000001E-2,0,73.649093730758707,0.01,0,115.91385365305008,null,30.752970660146698,1.04,10.73,1.4200000000000001E-2,0,0.01,32.135455486552566,null,29.73,1.5738666666666665,46.791055999999998,null,{"$f":"IF($D82=\"Connection\",VLOOKUP(C82,'Input - General'!$F$62:$N$79,4,FALSE),0)","v":0},null,0.1801212933606588,222.70289476163575,40.113533439628519,null,8.6527813038891108E-2,262.81642820126427,22.740930762948143]
[null,{"$f":"'Input - Inventory'!B80","v":72},{"$f":"'Input - Inventory'!C80","v":"INC1x40"},{"$f":"'Input - Inventory'!D80","v":"Lamp"},{"$f":"'Input - Inventory'!E80","v":"NonTraffic"},{"$f":"'Input - Inventory'!F80","v":"Minor < 130w"},{"$f":"'Input - Inventory'!G80","v":"1"},null,"Lamp - INC1x40",null,250.32267363065927,0,0,null,10.250990220048898,0.33333333333333331,0,0,10.250990220048898,1.8504811250925242E-2,0,0,10.250990220048898,0.16666666666666666,10.250990220048898,4.590314436538903E-3,10.250990220048898,4.0032025620496396E-2,153.76485330073348,2.1598272138228944E-2,256.2747555012225,1.2221950623319483E-2,0,0,12301.188264058679,1.1123470522803115E-4,8713.341687041564,2.4953586329427266E-4,0,0,0,0,15.768453765886179,null,10.250990220048898,0.33333333333333331,39.54,1.8504811250925242E-2,10.73,0.16666666666666666,0,1.8504811250925242E-2,5.9370103102112166,null,73.649093730758707,1.04,1.5133333333333332,73.649093730758707,1.4200000000000001E-2,0,73.649093730758707,0.01,0,115.91385365305008,null,10.250990220048898,1.04,10.73,1.4200000000000001E-2,0,0.01,10.813395828850854,null,29.73,1.5738666666666665,46.791055999999998,null,{"$f":"IF($D83=\"Connection\",VLOOKUP(C83,'Input - General'!$F$62:$N$79,4,FALSE),0)","v":0},null,0.1801212933606588,195.22376955799831,35.163957867529867,null,8.6527813038891108E-2,230.38772742552817,19.934946205131105]
[null,{"$f":"'Input - Inventory'!B81","v":73},{"$f":"'Input - Inventory'!C81","v":"INC1x500"},{"$f":"'Input - Inventory'!D81","v":"Lamp"},{"$f":"'Input - Inventory'!E81","v":"NonTraffic"},{"$f":"'Input - Inventory'!F81","v":"Major > 130w"},{"$f":"'Input - Inventory'!G81","v":"1"},null,"Lamp - INC1x500",null,285.55735896421243,0,0,null,0,0,10.250990220048898,0.33333333333333331,0,0,10.250990220048898,4.9094211792429674E-3,10.250990220048898,0.16666666666666666,10.250990220048898,4.590314436538903E-3,10.250990220048898,4.0032025620496396E-2,153.76485330073348,2.1598272138228944E-2,256.2747555012225,1.2221950623319483E-2,0,0,12301.188264058679,1.1123470522803115E-4,8713.341687041564,2.4953586329427266E-4,0,0,0,0,15.629087555223613,null,30.752970660146698,0.33333333333333331,39.54,4.9094211792429674E-3,10.73,0.16666666666666666,0,0,12.233442066809499,null,73.649093730758707,1.04,1.5133333333333332,73.649093730758707,1.4200000000000001E-2,0,73.649093730758707,0.01,0,115.91385365305008,null,30.752970660146698,1.04,10.73,1.4200000000000001E-2,0,0.01,32.135455486552566,null,29.73,1.5738666666666665,46.791055999999998,null,{"$f":"IF($D84=\"Connection\",VLOOKUP(C84,'Input - General'!$F$62:$N$79,4,FALSE),0)","v":0},null,0.1801212933606588,222.70289476163575,40.113533439628519,null,8.6527813038891108E-2,262.81642820126427,22.740930762948143]
[null,{"$f":"'Input - Inventory'!B82","v":74},{"$f":"'Input - Inventory'!C82","v":"INC1x60"},{"$f":"'Input - Inventory'!D82","v":"Lamp"},{"$f":"'Input - Inventory'!E82","v":"NonTraffic"},{"$f":"'Input - Inventory'!F82","v":"Minor < 130w"},{"$f":"'Input - Inventory'!G82","v":"1"},null,"Lamp - INC1x60",null,250.32267363065927,0,0,null,10.250990220048898,0.33333333333333331,0,0,10.250990220048898,1.8504811250925242E-2,0,0,10.250990220048898,0.16666666666666666,10.250990220048898,4.590314436538903E-3,10.250990220048898,4.0032025620496396E-2,153.76485330073348,2.1598272138228944E-2,256.2747555012225,1.2221950623319483E-2,0,0,12301.188264058679,1.1123470522803115E-4,8713.341687041564,2.4953586329427266E-4,0,0,0,0,15.768453765886179,null,10.250990220048898,0.33333333333333331,39.54,1.8504811250925242E-2,10.73,0.16666666666666666,0,1.8504811250925242E-2,5.9370103102112166,null,73.649093730758707,1.04,1.5133333333333332,73.649093730758707,1.4200000000000001E-2,0,73.649093730758707,0.01,0,115.91385365305008,null,10.250990220048898,1.04,10.73,1.4200000000000001E-2,0,0.01,10.813395828850854,null,29.73,1.5738666666666665,46.791055999999998,null,{"$f":"IF($D85=\"Connection\",VLOOKUP(C85,'Input - General'!$F$62:$N$79,4,FALSE),0)","v":0},null,0.1801212933606588,195.22376955799831,35.163957867529867,null,8.6527813038891108E-2,230.38772742552817,19.934946205131105]
[null,{"$f":"'Input - Inventory'!B83","v":75},{"$f":"'Input - Inventory'!C83","v":"INC1x75"},{"$f":"'Input - Inventory'!D83","v":"Lamp"},{"$f":"'Input - Inventory'!E83","v":"NonTraffic"},{"$f":"'Input - Inventory'!F83","v":"Minor < 130w"},{"$f":"'Input - Inventory'!G83","v":"1"},null,"Lamp - INC1x75",null,250.32267363065927,0,0,null,10.250990220048898,0.33333333333333331,0,0,10.250990220048898,1.8504811250925242E-2,0,0,10.250990220048898,0.16666666666666666,10.250990220048898,4.590314436538903E-3,10.250990220048898,4.0032025620496396E-2,153.76485330073348,2.1598272138228944E-2,256.2747555012225,1.2221950623319483E-2,0,0,12301.188264058679,1.1123470522803115E-4,8713.341687041564,2.4953586329427266E-4,0,0,0,0,15.768453765886179,null,10.250990220048898,0.33333333333333331,39.54,1.8504811250925242E-2,10.73,0.16666666666666666,0,1.8504811250925242E-2,5.9370103102112166,null,73.649093730758707,1.04,1.5133333333333332,73.649093730758707,1.4200000000000001E-2,0,73.649093730758707,0.01,0,115.91385365305008,null,10.250990220048898,1.04,10.73,1.4200000000000001E-2,0,0.01,10.813395828850854,null,29.73,1.5738666666666665,46.791055999999998,null,{"$f":"IF($D86=\"Connection\",VLOOKUP(C86,'Input - General'!$F$62:$N$79,4,FALSE),0)","v":0},null,0.1801212933606588,195.22376955799831,35.163957867529867,null,8.6527813038891108E-2,230.38772742552817,19.934946205131105]
[null,{"$f":"'Input - Inventory'!B84","v":76},{"$f":"'Input - Inventory'!C84","v":"INC3x100"},{"$f":"'Input - Inventory'!D84","v":"Lamp"},{"$f":"'Input - Inventory'!E84","v":"NonTraffic"},{"$f":"'Input - Inventory'!F84","v":"Minor < 130w"},{"$f":"'Input - Inventory'!G84","v":"3"},null,"Lamp - INC3x100",null,259.08545658157465,0,0,null,10.250990220048898,0.33333333333333331,0,0,10.250990220048898,1.8504811250925242E-2,0,0,10.250990220048898,0.16666666666666666,10.250990220048898,4.590314436538903E-3,10.250990220048898,4.0032025620496396E-2,153.76485330073348,2.1598272138228944E-2,256.2747555012225,1.2221950623319483E-2,0,0,12301.188264058679,1.1123470522803115E-4,8713.341687041564,2.4953586329427266E-4,0,0,0,0,15.768453765886179,null,30.752970660146694,0.33333333333333331,39.54,1.8504811250925242E-2,10.73,0.16666666666666666,0,1.8504811250925242E-2,12.771003790243816,null,73.649093730758707,1.04,1.5133333333333332,73.649093730758707,1.4200000000000001E-2,0,73.649093730758707,0.01,0,115.91385365305008,null,10.250990220048898,1.04,10.73,1.4200000000000001E-2,0,0.01,10.813395828850854,null,29.73,1.5738666666666665,46.791055999999998,null,{"$f":"IF($D87=\"Connection\",VLOOKUP(C87,'Input - General'!$F$62:$N$79,4,FALSE),0)","v":0},null,0.1801212933606588,202.05776303803094,36.394905611971652,null,8.6527813038891108E-2,238.45266865000258,20.632787931572075]
[null,{"$f":"'Input - Inventory'!B85","v":77},{"$f":"'Input - Inventory'!C85","v":"LED1x237"},{"$f":"'Input - Inventory'!D85","v":"Lamp"},{"$f":"'Input - Inventory'!E85","v":"NonTraffic"},{"$f":"'Input - Inventory'!F85","v":"Major > 130w"},{"$f":"'Input - Inventory'!G85","v":1},null,"Lamp - LED1x237",null,24.783512222356347,1,24.783512222356347,null,0,0,10.250990220048898,0.33333333333333331,0,0,10.250990220048898,4.9094211792429674E-3,10.250990220048898,0.16666666666666666,10.250990220048898,4.590314436538903E-3,10.250990220048898,4.0032025620496396E-2,153.76485330073348,2.1598272138228944E-2,256.2747555012225,1.2221950623319483E-2,0,0,12301.188264058679,1.1123470522803115E-4,8713.341687041564,2.4953586329427266E-4,0,0,0,0,15.629087555223613,null,0,0.33333333333333331,39.54,4.9094211792429674E-3,10.73,0.16666666666666666,0,0,1.9824518467606003,null,73.649093730758707,0.01,1.5133333333333332,73.649093730758707,1.4200000000000001E-2,0,73.649093730758707,0.01,0,1.1145562851254818,null,0,0.01,10.73,1.4200000000000001E-2,0,0.01,0.152366,null,29.73,1.5133333333333332E-2,0.44991399999999998,null,{"$f":"IF($D88=\"Connection\",VLOOKUP(C88,'Input - General'!$F$62:$N$79,4,FALSE),0)","v":0},null,0.1801212933606588,19.328375687109695,3.4814520273229101,null,8.6527813038891108E-2,22.809827714432604,1.9736845079237413]
[null,{"$f":"'Input - Inventory'!B86","v":78},{"$f":"'Input - Inventory'!C86","v":"LED1x29"},{"$f":"'Input - Inventory'!D86","v":"Lamp"},{"$f":"'Input - Inventory'!E86","v":"NonTraffic"},{"$f":"'Input - Inventory'!F86","v":"Minor < 130w"},{"$f":"'Input - Inventory'!G86","v":1},null,"Lamp - LED1x29",null,23.460796908845623,1391,32633.968500204261,null,10.250990220048898,{"$f":"1/6","v":0.16666666666666666},0,0,10.250990220048898,1.8504811250925242E-2,0,0,10.250990220048898,0.16666666666666666,10.250990220048898,4.590314436538903E-3,10.250990220048898,4.0032025620496396E-2,153.76485330073348,2.1598272138228944E-2,256.2747555012225,1.2221950623319483E-2,0,0,12301.188264058679,1.1123470522803115E-4,8713.341687041564,2.4953586329427266E-4,0,0,0,0,14.059955395878028,null,0,0.16666666666666666,39.54,1.8504811250925242E-2,10.73,0.16666666666666666,0,1.8504811250925242E-2,2.5200135701949176,null,73.649093730758707,0.01,1.5133333333333332,73.649093730758707,1.4200000000000001E-2,0,73.649093730758707,0.01,0,1.1145562851254818,null,0,0.01,10.73,1.4200000000000001E-2,0,0.01,0.152366,null,29.73,1.5133333333333332E-2,0.44991399999999998,null,{"$f":"IF($D89=\"Connection\",VLOOKUP(C89,'Input - General'!$F$62:$N$79,4,FALSE),0)","v":0},null,0.1801212933606588,18.296805251198428,3.2956442262139545,null,8.6527813038891108E-2,21.592449477412384,1.8683474314332407]
[null,{"$f":"'Input - Inventory'!B87","v":79},{"$f":"'Input - Inventory'!C87","v":"MBF1x1000"},{"$f":"'Input - Inventory'!D87","v":"Lamp"},{"$f":"'Input - Inventory'!E87","v":"Traffic"},{"$f":"'Input - Inventory'!F87","v":"Major > 130w"},{"$f":"'Input - Inventory'!G87","v":"1"},null,"Lamp - MBF1x1000",null,101.17896388848965,1,101.17896388848965,null,0,0,10.250990220048898,0.33333333333333331,0,0,10.250990220048898,4.9094211792429674E-3,10.250990220048898,0.16666666666666666,10.250990220048898,4.590314436538903E-3,10.250990220048898,4.0032025620496396E-2,153.76485330073348,2.1598272138228944E-2,256.2747555012225,1.2221950623319483E-2,0,0,12301.188264058679,1.1123470522803115E-4,8713.341687041564,2.4953586329427266E-4,0,0,0,0,15.629087555223613,null,102.50990220048899,0.33333333333333331,39.54,4.9094211792429674E-3,10.73,0.16666666666666666,0,4.9094211792429674E-3,36.1524192469236,null,73.649093730758707,0.08,2.2699999999999996,73.649093730758707,1.4200000000000001E-2,0,73.649093730758707,0.01,0,13.374675421505779,null,102.50990220048899,0.08,10.73,1.4200000000000001E-2,0,0.01,8.3531581760391198,null,29.73,0.18159999999999996,5.3989679999999991,null,{"$f":"IF($D90=\"Connection\",VLOOKUP(C90,'Input - General'!$F$62:$N$79,4,FALSE),0)","v":0},null,0.1801212933606588,78.908308399692118,14.21306656585428,null,8.6527813038891108E-2,93.12137496554638,8.0575889229432729]
[null,{"$f":"'Input - Inventory'!B88","v":80},{"$f":"'Input - Inventory'!C88","v":"MBF1x1000 (P09)"},{"$f":"'Input - Inventory'!D88","v":"Lamp"},{"$f":"'Input - Inventory'!E88","v":"Traffic"},{"$f":"'Input - Inventory'!F88","v":"Major > 130w"},{"$f":"'Input - Inventory'!G88","v":1},null,"Lamp - MBF1x1000 (P09)",null,101.17896388848965,13,1315.3265305503655,null,0,0,10.250990220048898,0.33333333333333331,0,0,10.250990220048898,4.9094211792429674E-3,10.250990220048898,0.16666666666666666,10.250990220048898,4.590314436538903E-3,10.250990220048898,4.0032025620496396E-2,153.76485330073348,2.1598272138228944E-2,256.2747555012225,1.2221950623319483E-2,0,0,12301.188264058679,1.1123470522803115E-4,8713.341687041564,2.4953586329427266E-4,0,0,0,0,15.629087555223613,null,102.50990220048899,0.33333333333333331,39.54,4.9094211792429674E-3,10.73,0.16666666666666666,0,4.9094211792429674E-3,36.1524192469236,null,73.649093730758707,0.08,2.2699999999999996,73.649093730758707,1.4200000000000001E-2,0,73.649093730758707,0.01,0,13.374675421505779,null,102.50990220048899,0.08,10.73,1.4200000000000001E-2,0,0.01,8.3531581760391198,null,29.73,0.18159999999999996,5.3989679999999991,null,{"$f":"IF($D91=\"Connection\",VLOOKUP(C91,'Input - General'!$F$62:$N$79,4,FALSE),0)","v":0},null,0.1801212933606588,78.908308399692118,14.21306656585428,null,8.6527813038891108E-2,93.12137496554638,8.0575889229432729]
[null,{"$f":"'Input - Inventory'!B89","v":81},{"$f":"'Input - Inventory'!C89","v":"MBF1x125"},{"$f":"'Input - Inventory'!D89","v":"Lamp"},{"$f":"'Input - Inventory'!E89","v":"NonTraffic"},{"$f":"'Input - Inventory'!F89","v":"Minor < 130w"},{"$f":"'Input - Inventory'!G89","v":"1"},null,"Lamp - MBF1x125",null,57.03219413229634,338,19276.881616716164,null,10.250990220048898,0.33333333333333331,0,0,10.250990220048898,1.8504811250925242E-2,0,0,10.250990220048898,0.16666666666666666,10.250990220048898,4.590314436538903E-3,10.250990220048898,4.0032025620496396E-2,153.76485330073348,2.1598272138228944E-2,256.2747555012225,1.2221950623319483E-2,0,0,12301.188264058679,1.1123470522803115E-4,8713.341687041564,2.4953586329427266E-4,0,0,0,0,15.768453765886179,null,10.250990220048898,0.33333333333333331,39.54,1.8504811250925242E-2,10.73,0.16666666666666666,0,1.8504811250925242E-2,5.9370103102112166,null,73.649093730758707,0.13570000000000002,1.5133333333333332,73.649093730758707,1.4200000000000001E-2,0,73.649093730758707,0.01,0,15.124528789152789,null,10.250990220048898,0.13570000000000002,10.73,1.4200000000000001E-2,0,0.01,1.5434253728606355,null,29.73,0.20535933333333334,6.10533298,null,{"$f":"IF($D92=\"Connection\",VLOOKUP(C92,'Input - General'!$F$62:$N$79,4,FALSE),0)","v":0},null,0.1801212933606588,44.478751218110823,8.0115701964730999,null,8.6527813038891108E-2,52.490321414583917,4.541872717712419]
[null,{"$f":"'Input - Inventory'!B90","v":82},{"$f":"'Input - Inventory'!C90","v":"MBF1x125 (P09)"},{"$f":"'Input - Inventory'!D90","v":"Lamp"},{"$f":"'Input - Inventory'!E90","v":"NonTraffic"},{"$f":"'Input - Inventory'!F90","v":"Minor < 130w"},{"$f":"'Input - Inventory'!G90","v":1},null,"Lamp - MBF1x125 (P09)",null,57.03219413229634,5341,304608.94886059477,null,10.250990220048898,0.33333333333333331,0,0,10.250990220048898,1.8504811250925242E-2,0,0,10.250990220048898,0.16666666666666666,10.250990220048898,4.590314436538903E-3,10.250990220048898,4.0032025620496396E-2,153.76485330073348,2.1598272138228944E-2,256.2747555012225,1.2221950623319483E-2,0,0,12301.188264058679,1.1123470522803115E-4,8713.341687041564,2.4953586329427266E-4,0,0,0,0,15.768453765886179,null,10.250990220048898,0.33333333333333331,39.54,1.8504811250925242E-2,10.73,0.16666666666666666,0,1.8504811250925242E-2,5.9370103102112166,null,73.649093730758707,0.13570000000000002,1.5133333333333332,73.649093730758707,1.4200000000000001E-2,0,73.649093730758707,0.01,0,15.124528789152789,null,10.250990220048898,0.13570000000000002,10.73,1.4200000000000001E-2,0,0.01,1.5434253728606355,null,29.73,0.20535933333333334,6.10533298,null,{"$f":"IF($D93=\"Connection\",VLOOKUP(C93,'Input - General'!$F$62:$N$79,4,FALSE),0)","v":0},null,0.1801212933606588,44.478751218110823,8.0115701964730999,null,8.6527813038891108E-2,52.490321414583917,4.541872717712419]
[null,{"$f":"'Input - Inventory'!B91","v":83},{"$f":"'Input - Inventory'!C91","v":"MBF1x160"},{"$f":"'Input - Inventory'!D91","v":"Lamp"},{"$f":"'Input - Inventory'!E91","v":"NonTraffic"},{"$f":"'Input - Inventory'!F91","v":"Major > 130w"},{"$f":"'Input - Inventory'!G91","v":"1"},null,"Lamp - MBF1x160",null,27.158885755045095,1,27.158885755045095,null,0,0,10.250990220048898,0.33333333333333331,0,0,10.250990220048898,4.9094211792429674E-3,10.250990220048898,0.16666666666666666,10.250990220048898,4.590314436538903E-3,10.250990220048898,4.0032025620496396E-2,153.76485330073348,2.1598272138228944E-2,256.2747555012225,1.2221950623319483E-2,0,0,12301.188264058679,1.1123470522803115E-4,8713.341687041564,2.4953586329427266E-4,0,0,0,0,15.629087555223613,null,10.250990220048898,0.33333333333333331,39.54,4.9094211792429674E-3,10.73,0.16666666666666666,0,0,5.3994485867768995,null,73.649093730758707,0,1.5133333333333332,73.649093730758707,1.4200000000000001E-2,0,73.649093730758707,0.01,0,0,null,10.250990220048898,0,10.73,1.4200000000000001E-2,0,0.01,0.152366,null,29.73,0,0,null,{"$f":"IF($D94=\"Connection\",VLOOKUP(C94,'Input - General'!$F$62:$N$79,4,FALSE),0)","v":0},null,0.1801212933606588,21.180902142000512,3.8151314883626806,null,8.6527813038891108E-2,24.996033630363193,2.1628521246819008]
[null,{"$f":"'Input - Inventory'!B92","v":84},{"$f":"'Input - Inventory'!C92","v":"MBF1x250"},{"$f":"'Input - Inventory'!D92","v":"Lamp"},{"$f":"'Input - Inventory'!E92","v":"Traffic"},{"$f":"'Input - Inventory'!F92","v":"Major > 130w"},{"$f":"'Input - Inventory'!G92","v":"1"},null,"Lamp - MBF1x250",null,64.300161755258188,1153,74138.086503812694,null,0,0,10.250990220048898,0.33333333333333331,0,0,10.250990220048898,4.9094211792429674E-3,10.250990220048898,0.16666666666666666,10.250990220048898,4.590314436538903E-3,10.250990220048898,4.0032025620496396E-2,153.76485330073348,2.1598272138228944E-2,256.2747555012225,1.2221950623319483E-2,0,0,12301.188264058679,1.1123470522803115E-4,8713.341687041564,2.4953586329427266E-4,0,0,0,0,15.629087555223613,null,10.250990220048898,0.33333333333333331,39.54,4.9094211792429674E-3,10.73,0.16666666666666666,0,4.9094211792429674E-3,5.3994485867768995,null,73.649093730758707,0.11826666666666664,2.2699999999999996,73.649093730758707,1.4200000000000001E-2,0,73.649093730758707,0.01,0,19.77222849812604,null,10.250990220048898,0.11826666666666664,10.73,1.4200000000000001E-2,0,0.01,1.3647164433577827,null,29.73,0.26846533333333322,7.9814743599999964,null,{"$f":"IF($D95=\"Connection\",VLOOKUP(C95,'Input - General'!$F$62:$N$79,4,FALSE),0)","v":0},null,0.1801212933606588,50.14695544348433,9.0325344725797265,null,8.6527813038891108E-2,59.179489916064057,5.1206718391941326]
[null,{"$f":"'Input - Inventory'!B93","v":85},{"$f":"'Input - Inventory'!C93","v":"MBF1x250 (P09)"},{"$f":"'Input - Inventory'!D93","v":"Lamp"},{"$f":"'Input - Inventory'!E93","v":"Traffic"},{"$f":"'Input - Inventory'!F93","v":"Major > 130w"},{"$f":"'Input - Inventory'!G93","v":1},null,"Lamp - MBF1x250 (P09)",null,64.300161755258188,16912,1087444.3356049266,null,0,0,10.250990220048898,0.33333333333333331,0,0,10.250990220048898,4.9094211792429674E-3,10.250990220048898,0.16666666666666666,10.250990220048898,4.590314436538903E-3,10.250990220048898,4.0032025620496396E-2,153.76485330073348,2.1598272138228944E-2,256.2747555012225,1.2221950623319483E-2,0,0,12301.188264058679,1.1123470522803115E-4,8713.341687041564,2.4953586329427266E-4,0,0,0,0,15.629087555223613,null,10.250990220048898,0.33333333333333331,39.54,4.9094211792429674E-3,10.73,0.16666666666666666,0,4.9094211792429674E-3,5.3994485867768995,null,73.649093730758707,0.11826666666666664,2.2699999999999996,73.649093730758707,1.4200000000000001E-2,0,73.649093730758707,0.01,0,19.77222849812604,null,10.250990220048898,0.11826666666666664,10.73,1.4200000000000001E-2,0,0.01,1.3647164433577827,null,29.73,0.26846533333333322,7.9814743599999964,null,{"$f":"IF($D96=\"Connection\",VLOOKUP(C96,'Input - General'!$F$62:$N$79,4,FALSE),0)","v":0},null,0.1801212933606588,50.14695544348433,9.0325344725797265,null,8.6527813038891108E-2,59.179489916064057,5.1206718391941326]
[null,{"$f":"'Input - Inventory'!B94","v":86},{"$f":"'Input - Inventory'!C94","v":"MBF1x400"},{"$f":"'Input - Inventory'!D94","v":"Lamp"},{"$f":"'Input - Inventory'!E94","v":"Traffic"},{"$f":"'Input - Inventory'!F94","v":"Major > 130w"},{"$f":"'Input - Inventory'!G94","v":"1"},null,"Lamp - MBF1x400",null,66.519426273872938,343,22816.163211938419,null,0,0,10.250990220048898,0.33333333333333331,0,0,10.250990220048898,4.9094211792429674E-3,10.250990220048898,0.16666666666666666,10.250990220048898,4.590314436538903E-3,10.250990220048898,4.0032025620496396E-2,153.76485330073348,2.1598272138228944E-2,256.2747555012225,1.2221950623319483E-2,0,0,12301.188264058679,1.1123470522803115E-4,8713.341687041564,2.4953586329427266E-4,0,0,0,0,15.629087555223613,null,10.250990220048898,0.33333333333333331,39.54,4.9094211792429674E-3,10.73,0.16666666666666666,0,4.9094211792429674E-3,5.3994485867768995,null,73.649093730758707,0.12533333333333332,2.2699999999999996,73.649093730758707,1.4200000000000001E-2,0,73.649093730758707,0.01,0,20.953658160359051,null,10.250990220048898,0.12533333333333332,10.73,1.4200000000000001E-2,0,0.01,1.4371567742461284,null,29.73,0.28450666666666657,8.4583831999999965,null,{"$f":"IF($D97=\"Connection\",VLOOKUP(C97,'Input - General'!$F$62:$N$79,4,FALSE),0)","v":0},null,0.1801212933606588,51.877734276605686,9.3442845945227972,null,8.6527813038891108E-2,61.222018871128476,5.2974074027444678]
[null,{"$f":"'Input - Inventory'!B95","v":87},{"$f":"'Input - Inventory'!C95","v":"MBF1x400 (P09)"},{"$f":"'Input - Inventory'!D95","v":"Lamp"},{"$f":"'Input - Inventory'!E95","v":"Traffic"},{"$f":"'Input - Inventory'!F95","v":"Major > 130w"},{"$f":"'Input - Inventory'!G95","v":1},null,"Lamp - MBF1x400 (P09)",null,66.519426273872938,6550.5,435735.50180700468,null,0,0,10.250990220048898,0.33333333333333331,0,0,10.250990220048898,4.9094211792429674E-3,10.250990220048898,0.16666666666666666,10.250990220048898,4.590314436538903E-3,10.250990220048898,4.0032025620496396E-2,153.76485330073348,2.1598272138228944E-2,256.2747555012225,1.2221950623319483E-2,0,0,12301.188264058679,1.1123470522803115E-4,8713.341687041564,2.4953586329427266E-4,0,0,0,0,15.629087555223613,null,10.250990220048898,0.33333333333333331,39.54,4.9094211792429674E-3,10.73,0.16666666666666666,0,4.9094211792429674E-3,5.3994485867768995,null,73.649093730758707,0.12533333333333332,2.2699999999999996,73.649093730758707,1.4200000000000001E-2,0,73.649093730758707,0.01,0,20.953658160359051,null,10.250990220048898,0.12533333333333332,10.73,1.4200000000000001E-2,0,0.01,1.4371567742461284,null,29.73,0.28450666666666657,8.4583831999999965,null,{"$f":"IF($D98=\"Connection\",VLOOKUP(C98,'Input - General'!$F$62:$N$79,4,FALSE),0)","v":0},null,0.1801212933606588,51.877734276605686,9.3442845945227972,null,8.6527813038891108E-2,61.222018871128476,5.2974074027444678]
[null,{"$f":"'Input - Inventory'!B96","v":88},{"$f":"'Input - Inventory'!C96","v":"MBF1x42"},{"$f":"'Input - Inventory'!D96","v":"Lamp"},{"$f":"'Input - Inventory'!E96","v":"NonTraffic"},{"$f":"'Input - Inventory'!F96","v":"Minor < 130w"},{"$f":"'Input - Inventory'!G96","v":"1"},null,"Lamp - MBF1x42",null,60.965119956436418,197,12010.128631417974,null,10.250990220048898,0.33333333333333331,0,0,10.250990220048898,1.8504811250925242E-2,0,0,10.250990220048898,0.16666666666666666,10.250990220048898,4.590314436538903E-3,10.250990220048898,4.0032025620496396E-2,153.76485330073348,2.1598272138228944E-2,256.2747555012225,1.2221950623319483E-2,0,0,12301.188264058679,1.1123470522803115E-4,8713.341687041564,2.4953586329427266E-4,0,0,0,0,15.768453765886179,null,10.250990220048898,0.33333333333333331,39.54,1.8504811250925242E-2,10.73,0.16666666666666666,0,1.8504811250925242E-2,5.9370103102112166,null,73.649093730758707,0.15409999999999999,1.5133333333333332,73.649093730758707,1.4200000000000001E-2,0,73.649093730758707,0.01,0,17.175312353783671,null,10.250990220048898,0.15409999999999999,10.73,1.4200000000000001E-2,0,0.01,1.732043592909535,null,29.73,0.23320466666666662,6.9331747399999983,null,{"$f":"IF($D99=\"Connection\",VLOOKUP(C99,'Input - General'!$F$62:$N$79,4,FALSE),0)","v":0},null,0.1801212933606588,47.545994762790599,8.5640460707929531,null,8.6527813038891108E-2,56.110040833583554,4.8550791228528638]
[null,{"$f":"'Input - Inventory'!B97","v":89},{"$f":"'Input - Inventory'!C97","v":"MBF1x42 (P09)"},{"$f":"'Input - Inventory'!D97","v":"Lamp"},{"$f":"'Input - Inventory'!E97","v":"NonTraffic"},{"$f":"'Input - Inventory'!F97","v":"Minor < 130w"},{"$f":"'Input - Inventory'!G97","v":1},null,"Lamp - MBF1x42 (P09)",null,60.965119956436418,52383.5,3193566.3612379869,null,10.250990220048898,0.33333333333333331,0,0,10.250990220048898,1.8504811250925242E-2,0,0,10.250990220048898,0.16666666666666666,10.250990220048898,4.590314436538903E-3,10.250990220048898,4.0032025620496396E-2,153.76485330073348,2.1598272138228944E-2,256.2747555012225,1.2221950623319483E-2,0,0,12301.188264058679,1.1123470522803115E-4,8713.341687041564,2.4953586329427266E-4,0,0,0,0,15.768453765886179,null,10.250990220048898,0.33333333333333331,39.54,1.8504811250925242E-2,10.73,0.16666666666666666,0,1.8504811250925242E-2,5.9370103102112166,null,73.649093730758707,0.15409999999999999,1.5133333333333332,73.649093730758707,1.4200000000000001E-2,0,73.649093730758707,0.01,0,17.175312353783671,null,10.250990220048898,0.15409999999999999,10.73,1.4200000000000001E-2,0,0.01,1.732043592909535,null,29.73,0.23320466666666662,6.9331747399999983,null,{"$f":"IF($D100=\"Connection\",VLOOKUP(C100,'Input - General'!$F$62:$N$79,4,FALSE),0)","v":0},null,0.1801212933606588,47.545994762790599,8.5640460707929531,null,8.6527813038891108E-2,56.110040833583554,4.8550791228528638]
[null,{"$f":"'Input - Inventory'!B98","v":90},{"$f":"'Input - Inventory'!C98","v":"MBF1x50"},{"$f":"'Input - Inventory'!D98","v":"Lamp"},{"$f":"'Input - Inventory'!E98","v":"NonTraffic"},{"$f":"'Input - Inventory'!F98","v":"Minor < 130w"},{"$f":"'Input - Inventory'!G98","v":"1"},null,"Lamp - MBF1x50",null,68.446228861050713,271,18548.928021344742,null,10.250990220048898,0.33333333333333331,0,0,10.250990220048898,1.8504811250925242E-2,0,0,10.250990220048898,0.16666666666666666,10.250990220048898,4.590314436538903E-3,10.250990220048898,4.0032025620496396E-2,153.76485330073348,2.1598272138228944E-2,256.2747555012225,1.2221950623319483E-2,0,0,12301.188264058679,1.1123470522803115E-4,8713.341687041564,2.4953586329427266E-4,0,0,0,0,15.768453765886179,null,10.250990220048898,0.33333333333333331,39.54,1.8504811250925242E-2,10.73,0.16666666666666666,0,1.8504811250925242E-2,5.9370103102112166,null,73.649093730758707,0.18909999999999996,1.5133333333333332,73.649093730758707,1.4200000000000001E-2,0,73.649093730758707,0.01,0,21.076259351722854,null,10.250990220048898,0.18909999999999996,10.73,1.4200000000000001E-2,0,0.01,2.0908282506112466,null,29.73,0.28617133333333328,8.5078737399999991,null,{"$f":"IF($D101=\"Connection\",VLOOKUP(C101,'Input - General'!$F$62:$N$79,4,FALSE),0)","v":0},null,0.1801212933606588,53.380425418431493,9.6149512665100669,null,8.6527813038891108E-2,62.995376684941569,5.4508521761091435]
[null,{"$f":"'Input - Inventory'!B99","v":91},{"$f":"'Input - Inventory'!C99","v":"MBF1x50 (P09)"},{"$f":"'Input - Inventory'!D99","v":"Lamp"},{"$f":"'Input - Inventory'!E99","v":"NonTraffic"},{"$f":"'Input - Inventory'!F99","v":"Minor < 130w"},{"$f":"'Input - Inventory'!G99","v":1},null,"Lamp - MBF1x50 (P09)",null,68.446228861050713,11869,812388.29035181087,null,10.250990220048898,0.33333333333333331,0,0,10.250990220048898,1.8504811250925242E-2,0,0,10.250990220048898,0.16666666666666666,10.250990220048898,4.590314436538903E-3,10.250990220048898,4.0032025620496396E-2,153.76485330073348,2.1598272138228944E-2,256.2747555012225,1.2221950623319483E-2,0,0,12301.188264058679,1.1123470522803115E-4,8713.341687041564,2.4953586329427266E-4,0,0,0,0,15.768453765886179,null,10.250990220048898,0.33333333333333331,39.54,1.8504811250925242E-2,10.73,0.16666666666666666,0,1.8504811250925242E-2,5.9370103102112166,null,73.649093730758707,0.18909999999999996,1.5133333333333332,73.649093730758707,1.4200000000000001E-2,0,73.649093730758707,0.01,0,21.076259351722854,null,10.250990220048898,0.18909999999999996,10.73,1.4200000000000001E-2,0,0.01,2.0908282506112466,null,29.73,0.28617133333333328,8.5078737399999991,null,{"$f":"IF($D102=\"Connection\",VLOOKUP(C102,'Input - General'!$F$62:$N$79,4,FALSE),0)","v":0},null,0.1801212933606588,53.380425418431493,9.6149512665100669,null,8.6527813038891108E-2,62.995376684941569,5.4508521761091435]
[null,{"$f":"'Input - Inventory'!B100","v":92},{"$f":"'Input - Inventory'!C100","v":"MBF1x500"},{"$f":"'Input - Inventory'!D100","v":"Lamp"},{"$f":"'Input - Inventory'!E100","v":"Traffic"},{"$f":"'Input - Inventory'!F100","v":"Major > 130w"},{"$f":"'Input - Inventory'!G100","v":"1"},null,"Lamp - MBF1x500",null,128.84900777195003,0,0,null,0,0,10.250990220048898,0.33333333333333331,0,0,10.250990220048898,4.9094211792429674E-3,10.250990220048898,0.16666666666666666,10.250990220048898,4.590314436538903E-3,10.250990220048898,4.0032025620496396E-2,153.76485330073348,2.1598272138228944E-2,256.2747555012225,1.2221950623319483E-2,0,0,12301.188264058679,1.1123470522803115E-4,8713.341687041564,2.4953586329427266E-4,0,0,0,0,15.629087555223613,null,102.50990220048899,0.33333333333333331,39.54,4.9094211792429674E-3,10.73,0.16666666666666666,0,4.9094211792429674E-3,36.1524192469236,null,73.649093730758707,0.14399999999999999,2.2699999999999996,73.649093730758707,1.4200000000000001E-2,0,73.649093730758707,0.01,0,24.074415758710398,null,102.50990220048899,0.14399999999999999,10.73,1.4200000000000001E-2,0,0.01,14.913791916870414,null,29.73,0.32687999999999989,9.7181423999999961,null,{"$f":"IF($D103=\"Connection\",VLOOKUP(C103,'Input - General'!$F$62:$N$79,4,FALSE),0)","v":0},null,0.1801212933606588,100.48785687772801,18.10000274785714,null,8.6527813038891108E-2,118.58785962558514,10.261148146364894]
[null,{"$f":"'Input - Inventory'!B101","v":93},{"$f":"'Input - Inventory'!C101","v":"MBF1x700"},{"$f":"'Input - Inventory'!D101","v":"Lamp"},{"$f":"'Input - Inventory'!E101","v":"Traffic"},{"$f":"'Input - Inventory'!F101","v":"Major > 130w"},{"$f":"'Input - Inventory'!G101","v":"1"},null,"Lamp - MBF1x700",null,87.463487399832118,2,174.92697479966424,null,0,0,10.250990220048898,0.33333333333333331,0,0,10.250990220048898,4.9094211792429674E-3,10.250990220048898,0.16666666666666666,10.250990220048898,4.590314436538903E-3,10.250990220048898,4.0032025620496396E-2,153.76485330073348,2.1598272138228944E-2,256.2747555012225,1.2221950623319483E-2,0,0,12301.188264058679,1.1123470522803115E-4,8713.341687041564,2.4953586329427266E-4,0,0,0,0,15.629087555223613,null,102.50990220048899,0.33333333333333331,39.54,4.9094211792429674E-3,10.73,0.16666666666666666,0,4.9094211792429674E-3,36.1524192469236,null,73.649093730758707,4.8276505126947922E-2,2.2699999999999996,73.649093730758707,1.4200000000000001E-2,0,73.649093730758707,0.01,0,8.0710323319698514,null,102.50990220048899,4.8276505126947922E-2,10.73,1.4200000000000001E-2,0,0.01,5.1011858191448365,null,29.73,0.10958766663817177,3.2580413291528467,null,{"$f":"IF($D104=\"Connection\",VLOOKUP(C104,'Input - General'!$F$62:$N$79,4,FALSE),0)","v":0},null,0.1801212933606588,68.211766282414743,12.28639156520352,null,8.6527813038891108E-2,80.498157847618259,6.9653295522138574]
[null,{"$f":"'Input - Inventory'!B102","v":94},{"$f":"'Input - Inventory'!C102","v":"MBF1x80"},{"$f":"'Input - Inventory'!D102","v":"Lamp"},{"$f":"'Input - Inventory'!E102","v":"NonTraffic"},{"$f":"'Input - Inventory'!F102","v":"Minor < 130w"},{"$f":"'Input - Inventory'!G102","v":"1"},null,"Lamp - MBF1x80",null,45.689408059776376,1665,76072.864419527672,null,10.250990220048898,0.33333333333333331,0,0,10.250990220048898,1.8504811250925242E-2,0,0,10.250990220048898,0.16666666666666666,10.250990220048898,4.590314436538903E-3,10.250990220048898,4.0032025620496396E-2,153.76485330073348,2.1598272138228944E-2,256.2747555012225,1.2221950623319483E-2,0,0,12301.188264058679,1.1123470522803115E-4,8713.341687041564,2.4953586329427266E-4,0,0,0,0,15.768453765886179,null,10.250990220048898,0.33333333333333331,39.54,1.8504811250925242E-2,10.73,0.16666666666666666,0,1.8504811250925242E-2,5.9370103102112166,null,73.649093730758707,8.2633333333333323E-2,1.5133333333333332,73.649093730758707,1.4200000000000001E-2,0,73.649093730758707,0.01,0,9.2099501027535631,null,10.250990220048898,8.2633333333333323E-2,10.73,1.4200000000000001E-2,0,0.01,0.99943949185004055,null,29.73,0.12505177777777776,3.717789353333333,null,{"$f":"IF($D105=\"Connection\",VLOOKUP(C105,'Input - General'!$F$62:$N$79,4,FALSE),0)","v":0},null,0.1801212933606588,35.632643024034337,6.4181977473477207,null,8.6527813038891108E-2,42.050840771382049,3.6385672883943254]
[null,{"$f":"'Input - Inventory'!B103","v":95},{"$f":"'Input - Inventory'!C103","v":"MBF1x80 (P09)"},{"$f":"'Input - Inventory'!D103","v":"Lamp"},{"$f":"'Input - Inventory'!E103","v":"NonTraffic"},{"$f":"'Input - Inventory'!F103","v":"Minor < 130w"},{"$f":"'Input - Inventory'!G103","v":1},null,"Lamp - MBF1x80 (P09)",null,45.689408059776376,77027.5,3519340.879324425,null,10.250990220048898,0.33333333333333331,0,0,10.250990220048898,1.8504811250925242E-2,0,0,10.250990220048898,0.16666666666666666,10.250990220048898,4.590314436538903E-3,10.250990220048898,4.0032025620496396E-2,153.76485330073348,2.1598272138228944E-2,256.2747555012225,1.2221950623319483E-2,0,0,12301.188264058679,1.1123470522803115E-4,8713.341687041564,2.4953586329427266E-4,0,0,0,0,15.768453765886179,null,10.250990220048898,0.33333333333333331,39.54,1.8504811250925242E-2,10.73,0.16666666666666666,0,1.8504811250925242E-2,5.9370103102112166,null,73.649093730758707,8.2633333333333323E-2,1.5133333333333332,73.649093730758707,1.4200000000000001E-2,0,73.649093730758707,0.01,0,9.2099501027535631,null,10.250990220048898,8.2633333333333323E-2,10.73,1.4200000000000001E-2,0,0.01,0.99943949185004055,null,29.73,0.12505177777777776,3.717789353333333,null,{"$f":"IF($D106=\"Connection\",VLOOKUP(C106,'Input - General'!$F$62:$N$79,4,FALSE),0)","v":0},null,0.1801212933606588,35.632643024034337,6.4181977473477207,null,8.6527813038891108E-2,42.050840771382049,3.6385672883943254]
[null,{"$f":"'Input - Inventory'!B104","v":96},{"$f":"'Input - Inventory'!C104","v":"MBF1x800"},{"$f":"'Input - Inventory'!D104","v":"Lamp"},{"$f":"'Input - Inventory'!E104","v":"Traffic"},{"$f":"'Input - Inventory'!F104","v":"Major > 130w"},{"$f":"'Input - Inventory'!G104","v":"1"},null,"Lamp - MBF1x800",null,128.84900777195003,0,0,null,0,0,10.250990220048898,0.33333333333333331,0,0,10.250990220048898,4.9094211792429674E-3,10.250990220048898,0.16666666666666666,10.250990220048898,4.590314436538903E-3,10.250990220048898,4.0032025620496396E-2,153.76485330073348,2.1598272138228944E-2,256.2747555012225,1.2221950623319483E-2,0,0,12301.188264058679,1.1123470522803115E-4,8713.341687041564,2.4953586329427266E-4,0,0,0,0,15.629087555223613,null,102.50990220048899,0.33333333333333331,39.54,4.9094211792429674E-3,10.73,0.16666666666666666,0,4.9094211792429674E-3,36.1524192469236,null,73.649093730758707,0.14399999999999999,2.2699999999999996,73.649093730758707,1.4200000000000001E-2,0,73.649093730758707,0.01,0,24.074415758710398,null,102.50990220048899,0.14399999999999999,10.73,1.4200000000000001E-2,0,0.01,14.913791916870414,null,29.73,0.32687999999999989,9.7181423999999961,null,{"$f":"IF($D107=\"Connection\",VLOOKUP(C107,'Input - General'!$F$62:$N$79,4,FALSE),0)","v":0},null,0.1801212933606588,100.48785687772801,18.10000274785714,null,8.6527813038891108E-2,118.58785962558514,10.261148146364894]
[null,{"$f":"'Input - Inventory'!B105","v":97},{"$f":"'Input - Inventory'!C105","v":"MBF2x125"},{"$f":"'Input - Inventory'!D105","v":"Lamp"},{"$f":"'Input - Inventory'!E105","v":"Traffic"},{"$f":"'Input - Inventory'!F105","v":"Major > 130w"},{"$f":"'Input - Inventory'!G105","v":"2"},null,"Lamp - MBF2x125",null,110.9895837493698,0,0,null,0,0,10.250990220048898,0.33333333333333331,0,0,10.250990220048898,4.9094211792429674E-3,10.250990220048898,0.16666666666666666,10.250990220048898,4.590314436538903E-3,10.250990220048898,4.0032025620496396E-2,153.76485330073348,2.1598272138228944E-2,256.2747555012225,1.2221950623319483E-2,0,0,12301.188264058679,1.1123470522803115E-4,8713.341687041564,2.4953586329427266E-4,0,0,0,0,15.629087555223613,null,20.501980440097796,0.33333333333333331,39.54,4.9094211792429674E-3,10.73,0.16666666666666666,0,4.9094211792429674E-3,8.8164453267931986,null,73.649093730758707,0.25298551000000002,2.2699999999999996,73.649093730758707,1.4200000000000001E-2,0,73.649093730758707,0.01,0,42.294988532426316,null,10.250990220048898,0.25298551000000002,10.73,1.4200000000000001E-2,0,0.01,2.745717988824083,null,29.73,0.57427710769999996,17.073258411921,null,{"$f":"IF($D108=\"Connection\",VLOOKUP(C108,'Input - General'!$F$62:$N$79,4,FALSE),0)","v":0},null,0.1801212933606588,86.559497815188223,15.591208699120822,null,8.6527813038891108E-2,102.15070651430904,8.8388772350607674]
[null,{"$f":"'Input - Inventory'!B106","v":98},{"$f":"'Input - Inventory'!C106","v":"MBF2x125 (P09)"},{"$f":"'Input - Inventory'!D106","v":"Lamp"},{"$f":"'Input - Inventory'!E106","v":"Traffic"},{"$f":"'Input - Inventory'!F106","v":"Major > 130w"},{"$f":"'Input - Inventory'!G106","v":2},null,"Lamp - MBF2x125 (P09)",null,110.9895837493698,1,110.9895837493698,null,0,0,10.250990220048898,0.33333333333333331,0,0,10.250990220048898,4.9094211792429674E-3,10.250990220048898,0.16666666666666666,10.250990220048898,4.590314436538903E-3,10.250990220048898,4.0032025620496396E-2,153.76485330073348,2.1598272138228944E-2,256.2747555012225,1.2221950623319483E-2,0,0,12301.188264058679,1.1123470522803115E-4,8713.341687041564,2.4953586329427266E-4,0,0,0,0,15.629087555223613,null,20.501980440097796,0.33333333333333331,39.54,4.9094211792429674E-3,10.73,0.16666666666666666,0,4.9094211792429674E-3,8.8164453267931986,null,73.649093730758707,0.25298551000000002,2.2699999999999996,73.649093730758707,1.4200000000000001E-2,0,73.649093730758707,0.01,0,42.294988532426316,null,10.250990220048898,0.25298551000000002,10.73,1.4200000000000001E-2,0,0.01,2.745717988824083,null,29.73,0.57427710769999996,17.073258411921,null,{"$f":"IF($D109=\"Connection\",VLOOKUP(C109,'Input - General'!$F$62:$N$79,4,FALSE),0)","v":0},null,0.1801212933606588,86.559497815188223,15.591208699120822,null,8.6527813038891108E-2,102.15070651430904,8.8388772350607674]
[null,{"$f":"'Input - Inventory'!B107","v":99},{"$f":"'Input - Inventory'!C107","v":"MBF2x160"},{"$f":"'Input - Inventory'!D107","v":"Lamp"},{"$f":"'Input - Inventory'!E107","v":"Traffic"},{"$f":"'Input - Inventory'!F107","v":"Major > 130w"},{"$f":"'Input - Inventory'!G107","v":"2"},null,"Lamp - MBF2x160",null,31.540277230502767,0,0,null,0,0,10.250990220048898,0.33333333333333331,0,0,10.250990220048898,4.9094211792429674E-3,10.250990220048898,0.16666666666666666,10.250990220048898,4.590314436538903E-3,10.250990220048898,4.0032025620496396E-2,153.76485330073348,2.1598272138228944E-2,256.2747555012225,1.2221950623319483E-2,0,0,12301.188264058679,1.1123470522803115E-4,8713.341687041564,2.4953586329427266E-4,0,0,0,0,15.629087555223613,null,20.501980440097796,0.33333333333333331,39.54,4.9094211792429674E-3,10.73,0.16666666666666666,0,4.9094211792429674E-3,8.8164453267931986,null,73.649093730758707,0,2.2699999999999996,73.649093730758707,1.4200000000000001E-2,0,73.649093730758707,0.01,0,0,null,10.250990220048898,0,10.73,1.4200000000000001E-2,0,0.01,0.152366,null,29.73,0,0,null,{"$f":"IF($D110=\"Connection\",VLOOKUP(C110,'Input - General'!$F$62:$N$79,4,FALSE),0)","v":0},null,0.1801212933606588,24.597898882016814,4.4306053605835718,null,8.6527813038891108E-2,29.028504242600384,2.5117729879023836]
[null,{"$f":"'Input - Inventory'!B108","v":100},{"$f":"'Input - Inventory'!C108","v":"MBF2x175"},{"$f":"'Input - Inventory'!D108","v":"Lamp"},{"$f":"'Input - Inventory'!E108","v":"Traffic"},{"$f":"'Input - Inventory'!F108","v":"Major > 130w"},{"$f":"'Input - Inventory'!G108","v":"2"},null,"Lamp - MBF2x175",null,31.540277230502767,0,0,null,0,0,10.250990220048898,0.33333333333333331,0,0,10.250990220048898,4.9094211792429674E-3,10.250990220048898,0.16666666666666666,10.250990220048898,4.590314436538903E-3,10.250990220048898,4.0032025620496396E-2,153.76485330073348,2.1598272138228944E-2,256.2747555012225,1.2221950623319483E-2,0,0,12301.188264058679,1.1123470522803115E-4,8713.341687041564,2.4953586329427266E-4,0,0,0,0,15.629087555223613,null,20.501980440097796,0.33333333333333331,39.54,4.9094211792429674E-3,10.73,0.16666666666666666,0,4.9094211792429674E-3,8.8164453267931986,null,73.649093730758707,0,2.2699999999999996,73.649093730758707,1.4200000000000001E-2,0,73.649093730758707,0.01,0,0,null,10.250990220048898,0,10.73,1.4200000000000001E-2,0,0.01,0.152366,null,29.73,0,0,null,{"$f":"IF($D111=\"Connection\",VLOOKUP(C111,'Input - General'!$F$62:$N$79,4,FALSE),0)","v":0},null,0.1801212933606588,24.597898882016814,4.4306053605835718,null,8.6527813038891108E-2,29.028504242600384,2.5117729879023836]
[null,{"$f":"'Input - Inventory'!B109","v":101},{"$f":"'Input - Inventory'!C109","v":"MBF2x400"},{"$f":"'Input - Inventory'!D109","v":"Lamp"},{"$f":"'Input - Inventory'!E109","v":"Traffic"},{"$f":"'Input - Inventory'!F109","v":"Major > 130w"},{"$f":"'Input - Inventory'!G109","v":"2"},null,"Lamp - MBF2x400",null,101.43025432263708,0,0,null,0,0,10.250990220048898,0.33333333333333331,0,0,10.250990220048898,4.9094211792429674E-3,10.250990220048898,0.16666666666666666,10.250990220048898,4.590314436538903E-3,10.250990220048898,4.0032025620496396E-2,153.76485330073348,2.1598272138228944E-2,256.2747555012225,1.2221950623319483E-2,0,0,12301.188264058679,1.1123470522803115E-4,8713.341687041564,2.4953586329427266E-4,0,0,0,0,15.629087555223613,null,20.501980440097796,0.33333333333333331,39.54,4.9094211792429674E-3,10.73,0.16666666666666666,0,4.9094211792429674E-3,8.8164453267931986,null,73.649093730758707,0.22254632888888881,2.2699999999999996,73.649093730758707,1.4200000000000001E-2,0,73.649093730758707,0.01,0,37.206061439207033,null,10.250990220048898,0.22254632888888881,10.73,1.4200000000000001E-2,0,0.01,2.4336862409477851,null,29.73,0.50518016657777753,15.019006352357327,null,{"$f":"IF($D112=\"Connection\",VLOOKUP(C112,'Input - General'!$F$62:$N$79,4,FALSE),0)","v":0},null,0.1801212933606588,79.104286914528956,14.248366469417594,null,8.6527813038891108E-2,93.352653383946546,8.0776009386905319]
[null,{"$f":"'Input - Inventory'!B110","v":102},{"$f":"'Input - Inventory'!C110","v":"MBF2x80"},{"$f":"'Input - Inventory'!D110","v":"Lamp"},{"$f":"'Input - Inventory'!E110","v":"NonTraffic"},{"$f":"'Input - Inventory'!F110","v":"Minor < 130w"},{"$f":"'Input - Inventory'!G110","v":"2"},null,"Lamp - MBF2x80",null,66.273826705020809,0,0,null,10.250990220048898,0.33333333333333331,0,0,10.250990220048898,1.8504811250925242E-2,0,0,10.250990220048898,0.16666666666666666,10.250990220048898,4.590314436538903E-3,10.250990220048898,4.0032025620496396E-2,153.76485330073348,2.1598272138228944E-2,256.2747555012225,1.2221950623319483E-2,0,0,12301.188264058679,1.1123470522803115E-4,8713.341687041564,2.4953586329427266E-4,0,0,0,0,15.768453765886179,null,20.501980440097796,0.33333333333333331,39.54,1.8504811250925242E-2,10.73,0.16666666666666666,0,1.8504811250925242E-2,9.3540070502275157,null,73.649093730758707,0.15843839888888889,1.5133333333333332,73.649093730758707,1.4200000000000001E-2,0,73.649093730758707,0.01,0,17.658851328682925,null,10.250990220048898,0.15843839888888889,10.73,1.4200000000000001E-2,0,0.01,1.7765164774902062,null,29.73,0.2397701103185185,7.128365379769555,null,{"$f":"IF($D113=\"Connection\",VLOOKUP(C113,'Input - General'!$F$62:$N$79,4,FALSE),0)","v":0},null,0.1801212933606588,51.686194002056382,9.3097841125403207,null,8.6527813038891108E-2,60.995978114596696,5.2778485904241164]
[null,{"$f":"'Input - Inventory'!B111","v":103},{"$f":"'Input - Inventory'!C111","v":"MBF3x160"},{"$f":"'Input - Inventory'!D111","v":"Lamp"},{"$f":"'Input - Inventory'!E111","v":"Traffic"},{"$f":"'Input - Inventory'!F111","v":"Major > 130w"},{"$f":"'Input - Inventory'!G111","v":"3"},null,"Lamp - MBF3x160",null,35.921668705960442,0,0,null,0,0,10.250990220048898,0.33333333333333331,0,0,10.250990220048898,4.9094211792429674E-3,10.250990220048898,0.16666666666666666,10.250990220048898,4.590314436538903E-3,10.250990220048898,4.0032025620496396E-2,153.76485330073348,2.1598272138228944E-2,256.2747555012225,1.2221950623319483E-2,0,0,12301.188264058679,1.1123470522803115E-4,8713.341687041564,2.4953586329427266E-4,0,0,0,0,15.629087555223613,null,30.752970660146694,0.33333333333333331,39.54,4.9094211792429674E-3,10.73,0.16666666666666666,0,4.9094211792429674E-3,12.233442066809499,null,73.649093730758707,0,2.2699999999999996,73.649093730758707,1.4200000000000001E-2,0,73.649093730758707,0.01,0,0,null,10.250990220048898,0,10.73,1.4200000000000001E-2,0,0.01,0.152366,null,29.73,0,0,null,{"$f":"IF($D114=\"Connection\",VLOOKUP(C114,'Input - General'!$F$62:$N$79,4,FALSE),0)","v":0},null,0.1801212933606588,28.014895622033112,5.0460792328044617,null,8.6527813038891108E-2,33.060974854837575,2.8606938511228659]
[null,{"$f":"'Input - Inventory'!B112","v":104},{"$f":"'Input - Inventory'!C112","v":"MBF3x250"},{"$f":"'Input - Inventory'!D112","v":"Lamp"},{"$f":"'Input - Inventory'!E112","v":"Traffic"},{"$f":"'Input - Inventory'!F112","v":"Major > 130w"},{"$f":"'Input - Inventory'!G112","v":"3"},null,"Lamp - MBF3x250",null,134.68726717421146,0,0,null,0,0,10.250990220048898,0.33333333333333331,0,0,10.250990220048898,4.9094211792429674E-3,10.250990220048898,0.16666666666666666,10.250990220048898,4.590314436538903E-3,10.250990220048898,4.0032025620496396E-2,153.76485330073348,2.1598272138228944E-2,256.2747555012225,1.2221950623319483E-2,0,0,12301.188264058679,1.1123470522803115E-4,8713.341687041564,2.4953586329427266E-4,0,0,0,0,15.629087555223613,null,30.752970660146694,0.33333333333333331,39.54,4.9094211792429674E-3,10.73,0.16666666666666666,0,4.9094211792429674E-3,12.233442066809499,null,73.649093730758707,0.3144931830589629,2.2699999999999996,73.649093730758707,1.4200000000000001E-2,0,73.649093730758707,0.01,0,52.578053071122859,null,10.250990220048898,0.3144931830589629,10.73,1.4200000000000001E-2,0,0.01,3.3762325438094765,null,29.73,0.71389952554384561,21.224232894418531,null,{"$f":"IF($D115=\"Connection\",VLOOKUP(C115,'Input - General'!$F$62:$N$79,4,FALSE),0)","v":0},null,0.1801212933606588,105.04104813138397,18.920129445384092,null,8.6527813038891108E-2,123.96117757676808,10.726089597443369]
[null,{"$f":"'Input - Inventory'!B113","v":105},{"$f":"'Input - Inventory'!C113","v":"MBF3x400"},{"$f":"'Input - Inventory'!D113","v":"Lamp"},{"$f":"'Input - Inventory'!E113","v":"Traffic"},{"$f":"'Input - Inventory'!F113","v":"Major > 130w"},{"$f":"'Input - Inventory'!G113","v":"3"},null,"Lamp - MBF3x400",null,139.82201989140808,0,0,null,0,0,10.250990220048898,0.33333333333333331,0,0,10.250990220048898,4.9094211792429674E-3,10.250990220048898,0.16666666666666666,10.250990220048898,4.590314436538903E-3,10.250990220048898,4.0032025620496396E-2,153.76485330073348,2.1598272138228944E-2,256.2747555012225,1.2221950623319483E-2,0,0,12301.188264058679,1.1123470522803115E-4,8713.341687041564,2.4953586329427266E-4,0,0,0,0,15.629087555223613,null,30.752970660146694,0.33333333333333331,39.54,4.9094211792429674E-3,10.73,0.16666666666666666,0,4.9094211792429674E-3,12.233442066809499,null,73.649093730758707,0.33084345837037032,2.2699999999999996,73.649093730758707,1.4200000000000001E-2,0,73.649093730758707,0.01,0,55.311548387902029,null,10.250990220048898,0.33084345837037032,10.73,1.4200000000000001E-2,0,0.01,3.5438390561218212,null,29.73,0.75101465050074045,22.327665559387015,null,{"$f":"IF($D116=\"Connection\",VLOOKUP(C116,'Input - General'!$F$62:$N$79,4,FALSE),0)","v":0},null,0.1801212933606588,109.04558262544398,19.641431377761553,null,8.6527813038891108E-2,128.68701400320555,11.135005888202532]
[null,{"$f":"'Input - Inventory'!B114","v":106},{"$f":"'Input - Inventory'!C114","v":"MBF3x80"},{"$f":"'Input - Inventory'!D114","v":"Lamp"},{"$f":"'Input - Inventory'!E114","v":"NonTraffic"},{"$f":"'Input - Inventory'!F114","v":"Minor < 130w"},{"$f":"'Input - Inventory'!G114","v":"3"},null,"Lamp - MBF3x80",null,85.519335205135206,0,0,null,10.250990220048898,0.33333333333333331,0,0,10.250990220048898,1.8504811250925242E-2,0,0,10.250990220048898,0.16666666666666666,10.250990220048898,4.590314436538903E-3,10.250990220048898,4.0032025620496396E-2,153.76485330073348,2.1598272138228944E-2,256.2747555012225,1.2221950623319483E-2,0,0,12301.188264058679,1.1123470522803115E-4,8713.341687041564,2.4953586329427266E-4,0,0,0,0,15.768453765886179,null,30.752970660146694,0.33333333333333331,39.54,1.8504811250925242E-2,10.73,0.16666666666666666,0,1.8504811250925242E-2,12.771003790243816,null,73.649093730758707,0.22797943919403707,1.5133333333333332,73.649093730758707,1.4200000000000001E-2,0,73.649093730758707,0.01,0,25.409591683309657,null,10.250990220048898,0.22797943919403707,10.73,1.4200000000000001E-2,0,0.01,2.4893810015503064,null,29.73,0.34500888464697604,10.257114140554599,null,{"$f":"IF($D117=\"Connection\",VLOOKUP(C117,'Input - General'!$F$62:$N$79,4,FALSE),0)","v":0},null,0.1801212933606588,66.695544381544551,12.013287715397025,null,8.6527813038891108E-2,78.708832096941578,6.8105031081936325]
[null,{"$f":"'Input - Inventory'!B115","v":107},{"$f":"'Input - Inventory'!C115","v":"MBF4x1000"},{"$f":"'Input - Inventory'!D115","v":"Lamp"},{"$f":"'Input - Inventory'!E115","v":"Traffic"},{"$f":"'Input - Inventory'!F115","v":"Major > 130w"},{"$f":"'Input - Inventory'!G115","v":"4"},null,"Lamp - MBF4x1000",null,320.64907896130541,0,0,null,0,0,10.250990220048898,0.33333333333333331,0,0,10.250990220048898,4.9094211792429674E-3,10.250990220048898,0.16666666666666666,10.250990220048898,4.590314436538903E-3,10.250990220048898,4.0032025620496396E-2,153.76485330073348,2.1598272138228944E-2,256.2747555012225,1.2221950623319483E-2,0,0,12301.188264058679,1.1123470522803115E-4,8713.341687041564,2.4953586329427266E-4,0,0,0,0,15.629087555223613,null,410.03960880195598,0.33333333333333331,39.54,4.9094211792429674E-3,10.73,0.16666666666666666,0,4.9094211792429674E-3,138.66232144741258,null,73.649093730758707,0.28360703999999992,2.2699999999999996,73.649093730758707,1.4200000000000001E-2,0,73.649093730758707,0.01,0,47.41440134067507,null,102.50990220048899,0.28360703999999992,10.73,1.4200000000000001E-2,0,0.01,29.224895933770163,null,29.73,0.64378798079999966,19.13981666918399,null,{"$f":"IF($D118=\"Connection\",VLOOKUP(C118,'Input - General'!$F$62:$N$79,4,FALSE),0)","v":0},null,0.1801212933606588,250.07052294626541,45.043026024457632,null,8.6527813038891108E-2,295.11354897072306,25.535529990582361]
[null,{"$f":"'Input - Inventory'!B116","v":108},{"$f":"'Input - Inventory'!C116","v":"MBF4x80"},{"$f":"'Input - Inventory'!D116","v":"Lamp"},{"$f":"'Input - Inventory'!E116","v":"NonTraffic"},{"$f":"'Input - Inventory'!F116","v":"Minor < 130w"},{"$f":"'Input - Inventory'!G116","v":"4"},null,"Lamp - MBF4x80",null,103.53657216844547,0,0,null,10.250990220048898,0.33333333333333331,0,0,10.250990220048898,1.8504811250925242E-2,0,0,10.250990220048898,0.16666666666666666,10.250990220048898,4.590314436538903E-3,10.250990220048898,4.0032025620496396E-2,153.76485330073348,2.1598272138228944E-2,256.2747555012225,1.2221950623319483E-2,0,0,12301.188264058679,1.1123470522803115E-4,8713.341687041564,2.4953586329427266E-4,0,0,0,0,15.768453765886179,null,41.003960880195592,0.33333333333333331,39.54,1.8504811250925242E-2,10.73,0.16666666666666666,0,1.8504811250925242E-2,16.188000530260112,null,73.649093730758707,0.2917740715353031,1.5133333333333332,73.649093730758707,1.4200000000000001E-2,0,73.649093730758707,0.01,0,32.519862526632394,null,10.250990220048898,0.2917740715353031,10.73,1.4200000000000001E-2,0,0.01,3.1433391537722395,null,29.73,0.44155142825675864,13.127323962073435,null,{"$f":"IF($D119=\"Connection\",VLOOKUP(C119,'Input - General'!$F$62:$N$79,4,FALSE),0)","v":0},null,0.1801212933606588,80.746979938624364,14.54425046151219,null,8.6527813038891108E-2,95.291230400136556,8.2453417683089132]
[null,{"$f":"'Input - Inventory'!B117","v":109},{"$f":"'Input - Inventory'!C117","v":"MBF6x125"},{"$f":"'Input - Inventory'!D117","v":"Lamp"},{"$f":"'Input - Inventory'!E117","v":"Traffic"},{"$f":"'Input - Inventory'!F117","v":"Major > 130w"},{"$f":"'Input - Inventory'!G117","v":"6"},null,"Lamp - MBF6x125",null,232.20008086256769,0,0,null,0,0,10.250990220048898,0.33333333333333331,0,0,10.250990220048898,4.9094211792429674E-3,10.250990220048898,0.16666666666666666,10.250990220048898,4.590314436538903E-3,10.250990220048898,4.0032025620496396E-2,153.76485330073348,2.1598272138228944E-2,256.2747555012225,1.2221950623319483E-2,0,0,12301.188264058679,1.1123470522803115E-4,8713.341687041564,2.4953586329427266E-4,0,0,0,0,15.629087555223613,null,61.505941320293388,0.33333333333333331,39.54,4.9094211792429674E-3,10.73,0.16666666666666666,0,4.9094211792429674E-3,22.484432286858397,null,73.649093730758707,0.58314301987824635,2.2699999999999996,73.649093730758707,1.4200000000000001E-2,0,73.649093730758707,0.01,0,97.491857689852964,null,10.250990220048898,0.58314301987824635,10.73,1.4200000000000001E-2,0,0.01,6.1301593936616836,null,29.73,1.3237346551236189,39.35463129682519,null,{"$f":"IF($D120=\"Connection\",VLOOKUP(C120,'Input - General'!$F$62:$N$79,4,FALSE),0)","v":0},null,0.1801212933606588,181.09016822242182,32.618195315121895,null,8.6527813038891108E-2,213.70836353754373,18.491717325023959]
[null,{"$f":"'Input - Inventory'!B118","v":110},{"$f":"'Input - Inventory'!C118","v":"MBF6x160"},{"$f":"'Input - Inventory'!D118","v":"Lamp"},{"$f":"'Input - Inventory'!E118","v":"Traffic"},{"$f":"'Input - Inventory'!F118","v":"Major > 130w"},{"$f":"'Input - Inventory'!G118","v":"6"},null,"Lamp - MBF6x160",null,49.065843132333463,0,0,null,0,0,10.250990220048898,0.33333333333333331,0,0,10.250990220048898,4.9094211792429674E-3,10.250990220048898,0.16666666666666666,10.250990220048898,4.590314436538903E-3,10.250990220048898,4.0032025620496396E-2,153.76485330073348,2.1598272138228944E-2,256.2747555012225,1.2221950623319483E-2,0,0,12301.188264058679,1.1123470522803115E-4,8713.341687041564,2.4953586329427266E-4,0,0,0,0,15.629087555223613,null,61.505941320293388,0.33333333333333331,39.54,4.9094211792429674E-3,10.73,0.16666666666666666,0,4.9094211792429674E-3,22.484432286858397,null,73.649093730758707,0,2.2699999999999996,73.649093730758707,1.4200000000000001E-2,0,73.649093730758707,0.01,0,0,null,10.250990220048898,0,10.73,1.4200000000000001E-2,0,0.01,0.152366,null,29.73,0,0,null,{"$f":"IF($D121=\"Connection\",VLOOKUP(C121,'Input - General'!$F$62:$N$79,4,FALSE),0)","v":0},null,0.1801212933606588,38.265885842082014,6.892500849467134,null,8.6527813038891108E-2,45.158386691549147,3.9074564407843129]
[null,{"$f":"'Input - Inventory'!B119","v":111},{"$f":"'Input - Inventory'!C119","v":"MBF9x160"},{"$f":"'Input - Inventory'!D119","v":"Lamp"},{"$f":"'Input - Inventory'!E119","v":"Traffic"},{"$f":"'Input - Inventory'!F119","v":"Major > 130w"},{"$f":"'Input - Inventory'!G119","v":"9"},null,"Lamp - MBF9x160",null,62.210017558706468,0,0,null,0,0,10.250990220048898,0.33333333333333331,0,0,10.250990220048898,4.9094211792429674E-3,10.250990220048898,0.16666666666666666,10.250990220048898,4.590314436538903E-3,10.250990220048898,4.0032025620496396E-2,153.76485330073348,2.1598272138228944E-2,256.2747555012225,1.2221950623319483E-2,0,0,12301.188264058679,1.1123470522803115E-4,8713.341687041564,2.4953586329427266E-4,0,0,0,0,15.629087555223613,null,92.258911980440075,0.33333333333333331,39.54,4.9094211792429674E-3,10.73,0.16666666666666666,0,4.9094211792429674E-3,32.735422506907291,null,73.649093730758707,0,2.2699999999999996,73.649093730758707,1.4200000000000001E-2,0,73.649093730758707,0.01,0,0,null,10.250990220048898,0,10.73,1.4200000000000001E-2,0,0.01,0.152366,null,29.73,0,0,null,{"$f":"IF($D122=\"Connection\",VLOOKUP(C122,'Input - General'!$F$62:$N$79,4,FALSE),0)","v":0},null,0.1801212933606588,48.516876062130905,8.7389224661298055,null,8.6527813038891108E-2,57.255798528260712,4.9542190304457598]
[null,{"$f":"'Input - Inventory'!B120","v":112},{"$f":"'Input - Inventory'!C120","v":"MBI1x100"},{"$f":"'Input - Inventory'!D120","v":"Lamp"},{"$f":"'Input - Inventory'!E120","v":"Traffic"},{"$f":"'Input - Inventory'!F120","v":"Minor < 130w"},{"$f":"'Input - Inventory'!G120","v":"1"},null,"Lamp - MBI1x100",null,91.243283481291783,1,91.243283481291783,null,10.250990220048898,0.33333333333333331,0,0,10.250990220048898,1.8504811250925242E-2,0,0,10.250990220048898,0.16666666666666666,10.250990220048898,4.590314436538903E-3,10.250990220048898,4.0032025620496396E-2,153.76485330073348,2.1598272138228944E-2,256.2747555012225,1.2221950623319483E-2,0,0,12301.188264058679,1.1123470522803115E-4,8713.341687041564,2.4953586329427266E-4,0,0,0,0,15.768453765886179,null,30.752970660146698,0.33333333333333331,39.54,1.8504811250925242E-2,10.73,0.16666666666666666,0,0,12.771003790243816,null,73.649093730758707,0.16,2.2699999999999996,73.649093730758707,1.4200000000000001E-2,0,73.649093730758707,0.01,0,26.749350843011559,null,30.752970660146698,0.16,10.73,1.4200000000000001E-2,0,0.01,5.0728413056234718,null,29.73,0.36319999999999991,10.797935999999998,null,{"$f":"IF($D123=\"Connection\",VLOOKUP(C123,'Input - General'!$F$62:$N$79,4,FALSE),0)","v":0},null,0.1801212933606588,71.159585704765021,12.817356612150922,null,8.6527813038891108E-2,83.976942316915938,7.2663411643758451]
[null,{"$f":"'Input - Inventory'!B121","v":113},{"$f":"'Input - Inventory'!C121","v":"MBI1x100 (P09)"},{"$f":"'Input - Inventory'!D121","v":"Lamp"},{"$f":"'Input - Inventory'!E121","v":"Traffic"},{"$f":"'Input - Inventory'!F121","v":"Minor < 130w"},{"$f":"'Input - Inventory'!G121","v":1},null,"Lamp - MBI1x100 (P09)",null,91.243283481291783,34,3102.2716383639208,null,10.250990220048898,0.33333333333333331,0,0,10.250990220048898,1.8504811250925242E-2,0,0,10.250990220048898,0.16666666666666666,10.250990220048898,4.590314436538903E-3,10.250990220048898,4.0032025620496396E-2,153.76485330073348,2.1598272138228944E-2,256.2747555012225,1.2221950623319483E-2,0,0,12301.188264058679,1.1123470522803115E-4,8713.341687041564,2.4953586329427266E-4,0,0,0,0,15.768453765886179,null,30.752970660146698,0.33333333333333331,39.54,1.8504811250925242E-2,10.73,0.16666666666666666,0,0,12.771003790243816,null,73.649093730758707,0.16,2.2699999999999996,73.649093730758707,1.4200000000000001E-2,0,73.649093730758707,0.01,0,26.749350843011559,null,30.752970660146698,0.16,10.73,1.4200000000000001E-2,0,0.01,5.0728413056234718,null,29.73,0.36319999999999991,10.797935999999998,null,{"$f":"IF($D124=\"Connection\",VLOOKUP(C124,'Input - General'!$F$62:$N$79,4,FALSE),0)","v":0},null,0.1801212933606588,71.159585704765021,12.817356612150922,null,8.6527813038891108E-2,83.976942316915938,7.2663411643758451]
[null,{"$f":"'Input - Inventory'!B122","v":114},{"$f":"'Input - Inventory'!C122","v":"MBI1x1000"},{"$f":"'Input - Inventory'!D122","v":"Lamp"},{"$f":"'Input - Inventory'!E122","v":"Traffic"},{"$f":"'Input - Inventory'!F122","v":"Major > 130w"},{"$f":"'Input - Inventory'!G122","v":"1"},null,"Lamp - MBI1x1000",null,135.76651874281518,1,135.76651874281518,null,0,0,10.250990220048898,0.33333333333333331,0,0,10.250990220048898,4.9094211792429674E-3,10.250990220048898,0.16666666666666666,10.250990220048898,4.590314436538903E-3,10.250990220048898,4.0032025620496396E-2,153.76485330073348,2.1598272138228944E-2,256.2747555012225,1.2221950623319483E-2,0,0,12301.188264058679,1.1123470522803115E-4,8713.341687041564,2.4953586329427266E-4,0,0,0,0,15.629087555223613,null,102.50990220048899,0.33333333333333331,39.54,4.9094211792429674E-3,10.73,0.16666666666666666,0,4.9094211792429674E-3,36.1524192469236,null,73.649093730758707,0.16,2.2699999999999996,73.649093730758707,1.4200000000000001E-2,0,73.649093730758707,0.01,0,26.749350843011559,null,102.50990220048899,0.16,10.73,1.4200000000000001E-2,0,0.01,16.553950352078239,null,29.73,0.36319999999999991,10.797935999999998,null,{"$f":"IF($D125=\"Connection\",VLOOKUP(C125,'Input - General'!$F$62:$N$79,4,FALSE),0)","v":0},null,0.1801212933606588,105.88274399723701,19.071736793357861,null,8.6527813038891108E-2,124.95448079059487,10.812037952220303]
[null,{"$f":"'Input - Inventory'!B123","v":115},{"$f":"'Input - Inventory'!C123","v":"MBI1x1000 (P09)"},{"$f":"'Input - Inventory'!D123","v":"Lamp"},{"$f":"'Input - Inventory'!E123","v":"Traffic"},{"$f":"'Input - Inventory'!F123","v":"Major > 130w"},{"$f":"'Input - Inventory'!G123","v":1},null,"Lamp - MBI1x1000 (P09)",null,135.76651874281518,10,1357.6651874281517,null,0,0,10.250990220048898,0.33333333333333331,0,0,10.250990220048898,4.9094211792429674E-3,10.250990220048898,0.16666666666666666,10.250990220048898,4.590314436538903E-3,10.250990220048898,4.0032025620496396E-2,153.76485330073348,2.1598272138228944E-2,256.2747555012225,1.2221950623319483E-2,0,0,12301.188264058679,1.1123470522803115E-4,8713.341687041564,2.4953586329427266E-4,0,0,0,0,15.629087555223613,null,102.50990220048899,0.33333333333333331,39.54,4.9094211792429674E-3,10.73,0.16666666666666666,0,4.9094211792429674E-3,36.1524192469236,null,73.649093730758707,0.16,2.2699999999999996,73.649093730758707,1.4200000000000001E-2,0,73.649093730758707,0.01,0,26.749350843011559,null,102.50990220048899,0.16,10.73,1.4200000000000001E-2,0,0.01,16.553950352078239,null,29.73,0.36319999999999991,10.797935999999998,null,{"$f":"IF($D126=\"Connection\",VLOOKUP(C126,'Input - General'!$F$62:$N$79,4,FALSE),0)","v":0},null,0.1801212933606588,105.88274399723701,19.071736793357861,null,8.6527813038891108E-2,124.95448079059487,10.812037952220303]
[null,{"$f":"'Input - Inventory'!B124","v":116},{"$f":"'Input - Inventory'!C124","v":"MBI1x150"},{"$f":"'Input - Inventory'!D124","v":"Lamp"},{"$f":"'Input - Inventory'!E124","v":"Traffic"},{"$f":"'Input - Inventory'!F124","v":"Major > 130w"},{"$f":"'Input - Inventory'!G124","v":"1"},null,"Lamp - MBI1x150",null,135.76651874281518,5,678.83259371407587,null,0,0,10.250990220048898,0.33333333333333331,0,0,10.250990220048898,4.9094211792429674E-3,10.250990220048898,0.16666666666666666,10.250990220048898,4.590314436538903E-3,10.250990220048898,4.0032025620496396E-2,153.76485330073348,2.1598272138228944E-2,256.2747555012225,1.2221950623319483E-2,0,0,12301.188264058679,1.1123470522803115E-4,8713.341687041564,2.4953586329427266E-4,0,0,0,0,15.629087555223613,null,102.50990220048899,0.33333333333333331,39.54,4.9094211792429674E-3,10.73,0.16666666666666666,0,4.9094211792429674E-3,36.1524192469236,null,73.649093730758707,0.16000000000000003,2.2699999999999996,73.649093730758707,1.4200000000000001E-2,0,73.649093730758707,0.01,0,26.749350843011563,null,102.50990220048899,0.16000000000000003,10.73,1.4200000000000001E-2,0,0.01,16.553950352078243,null,29.73,0.36320000000000002,10.797936,null,{"$f":"IF($D127=\"Connection\",VLOOKUP(C127,'Input - General'!$F$62:$N$79,4,FALSE),0)","v":0},null,0.1801212933606588,105.88274399723701,19.071736793357861,null,8.6527813038891108E-2,124.95448079059487,10.812037952220303]
[null,{"$f":"'Input - Inventory'!B125","v":117},{"$f":"'Input - Inventory'!C125","v":"MBI1x150 (P09)"},{"$f":"'Input - Inventory'!D125","v":"Lamp"},{"$f":"'Input - Inventory'!E125","v":"Traffic"},{"$f":"'Input - Inventory'!F125","v":"Major > 130w"},{"$f":"'Input - Inventory'!G125","v":1},null,"Lamp - MBI1x150 (P09)",null,135.76651874281518,69,9367.8897932542477,null,0,0,10.250990220048898,0.33333333333333331,0,0,10.250990220048898,4.9094211792429674E-3,10.250990220048898,0.16666666666666666,10.250990220048898,4.590314436538903E-3,10.250990220048898,4.0032025620496396E-2,153.76485330073348,2.1598272138228944E-2,256.2747555012225,1.2221950623319483E-2,0,0,12301.188264058679,1.1123470522803115E-4,8713.341687041564,2.4953586329427266E-4,0,0,0,0,15.629087555223613,null,102.50990220048899,0.33333333333333331,39.54,4.9094211792429674E-3,10.73,0.16666666666666666,0,4.9094211792429674E-3,36.1524192469236,null,73.649093730758707,0.16000000000000003,2.2699999999999996,73.649093730758707,1.4200000000000001E-2,0,73.649093730758707,0.01,0,26.749350843011563,null,102.50990220048899,0.16000000000000003,10.73,1.4200000000000001E-2,0,0.01,16.553950352078243,null,29.73,0.36320000000000002,10.797936,null,{"$f":"IF($D128=\"Connection\",VLOOKUP(C128,'Input - General'!$F$62:$N$79,4,FALSE),0)","v":0},null,0.1801212933606588,105.88274399723701,19.071736793357861,null,8.6527813038891108E-2,124.95448079059487,10.812037952220303]
[null,{"$f":"'Input - Inventory'!B126","v":118},{"$f":"'Input - Inventory'!C126","v":"MBI1x1500"},{"$f":"'Input - Inventory'!D126","v":"Lamp"},{"$f":"'Input - Inventory'!E126","v":"Traffic"},{"$f":"'Input - Inventory'!F126","v":"Major > 130w"},{"$f":"'Input - Inventory'!G126","v":"1"},null,"Lamp - MBI1x1500",null,135.76651874281518,0,0,null,0,0,10.250990220048898,0.33333333333333331,0,0,10.250990220048898,4.9094211792429674E-3,10.250990220048898,0.16666666666666666,10.250990220048898,4.590314436538903E-3,10.250990220048898,4.0032025620496396E-2,153.76485330073348,2.1598272138228944E-2,256.2747555012225,1.2221950623319483E-2,0,0,12301.188264058679,1.1123470522803115E-4,8713.341687041564,2.4953586329427266E-4,0,0,0,0,15.629087555223613,null,102.50990220048899,0.33333333333333331,39.54,4.9094211792429674E-3,10.73,0.16666666666666666,0,4.9094211792429674E-3,36.1524192469236,null,73.649093730758707,0.16,2.2699999999999996,73.649093730758707,1.4200000000000001E-2,0,73.649093730758707,0.01,0,26.749350843011559,null,102.50990220048899,0.16,10.73,1.4200000000000001E-2,0,0.01,16.553950352078239,null,29.73,0.36319999999999991,10.797935999999998,null,{"$f":"IF($D129=\"Connection\",VLOOKUP(C129,'Input - General'!$F$62:$N$79,4,FALSE),0)","v":0},null,0.1801212933606588,105.88274399723701,19.071736793357861,null,8.6527813038891108E-2,124.95448079059487,10.812037952220303]
[null,{"$f":"'Input - Inventory'!B127","v":119},{"$f":"'Input - Inventory'!C127","v":"MBI1x250"},{"$f":"'Input - Inventory'!D127","v":"Lamp"},{"$f":"'Input - Inventory'!E127","v":"Traffic"},{"$f":"'Input - Inventory'!F127","v":"Major > 130w"},{"$f":"'Input - Inventory'!G127","v":"1"},null,"Lamp - MBI1x250",null,90.37530305707368,2,180.75060611414736,null,0,0,10.250990220048898,0.33333333333333331,0,0,10.250990220048898,4.9094211792429674E-3,10.250990220048898,0.16666666666666666,10.250990220048898,4.590314436538903E-3,10.250990220048898,4.0032025620496396E-2,153.76485330073348,2.1598272138228944E-2,256.2747555012225,1.2221950623319483E-2,0,0,12301.188264058679,1.1123470522803115E-4,8713.341687041564,2.4953586329427266E-4,0,0,0,0,15.629087555223613,null,30.752970660146698,0.33333333333333331,39.54,4.9094211792429674E-3,10.73,0.16666666666666666,0,4.9094211792429674E-3,12.233442066809499,null,73.649093730758707,0.16000000000000003,2.2699999999999996,73.649093730758707,1.4200000000000001E-2,0,73.649093730758707,0.01,0,26.749350843011563,null,30.752970660146698,0.16000000000000003,10.73,1.4200000000000001E-2,0,0.01,5.0728413056234727,null,29.73,0.36320000000000002,10.797936,null,{"$f":"IF($D130=\"Connection\",VLOOKUP(C130,'Input - General'!$F$62:$N$79,4,FALSE),0)","v":0},null,0.1801212933606588,70.482657770668141,12.695427477149433,null,8.6527813038891108E-2,83.178085247817577,7.1972178092561059]
[null,{"$f":"'Input - Inventory'!B128","v":120},{"$f":"'Input - Inventory'!C128","v":"MBI1x250 (P09)"},{"$f":"'Input - Inventory'!D128","v":"Lamp"},{"$f":"'Input - Inventory'!E128","v":"Traffic"},{"$f":"'Input - Inventory'!F128","v":"Major > 130w"},{"$f":"'Input - Inventory'!G128","v":1},null,"Lamp - MBI1x250 (P09)",null,90.37530305707368,61,5512.8934864814946,null,0,0,10.250990220048898,0.33333333333333331,0,0,10.250990220048898,4.9094211792429674E-3,10.250990220048898,0.16666666666666666,10.250990220048898,4.590314436538903E-3,10.250990220048898,4.0032025620496396E-2,153.76485330073348,2.1598272138228944E-2,256.2747555012225,1.2221950623319483E-2,0,0,12301.188264058679,1.1123470522803115E-4,8713.341687041564,2.4953586329427266E-4,0,0,0,0,15.629087555223613,null,30.752970660146698,0.33333333333333331,39.54,4.9094211792429674E-3,10.73,0.16666666666666666,0,4.9094211792429674E-3,12.233442066809499,null,73.649093730758707,0.16000000000000003,2.2699999999999996,73.649093730758707,1.4200000000000001E-2,0,73.649093730758707,0.01,0,26.749350843011563,null,30.752970660146698,0.16000000000000003,10.73,1.4200000000000001E-2,0,0.01,5.0728413056234727,null,29.73,0.36320000000000002,10.797936,null,{"$f":"IF($D131=\"Connection\",VLOOKUP(C131,'Input - General'!$F$62:$N$79,4,FALSE),0)","v":0},null,0.1801212933606588,70.482657770668141,12.695427477149433,null,8.6527813038891108E-2,83.178085247817577,7.1972178092561059]
[null,{"$f":"'Input - Inventory'!B129","v":121},{"$f":"'Input - Inventory'!C129","v":"MBI1x3745"},{"$f":"'Input - Inventory'!D129","v":"Lamp"},{"$f":"'Input - Inventory'!E129","v":"Traffic"},{"$f":"'Input - Inventory'!F129","v":"Major > 130w"},{"$f":"'Input - Inventory'!G129","v":"1"},null,"Lamp - MBI1x3745",null,70.921924906041625,0,0,null,0,0,10.250990220048898,0.33333333333333331,0,0,10.250990220048898,4.9094211792429674E-3,10.250990220048898,0.16666666666666666,10.250990220048898,4.590314436538903E-3,10.250990220048898,4.0032025620496396E-2,153.76485330073348,2.1598272138228944E-2,256.2747555012225,1.2221950623319483E-2,0,0,12301.188264058679,1.1123470522803115E-4,8713.341687041564,2.4953586329427266E-4,0,0,0,0,15.629087555223613,null,0,0.33333333333333331,39.54,4.9094211792429674E-3,10.73,0.16666666666666666,0,4.9094211792429674E-3,1.9824518467606003,null,73.649093730758707,0.16,2.2699999999999996,73.649093730758707,1.4200000000000001E-2,0,73.649093730758707,0.01,0,26.749350843011559,null,0,0.16,10.73,1.4200000000000001E-2,0,0.01,0.152366,null,29.73,0.36319999999999991,10.797935999999998,null,{"$f":"IF($D132=\"Connection\",VLOOKUP(C132,'Input - General'!$F$62:$N$79,4,FALSE),0)","v":0},null,0.1801212933606588,55.311192244995766,9.9627234844886789,null,8.6527813038891108E-2,65.273915729484457,5.6480091765571645]
[null,{"$f":"'Input - Inventory'!B130","v":122},{"$f":"'Input - Inventory'!C130","v":"MBI1x400"},{"$f":"'Input - Inventory'!D130","v":"Lamp"},{"$f":"'Input - Inventory'!E130","v":"Traffic"},{"$f":"'Input - Inventory'!F130","v":"Major > 130w"},{"$f":"'Input - Inventory'!G130","v":"1"},null,"Lamp - MBI1x400",null,76.76189446929537,13,997.90462810083977,null,0,0,10.250990220048898,0.33333333333333331,0,0,10.250990220048898,4.9094211792429674E-3,10.250990220048898,0.16666666666666666,10.250990220048898,4.590314436538903E-3,10.250990220048898,4.0032025620496396E-2,153.76485330073348,2.1598272138228944E-2,256.2747555012225,1.2221950623319483E-2,0,0,12301.188264058679,1.1123470522803115E-4,8713.341687041564,2.4953586329427266E-4,0,0,0,0,15.629087555223613,null,30.752970660146698,0.33333333333333331,39.54,4.9094211792429674E-3,10.73,0.16666666666666666,0,4.9094211792429674E-3,12.233442066809499,null,73.649093730758707,0.12,2.2699999999999996,73.649093730758707,1.4200000000000001E-2,0,73.649093730758707,0.01,0,20.06201313225867,null,30.752970660146698,0.12,10.73,1.4200000000000001E-2,0,0.01,3.8427224792176036,null,29.73,0.27239999999999992,8.0984519999999982,null,{"$f":"IF($D133=\"Connection\",VLOOKUP(C133,'Input - General'!$F$62:$N$79,4,FALSE),0)","v":0},null,0.1801212933606588,59.865717233509379,10.783090416063191,null,8.6527813038891108E-2,70.648807649572575,6.1130868197227954]
[null,{"$f":"'Input - Inventory'!B131","v":123},{"$f":"'Input - Inventory'!C131","v":"MBI1x400 (P09)"},{"$f":"'Input - Inventory'!D131","v":"Lamp"},{"$f":"'Input - Inventory'!E131","v":"Traffic"},{"$f":"'Input - Inventory'!F131","v":"Major > 130w"},{"$f":"'Input - Inventory'!G131","v":1},null,"Lamp - MBI1x400 (P09)",null,76.76189446929537,109,8367.0464971531947,null,0,0,10.250990220048898,0.33333333333333331,0,0,10.250990220048898,4.9094211792429674E-3,10.250990220048898,0.16666666666666666,10.250990220048898,4.590314436538903E-3,10.250990220048898,4.0032025620496396E-2,153.76485330073348,2.1598272138228944E-2,256.2747555012225,1.2221950623319483E-2,0,0,12301.188264058679,1.1123470522803115E-4,8713.341687041564,2.4953586329427266E-4,0,0,0,0,15.629087555223613,null,30.752970660146698,0.33333333333333331,39.54,4.9094211792429674E-3,10.73,0.16666666666666666,0,4.9094211792429674E-3,12.233442066809499,null,73.649093730758707,0.12,2.2699999999999996,73.649093730758707,1.4200000000000001E-2,0,73.649093730758707,0.01,0,20.06201313225867,null,30.752970660146698,0.12,10.73,1.4200000000000001E-2,0,0.01,3.8427224792176036,null,29.73,0.27239999999999992,8.0984519999999982,null,{"$f":"IF($D134=\"Connection\",VLOOKUP(C134,'Input - General'!$F$62:$N$79,4,FALSE),0)","v":0},null,0.1801212933606588,59.865717233509379,10.783090416063191,null,8.6527813038891108E-2,70.648807649572575,6.1130868197227954]
[null,{"$f":"'Input - Inventory'!B132","v":124},{"$f":"'Input - Inventory'!C132","v":"MBI1x500"},{"$f":"'Input - Inventory'!D132","v":"Lamp"},{"$f":"'Input - Inventory'!E132","v":"Traffic"},{"$f":"'Input - Inventory'!F132","v":"Major > 130w"},{"$f":"'Input - Inventory'!G132","v":"1"},null,"Lamp - MBI1x500",null,135.76651874281518,0,0,null,0,0,10.250990220048898,0.33333333333333331,0,0,10.250990220048898,4.9094211792429674E-3,10.250990220048898,0.16666666666666666,10.250990220048898,4.590314436538903E-3,10.250990220048898,4.0032025620496396E-2,153.76485330073348,2.1598272138228944E-2,256.2747555012225,1.2221950623319483E-2,0,0,12301.188264058679,1.1123470522803115E-4,8713.341687041564,2.4953586329427266E-4,0,0,0,0,15.629087555223613,null,102.50990220048899,0.33333333333333331,39.54,4.9094211792429674E-3,10.73,0.16666666666666666,0,4.9094211792429674E-3,36.1524192469236,null,73.649093730758707,0.16,2.2699999999999996,73.649093730758707,1.4200000000000001E-2,0,73.649093730758707,0.01,0,26.749350843011559,null,102.50990220048899,0.16,10.73,1.4200000000000001E-2,0,0.01,16.553950352078239,null,29.73,0.36319999999999991,10.797935999999998,null,{"$f":"IF($D135=\"Connection\",VLOOKUP(C135,'Input - General'!$F$62:$N$79,4,FALSE),0)","v":0},null,0.1801212933606588,105.88274399723701,19.071736793357861,null,8.6527813038891108E-2,124.95448079059487,10.812037952220303]
[null,{"$f":"'Input - Inventory'!B133","v":125},{"$f":"'Input - Inventory'!C133","v":"MBI1x70"},{"$f":"'Input - Inventory'!D133","v":"Lamp"},{"$f":"'Input - Inventory'!E133","v":"NonTraffic"},{"$f":"'Input - Inventory'!F133","v":"Minor < 130w"},{"$f":"'Input - Inventory'!G133","v":"1"},null,"Lamp - MBI1x70",null,65.593767236899936,0,0,null,10.250990220048898,0.33333333333333331,0,0,10.250990220048898,1.8504811250925242E-2,0,0,10.250990220048898,0.16666666666666666,10.250990220048898,4.590314436538903E-3,10.250990220048898,4.0032025620496396E-2,153.76485330073348,2.1598272138228944E-2,256.2747555012225,1.2221950623319483E-2,0,0,12301.188264058679,1.1123470522803115E-4,8713.341687041564,2.4953586329427266E-4,0,0,0,0,15.768453765886179,null,30.752970660146698,0.33333333333333331,39.54,1.8504811250925242E-2,10.73,0.16666666666666666,0,1.8504811250925242E-2,12.771003790243816,null,73.649093730758707,0.12,1.5133333333333332,73.649093730758707,1.4200000000000001E-2,0,73.649093730758707,0.01,0,13.374675421505781,null,30.752970660146698,0.12,10.73,1.4200000000000001E-2,0,0.01,3.8427224792176036,null,29.73,0.18159999999999998,5.398968,null,{"$f":"IF($D136=\"Connection\",VLOOKUP(C136,'Input - General'!$F$62:$N$79,4,FALSE),0)","v":0},null,0.1801212933606588,51.155823456853376,9.2142530839779582,null,8.6527813038891108E-2,60.370076540831342,5.2236906960686005]
[null,{"$f":"'Input - Inventory'!B134","v":126},{"$f":"'Input - Inventory'!C134","v":"MBI1x70 (P09)"},{"$f":"'Input - Inventory'!D134","v":"Lamp"},{"$f":"'Input - Inventory'!E134","v":"NonTraffic"},{"$f":"'Input - Inventory'!F134","v":"Minor < 130w"},{"$f":"'Input - Inventory'!G134","v":1},null,"Lamp - MBI1x70 (P09)",null,65.593767236899936,183,12003.659404352687,null,10.250990220048898,0.33333333333333331,0,0,10.250990220048898,1.8504811250925242E-2,0,0,10.250990220048898,0.16666666666666666,10.250990220048898,4.590314436538903E-3,10.250990220048898,4.0032025620496396E-2,153.76485330073348,2.1598272138228944E-2,256.2747555012225,1.2221950623319483E-2,0,0,12301.188264058679,1.1123470522803115E-4,8713.341687041564,2.4953586329427266E-4,0,0,0,0,15.768453765886179,null,30.752970660146698,0.33333333333333331,39.54,1.8504811250925242E-2,10.73,0.16666666666666666,0,1.8504811250925242E-2,12.771003790243816,null,73.649093730758707,0.12,1.5133333333333332,73.649093730758707,1.4200000000000001E-2,0,73.649093730758707,0.01,0,13.374675421505781,null,30.752970660146698,0.12,10.73,1.4200000000000001E-2,0,0.01,3.8427224792176036,null,29.73,0.18159999999999998,5.398968,null,{"$f":"IF($D137=\"Connection\",VLOOKUP(C137,'Input - General'!$F$62:$N$79,4,FALSE),0)","v":0},null,0.1801212933606588,51.155823456853376,9.2142530839779582,null,8.6527813038891108E-2,60.370076540831342,5.2236906960686005]
[null,{"$f":"'Input - Inventory'!B135","v":127},{"$f":"'Input - Inventory'!C135","v":"MBI1x70 II"},{"$f":"'Input - Inventory'!D135","v":"Lamp"},{"$f":"'Input - Inventory'!E135","v":"Traffic"},{"$f":"'Input - Inventory'!F135","v":"Minor < 130w"},{"$f":"'Input - Inventory'!G135","v":1},null,"Lamp - MBI1x70 II",null,48.020711215095659,79,3793.6361859925569,null,10.250990220048898,0.33333333333333331,0,0,10.250990220048898,1.8504811250925242E-2,0,0,10.250990220048898,0.16666666666666666,10.250990220048898,4.590314436538903E-3,10.250990220048898,4.0032025620496396E-2,153.76485330073348,2.1598272138228944E-2,256.2747555012225,1.2221950623319483E-2,0,0,12301.188264058679,1.1123470522803115E-4,8713.341687041564,2.4953586329427266E-4,0,0,0,0,15.768453765886179,null,30.752970660146698,0.33333333333333331,39.54,1.8504811250925242E-2,10.73,0.16666666666666666,0,0,12.771003790243816,null,73.649093730758707,3.3000000000000002E-2,2.2699999999999996,73.649093730758707,1.4200000000000001E-2,0,73.649093730758707,0.01,0,5.5170536113711339,null,30.752970660146698,3.3000000000000002E-2,10.73,1.4200000000000001E-2,0,0.01,1.1672140317848412,null,29.73,7.490999999999999E-2,2.2270743,null,{"$f":"IF($D138=\"Connection\",VLOOKUP(C138,'Input - General'!$F$62:$N$79,4,FALSE),0)","v":0},null,0.1801212933606588,37.450799499285971,6.7456864432021018,null,8.6527813038891108E-2,44.196485942488074,3.8242252726075869]
[null,{"$f":"'Input - Inventory'!B136","v":128},{"$f":"'Input - Inventory'!C136","v":"MBI2x400"},{"$f":"'Input - Inventory'!D136","v":"Lamp"},{"$f":"'Input - Inventory'!E136","v":"Traffic"},{"$f":"'Input - Inventory'!F136","v":"Major > 130w"},{"$f":"'Input - Inventory'!G136","v":"2"},null,"Lamp - MBI2x400",null,89.906068895668412,0,0,null,0,0,10.250990220048898,0.33333333333333331,0,0,10.250990220048898,4.9094211792429674E-3,10.250990220048898,0.16666666666666666,10.250990220048898,4.590314436538903E-3,10.250990220048898,4.0032025620496396E-2,153.76485330073348,2.1598272138228944E-2,256.2747555012225,1.2221950623319483E-2,0,0,12301.188264058679,1.1123470522803115E-4,8713.341687041564,2.4953586329427266E-4,0,0,0,0,15.629087555223613,null,61.505941320293395,0.33333333333333331,39.54,4.9094211792429674E-3,10.73,0.16666666666666666,0,4.9094211792429674E-3,22.484432286858397,null,73.649093730758707,0.12,2.2699999999999996,73.649093730758707,1.4200000000000001E-2,0,73.649093730758707,0.01,0,20.06201313225867,null,30.752970660146698,0.12,10.73,1.4200000000000001E-2,0,0.01,3.8427224792176036,null,29.73,0.27239999999999992,8.0984519999999982,null,{"$f":"IF($D139=\"Connection\",VLOOKUP(C139,'Input - General'!$F$62:$N$79,4,FALSE),0)","v":0},null,0.1801212933606588,70.116707453558291,12.629512032725865,null,8.6527813038891108E-2,82.746219486284161,7.1598494093842442]
[null,{"$f":"'Input - Inventory'!B137","v":129},{"$f":"'Input - Inventory'!C137","v":"MBI4x150"},{"$f":"'Input - Inventory'!D137","v":"Lamp"},{"$f":"'Input - Inventory'!E137","v":"Traffic"},{"$f":"'Input - Inventory'!F137","v":"Major > 130w"},{"$f":"'Input - Inventory'!G137","v":"4"},null,"Lamp - MBI4x150",null,249.91448557938259,5,{"$f":"L140*K140","v":1249.5724278969128},null,0,{"$f":"IF(AND($D140=\"Lamp\",CycleBulkTask1<>0, OR($F140=O$9,O$9=\"All\")),1/CycleBulkTask1,0)","v":0},10.250990220048898,{"$f":"IF(AND($D140=\"Lamp\",CycleBulkTask2<>0, OR($F140=Q$9,Q$9=\"All\")),1/CycleBulkTask2,0)","v":0.33333333333333331},0,{"$f":"IF(AND($D140=\"Lamp\",CycleBulkTask3<>0, OR($F140=S$9,S$9=\"All\")),1/CycleBulkTask3,0)","v":0},10.250990220048898,{"$f":"IF(AND($D140=\"Lamp\",CycleBulkTask4<>0, OR($F140=U$9,U$9=\"All\")),1/CycleBulkTask4,0)","v":4.9094211792429674E-3},10.250990220048898,{"$f":"IF(AND($D140=\"Lamp\",CycleBulkTask5<>0, OR($F140=W$9,W$9=\"All\")),1/CycleBulkTask5,0)","v":0.16666666666666666},10.250990220048898,{"$f":"IF(AND($D140=\"Lamp\",CycleBulkTask6<>0, OR($F140=Y$9,Y$9=\"All\")),1/CycleBulkTask6,0)","v":4.590314436538903E-3},10.250990220048898,{"$f":"IF(AND($D140=\"Lamp\",CycleBulkTask7<>0, OR($F140=AA$9,AA$9=\"All\")),1/CycleBulkTask7,0)","v":4.0032025620496396E-2},153.76485330073348,{"$f":"IF(AND($D140=\"Lamp\",CycleBulkTask8<>0, OR($F140=AC$9,AC$9=\"All\")),1/CycleBulkTask8,0)","v":2.1598272138228944E-2},256.2747555012225,{"$f":"IF(AND($D140=\"Lamp\",CycleBulkTask9<>0, OR($F140=AE$9,AE$9=\"All\")),1/CycleBulkTask9,0)","v":1.2221950623319483E-2},0,{"$f":"IF(AND($D140=\"Lamp\",CycleBulkTask10<>0, OR($F140=AG$9,AG$9=\"All\")),1/CycleBulkTask10,0)","v":0},12301.188264058679,{"$f":"IF(AND($D140=\"Lamp\",CycleBulkTask11<>0, OR($F140=AI$9,AI$9=\"All\")),1/CycleBulkTask11,0)","v":1.1123470522803115E-4},8713.341687041564,{"$f":"IF(AND($D140=\"Lamp\",CycleBulkTask12<>0, OR($F140=AK$9,AK$9=\"All\")),1/CycleBulkTask12,0)","v":2.4953586329427266E-4},0,{"$f":"IF(AND($D140=\"Lamp\",CycleBulkTask13<>0, OR($F140=AM$9,AM$9=\"All\")),1/CycleBulkTask13,0)","v":0},0,{"$f":"IF(AND($D140=\"Lamp\",CycleBulkTask14<>0, OR($F140=AO$9,AO$9=\"All\")),1/CycleBulkTask14,0)","v":0},{"$f":"O140*P140+Q140*R140+S140*T140+U140*V140+W140*X140+Y140*Z140+AA140*AB140+AC140*AD140+AE140*AF140+AG140*AH140+AI140*AJ140+AK140*AL140+AM140*AN140+AO140*AP140","v":15.629087555223613},null,410.03960880195598,{"$f":"MAX(P140,R140)","v":0.33333333333333331},39.54,{"$f":"MAX(T140,V140)","v":4.9094211792429674E-3},10.73,{"$f":"X140","v":0.16666666666666666},0,{"$f":"INDIRECT($E140)*$V140 +(1-INDIRECT($E140))*$T140","v":4.9094211792429674E-3},{"$f":"AS140*AT140+AU140*AV140+AW140*AX140+AY140*AZ140","v":138.66232144741258},null,{"$f":"IF($D140=$AS$9,(INDIRECT(\"PriceLabour\" & \"FY14\")*ProportionStandardHours + INDIRECT(\"PriceLabourOvertime\" & \"FY14\")*ProportionOvertimeHours)*(1+RateOnCostAnnual),0)","v":73.649093730758707},{"$f":"BO140","v":0.12},{"$f":"IF($D140=\"Lamp\",(NumberOfCrew+INDIRECT($E140)*TrafficController)*(TimeToReplaceLamp),0)","v":2.2699999999999996},{"$f":"IF($D140=$AS$9,(INDIRECT(\"PriceLabour\" & \"FY14\")*ProportionStandardHours + INDIRECT(\"PriceLabourOvertime\" & \"FY14\")*ProportionOvertimeHours)*(1+RateOnCostAnnual),0)","v":73.649093730758707},{"$f":"BQ140","v":1.4200000000000001E-2},{"$f":"IF($D140=\"Lamp\",(NumberOfCrew+INDIRECT($E140)*TrafficController)*(TimeForPECellReplace),0)","v":0},{"$f":"IF($D140=$AS$9,(INDIRECT(\"PriceLabour\" & \"FY14\")*ProportionStandardHours + INDIRECT(\"PriceLabourOvertime\" & \"FY14\")*ProportionOvertimeHours)*(1+RateOnCostAnnual),0)","v":73.649093730758707},{"$f":"BS140","v":0.01},{"$f":"IF($D140=\"Lamp\",(NumberOfCrew+INDIRECT($E140)*TrafficController)*(TimeForOtherSpot),0)","v":0},{"$f":"BC140*BD140*BE140+BF140*BG140*BH140+BI140*BJ140*BK140","v":20.06201313225867},null,102.50990220048899,{"$f":"IF($D140=\"Lamp\",INDIRECT(BO$10 & $B140),0)","v":0.12},10.73,{"$f":"IF($D140=\"Lamp\",INDIRECT(\"FailurePECell\" & \"Annual\"),0)","v":1.4200000000000001E-2},0,{"$f":"IF($D140=\"Lamp\",INDIRECT(\"FailureMisc\" & \"Annual\"),0)","v":0.01},{"$f":"BN140*BO140+BP140*BQ140+BR140*BS140","v":12.453554264058679},null,29.73,{"$f":"BD140*BE140+BG140*BH140+BJ140*BK140","v":0.27239999999999992},{"$f":"BV140*BW140","v":8.0984519999999982},null,{"$f":"IF($D140=\"Connection\",VLOOKUP(C140,'Input - General'!$F$62:$N$79,4,FALSE),0)","v":0},null,{"$f":"RateOverhead","v":0.1801212933606588},{"$f":"BX140+BL140+BT140+BA140+AQ140+BZ140","v":194.90542839895355},{"$f":"CC140*CB140","v":35.106617846232787},null,{"$f":"CorporateOverheads","v":8.6527813038891108E-2},230.01204624518633,{"$f":"CG140*CF140","v":19.902439334196259}]
[null,{"$f":"'Input - Inventory'!B138","v":130},{"$f":"'Input - Inventory'!C138","v":"SON1x100"},{"$f":"'Input - Inventory'!D138","v":"Lamp"},{"$f":"'Input - Inventory'!E138","v":"Traffic"},{"$f":"'Input - Inventory'!F138","v":"Minor < 130w"},{"$f":"'Input - Inventory'!G138","v":"1"},null,{"$f":"CONCATENATE(D141,\" - \",C141)","v":"Lamp - SON1x100"},null,{"$f":"AQ141+BA141+BL141+BT141+BX141+BZ141+CD141+CH141","v":82.53070198511368},{"$f":"INDIRECT(L$10&$B141&\"FY14\")","v":63},5199.4342250621621,null,{"$f":"IF(AND($D141=\"Lamp\", OR($F141=O$9, O$9=\"All\")),INDIRECT(\"PriceBulkTask1\" & \"FY14\"),0)","v":10.250990220048898},0.33333333333333331,{"$f":"IF(AND($D141=\"Lamp\", OR($F141=Q$9, Q$9=\"All\")),INDIRECT(\"PriceBulkTask2\" & \"FY14\"),0)","v":0},0,{"$f":"IF(AND($D141=\"Lamp\", OR($F141=S$9, S$9=\"All\")),INDIRECT(\"PriceBulkTask3\" & \"FY14\"),0)","v":10.250990220048898},1.8504811250925242E-2,{"$f":"IF(AND($D141=\"Lamp\", OR($F141=U$9, U$9=\"All\")),INDIRECT(\"PriceBulkTask4\" & \"FY14\"),0)","v":0},0,{"$f":"IF(AND($D141=\"Lamp\", OR($F141=W$9, W$9=\"All\")),INDIRECT(\"PriceBulkTask5\" & \"FY14\"),0)","v":10.250990220048898},0.16666666666666666,{"$f":"IF(AND($D141=\"Lamp\", OR($F141=Y$9, Y$9=\"All\")),INDIRECT(\"PriceBulkTask6\" & \"FY14\"),0)","v":10.250990220048898},4.590314436538903E-3,{"$f":"IF(AND($D141=\"Lamp\", OR($F141=AA$9, AA$9=\"All\")),INDIRECT(\"PriceBulkTask7\" & \"FY14\"),0)","v":10.250990220048898},4.0032025620496396E-2,{"$f":"IF(AND($D141=\"Lamp\", OR($F141=AC$9, AC$9=\"All\")),INDIRECT(\"PriceBulkTask8\" & \"FY14\"),0)","v":153.76485330073348},2.1598272138228944E-2,{"$f":"IF(AND($D141=\"Lamp\", OR($F141=AE$9, AE$9=\"All\")),INDIRECT(\"PriceBulkTask9\" & \"FY14\"),0)","v":256.2747555012225},1.2221950623319483E-2,{"$f":"IF(AND($D141=\"Lamp\", OR($F141=AG$9, AG$9=\"All\")),INDIRECT(\"PriceBulkTask10\" & \"FY14\"),0)","v":0},0,{"$f":"IF(AND($D141=\"Lamp\", OR($F141=AI$9, AI$9=\"All\")),INDIRECT(\"PriceBulkTask11\" & \"FY14\"),0)","v":12301.188264058679},1.1123470522803115E-4,{"$f":"IF(AND($D141=\"Lamp\", OR($F141=AK$9, AK$9=\"All\")),INDIRECT(\"PriceBulkTask12\" & \"FY14\"),0)","v":8713.341687041564},2.4953586329427266E-4,{"$f":"IF(AND($D141=\"Lamp\", OR($F141=AM$9, AM$9=\"All\")),INDIRECT(\"PriceBulkTask13\" & \"FY14\"),0)","v":0},0,{"$f":"IF(AND($D141=\"Lamp\", OR($F141=AO$9, AO$9=\"All\")),INDIRECT(\"PriceBulkTask14\" & \"FY14\"),0)","v":0},0,15.768453765886179,null,{"$f":"IF($D141=\"Lamp\",$G141*INDIRECT(\"Price\" & $B141 & \"FY14\"),0)","v":30.752970660146698},0.33333333333333331,{"$f":"IF($D141=\"Lamp\",INDIRECT(\"PriceVisor\" & \"FY14\"),0)","v":39.54},1.8504811250925242E-2,{"$f":"IF($D141=\"Lamp\",INDIRECT(\"PricePECell\" & \"FY14\"),0)","v":10.73},0.16666666666666666,{"$f":"IF($D141=\"Lamp\",INDIRECT(\"PriceMisc\" & \"FY14\"),0)","v":0},0,12.771003790243816,null,73.649093730758707,0.13439999999999999,2.2699999999999996,73.649093730758707,1.4200000000000001E-2,0,73.649093730758707,0.01,0,22.469454708129707,null,{"$f":"IF($D141=\"Lamp\",INDIRECT(\"Price\" & $B141 & \"FY14\"),0)","v":30.752970660146698},0.13439999999999999,{"$f":"IF($D141=\"Lamp\",INDIRECT(\"pRICEpecELL\" & \"FY14\"),0)","v":10.73},1.4200000000000001E-2,{"$f":"IF($D141=\"Lamp\",INDIRECT(\"PriceMisc\" & \"FY14\"),0)","v":0},0.01,4.2855652567237161,null,{"$f":"IF(AND($D141=\"Lamp\"),INDIRECT(\"PriceEWP\"&\"FY14\"),0)","v":29.73},0.30508799999999991,9.0702662399999969,null,{"$f":"IF($D141=\"Connection\",VLOOKUP(C141,'Input - General'!$F$62:$N$79,4,FALSE),0)","v":0},null,0.1801212933606588,64.364743760983416,11.593460893055727,null,8.6527813038891108E-2,{"$f":"AQ141+BA141+BL141+BT141+BX141+BZ141+CD141","v":75.95820465403915},6.572497331074528]
[null,{"$f":"'Input - Inventory'!B139","v":131},{"$f":"'Input - Inventory'!C139","v":"SON1x100 (P09)"},{"$f":"'Input - Inventory'!D139","v":"Lamp"},{"$f":"'Input - Inventory'!E139","v":"Traffic"},{"$f":"'Input - Inventory'!F139","v":"Minor < 130w"},{"$f":"'Input - Inventory'!G139","v":1},null,"Lamp - SON1x100 (P09)",null,82.53070198511368,1383,114139.96084541222,null,10.250990220048898,0.33333333333333331,0,0,10.250990220048898,1.8504811250925242E-2,0,0,10.250990220048898,0.16666666666666666,10.250990220048898,4.590314436538903E-3,10.250990220048898,4.0032025620496396E-2,153.76485330073348,2.1598272138228944E-2,256.2747555012225,1.2221950623319483E-2,0,0,12301.188264058679,1.1123470522803115E-4,8713.341687041564,2.4953586329427266E-4,0,0,0,0,15.768453765886179,null,30.752970660146698,0.33333333333333331,39.54,1.8504811250925242E-2,10.73,0.16666666666666666,0,0,12.771003790243816,null,73.649093730758707,0.13439999999999999,2.2699999999999996,73.649093730758707,1.4200000000000001E-2,0,73.649093730758707,0.01,0,22.469454708129707,null,30.752970660146698,0.13439999999999999,10.73,1.4200000000000001E-2,0,0.01,4.2855652567237161,null,29.73,0.30508799999999991,9.0702662399999969,null,{"$f":"IF($D142=\"Connection\",VLOOKUP(C142,'Input - General'!$F$62:$N$79,4,FALSE),0)","v":0},null,0.1801212933606588,64.364743760983416,11.593460893055727,null,8.6527813038891108E-2,75.95820465403915,6.572497331074528]
[null,{"$f":"'Input - Inventory'!B140","v":132},{"$f":"'Input - Inventory'!C140","v":"SON1x1000"},{"$f":"'Input - Inventory'!D140","v":"Lamp"},{"$f":"'Input - Inventory'!E140","v":"Traffic"},{"$f":"'Input - Inventory'!F140","v":"Major > 130w"},{"$f":"'Input - Inventory'!G140","v":"1"},null,"Lamp - SON1x1000",null,101.17896388848965,0,0,null,0,0,10.250990220048898,0.33333333333333331,0,0,10.250990220048898,4.9094211792429674E-3,10.250990220048898,0.16666666666666666,10.250990220048898,4.590314436538903E-3,10.250990220048898,4.0032025620496396E-2,153.76485330073348,2.1598272138228944E-2,256.2747555012225,1.2221950623319483E-2,0,0,12301.188264058679,1.1123470522803115E-4,8713.341687041564,2.4953586329427266E-4,0,0,0,0,15.629087555223613,null,102.50990220048899,0.33333333333333331,39.54,4.9094211792429674E-3,10.73,0.16666666666666666,0,4.9094211792429674E-3,36.1524192469236,null,73.649093730758707,0.08,2.2699999999999996,73.649093730758707,1.4200000000000001E-2,0,73.649093730758707,0.01,0,13.374675421505779,null,102.50990220048899,0.08,10.73,1.4200000000000001E-2,0,0.01,8.3531581760391198,null,29.73,0.18159999999999996,5.3989679999999991,null,{"$f":"IF($D143=\"Connection\",VLOOKUP(C143,'Input - General'!$F$62:$N$79,4,FALSE),0)","v":0},null,0.1801212933606588,78.908308399692118,14.21306656585428,null,8.6527813038891108E-2,93.12137496554638,8.0575889229432729]
[null,{"$f":"'Input - Inventory'!B141","v":133},{"$f":"'Input - Inventory'!C141","v":"SON1x1000 (P09)"},{"$f":"'Input - Inventory'!D141","v":"Lamp"},{"$f":"'Input - Inventory'!E141","v":"Traffic"},{"$f":"'Input - Inventory'!F141","v":"Major > 130w"},{"$f":"'Input - Inventory'!G141","v":1},null,"Lamp - SON1x1000 (P09)",null,101.17896388848965,49,4957.7692305359924,null,0,0,10.250990220048898,0.33333333333333331,0,0,10.250990220048898,4.9094211792429674E-3,10.250990220048898,0.16666666666666666,10.250990220048898,4.590314436538903E-3,10.250990220048898,4.0032025620496396E-2,153.76485330073348,2.1598272138228944E-2,256.2747555012225,1.2221950623319483E-2,0,0,12301.188264058679,1.1123470522803115E-4,8713.341687041564,2.4953586329427266E-4,0,0,0,0,15.629087555223613,null,102.50990220048899,0.33333333333333331,39.54,4.9094211792429674E-3,10.73,0.16666666666666666,0,4.9094211792429674E-3,36.1524192469236,null,73.649093730758707,0.08,2.2699999999999996,73.649093730758707,1.4200000000000001E-2,0,73.649093730758707,0.01,0,13.374675421505779,null,102.50990220048899,0.08,10.73,1.4200000000000001E-2,0,0.01,8.3531581760391198,null,29.73,0.18159999999999996,5.3989679999999991,null,{"$f":"IF($D144=\"Connection\",VLOOKUP(C144,'Input - General'!$F$62:$N$79,4,FALSE),0)","v":0},null,0.1801212933606588,78.908308399692118,14.21306656585428,null,8.6527813038891108E-2,93.12137496554638,8.0575889229432729]
[null,{"$f":"'Input - Inventory'!B142","v":134},{"$f":"'Input - Inventory'!C142","v":"SON1x120"},{"$f":"'Input - Inventory'!D142","v":"Lamp"},{"$f":"'Input - Inventory'!E142","v":"Traffic"},{"$f":"'Input - Inventory'!F142","v":"Minor < 130w"},{"$f":"'Input - Inventory'!G142","v":"1"},null,"Lamp - SON1x120",null,77.629874893513488,0,0,null,10.250990220048898,0.33333333333333331,0,0,10.250990220048898,1.8504811250925242E-2,0,0,10.250990220048898,0.16666666666666666,10.250990220048898,4.590314436538903E-3,10.250990220048898,4.0032025620496396E-2,153.76485330073348,2.1598272138228944E-2,256.2747555012225,1.2221950623319483E-2,0,0,12301.188264058679,1.1123470522803115E-4,8713.341687041564,2.4953586329427266E-4,0,0,0,0,15.768453765886179,null,30.752970660146698,0.33333333333333331,39.54,1.8504811250925242E-2,10.73,0.16666666666666666,0,0,12.771003790243816,null,73.649093730758707,0.12,2.2699999999999996,73.649093730758707,1.4200000000000001E-2,0,73.649093730758707,0.01,0,20.06201313225867,null,30.752970660146698,0.12,10.73,1.4200000000000001E-2,0,0.01,3.8427224792176036,null,29.73,0.27239999999999992,8.0984519999999982,null,{"$f":"IF($D145=\"Connection\",VLOOKUP(C145,'Input - General'!$F$62:$N$79,4,FALSE),0)","v":0},null,0.1801212933606588,60.542645167606267,10.905019551064679,null,8.6527813038891108E-2,71.44766471867095,6.1822101748425364]
[null,{"$f":"'Input - Inventory'!B143","v":135},{"$f":"'Input - Inventory'!C143","v":"SON1x150"},{"$f":"'Input - Inventory'!D143","v":"Lamp"},{"$f":"'Input - Inventory'!E143","v":"Traffic"},{"$f":"'Input - Inventory'!F143","v":"Major > 130w"},{"$f":"'Input - Inventory'!G143","v":"1"},null,"Lamp - SON1x150",null,83.795488906314162,714,59829.979079108314,null,0,0,10.250990220048898,0.33333333333333331,0,0,10.250990220048898,4.9094211792429674E-3,10.250990220048898,0.16666666666666666,10.250990220048898,4.590314436538903E-3,10.250990220048898,4.0032025620496396E-2,153.76485330073348,2.1598272138228944E-2,256.2747555012225,1.2221950623319483E-2,0,0,12301.188264058679,1.1123470522803115E-4,8713.341687041564,2.4953586329427266E-4,0,0,0,0,15.629087555223613,null,30.752970660146698,0.33333333333333331,39.54,4.9094211792429674E-3,10.73,0.16666666666666666,0,4.9094211792429674E-3,12.233442066809499,null,73.649093730758707,0.14066666666666669,2.2699999999999996,73.649093730758707,1.4200000000000001E-2,0,73.649093730758707,0.01,0,23.517137616147664,null,30.752970660146698,0.14066666666666669,10.73,1.4200000000000001E-2,0,0.01,4.4782838728606356,null,29.73,0.31931333333333334,9.4931853999999998,null,{"$f":"IF($D146=\"Connection\",VLOOKUP(C146,'Input - General'!$F$62:$N$79,4,FALSE),0)","v":0},null,0.1801212933606588,65.351136511041403,11.771131230957749,null,8.6527813038891108E-2,77.122267741999153,6.673221164315005]
[null,{"$f":"'Input - Inventory'!B144","v":136},{"$f":"'Input - Inventory'!C144","v":"SON1x150 (P09)"},{"$f":"'Input - Inventory'!D144","v":"Lamp"},{"$f":"'Input - Inventory'!E144","v":"Traffic"},{"$f":"'Input - Inventory'!F144","v":"Major > 130w"},{"$f":"'Input - Inventory'!G144","v":1},null,"Lamp - SON1x150 (P09)",null,83.795488906314162,19351.5,1621568.4035705386,null,0,0,10.250990220048898,0.33333333333333331,0,0,10.250990220048898,4.9094211792429674E-3,10.250990220048898,0.16666666666666666,10.250990220048898,4.590314436538903E-3,10.250990220048898,4.0032025620496396E-2,153.76485330073348,2.1598272138228944E-2,256.2747555012225,1.2221950623319483E-2,0,0,12301.188264058679,1.1123470522803115E-4,8713.341687041564,2.4953586329427266E-4,0,0,0,0,15.629087555223613,null,30.752970660146698,0.33333333333333331,39.54,4.9094211792429674E-3,10.73,0.16666666666666666,0,4.9094211792429674E-3,12.233442066809499,null,73.649093730758707,0.14066666666666669,2.2699999999999996,73.649093730758707,1.4200000000000001E-2,0,73.649093730758707,0.01,0,23.517137616147664,null,30.752970660146698,0.14066666666666669,10.73,1.4200000000000001E-2,0,0.01,4.4782838728606356,null,29.73,0.31931333333333334,9.4931853999999998,null,{"$f":"IF($D147=\"Connection\",VLOOKUP(C147,'Input - General'!$F$62:$N$79,4,FALSE),0)","v":0},null,0.1801212933606588,65.351136511041403,11.771131230957749,null,8.6527813038891108E-2,77.122267741999153,6.673221164315005]
[null,{"$f":"'Input - Inventory'!B145","v":137},{"$f":"'Input - Inventory'!C145","v":"SON1x150 AR"},{"$f":"'Input - Inventory'!D145","v":"Lamp"},{"$f":"'Input - Inventory'!E145","v":"Traffic"},{"$f":"'Input - Inventory'!F145","v":"Major > 130w"},{"$f":"'Input - Inventory'!G145","v":1},null,"Lamp - SON1x150 AR",null,61.653707257331405,194,11960.819207922292,null,0,0,10.250990220048898,0.33333333333333331,0,0,10.250990220048898,4.9094211792429674E-3,10.250990220048898,0.16666666666666666,10.250990220048898,4.590314436538903E-3,10.250990220048898,4.0032025620496396E-2,153.76485330073348,2.1598272138228944E-2,256.2747555012225,1.2221950623319483E-2,0,0,12301.188264058679,1.1123470522803115E-4,8713.341687041564,2.4953586329427266E-4,0,0,0,0,15.629087555223613,null,30.752970660146698,0.33333333333333331,39.54,4.9094211792429674E-3,10.73,0.16666666666666666,0,4.9094211792429674E-3,12.233442066809499,null,73.649093730758707,7.0333333333333345E-2,2.2699999999999996,73.649093730758707,1.4200000000000001E-2,0,73.649093730758707,0.01,0,11.758568808073832,null,30.752970660146698,7.0333333333333345E-2,10.73,1.4200000000000001E-2,140,0.01,3.715324936430318,null,29.73,0.15965666666666667,4.7465926999999999,null,{"$f":"IF($D148=\"Connection\",VLOOKUP(C148,'Input - General'!$F$62:$N$79,4,FALSE),0)","v":0},null,0.1801212933606588,48.083016066537262,8.6607750425860281,null,8.6527813038891108E-2,56.743791109123293,4.9099161482081115]
[null,{"$f":"'Input - Inventory'!B146","v":138},{"$f":"'Input - Inventory'!C146","v":"SON1x220"},{"$f":"'Input - Inventory'!D146","v":"Lamp"},{"$f":"'Input - Inventory'!E146","v":"Traffic"},{"$f":"'Input - Inventory'!F146","v":"Major > 130w"},{"$f":"'Input - Inventory'!G146","v":"1"},null,"Lamp - SON1x220",null,76.76189446929537,0,0,null,0,0,10.250990220048898,0.33333333333333331,0,0,10.250990220048898,4.9094211792429674E-3,10.250990220048898,0.16666666666666666,10.250990220048898,4.590314436538903E-3,10.250990220048898,4.0032025620496396E-2,153.76485330073348,2.1598272138228944E-2,256.2747555012225,1.2221950623319483E-2,0,0,12301.188264058679,1.1123470522803115E-4,8713.341687041564,2.4953586329427266E-4,0,0,0,0,15.629087555223613,null,30.752970660146698,0.33333333333333331,39.54,4.9094211792429674E-3,10.73,0.16666666666666666,0,4.9094211792429674E-3,12.233442066809499,null,73.649093730758707,0.12,2.2699999999999996,73.649093730758707,1.4200000000000001E-2,0,73.649093730758707,0.01,0,20.06201313225867,null,30.752970660146698,0.12,10.73,1.4200000000000001E-2,0,0.01,3.8427224792176036,null,29.73,0.27239999999999992,8.0984519999999982,null,{"$f":"IF($D149=\"Connection\",VLOOKUP(C149,'Input - General'!$F$62:$N$79,4,FALSE),0)","v":0},null,0.1801212933606588,59.865717233509379,10.783090416063191,null,8.6527813038891108E-2,70.648807649572575,6.1130868197227954]
[null,{"$f":"'Input - Inventory'!B147","v":139},{"$f":"'Input - Inventory'!C147","v":"SON1x250"},{"$f":"'Input - Inventory'!D147","v":"Lamp"},{"$f":"'Input - Inventory'!E147","v":"Traffic"},{"$f":"'Input - Inventory'!F147","v":"Major > 130w"},{"$f":"'Input - Inventory'!G147","v":"1"},null,"Lamp - SON1x250",null,85.882878223106843,761,65356.870327784309,null,0,0,10.250990220048898,0.33333333333333331,0,0,10.250990220048898,4.9094211792429674E-3,10.250990220048898,0.16666666666666666,10.250990220048898,4.590314436538903E-3,10.250990220048898,4.0032025620496396E-2,153.76485330073348,2.1598272138228944E-2,256.2747555012225,1.2221950623319483E-2,0,0,12301.188264058679,1.1123470522803115E-4,8713.341687041564,2.4953586329427266E-4,0,0,0,0,15.629087555223613,null,30.752970660146698,0.33333333333333331,39.54,4.9094211792429674E-3,10.73,0.16666666666666666,0,4.9094211792429674E-3,12.233442066809499,null,73.649093730758707,0.14680000000000001,2.2699999999999996,73.649093730758707,1.4200000000000001E-2,0,73.649093730758707,0.01,0,24.542529398463106,null,30.752970660146698,0.14680000000000001,10.73,1.4200000000000001E-2,0,0.01,4.6669020929095355,null,29.73,0.33323599999999998,9.9071062799999989,null,{"$f":"IF($D150=\"Connection\",VLOOKUP(C150,'Input - General'!$F$62:$N$79,4,FALSE),0)","v":0},null,0.1801212933606588,66.979067393405757,12.064356246990974,null,8.6527813038891108E-2,79.043423640396725,6.839454582710113]
[null,{"$f":"'Input - Inventory'!B148","v":140},{"$f":"'Input - Inventory'!C148","v":"SON1x250 (P09)"},{"$f":"'Input - Inventory'!D148","v":"Lamp"},{"$f":"'Input - Inventory'!E148","v":"Traffic"},{"$f":"'Input - Inventory'!F148","v":"Major > 130w"},{"$f":"'Input - Inventory'!G148","v":1},null,"Lamp - SON1x250 (P09)",null,85.882878223106843,24623,2114694.1104875598,null,0,0,10.250990220048898,0.33333333333333331,0,0,10.250990220048898,4.9094211792429674E-3,10.250990220048898,0.16666666666666666,10.250990220048898,4.590314436538903E-3,10.250990220048898,4.0032025620496396E-2,153.76485330073348,2.1598272138228944E-2,256.2747555012225,1.2221950623319483E-2,0,0,12301.188264058679,1.1123470522803115E-4,8713.341687041564,2.4953586329427266E-4,0,0,0,0,15.629087555223613,null,30.752970660146698,0.33333333333333331,39.54,4.9094211792429674E-3,10.73,0.16666666666666666,0,4.9094211792429674E-3,12.233442066809499,null,73.649093730758707,0.14680000000000001,2.2699999999999996,73.649093730758707,1.4200000000000001E-2,0,73.649093730758707,0.01,0,24.542529398463106,null,30.752970660146698,0.14680000000000001,10.73,1.4200000000000001E-2,0,0.01,4.6669020929095355,null,29.73,0.33323599999999998,9.9071062799999989,null,{"$f":"IF($D151=\"Connection\",VLOOKUP(C151,'Input - General'!$F$62:$N$79,4,FALSE),0)","v":0},null,0.1801212933606588,66.979067393405757,12.064356246990974,null,8.6527813038891108E-2,79.043423640396725,6.839454582710113]
[null,{"$f":"'Input - Inventory'!B149","v":141},{"$f":"'Input - Inventory'!C149","v":"SON1x250 AR"},{"$f":"'Input - Inventory'!D149","v":"Lamp"},{"$f":"'Input - Inventory'!E149","v":"Traffic"},{"$f":"'Input - Inventory'!F149","v":"Major > 130w"},{"$f":"'Input - Inventory'!G149","v":1},null,"Lamp - SON1x250 AR",null,62.697401915727738,219,13730.731019544375,null,0,0,10.250990220048898,0.33333333333333331,0,0,10.250990220048898,4.9094211792429674E-3,10.250990220048898,0.16666666666666666,10.250990220048898,4.590314436538903E-3,10.250990220048898,4.0032025620496396E-2,153.76485330073348,2.1598272138228944E-2,256.2747555012225,1.2221950623319483E-2,0,0,12301.188264058679,1.1123470522803115E-4,8713.341687041564,2.4953586329427266E-4,0,0,0,0,15.629087555223613,null,30.752970660146698,0.33333333333333331,39.54,4.9094211792429674E-3,10.73,0.16666666666666666,0,4.9094211792429674E-3,12.233442066809499,null,73.649093730758707,7.3400000000000007E-2,2.2699999999999996,73.649093730758707,1.4200000000000001E-2,0,73.649093730758707,0.01,0,12.271264699231553,null,30.752970660146698,7.3400000000000007E-2,10.73,1.4200000000000001E-2,140,0.01,3.809634046454768,null,29.73,0.16661799999999999,4.9535531399999995,null,{"$f":"IF($D152=\"Connection\",VLOOKUP(C152,'Input - General'!$F$62:$N$79,4,FALSE),0)","v":0},null,0.1801212933606588,48.896981507719431,8.8073875506026393,null,8.6527813038891108E-2,57.704369058322072,4.993032857405665]
[null,{"$f":"'Input - Inventory'!B150","v":142},{"$f":"'Input - Inventory'!C150","v":"SON1x310"},{"$f":"'Input - Inventory'!D150","v":"Lamp"},{"$f":"'Input - Inventory'!E150","v":"Traffic"},{"$f":"'Input - Inventory'!F150","v":"Major > 130w"},{"$f":"'Input - Inventory'!G150","v":"1"},null,"Lamp - SON1x310",null,76.76189446929537,0,0,null,0,0,10.250990220048898,0.33333333333333331,0,0,10.250990220048898,4.9094211792429674E-3,10.250990220048898,0.16666666666666666,10.250990220048898,4.590314436538903E-3,10.250990220048898,4.0032025620496396E-2,153.76485330073348,2.1598272138228944E-2,256.2747555012225,1.2221950623319483E-2,0,0,12301.188264058679,1.1123470522803115E-4,8713.341687041564,2.4953586329427266E-4,0,0,0,0,15.629087555223613,null,30.752970660146698,0.33333333333333331,39.54,4.9094211792429674E-3,10.73,0.16666666666666666,0,4.9094211792429674E-3,12.233442066809499,null,73.649093730758707,0.12,2.2699999999999996,73.649093730758707,1.4200000000000001E-2,0,73.649093730758707,0.01,0,20.06201313225867,null,30.752970660146698,0.12,10.73,1.4200000000000001E-2,0,0.01,3.8427224792176036,null,29.73,0.27239999999999992,8.0984519999999982,null,{"$f":"IF($D153=\"Connection\",VLOOKUP(C153,'Input - General'!$F$62:$N$79,4,FALSE),0)","v":0},null,0.1801212933606588,59.865717233509379,10.783090416063191,null,8.6527813038891108E-2,70.648807649572575,6.1130868197227954]
[null,{"$f":"'Input - Inventory'!B151","v":143},{"$f":"'Input - Inventory'!C151","v":"SON1x360"},{"$f":"'Input - Inventory'!D151","v":"Lamp"},{"$f":"'Input - Inventory'!E151","v":"Traffic"},{"$f":"'Input - Inventory'!F151","v":"Major > 130w"},{"$f":"'Input - Inventory'!G151","v":"1"},null,"Lamp - SON1x360",null,76.76189446929537,0,0,null,0,0,10.250990220048898,0.33333333333333331,0,0,10.250990220048898,4.9094211792429674E-3,10.250990220048898,0.16666666666666666,10.250990220048898,4.590314436538903E-3,10.250990220048898,4.0032025620496396E-2,153.76485330073348,2.1598272138228944E-2,256.2747555012225,1.2221950623319483E-2,0,0,12301.188264058679,1.1123470522803115E-4,8713.341687041564,2.4953586329427266E-4,0,0,0,0,15.629087555223613,null,30.752970660146698,0.33333333333333331,39.54,4.9094211792429674E-3,10.73,0.16666666666666666,0,4.9094211792429674E-3,12.233442066809499,null,73.649093730758707,0.12,2.2699999999999996,73.649093730758707,1.4200000000000001E-2,0,73.649093730758707,0.01,0,20.06201313225867,null,30.752970660146698,0.12,10.73,1.4200000000000001E-2,0,0.01,3.8427224792176036,null,29.73,0.27239999999999992,8.0984519999999982,null,{"$f":"IF($D154=\"Connection\",VLOOKUP(C154,'Input - General'!$F$62:$N$79,4,FALSE),0)","v":0},null,0.1801212933606588,59.865717233509379,10.783090416063191,null,8.6527813038891108E-2,70.648807649572575,6.1130868197227954]
[null,{"$f":"'Input - Inventory'!B152","v":144},{"$f":"'Input - Inventory'!C152","v":"SON1x400"},{"$f":"'Input - Inventory'!D152","v":"Lamp"},{"$f":"'Input - Inventory'!E152","v":"Traffic"},{"$f":"'Input - Inventory'!F152","v":"Major > 130w"},{"$f":"'Input - Inventory'!G152","v":"1"},null,"Lamp - SON1x400",null,91.543787294191333,60,5492.6272376514798,null,0,0,10.250990220048898,0.33333333333333331,0,0,10.250990220048898,4.9094211792429674E-3,10.250990220048898,0.16666666666666666,10.250990220048898,4.590314436538903E-3,10.250990220048898,4.0032025620496396E-2,153.76485330073348,2.1598272138228944E-2,256.2747555012225,1.2221950623319483E-2,0,0,12301.188264058679,1.1123470522803115E-4,8713.341687041564,2.4953586329427266E-4,0,0,0,0,15.629087555223613,null,30.752970660146698,0.33333333333333331,39.54,4.9094211792429674E-3,10.73,0.16666666666666666,0,4.9094211792429674E-3,12.233442066809499,null,73.649093730758707,0.16343333333333335,2.2699999999999996,73.649093730758707,1.4200000000000001E-2,0,73.649093730758707,0.01,0,27.323347329851181,null,30.752970660146698,0.16343333333333335,10.73,1.4200000000000001E-2,0,0.01,5.1784265048899751,null,29.73,0.37099366666666661,11.029641709999998,null,{"$f":"IF($D155=\"Connection\",VLOOKUP(C155,'Input - General'!$F$62:$N$79,4,FALSE),0)","v":0},null,0.1801212933606588,71.393945166774273,12.859569741559337,null,8.6527813038891108E-2,84.253514908333614,7.2902723858577154]
[null,{"$f":"'Input - Inventory'!B153","v":145},{"$f":"'Input - Inventory'!C153","v":"SON1x400 (P09)"},{"$f":"'Input - Inventory'!D153","v":"Lamp"},{"$f":"'Input - Inventory'!E153","v":"Traffic"},{"$f":"'Input - Inventory'!F153","v":"Major > 130w"},{"$f":"'Input - Inventory'!G153","v":1},null,"Lamp - SON1x400 (P09)",null,91.543787294191333,2149,196727.59889521718,null,0,0,10.250990220048898,0.33333333333333331,0,0,10.250990220048898,4.9094211792429674E-3,10.250990220048898,0.16666666666666666,10.250990220048898,4.590314436538903E-3,10.250990220048898,4.0032025620496396E-2,153.76485330073348,2.1598272138228944E-2,256.2747555012225,1.2221950623319483E-2,0,0,12301.188264058679,1.1123470522803115E-4,8713.341687041564,2.4953586329427266E-4,0,0,0,0,15.629087555223613,null,30.752970660146698,0.33333333333333331,39.54,4.9094211792429674E-3,10.73,0.16666666666666666,0,4.9094211792429674E-3,12.233442066809499,null,73.649093730758707,0.16343333333333335,2.2699999999999996,73.649093730758707,1.4200000000000001E-2,0,73.649093730758707,0.01,0,27.323347329851181,null,30.752970660146698,0.16343333333333335,10.73,1.4200000000000001E-2,0,0.01,5.1784265048899751,null,29.73,0.37099366666666661,11.029641709999998,null,{"$f":"IF($D156=\"Connection\",VLOOKUP(C156,'Input - General'!$F$62:$N$79,4,FALSE),0)","v":0},null,0.1801212933606588,71.393945166774273,12.859569741559337,null,8.6527813038891108E-2,84.253514908333614,7.2902723858577154]
[null,{"$f":"'Input - Inventory'!B154","v":146},{"$f":"'Input - Inventory'!C154","v":"SON1x400 AR"},{"$f":"'Input - Inventory'!D154","v":"Lamp"},{"$f":"'Input - Inventory'!E154","v":"Traffic"},{"$f":"'Input - Inventory'!F154","v":"Major > 130w"},{"$f":"'Input - Inventory'!G154","v":1},null,"Lamp - SON1x400 AR",null,87.966962091196208,110,9676.3658300315838,null,0,0,10.250990220048898,0.33333333333333331,0,0,10.250990220048898,4.9094211792429674E-3,10.250990220048898,0.16666666666666666,10.250990220048898,4.590314436538903E-3,10.250990220048898,4.0032025620496396E-2,153.76485330073348,2.1598272138228944E-2,256.2747555012225,1.2221950623319483E-2,0,0,12301.188264058679,1.1123470522803115E-4,8713.341687041564,2.4953586329427266E-4,0,0,0,0,15.629087555223613,null,30.752970660146698,0.33333333333333331,39.54,4.9094211792429674E-3,10.73,0.16666666666666666,140,0.125,29.733442066809499,null,73.649093730758707,8.1716666666666674E-2,2.2699999999999996,73.649093730758707,1.4200000000000001E-2,0,73.649093730758707,0.01,0,13.661673664925591,null,30.752970660146698,8.1716666666666674E-2,10.73,1.4200000000000001E-2,140,0.01,4.0653962524449883,null,29.73,0.18549683333333331,5.5148208549999991,null,{"$f":"IF($D157=\"Connection\",VLOOKUP(C157,'Input - General'!$F$62:$N$79,4,FALSE),0)","v":0},null,0.1801212933606588,68.604420394403689,12.35711693169835,null,8.6527813038891108E-2,80.961537326102047,7.0054247650941619]
[null,{"$f":"'Input - Inventory'!B155","v":147},{"$f":"'Input - Inventory'!C155","v":"SON1x50"},{"$f":"'Input - Inventory'!D155","v":"Lamp"},{"$f":"'Input - Inventory'!E155","v":"NonTraffic"},{"$f":"'Input - Inventory'!F155","v":"Minor < 130w"},{"$f":"'Input - Inventory'!G155","v":"1"},null,"Lamp - SON1x50",null,65.593767236899936,16,1049.500275790399,null,10.250990220048898,0.33333333333333331,0,0,10.250990220048898,1.8504811250925242E-2,0,0,10.250990220048898,0.16666666666666666,10.250990220048898,4.590314436538903E-3,10.250990220048898,4.0032025620496396E-2,153.76485330073348,2.1598272138228944E-2,256.2747555012225,1.2221950623319483E-2,0,0,12301.188264058679,1.1123470522803115E-4,8713.341687041564,2.4953586329427266E-4,0,0,0,0,15.768453765886179,null,30.752970660146698,0.33333333333333331,39.54,1.8504811250925242E-2,10.73,0.16666666666666666,0,1.8504811250925242E-2,12.771003790243816,null,73.649093730758707,0.12,1.5133333333333332,73.649093730758707,1.4200000000000001E-2,0,73.649093730758707,0.01,0,13.374675421505781,null,30.752970660146698,0.12,10.73,1.4200000000000001E-2,0,0.01,3.8427224792176036,null,29.73,0.18159999999999998,5.398968,null,{"$f":"IF($D158=\"Connection\",VLOOKUP(C158,'Input - General'!$F$62:$N$79,4,FALSE),0)","v":0},null,0.1801212933606588,51.155823456853376,9.2142530839779582,null,8.6527813038891108E-2,60.370076540831342,5.2236906960686005]
[null,{"$f":"'Input - Inventory'!B156","v":148},{"$f":"'Input - Inventory'!C156","v":"SON1x50 (P09)"},{"$f":"'Input - Inventory'!D156","v":"Lamp"},{"$f":"'Input - Inventory'!E156","v":"NonTraffic"},{"$f":"'Input - Inventory'!F156","v":"Minor < 130w"},{"$f":"'Input - Inventory'!G156","v":1},null,"Lamp - SON1x50 (P09)",null,65.593767236899936,597,39159.479040429265,null,10.250990220048898,0.33333333333333331,0,0,10.250990220048898,1.8504811250925242E-2,0,0,10.250990220048898,0.16666666666666666,10.250990220048898,4.590314436538903E-3,10.250990220048898,4.0032025620496396E-2,153.76485330073348,2.1598272138228944E-2,256.2747555012225,1.2221950623319483E-2,0,0,12301.188264058679,1.1123470522803115E-4,8713.341687041564,2.4953586329427266E-4,0,0,0,0,15.768453765886179,null,30.752970660146698,0.33333333333333331,39.54,1.8504811250925242E-2,10.73,0.16666666666666666,0,1.8504811250925242E-2,12.771003790243816,null,73.649093730758707,0.12,1.5133333333333332,73.649093730758707,1.4200000000000001E-2,0,73.649093730758707,0.01,0,13.374675421505781,null,30.752970660146698,0.12,10.73,1.4200000000000001E-2,0,0.01,3.8427224792176036,null,29.73,0.18159999999999998,5.398968,null,{"$f":"IF($D159=\"Connection\",VLOOKUP(C159,'Input - General'!$F$62:$N$79,4,FALSE),0)","v":0},null,0.1801212933606588,51.155823456853376,9.2142530839779582,null,8.6527813038891108E-2,60.370076540831342,5.2236906960686005]
[null,{"$f":"'Input - Inventory'!B157","v":149},{"$f":"'Input - Inventory'!C157","v":"SON1x70"},{"$f":"'Input - Inventory'!D157","v":"Lamp"},{"$f":"'Input - Inventory'!E157","v":"NonTraffic"},{"$f":"'Input - Inventory'!F157","v":"Minor < 130w"},{"$f":"'Input - Inventory'!G157","v":"1"},null,"Lamp - SON1x70",null,63.801510999148377,105,6699.1586549105796,null,10.250990220048898,0.33333333333333331,0,0,10.250990220048898,1.8504811250925242E-2,0,0,10.250990220048898,0.16666666666666666,10.250990220048898,4.590314436538903E-3,10.250990220048898,4.0032025620496396E-2,153.76485330073348,2.1598272138228944E-2,256.2747555012225,1.2221950623319483E-2,0,0,12301.188264058679,1.1123470522803115E-4,8713.341687041564,2.4953586329427266E-4,0,0,0,0,15.768453765886179,null,30.752970660146698,0.33333333333333331,39.54,1.8504811250925242E-2,10.73,0.16666666666666666,0,1.8504811250925242E-2,12.771003790243816,null,73.649093730758707,0.11253333333333332,1.5133333333333332,73.649093730758707,1.4200000000000001E-2,0,73.649093730758707,0.01,0,12.542473395278751,null,30.752970660146698,0.11253333333333332,10.73,1.4200000000000001E-2,0,0.01,3.6131002982885079,null,29.73,0.17030044444444439,5.0630322133333321,null,{"$f":"IF($D160=\"Connection\",VLOOKUP(C160,'Input - General'!$F$62:$N$79,4,FALSE),0)","v":0},null,0.1801212933606588,49.758063463030588,8.9624867460828099,null,8.6527813038891108E-2,58.720550209113398,5.0809607900349825]
[null,{"$f":"'Input - Inventory'!B158","v":150},{"$f":"'Input - Inventory'!C158","v":"SON1x70 (P09)"},{"$f":"'Input - Inventory'!D158","v":"Lamp"},{"$f":"'Input - Inventory'!E158","v":"NonTraffic"},{"$f":"'Input - Inventory'!F158","v":"Minor < 130w"},{"$f":"'Input - Inventory'!G158","v":1},null,"Lamp - SON1x70 (P09)",null,63.801510999148377,2045,130474.08999325843,null,10.250990220048898,0.33333333333333331,0,0,10.250990220048898,1.8504811250925242E-2,0,0,10.250990220048898,0.16666666666666666,10.250990220048898,4.590314436538903E-3,10.250990220048898,4.0032025620496396E-2,153.76485330073348,2.1598272138228944E-2,256.2747555012225,1.2221950623319483E-2,0,0,12301.188264058679,1.1123470522803115E-4,8713.341687041564,2.4953586329427266E-4,0,0,0,0,15.768453765886179,null,30.752970660146698,0.33333333333333331,39.54,1.8504811250925242E-2,10.73,0.16666666666666666,0,1.8504811250925242E-2,12.771003790243816,null,73.649093730758707,0.11253333333333332,1.5133333333333332,73.649093730758707,1.4200000000000001E-2,0,73.649093730758707,0.01,0,12.542473395278751,null,30.752970660146698,0.11253333333333332,10.73,1.4200000000000001E-2,0,0.01,3.6131002982885079,null,29.73,0.17030044444444439,5.0630322133333321,null,{"$f":"IF($D161=\"Connection\",VLOOKUP(C161,'Input - General'!$F$62:$N$79,4,FALSE),0)","v":0},null,0.1801212933606588,49.758063463030588,8.9624867460828099,null,8.6527813038891108E-2,58.720550209113398,5.0809607900349825]
[null,{"$f":"'Input - Inventory'!B159","v":151},{"$f":"'Input - Inventory'!C159","v":"SON2x250"},{"$f":"'Input - Inventory'!D159","v":"Lamp"},{"$f":"'Input - Inventory'!E159","v":"Traffic"},{"$f":"'Input - Inventory'!F159","v":"Major > 130w"},{"$f":"'Input - Inventory'!G159","v":"2"},null,"Lamp - SON2x250",null,141.65395660950915,0,0,null,0,0,10.250990220048898,0.33333333333333331,0,0,10.250990220048898,4.9094211792429674E-3,10.250990220048898,0.16666666666666666,10.250990220048898,4.590314436538903E-3,10.250990220048898,4.0032025620496396E-2,153.76485330073348,2.1598272138228944E-2,256.2747555012225,1.2221950623319483E-2,0,0,12301.188264058679,1.1123470522803115E-4,8713.341687041564,2.4953586329427266E-4,0,0,0,0,15.629087555223613,null,61.505941320293395,0.33333333333333331,39.54,4.9094211792429674E-3,10.73,0.16666666666666666,0,4.9094211792429674E-3,22.484432286858397,null,73.649093730758707,0.27204976000000003,2.2699999999999996,73.649093730758707,1.4200000000000001E-2,0,73.649093730758707,0.01,0,45.482215481231833,null,30.752970660146698,0.27204976000000003,10.73,1.4200000000000001E-2,0,0.01,8.5187042873799523,null,29.73,0.61755295519999998,18.359849358096,null,{"$f":"IF($D162=\"Connection\",VLOOKUP(C162,'Input - General'!$F$62:$N$79,4,FALSE),0)","v":0},null,0.1801212933606588,110.47428896878978,19.898771812157577,null,8.6527813038891108E-2,130.37306078094736,11.2808958285618]
[null,{"$f":"'Input - Inventory'!B160","v":152},{"$f":"'Input - Inventory'!C160","v":"SON2x250 (P09)"},{"$f":"'Input - Inventory'!D160","v":"Lamp"},{"$f":"'Input - Inventory'!E160","v":"Traffic"},{"$f":"'Input - Inventory'!F160","v":"Major > 130w"},{"$f":"'Input - Inventory'!G160","v":2},null,"Lamp - SON2x250 (P09)",null,141.65395660950915,29,4107.9647416757653,null,0,0,10.250990220048898,0.33333333333333331,0,0,10.250990220048898,4.9094211792429674E-3,10.250990220048898,0.16666666666666666,10.250990220048898,4.590314436538903E-3,10.250990220048898,4.0032025620496396E-2,153.76485330073348,2.1598272138228944E-2,256.2747555012225,1.2221950623319483E-2,0,0,12301.188264058679,1.1123470522803115E-4,8713.341687041564,2.4953586329427266E-4,0,0,0,0,15.629087555223613,null,61.505941320293395,0.33333333333333331,39.54,4.9094211792429674E-3,10.73,0.16666666666666666,0,4.9094211792429674E-3,22.484432286858397,null,73.649093730758707,0.27204976000000003,2.2699999999999996,73.649093730758707,1.4200000000000001E-2,0,73.649093730758707,0.01,0,45.482215481231833,null,30.752970660146698,0.27204976000000003,10.73,1.4200000000000001E-2,0,0.01,8.5187042873799523,null,29.73,0.61755295519999998,18.359849358096,null,{"$f":"IF($D163=\"Connection\",VLOOKUP(C163,'Input - General'!$F$62:$N$79,4,FALSE),0)","v":0},null,0.1801212933606588,110.47428896878978,19.898771812157577,null,8.6527813038891108E-2,130.37306078094736,11.2808958285618]
[null,{"$f":"'Input - Inventory'!B161","v":153},{"$f":"'Input - Inventory'!C161","v":"SON2x400"},{"$f":"'Input - Inventory'!D161","v":"Lamp"},{"$f":"'Input - Inventory'!E161","v":"Traffic"},{"$f":"'Input - Inventory'!F161","v":"Major > 130w"},{"$f":"'Input - Inventory'!G161","v":"2"},null,"Lamp - SON2x400",null,151.2195720608587,0,0,null,0,0,10.250990220048898,0.33333333333333331,0,0,10.250990220048898,4.9094211792429674E-3,10.250990220048898,0.16666666666666666,10.250990220048898,4.590314436538903E-3,10.250990220048898,4.0032025620496396E-2,153.76485330073348,2.1598272138228944E-2,256.2747555012225,1.2221950623319483E-2,0,0,12301.188264058679,1.1123470522803115E-4,8713.341687041564,2.4953586329427266E-4,0,0,0,0,15.629087555223613,null,61.505941320293395,0.33333333333333331,39.54,4.9094211792429674E-3,10.73,0.16666666666666666,0,4.9094211792429674E-3,22.484432286858397,null,73.649093730758707,0.30015621222222222,2.2699999999999996,73.649093730758707,1.4200000000000001E-2,0,73.649093730758707,0.01,0,50.181148927760347,null,30.752970660146698,0.30015621222222222,10.73,1.4200000000000001E-2,0,0.01,9.3830611879307657,null,29.73,0.68135460174444429,20.256672309862328,null,{"$f":"IF($D164=\"Connection\",VLOOKUP(C164,'Input - General'!$F$62:$N$79,4,FALSE),0)","v":0},null,0.1801212933606588,117.93440226763545,21.242497068162709,null,8.6527813038891108E-2,139.17689933579817,12.042672725060513]
[null,{"$f":"'Input - Inventory'!B162","v":154},{"$f":"'Input - Inventory'!C162","v":"SON2x70"},{"$f":"'Input - Inventory'!D162","v":"Lamp"},{"$f":"'Input - Inventory'!E162","v":"NonTraffic"},{"$f":"'Input - Inventory'!F162","v":"Minor < 130w"},{"$f":"'Input - Inventory'!G162","v":"2"},null,"Lamp - SON2x70",null,100.91781243883652,0,0,null,10.250990220048898,0.33333333333333331,0,0,10.250990220048898,1.8504811250925242E-2,0,0,10.250990220048898,0.16666666666666666,10.250990220048898,4.590314436538903E-3,10.250990220048898,4.0032025620496396E-2,153.76485330073348,2.1598272138228944E-2,256.2747555012225,1.2221950623319483E-2,0,0,12301.188264058679,1.1123470522803115E-4,8713.341687041564,2.4953586329427266E-4,0,0,0,0,15.768453765886179,null,61.505941320293395,0.33333333333333331,39.54,1.8504811250925242E-2,10.73,0.16666666666666666,0,1.8504811250925242E-2,23.021994010292715,null,73.649093730758707,0.21240291555555568,1.5133333333333332,73.649093730758707,1.4200000000000001E-2,0,73.649093730758707,0.01,0,23.673500451142154,null,30.752970660146698,0.21240291555555568,10.73,1.4200000000000001E-2,0,0.01,6.6843866302096204,null,29.73,0.3214364122074076,9.5563045349262286,null,{"$f":"IF($D165=\"Connection\",VLOOKUP(C165,'Input - General'!$F$62:$N$79,4,FALSE),0)","v":0},null,0.1801212933606588,78.704639392456897,14.176381440853591,null,8.6527813038891108E-2,92.881020833310487,8.0367916055260391]
[null,{"$f":"'Input - Inventory'!B163","v":155},{"$f":"'Input - Inventory'!C163","v":"SON3x70"},{"$f":"'Input - Inventory'!D163","v":"Lamp"},{"$f":"'Input - Inventory'!E163","v":"NonTraffic"},{"$f":"'Input - Inventory'!F163","v":"Minor < 130w"},{"$f":"'Input - Inventory'!G163","v":"3"},null,"Lamp - SON3x70",null,135.33645051862624,0,0,null,10.250990220048898,0.33333333333333331,0,0,10.250990220048898,1.8504811250925242E-2,0,0,10.250990220048898,0.16666666666666666,10.250990220048898,4.590314436538903E-3,10.250990220048898,4.0032025620496396E-2,153.76485330073348,2.1598272138228944E-2,256.2747555012225,1.2221950623319483E-2,0,0,12301.188264058679,1.1123470522803115E-4,8713.341687041564,2.4953586329427266E-4,0,0,0,0,15.768453765886179,null,92.258911980440089,0.33333333333333331,39.54,1.8504811250925242E-2,10.73,0.16666666666666666,0,1.8504811250925242E-2,33.272984230341613,null,73.649093730758707,0.30103384079170381,1.5133333333333332,73.649093730758707,1.4200000000000001E-2,0,73.649093730758707,0.01,0,33.551915928985714,null,30.752970660146698,0.30103384079170381,10.73,1.4200000000000001E-2,0,0.01,9.4100508735785393,null,29.73,0.45556454573144506,13.543933944595862,null,{"$f":"IF($D166=\"Connection\",VLOOKUP(C166,'Input - General'!$F$62:$N$79,4,FALSE),0)","v":0},null,0.1801212933606588,105.54733874338791,19.0113231652346,null,8.6527813038891108E-2,124.55866190862251,10.777788610003736]
[null,{"$f":"'Input - Inventory'!B164","v":156},{"$f":"'Input - Inventory'!C164","v":"SON4x250"},{"$f":"'Input - Inventory'!D164","v":"Lamp"},{"$f":"'Input - Inventory'!E164","v":"Traffic"},{"$f":"'Input - Inventory'!F164","v":"Major > 130w"},{"$f":"'Input - Inventory'!G164","v":"4"},null,"Lamp - SON4x250",null,235.34184488911254,0,0,null,0,0,10.250990220048898,0.33333333333333331,0,0,10.250990220048898,4.9094211792429674E-3,10.250990220048898,0.16666666666666666,10.250990220048898,4.590314436538903E-3,10.250990220048898,4.0032025620496396E-2,153.76485330073348,2.1598272138228944E-2,256.2747555012225,1.2221950623319483E-2,0,0,12301.188264058679,1.1123470522803115E-4,8713.341687041564,2.4953586329427266E-4,0,0,0,0,15.629087555223613,null,123.01188264058679,0.33333333333333331,39.54,4.9094211792429674E-3,10.73,0.16666666666666666,0,4.9094211792429674E-3,42.986412726956196,null,73.649093730758707,0.47008844808394246,2.2699999999999996,73.649093730758707,1.4200000000000001E-2,0,73.649093730758707,0.01,0,78.591005156526265,null,30.752970660146698,0.47008844808394246,10.73,1.4200000000000001E-2,0,0.01,14.608982251599377,null,29.73,1.0671007771505492,31.724906104685829,null,{"$f":"IF($D167=\"Connection\",VLOOKUP(C167,'Input - General'!$F$62:$N$79,4,FALSE),0)","v":0},null,0.1801212933606588,183.54039379499127,33.059533114278466,null,8.6527813038891108E-2,216.59992690926975,18.741917979842771]
[null,{"$f":"'Input - Inventory'!B165","v":157},{"$f":"'Input - Inventory'!C165","v":"SON4x600"},{"$f":"'Input - Inventory'!D165","v":"Lamp"},{"$f":"'Input - Inventory'!E165","v":"Traffic"},{"$f":"'Input - Inventory'!F165","v":"Major > 130w"},{"$f":"'Input - Inventory'!G165","v":"4"},null,"Lamp - SON4x600",null,248.99957350256815,0,0,null,0,0,10.250990220048898,0.33333333333333331,0,0,10.250990220048898,4.9094211792429674E-3,10.250990220048898,0.16666666666666666,10.250990220048898,4.590314436538903E-3,10.250990220048898,4.0032025620496396E-2,153.76485330073348,2.1598272138228944E-2,256.2747555012225,1.2221950623319483E-2,0,0,12301.188264058679,1.1123470522803115E-4,8713.341687041564,2.4953586329427266E-4,0,0,0,0,15.629087555223613,null,123.01188264058679,0.33333333333333331,39.54,4.9094211792429674E-3,10.73,0.16666666666666666,0,4.9094211792429674E-3,42.986412726956196,null,73.649093730758707,0.51021867270885268,2.2699999999999996,73.649093730758707,1.4200000000000001E-2,0,73.649093730758707,0.01,0,85.300114268404926,null,30.752970660146698,0.51021867270885268,10.73,1.4200000000000001E-2,0,0.01,15.843105872074338,null,29.73,1.1581963870490954,34.433178586969611,null,{"$f":"IF($D168=\"Connection\",VLOOKUP(C168,'Input - General'!$F$62:$N$79,4,FALSE),0)","v":0},null,0.1801212933606588,194.19189900962868,34.978096009776756,null,8.6527813038891108E-2,229.16999501940543,19.82957848316272]
[null,{"$f":"'Input - Inventory'!B166","v":158},{"$f":"'Input - Inventory'!C166","v":"SON4x70"},{"$f":"'Input - Inventory'!D166","v":"Lamp"},{"$f":"'Input - Inventory'!E166","v":"NonTraffic"},{"$f":"'Input - Inventory'!F166","v":"Minor < 130w"},{"$f":"'Input - Inventory'!G166","v":"4"},null,"Lamp - SON4x70",null,167.36100228861818,0,0,null,10.250990220048898,0.33333333333333331,0,0,10.250990220048898,1.8504811250925242E-2,0,0,10.250990220048898,0.16666666666666666,10.250990220048898,4.590314436538903E-3,10.250990220048898,4.0032025620496396E-2,153.76485330073348,2.1598272138228944E-2,256.2747555012225,1.2221950623319483E-2,0,0,12301.188264058679,1.1123470522803115E-4,8713.341687041564,2.4953586329427266E-4,0,0,0,0,15.768453765886179,null,123.01188264058679,0.33333333333333331,39.54,1.8504811250925242E-2,10.73,0.16666666666666666,0,1.8504811250925242E-2,43.523974450390511,null,73.649093730758707,0.37969083257461089,1.5133333333333332,73.649093730758707,1.4200000000000001E-2,0,73.649093730758707,0.01,0,42.318680385055956,null,30.752970660146698,0.37969083257461089,10.73,1.4200000000000001E-2,0,0.01,11.828987034093682,null,29.73,0.57459879329624441,17.082822124697348,null,{"$f":"IF($D169=\"Connection\",VLOOKUP(C169,'Input - General'!$F$62:$N$79,4,FALSE),0)","v":0},null,0.1801212933606588,130.52291776012368,23.509956760160378,null,8.6527813038891108E-2,154.03287452028405,13.328127768334113]
[null,{"$f":"'Input - Inventory'!B167","v":159},{"$f":"'Input - Inventory'!C167","v":"SON8x70"},{"$f":"'Input - Inventory'!D167","v":"Lamp"},{"$f":"'Input - Inventory'!E167","v":"NonTraffic"},{"$f":"'Input - Inventory'!F167","v":"Minor < 130w"},{"$f":"'Input - Inventory'!G167","v":"8"},null,"Lamp - SON8x70",null,276.4719516766757,0,0,null,10.250990220048898,0.33333333333333331,0,0,10.250990220048898,1.8504811250925242E-2,0,0,10.250990220048898,0.16666666666666666,10.250990220048898,4.590314436538903E-3,10.250990220048898,4.0032025620496396E-2,153.76485330073348,2.1598272138228944E-2,256.2747555012225,1.2221950623319483E-2,0,0,12301.188264058679,1.1123470522803115E-4,8713.341687041564,2.4953586329427266E-4,0,0,0,0,15.768453765886179,null,246.02376528117358,0.33333333333333331,39.54,1.8504811250925242E-2,10.73,0.16666666666666666,0,1.8504811250925242E-2,84.527935330586089,null,73.649093730758707,0.61521653680802058,1.5133333333333332,73.649093730758707,1.4200000000000001E-2,0,73.649093730758707,0.01,0,68.569345781251158,null,30.752970660146698,0.61521653680802058,10.73,1.4200000000000001E-2,0,0.01,19.072102106094118,null,29.73,0.93102769236947103,27.679453294144373,null,{"$f":"IF($D170=\"Connection\",VLOOKUP(C170,'Input - General'!$F$62:$N$79,4,FALSE),0)","v":0},null,0.1801212933606588,215.61729027796196,38.837265195787111,null,8.6527813038891108E-2,254.454555473749,22.017396202926697]
[null,{"$f":"'Input - Inventory'!B168","v":160},{"$f":"'Input - Inventory'!C168","v":"SOX1x135"},{"$f":"'Input - Inventory'!D168","v":"Lamp"},{"$f":"'Input - Inventory'!E168","v":"Traffic"},{"$f":"'Input - Inventory'!F168","v":"Major > 130w"},{"$f":"'Input - Inventory'!G168","v":"1"},null,"Lamp - SOX1x135",null,84.929939621962333,2,169.85987924392467,null,0,0,10.250990220048898,0.33333333333333331,0,0,10.250990220048898,4.9094211792429674E-3,10.250990220048898,0.16666666666666666,10.250990220048898,4.590314436538903E-3,10.250990220048898,4.0032025620496396E-2,153.76485330073348,2.1598272138228944E-2,256.2747555012225,1.2221950623319483E-2,0,0,12301.188264058679,1.1123470522803115E-4,8713.341687041564,2.4953586329427266E-4,0,0,0,0,15.629087555223613,null,30.752970660146698,0.33333333333333331,39.54,4.9094211792429674E-3,10.73,0.16666666666666666,0,4.9094211792429674E-3,12.233442066809499,null,73.649093730758707,0.14399999999999999,2.2699999999999996,73.649093730758707,1.4200000000000001E-2,0,73.649093730758707,0.01,0,24.074415758710398,null,30.752970660146698,0.14399999999999999,10.73,1.4200000000000001E-2,0,0.01,4.5807937750611236,null,29.73,0.32687999999999989,9.7181423999999961,null,{"$f":"IF($D171=\"Connection\",VLOOKUP(C171,'Input - General'!$F$62:$N$79,4,FALSE),0)","v":0},null,0.1801212933606588,66.235881555804639,11.930492652714937,null,8.6527813038891108E-2,78.166374208519557,6.7635654134427803]
[null,{"$f":"'Input - Inventory'!B169","v":161},{"$f":"'Input - Inventory'!C169","v":"SOX1x150"},{"$f":"'Input - Inventory'!D169","v":"Lamp"},{"$f":"'Input - Inventory'!E169","v":"Traffic"},{"$f":"'Input - Inventory'!F169","v":"Major > 130w"},{"$f":"'Input - Inventory'!G169","v":"1"},null,"Lamp - SOX1x150",null,84.929939621962333,0,0,null,0,0,10.250990220048898,0.33333333333333331,0,0,10.250990220048898,4.9094211792429674E-3,10.250990220048898,0.16666666666666666,10.250990220048898,4.590314436538903E-3,10.250990220048898,4.0032025620496396E-2,153.76485330073348,2.1598272138228944E-2,256.2747555012225,1.2221950623319483E-2,0,0,12301.188264058679,1.1123470522803115E-4,8713.341687041564,2.4953586329427266E-4,0,0,0,0,15.629087555223613,null,30.752970660146698,0.33333333333333331,39.54,4.9094211792429674E-3,10.73,0.16666666666666666,0,4.9094211792429674E-3,12.233442066809499,null,73.649093730758707,0.14399999999999999,2.2699999999999996,73.649093730758707,1.4200000000000001E-2,0,73.649093730758707,0.01,0,24.074415758710398,null,30.752970660146698,0.14399999999999999,10.73,1.4200000000000001E-2,0,0.01,4.5807937750611236,null,29.73,0.32687999999999989,9.7181423999999961,null,{"$f":"IF($D172=\"Connection\",VLOOKUP(C172,'Input - General'!$F$62:$N$79,4,FALSE),0)","v":0},null,0.1801212933606588,66.235881555804639,11.930492652714937,null,8.6527813038891108E-2,78.166374208519557,6.7635654134427803]
[null,{"$f":"'Input - Inventory'!B170","v":162},{"$f":"'Input - Inventory'!C170","v":"SOX1x180"},{"$f":"'Input - Inventory'!D170","v":"Lamp"},{"$f":"'Input - Inventory'!E170","v":"Traffic"},{"$f":"'Input - Inventory'!F170","v":"Major > 130w"},{"$f":"'Input - Inventory'!G170","v":"1"},null,"Lamp - SOX1x180",null,128.84900777195003,0,0,null,0,0,10.250990220048898,0.33333333333333331,0,0,10.250990220048898,4.9094211792429674E-3,10.250990220048898,0.16666666666666666,10.250990220048898,4.590314436538903E-3,10.250990220048898,4.0032025620496396E-2,153.76485330073348,2.1598272138228944E-2,256.2747555012225,1.2221950623319483E-2,0,0,12301.188264058679,1.1123470522803115E-4,8713.341687041564,2.4953586329427266E-4,0,0,0,0,15.629087555223613,null,102.50990220048899,0.33333333333333331,39.54,4.9094211792429674E-3,10.73,0.16666666666666666,0,4.9094211792429674E-3,36.1524192469236,null,73.649093730758707,0.14399999999999999,2.2699999999999996,73.649093730758707,1.4200000000000001E-2,0,73.649093730758707,0.01,0,24.074415758710398,null,102.50990220048899,0.14399999999999999,10.73,1.4200000000000001E-2,0,0.01,14.913791916870414,null,29.73,0.32687999999999989,9.7181423999999961,null,{"$f":"IF($D173=\"Connection\",VLOOKUP(C173,'Input - General'!$F$62:$N$79,4,FALSE),0)","v":0},null,0.1801212933606588,100.48785687772801,18.10000274785714,null,8.6527813038891108E-2,118.58785962558514,10.261148146364894]
[null,{"$f":"'Input - Inventory'!B171","v":163},{"$f":"'Input - Inventory'!C171","v":"SOX1x90"},{"$f":"'Input - Inventory'!D171","v":"Lamp"},{"$f":"'Input - Inventory'!E171","v":"NonTraffic"},{"$f":"'Input - Inventory'!F171","v":"Minor < 130w"},{"$f":"'Input - Inventory'!G171","v":"1"},null,"Lamp - SOX1x90",null,75.195139939140404,0,0,null,10.250990220048898,0.33333333333333331,0,0,10.250990220048898,1.8504811250925242E-2,0,0,10.250990220048898,0.16666666666666666,10.250990220048898,4.590314436538903E-3,10.250990220048898,4.0032025620496396E-2,153.76485330073348,2.1598272138228944E-2,256.2747555012225,1.2221950623319483E-2,0,0,12301.188264058679,1.1123470522803115E-4,8713.341687041564,2.4953586329427266E-4,0,0,0,0,15.768453765886179,null,30.752970660146698,0.33333333333333331,39.54,1.8504811250925242E-2,10.73,0.16666666666666666,0,1.8504811250925242E-2,12.771003790243816,null,73.649093730758707,0.16,1.5133333333333332,73.649093730758707,1.4200000000000001E-2,0,73.649093730758707,0.01,0,17.832900562007708,null,30.752970660146698,0.16,10.73,1.4200000000000001E-2,0,0.01,5.0728413056234718,null,29.73,0.24213333333333331,7.1986239999999997,null,{"$f":"IF($D174=\"Connection\",VLOOKUP(C174,'Input - General'!$F$62:$N$79,4,FALSE),0)","v":0},null,0.1801212933606588,58.643823423761177,10.563001322701961,null,8.6527813038891108E-2,69.206824746463141,5.9883151926772653]
[null,{"$f":"'Input - Inventory'!B172","v":164},{"$f":"'Input - Inventory'!C172","v":"TF1x16"},{"$f":"'Input - Inventory'!D172","v":"Lamp"},{"$f":"'Input - Inventory'!E172","v":"NonTraffic"},{"$f":"'Input - Inventory'!F172","v":"Minor < 130w"},{"$f":"'Input - Inventory'!G172","v":"1"},null,"Lamp - TF1x16",null,104.97541491243879,1,104.97541491243879,null,10.250990220048898,0.33333333333333331,0,0,10.250990220048898,1.8504811250925242E-2,0,0,10.250990220048898,0.16666666666666666,10.250990220048898,4.590314436538903E-3,10.250990220048898,4.0032025620496396E-2,153.76485330073348,2.1598272138228944E-2,256.2747555012225,1.2221950623319483E-2,0,0,12301.188264058679,1.1123470522803115E-4,8713.341687041564,2.4953586329427266E-4,0,0,0,0,15.768453765886179,null,10.250990220048898,0.33333333333333331,39.54,1.8504811250925242E-2,10.73,0.16666666666666666,0,1.8504811250925242E-2,5.9370103102112166,null,73.649093730758707,0.36,1.5133333333333332,73.649093730758707,1.4200000000000001E-2,0,73.649093730758707,0.01,0,40.12402626451734,null,10.250990220048898,0.36,10.73,1.4200000000000001E-2,0,0.01,3.8427224792176036,null,29.73,0.54479999999999995,16.196904,null,{"$f":"IF($D175=\"Connection\",VLOOKUP(C175,'Input - General'!$F$62:$N$79,4,FALSE),0)","v":0},null,0.1801212933606588,81.869116819832342,14.746371207883067,null,8.6527813038891108E-2,96.615488027715415,8.3599268847233823]
[null,{"$f":"'Input - Inventory'!B173","v":165},{"$f":"'Input - Inventory'!C173","v":"TF1x176"},{"$f":"'Input - Inventory'!D173","v":"Lamp"},{"$f":"'Input - Inventory'!E173","v":"Traffic"},{"$f":"'Input - Inventory'!F173","v":"Major > 130w"},{"$f":"'Input - Inventory'!G173","v":"1"},null,"Lamp - TF1x176",null,140.21575745806132,0,0,null,0,0,10.250990220048898,0.33333333333333331,0,0,10.250990220048898,4.9094211792429674E-3,10.250990220048898,0.16666666666666666,10.250990220048898,4.590314436538903E-3,10.250990220048898,4.0032025620496396E-2,153.76485330073348,2.1598272138228944E-2,256.2747555012225,1.2221950623319483E-2,0,0,12301.188264058679,1.1123470522803115E-4,8713.341687041564,2.4953586329427266E-4,0,0,0,0,15.629087555223613,null,10.250990220048898,0.33333333333333331,39.54,4.9094211792429674E-3,10.73,0.16666666666666666,0,4.9094211792429674E-3,5.3994485867768995,null,73.649093730758707,0.36,2.2699999999999996,73.649093730758707,1.4200000000000001E-2,0,73.649093730758707,0.01,0,60.186039396776003,null,10.250990220048898,0.36,10.73,1.4200000000000001E-2,0,0.01,3.8427224792176036,null,29.73,0.81719999999999982,24.295355999999995,null,{"$f":"IF($D176=\"Connection\",VLOOKUP(C176,'Input - General'!$F$62:$N$79,4,FALSE),0)","v":0},null,0.1801212933606588,109.3526540179941,19.696741474141739,null,8.6527813038891108E-2,129.04939549213586,11.166361965925448]
[null,{"$f":"'Input - Inventory'!B174","v":166},{"$f":"'Input - Inventory'!C174","v":"TF1x20"},{"$f":"'Input - Inventory'!D174","v":"Lamp"},{"$f":"'Input - Inventory'!E174","v":"NonTraffic"},{"$f":"'Input - Inventory'!F174","v":"Minor < 130w"},{"$f":"'Input - Inventory'!G174","v":"1"},null,"Lamp - TF1x20",null,104.97541491243879,0,0,null,10.250990220048898,0.33333333333333331,0,0,10.250990220048898,1.8504811250925242E-2,0,0,10.250990220048898,0.16666666666666666,10.250990220048898,4.590314436538903E-3,10.250990220048898,4.0032025620496396E-2,153.76485330073348,2.1598272138228944E-2,256.2747555012225,1.2221950623319483E-2,0,0,12301.188264058679,1.1123470522803115E-4,8713.341687041564,2.4953586329427266E-4,0,0,0,0,15.768453765886179,null,10.250990220048898,0.33333333333333331,39.54,1.8504811250925242E-2,10.73,0.16666666666666666,0,1.8504811250925242E-2,5.9370103102112166,null,73.649093730758707,0.36,1.5133333333333332,73.649093730758707,1.4200000000000001E-2,0,73.649093730758707,0.01,0,40.12402626451734,null,10.250990220048898,0.36,10.73,1.4200000000000001E-2,0,0.01,3.8427224792176036,null,29.73,0.54479999999999995,16.196904,null,{"$f":"IF($D177=\"Connection\",VLOOKUP(C177,'Input - General'!$F$62:$N$79,4,FALSE),0)","v":0},null,0.1801212933606588,81.869116819832342,14.746371207883067,null,8.6527813038891108E-2,96.615488027715415,8.3599268847233823]
[null,{"$f":"'Input - Inventory'!B175","v":167},{"$f":"'Input - Inventory'!C175","v":"TF1x236"},{"$f":"'Input - Inventory'!D175","v":"Lamp"},{"$f":"'Input - Inventory'!E175","v":"Traffic"},{"$f":"'Input - Inventory'!F175","v":"Major > 130w"},{"$f":"'Input - Inventory'!G175","v":"1"},null,"Lamp - TF1x236",null,140.21575745806132,0,0,null,0,0,10.250990220048898,0.33333333333333331,0,0,10.250990220048898,4.9094211792429674E-3,10.250990220048898,0.16666666666666666,10.250990220048898,4.590314436538903E-3,10.250990220048898,4.0032025620496396E-2,153.76485330073348,2.1598272138228944E-2,256.2747555012225,1.2221950623319483E-2,0,0,12301.188264058679,1.1123470522803115E-4,8713.341687041564,2.4953586329427266E-4,0,0,0,0,15.629087555223613,null,10.250990220048898,0.33333333333333331,39.54,4.9094211792429674E-3,10.73,0.16666666666666666,0,4.9094211792429674E-3,5.3994485867768995,null,73.649093730758707,0.36,2.2699999999999996,73.649093730758707,1.4200000000000001E-2,0,73.649093730758707,0.01,0,60.186039396776003,null,10.250990220048898,0.36,10.73,1.4200000000000001E-2,0,0.01,3.8427224792176036,null,29.73,0.81719999999999982,24.295355999999995,null,{"$f":"IF($D178=\"Connection\",VLOOKUP(C178,'Input - General'!$F$62:$N$79,4,FALSE),0)","v":0},null,0.1801212933606588,109.3526540179941,19.696741474141739,null,8.6527813038891108E-2,129.04939549213586,11.166361965925448]
[null,{"$f":"'Input - Inventory'!B176","v":168},{"$f":"'Input - Inventory'!C176","v":"TF1x26"},{"$f":"'Input - Inventory'!D176","v":"Lamp"},{"$f":"'Input - Inventory'!E176","v":"NonTraffic"},{"$f":"'Input - Inventory'!F176","v":"Minor < 130w"},{"$f":"'Input - Inventory'!G176","v":"1"},null,"Lamp - TF1x26",null,104.97541491243879,0,0,null,10.250990220048898,0.33333333333333331,0,0,10.250990220048898,1.8504811250925242E-2,0,0,10.250990220048898,0.16666666666666666,10.250990220048898,4.590314436538903E-3,10.250990220048898,4.0032025620496396E-2,153.76485330073348,2.1598272138228944E-2,256.2747555012225,1.2221950623319483E-2,0,0,12301.188264058679,1.1123470522803115E-4,8713.341687041564,2.4953586329427266E-4,0,0,0,0,15.768453765886179,null,10.250990220048898,0.33333333333333331,39.54,1.8504811250925242E-2,10.73,0.16666666666666666,0,1.8504811250925242E-2,5.9370103102112166,null,73.649093730758707,0.36,1.5133333333333332,73.649093730758707,1.4200000000000001E-2,0,73.649093730758707,0.01,0,40.12402626451734,null,10.250990220048898,0.36,10.73,1.4200000000000001E-2,0,0.01,3.8427224792176036,null,29.73,0.54479999999999995,16.196904,null,{"$f":"IF($D179=\"Connection\",VLOOKUP(C179,'Input - General'!$F$62:$N$79,4,FALSE),0)","v":0},null,0.1801212933606588,81.869116819832342,14.746371207883067,null,8.6527813038891108E-2,96.615488027715415,8.3599268847233823]
[null,{"$f":"'Input - Inventory'!B177","v":169},{"$f":"'Input - Inventory'!C177","v":"TF1x40"},{"$f":"'Input - Inventory'!D177","v":"Lamp"},{"$f":"'Input - Inventory'!E177","v":"NonTraffic"},{"$f":"'Input - Inventory'!F177","v":"Minor < 130w"},{"$f":"'Input - Inventory'!G177","v":"1"},null,"Lamp - TF1x40",null,61.798729234379152,86,5314.6907141566071,null,10.250990220048898,0.33333333333333331,0,0,10.250990220048898,1.8504811250925242E-2,0,0,10.250990220048898,0.16666666666666666,10.250990220048898,4.590314436538903E-3,10.250990220048898,4.0032025620496396E-2,153.76485330073348,2.1598272138228944E-2,256.2747555012225,1.2221950623319483E-2,0,0,12301.188264058679,1.1123470522803115E-4,8713.341687041564,2.4953586329427266E-4,0,0,0,0,15.768453765886179,null,10.250990220048898,0.33333333333333331,39.54,1.8504811250925242E-2,10.73,0.16666666666666666,0,1.8504811250925242E-2,5.9370103102112166,null,73.649093730758707,0.158,1.5133333333333332,73.649093730758707,1.4200000000000001E-2,0,73.649093730758707,0.01,0,17.609989304982609,null,10.250990220048898,0.158,10.73,1.4200000000000001E-2,0,0.01,1.7720224547677259,null,29.73,0.23910666666666663,7.1086411999999992,null,{"$f":"IF($D180=\"Connection\",VLOOKUP(C180,'Input - General'!$F$62:$N$79,4,FALSE),0)","v":0},null,0.1801212933606588,48.196117035847728,8.6811469354585729,null,8.6527813038891108E-2,56.877263971306306,4.9214652630728493]
[null,{"$f":"'Input - Inventory'!B178","v":170},{"$f":"'Input - Inventory'!C178","v":"TF1x40 (P09)"},{"$f":"'Input - Inventory'!D178","v":"Lamp"},{"$f":"'Input - Inventory'!E178","v":"NonTraffic"},{"$f":"'Input - Inventory'!F178","v":"Minor < 130w"},{"$f":"'Input - Inventory'!G178","v":1},null,"Lamp - TF1x40 (P09)",null,61.798729234379152,508,31393.754451064611,null,10.250990220048898,0.33333333333333331,0,0,10.250990220048898,1.8504811250925242E-2,0,0,10.250990220048898,0.16666666666666666,10.250990220048898,4.590314436538903E-3,10.250990220048898,4.0032025620496396E-2,153.76485330073348,2.1598272138228944E-2,256.2747555012225,1.2221950623319483E-2,0,0,12301.188264058679,1.1123470522803115E-4,8713.341687041564,2.4953586329427266E-4,0,0,0,0,15.768453765886179,null,10.250990220048898,0.33333333333333331,39.54,1.8504811250925242E-2,10.73,0.16666666666666666,0,1.8504811250925242E-2,5.9370103102112166,null,73.649093730758707,0.158,1.5133333333333332,73.649093730758707,1.4200000000000001E-2,0,73.649093730758707,0.01,0,17.609989304982609,null,10.250990220048898,0.158,10.73,1.4200000000000001E-2,0,0.01,1.7720224547677259,null,29.73,0.23910666666666663,7.1086411999999992,null,{"$f":"IF($D181=\"Connection\",VLOOKUP(C181,'Input - General'!$F$62:$N$79,4,FALSE),0)","v":0},null,0.1801212933606588,48.196117035847728,8.6811469354585729,null,8.6527813038891108E-2,56.877263971306306,4.9214652630728493]
[null,{"$f":"'Input - Inventory'!B179","v":171},{"$f":"'Input - Inventory'!C179","v":"TF1x60"},{"$f":"'Input - Inventory'!D179","v":"Lamp"},{"$f":"'Input - Inventory'!E179","v":"NonTraffic"},{"$f":"'Input - Inventory'!F179","v":"Minor < 130w"},{"$f":"'Input - Inventory'!G179","v":"1"},null,"Lamp - TF1x60",null,104.97541491243879,0,0,null,10.250990220048898,0.33333333333333331,0,0,10.250990220048898,1.8504811250925242E-2,0,0,10.250990220048898,0.16666666666666666,10.250990220048898,4.590314436538903E-3,10.250990220048898,4.0032025620496396E-2,153.76485330073348,2.1598272138228944E-2,256.2747555012225,1.2221950623319483E-2,0,0,12301.188264058679,1.1123470522803115E-4,8713.341687041564,2.4953586329427266E-4,0,0,0,0,15.768453765886179,null,10.250990220048898,0.33333333333333331,39.54,1.8504811250925242E-2,10.73,0.16666666666666666,0,1.8504811250925242E-2,5.9370103102112166,null,73.649093730758707,0.36,1.5133333333333332,73.649093730758707,1.4200000000000001E-2,0,73.649093730758707,0.01,0,40.12402626451734,null,10.250990220048898,0.36,10.73,1.4200000000000001E-2,0,0.01,3.8427224792176036,null,29.73,0.54479999999999995,16.196904,null,{"$f":"IF($D182=\"Connection\",VLOOKUP(C182,'Input - General'!$F$62:$N$79,4,FALSE),0)","v":0},null,0.1801212933606588,81.869116819832342,14.746371207883067,null,8.6527813038891108E-2,96.615488027715415,8.3599268847233823]
[null,{"$f":"'Input - Inventory'!B180","v":172},{"$f":"'Input - Inventory'!C180","v":"TF1x80"},{"$f":"'Input - Inventory'!D180","v":"Lamp"},{"$f":"'Input - Inventory'!E180","v":"NonTraffic"},{"$f":"'Input - Inventory'!F180","v":"Minor < 130w"},{"$f":"'Input - Inventory'!G180","v":"1"},null,"Lamp - TF1x80",null,104.97541491243879,14,1469.6558087741432,null,10.250990220048898,0.33333333333333331,0,0,10.250990220048898,1.8504811250925242E-2,0,0,10.250990220048898,0.16666666666666666,10.250990220048898,4.590314436538903E-3,10.250990220048898,4.0032025620496396E-2,153.76485330073348,2.1598272138228944E-2,256.2747555012225,1.2221950623319483E-2,0,0,12301.188264058679,1.1123470522803115E-4,8713.341687041564,2.4953586329427266E-4,0,0,0,0,15.768453765886179,null,10.250990220048898,0.33333333333333331,39.54,1.8504811250925242E-2,10.73,0.16666666666666666,0,1.8504811250925242E-2,5.9370103102112166,null,73.649093730758707,0.36,1.5133333333333332,73.649093730758707,1.4200000000000001E-2,0,73.649093730758707,0.01,0,40.12402626451734,null,10.250990220048898,0.36,10.73,1.4200000000000001E-2,0,0.01,3.8427224792176036,null,29.73,0.54479999999999995,16.196904,null,{"$f":"IF($D183=\"Connection\",VLOOKUP(C183,'Input - General'!$F$62:$N$79,4,FALSE),0)","v":0},null,0.1801212933606588,81.869116819832342,14.746371207883067,null,8.6527813038891108E-2,96.615488027715415,8.3599268847233823]
[null,{"$f":"'Input - Inventory'!B181","v":173},{"$f":"'Input - Inventory'!C181","v":"TF2x14 T5"},{"$f":"'Input - Inventory'!D181","v":"Lamp"},{"$f":"'Input - Inventory'!E181","v":"NonTraffic"},{"$f":"'Input - Inventory'!F181","v":"Minor < 130w"},{"$f":"'Input - Inventory'!G181","v":"2"},null,"Lamp - TF2x14 T5",null,36.683177028786183,4,146.73270811514473,null,10.250990220048898,0.33333333333333331,0,0,10.250990220048898,1.8504811250925242E-2,0,0,10.250990220048898,0.16666666666666666,10.250990220048898,4.590314436538903E-3,10.250990220048898,4.0032025620496396E-2,153.76485330073348,2.1598272138228944E-2,256.2747555012225,1.2221950623319483E-2,0,0,12301.188264058679,1.1123470522803115E-4,8713.341687041564,2.4953586329427266E-4,0,0,0,0,15.768453765886179,null,20.501980440097796,0.33333333333333331,39.54,1.8504811250925242E-2,10.73,0.16666666666666666,0,1.8504811250925242E-2,9.3540070502275157,null,73.649093730758707,0.02,1.5133333333333332,73.649093730758707,1.4200000000000001E-2,0,73.649093730758707,0.01,0,2.2291125702509635,null,10.250990220048898,0.02,10.73,1.4200000000000001E-2,0,0.01,0.357385804400978,null,29.73,3.0266666666666664E-2,0.89982799999999996,null,{"$f":"IF($D184=\"Connection\",VLOOKUP(C184,'Input - General'!$F$62:$N$79,4,FALSE),0)","v":0},null,0.1801212933606588,28.608787190765636,5.1530517502805546,null,8.6527813038891108E-2,33.761838941046186,2.9213380877399979]
[null,{"$f":"'Input - Inventory'!B182","v":174},{"$f":"'Input - Inventory'!C182","v":"TF2x14 T5 (P09)"},{"$f":"'Input - Inventory'!D182","v":"Lamp"},{"$f":"'Input - Inventory'!E182","v":"NonTraffic"},{"$f":"'Input - Inventory'!F182","v":"Minor < 130w"},{"$f":"'Input - Inventory'!G182","v":2},null,"Lamp - TF2x14 T5 (P09)",null,36.683177028786183,310,11371.784878923716,null,10.250990220048898,0.33333333333333331,0,0,10.250990220048898,1.8504811250925242E-2,0,0,10.250990220048898,0.16666666666666666,10.250990220048898,4.590314436538903E-3,10.250990220048898,4.0032025620496396E-2,153.76485330073348,2.1598272138228944E-2,256.2747555012225,1.2221950623319483E-2,0,0,12301.188264058679,1.1123470522803115E-4,8713.341687041564,2.4953586329427266E-4,0,0,0,0,15.768453765886179,null,20.501980440097796,0.33333333333333331,39.54,1.8504811250925242E-2,10.73,0.16666666666666666,0,1.8504811250925242E-2,9.3540070502275157,null,73.649093730758707,0.02,1.5133333333333332,73.649093730758707,1.4200000000000001E-2,0,73.649093730758707,0.01,0,2.2291125702509635,null,10.250990220048898,0.02,10.73,1.4200000000000001E-2,0,0.01,0.357385804400978,null,29.73,3.0266666666666664E-2,0.89982799999999996,null,{"$f":"IF($D185=\"Connection\",VLOOKUP(C185,'Input - General'!$F$62:$N$79,4,FALSE),0)","v":0},null,0.1801212933606588,28.608787190765636,5.1530517502805546,null,8.6527813038891108E-2,33.761838941046186,2.9213380877399979]
[null,{"$f":"'Input - Inventory'!B183","v":175},{"$f":"'Input - Inventory'!C183","v":"TF2x20"},{"$f":"'Input - Inventory'!D183","v":"Lamp"},{"$f":"'Input - Inventory'!E183","v":"NonTraffic"},{"$f":"'Input - Inventory'!F183","v":"Minor < 130w"},{"$f":"'Input - Inventory'!G183","v":"2"},null,"Lamp - TF2x20",null,54.402717834286904,378,20564.227341360449,null,10.250990220048898,0.33333333333333331,0,0,10.250990220048898,1.8504811250925242E-2,0,0,10.250990220048898,0.16666666666666666,10.250990220048898,4.590314436538903E-3,10.250990220048898,4.0032025620496396E-2,153.76485330073348,2.1598272138228944E-2,256.2747555012225,1.2221950623319483E-2,0,0,12301.188264058679,1.1123470522803115E-4,8713.341687041564,2.4953586329427266E-4,0,0,0,0,15.768453765886179,null,20.501980440097796,0.33333333333333331,39.54,1.8504811250925242E-2,10.73,0.16666666666666666,0,1.8504811250925242E-2,9.3540070502275157,null,73.649093730758707,0.10290000000000001,1.5133333333333332,73.649093730758707,1.4200000000000001E-2,0,73.649093730758707,0.01,0,11.468784173941208,null,10.250990220048898,0.10290000000000001,10.73,1.4200000000000001E-2,0,0.01,1.2071928936430316,null,29.73,0.155722,4.6296150599999999,null,{"$f":"IF($D186=\"Connection\",VLOOKUP(C186,'Input - General'!$F$62:$N$79,4,FALSE),0)","v":0},null,0.1801212933606588,42.428052943697935,7.6421957709933785,null,8.6527813038891108E-2,50.070248714691317,4.3324691195955882]
[null,{"$f":"'Input - Inventory'!B184","v":176},{"$f":"'Input - Inventory'!C184","v":"TF2x20 (P09)"},{"$f":"'Input - Inventory'!D184","v":"Lamp"},{"$f":"'Input - Inventory'!E184","v":"NonTraffic"},{"$f":"'Input - Inventory'!F184","v":"Minor < 130w"},{"$f":"'Input - Inventory'!G184","v":2},null,"Lamp - TF2x20 (P09)",null,54.402717834286904,18453,1003893.3521960962,null,10.250990220048898,0.33333333333333331,0,0,10.250990220048898,1.8504811250925242E-2,0,0,10.250990220048898,0.16666666666666666,10.250990220048898,4.590314436538903E-3,10.250990220048898,4.0032025620496396E-2,153.76485330073348,2.1598272138228944E-2,256.2747555012225,1.2221950623319483E-2,0,0,12301.188264058679,1.1123470522803115E-4,8713.341687041564,2.4953586329427266E-4,0,0,0,0,15.768453765886179,null,20.501980440097796,0.33333333333333331,39.54,1.8504811250925242E-2,10.73,0.16666666666666666,0,1.8504811250925242E-2,9.3540070502275157,null,73.649093730758707,0.10290000000000001,1.5133333333333332,73.649093730758707,1.4200000000000001E-2,0,73.649093730758707,0.01,0,11.468784173941208,null,10.250990220048898,0.10290000000000001,10.73,1.4200000000000001E-2,0,0.01,1.2071928936430316,null,29.73,0.155722,4.6296150599999999,null,{"$f":"IF($D187=\"Connection\",VLOOKUP(C187,'Input - General'!$F$62:$N$79,4,FALSE),0)","v":0},null,0.1801212933606588,42.428052943697935,7.6421957709933785,null,8.6527813038891108E-2,50.070248714691317,4.3324691195955882]
[null,{"$f":"'Input - Inventory'!B185","v":177},{"$f":"'Input - Inventory'!C185","v":"TF2x26"},{"$f":"'Input - Inventory'!D185","v":"Lamp"},{"$f":"'Input - Inventory'!E185","v":"NonTraffic"},{"$f":"'Input - Inventory'!F185","v":"Minor < 130w"},{"$f":"'Input - Inventory'!G185","v":"2"},null,"Lamp - TF2x26",null,109.35680638789646,0,0,null,10.250990220048898,0.33333333333333331,0,0,10.250990220048898,1.8504811250925242E-2,0,0,10.250990220048898,0.16666666666666666,10.250990220048898,4.590314436538903E-3,10.250990220048898,4.0032025620496396E-2,153.76485330073348,2.1598272138228944E-2,256.2747555012225,1.2221950623319483E-2,0,0,12301.188264058679,1.1123470522803115E-4,8713.341687041564,2.4953586329427266E-4,0,0,0,0,15.768453765886179,null,20.501980440097796,0.33333333333333331,39.54,1.8504811250925242E-2,10.73,0.16666666666666666,0,1.8504811250925242E-2,9.3540070502275157,null,73.649093730758707,0.36,1.5133333333333332,73.649093730758707,1.4200000000000001E-2,0,73.649093730758707,0.01,0,40.12402626451734,null,10.250990220048898,0.36,10.73,1.4200000000000001E-2,0,0.01,3.8427224792176036,null,29.73,0.54479999999999995,16.196904,null,{"$f":"IF($D188=\"Connection\",VLOOKUP(C188,'Input - General'!$F$62:$N$79,4,FALSE),0)","v":0},null,0.1801212933606588,85.286113559848644,15.361845080103958,null,8.6527813038891108E-2,100.64795863995259,8.708847747943862]
[null,{"$f":"'Input - Inventory'!B186","v":178},{"$f":"'Input - Inventory'!C186","v":"TF2x26 (P09)"},{"$f":"'Input - Inventory'!D186","v":"Lamp"},{"$f":"'Input - Inventory'!E186","v":"NonTraffic"},{"$f":"'Input - Inventory'!F186","v":"Minor < 130w"},{"$f":"'Input - Inventory'!G186","v":2},null,"Lamp - TF2x26 (P09)",null,109.35680638789646,28,3061.9905788611009,null,10.250990220048898,0.33333333333333331,0,0,10.250990220048898,1.8504811250925242E-2,0,0,10.250990220048898,0.16666666666666666,10.250990220048898,4.590314436538903E-3,10.250990220048898,4.0032025620496396E-2,153.76485330073348,2.1598272138228944E-2,256.2747555012225,1.2221950623319483E-2,0,0,12301.188264058679,1.1123470522803115E-4,8713.341687041564,2.4953586329427266E-4,0,0,0,0,15.768453765886179,null,20.501980440097796,0.33333333333333331,39.54,1.8504811250925242E-2,10.73,0.16666666666666666,0,1.8504811250925242E-2,9.3540070502275157,null,73.649093730758707,0.36,1.5133333333333332,73.649093730758707,1.4200000000000001E-2,0,73.649093730758707,0.01,0,40.12402626451734,null,10.250990220048898,0.36,10.73,1.4200000000000001E-2,0,0.01,3.8427224792176036,null,29.73,0.54479999999999995,16.196904,null,{"$f":"IF($D189=\"Connection\",VLOOKUP(C189,'Input - General'!$F$62:$N$79,4,FALSE),0)","v":0},null,0.1801212933606588,85.286113559848644,15.361845080103958,null,8.6527813038891108E-2,100.64795863995259,8.708847747943862]
[null,{"$f":"'Input - Inventory'!B187","v":179},{"$f":"'Input - Inventory'!C187","v":"TF2x40"},{"$f":"'Input - Inventory'!D187","v":"Lamp"},{"$f":"'Input - Inventory'!E187","v":"NonTraffic"},{"$f":"'Input - Inventory'!F187","v":"Minor < 130w"},{"$f":"'Input - Inventory'!G187","v":"2"},null,"Lamp - TF2x40",null,186.30535512107204,1,186.30535512107204,null,10.250990220048898,0.33333333333333331,0,0,10.250990220048898,1.8504811250925242E-2,0,0,10.250990220048898,0.16666666666666666,10.250990220048898,4.590314436538903E-3,10.250990220048898,4.0032025620496396E-2,153.76485330073348,2.1598272138228944E-2,256.2747555012225,1.2221950623319483E-2,0,0,12301.188264058679,1.1123470522803115E-4,8713.341687041564,2.4953586329427266E-4,0,0,0,0,15.768453765886179,null,20.501980440097796,0.33333333333333331,39.54,1.8504811250925242E-2,10.73,0.16666666666666666,0,1.8504811250925242E-2,9.3540070502275157,null,73.649093730758707,0.72,1.5133333333333332,73.649093730758707,1.4200000000000001E-2,0,73.649093730758707,0.01,0,80.24805252903468,null,10.250990220048898,0.72,10.73,1.4200000000000001E-2,0,0.01,7.5330789584352065,null,29.73,1.0895999999999999,32.393808,null,{"$f":"IF($D190=\"Connection\",VLOOKUP(C190,'Input - General'!$F$62:$N$79,4,FALSE),0)","v":0},null,0.1801212933606588,145.29740030358357,26.171155664622852,null,8.6527813038891108E-2,171.46855596820643,14.836799152865602]
[null,{"$f":"'Input - Inventory'!B188","v":180},{"$f":"'Input - Inventory'!C188","v":"TF2x58"},{"$f":"'Input - Inventory'!D188","v":"Lamp"},{"$f":"'Input - Inventory'!E188","v":"NonTraffic"},{"$f":"'Input - Inventory'!F188","v":"Minor < 130w"},{"$f":"'Input - Inventory'!G188","v":"2"},null,"Lamp - TF2x58",null,109.35680638789646,0,0,null,10.250990220048898,0.33333333333333331,0,0,10.250990220048898,1.8504811250925242E-2,0,0,10.250990220048898,0.16666666666666666,10.250990220048898,4.590314436538903E-3,10.250990220048898,4.0032025620496396E-2,153.76485330073348,2.1598272138228944E-2,256.2747555012225,1.2221950623319483E-2,0,0,12301.188264058679,1.1123470522803115E-4,8713.341687041564,2.4953586329427266E-4,0,0,0,0,15.768453765886179,null,20.501980440097796,0.33333333333333331,39.54,1.8504811250925242E-2,10.73,0.16666666666666666,0,1.8504811250925242E-2,9.3540070502275157,null,73.649093730758707,0.36,1.5133333333333332,73.649093730758707,1.4200000000000001E-2,0,73.649093730758707,0.01,0,40.12402626451734,null,10.250990220048898,0.36,10.73,1.4200000000000001E-2,0,0.01,3.8427224792176036,null,29.73,0.54479999999999995,16.196904,null,{"$f":"IF($D191=\"Connection\",VLOOKUP(C191,'Input - General'!$F$62:$N$79,4,FALSE),0)","v":0},null,0.1801212933606588,85.286113559848644,15.361845080103958,null,8.6527813038891108E-2,100.64795863995259,8.708847747943862]
[null,{"$f":"'Input - Inventory'!B189","v":181},{"$f":"'Input - Inventory'!C189","v":"TF2x80"},{"$f":"'Input - Inventory'!D189","v":"Lamp"},{"$f":"'Input - Inventory'!E189","v":"NonTraffic"},{"$f":"'Input - Inventory'!F189","v":"Minor < 130w"},{"$f":"'Input - Inventory'!G189","v":"2"},null,"Lamp - TF2x80",null,186.30535512107204,0,0,null,10.250990220048898,0.33333333333333331,0,0,10.250990220048898,1.8504811250925242E-2,0,0,10.250990220048898,0.16666666666666666,10.250990220048898,4.590314436538903E-3,10.250990220048898,4.0032025620496396E-2,153.76485330073348,2.1598272138228944E-2,256.2747555012225,1.2221950623319483E-2,0,0,12301.188264058679,1.1123470522803115E-4,8713.341687041564,2.4953586329427266E-4,0,0,0,0,15.768453765886179,null,20.501980440097796,0.33333333333333331,39.54,1.8504811250925242E-2,10.73,0.16666666666666666,0,1.8504811250925242E-2,9.3540070502275157,null,73.649093730758707,0.72,1.5133333333333332,73.649093730758707,1.4200000000000001E-2,0,73.649093730758707,0.01,0,80.24805252903468,null,10.250990220048898,0.72,10.73,1.4200000000000001E-2,0,0.01,7.5330789584352065,null,29.73,1.0895999999999999,32.393808,null,{"$f":"IF($D192=\"Connection\",VLOOKUP(C192,'Input - General'!$F$62:$N$79,4,FALSE),0)","v":0},null,0.1801212933606588,145.29740030358357,26.171155664622852,null,8.6527813038891108E-2,171.46855596820643,14.836799152865602]
[null,{"$f":"'Input - Inventory'!B190","v":182},{"$f":"'Input - Inventory'!C190","v":"TF3x20"},{"$f":"'Input - Inventory'!D190","v":"Lamp"},{"$f":"'Input - Inventory'!E190","v":"NonTraffic"},{"$f":"'Input - Inventory'!F190","v":"Minor < 130w"},{"$f":"'Input - Inventory'!G190","v":"3"},null,"Lamp - TF3x20",null,113.73819786335415,0,0,null,10.250990220048898,0.33333333333333331,0,0,10.250990220048898,1.8504811250925242E-2,0,0,10.250990220048898,0.16666666666666666,10.250990220048898,4.590314436538903E-3,10.250990220048898,4.0032025620496396E-2,153.76485330073348,2.1598272138228944E-2,256.2747555012225,1.2221950623319483E-2,0,0,12301.188264058679,1.1123470522803115E-4,8713.341687041564,2.4953586329427266E-4,0,0,0,0,15.768453765886179,null,30.752970660146694,0.33333333333333331,39.54,1.8504811250925242E-2,10.73,0.16666666666666666,0,1.8504811250925242E-2,12.771003790243816,null,73.649093730758707,0.36,1.5133333333333332,73.649093730758707,1.4200000000000001E-2,0,73.649093730758707,0.01,0,40.12402626451734,null,10.250990220048898,0.36,10.73,1.4200000000000001E-2,0,0.01,3.8427224792176036,null,29.73,0.54479999999999995,16.196904,null,{"$f":"IF($D193=\"Connection\",VLOOKUP(C193,'Input - General'!$F$62:$N$79,4,FALSE),0)","v":0},null,0.1801212933606588,88.703110299864946,15.977318952324849,null,8.6527813038891108E-2,104.6804292521898,9.057768611164347]
[null,{"$f":"'Input - Inventory'!B191","v":183},{"$f":"'Input - Inventory'!C191","v":"TF3x40"},{"$f":"'Input - Inventory'!D191","v":"Lamp"},{"$f":"'Input - Inventory'!E191","v":"NonTraffic"},{"$f":"'Input - Inventory'!F191","v":"Minor < 130w"},{"$f":"'Input - Inventory'!G191","v":"3"},null,"Lamp - TF3x40",null,267.63529532970529,0,0,null,10.250990220048898,0.33333333333333331,0,0,10.250990220048898,1.8504811250925242E-2,0,0,10.250990220048898,0.16666666666666666,10.250990220048898,4.590314436538903E-3,10.250990220048898,4.0032025620496396E-2,153.76485330073348,2.1598272138228944E-2,256.2747555012225,1.2221950623319483E-2,0,0,12301.188264058679,1.1123470522803115E-4,8713.341687041564,2.4953586329427266E-4,0,0,0,0,15.768453765886179,null,30.752970660146694,0.33333333333333331,39.54,1.8504811250925242E-2,10.73,0.16666666666666666,0,1.8504811250925242E-2,12.771003790243816,null,73.649093730758707,1.08,1.5133333333333332,73.649093730758707,1.4200000000000001E-2,0,73.649093730758707,0.01,0,120.37207879355203,null,10.250990220048898,1.08,10.73,1.4200000000000001E-2,0,0.01,11.223435437652812,null,29.73,1.6343999999999999,48.590711999999996,null,{"$f":"IF($D194=\"Connection\",VLOOKUP(C194,'Input - General'!$F$62:$N$79,4,FALSE),0)","v":0},null,0.1801212933606588,208.72568378733484,37.595940121362645,null,8.6527813038891108E-2,246.32162390869749,21.313671421007825]
[null,{"$f":"'Input - Inventory'!B192","v":184},{"$f":"'Input - Inventory'!C192","v":"TF3x80"},{"$f":"'Input - Inventory'!D192","v":"Lamp"},{"$f":"'Input - Inventory'!E192","v":"NonTraffic"},{"$f":"'Input - Inventory'!F192","v":"Minor < 130w"},{"$f":"'Input - Inventory'!G192","v":"3"},null,"Lamp - TF3x80",null,267.63529532970529,0,0,null,10.250990220048898,0.33333333333333331,0,0,10.250990220048898,1.8504811250925242E-2,0,0,10.250990220048898,0.16666666666666666,10.250990220048898,4.590314436538903E-3,10.250990220048898,4.0032025620496396E-2,153.76485330073348,2.1598272138228944E-2,256.2747555012225,1.2221950623319483E-2,0,0,12301.188264058679,1.1123470522803115E-4,8713.341687041564,2.4953586329427266E-4,0,0,0,0,15.768453765886179,null,30.752970660146694,0.33333333333333331,39.54,1.8504811250925242E-2,10.73,0.16666666666666666,0,1.8504811250925242E-2,12.771003790243816,null,73.649093730758707,1.08,1.5133333333333332,73.649093730758707,1.4200000000000001E-2,0,73.649093730758707,0.01,0,120.37207879355203,null,10.250990220048898,1.08,10.73,1.4200000000000001E-2,0,0.01,11.223435437652812,null,29.73,1.6343999999999999,48.590711999999996,null,{"$f":"IF($D195=\"Connection\",VLOOKUP(C195,'Input - General'!$F$62:$N$79,4,FALSE),0)","v":0},null,0.1801212933606588,208.72568378733484,37.595940121362645,null,8.6527813038891108E-2,246.32162390869749,21.313671421007825]
[null,{"$f":"'Input - Inventory'!B193","v":185},{"$f":"'Input - Inventory'!C193","v":"TF4x20"},{"$f":"'Input - Inventory'!D193","v":"Lamp"},{"$f":"'Input - Inventory'!E193","v":"NonTraffic"},{"$f":"'Input - Inventory'!F193","v":"Minor < 130w"},{"$f":"'Input - Inventory'!G193","v":"4"},null,"Lamp - TF4x20",null,118.11958933881181,50,5905.9794669405901,null,10.250990220048898,0.33333333333333331,0,0,10.250990220048898,1.8504811250925242E-2,0,0,10.250990220048898,0.16666666666666666,10.250990220048898,4.590314436538903E-3,10.250990220048898,4.0032025620496396E-2,153.76485330073348,2.1598272138228944E-2,256.2747555012225,1.2221950623319483E-2,0,0,12301.188264058679,1.1123470522803115E-4,8713.341687041564,2.4953586329427266E-4,0,0,0,0,15.768453765886179,null,41.003960880195592,0.33333333333333331,39.54,1.8504811250925242E-2,10.73,0.16666666666666666,0,1.8504811250925242E-2,16.188000530260112,null,73.649093730758707,0.36,1.5133333333333332,73.649093730758707,1.4200000000000001E-2,0,73.649093730758707,0.01,0,40.12402626451734,null,10.250990220048898,0.36,10.73,1.4200000000000001E-2,0,0.01,3.8427224792176036,null,29.73,0.54479999999999995,16.196904,null,{"$f":"IF($D196=\"Connection\",VLOOKUP(C196,'Input - General'!$F$62:$N$79,4,FALSE),0)","v":0},null,0.1801212933606588,92.120107039881233,16.592792824545736,null,8.6527813038891108E-2,108.71289986442697,9.4066894743848284]
[null,{"$f":"'Input - Inventory'!B194","v":186},{"$f":"'Input - Inventory'!C194","v":"TF4x40"},{"$f":"'Input - Inventory'!D194","v":"Lamp"},{"$f":"'Input - Inventory'!E194","v":"NonTraffic"},{"$f":"'Input - Inventory'!F194","v":"Minor < 130w"},{"$f":"'Input - Inventory'!G194","v":"4"},null,"Lamp - TF4x40",null,348.96523553833856,33,11515.852772765173,null,10.250990220048898,0.33333333333333331,0,0,10.250990220048898,1.8504811250925242E-2,0,0,10.250990220048898,0.16666666666666666,10.250990220048898,4.590314436538903E-3,10.250990220048898,4.0032025620496396E-2,153.76485330073348,2.1598272138228944E-2,256.2747555012225,1.2221950623319483E-2,0,0,12301.188264058679,1.1123470522803115E-4,8713.341687041564,2.4953586329427266E-4,0,0,0,0,15.768453765886179,null,41.003960880195592,0.33333333333333331,39.54,1.8504811250925242E-2,10.73,0.16666666666666666,0,1.8504811250925242E-2,16.188000530260112,null,73.649093730758707,1.44,1.5133333333333332,73.649093730758707,1.4200000000000001E-2,0,73.649093730758707,0.01,0,160.49610505806936,null,10.250990220048898,1.44,10.73,1.4200000000000001E-2,0,0.01,14.913791916870414,null,29.73,2.1791999999999998,64.787616,null,{"$f":"IF($D197=\"Connection\",VLOOKUP(C197,'Input - General'!$F$62:$N$79,4,FALSE),0)","v":0},null,0.1801212933606588,272.15396727108612,49.020724578102438,null,8.6527813038891108E-2,321.17469184918849,27.790543689150045]
[null,{"$f":"'Input - Inventory'!B195","v":187},{"$f":"'Input - Inventory'!C195","v":"TF4x40 (P09)"},{"$f":"'Input - Inventory'!D195","v":"Lamp"},{"$f":"'Input - Inventory'!E195","v":"NonTraffic"},{"$f":"'Input - Inventory'!F195","v":"Minor < 130w"},{"$f":"'Input - Inventory'!G195","v":4},null,"Lamp - TF4x40 (P09)",null,348.96523553833856,10,3489.6523553833858,null,10.250990220048898,0.33333333333333331,0,0,10.250990220048898,1.8504811250925242E-2,0,0,10.250990220048898,0.16666666666666666,10.250990220048898,4.590314436538903E-3,10.250990220048898,4.0032025620496396E-2,153.76485330073348,2.1598272138228944E-2,256.2747555012225,1.2221950623319483E-2,0,0,12301.188264058679,1.1123470522803115E-4,8713.341687041564,2.4953586329427266E-4,0,0,0,0,15.768453765886179,null,41.003960880195592,0.33333333333333331,39.54,1.8504811250925242E-2,10.73,0.16666666666666666,0,1.8504811250925242E-2,16.188000530260112,null,73.649093730758707,1.44,1.5133333333333332,73.649093730758707,1.4200000000000001E-2,0,73.649093730758707,0.01,0,160.49610505806936,null,10.250990220048898,1.44,10.73,1.4200000000000001E-2,0,0.01,14.913791916870414,null,29.73,2.1791999999999998,64.787616,null,{"$f":"IF($D198=\"Connection\",VLOOKUP(C198,'Input - General'!$F$62:$N$79,4,FALSE),0)","v":0},null,0.1801212933606588,272.15396727108612,49.020724578102438,null,8.6527813038891108E-2,321.17469184918849,27.790543689150045]
[null,{"$f":"'Input - Inventory'!B196","v":188},{"$f":"'Input - Inventory'!C196","v":"TF4x80"},{"$f":"'Input - Inventory'!D196","v":"Lamp"},{"$f":"'Input - Inventory'!E196","v":"NonTraffic"},{"$f":"'Input - Inventory'!F196","v":"Minor < 130w"},{"$f":"'Input - Inventory'!G196","v":"4"},null,"Lamp - TF4x80",null,348.96523553833856,0,0,null,10.250990220048898,0.33333333333333331,0,0,10.250990220048898,1.8504811250925242E-2,0,0,10.250990220048898,0.16666666666666666,10.250990220048898,4.590314436538903E-3,10.250990220048898,4.0032025620496396E-2,153.76485330073348,2.1598272138228944E-2,256.2747555012225,1.2221950623319483E-2,0,0,12301.188264058679,1.1123470522803115E-4,8713.341687041564,2.4953586329427266E-4,0,0,0,0,15.768453765886179,null,41.003960880195592,0.33333333333333331,39.54,1.8504811250925242E-2,10.73,0.16666666666666666,0,1.8504811250925242E-2,16.188000530260112,null,73.649093730758707,1.44,1.5133333333333332,73.649093730758707,1.4200000000000001E-2,0,73.649093730758707,0.01,0,160.49610505806936,null,10.250990220048898,1.44,10.73,1.4200000000000001E-2,0,0.01,14.913791916870414,null,29.73,2.1791999999999998,64.787616,null,{"$f":"IF($D199=\"Connection\",VLOOKUP(C199,'Input - General'!$F$62:$N$79,4,FALSE),0)","v":0},null,0.1801212933606588,272.15396727108612,49.020724578102438,null,8.6527813038891108E-2,321.17469184918849,27.790543689150045]
[null,{"$f":"'Input - Inventory'!B197","v":189},{"$f":"'Input - Inventory'!C197","v":"TF5x58"},{"$f":"'Input - Inventory'!D197","v":"Lamp"},{"$f":"'Input - Inventory'!E197","v":"NonTraffic"},{"$f":"'Input - Inventory'!F197","v":"Minor < 130w"},{"$f":"'Input - Inventory'!G197","v":"5"},null,"Lamp - TF5x58",null,122.50098081426947,0,0,null,10.250990220048898,0.33333333333333331,0,0,10.250990220048898,1.8504811250925242E-2,0,0,10.250990220048898,0.16666666666666666,10.250990220048898,4.590314436538903E-3,10.250990220048898,4.0032025620496396E-2,153.76485330073348,2.1598272138228944E-2,256.2747555012225,1.2221950623319483E-2,0,0,12301.188264058679,1.1123470522803115E-4,8713.341687041564,2.4953586329427266E-4,0,0,0,0,15.768453765886179,null,51.25495110024449,0.33333333333333331,39.54,1.8504811250925242E-2,10.73,0.16666666666666666,0,1.8504811250925242E-2,19.604997270276414,null,73.649093730758707,0.36,1.5133333333333332,73.649093730758707,1.4200000000000001E-2,0,73.649093730758707,0.01,0,40.12402626451734,null,10.250990220048898,0.36,10.73,1.4200000000000001E-2,0,0.01,3.8427224792176036,null,29.73,0.54479999999999995,16.196904,null,{"$f":"IF($D200=\"Connection\",VLOOKUP(C200,'Input - General'!$F$62:$N$79,4,FALSE),0)","v":0},null,0.1801212933606588,95.537103779897549,17.208266696766632,null,8.6527813038891108E-2,112.74537047666416,9.7556103376053098]
[null,{"$f":"'Input - Inventory'!B198","v":190},{"$f":"'Input - Inventory'!C198","v":"TF5x65"},{"$f":"'Input - Inventory'!D198","v":"Lamp"},{"$f":"'Input - Inventory'!E198","v":"NonTraffic"},{"$f":"'Input - Inventory'!F198","v":"Minor < 130w"},{"$f":"'Input - Inventory'!G198","v":"5"},null,"Lamp - TF5x65",null,122.50098081426947,0,0,null,10.250990220048898,0.33333333333333331,0,0,10.250990220048898,1.8504811250925242E-2,0,0,10.250990220048898,0.16666666666666666,10.250990220048898,4.590314436538903E-3,10.250990220048898,4.0032025620496396E-2,153.76485330073348,2.1598272138228944E-2,256.2747555012225,1.2221950623319483E-2,0,0,12301.188264058679,1.1123470522803115E-4,8713.341687041564,2.4953586329427266E-4,0,0,0,0,15.768453765886179,null,51.25495110024449,0.33333333333333331,39.54,1.8504811250925242E-2,10.73,0.16666666666666666,0,1.8504811250925242E-2,19.604997270276414,null,73.649093730758707,0.36,1.5133333333333332,73.649093730758707,1.4200000000000001E-2,0,73.649093730758707,0.01,0,40.12402626451734,null,10.250990220048898,0.36,10.73,1.4200000000000001E-2,0,0.01,3.8427224792176036,null,29.73,0.54479999999999995,16.196904,null,{"$f":"IF($D201=\"Connection\",VLOOKUP(C201,'Input - General'!$F$62:$N$79,4,FALSE),0)","v":0},null,0.1801212933606588,95.537103779897549,17.208266696766632,null,8.6527813038891108E-2,112.74537047666416,9.7556103376053098]
[null,{"$f":"'Input - Inventory'!B199","v":191},{"$f":"'Input - Inventory'!C199","v":"TF5x80"},{"$f":"'Input - Inventory'!D199","v":"Lamp"},{"$f":"'Input - Inventory'!E199","v":"NonTraffic"},{"$f":"'Input - Inventory'!F199","v":"Minor < 130w"},{"$f":"'Input - Inventory'!G199","v":"5"},null,"Lamp - TF5x80",null,141.73811799756336,0,0,null,10.250990220048898,0.33333333333333331,0,0,10.250990220048898,1.8504811250925242E-2,0,0,10.250990220048898,0.16666666666666666,10.250990220048898,4.590314436538903E-3,10.250990220048898,4.0032025620496396E-2,153.76485330073348,2.1598272138228944E-2,256.2747555012225,1.2221950623319483E-2,0,0,12301.188264058679,1.1123470522803115E-4,8713.341687041564,2.4953586329427266E-4,0,0,0,0,15.768453765886179,null,51.25495110024449,0.33333333333333331,39.54,1.8504811250925242E-2,10.73,0.16666666666666666,0,1.8504811250925242E-2,19.604997270276414,null,73.649093730758707,0.45,1.5133333333333332,73.649093730758707,1.4200000000000001E-2,0,73.649093730758707,0.01,0,50.155032830646675,null,10.250990220048898,0.45,10.73,1.4200000000000001E-2,0,0.01,4.7653115990220041,null,29.73,0.68099999999999994,20.246129999999997,null,{"$f":"IF($D202=\"Connection\",VLOOKUP(C202,'Input - General'!$F$62:$N$79,4,FALSE),0)","v":0},null,0.1801212933606588,110.53992546583126,19.910594342896349,null,8.6527813038891108E-2,130.45051980872762,11.287598188835744]
[null,{"$f":"'Input - Inventory'!B200","v":192},{"$f":"'Input - Inventory'!C200","v":"TF6x20"},{"$f":"'Input - Inventory'!D200","v":"Lamp"},{"$f":"'Input - Inventory'!E200","v":"NonTraffic"},{"$f":"'Input - Inventory'!F200","v":"Minor < 130w"},{"$f":"'Input - Inventory'!G200","v":"6"},null,"Lamp - TF6x20",null,126.88237228972714,0,0,null,10.250990220048898,0.33333333333333331,0,0,10.250990220048898,1.8504811250925242E-2,0,0,10.250990220048898,0.16666666666666666,10.250990220048898,4.590314436538903E-3,10.250990220048898,4.0032025620496396E-2,153.76485330073348,2.1598272138228944E-2,256.2747555012225,1.2221950623319483E-2,0,0,12301.188264058679,1.1123470522803115E-4,8713.341687041564,2.4953586329427266E-4,0,0,0,0,15.768453765886179,null,61.505941320293388,0.33333333333333331,39.54,1.8504811250925242E-2,10.73,0.16666666666666666,0,1.8504811250925242E-2,23.021994010292715,null,73.649093730758707,0.36,1.5133333333333332,73.649093730758707,1.4200000000000001E-2,0,73.649093730758707,0.01,0,40.12402626451734,null,10.250990220048898,0.36,10.73,1.4200000000000001E-2,0,0.01,3.8427224792176036,null,29.73,0.54479999999999995,16.196904,null,{"$f":"IF($D203=\"Connection\",VLOOKUP(C203,'Input - General'!$F$62:$N$79,4,FALSE),0)","v":0},null,0.1801212933606588,98.954100519913837,17.823740568987521,null,8.6527813038891108E-2,116.77784108890135,10.104531200825793]
[null,{"$f":"'Input - Inventory'!B201","v":193},{"$f":"'Input - Inventory'!C201","v":"TF6x36"},{"$f":"'Input - Inventory'!D201","v":"Lamp"},{"$f":"'Input - Inventory'!E201","v":"NonTraffic"},{"$f":"'Input - Inventory'!F201","v":"Minor < 130w"},{"$f":"'Input - Inventory'!G201","v":"6"},null,"Lamp - TF6x36",null,126.88237228972714,0,{"$f":"L204*K204","v":0},null,10.250990220048898,{"$f":"IF(AND($D204=\"Lamp\",CycleBulkTask1<>0, OR($F204=O$9,O$9=\"All\")),1/CycleBulkTask1,0)","v":0.33333333333333331},0,{"$f":"IF(AND($D204=\"Lamp\",CycleBulkTask2<>0, OR($F204=Q$9,Q$9=\"All\")),1/CycleBulkTask2,0)","v":0},10.250990220048898,{"$f":"IF(AND($D204=\"Lamp\",CycleBulkTask3<>0, OR($F204=S$9,S$9=\"All\")),1/CycleBulkTask3,0)","v":1.8504811250925242E-2},0,{"$f":"IF(AND($D204=\"Lamp\",CycleBulkTask4<>0, OR($F204=U$9,U$9=\"All\")),1/CycleBulkTask4,0)","v":0},10.250990220048898,{"$f":"IF(AND($D204=\"Lamp\",CycleBulkTask5<>0, OR($F204=W$9,W$9=\"All\")),1/CycleBulkTask5,0)","v":0.16666666666666666},10.250990220048898,{"$f":"IF(AND($D204=\"Lamp\",CycleBulkTask6<>0, OR($F204=Y$9,Y$9=\"All\")),1/CycleBulkTask6,0)","v":4.590314436538903E-3},10.250990220048898,{"$f":"IF(AND($D204=\"Lamp\",CycleBulkTask7<>0, OR($F204=AA$9,AA$9=\"All\")),1/CycleBulkTask7,0)","v":4.0032025620496396E-2},153.76485330073348,{"$f":"IF(AND($D204=\"Lamp\",CycleBulkTask8<>0, OR($F204=AC$9,AC$9=\"All\")),1/CycleBulkTask8,0)","v":2.1598272138228944E-2},256.2747555012225,{"$f":"IF(AND($D204=\"Lamp\",CycleBulkTask9<>0, OR($F204=AE$9,AE$9=\"All\")),1/CycleBulkTask9,0)","v":1.2221950623319483E-2},0,{"$f":"IF(AND($D204=\"Lamp\",CycleBulkTask10<>0, OR($F204=AG$9,AG$9=\"All\")),1/CycleBulkTask10,0)","v":0},12301.188264058679,{"$f":"IF(AND($D204=\"Lamp\",CycleBulkTask11<>0, OR($F204=AI$9,AI$9=\"All\")),1/CycleBulkTask11,0)","v":1.1123470522803115E-4},8713.341687041564,{"$f":"IF(AND($D204=\"Lamp\",CycleBulkTask12<>0, OR($F204=AK$9,AK$9=\"All\")),1/CycleBulkTask12,0)","v":2.4953586329427266E-4},0,{"$f":"IF(AND($D204=\"Lamp\",CycleBulkTask13<>0, OR($F204=AM$9,AM$9=\"All\")),1/CycleBulkTask13,0)","v":0},0,{"$f":"IF(AND($D204=\"Lamp\",CycleBulkTask14<>0, OR($F204=AO$9,AO$9=\"All\")),1/CycleBulkTask14,0)","v":0},{"$f":"O204*P204+Q204*R204+S204*T204+U204*V204+W204*X204+Y204*Z204+AA204*AB204+AC204*AD204+AE204*AF204+AG204*AH204+AI204*AJ204+AK204*AL204+AM204*AN204+AO204*AP204","v":15.768453765886179},null,61.505941320293388,{"$f":"MAX(P204,R204)","v":0.33333333333333331},39.54,{"$f":"MAX(T204,V204)","v":1.8504811250925242E-2},10.73,{"$f":"X204","v":0.16666666666666666},0,{"$f":"INDIRECT($E204)*$V204 +(1-INDIRECT($E204))*$T204","v":1.8504811250925242E-2},{"$f":"AS204*AT204+AU204*AV204+AW204*AX204+AY204*AZ204","v":23.021994010292715},null,{"$f":"IF($D204=$AS$9,(INDIRECT(\"PriceLabour\" & \"FY14\")*ProportionStandardHours + INDIRECT(\"PriceLabourOvertime\" & \"FY14\")*ProportionOvertimeHours)*(1+RateOnCostAnnual),0)","v":73.649093730758707},{"$f":"BO204","v":0.36},{"$f":"IF($D204=\"Lamp\",(NumberOfCrew+INDIRECT($E204)*TrafficController)*(TimeToReplaceLamp),0)","v":1.5133333333333332},{"$f":"IF($D204=$AS$9,(INDIRECT(\"PriceLabour\" & \"FY14\")*ProportionStandardHours + INDIRECT(\"PriceLabourOvertime\" & \"FY14\")*ProportionOvertimeHours)*(1+RateOnCostAnnual),0)","v":73.649093730758707},{"$f":"BQ204","v":1.4200000000000001E-2},{"$f":"IF($D204=\"Lamp\",(NumberOfCrew+INDIRECT($E204)*TrafficController)*(TimeForPECellReplace),0)","v":0},{"$f":"IF($D204=$AS$9,(INDIRECT(\"PriceLabour\" & \"FY14\")*ProportionStandardHours + INDIRECT(\"PriceLabourOvertime\" & \"FY14\")*ProportionOvertimeHours)*(1+RateOnCostAnnual),0)","v":73.649093730758707},{"$f":"BS204","v":0.01},{"$f":"IF($D204=\"Lamp\",(NumberOfCrew+INDIRECT($E204)*TrafficController)*(TimeForOtherSpot),0)","v":0},{"$f":"BC204*BD204*BE204+BF204*BG204*BH204+BI204*BJ204*BK204","v":40.12402626451734},null,10.250990220048898,{"$f":"IF($D204=\"Lamp\",INDIRECT(BO$10 & $B204),0)","v":0.36},10.73,{"$f":"IF($D204=\"Lamp\",INDIRECT(\"FailurePECell\" & \"Annual\"),0)","v":1.4200000000000001E-2},0,{"$f":"IF($D204=\"Lamp\",INDIRECT(\"FailureMisc\" & \"Annual\"),0)","v":0.01},{"$f":"BN204*BO204+BP204*BQ204+BR204*BS204","v":3.8427224792176036},null,29.73,{"$f":"BD204*BE204+BG204*BH204+BJ204*BK204","v":0.54479999999999995},{"$f":"BV204*BW204","v":16.196904},null,{"$f":"IF($D204=\"Connection\",VLOOKUP(C204,'Input - General'!$F$62:$N$79,4,FALSE),0)","v":0},null,{"$f":"RateOverhead","v":0.1801212933606588},{"$f":"BX204+BL204+BT204+BA204+AQ204+BZ204","v":98.954100519913837},{"$f":"CC204*CB204","v":17.823740568987521},null,{"$f":"CorporateOverheads","v":8.6527813038891108E-2},116.77784108890135,{"$f":"CG204*CF204","v":10.104531200825793}]
[null,{"$f":"'Input - Inventory'!B202","v":194},{"$f":"'Input - Inventory'!C202","v":"TF6x80"},{"$f":"'Input - Inventory'!D202","v":"Lamp"},{"$f":"'Input - Inventory'!E202","v":"NonTraffic"},{"$f":"'Input - Inventory'!F202","v":"Minor < 130w"},{"$f":"'Input - Inventory'!G202","v":"6"},null,{"$f":"CONCATENATE(D205,\" - \",C205)","v":"Lamp - TF6x80"},null,{"$f":"AQ205+BA205+BL205+BT205+BX205+BZ205+CD205+CH205","v":146.11950947302103},{"$f":"INDIRECT(L$10&$B205&\"FY14\")","v":0},0,null,{"$f":"IF(AND($D205=\"Lamp\", OR($F205=O$9, O$9=\"All\")),INDIRECT(\"PriceBulkTask1\" & \"FY14\"),0)","v":10.250990220048898},0.33333333333333331,{"$f":"IF(AND($D205=\"Lamp\", OR($F205=Q$9, Q$9=\"All\")),INDIRECT(\"PriceBulkTask2\" & \"FY14\"),0)","v":0},0,{"$f":"IF(AND($D205=\"Lamp\", OR($F205=S$9, S$9=\"All\")),INDIRECT(\"PriceBulkTask3\" & \"FY14\"),0)","v":10.250990220048898},1.8504811250925242E-2,{"$f":"IF(AND($D205=\"Lamp\", OR($F205=U$9, U$9=\"All\")),INDIRECT(\"PriceBulkTask4\" & \"FY14\"),0)","v":0},0,{"$f":"IF(AND($D205=\"Lamp\", OR($F205=W$9, W$9=\"All\")),INDIRECT(\"PriceBulkTask5\" & \"FY14\"),0)","v":10.250990220048898},0.16666666666666666,{"$f":"IF(AND($D205=\"Lamp\", OR($F205=Y$9, Y$9=\"All\")),INDIRECT(\"PriceBulkTask6\" & \"FY14\"),0)","v":10.250990220048898},4.590314436538903E-3,{"$f":"IF(AND($D205=\"Lamp\", OR($F205=AA$9, AA$9=\"All\")),INDIRECT(\"PriceBulkTask7\" & \"FY14\"),0)","v":10.250990220048898},4.0032025620496396E-2,{"$f":"IF(AND($D205=\"Lamp\", OR($F205=AC$9, AC$9=\"All\")),INDIRECT(\"PriceBulkTask8\" & \"FY14\"),0)","v":153.76485330073348},2.1598272138228944E-2,{"$f":"IF(AND($D205=\"Lamp\", OR($F205=AE$9, AE$9=\"All\")),INDIRECT(\"PriceBulkTask9\" & \"FY14\"),0)","v":256.2747555012225},1.2221950623319483E-2,{"$f":"IF(AND($D205=\"Lamp\", OR($F205=AG$9, AG$9=\"All\")),INDIRECT(\"PriceBulkTask10\" & \"FY14\"),0)","v":0},0,{"$f":"IF(AND($D205=\"Lamp\", OR($F205=AI$9, AI$9=\"All\")),INDIRECT(\"PriceBulkTask11\" & \"FY14\"),0)","v":12301.188264058679},1.1123470522803115E-4,{"$f":"IF(AND($D205=\"Lamp\", OR($F205=AK$9, AK$9=\"All\")),INDIRECT(\"PriceBulkTask12\" & \"FY14\"),0)","v":8713.341687041564},2.4953586329427266E-4,{"$f":"IF(AND($D205=\"Lamp\", OR($F205=AM$9, AM$9=\"All\")),INDIRECT(\"PriceBulkTask13\" & \"FY14\"),0)","v":0},0,{"$f":"IF(AND($D205=\"Lamp\", OR($F205=AO$9, AO$9=\"All\")),INDIRECT(\"PriceBulkTask14\" & \"FY14\"),0)","v":0},0,15.768453765886179,null,{"$f":"IF($D205=\"Lamp\",$G205*INDIRECT(\"Price\" & $B205 & \"FY14\"),0)","v":61.505941320293388},0.33333333333333331,{"$f":"IF($D205=\"Lamp\",INDIRECT(\"PriceVisor\" & \"FY14\"),0)","v":39.54},1.8504811250925242E-2,{"$f":"IF($D205=\"Lamp\",INDIRECT(\"PricePECell\" & \"FY14\"),0)","v":10.73},0.16666666666666666,{"$f":"IF($D205=\"Lamp\",INDIRECT(\"PriceMisc\" & \"FY14\"),0)","v":0},1.8504811250925242E-2,23.021994010292715,null,73.649093730758707,0.45,1.5133333333333332,73.649093730758707,1.4200000000000001E-2,0,73.649093730758707,0.01,0,50.155032830646675,null,{"$f":"IF($D205=\"Lamp\",INDIRECT(\"Price\" & $B205 & \"FY14\"),0)","v":10.250990220048898},0.45,{"$f":"IF($D205=\"Lamp\",INDIRECT(\"pRICEpecELL\" & \"FY14\"),0)","v":10.73},1.4200000000000001E-2,{"$f":"IF($D205=\"Lamp\",INDIRECT(\"PriceMisc\" & \"FY14\"),0)","v":0},0.01,4.7653115990220041,null,{"$f":"IF(AND($D205=\"Lamp\"),INDIRECT(\"PriceEWP\"&\"FY14\"),0)","v":29.73},0.68099999999999994,20.246129999999997,null,{"$f":"IF($D205=\"Connection\",VLOOKUP(C205,'Input - General'!$F$62:$N$79,4,FALSE),0)","v":0},null,0.1801212933606588,113.95692220584756,20.526068215117242,null,8.6527813038891108E-2,{"$f":"AQ205+BA205+BL205+BT205+BX205+BZ205+CD205","v":134.4829904209648},11.636519052056226]
[null,{"$f":"'Input - Inventory'!B203","v":195},{"$f":"'Input - Inventory'!C203","v":"TH1x1000"},{"$f":"'Input - Inventory'!D203","v":"Lamp"},{"$f":"'Input - Inventory'!E203","v":"Traffic"},{"$f":"'Input - Inventory'!F203","v":"Major > 130w"},{"$f":"'Input - Inventory'!G203","v":"1"},null,"Lamp - TH1x1000",null,74.039212751739711,0,0,null,0,0,10.250990220048898,0.33333333333333331,0,0,10.250990220048898,4.9094211792429674E-3,10.250990220048898,0.16666666666666666,10.250990220048898,4.590314436538903E-3,10.250990220048898,4.0032025620496396E-2,153.76485330073348,2.1598272138228944E-2,256.2747555012225,1.2221950623319483E-2,0,0,12301.188264058679,1.1123470522803115E-4,8713.341687041564,2.4953586329427266E-4,0,0,0,0,15.629087555223613,null,30.752970660146698,0.33333333333333331,39.54,4.9094211792429674E-3,10.73,0.16666666666666666,0,4.9094211792429674E-3,12.233442066809499,null,73.649093730758707,0.11200000000000002,2.2699999999999996,73.649093730758707,1.4200000000000001E-2,0,73.649093730758707,0.01,0,18.724545590108093,null,30.752970660146698,0.11200000000000002,10.73,1.4200000000000001E-2,0,0.01,3.5966987139364308,null,29.73,0.25423999999999997,7.5585551999999989,null,{"$f":"IF($D206=\"Connection\",VLOOKUP(C206,'Input - General'!$F$62:$N$79,4,FALSE),0)","v":0},null,0.1801212933606588,57.742329126077635,10.400623003845942,null,8.6527813038891108E-2,68.142952129923572,5.8962606218161335]
[null,{"$f":"'Input - Inventory'!B204","v":196},{"$f":"'Input - Inventory'!C204","v":"TH1x1500"},{"$f":"'Input - Inventory'!D204","v":"Lamp"},{"$f":"'Input - Inventory'!E204","v":"Traffic"},{"$f":"'Input - Inventory'!F204","v":"Major > 130w"},{"$f":"'Input - Inventory'!G204","v":"1"},null,"Lamp - TH1x1500",null,74.039212751739711,2,148.07842550347942,null,0,0,10.250990220048898,0.33333333333333331,0,0,10.250990220048898,4.9094211792429674E-3,10.250990220048898,0.16666666666666666,10.250990220048898,4.590314436538903E-3,10.250990220048898,4.0032025620496396E-2,153.76485330073348,2.1598272138228944E-2,256.2747555012225,1.2221950623319483E-2,0,0,12301.188264058679,1.1123470522803115E-4,8713.341687041564,2.4953586329427266E-4,0,0,0,0,15.629087555223613,null,30.752970660146698,0.33333333333333331,39.54,4.9094211792429674E-3,10.73,0.16666666666666666,0,4.9094211792429674E-3,12.233442066809499,null,73.649093730758707,0.11200000000000002,2.2699999999999996,73.649093730758707,1.4200000000000001E-2,0,73.649093730758707,0.01,0,18.724545590108093,null,30.752970660146698,0.11200000000000002,10.73,1.4200000000000001E-2,0,0.01,3.5966987139364308,null,29.73,0.25423999999999997,7.5585551999999989,null,{"$f":"IF($D207=\"Connection\",VLOOKUP(C207,'Input - General'!$F$62:$N$79,4,FALSE),0)","v":0},null,0.1801212933606588,57.742329126077635,10.400623003845942,null,8.6527813038891108E-2,68.142952129923572,5.8962606218161335]
[null,{"$f":"'Input - Inventory'!B205","v":197},{"$f":"'Input - Inventory'!C205","v":"TH1x400"},{"$f":"'Input - Inventory'!D205","v":"Lamp"},{"$f":"'Input - Inventory'!E205","v":"Traffic"},{"$f":"'Input - Inventory'!F205","v":"Major > 130w"},{"$f":"'Input - Inventory'!G205","v":"1"},null,"Lamp - TH1x400",null,74.039212751739711,1,74.039212751739711,null,0,0,10.250990220048898,0.33333333333333331,0,0,10.250990220048898,4.9094211792429674E-3,10.250990220048898,0.16666666666666666,10.250990220048898,4.590314436538903E-3,10.250990220048898,4.0032025620496396E-2,153.76485330073348,2.1598272138228944E-2,256.2747555012225,1.2221950623319483E-2,0,0,12301.188264058679,1.1123470522803115E-4,8713.341687041564,2.4953586329427266E-4,0,0,0,0,15.629087555223613,null,30.752970660146698,0.33333333333333331,39.54,4.9094211792429674E-3,10.73,0.16666666666666666,0,4.9094211792429674E-3,12.233442066809499,null,73.649093730758707,0.11200000000000002,2.2699999999999996,73.649093730758707,1.4200000000000001E-2,0,73.649093730758707,0.01,0,18.724545590108093,null,30.752970660146698,0.11200000000000002,10.73,1.4200000000000001E-2,0,0.01,3.5966987139364308,null,29.73,0.25423999999999997,7.5585551999999989,null,{"$f":"IF($D208=\"Connection\",VLOOKUP(C208,'Input - General'!$F$62:$N$79,4,FALSE),0)","v":0},null,0.1801212933606588,57.742329126077635,10.400623003845942,null,8.6527813038891108E-2,68.142952129923572,5.8962606218161335]
[null,{"$f":"'Input - Inventory'!B206","v":198},{"$f":"'Input - Inventory'!C206","v":"TH1x500"},{"$f":"'Input - Inventory'!D206","v":"Lamp"},{"$f":"'Input - Inventory'!E206","v":"Traffic"},{"$f":"'Input - Inventory'!F206","v":"Major > 130w"},{"$f":"'Input - Inventory'!G206","v":"1"},null,"Lamp - TH1x500",null,62.332134729316813,3,186.99640418795045,null,0,0,10.250990220048898,0.33333333333333331,0,0,10.250990220048898,4.9094211792429674E-3,10.250990220048898,0.16666666666666666,10.250990220048898,4.590314436538903E-3,10.250990220048898,4.0032025620496396E-2,153.76485330073348,2.1598272138228944E-2,256.2747555012225,1.2221950623319483E-2,0,0,12301.188264058679,1.1123470522803115E-4,8713.341687041564,2.4953586329427266E-4,0,0,0,0,15.629087555223613,null,10.250990220048898,0.33333333333333331,39.54,4.9094211792429674E-3,10.73,0.16666666666666666,0,4.9094211792429674E-3,5.3994485867768995,null,73.649093730758707,0.11200000000000002,2.2699999999999996,73.649093730758707,1.4200000000000001E-2,0,73.649093730758707,0.01,0,18.724545590108093,null,10.250990220048898,0.11200000000000002,10.73,1.4200000000000001E-2,0,0.01,1.3004769046454767,null,29.73,0.25423999999999997,7.5585551999999989,null,{"$f":"IF($D209=\"Connection\",VLOOKUP(C209,'Input - General'!$F$62:$N$79,4,FALSE),0)","v":0},null,0.1801212933606588,48.612113836754084,8.7560768172717225,null,8.6527813038891108E-2,57.36819065402581,4.9639440752910051]
[null,{"$f":"'Input - Inventory'!B207","v":199},{"$f":"'Input - Inventory'!C207","v":"TH1x500 (P09)"},{"$f":"'Input - Inventory'!D207","v":"Lamp"},{"$f":"'Input - Inventory'!E207","v":"Traffic"},{"$f":"'Input - Inventory'!F207","v":"Major > 130w"},{"$f":"'Input - Inventory'!G207","v":1},null,"Lamp - TH1x500 (P09)",null,62.332134729316813,10,623.32134729316817,null,0,0,10.250990220048898,0.33333333333333331,0,0,10.250990220048898,4.9094211792429674E-3,10.250990220048898,0.16666666666666666,10.250990220048898,4.590314436538903E-3,10.250990220048898,4.0032025620496396E-2,153.76485330073348,2.1598272138228944E-2,256.2747555012225,1.2221950623319483E-2,0,0,12301.188264058679,1.1123470522803115E-4,8713.341687041564,2.4953586329427266E-4,0,0,0,0,15.629087555223613,null,10.250990220048898,0.33333333333333331,39.54,4.9094211792429674E-3,10.73,0.16666666666666666,0,4.9094211792429674E-3,5.3994485867768995,null,73.649093730758707,0.11200000000000002,2.2699999999999996,73.649093730758707,1.4200000000000001E-2,0,73.649093730758707,0.01,0,18.724545590108093,null,10.250990220048898,0.11200000000000002,10.73,1.4200000000000001E-2,0,0.01,1.3004769046454767,null,29.73,0.25423999999999997,7.5585551999999989,null,{"$f":"IF($D210=\"Connection\",VLOOKUP(C210,'Input - General'!$F$62:$N$79,4,FALSE),0)","v":0},null,0.1801212933606588,48.612113836754084,8.7560768172717225,null,8.6527813038891108E-2,57.36819065402581,4.9639440752910051]
[null,{"$f":"'Input - Inventory'!B208","v":200},{"$f":"'Input - Inventory'!C208","v":"TH1x750"},{"$f":"'Input - Inventory'!D208","v":"Lamp"},{"$f":"'Input - Inventory'!E208","v":"Traffic"},{"$f":"'Input - Inventory'!F208","v":"Major > 130w"},{"$f":"'Input - Inventory'!G208","v":"1"},null,"Lamp - TH1x750",null,74.039212751739711,4,296.15685100695885,null,0,0,10.250990220048898,0.33333333333333331,0,0,10.250990220048898,4.9094211792429674E-3,10.250990220048898,0.16666666666666666,10.250990220048898,4.590314436538903E-3,10.250990220048898,4.0032025620496396E-2,153.76485330073348,2.1598272138228944E-2,256.2747555012225,1.2221950623319483E-2,0,0,12301.188264058679,1.1123470522803115E-4,8713.341687041564,2.4953586329427266E-4,0,0,0,0,15.629087555223613,null,30.752970660146698,0.33333333333333331,39.54,4.9094211792429674E-3,10.73,0.16666666666666666,0,4.9094211792429674E-3,12.233442066809499,null,73.649093730758707,0.11200000000000002,2.2699999999999996,73.649093730758707,1.4200000000000001E-2,0,73.649093730758707,0.01,0,18.724545590108093,null,30.752970660146698,0.11200000000000002,10.73,1.4200000000000001E-2,0,0.01,3.5966987139364308,null,29.73,0.25423999999999997,7.5585551999999989,null,{"$f":"IF($D211=\"Connection\",VLOOKUP(C211,'Input - General'!$F$62:$N$79,4,FALSE),0)","v":0},null,0.1801212933606588,57.742329126077635,10.400623003845942,null,8.6527813038891108E-2,68.142952129923572,5.8962606218161335]
[null,{"$f":"'Input - Inventory'!B209","v":201},{"$f":"'Input - Inventory'!C209","v":"1000W MBF"},{"$f":"'Input - Inventory'!D209","v":"Luminaire"},{"$f":"'Input - Inventory'!E209","v":"Traffic"},{"$f":"'Input - Inventory'!F209","v":"Major > 130w"},{"$f":"'Input - Inventory'!G209","v":0},null,"Luminaire - 1000W MBF",null,0,13,0,null,0,0,0,0,0,0,0,0,0,0,0,0,0,0,0,0,0,0,0,0,0,0,0,0,0,0,0,0,0,null,0,0,0,0,0,0,0,0,0,null,0,0,0,0,0,0,0,0,0,0,null,0,0,0,0,0,0,0,null,0,0,0,null,{"$f":"IF($D212=\"Connection\",VLOOKUP(C212,'Input - General'!$F$62:$N$79,4,FALSE),0)","v":0},null,0.1801212933606588,0,0,null,8.6527813038891108E-2,0,0]
[null,{"$f":"'Input - Inventory'!B210","v":202},{"$f":"'Input - Inventory'!C210","v":"1000W SON"},{"$f":"'Input - Inventory'!D210","v":"Luminaire"},{"$f":"'Input - Inventory'!E210","v":"Traffic"},{"$f":"'Input - Inventory'!F210","v":"Major > 130w"},{"$f":"'Input - Inventory'!G210","v":0},null,"Luminaire - 1000W SON",null,0,25,0,null,0,0,0,0,0,0,0,0,0,0,0,0,0,0,0,0,0,0,0,0,0,0,0,0,0,0,0,0,0,null,0,0,0,0,0,0,0,0,0,null,0,0,0,0,0,0,0,0,0,0,null,0,0,0,0,0,0,0,null,0,0,0,null,{"$f":"IF($D213=\"Connection\",VLOOKUP(C213,'Input - General'!$F$62:$N$79,4,FALSE),0)","v":0},null,0.1801212933606588,0,0,null,8.6527813038891108E-2,0,0]
[null,{"$f":"'Input - Inventory'!B211","v":203},{"$f":"'Input - Inventory'!C211","v":"1000W SON (P09)"},{"$f":"'Input - Inventory'!D211","v":"Luminaire"},{"$f":"'Input - Inventory'!E211","v":"Traffic"},{"$f":"'Input - Inventory'!F211","v":"Major > 130w"},{"$f":"'Input - Inventory'!G211","v":0},null,"Luminaire - 1000W SON (P09)",null,0,15,0,null,0,0,0,0,0,0,0,0,0,0,0,0,0,0,0,0,0,0,0,0,0,0,0,0,0,0,0,0,0,null,0,0,0,0,0,0,0,0,0,null,0,0,0,0,0,0,0,0,0,0,null,0,0,0,0,0,0,0,null,0,0,0,null,{"$f":"IF($D214=\"Connection\",VLOOKUP(C214,'Input - General'!$F$62:$N$79,4,FALSE),0)","v":0},null,0.1801212933606588,0,0,null,8.6527813038891108E-2,0,0]
[null,{"$f":"'Input - Inventory'!B212","v":204},{"$f":"'Input - Inventory'!C212","v":"1000W SON FLOODLIGHT"},{"$f":"'Input - Inventory'!D212","v":"Luminaire"},{"$f":"'Input - Inventory'!E212","v":"Traffic"},{"$f":"'Input - Inventory'!F212","v":"Major > 130w"},{"$f":"'Input - Inventory'!G212","v":0},null,"Luminaire - 1000W SON FLOODLIGHT",null,0,5,0,null,0,0,0,0,0,0,0,0,0,0,0,0,0,0,0,0,0,0,0,0,0,0,0,0,0,0,0,0,0,null,0,0,0,0,0,0,0,0,0,null,0,0,0,0,0,0,0,0,0,0,null,0,0,0,0,0,0,0,null,0,0,0,null,{"$f":"IF($D215=\"Connection\",VLOOKUP(C215,'Input - General'!$F$62:$N$79,4,FALSE),0)","v":0},null,0.1801212933606588,0,0,null,8.6527813038891108E-2,0,0]
[null,{"$f":"'Input - Inventory'!B213","v":205},{"$f":"'Input - Inventory'!C213","v":"1000W/1500W MBI FLOODLIG"},{"$f":"'Input - Inventory'!D213","v":"Luminaire"},{"$f":"'Input - Inventory'!E213","v":"Traffic"},{"$f":"'Input - Inventory'!F213","v":"Major > 130w"},{"$f":"'Input - Inventory'!G213","v":0},null,"Luminaire - 1000W/1500W MBI FLOODLIG",null,0,0,0,null,0,0,0,0,0,0,0,0,0,0,0,0,0,0,0,0,0,0,0,0,0,0,0,0,0,0,0,0,0,null,0,0,0,0,0,0,0,0,0,null,0,0,0,0,0,0,0,0,0,0,null,0,0,0,0,0,0,0,null,0,0,0,null,{"$f":"IF($D216=\"Connection\",VLOOKUP(C216,'Input - General'!$F$62:$N$79,4,FALSE),0)","v":0},null,0.1801212933606588,0,0,null,8.6527813038891108E-2,0,0]
[null,{"$f":"'Input - Inventory'!B214","v":206},{"$f":"'Input - Inventory'!C214","v":"100W MBI"},{"$f":"'Input - Inventory'!D214","v":"Luminaire"},{"$f":"'Input - Inventory'!E214","v":"Traffic"},{"$f":"'Input - Inventory'!F214","v":"Minor < 130w"},{"$f":"'Input - Inventory'!G214","v":0},null,"Luminaire - 100W MBI",null,0,18,0,null,0,0,0,0,0,0,0,0,0,0,0,0,0,0,0,0,0,0,0,0,0,0,0,0,0,0,0,0,0,null,0,0,0,0,0,0,0,0,0,null,0,0,0,0,0,0,0,0,0,0,null,0,0,0,0,0,0,0,null,0,0,0,null,{"$f":"IF($D217=\"Connection\",VLOOKUP(C217,'Input - General'!$F$62:$N$79,4,FALSE),0)","v":0},null,0.1801212933606588,0,0,null,8.6527813038891108E-2,0,0]
[null,{"$f":"'Input - Inventory'!B215","v":207},{"$f":"'Input - Inventory'!C215","v":"100W MBI FLOODLIGHT"},{"$f":"'Input - Inventory'!D215","v":"Luminaire"},{"$f":"'Input - Inventory'!E215","v":"Traffic"},{"$f":"'Input - Inventory'!F215","v":"Minor < 130w"},{"$f":"'Input - Inventory'!G215","v":0},null,"Luminaire - 100W MBI FLOODLIGHT",null,0,17,0,null,0,0,0,0,0,0,0,0,0,0,0,0,0,0,0,0,0,0,0,0,0,0,0,0,0,0,0,0,0,null,0,0,0,0,0,0,0,0,0,null,0,0,0,0,0,0,0,0,0,0,null,0,0,0,0,0,0,0,null,0,0,0,null,{"$f":"IF($D218=\"Connection\",VLOOKUP(C218,'Input - General'!$F$62:$N$79,4,FALSE),0)","v":0},null,0.1801212933606588,0,0,null,8.6527813038891108E-2,0,0]
[null,{"$f":"'Input - Inventory'!B216","v":208},{"$f":"'Input - Inventory'!C216","v":"100W SON"},{"$f":"'Input - Inventory'!D216","v":"Luminaire"},{"$f":"'Input - Inventory'!E216","v":"Traffic"},{"$f":"'Input - Inventory'!F216","v":"Minor < 130w"},{"$f":"'Input - Inventory'!G216","v":0},null,"Luminaire - 100W SON",null,0,542,0,null,0,0,0,0,0,0,0,0,0,0,0,0,0,0,0,0,0,0,0,0,0,0,0,0,0,0,0,0,0,null,0,0,0,0,0,0,0,0,0,null,0,0,0,0,0,0,0,0,0,0,null,0,0,0,0,0,0,0,null,0,0,0,null,{"$f":"IF($D219=\"Connection\",VLOOKUP(C219,'Input - General'!$F$62:$N$79,4,FALSE),0)","v":0},null,0.1801212933606588,0,0,null,8.6527813038891108E-2,0,0]
[null,{"$f":"'Input - Inventory'!B217","v":209},{"$f":"'Input - Inventory'!C217","v":"100W SON - PARKVILLE"},{"$f":"'Input - Inventory'!D217","v":"Luminaire"},{"$f":"'Input - Inventory'!E217","v":"Traffic"},{"$f":"'Input - Inventory'!F217","v":"Minor < 130w"},{"$f":"'Input - Inventory'!G217","v":0},null,"Luminaire - 100W SON - PARKVILLE",null,0,15,0,null,0,0,0,0,0,0,0,0,0,0,0,0,0,0,0,0,0,0,0,0,0,0,0,0,0,0,0,0,0,null,0,0,0,0,0,0,0,0,0,null,0,0,0,0,0,0,0,0,0,0,null,0,0,0,0,0,0,0,null,0,0,0,null,{"$f":"IF($D220=\"Connection\",VLOOKUP(C220,'Input - General'!$F$62:$N$79,4,FALSE),0)","v":0},null,0.1801212933606588,0,0,null,8.6527813038891108E-2,0,0]
[null,{"$f":"'Input - Inventory'!B218","v":210},{"$f":"'Input - Inventory'!C218","v":"100W SON (P09)"},{"$f":"'Input - Inventory'!D218","v":"Luminaire"},{"$f":"'Input - Inventory'!E218","v":"Traffic"},{"$f":"'Input - Inventory'!F218","v":"Minor < 130w"},{"$f":"'Input - Inventory'!G218","v":0},null,"Luminaire - 100W SON (P09)",null,0,340,0,null,0,0,0,0,0,0,0,0,0,0,0,0,0,0,0,0,0,0,0,0,0,0,0,0,0,0,0,0,0,null,0,0,0,0,0,0,0,0,0,null,0,0,0,0,0,0,0,0,0,0,null,0,0,0,0,0,0,0,null,0,0,0,null,{"$f":"IF($D221=\"Connection\",VLOOKUP(C221,'Input - General'!$F$62:$N$79,4,FALSE),0)","v":0},null,0.1801212933606588,0,0,null,8.6527813038891108E-2,0,0]
[null,{"$f":"'Input - Inventory'!B219","v":211},{"$f":"'Input - Inventory'!C219","v":"100W SON FLOODLIGHT"},{"$f":"'Input - Inventory'!D219","v":"Luminaire"},{"$f":"'Input - Inventory'!E219","v":"Traffic"},{"$f":"'Input - Inventory'!F219","v":"Minor < 130w"},{"$f":"'Input - Inventory'!G219","v":0},null,"Luminaire - 100W SON FLOODLIGHT",null,0,6,0,null,0,0,0,0,0,0,0,0,0,0,0,0,0,0,0,0,0,0,0,0,0,0,0,0,0,0,0,0,0,null,0,0,0,0,0,0,0,0,0,null,0,0,0,0,0,0,0,0,0,0,null,0,0,0,0,0,0,0,null,0,0,0,null,{"$f":"IF($D222=\"Connection\",VLOOKUP(C222,'Input - General'!$F$62:$N$79,4,FALSE),0)","v":0},null,0.1801212933606588,0,0,null,8.6527813038891108E-2,0,0]
[null,{"$f":"'Input - Inventory'!B220","v":212},{"$f":"'Input - Inventory'!C220","v":"100W SON Floodlight (P09)"},{"$f":"'Input - Inventory'!D220","v":"Luminaire"},{"$f":"'Input - Inventory'!E220","v":"Traffic"},{"$f":"'Input - Inventory'!F220","v":"Minor < 130w"},{"$f":"'Input - Inventory'!G220","v":0},null,"Luminaire - 100W SON Floodlight (P09)",null,0,4,0,null,0,0,0,0,0,0,0,0,0,0,0,0,0,0,0,0,0,0,0,0,0,0,0,0,0,0,0,0,0,null,0,0,0,0,0,0,0,0,0,null,0,0,0,0,0,0,0,0,0,0,null,0,0,0,0,0,0,0,null,0,0,0,null,{"$f":"IF($D223=\"Connection\",VLOOKUP(C223,'Input - General'!$F$62:$N$79,4,FALSE),0)","v":0},null,0.1801212933606588,0,0,null,8.6527813038891108E-2,0,0]
[null,{"$f":"'Input - Inventory'!B221","v":213},{"$f":"'Input - Inventory'!C221","v":"100W SON -PLAIN"},{"$f":"'Input - Inventory'!D221","v":"Luminaire"},{"$f":"'Input - Inventory'!E221","v":"Traffic"},{"$f":"'Input - Inventory'!F221","v":"Minor < 130w"},{"$f":"'Input - Inventory'!G221","v":0},null,"Luminaire - 100W SON -PLAIN",null,0,439,0,null,0,0,0,0,0,0,0,0,0,0,0,0,0,0,0,0,0,0,0,0,0,0,0,0,0,0,0,0,0,null,0,0,0,0,0,0,0,0,0,null,0,0,0,0,0,0,0,0,0,0,null,0,0,0,0,0,0,0,null,0,0,0,null,{"$f":"IF($D224=\"Connection\",VLOOKUP(C224,'Input - General'!$F$62:$N$79,4,FALSE),0)","v":0},null,0.1801212933606588,0,0,null,8.6527813038891108E-2,0,0]
[null,{"$f":"'Input - Inventory'!B222","v":214},{"$f":"'Input - Inventory'!C222","v":"100W SON -PLAIN (P09)"},{"$f":"'Input - Inventory'!D222","v":"Luminaire"},{"$f":"'Input - Inventory'!E222","v":"Traffic"},{"$f":"'Input - Inventory'!F222","v":"Minor < 130w"},{"$f":"'Input - Inventory'!G222","v":0},null,"Luminaire - 100W SON -PLAIN (P09)",null,0,107,0,null,0,0,0,0,0,0,0,0,0,0,0,0,0,0,0,0,0,0,0,0,0,0,0,0,0,0,0,0,0,null,0,0,0,0,0,0,0,0,0,null,0,0,0,0,0,0,0,0,0,0,null,0,0,0,0,0,0,0,null,0,0,0,null,{"$f":"IF($D225=\"Connection\",VLOOKUP(C225,'Input - General'!$F$62:$N$79,4,FALSE),0)","v":0},null,0.1801212933606588,0,0,null,8.6527813038891108E-2,0,0]
[null,{"$f":"'Input - Inventory'!B223","v":215},{"$f":"'Input - Inventory'!C223","v":"125W MBF"},{"$f":"'Input - Inventory'!D223","v":"Luminaire"},{"$f":"'Input - Inventory'!E223","v":"Traffic"},{"$f":"'Input - Inventory'!F223","v":"Minor < 130w"},{"$f":"'Input - Inventory'!G223","v":0},null,"Luminaire - 125W MBF",null,0,3283,0,null,0,0,0,0,0,0,0,0,0,0,0,0,0,0,0,0,0,0,0,0,0,0,0,0,0,0,0,0,0,null,0,0,0,0,0,0,0,0,0,null,0,0,0,0,0,0,0,0,0,0,null,0,0,0,0,0,0,0,null,0,0,0,null,{"$f":"IF($D226=\"Connection\",VLOOKUP(C226,'Input - General'!$F$62:$N$79,4,FALSE),0)","v":0},null,0.1801212933606588,0,0,null,8.6527813038891108E-2,0,0]
[null,{"$f":"'Input - Inventory'!B224","v":216},{"$f":"'Input - Inventory'!C224","v":"125W MBF - BOURKE HILL"},{"$f":"'Input - Inventory'!D224","v":"Luminaire"},{"$f":"'Input - Inventory'!E224","v":"Traffic"},{"$f":"'Input - Inventory'!F224","v":"Minor < 130w"},{"$f":"'Input - Inventory'!G224","v":0},null,"Luminaire - 125W MBF - BOURKE HILL",null,0,9,0,null,0,0,0,0,0,0,0,0,0,0,0,0,0,0,0,0,0,0,0,0,0,0,0,0,0,0,0,0,0,null,0,0,0,0,0,0,0,0,0,null,0,0,0,0,0,0,0,0,0,0,null,0,0,0,0,0,0,0,null,0,0,0,null,{"$f":"IF($D227=\"Connection\",VLOOKUP(C227,'Input - General'!$F$62:$N$79,4,FALSE),0)","v":0},null,0.1801212933606588,0,0,null,8.6527813038891108E-2,0,0]
[null,{"$f":"'Input - Inventory'!B225","v":217},{"$f":"'Input - Inventory'!C225","v":"125W MBF - HYDE PARK"},{"$f":"'Input - Inventory'!D225","v":"Luminaire"},{"$f":"'Input - Inventory'!E225","v":"Traffic"},{"$f":"'Input - Inventory'!F225","v":"Minor < 130w"},{"$f":"'Input - Inventory'!G225","v":0},null,"Luminaire - 125W MBF - HYDE PARK",null,0,168,0,null,0,0,0,0,0,0,0,0,0,0,0,0,0,0,0,0,0,0,0,0,0,0,0,0,0,0,0,0,0,null,0,0,0,0,0,0,0,0,0,null,0,0,0,0,0,0,0,0,0,0,null,0,0,0,0,0,0,0,null,0,0,0,null,{"$f":"IF($D228=\"Connection\",VLOOKUP(C228,'Input - General'!$F$62:$N$79,4,FALSE),0)","v":0},null,0.1801212933606588,0,0,null,8.6527813038891108E-2,0,0]
[null,{"$f":"'Input - Inventory'!B226","v":218},{"$f":"'Input - Inventory'!C226","v":"125W MBF - NOSTALGIA"},{"$f":"'Input - Inventory'!D226","v":"Luminaire"},{"$f":"'Input - Inventory'!E226","v":"Traffic"},{"$f":"'Input - Inventory'!F226","v":"Minor < 130w"},{"$f":"'Input - Inventory'!G226","v":0},null,"Luminaire - 125W MBF - NOSTALGIA",null,0,0,0,null,0,0,0,0,0,0,0,0,0,0,0,0,0,0,0,0,0,0,0,0,0,0,0,0,0,0,0,0,0,null,0,0,0,0,0,0,0,0,0,null,0,0,0,0,0,0,0,0,0,0,null,0,0,0,0,0,0,0,null,0,0,0,null,{"$f":"IF($D229=\"Connection\",VLOOKUP(C229,'Input - General'!$F$62:$N$79,4,FALSE),0)","v":0},null,0.1801212933606588,0,0,null,8.6527813038891108E-2,0,0]
[null,{"$f":"'Input - Inventory'!B227","v":219},{"$f":"'Input - Inventory'!C227","v":"125W MBF - PARKVILLE"},{"$f":"'Input - Inventory'!D227","v":"Luminaire"},{"$f":"'Input - Inventory'!E227","v":"Traffic"},{"$f":"'Input - Inventory'!F227","v":"Minor < 130w"},{"$f":"'Input - Inventory'!G227","v":0},null,"Luminaire - 125W MBF - PARKVILLE",null,0,6,0,null,0,0,0,0,0,0,0,0,0,0,0,0,0,0,0,0,0,0,0,0,0,0,0,0,0,0,0,0,0,null,0,0,0,0,0,0,0,0,0,null,0,0,0,0,0,0,0,0,0,0,null,0,0,0,0,0,0,0,null,0,0,0,null,{"$f":"IF($D230=\"Connection\",VLOOKUP(C230,'Input - General'!$F$62:$N$79,4,FALSE),0)","v":0},null,0.1801212933606588,0,0,null,8.6527813038891108E-2,0,0]
[null,{"$f":"'Input - Inventory'!B228","v":220},{"$f":"'Input - Inventory'!C228","v":"125W MBF (P09)"},{"$f":"'Input - Inventory'!D228","v":"Luminaire"},{"$f":"'Input - Inventory'!E228","v":"Traffic"},{"$f":"'Input - Inventory'!F228","v":"Minor < 130w"},{"$f":"'Input - Inventory'!G228","v":0},null,"Luminaire - 125W MBF (P09)",null,0,1244,0,null,0,0,0,0,0,0,0,0,0,0,0,0,0,0,0,0,0,0,0,0,0,0,0,0,0,0,0,0,0,null,0,0,0,0,0,0,0,0,0,null,0,0,0,0,0,0,0,0,0,0,null,0,0,0,0,0,0,0,null,0,0,0,null,{"$f":"IF($D231=\"Connection\",VLOOKUP(C231,'Input - General'!$F$62:$N$79,4,FALSE),0)","v":0},null,0.1801212933606588,0,0,null,8.6527813038891108E-2,0,0]
[null,{"$f":"'Input - Inventory'!B229","v":221},{"$f":"'Input - Inventory'!C229","v":"125W MBF BOLLARD"},{"$f":"'Input - Inventory'!D229","v":"Luminaire"},{"$f":"'Input - Inventory'!E229","v":"Traffic"},{"$f":"'Input - Inventory'!F229","v":"Minor < 130w"},{"$f":"'Input - Inventory'!G229","v":0},null,"Luminaire - 125W MBF BOLLARD",null,0,0,0,null,0,0,0,0,0,0,0,0,0,0,0,0,0,0,0,0,0,0,0,0,0,0,0,0,0,0,0,0,0,null,0,0,0,0,0,0,0,0,0,null,0,0,0,0,0,0,0,0,0,0,null,0,0,0,0,0,0,0,null,0,0,0,null,{"$f":"IF($D232=\"Connection\",VLOOKUP(C232,'Input - General'!$F$62:$N$79,4,FALSE),0)","v":0},null,0.1801212933606588,0,0,null,8.6527813038891108E-2,0,0]
[null,{"$f":"'Input - Inventory'!B230","v":222},{"$f":"'Input - Inventory'!C230","v":"125W MBF -PLAIN"},{"$f":"'Input - Inventory'!D230","v":"Luminaire"},{"$f":"'Input - Inventory'!E230","v":"Traffic"},{"$f":"'Input - Inventory'!F230","v":"Minor < 130w"},{"$f":"'Input - Inventory'!G230","v":0},null,"Luminaire - 125W MBF -PLAIN",null,0,794,0,null,0,0,0,0,0,0,0,0,0,0,0,0,0,0,0,0,0,0,0,0,0,0,0,0,0,0,0,0,0,null,0,0,0,0,0,0,0,0,0,null,0,0,0,0,0,0,0,0,0,0,null,0,0,0,0,0,0,0,null,0,0,0,null,{"$f":"IF($D233=\"Connection\",VLOOKUP(C233,'Input - General'!$F$62:$N$79,4,FALSE),0)","v":0},null,0.1801212933606588,0,0,null,8.6527813038891108E-2,0,0]
[null,{"$f":"'Input - Inventory'!B231","v":223},{"$f":"'Input - Inventory'!C231","v":"125W MBF -PLAIN (P09)"},{"$f":"'Input - Inventory'!D231","v":"Luminaire"},{"$f":"'Input - Inventory'!E231","v":"Traffic"},{"$f":"'Input - Inventory'!F231","v":"Minor < 130w"},{"$f":"'Input - Inventory'!G231","v":0},null,"Luminaire - 125W MBF -PLAIN (P09)",null,0,151,0,null,0,0,0,0,0,0,0,0,0,0,0,0,0,0,0,0,0,0,0,0,0,0,0,0,0,0,0,0,0,null,0,0,0,0,0,0,0,0,0,null,0,0,0,0,0,0,0,0,0,0,null,0,0,0,0,0,0,0,null,0,0,0,null,{"$f":"IF($D234=\"Connection\",VLOOKUP(C234,'Input - General'!$F$62:$N$79,4,FALSE),0)","v":0},null,0.1801212933606588,0,0,null,8.6527813038891108E-2,0,0]
[null,{"$f":"'Input - Inventory'!B232","v":224},{"$f":"'Input - Inventory'!C232","v":"125W/250W MBF FLOODLIGHT"},{"$f":"'Input - Inventory'!D232","v":"Luminaire"},{"$f":"'Input - Inventory'!E232","v":"Traffic"},{"$f":"'Input - Inventory'!F232","v":"Major > 130w"},{"$f":"'Input - Inventory'!G232","v":0},null,"Luminaire - 125W/250W MBF FLOODLIGHT",null,0,54,0,null,0,0,0,0,0,0,0,0,0,0,0,0,0,0,0,0,0,0,0,0,0,0,0,0,0,0,0,0,0,null,0,0,0,0,0,0,0,0,0,null,0,0,0,0,0,0,0,0,0,0,null,0,0,0,0,0,0,0,null,0,0,0,null,{"$f":"IF($D235=\"Connection\",VLOOKUP(C235,'Input - General'!$F$62:$N$79,4,FALSE),0)","v":0},null,0.1801212933606588,0,0,null,8.6527813038891108E-2,0,0]
[null,{"$f":"'Input - Inventory'!B233","v":225},{"$f":"'Input - Inventory'!C233","v":"135W SOX"},{"$f":"'Input - Inventory'!D233","v":"Luminaire"},{"$f":"'Input - Inventory'!E233","v":"Traffic"},{"$f":"'Input - Inventory'!F233","v":"Major > 130w"},{"$f":"'Input - Inventory'!G233","v":0},null,"Luminaire - 135W SOX",null,0,32,0,null,0,0,0,0,0,0,0,0,0,0,0,0,0,0,0,0,0,0,0,0,0,0,0,0,0,0,0,0,0,null,0,0,0,0,0,0,0,0,0,null,0,0,0,0,0,0,0,0,0,0,null,0,0,0,0,0,0,0,null,0,0,0,null,{"$f":"IF($D236=\"Connection\",VLOOKUP(C236,'Input - General'!$F$62:$N$79,4,FALSE),0)","v":0},null,0.1801212933606588,0,0,null,8.6527813038891108E-2,0,0]
[null,{"$f":"'Input - Inventory'!B234","v":226},{"$f":"'Input - Inventory'!C234","v":"150W SON"},{"$f":"'Input - Inventory'!D234","v":"Luminaire"},{"$f":"'Input - Inventory'!E234","v":"Traffic"},{"$f":"'Input - Inventory'!F234","v":"Major > 130w"},{"$f":"'Input - Inventory'!G234","v":0},null,"Luminaire - 150W SON",null,0,11707.5,0,null,0,0,0,0,0,0,0,0,0,0,0,0,0,0,0,0,0,0,0,0,0,0,0,0,0,0,0,0,0,null,0,0,0,0,0,0,0,0,0,null,0,0,0,0,0,0,0,0,0,0,null,0,0,0,0,0,0,0,null,0,0,0,null,{"$f":"IF($D237=\"Connection\",VLOOKUP(C237,'Input - General'!$F$62:$N$79,4,FALSE),0)","v":0},null,0.1801212933606588,0,0,null,8.6527813038891108E-2,0,0]
[null,{"$f":"'Input - Inventory'!B235","v":227},{"$f":"'Input - Inventory'!C235","v":"150W SON - HYDE PARK"},{"$f":"'Input - Inventory'!D235","v":"Luminaire"},{"$f":"'Input - Inventory'!E235","v":"Traffic"},{"$f":"'Input - Inventory'!F235","v":"Major > 130w"},{"$f":"'Input - Inventory'!G235","v":0},null,"Luminaire - 150W SON - HYDE PARK",null,0,16,0,null,0,0,0,0,0,0,0,0,0,0,0,0,0,0,0,0,0,0,0,0,0,0,0,0,0,0,0,0,0,null,0,0,0,0,0,0,0,0,0,null,0,0,0,0,0,0,0,0,0,0,null,0,0,0,0,0,0,0,null,0,0,0,null,{"$f":"IF($D238=\"Connection\",VLOOKUP(C238,'Input - General'!$F$62:$N$79,4,FALSE),0)","v":0},null,0.1801212933606588,0,0,null,8.6527813038891108E-2,0,0]
[null,{"$f":"'Input - Inventory'!B236","v":228},{"$f":"'Input - Inventory'!C236","v":"150W SON - PARKVILLE"},{"$f":"'Input - Inventory'!D236","v":"Luminaire"},{"$f":"'Input - Inventory'!E236","v":"Traffic"},{"$f":"'Input - Inventory'!F236","v":"Major > 130w"},{"$f":"'Input - Inventory'!G236","v":0},null,"Luminaire - 150W SON - PARKVILLE",null,0,21,0,null,0,0,0,0,0,0,0,0,0,0,0,0,0,0,0,0,0,0,0,0,0,0,0,0,0,0,0,0,0,null,0,0,0,0,0,0,0,0,0,null,0,0,0,0,0,0,0,0,0,0,null,0,0,0,0,0,0,0,null,0,0,0,null,{"$f":"IF($D239=\"Connection\",VLOOKUP(C239,'Input - General'!$F$62:$N$79,4,FALSE),0)","v":0},null,0.1801212933606588,0,0,null,8.6527813038891108E-2,0,0]
[null,{"$f":"'Input - Inventory'!B237","v":229},{"$f":"'Input - Inventory'!C237","v":"150W SON - PARKWAY 1"},{"$f":"'Input - Inventory'!D237","v":"Luminaire"},{"$f":"'Input - Inventory'!E237","v":"Traffic"},{"$f":"'Input - Inventory'!F237","v":"Major > 130w"},{"$f":"'Input - Inventory'!G237","v":0},null,"Luminaire - 150W SON - PARKWAY 1",null,0,209,0,null,0,0,0,0,0,0,0,0,0,0,0,0,0,0,0,0,0,0,0,0,0,0,0,0,0,0,0,0,0,null,0,0,0,0,0,0,0,0,0,null,0,0,0,0,0,0,0,0,0,0,null,0,0,0,0,0,0,0,null,0,0,0,null,{"$f":"IF($D240=\"Connection\",VLOOKUP(C240,'Input - General'!$F$62:$N$79,4,FALSE),0)","v":0},null,0.1801212933606588,0,0,null,8.6527813038891108E-2,0,0]
[null,{"$f":"'Input - Inventory'!B238","v":230},{"$f":"'Input - Inventory'!C238","v":"150W SON - Parkway 1 (P09)"},{"$f":"'Input - Inventory'!D238","v":"Luminaire"},{"$f":"'Input - Inventory'!E238","v":"Traffic"},{"$f":"'Input - Inventory'!F238","v":"Major > 130w"},{"$f":"'Input - Inventory'!G238","v":0},null,"Luminaire - 150W SON - Parkway 1 (P09)",null,0,32,0,null,0,0,0,0,0,0,0,0,0,0,0,0,0,0,0,0,0,0,0,0,0,0,0,0,0,0,0,0,0,null,0,0,0,0,0,0,0,0,0,null,0,0,0,0,0,0,0,0,0,0,null,0,0,0,0,0,0,0,null,0,0,0,null,{"$f":"IF($D241=\"Connection\",VLOOKUP(C241,'Input - General'!$F$62:$N$79,4,FALSE),0)","v":0},null,0.1801212933606588,0,0,null,8.6527813038891108E-2,0,0]
[null,{"$f":"'Input - Inventory'!B239","v":231},{"$f":"'Input - Inventory'!C239","v":"150W SON (P09)"},{"$f":"'Input - Inventory'!D239","v":"Luminaire"},{"$f":"'Input - Inventory'!E239","v":"Traffic"},{"$f":"'Input - Inventory'!F239","v":"Major > 130w"},{"$f":"'Input - Inventory'!G239","v":0},null,"Luminaire - 150W SON (P09)",null,0,7966,0,null,0,0,0,0,0,0,0,0,0,0,0,0,0,0,0,0,0,0,0,0,0,0,0,0,0,0,0,0,0,null,0,0,0,0,0,0,0,0,0,null,0,0,0,0,0,0,0,0,0,0,null,0,0,0,0,0,0,0,null,0,0,0,null,{"$f":"IF($D242=\"Connection\",VLOOKUP(C242,'Input - General'!$F$62:$N$79,4,FALSE),0)","v":0},null,0.1801212933606588,0,0,null,8.6527813038891108E-2,0,0]
[null,{"$f":"'Input - Inventory'!B240","v":232},{"$f":"'Input - Inventory'!C240","v":"150W SON Active Reactor"},{"$f":"'Input - Inventory'!D240","v":"Luminaire"},{"$f":"'Input - Inventory'!E240","v":"Traffic"},{"$f":"'Input - Inventory'!F240","v":"Major > 130w"},{"$f":"'Input - Inventory'!G240","v":0},null,"Luminaire - 150W SON Active Reactor",null,0,187,0,null,0,0,0,0,0,0,0,0,0,0,0,0,0,0,0,0,0,0,0,0,0,0,0,0,0,0,0,0,0,null,0,0,0,0,0,0,0,0,0,null,0,0,0,0,0,0,0,0,0,0,null,0,0,0,0,0,0,0,null,0,0,0,null,{"$f":"IF($D243=\"Connection\",VLOOKUP(C243,'Input - General'!$F$62:$N$79,4,FALSE),0)","v":0},null,0.1801212933606588,0,0,null,8.6527813038891108E-2,0,0]
[null,{"$f":"'Input - Inventory'!B241","v":233},{"$f":"'Input - Inventory'!C241","v":"150W SON FLOODLIGHT"},{"$f":"'Input - Inventory'!D241","v":"Luminaire"},{"$f":"'Input - Inventory'!E241","v":"Traffic"},{"$f":"'Input - Inventory'!F241","v":"Major > 130w"},{"$f":"'Input - Inventory'!G241","v":0},null,"Luminaire - 150W SON FLOODLIGHT",null,0,71,0,null,0,0,0,0,0,0,0,0,0,0,0,0,0,0,0,0,0,0,0,0,0,0,0,0,0,0,0,0,0,null,0,0,0,0,0,0,0,0,0,null,0,0,0,0,0,0,0,0,0,0,null,0,0,0,0,0,0,0,null,0,0,0,null,{"$f":"IF($D244=\"Connection\",VLOOKUP(C244,'Input - General'!$F$62:$N$79,4,FALSE),0)","v":0},null,0.1801212933606588,0,0,null,8.6527813038891108E-2,0,0]
[null,{"$f":"'Input - Inventory'!B242","v":234},{"$f":"'Input - Inventory'!C242","v":"150W SON Floodlight (P09)"},{"$f":"'Input - Inventory'!D242","v":"Luminaire"},{"$f":"'Input - Inventory'!E242","v":"Traffic"},{"$f":"'Input - Inventory'!F242","v":"Major > 130w"},{"$f":"'Input - Inventory'!G242","v":0},null,"Luminaire - 150W SON Floodlight (P09)",null,0,46,0,null,0,0,0,0,0,0,0,0,0,0,0,0,0,0,0,0,0,0,0,0,0,0,0,0,0,0,0,0,0,null,0,0,0,0,0,0,0,0,0,null,0,0,0,0,0,0,0,0,0,0,null,0,0,0,0,0,0,0,null,0,0,0,null,{"$f":"IF($D245=\"Connection\",VLOOKUP(C245,'Input - General'!$F$62:$N$79,4,FALSE),0)","v":0},null,0.1801212933606588,0,0,null,8.6527813038891108E-2,0,0]
[null,{"$f":"'Input - Inventory'!B243","v":235},{"$f":"'Input - Inventory'!C243","v":"150W SON GEC 'BOSTON 3'"},{"$f":"'Input - Inventory'!D243","v":"Luminaire"},{"$f":"'Input - Inventory'!E243","v":"Traffic"},{"$f":"'Input - Inventory'!F243","v":"Major > 130w"},{"$f":"'Input - Inventory'!G243","v":0},null,"Luminaire - 150W SON GEC 'BOSTON 3'",null,0,45,0,null,0,0,0,0,0,0,0,0,0,0,0,0,0,0,0,0,0,0,0,0,0,0,0,0,0,0,0,0,0,null,0,0,0,0,0,0,0,0,0,null,0,0,0,0,0,0,0,0,0,0,null,0,0,0,0,0,0,0,null,0,0,0,null,{"$f":"IF($D246=\"Connection\",VLOOKUP(C246,'Input - General'!$F$62:$N$79,4,FALSE),0)","v":0},null,0.1801212933606588,0,0,null,8.6527813038891108E-2,0,0]
[null,{"$f":"'Input - Inventory'!B244","v":236},{"$f":"'Input - Inventory'!C244","v":"150W/250W MBI FLOODLIGHT"},{"$f":"'Input - Inventory'!D244","v":"Luminaire"},{"$f":"'Input - Inventory'!E244","v":"Traffic"},{"$f":"'Input - Inventory'!F244","v":"Major > 130w"},{"$f":"'Input - Inventory'!G244","v":0},null,"Luminaire - 150W/250W MBI FLOODLIGHT",null,0,47,0,null,0,0,0,0,0,0,0,0,0,0,0,0,0,0,0,0,0,0,0,0,0,0,0,0,0,0,0,0,0,null,0,0,0,0,0,0,0,0,0,null,0,0,0,0,0,0,0,0,0,0,null,0,0,0,0,0,0,0,null,0,0,0,null,{"$f":"IF($D247=\"Connection\",VLOOKUP(C247,'Input - General'!$F$62:$N$79,4,FALSE),0)","v":0},null,0.1801212933606588,0,0,null,8.6527813038891108E-2,0,0]
[null,{"$f":"'Input - Inventory'!B245","v":237},{"$f":"'Input - Inventory'!C245","v":"180W SOX"},{"$f":"'Input - Inventory'!D245","v":"Luminaire"},{"$f":"'Input - Inventory'!E245","v":"Traffic"},{"$f":"'Input - Inventory'!F245","v":"Major > 130w"},{"$f":"'Input - Inventory'!G245","v":0},null,"Luminaire - 180W SOX",null,0,0,0,null,0,0,0,0,0,0,0,0,0,0,0,0,0,0,0,0,0,0,0,0,0,0,0,0,0,0,0,0,0,null,0,0,0,0,0,0,0,0,0,null,0,0,0,0,0,0,0,0,0,0,null,0,0,0,0,0,0,0,null,0,0,0,null,{"$f":"IF($D248=\"Connection\",VLOOKUP(C248,'Input - General'!$F$62:$N$79,4,FALSE),0)","v":0},null,0.1801212933606588,0,0,null,8.6527813038891108E-2,0,0]
[null,{"$f":"'Input - Inventory'!B246","v":238},{"$f":"'Input - Inventory'!C246","v":"1x29W LED"},{"$f":"'Input - Inventory'!D246","v":"Luminaire"},{"$f":"'Input - Inventory'!E246","v":"NonTraffic"},{"$f":"'Input - Inventory'!F246","v":"Minor < 130w"},{"$f":"'Input - Inventory'!G246","v":0},null,"Luminaire - 1x29W LED",null,0,1392,0,null,0,0,0,0,0,0,0,0,0,0,0,0,0,0,0,0,0,0,0,0,0,0,0,0,0,0,0,0,0,null,0,0,0,0,0,0,0,0,0,null,0,0,0,0,0,0,0,0,0,0,null,0,0,0,0,0,0,0,null,0,0,0,null,{"$f":"IF($D249=\"Connection\",VLOOKUP(C249,'Input - General'!$F$62:$N$79,4,FALSE),0)","v":0},null,0.1801212933606588,0,0,null,8.6527813038891108E-2,0,0]
[null,{"$f":"'Input - Inventory'!B247","v":239},{"$f":"'Input - Inventory'!C247","v":"1x40W TF"},{"$f":"'Input - Inventory'!D247","v":"Luminaire"},{"$f":"'Input - Inventory'!E247","v":"NonTraffic"},{"$f":"'Input - Inventory'!F247","v":"Minor < 130w"},{"$f":"'Input - Inventory'!G247","v":0},null,"Luminaire - 1x40W TF",null,0,594,0,null,0,0,0,0,0,0,0,0,0,0,0,0,0,0,0,0,0,0,0,0,0,0,0,0,0,0,0,0,0,null,0,0,0,0,0,0,0,0,0,null,0,0,0,0,0,0,0,0,0,0,null,0,0,0,0,0,0,0,null,0,0,0,null,{"$f":"IF($D250=\"Connection\",VLOOKUP(C250,'Input - General'!$F$62:$N$79,4,FALSE),0)","v":0},null,0.1801212933606588,0,0,null,8.6527813038891108E-2,0,0]
[null,{"$f":"'Input - Inventory'!B248","v":240},{"$f":"'Input - Inventory'!C248","v":"1x80W TF"},{"$f":"'Input - Inventory'!D248","v":"Luminaire"},{"$f":"'Input - Inventory'!E248","v":"NonTraffic"},{"$f":"'Input - Inventory'!F248","v":"Minor < 130w"},{"$f":"'Input - Inventory'!G248","v":0},null,"Luminaire - 1x80W TF",null,0,119,0,null,0,0,0,0,0,0,0,0,0,0,0,0,0,0,0,0,0,0,0,0,0,0,0,0,0,0,0,0,0,null,0,0,0,0,0,0,0,0,0,null,0,0,0,0,0,0,0,0,0,0,null,0,0,0,0,0,0,0,null,0,0,0,null,{"$f":"IF($D251=\"Connection\",VLOOKUP(C251,'Input - General'!$F$62:$N$79,4,FALSE),0)","v":0},null,0.1801212933606588,0,0,null,8.6527813038891108E-2,0,0]
[null,{"$f":"'Input - Inventory'!B249","v":241},{"$f":"'Input - Inventory'!C249","v":"250W MBF"},{"$f":"'Input - Inventory'!D249","v":"Luminaire"},{"$f":"'Input - Inventory'!E249","v":"Traffic"},{"$f":"'Input - Inventory'!F249","v":"Major > 130w"},{"$f":"'Input - Inventory'!G249","v":0},null,"Luminaire - 250W MBF",null,0,17196,0,null,0,0,0,0,0,0,0,0,0,0,0,0,0,0,0,0,0,0,0,0,0,0,0,0,0,0,0,0,0,null,0,0,0,0,0,0,0,0,0,null,0,0,0,0,0,0,0,0,0,0,null,0,0,0,0,0,0,0,null,0,0,0,null,{"$f":"IF($D252=\"Connection\",VLOOKUP(C252,'Input - General'!$F$62:$N$79,4,FALSE),0)","v":0},null,0.1801212933606588,0,0,null,8.6527813038891108E-2,0,0]
[null,{"$f":"'Input - Inventory'!B250","v":242},{"$f":"'Input - Inventory'!C250","v":"250W MBF - PARKVILLE"},{"$f":"'Input - Inventory'!D250","v":"Luminaire"},{"$f":"'Input - Inventory'!E250","v":"Traffic"},{"$f":"'Input - Inventory'!F250","v":"Major > 130w"},{"$f":"'Input - Inventory'!G250","v":0},null,"Luminaire - 250W MBF - PARKVILLE",null,0,0,0,null,0,0,0,0,0,0,0,0,0,0,0,0,0,0,0,0,0,0,0,0,0,0,0,0,0,0,0,0,0,null,0,0,0,0,0,0,0,0,0,null,0,0,0,0,0,0,0,0,0,0,null,0,0,0,0,0,0,0,null,0,0,0,null,{"$f":"IF($D253=\"Connection\",VLOOKUP(C253,'Input - General'!$F$62:$N$79,4,FALSE),0)","v":0},null,0.1801212933606588,0,0,null,8.6527813038891108E-2,0,0]
[null,{"$f":"'Input - Inventory'!B251","v":243},{"$f":"'Input - Inventory'!C251","v":"250W MBF - PARKWAY 1"},{"$f":"'Input - Inventory'!D251","v":"Luminaire"},{"$f":"'Input - Inventory'!E251","v":"Traffic"},{"$f":"'Input - Inventory'!F251","v":"Major > 130w"},{"$f":"'Input - Inventory'!G251","v":0},null,"Luminaire - 250W MBF - PARKWAY 1",null,0,782,0,null,0,0,0,0,0,0,0,0,0,0,0,0,0,0,0,0,0,0,0,0,0,0,0,0,0,0,0,0,0,null,0,0,0,0,0,0,0,0,0,null,0,0,0,0,0,0,0,0,0,0,null,0,0,0,0,0,0,0,null,0,0,0,null,{"$f":"IF($D254=\"Connection\",VLOOKUP(C254,'Input - General'!$F$62:$N$79,4,FALSE),0)","v":0},null,0.1801212933606588,0,0,null,8.6527813038891108E-2,0,0]
[null,{"$f":"'Input - Inventory'!B252","v":244},{"$f":"'Input - Inventory'!C252","v":"250W MBI - SMARTPOLE"},{"$f":"'Input - Inventory'!D252","v":"Luminaire"},{"$f":"'Input - Inventory'!E252","v":"Traffic"},{"$f":"'Input - Inventory'!F252","v":"Major > 130w"},{"$f":"'Input - Inventory'!G252","v":0},null,"Luminaire - 250W MBI - SMARTPOLE",null,0,21,0,null,0,0,0,0,0,0,0,0,0,0,0,0,0,0,0,0,0,0,0,0,0,0,0,0,0,0,0,0,0,null,0,0,0,0,0,0,0,0,0,null,0,0,0,0,0,0,0,0,0,0,null,0,0,0,0,0,0,0,null,0,0,0,null,{"$f":"IF($D255=\"Connection\",VLOOKUP(C255,'Input - General'!$F$62:$N$79,4,FALSE),0)","v":0},null,0.1801212933606588,0,0,null,8.6527813038891108E-2,0,0]
[null,{"$f":"'Input - Inventory'!B253","v":245},{"$f":"'Input - Inventory'!C253","v":"250W SON"},{"$f":"'Input - Inventory'!D253","v":"Luminaire"},{"$f":"'Input - Inventory'!E253","v":"Traffic"},{"$f":"'Input - Inventory'!F253","v":"Major > 130w"},{"$f":"'Input - Inventory'!G253","v":0},null,"Luminaire - 250W SON",null,0,14498,0,null,0,0,0,0,0,0,0,0,0,0,0,0,0,0,0,0,0,0,0,0,0,0,0,0,0,0,0,0,0,null,0,0,0,0,0,0,0,0,0,null,0,0,0,0,0,0,0,0,0,0,null,0,0,0,0,0,0,0,null,0,0,0,null,{"$f":"IF($D256=\"Connection\",VLOOKUP(C256,'Input - General'!$F$62:$N$79,4,FALSE),0)","v":0},null,0.1801212933606588,0,0,null,8.6527813038891108E-2,0,0]
[null,{"$f":"'Input - Inventory'!B254","v":246},{"$f":"'Input - Inventory'!C254","v":"250W SON - PARKVILLE"},{"$f":"'Input - Inventory'!D254","v":"Luminaire"},{"$f":"'Input - Inventory'!E254","v":"Traffic"},{"$f":"'Input - Inventory'!F254","v":"Major > 130w"},{"$f":"'Input - Inventory'!G254","v":0},null,"Luminaire - 250W SON - PARKVILLE",null,0,2,0,null,0,0,0,0,0,0,0,0,0,0,0,0,0,0,0,0,0,0,0,0,0,0,0,0,0,0,0,0,0,null,0,0,0,0,0,0,0,0,0,null,0,0,0,0,0,0,0,0,0,0,null,0,0,0,0,0,0,0,null,0,0,0,null,{"$f":"IF($D257=\"Connection\",VLOOKUP(C257,'Input - General'!$F$62:$N$79,4,FALSE),0)","v":0},null,0.1801212933606588,0,0,null,8.6527813038891108E-2,0,0]
[null,{"$f":"'Input - Inventory'!B255","v":247},{"$f":"'Input - Inventory'!C255","v":"250W SON - PARKWAY 1"},{"$f":"'Input - Inventory'!D255","v":"Luminaire"},{"$f":"'Input - Inventory'!E255","v":"Traffic"},{"$f":"'Input - Inventory'!F255","v":"Major > 130w"},{"$f":"'Input - Inventory'!G255","v":0},null,"Luminaire - 250W SON - PARKWAY 1",null,0,28,0,null,0,0,0,0,0,0,0,0,0,0,0,0,0,0,0,0,0,0,0,0,0,0,0,0,0,0,0,0,0,null,0,0,0,0,0,0,0,0,0,null,0,0,0,0,0,0,0,0,0,0,null,0,0,0,0,0,0,0,null,0,0,0,null,{"$f":"IF($D258=\"Connection\",VLOOKUP(C258,'Input - General'!$F$62:$N$79,4,FALSE),0)","v":0},null,0.1801212933606588,0,0,null,8.6527813038891108E-2,0,0]
[null,{"$f":"'Input - Inventory'!B256","v":248},{"$f":"'Input - Inventory'!C256","v":"250W SON - Parkway 1(P09)"},{"$f":"'Input - Inventory'!D256","v":"Luminaire"},{"$f":"'Input - Inventory'!E256","v":"Traffic"},{"$f":"'Input - Inventory'!F256","v":"Major > 130w"},{"$f":"'Input - Inventory'!G256","v":0},null,"Luminaire - 250W SON - Parkway 1(P09)",null,0,21,0,null,0,0,0,0,0,0,0,0,0,0,0,0,0,0,0,0,0,0,0,0,0,0,0,0,0,0,0,0,0,null,0,0,0,0,0,0,0,0,0,null,0,0,0,0,0,0,0,0,0,0,null,0,0,0,0,0,0,0,null,0,0,0,null,{"$f":"IF($D259=\"Connection\",VLOOKUP(C259,'Input - General'!$F$62:$N$79,4,FALSE),0)","v":0},null,0.1801212933606588,0,0,null,8.6527813038891108E-2,0,0]
[null,{"$f":"'Input - Inventory'!B257","v":249},{"$f":"'Input - Inventory'!C257","v":"250W SON (P09)"},{"$f":"'Input - Inventory'!D257","v":"Luminaire"},{"$f":"'Input - Inventory'!E257","v":"Traffic"},{"$f":"'Input - Inventory'!F257","v":"Major > 130w"},{"$f":"'Input - Inventory'!G257","v":0},null,"Luminaire - 250W SON (P09)",null,0,9417,0,null,0,0,0,0,0,0,0,0,0,0,0,0,0,0,0,0,0,0,0,0,0,0,0,0,0,0,0,0,0,null,0,0,0,0,0,0,0,0,0,null,0,0,0,0,0,0,0,0,0,0,null,0,0,0,0,0,0,0,null,0,0,0,null,{"$f":"IF($D260=\"Connection\",VLOOKUP(C260,'Input - General'!$F$62:$N$79,4,FALSE),0)","v":0},null,0.1801212933606588,0,0,null,8.6527813038891108E-2,0,0]
[null,{"$f":"'Input - Inventory'!B258","v":250},{"$f":"'Input - Inventory'!C258","v":"250W SON Active Reactor"},{"$f":"'Input - Inventory'!D258","v":"Luminaire"},{"$f":"'Input - Inventory'!E258","v":"Traffic"},{"$f":"'Input - Inventory'!F258","v":"Major > 130w"},{"$f":"'Input - Inventory'!G258","v":0},null,"Luminaire - 250W SON Active Reactor",null,0,220,0,null,0,0,0,0,0,0,0,0,0,0,0,0,0,0,0,0,0,0,0,0,0,0,0,0,0,0,0,0,0,null,0,0,0,0,0,0,0,0,0,null,0,0,0,0,0,0,0,0,0,0,null,0,0,0,0,0,0,0,null,0,0,0,null,{"$f":"IF($D261=\"Connection\",VLOOKUP(C261,'Input - General'!$F$62:$N$79,4,FALSE),0)","v":0},null,0.1801212933606588,0,0,null,8.6527813038891108E-2,0,0]
[null,{"$f":"'Input - Inventory'!B259","v":251},{"$f":"'Input - Inventory'!C259","v":"250W SON FLOODLIGHT"},{"$f":"'Input - Inventory'!D259","v":"Luminaire"},{"$f":"'Input - Inventory'!E259","v":"Traffic"},{"$f":"'Input - Inventory'!F259","v":"Major > 130w"},{"$f":"'Input - Inventory'!G259","v":0},null,"Luminaire - 250W SON FLOODLIGHT",null,0,929,0,null,0,0,0,0,0,0,0,0,0,0,0,0,0,0,0,0,0,0,0,0,0,0,0,0,0,0,0,0,0,null,0,0,0,0,0,0,0,0,0,null,0,0,0,0,0,0,0,0,0,0,null,0,0,0,0,0,0,0,null,0,0,0,null,{"$f":"IF($D262=\"Connection\",VLOOKUP(C262,'Input - General'!$F$62:$N$79,4,FALSE),0)","v":0},null,0.1801212933606588,0,0,null,8.6527813038891108E-2,0,0]
[null,{"$f":"'Input - Inventory'!B260","v":252},{"$f":"'Input - Inventory'!C260","v":"250W SON Floodlight (P09)"},{"$f":"'Input - Inventory'!D260","v":"Luminaire"},{"$f":"'Input - Inventory'!E260","v":"Traffic"},{"$f":"'Input - Inventory'!F260","v":"Major > 130w"},{"$f":"'Input - Inventory'!G260","v":0},null,"Luminaire - 250W SON Floodlight (P09)",null,0,423,0,null,0,0,0,0,0,0,0,0,0,0,0,0,0,0,0,0,0,0,0,0,0,0,0,0,0,0,0,0,0,null,0,0,0,0,0,0,0,0,0,null,0,0,0,0,0,0,0,0,0,0,null,0,0,0,0,0,0,0,null,0,0,0,null,{"$f":"IF($D263=\"Connection\",VLOOKUP(C263,'Input - General'!$F$62:$N$79,4,FALSE),0)","v":0},null,0.1801212933606588,0,0,null,8.6527813038891108E-2,0,0]
[null,{"$f":"'Input - Inventory'!B261","v":253},{"$f":"'Input - Inventory'!C261","v":"250W SON GEC 'BOSTON 3'"},{"$f":"'Input - Inventory'!D261","v":"Luminaire"},{"$f":"'Input - Inventory'!E261","v":"Traffic"},{"$f":"'Input - Inventory'!F261","v":"Major > 130w"},{"$f":"'Input - Inventory'!G261","v":0},null,"Luminaire - 250W SON GEC 'BOSTON 3'",null,0,103,0,null,0,0,0,0,0,0,0,0,0,0,0,0,0,0,0,0,0,0,0,0,0,0,0,0,0,0,0,0,0,null,0,0,0,0,0,0,0,0,0,null,0,0,0,0,0,0,0,0,0,0,null,0,0,0,0,0,0,0,null,0,0,0,null,{"$f":"IF($D264=\"Connection\",VLOOKUP(C264,'Input - General'!$F$62:$N$79,4,FALSE),0)","v":0},null,0.1801212933606588,0,0,null,8.6527813038891108E-2,0,0]
[null,{"$f":"'Input - Inventory'!B262","v":254},{"$f":"'Input - Inventory'!C262","v":"2X14W TF - T5 PIERLIGHT"},{"$f":"'Input - Inventory'!D262","v":"Luminaire"},{"$f":"'Input - Inventory'!E262","v":"NonTraffic"},{"$f":"'Input - Inventory'!F262","v":"Minor < 130w"},{"$f":"'Input - Inventory'!G262","v":0},null,"Luminaire - 2X14W TF - T5 PIERLIGHT",null,0,145,0,null,0,0,0,0,0,0,0,0,0,0,0,0,0,0,0,0,0,0,0,0,0,0,0,0,0,0,0,0,0,null,0,0,0,0,0,0,0,0,0,null,0,0,0,0,0,0,0,0,0,0,null,0,0,0,0,0,0,0,null,0,0,0,null,{"$f":"IF($D265=\"Connection\",VLOOKUP(C265,'Input - General'!$F$62:$N$79,4,FALSE),0)","v":0},null,0.1801212933606588,0,0,null,8.6527813038891108E-2,0,0]
[null,{"$f":"'Input - Inventory'!B263","v":255},{"$f":"'Input - Inventory'!C263","v":"2x14W TF - T5 Pierlight (P09)"},{"$f":"'Input - Inventory'!D263","v":"Luminaire"},{"$f":"'Input - Inventory'!E263","v":"NonTraffic"},{"$f":"'Input - Inventory'!F263","v":"Minor < 130w"},{"$f":"'Input - Inventory'!G263","v":0},null,"Luminaire - 2x14W TF - T5 Pierlight (P09)",null,0,13,0,null,0,0,0,0,0,0,0,0,0,0,0,0,0,0,0,0,0,0,0,0,0,0,0,0,0,0,0,0,0,null,0,0,0,0,0,0,0,0,0,null,0,0,0,0,0,0,0,0,0,0,null,0,0,0,0,0,0,0,null,0,0,0,null,{"$f":"IF($D266=\"Connection\",VLOOKUP(C266,'Input - General'!$F$62:$N$79,4,FALSE),0)","v":0},null,0.1801212933606588,0,0,null,8.6527813038891108E-2,0,0]
[null,{"$f":"'Input - Inventory'!B264","v":256},{"$f":"'Input - Inventory'!C264","v":"2x14W TF - T5 PIERLITE M"},{"$f":"'Input - Inventory'!D264","v":"Luminaire"},{"$f":"'Input - Inventory'!E264","v":"NonTraffic"},{"$f":"'Input - Inventory'!F264","v":"Minor < 130w"},{"$f":"'Input - Inventory'!G264","v":0},null,"Luminaire - 2x14W TF - T5 PIERLITE M",null,0,0,0,null,0,0,0,0,0,0,0,0,0,0,0,0,0,0,0,0,0,0,0,0,0,0,0,0,0,0,0,0,0,null,0,0,0,0,0,0,0,0,0,null,0,0,0,0,0,0,0,0,0,0,null,0,0,0,0,0,0,0,null,0,0,0,null,{"$f":"IF($D267=\"Connection\",VLOOKUP(C267,'Input - General'!$F$62:$N$79,4,FALSE),0)","v":0},null,0.1801212933606588,0,0,null,8.6527813038891108E-2,0,0]
[null,{"$f":"'Input - Inventory'!B265","v":257},{"$f":"'Input - Inventory'!C265","v":"2x175W MBF - PARKWAY 2"},{"$f":"'Input - Inventory'!D265","v":"Luminaire"},{"$f":"'Input - Inventory'!E265","v":"Traffic"},{"$f":"'Input - Inventory'!F265","v":"Major > 130w"},{"$f":"'Input - Inventory'!G265","v":0},null,"Luminaire - 2x175W MBF - PARKWAY 2",null,0,0,{"$f":"L268*K268","v":0},null,0,{"$f":"IF(AND($D268=\"Lamp\",CycleBulkTask1<>0, OR($F268=O$9,O$9=\"All\")),1/CycleBulkTask1,0)","v":0},0,{"$f":"IF(AND($D268=\"Lamp\",CycleBulkTask2<>0, OR($F268=Q$9,Q$9=\"All\")),1/CycleBulkTask2,0)","v":0},0,{"$f":"IF(AND($D268=\"Lamp\",CycleBulkTask3<>0, OR($F268=S$9,S$9=\"All\")),1/CycleBulkTask3,0)","v":0},0,{"$f":"IF(AND($D268=\"Lamp\",CycleBulkTask4<>0, OR($F268=U$9,U$9=\"All\")),1/CycleBulkTask4,0)","v":0},0,{"$f":"IF(AND($D268=\"Lamp\",CycleBulkTask5<>0, OR($F268=W$9,W$9=\"All\")),1/CycleBulkTask5,0)","v":0},0,{"$f":"IF(AND($D268=\"Lamp\",CycleBulkTask6<>0, OR($F268=Y$9,Y$9=\"All\")),1/CycleBulkTask6,0)","v":0},0,{"$f":"IF(AND($D268=\"Lamp\",CycleBulkTask7<>0, OR($F268=AA$9,AA$9=\"All\")),1/CycleBulkTask7,0)","v":0},0,{"$f":"IF(AND($D268=\"Lamp\",CycleBulkTask8<>0, OR($F268=AC$9,AC$9=\"All\")),1/CycleBulkTask8,0)","v":0},0,{"$f":"IF(AND($D268=\"Lamp\",CycleBulkTask9<>0, OR($F268=AE$9,AE$9=\"All\")),1/CycleBulkTask9,0)","v":0},0,{"$f":"IF(AND($D268=\"Lamp\",CycleBulkTask10<>0, OR($F268=AG$9,AG$9=\"All\")),1/CycleBulkTask10,0)","v":0},0,{"$f":"IF(AND($D268=\"Lamp\",CycleBulkTask11<>0, OR($F268=AI$9,AI$9=\"All\")),1/CycleBulkTask11,0)","v":0},0,{"$f":"IF(AND($D268=\"Lamp\",CycleBulkTask12<>0, OR($F268=AK$9,AK$9=\"All\")),1/CycleBulkTask12,0)","v":0},0,{"$f":"IF(AND($D268=\"Lamp\",CycleBulkTask13<>0, OR($F268=AM$9,AM$9=\"All\")),1/CycleBulkTask13,0)","v":0},0,{"$f":"IF(AND($D268=\"Lamp\",CycleBulkTask14<>0, OR($F268=AO$9,AO$9=\"All\")),1/CycleBulkTask14,0)","v":0},{"$f":"O268*P268+Q268*R268+S268*T268+U268*V268+W268*X268+Y268*Z268+AA268*AB268+AC268*AD268+AE268*AF268+AG268*AH268+AI268*AJ268+AK268*AL268+AM268*AN268+AO268*AP268","v":0},null,0,{"$f":"MAX(P268,R268)","v":0},0,{"$f":"MAX(T268,V268)","v":0},0,{"$f":"X268","v":0},0,{"$f":"INDIRECT($E268)*$V268 +(1-INDIRECT($E268))*$T268","v":0},{"$f":"AS268*AT268+AU268*AV268+AW268*AX268+AY268*AZ268","v":0},null,{"$f":"IF($D268=$AS$9,(INDIRECT(\"PriceLabour\" & \"FY14\")*ProportionStandardHours + INDIRECT(\"PriceLabourOvertime\" & \"FY14\")*ProportionOvertimeHours)*(1+RateOnCostAnnual),0)","v":0},{"$f":"BO268","v":0},{"$f":"IF($D268=\"Lamp\",(NumberOfCrew+INDIRECT($E268)*TrafficController)*(TimeToReplaceLamp),0)","v":0},{"$f":"IF($D268=$AS$9,(INDIRECT(\"PriceLabour\" & \"FY14\")*ProportionStandardHours + INDIRECT(\"PriceLabourOvertime\" & \"FY14\")*ProportionOvertimeHours)*(1+RateOnCostAnnual),0)","v":0},{"$f":"BQ268","v":0},{"$f":"IF($D268=\"Lamp\",(NumberOfCrew+INDIRECT($E268)*TrafficController)*(TimeForPECellReplace),0)","v":0},{"$f":"IF($D268=$AS$9,(INDIRECT(\"PriceLabour\" & \"FY14\")*ProportionStandardHours + INDIRECT(\"PriceLabourOvertime\" & \"FY14\")*ProportionOvertimeHours)*(1+RateOnCostAnnual),0)","v":0},{"$f":"BS268","v":0},{"$f":"IF($D268=\"Lamp\",(NumberOfCrew+INDIRECT($E268)*TrafficController)*(TimeForOtherSpot),0)","v":0},{"$f":"BC268*BD268*BE268+BF268*BG268*BH268+BI268*BJ268*BK268","v":0},null,0,{"$f":"IF($D268=\"Lamp\",INDIRECT(BO$10 & $B268),0)","v":0},0,{"$f":"IF($D268=\"Lamp\",INDIRECT(\"FailurePECell\" & \"Annual\"),0)","v":0},0,{"$f":"IF($D268=\"Lamp\",INDIRECT(\"FailureMisc\" & \"Annual\"),0)","v":0},{"$f":"BN268*BO268+BP268*BQ268+BR268*BS268","v":0},null,0,{"$f":"BD268*BE268+BG268*BH268+BJ268*BK268","v":0},{"$f":"BV268*BW268","v":0},null,{"$f":"IF($D268=\"Connection\",VLOOKUP(C268,'Input - General'!$F$62:$N$79,4,FALSE),0)","v":0},null,{"$f":"RateOverhead","v":0.1801212933606588},{"$f":"BX268+BL268+BT268+BA268+AQ268+BZ268","v":0},{"$f":"CC268*CB268","v":0},null,{"$f":"CorporateOverheads","v":8.6527813038891108E-2},0,{"$f":"CG268*CF268","v":0}]
[null,{"$f":"'Input - Inventory'!B266","v":258},{"$f":"'Input - Inventory'!C266","v":"2x20W TF"},{"$f":"'Input - Inventory'!D266","v":"Luminaire"},{"$f":"'Input - Inventory'!E266","v":"NonTraffic"},{"$f":"'Input - Inventory'!F266","v":"Minor < 130w"},{"$f":"'Input - Inventory'!G266","v":0},null,{"$f":"CONCATENATE(D269,\" - \",C269)","v":"Luminaire - 2x20W TF"},null,{"$f":"AQ269+BA269+BL269+BT269+BX269+BZ269+CD269+CH269","v":0},{"$f":"INDIRECT(L$10&$B269&\"FY14\")","v":18824},0,null,{"$f":"IF(AND($D269=\"Lamp\", OR($F269=O$9, O$9=\"All\")),INDIRECT(\"PriceBulkTask1\" & \"FY14\"),0)","v":0},0,{"$f":"IF(AND($D269=\"Lamp\", OR($F269=Q$9, Q$9=\"All\")),INDIRECT(\"PriceBulkTask2\" & \"FY14\"),0)","v":0},0,{"$f":"IF(AND($D269=\"Lamp\", OR($F269=S$9, S$9=\"All\")),INDIRECT(\"PriceBulkTask3\" & \"FY14\"),0)","v":0},0,{"$f":"IF(AND($D269=\"Lamp\", OR($F269=U$9, U$9=\"All\")),INDIRECT(\"PriceBulkTask4\" & \"FY14\"),0)","v":0},0,{"$f":"IF(AND($D269=\"Lamp\", OR($F269=W$9, W$9=\"All\")),INDIRECT(\"PriceBulkTask5\" & \"FY14\"),0)","v":0},0,{"$f":"IF(AND($D269=\"Lamp\", OR($F269=Y$9, Y$9=\"All\")),INDIRECT(\"PriceBulkTask6\" & \"FY14\"),0)","v":0},0,{"$f":"IF(AND($D269=\"Lamp\", OR($F269=AA$9, AA$9=\"All\")),INDIRECT(\"PriceBulkTask7\" & \"FY14\"),0)","v":0},0,{"$f":"IF(AND($D269=\"Lamp\", OR($F269=AC$9, AC$9=\"All\")),INDIRECT(\"PriceBulkTask8\" & \"FY14\"),0)","v":0},0,{"$f":"IF(AND($D269=\"Lamp\", OR($F269=AE$9, AE$9=\"All\")),INDIRECT(\"PriceBulkTask9\" & \"FY14\"),0)","v":0},0,{"$f":"IF(AND($D269=\"Lamp\", OR($F269=AG$9, AG$9=\"All\")),INDIRECT(\"PriceBulkTask10\" & \"FY14\"),0)","v":0},0,{"$f":"IF(AND($D269=\"Lamp\", OR($F269=AI$9, AI$9=\"All\")),INDIRECT(\"PriceBulkTask11\" & \"FY14\"),0)","v":0},0,{"$f":"IF(AND($D269=\"Lamp\", OR($F269=AK$9, AK$9=\"All\")),INDIRECT(\"PriceBulkTask12\" & \"FY14\"),0)","v":0},0,{"$f":"IF(AND($D269=\"Lamp\", OR($F269=AM$9, AM$9=\"All\")),INDIRECT(\"PriceBulkTask13\" & \"FY14\"),0)","v":0},0,{"$f":"IF(AND($D269=\"Lamp\", OR($F269=AO$9, AO$9=\"All\")),INDIRECT(\"PriceBulkTask14\" & \"FY14\"),0)","v":0},0,0,null,{"$f":"IF($D269=\"Lamp\",$G269*INDIRECT(\"Price\" & $B269 & \"FY14\"),0)","v":0},0,{"$f":"IF($D269=\"Lamp\",INDIRECT(\"PriceVisor\" & \"FY14\"),0)","v":0},0,{"$f":"IF($D269=\"Lamp\",INDIRECT(\"PricePECell\" & \"FY14\"),0)","v":0},0,{"$f":"IF($D269=\"Lamp\",INDIRECT(\"PriceMisc\" & \"FY14\"),0)","v":0},0,0,null,0,0,0,0,0,0,0,0,0,0,null,{"$f":"IF($D269=\"Lamp\",INDIRECT(\"Price\" & $B269 & \"FY14\"),0)","v":0},0,{"$f":"IF($D269=\"Lamp\",INDIRECT(\"pRICEpecELL\" & \"FY14\"),0)","v":0},0,{"$f":"IF($D269=\"Lamp\",INDIRECT(\"PriceMisc\" & \"FY14\"),0)","v":0},0,0,null,{"$f":"IF(AND($D269=\"Lamp\"),INDIRECT(\"PriceEWP\"&\"FY14\"),0)","v":0},0,0,null,{"$f":"IF($D269=\"Connection\",VLOOKUP(C269,'Input - General'!$F$62:$N$79,4,FALSE),0)","v":0},null,0.1801212933606588,0,0,null,8.6527813038891108E-2,{"$f":"AQ269+BA269+BL269+BT269+BX269+BZ269+CD269","v":0},0]
[null,{"$f":"'Input - Inventory'!B267","v":259},{"$f":"'Input - Inventory'!C267","v":"2x20W TF - WAVERLEY"},{"$f":"'Input - Inventory'!D267","v":"Luminaire"},{"$f":"'Input - Inventory'!E267","v":"NonTraffic"},{"$f":"'Input - Inventory'!F267","v":"Minor < 130w"},{"$f":"'Input - Inventory'!G267","v":0},null,"Luminaire - 2x20W TF - WAVERLEY",null,0,0,0,null,0,0,0,0,0,0,0,0,0,0,0,0,0,0,0,0,0,0,0,0,0,0,0,0,0,0,0,0,0,null,0,0,0,0,0,0,0,0,0,null,0,0,0,0,0,0,0,0,0,0,null,0,0,0,0,0,0,0,null,0,0,0,null,{"$f":"IF($D270=\"Connection\",VLOOKUP(C270,'Input - General'!$F$62:$N$79,4,FALSE),0)","v":0},null,0.1801212933606588,0,0,null,8.6527813038891108E-2,0,0]
[null,{"$f":"'Input - Inventory'!B268","v":260},{"$f":"'Input - Inventory'!C268","v":"2x250W SON FLOODLIGHT"},{"$f":"'Input - Inventory'!D268","v":"Luminaire"},{"$f":"'Input - Inventory'!E268","v":"Traffic"},{"$f":"'Input - Inventory'!F268","v":"Major > 130w"},{"$f":"'Input - Inventory'!G268","v":0},null,"Luminaire - 2x250W SON FLOODLIGHT",null,0,2,0,null,0,0,0,0,0,0,0,0,0,0,0,0,0,0,0,0,0,0,0,0,0,0,0,0,0,0,0,0,0,null,0,0,0,0,0,0,0,0,0,null,0,0,0,0,0,0,0,0,0,0,null,0,0,0,0,0,0,0,null,0,0,0,null,{"$f":"IF($D271=\"Connection\",VLOOKUP(C271,'Input - General'!$F$62:$N$79,4,FALSE),0)","v":0},null,0.1801212933606588,0,0,null,8.6527813038891108E-2,0,0]
[null,{"$f":"'Input - Inventory'!B269","v":261},{"$f":"'Input - Inventory'!C269","v":"2x26W TF MACQUARIE DEC."},{"$f":"'Input - Inventory'!D269","v":"Luminaire"},{"$f":"'Input - Inventory'!E269","v":"NonTraffic"},{"$f":"'Input - Inventory'!F269","v":"Minor < 130w"},{"$f":"'Input - Inventory'!G269","v":0},null,"Luminaire - 2x26W TF MACQUARIE DEC.",null,0,0,0,null,0,0,0,0,0,0,0,0,0,0,0,0,0,0,0,0,0,0,0,0,0,0,0,0,0,0,0,0,0,null,0,0,0,0,0,0,0,0,0,null,0,0,0,0,0,0,0,0,0,0,null,0,0,0,0,0,0,0,null,0,0,0,null,{"$f":"IF($D272=\"Connection\",VLOOKUP(C272,'Input - General'!$F$62:$N$79,4,FALSE),0)","v":0},null,0.1801212933606588,0,0,null,8.6527813038891108E-2,0,0]
[null,{"$f":"'Input - Inventory'!B270","v":262},{"$f":"'Input - Inventory'!C270","v":"2x400W MBF - PARKWAY 2"},{"$f":"'Input - Inventory'!D270","v":"Luminaire"},{"$f":"'Input - Inventory'!E270","v":"Traffic"},{"$f":"'Input - Inventory'!F270","v":"Major > 130w"},{"$f":"'Input - Inventory'!G270","v":0},null,"Luminaire - 2x400W MBF - PARKWAY 2",null,0,0,0,null,0,0,0,0,0,0,0,0,0,0,0,0,0,0,0,0,0,0,0,0,0,0,0,0,0,0,0,0,0,null,0,0,0,0,0,0,0,0,0,null,0,0,0,0,0,0,0,0,0,0,null,0,0,0,0,0,0,0,null,0,0,0,null,{"$f":"IF($D273=\"Connection\",VLOOKUP(C273,'Input - General'!$F$62:$N$79,4,FALSE),0)","v":0},null,0.1801212933606588,0,0,null,8.6527813038891108E-2,0,0]
[null,{"$f":"'Input - Inventory'!B271","v":263},{"$f":"'Input - Inventory'!C271","v":"2x400W MBI FLOODLIGHT"},{"$f":"'Input - Inventory'!D271","v":"Luminaire"},{"$f":"'Input - Inventory'!E271","v":"Traffic"},{"$f":"'Input - Inventory'!F271","v":"Major > 130w"},{"$f":"'Input - Inventory'!G271","v":0},null,"Luminaire - 2x400W MBI FLOODLIGHT",null,0,0,0,null,0,0,0,0,0,0,0,0,0,0,0,0,0,0,0,0,0,0,0,0,0,0,0,0,0,0,0,0,0,null,0,0,0,0,0,0,0,0,0,null,0,0,0,0,0,0,0,0,0,0,null,0,0,0,0,0,0,0,null,0,0,0,null,{"$f":"IF($D274=\"Connection\",VLOOKUP(C274,'Input - General'!$F$62:$N$79,4,FALSE),0)","v":0},null,0.1801212933606588,0,0,null,8.6527813038891108E-2,0,0]
[null,{"$f":"'Input - Inventory'!B272","v":264},{"$f":"'Input - Inventory'!C272","v":"2x400W SON FLOODLIGHT"},{"$f":"'Input - Inventory'!D272","v":"Luminaire"},{"$f":"'Input - Inventory'!E272","v":"Traffic"},{"$f":"'Input - Inventory'!F272","v":"Major > 130w"},{"$f":"'Input - Inventory'!G272","v":0},null,"Luminaire - 2x400W SON FLOODLIGHT",null,0,1,0,null,0,0,0,0,0,0,0,0,0,0,0,0,0,0,0,0,0,0,0,0,0,0,0,0,0,0,0,0,0,null,0,0,0,0,0,0,0,0,0,null,0,0,0,0,0,0,0,0,0,0,null,0,0,0,0,0,0,0,null,0,0,0,null,{"$f":"IF($D275=\"Connection\",VLOOKUP(C275,'Input - General'!$F$62:$N$79,4,FALSE),0)","v":0},null,0.1801212933606588,0,0,null,8.6527813038891108E-2,0,0]
[null,{"$f":"'Input - Inventory'!B273","v":265},{"$f":"'Input - Inventory'!C273","v":"2x40W TF"},{"$f":"'Input - Inventory'!D273","v":"Luminaire"},{"$f":"'Input - Inventory'!E273","v":"NonTraffic"},{"$f":"'Input - Inventory'!F273","v":"Minor < 130w"},{"$f":"'Input - Inventory'!G273","v":0},null,"Luminaire - 2x40W TF",null,0,14,0,null,0,0,0,0,0,0,0,0,0,0,0,0,0,0,0,0,0,0,0,0,0,0,0,0,0,0,0,0,0,null,0,0,0,0,0,0,0,0,0,null,0,0,0,0,0,0,0,0,0,0,null,0,0,0,0,0,0,0,null,0,0,0,null,{"$f":"IF($D276=\"Connection\",VLOOKUP(C276,'Input - General'!$F$62:$N$79,4,FALSE),0)","v":0},null,0.1801212933606588,0,0,null,8.6527813038891108E-2,0,0]
[null,{"$f":"'Input - Inventory'!B274","v":266},{"$f":"'Input - Inventory'!C274","v":"2x70W SON - BOURKE HILL"},{"$f":"'Input - Inventory'!D274","v":"Luminaire"},{"$f":"'Input - Inventory'!E274","v":"NonTraffic"},{"$f":"'Input - Inventory'!F274","v":"Minor < 130w"},{"$f":"'Input - Inventory'!G274","v":0},null,"Luminaire - 2x70W SON - BOURKE HILL",null,0,0,0,null,0,0,0,0,0,0,0,0,0,0,0,0,0,0,0,0,0,0,0,0,0,0,0,0,0,0,0,0,0,null,0,0,0,0,0,0,0,0,0,null,0,0,0,0,0,0,0,0,0,0,null,0,0,0,0,0,0,0,null,0,0,0,null,{"$f":"IF($D277=\"Connection\",VLOOKUP(C277,'Input - General'!$F$62:$N$79,4,FALSE),0)","v":0},null,0.1801212933606588,0,0,null,8.6527813038891108E-2,0,0]
[null,{"$f":"'Input - Inventory'!B275","v":267},{"$f":"'Input - Inventory'!C275","v":"2x80W MBF - BOURKE HILL"},{"$f":"'Input - Inventory'!D275","v":"Luminaire"},{"$f":"'Input - Inventory'!E275","v":"NonTraffic"},{"$f":"'Input - Inventory'!F275","v":"Minor < 130w"},{"$f":"'Input - Inventory'!G275","v":0},null,"Luminaire - 2x80W MBF - BOURKE HILL",null,0,53,0,null,0,0,0,0,0,0,0,0,0,0,0,0,0,0,0,0,0,0,0,0,0,0,0,0,0,0,0,0,0,null,0,0,0,0,0,0,0,0,0,null,0,0,0,0,0,0,0,0,0,0,null,0,0,0,0,0,0,0,null,0,0,0,null,{"$f":"IF($D278=\"Connection\",VLOOKUP(C278,'Input - General'!$F$62:$N$79,4,FALSE),0)","v":0},null,0.1801212933606588,0,0,null,8.6527813038891108E-2,0,0]
[null,{"$f":"'Input - Inventory'!B276","v":268},{"$f":"'Input - Inventory'!C276","v":"3x400W MBF - PARKWAY 3"},{"$f":"'Input - Inventory'!D276","v":"Luminaire"},{"$f":"'Input - Inventory'!E276","v":"Traffic"},{"$f":"'Input - Inventory'!F276","v":"Major > 130w"},{"$f":"'Input - Inventory'!G276","v":0},null,"Luminaire - 3x400W MBF - PARKWAY 3",null,0,0,0,null,0,0,0,0,0,0,0,0,0,0,0,0,0,0,0,0,0,0,0,0,0,0,0,0,0,0,0,0,0,null,0,0,0,0,0,0,0,0,0,null,0,0,0,0,0,0,0,0,0,0,null,0,0,0,0,0,0,0,null,0,0,0,null,{"$f":"IF($D279=\"Connection\",VLOOKUP(C279,'Input - General'!$F$62:$N$79,4,FALSE),0)","v":0},null,0.1801212933606588,0,0,null,8.6527813038891108E-2,0,0]
[null,{"$f":"'Input - Inventory'!B277","v":269},{"$f":"'Input - Inventory'!C277","v":"400W MBF"},{"$f":"'Input - Inventory'!D277","v":"Luminaire"},{"$f":"'Input - Inventory'!E277","v":"Traffic"},{"$f":"'Input - Inventory'!F277","v":"Major > 130w"},{"$f":"'Input - Inventory'!G277","v":0},null,"Luminaire - 400W MBF",null,0,6514.5,0,null,0,0,0,0,0,0,0,0,0,0,0,0,0,0,0,0,0,0,0,0,0,0,0,0,0,0,0,0,0,null,0,0,0,0,0,0,0,0,0,null,0,0,0,0,0,0,0,0,0,0,null,0,0,0,0,0,0,0,null,0,0,0,null,{"$f":"IF($D280=\"Connection\",VLOOKUP(C280,'Input - General'!$F$62:$N$79,4,FALSE),0)","v":0},null,0.1801212933606588,0,0,null,8.6527813038891108E-2,0,0]
[null,{"$f":"'Input - Inventory'!B278","v":270},{"$f":"'Input - Inventory'!C278","v":"400W MBF - PARKWAY 1"},{"$f":"'Input - Inventory'!D278","v":"Luminaire"},{"$f":"'Input - Inventory'!E278","v":"Traffic"},{"$f":"'Input - Inventory'!F278","v":"Major > 130w"},{"$f":"'Input - Inventory'!G278","v":0},null,"Luminaire - 400W MBF - PARKWAY 1",null,0,252,0,null,0,0,0,0,0,0,0,0,0,0,0,0,0,0,0,0,0,0,0,0,0,0,0,0,0,0,0,0,0,null,0,0,0,0,0,0,0,0,0,null,0,0,0,0,0,0,0,0,0,0,null,0,0,0,0,0,0,0,null,0,0,0,null,{"$f":"IF($D281=\"Connection\",VLOOKUP(C281,'Input - General'!$F$62:$N$79,4,FALSE),0)","v":0},null,0.1801212933606588,0,0,null,8.6527813038891108E-2,0,0]
[null,{"$f":"'Input - Inventory'!B279","v":271},{"$f":"'Input - Inventory'!C279","v":"400W MBF FLOODLIGHT"},{"$f":"'Input - Inventory'!D279","v":"Luminaire"},{"$f":"'Input - Inventory'!E279","v":"Traffic"},{"$f":"'Input - Inventory'!F279","v":"Major > 130w"},{"$f":"'Input - Inventory'!G279","v":0},null,"Luminaire - 400W MBF FLOODLIGHT",null,0,96,0,null,0,0,0,0,0,0,0,0,0,0,0,0,0,0,0,0,0,0,0,0,0,0,0,0,0,0,0,0,0,null,0,0,0,0,0,0,0,0,0,null,0,0,0,0,0,0,0,0,0,0,null,0,0,0,0,0,0,0,null,0,0,0,null,{"$f":"IF($D282=\"Connection\",VLOOKUP(C282,'Input - General'!$F$62:$N$79,4,FALSE),0)","v":0},null,0.1801212933606588,0,0,null,8.6527813038891108E-2,0,0]
[null,{"$f":"'Input - Inventory'!B280","v":272},{"$f":"'Input - Inventory'!C280","v":"400W MBI - SMARTPOLE"},{"$f":"'Input - Inventory'!D280","v":"Luminaire"},{"$f":"'Input - Inventory'!E280","v":"Traffic"},{"$f":"'Input - Inventory'!F280","v":"Major > 130w"},{"$f":"'Input - Inventory'!G280","v":0},null,"Luminaire - 400W MBI - SMARTPOLE",null,0,0,0,null,0,0,0,0,0,0,0,0,0,0,0,0,0,0,0,0,0,0,0,0,0,0,0,0,0,0,0,0,0,null,0,0,0,0,0,0,0,0,0,null,0,0,0,0,0,0,0,0,0,0,null,0,0,0,0,0,0,0,null,0,0,0,null,{"$f":"IF($D283=\"Connection\",VLOOKUP(C283,'Input - General'!$F$62:$N$79,4,FALSE),0)","v":0},null,0.1801212933606588,0,0,null,8.6527813038891108E-2,0,0]
[null,{"$f":"'Input - Inventory'!B281","v":273},{"$f":"'Input - Inventory'!C281","v":"400W MBI FLOODLIGHT"},{"$f":"'Input - Inventory'!D281","v":"Luminaire"},{"$f":"'Input - Inventory'!E281","v":"Traffic"},{"$f":"'Input - Inventory'!F281","v":"Major > 130w"},{"$f":"'Input - Inventory'!G281","v":0},null,"Luminaire - 400W MBI FLOODLIGHT",null,0,117,0,null,0,0,0,0,0,0,0,0,0,0,0,0,0,0,0,0,0,0,0,0,0,0,0,0,0,0,0,0,0,null,0,0,0,0,0,0,0,0,0,null,0,0,0,0,0,0,0,0,0,0,null,0,0,0,0,0,0,0,null,0,0,0,null,{"$f":"IF($D284=\"Connection\",VLOOKUP(C284,'Input - General'!$F$62:$N$79,4,FALSE),0)","v":0},null,0.1801212933606588,0,0,null,8.6527813038891108E-2,0,0]
[null,{"$f":"'Input - Inventory'!B282","v":274},{"$f":"'Input - Inventory'!C282","v":"400W SON"},{"$f":"'Input - Inventory'!D282","v":"Luminaire"},{"$f":"'Input - Inventory'!E282","v":"Traffic"},{"$f":"'Input - Inventory'!F282","v":"Major > 130w"},{"$f":"'Input - Inventory'!G282","v":0},null,"Luminaire - 400W SON",null,0,1082,0,null,0,0,0,0,0,0,0,0,0,0,0,0,0,0,0,0,0,0,0,0,0,0,0,0,0,0,0,0,0,null,0,0,0,0,0,0,0,0,0,null,0,0,0,0,0,0,0,0,0,0,null,0,0,0,0,0,0,0,null,0,0,0,null,{"$f":"IF($D285=\"Connection\",VLOOKUP(C285,'Input - General'!$F$62:$N$79,4,FALSE),0)","v":0},null,0.1801212933606588,0,0,null,8.6527813038891108E-2,0,0]
[null,{"$f":"'Input - Inventory'!B283","v":275},{"$f":"'Input - Inventory'!C283","v":"400W SON - PARKWAY 1"},{"$f":"'Input - Inventory'!D283","v":"Luminaire"},{"$f":"'Input - Inventory'!E283","v":"Traffic"},{"$f":"'Input - Inventory'!F283","v":"Major > 130w"},{"$f":"'Input - Inventory'!G283","v":0},null,"Luminaire - 400W SON - PARKWAY 1",null,0,19,0,null,0,0,0,0,0,0,0,0,0,0,0,0,0,0,0,0,0,0,0,0,0,0,0,0,0,0,0,0,0,null,0,0,0,0,0,0,0,0,0,null,0,0,0,0,0,0,0,0,0,0,null,0,0,0,0,0,0,0,null,0,0,0,null,{"$f":"IF($D286=\"Connection\",VLOOKUP(C286,'Input - General'!$F$62:$N$79,4,FALSE),0)","v":0},null,0.1801212933606588,0,0,null,8.6527813038891108E-2,0,0]
[null,{"$f":"'Input - Inventory'!B284","v":276},{"$f":"'Input - Inventory'!C284","v":"400W SON - Parkway 1(P09)"},{"$f":"'Input - Inventory'!D284","v":"Luminaire"},{"$f":"'Input - Inventory'!E284","v":"Traffic"},{"$f":"'Input - Inventory'!F284","v":"Major > 130w"},{"$f":"'Input - Inventory'!G284","v":0},null,"Luminaire - 400W SON - Parkway 1(P09)",null,0,3,0,null,0,0,0,0,0,0,0,0,0,0,0,0,0,0,0,0,0,0,0,0,0,0,0,0,0,0,0,0,0,null,0,0,0,0,0,0,0,0,0,null,0,0,0,0,0,0,0,0,0,0,null,0,0,0,0,0,0,0,null,0,0,0,null,{"$f":"IF($D287=\"Connection\",VLOOKUP(C287,'Input - General'!$F$62:$N$79,4,FALSE),0)","v":0},null,0.1801212933606588,0,0,null,8.6527813038891108E-2,0,0]
[null,{"$f":"'Input - Inventory'!B285","v":277},{"$f":"'Input - Inventory'!C285","v":"400W SON (P09)"},{"$f":"'Input - Inventory'!D285","v":"Luminaire"},{"$f":"'Input - Inventory'!E285","v":"Traffic"},{"$f":"'Input - Inventory'!F285","v":"Major > 130w"},{"$f":"'Input - Inventory'!G285","v":0},null,"Luminaire - 400W SON (P09)",null,0,643.5,0,null,0,0,0,0,0,0,0,0,0,0,0,0,0,0,0,0,0,0,0,0,0,0,0,0,0,0,0,0,0,null,0,0,0,0,0,0,0,0,0,null,0,0,0,0,0,0,0,0,0,0,null,0,0,0,0,0,0,0,null,0,0,0,null,{"$f":"IF($D288=\"Connection\",VLOOKUP(C288,'Input - General'!$F$62:$N$79,4,FALSE),0)","v":0},null,0.1801212933606588,0,0,null,8.6527813038891108E-2,0,0]
[null,{"$f":"'Input - Inventory'!B286","v":278},{"$f":"'Input - Inventory'!C286","v":"400W SON Active Reactor"},{"$f":"'Input - Inventory'!D286","v":"Luminaire"},{"$f":"'Input - Inventory'!E286","v":"Traffic"},{"$f":"'Input - Inventory'!F286","v":"Major > 130w"},{"$f":"'Input - Inventory'!G286","v":0},null,"Luminaire - 400W SON Active Reactor",null,0,108,0,null,0,0,0,0,0,0,0,0,0,0,0,0,0,0,0,0,0,0,0,0,0,0,0,0,0,0,0,0,0,null,0,0,0,0,0,0,0,0,0,null,0,0,0,0,0,0,0,0,0,0,null,0,0,0,0,0,0,0,null,0,0,0,null,{"$f":"IF($D289=\"Connection\",VLOOKUP(C289,'Input - General'!$F$62:$N$79,4,FALSE),0)","v":0},null,0.1801212933606588,0,0,null,8.6527813038891108E-2,0,0]
[null,{"$f":"'Input - Inventory'!B287","v":279},{"$f":"'Input - Inventory'!C287","v":"400W SON FLOODLIGHT"},{"$f":"'Input - Inventory'!D287","v":"Luminaire"},{"$f":"'Input - Inventory'!E287","v":"Traffic"},{"$f":"'Input - Inventory'!F287","v":"Major > 130w"},{"$f":"'Input - Inventory'!G287","v":0},null,"Luminaire - 400W SON FLOODLIGHT",null,0,283,0,null,0,0,0,0,0,0,0,0,0,0,0,0,0,0,0,0,0,0,0,0,0,0,0,0,0,0,0,0,0,null,0,0,0,0,0,0,0,0,0,null,0,0,0,0,0,0,0,0,0,0,null,0,0,0,0,0,0,0,null,0,0,0,null,{"$f":"IF($D290=\"Connection\",VLOOKUP(C290,'Input - General'!$F$62:$N$79,4,FALSE),0)","v":0},null,0.1801212933606588,0,0,null,8.6527813038891108E-2,0,0]
[null,{"$f":"'Input - Inventory'!B288","v":280},{"$f":"'Input - Inventory'!C288","v":"400W SON Floodlight (P09)"},{"$f":"'Input - Inventory'!D288","v":"Luminaire"},{"$f":"'Input - Inventory'!E288","v":"Traffic"},{"$f":"'Input - Inventory'!F288","v":"Major > 130w"},{"$f":"'Input - Inventory'!G288","v":0},null,"Luminaire - 400W SON Floodlight (P09)",null,0,186,0,null,0,0,0,0,0,0,0,0,0,0,0,0,0,0,0,0,0,0,0,0,0,0,0,0,0,0,0,0,0,null,0,0,0,0,0,0,0,0,0,null,0,0,0,0,0,0,0,0,0,0,null,0,0,0,0,0,0,0,null,0,0,0,null,{"$f":"IF($D291=\"Connection\",VLOOKUP(C291,'Input - General'!$F$62:$N$79,4,FALSE),0)","v":0},null,0.1801212933606588,0,0,null,8.6527813038891108E-2,0,0]
[null,{"$f":"'Input - Inventory'!B289","v":281},{"$f":"'Input - Inventory'!C289","v":"40W SOX"},{"$f":"'Input - Inventory'!D289","v":"Luminaire"},{"$f":"'Input - Inventory'!E289","v":"NonTraffic"},{"$f":"'Input - Inventory'!F289","v":"Minor < 130w"},{"$f":"'Input - Inventory'!G289","v":0},null,"Luminaire - 40W SOX",null,0,0,0,null,0,0,0,0,0,0,0,0,0,0,0,0,0,0,0,0,0,0,0,0,0,0,0,0,0,0,0,0,0,null,0,0,0,0,0,0,0,0,0,null,0,0,0,0,0,0,0,0,0,0,null,0,0,0,0,0,0,0,null,0,0,0,null,{"$f":"IF($D292=\"Connection\",VLOOKUP(C292,'Input - General'!$F$62:$N$79,4,FALSE),0)","v":0},null,0.1801212933606588,0,0,null,8.6527813038891108E-2,0,0]
[null,{"$f":"'Input - Inventory'!B290","v":282},{"$f":"'Input - Inventory'!C290","v":"42W MBF - Sylvania Suburban Ec (P09)"},{"$f":"'Input - Inventory'!D290","v":"Luminaire"},{"$f":"'Input - Inventory'!E290","v":"NonTraffic"},{"$f":"'Input - Inventory'!F290","v":"Minor < 130w"},{"$f":"'Input - Inventory'!G290","v":0},null,"Luminaire - 42W MBF - Sylvania Suburban Ec (P09)",null,0,44381.5,0,null,0,0,0,0,0,0,0,0,0,0,0,0,0,0,0,0,0,0,0,0,0,0,0,0,0,0,0,0,0,null,0,0,0,0,0,0,0,0,0,null,0,0,0,0,0,0,0,0,0,0,null,0,0,0,0,0,0,0,null,0,0,0,null,{"$f":"IF($D293=\"Connection\",VLOOKUP(C293,'Input - General'!$F$62:$N$79,4,FALSE),0)","v":0},null,0.1801212933606588,0,0,null,8.6527813038891108E-2,0,0]
[null,{"$f":"'Input - Inventory'!B291","v":283},{"$f":"'Input - Inventory'!C291","v":"42W MBF SYLVANIA SUB ECO"},{"$f":"'Input - Inventory'!D291","v":"Luminaire"},{"$f":"'Input - Inventory'!E291","v":"NonTraffic"},{"$f":"'Input - Inventory'!F291","v":"Minor < 130w"},{"$f":"'Input - Inventory'!G291","v":0},null,"Luminaire - 42W MBF SYLVANIA SUB ECO",null,0,0,0,null,0,0,0,0,0,0,0,0,0,0,0,0,0,0,0,0,0,0,0,0,0,0,0,0,0,0,0,0,0,null,0,0,0,0,0,0,0,0,0,null,0,0,0,0,0,0,0,0,0,0,null,0,0,0,0,0,0,0,null,0,0,0,null,{"$f":"IF($D294=\"Connection\",VLOOKUP(C294,'Input - General'!$F$62:$N$79,4,FALSE),0)","v":0},null,0.1801212933606588,0,0,null,8.6527813038891108E-2,0,0]
[null,{"$f":"'Input - Inventory'!B292","v":284},{"$f":"'Input - Inventory'!C292","v":"4x1000W MBF"},{"$f":"'Input - Inventory'!D292","v":"Luminaire"},{"$f":"'Input - Inventory'!E292","v":"Traffic"},{"$f":"'Input - Inventory'!F292","v":"Major > 130w"},{"$f":"'Input - Inventory'!G292","v":0},null,"Luminaire - 4x1000W MBF",null,0,0,0,null,0,0,0,0,0,0,0,0,0,0,0,0,0,0,0,0,0,0,0,0,0,0,0,0,0,0,0,0,0,null,0,0,0,0,0,0,0,0,0,null,0,0,0,0,0,0,0,0,0,0,null,0,0,0,0,0,0,0,null,0,0,0,null,{"$f":"IF($D295=\"Connection\",VLOOKUP(C295,'Input - General'!$F$62:$N$79,4,FALSE),0)","v":0},null,0.1801212933606588,0,0,null,8.6527813038891108E-2,0,0]
[null,{"$f":"'Input - Inventory'!B293","v":285},{"$f":"'Input - Inventory'!C293","v":"4x20W TF"},{"$f":"'Input - Inventory'!D293","v":"Luminaire"},{"$f":"'Input - Inventory'!E293","v":"NonTraffic"},{"$f":"'Input - Inventory'!F293","v":"Minor < 130w"},{"$f":"'Input - Inventory'!G293","v":0},null,"Luminaire - 4x20W TF",null,0,6,0,null,0,0,0,0,0,0,0,0,0,0,0,0,0,0,0,0,0,0,0,0,0,0,0,0,0,0,0,0,0,null,0,0,0,0,0,0,0,0,0,null,0,0,0,0,0,0,0,0,0,0,null,0,0,0,0,0,0,0,null,0,0,0,null,{"$f":"IF($D296=\"Connection\",VLOOKUP(C296,'Input - General'!$F$62:$N$79,4,FALSE),0)","v":0},null,0.1801212933606588,0,0,null,8.6527813038891108E-2,0,0]
[null,{"$f":"'Input - Inventory'!B294","v":286},{"$f":"'Input - Inventory'!C294","v":"4x20W TF - WAVERLEY"},{"$f":"'Input - Inventory'!D294","v":"Luminaire"},{"$f":"'Input - Inventory'!E294","v":"NonTraffic"},{"$f":"'Input - Inventory'!F294","v":"Minor < 130w"},{"$f":"'Input - Inventory'!G294","v":0},null,"Luminaire - 4x20W TF - WAVERLEY",null,0,47,0,null,0,0,0,0,0,0,0,0,0,0,0,0,0,0,0,0,0,0,0,0,0,0,0,0,0,0,0,0,0,null,0,0,0,0,0,0,0,0,0,null,0,0,0,0,0,0,0,0,0,0,null,0,0,0,0,0,0,0,null,0,0,0,null,{"$f":"IF($D297=\"Connection\",VLOOKUP(C297,'Input - General'!$F$62:$N$79,4,FALSE),0)","v":0},null,0.1801212933606588,0,0,null,8.6527813038891108E-2,0,0]
[null,{"$f":"'Input - Inventory'!B295","v":287},{"$f":"'Input - Inventory'!C295","v":"4x250W SON"},{"$f":"'Input - Inventory'!D295","v":"Luminaire"},{"$f":"'Input - Inventory'!E295","v":"Traffic"},{"$f":"'Input - Inventory'!F295","v":"Major > 130w"},{"$f":"'Input - Inventory'!G295","v":0},null,"Luminaire - 4x250W SON",null,0,7,0,null,0,0,0,0,0,0,0,0,0,0,0,0,0,0,0,0,0,0,0,0,0,0,0,0,0,0,0,0,0,null,0,0,0,0,0,0,0,0,0,null,0,0,0,0,0,0,0,0,0,0,null,0,0,0,0,0,0,0,null,0,0,0,null,{"$f":"IF($D298=\"Connection\",VLOOKUP(C298,'Input - General'!$F$62:$N$79,4,FALSE),0)","v":0},null,0.1801212933606588,0,0,null,8.6527813038891108E-2,0,0]
[null,{"$f":"'Input - Inventory'!B296","v":288},{"$f":"'Input - Inventory'!C296","v":"4x40W TF"},{"$f":"'Input - Inventory'!D296","v":"Luminaire"},{"$f":"'Input - Inventory'!E296","v":"NonTraffic"},{"$f":"'Input - Inventory'!F296","v":"Minor < 130w"},{"$f":"'Input - Inventory'!G296","v":0},null,"Luminaire - 4x40W TF",null,0,0,0,null,0,0,0,0,0,0,0,0,0,0,0,0,0,0,0,0,0,0,0,0,0,0,0,0,0,0,0,0,0,null,0,0,0,0,0,0,0,0,0,null,0,0,0,0,0,0,0,0,0,0,null,0,0,0,0,0,0,0,null,0,0,0,null,{"$f":"IF($D299=\"Connection\",VLOOKUP(C299,'Input - General'!$F$62:$N$79,4,FALSE),0)","v":0},null,0.1801212933606588,0,0,null,8.6527813038891108E-2,0,0]
[null,{"$f":"'Input - Inventory'!B297","v":289},{"$f":"'Input - Inventory'!C297","v":"4x40W TF - WAVERLEY"},{"$f":"'Input - Inventory'!D297","v":"Luminaire"},{"$f":"'Input - Inventory'!E297","v":"NonTraffic"},{"$f":"'Input - Inventory'!F297","v":"Minor < 130w"},{"$f":"'Input - Inventory'!G297","v":0},null,"Luminaire - 4x40W TF - WAVERLEY",null,0,43,0,null,0,0,0,0,0,0,0,0,0,0,0,0,0,0,0,0,0,0,0,0,0,0,0,0,0,0,0,0,0,null,0,0,0,0,0,0,0,0,0,null,0,0,0,0,0,0,0,0,0,0,null,0,0,0,0,0,0,0,null,0,0,0,null,{"$f":"IF($D300=\"Connection\",VLOOKUP(C300,'Input - General'!$F$62:$N$79,4,FALSE),0)","v":0},null,0.1801212933606588,0,0,null,8.6527813038891108E-2,0,0]
[null,{"$f":"'Input - Inventory'!B298","v":290},{"$f":"'Input - Inventory'!C298","v":"4x600W SON"},{"$f":"'Input - Inventory'!D298","v":"Luminaire"},{"$f":"'Input - Inventory'!E298","v":"Traffic"},{"$f":"'Input - Inventory'!F298","v":"Major > 130w"},{"$f":"'Input - Inventory'!G298","v":0},null,"Luminaire - 4x600W SON",null,0,2,0,null,0,0,0,0,0,0,0,0,0,0,0,0,0,0,0,0,0,0,0,0,0,0,0,0,0,0,0,0,0,null,0,0,0,0,0,0,0,0,0,null,0,0,0,0,0,0,0,0,0,0,null,0,0,0,0,0,0,0,null,0,0,0,null,{"$f":"IF($D301=\"Connection\",VLOOKUP(C301,'Input - General'!$F$62:$N$79,4,FALSE),0)","v":0},null,0.1801212933606588,0,0,null,8.6527813038891108E-2,0,0]
[null,{"$f":"'Input - Inventory'!B299","v":291},{"$f":"'Input - Inventory'!C299","v":"500W MBI FLOODLIGHT"},{"$f":"'Input - Inventory'!D299","v":"Luminaire"},{"$f":"'Input - Inventory'!E299","v":"Traffic"},{"$f":"'Input - Inventory'!F299","v":"Major > 130w"},{"$f":"'Input - Inventory'!G299","v":0},null,"Luminaire - 500W MBI FLOODLIGHT",null,0,2,0,null,0,0,0,0,0,0,0,0,0,0,0,0,0,0,0,0,0,0,0,0,0,0,0,0,0,0,0,0,0,null,0,0,0,0,0,0,0,0,0,null,0,0,0,0,0,0,0,0,0,0,null,0,0,0,0,0,0,0,null,0,0,0,null,{"$f":"IF($D302=\"Connection\",VLOOKUP(C302,'Input - General'!$F$62:$N$79,4,FALSE),0)","v":0},null,0.1801212933606588,0,0,null,8.6527813038891108E-2,0,0]
[null,{"$f":"'Input - Inventory'!B300","v":292},{"$f":"'Input - Inventory'!C300","v":"50W MBF"},{"$f":"'Input - Inventory'!D300","v":"Luminaire"},{"$f":"'Input - Inventory'!E300","v":"NonTraffic"},{"$f":"'Input - Inventory'!F300","v":"Minor < 130w"},{"$f":"'Input - Inventory'!G300","v":0},null,"Luminaire - 50W MBF",null,0,11811,0,null,0,0,0,0,0,0,0,0,0,0,0,0,0,0,0,0,0,0,0,0,0,0,0,0,0,0,0,0,0,null,0,0,0,0,0,0,0,0,0,null,0,0,0,0,0,0,0,0,0,0,null,0,0,0,0,0,0,0,null,0,0,0,null,{"$f":"IF($D303=\"Connection\",VLOOKUP(C303,'Input - General'!$F$62:$N$79,4,FALSE),0)","v":0},null,0.1801212933606588,0,0,null,8.6527813038891108E-2,0,0]
[null,{"$f":"'Input - Inventory'!B301","v":293},{"$f":"'Input - Inventory'!C301","v":"50W MBF - BOURKE HILL"},{"$f":"'Input - Inventory'!D301","v":"Luminaire"},{"$f":"'Input - Inventory'!E301","v":"NonTraffic"},{"$f":"'Input - Inventory'!F301","v":"Minor < 130w"},{"$f":"'Input - Inventory'!G301","v":0},null,"Luminaire - 50W MBF - BOURKE HILL",null,0,16,0,null,0,0,0,0,0,0,0,0,0,0,0,0,0,0,0,0,0,0,0,0,0,0,0,0,0,0,0,0,0,null,0,0,0,0,0,0,0,0,0,null,0,0,0,0,0,0,0,0,0,0,null,0,0,0,0,0,0,0,null,0,0,0,null,{"$f":"IF($D304=\"Connection\",VLOOKUP(C304,'Input - General'!$F$62:$N$79,4,FALSE),0)","v":0},null,0.1801212933606588,0,0,null,8.6527813038891108E-2,0,0]
[null,{"$f":"'Input - Inventory'!B302","v":294},{"$f":"'Input - Inventory'!C302","v":"50W MBF - NOSTALGIA"},{"$f":"'Input - Inventory'!D302","v":"Luminaire"},{"$f":"'Input - Inventory'!E302","v":"NonTraffic"},{"$f":"'Input - Inventory'!F302","v":"Minor < 130w"},{"$f":"'Input - Inventory'!G302","v":0},null,"Luminaire - 50W MBF - NOSTALGIA",null,0,139,0,null,0,0,0,0,0,0,0,0,0,0,0,0,0,0,0,0,0,0,0,0,0,0,0,0,0,0,0,0,0,null,0,0,0,0,0,0,0,0,0,null,0,0,0,0,0,0,0,0,0,0,null,0,0,0,0,0,0,0,null,0,0,0,null,{"$f":"IF($D305=\"Connection\",VLOOKUP(C305,'Input - General'!$F$62:$N$79,4,FALSE),0)","v":0},null,0.1801212933606588,0,0,null,8.6527813038891108E-2,0,0]
[null,{"$f":"'Input - Inventory'!B303","v":295},{"$f":"'Input - Inventory'!C303","v":"50W MBF - PLAIN"},{"$f":"'Input - Inventory'!D303","v":"Luminaire"},{"$f":"'Input - Inventory'!E303","v":"NonTraffic"},{"$f":"'Input - Inventory'!F303","v":"Minor < 130w"},{"$f":"'Input - Inventory'!G303","v":0},null,"Luminaire - 50W MBF - PLAIN",null,0,11,0,null,0,0,0,0,0,0,0,0,0,0,0,0,0,0,0,0,0,0,0,0,0,0,0,0,0,0,0,0,0,null,0,0,0,0,0,0,0,0,0,null,0,0,0,0,0,0,0,0,0,0,null,0,0,0,0,0,0,0,null,0,0,0,null,{"$f":"IF($D306=\"Connection\",VLOOKUP(C306,'Input - General'!$F$62:$N$79,4,FALSE),0)","v":0},null,0.1801212933606588,0,0,null,8.6527813038891108E-2,0,0]
[null,{"$f":"'Input - Inventory'!B304","v":296},{"$f":"'Input - Inventory'!C304","v":"50W MBF BOLLARD"},{"$f":"'Input - Inventory'!D304","v":"Luminaire"},{"$f":"'Input - Inventory'!E304","v":"NonTraffic"},{"$f":"'Input - Inventory'!F304","v":"Minor < 130w"},{"$f":"'Input - Inventory'!G304","v":0},null,"Luminaire - 50W MBF BOLLARD",null,0,0,0,null,0,0,0,0,0,0,0,0,0,0,0,0,0,0,0,0,0,0,0,0,0,0,0,0,0,0,0,0,0,null,0,0,0,0,0,0,0,0,0,null,0,0,0,0,0,0,0,0,0,0,null,0,0,0,0,0,0,0,null,0,0,0,null,{"$f":"IF($D307=\"Connection\",VLOOKUP(C307,'Input - General'!$F$62:$N$79,4,FALSE),0)","v":0},null,0.1801212933606588,0,0,null,8.6527813038891108E-2,0,0]
[null,{"$f":"'Input - Inventory'!B305","v":297},{"$f":"'Input - Inventory'!C305","v":"50W SON"},{"$f":"'Input - Inventory'!D305","v":"Luminaire"},{"$f":"'Input - Inventory'!E305","v":"NonTraffic"},{"$f":"'Input - Inventory'!F305","v":"Minor < 130w"},{"$f":"'Input - Inventory'!G305","v":0},null,"Luminaire - 50W SON",null,0,607,0,null,0,0,0,0,0,0,0,0,0,0,0,0,0,0,0,0,0,0,0,0,0,0,0,0,0,0,0,0,0,null,0,0,0,0,0,0,0,0,0,null,0,0,0,0,0,0,0,0,0,0,null,0,0,0,0,0,0,0,null,0,0,0,null,{"$f":"IF($D308=\"Connection\",VLOOKUP(C308,'Input - General'!$F$62:$N$79,4,FALSE),0)","v":0},null,0.1801212933606588,0,0,null,8.6527813038891108E-2,0,0]
[null,{"$f":"'Input - Inventory'!B306","v":298},{"$f":"'Input - Inventory'!C306","v":"50W SON - BOURKE HILL"},{"$f":"'Input - Inventory'!D306","v":"Luminaire"},{"$f":"'Input - Inventory'!E306","v":"NonTraffic"},{"$f":"'Input - Inventory'!F306","v":"Minor < 130w"},{"$f":"'Input - Inventory'!G306","v":0},null,"Luminaire - 50W SON - BOURKE HILL",null,0,0,0,null,0,0,0,0,0,0,0,0,0,0,0,0,0,0,0,0,0,0,0,0,0,0,0,0,0,0,0,0,0,null,0,0,0,0,0,0,0,0,0,null,0,0,0,0,0,0,0,0,0,0,null,0,0,0,0,0,0,0,null,0,0,0,null,{"$f":"IF($D309=\"Connection\",VLOOKUP(C309,'Input - General'!$F$62:$N$79,4,FALSE),0)","v":0},null,0.1801212933606588,0,0,null,8.6527813038891108E-2,0,0]
[null,{"$f":"'Input - Inventory'!B307","v":299},{"$f":"'Input - Inventory'!C307","v":"50W SON - NOSTALGIA"},{"$f":"'Input - Inventory'!D307","v":"Luminaire"},{"$f":"'Input - Inventory'!E307","v":"NonTraffic"},{"$f":"'Input - Inventory'!F307","v":"Minor < 130w"},{"$f":"'Input - Inventory'!G307","v":0},null,"Luminaire - 50W SON - NOSTALGIA",null,0,10,0,null,0,0,0,0,0,0,0,0,0,0,0,0,0,0,0,0,0,0,0,0,0,0,0,0,0,0,0,0,0,null,0,0,0,0,0,0,0,0,0,null,0,0,0,0,0,0,0,0,0,0,null,0,0,0,0,0,0,0,null,0,0,0,null,{"$f":"IF($D310=\"Connection\",VLOOKUP(C310,'Input - General'!$F$62:$N$79,4,FALSE),0)","v":0},null,0.1801212933606588,0,0,null,8.6527813038891108E-2,0,0]
[null,{"$f":"'Input - Inventory'!B308","v":300},{"$f":"'Input - Inventory'!C308","v":"60W SOX"},{"$f":"'Input - Inventory'!D308","v":"Luminaire"},{"$f":"'Input - Inventory'!E308","v":"NonTraffic"},{"$f":"'Input - Inventory'!F308","v":"Minor < 130w"},{"$f":"'Input - Inventory'!G308","v":0},null,"Luminaire - 60W SOX",null,0,0,0,null,0,0,0,0,0,0,0,0,0,0,0,0,0,0,0,0,0,0,0,0,0,0,0,0,0,0,0,0,0,null,0,0,0,0,0,0,0,0,0,null,0,0,0,0,0,0,0,0,0,0,null,0,0,0,0,0,0,0,null,0,0,0,null,{"$f":"IF($D311=\"Connection\",VLOOKUP(C311,'Input - General'!$F$62:$N$79,4,FALSE),0)","v":0},null,0.1801212933606588,0,0,null,8.6527813038891108E-2,0,0]
[null,{"$f":"'Input - Inventory'!B309","v":301},{"$f":"'Input - Inventory'!C309","v":"700W MBF"},{"$f":"'Input - Inventory'!D309","v":"Luminaire"},{"$f":"'Input - Inventory'!E309","v":"Traffic"},{"$f":"'Input - Inventory'!F309","v":"Major > 130w"},{"$f":"'Input - Inventory'!G309","v":0},null,"Luminaire - 700W MBF",null,0,34,0,null,0,0,0,0,0,0,0,0,0,0,0,0,0,0,0,0,0,0,0,0,0,0,0,0,0,0,0,0,0,null,0,0,0,0,0,0,0,0,0,null,0,0,0,0,0,0,0,0,0,0,null,0,0,0,0,0,0,0,null,0,0,0,null,{"$f":"IF($D312=\"Connection\",VLOOKUP(C312,'Input - General'!$F$62:$N$79,4,FALSE),0)","v":0},null,0.1801212933606588,0,0,null,8.6527813038891108E-2,0,0]
[null,{"$f":"'Input - Inventory'!B310","v":302},{"$f":"'Input - Inventory'!C310","v":"70W MBI"},{"$f":"'Input - Inventory'!D310","v":"Luminaire"},{"$f":"'Input - Inventory'!E310","v":"NonTraffic"},{"$f":"'Input - Inventory'!F310","v":"Minor < 130w"},{"$f":"'Input - Inventory'!G310","v":0},null,"Luminaire - 70W MBI",null,0,59,0,null,0,0,0,0,0,0,0,0,0,0,0,0,0,0,0,0,0,0,0,0,0,0,0,0,0,0,0,0,0,null,0,0,0,0,0,0,0,0,0,null,0,0,0,0,0,0,0,0,0,0,null,0,0,0,0,0,0,0,null,0,0,0,null,{"$f":"IF($D313=\"Connection\",VLOOKUP(C313,'Input - General'!$F$62:$N$79,4,FALSE),0)","v":0},null,0.1801212933606588,0,0,null,8.6527813038891108E-2,0,0]
[null,{"$f":"'Input - Inventory'!B311","v":303},{"$f":"'Input - Inventory'!C311","v":"70W MBI - MACQUARIE DEC."},{"$f":"'Input - Inventory'!D311","v":"Luminaire"},{"$f":"'Input - Inventory'!E311","v":"NonTraffic"},{"$f":"'Input - Inventory'!F311","v":"Minor < 130w"},{"$f":"'Input - Inventory'!G311","v":0},null,"Luminaire - 70W MBI - MACQUARIE DEC.",null,0,0,0,null,0,0,0,0,0,0,0,0,0,0,0,0,0,0,0,0,0,0,0,0,0,0,0,0,0,0,0,0,0,null,0,0,0,0,0,0,0,0,0,null,0,0,0,0,0,0,0,0,0,0,null,0,0,0,0,0,0,0,null,0,0,0,null,{"$f":"IF($D314=\"Connection\",VLOOKUP(C314,'Input - General'!$F$62:$N$79,4,FALSE),0)","v":0},null,0.1801212933606588,0,0,null,8.6527813038891108E-2,0,0]
[null,{"$f":"'Input - Inventory'!B312","v":304},{"$f":"'Input - Inventory'!C312","v":"70W MBI II"},{"$f":"'Input - Inventory'!D312","v":"Luminaire"},{"$f":"'Input - Inventory'!E312","v":"Traffic"},{"$f":"'Input - Inventory'!F312","v":"Minor < 130w"},{"$f":"'Input - Inventory'!G312","v":0},null,"Luminaire - 70W MBI II",null,0,72,0,null,0,0,0,0,0,0,0,0,0,0,0,0,0,0,0,0,0,0,0,0,0,0,0,0,0,0,0,0,0,null,0,0,0,0,0,0,0,0,0,null,0,0,0,0,0,0,0,0,0,0,null,0,0,0,0,0,0,0,null,0,0,0,null,{"$f":"IF($D315=\"Connection\",VLOOKUP(C315,'Input - General'!$F$62:$N$79,4,FALSE),0)","v":0},null,0.1801212933606588,0,0,null,8.6527813038891108E-2,0,0]
[null,{"$f":"'Input - Inventory'!B313","v":305},{"$f":"'Input - Inventory'!C313","v":"70W MBI II AERO"},{"$f":"'Input - Inventory'!D313","v":"Luminaire"},{"$f":"'Input - Inventory'!E313","v":"Traffic"},{"$f":"'Input - Inventory'!F313","v":"Minor < 130w"},{"$f":"'Input - Inventory'!G313","v":0},null,"Luminaire - 70W MBI II AERO",null,0,8,0,null,0,0,0,0,0,0,0,0,0,0,0,0,0,0,0,0,0,0,0,0,0,0,0,0,0,0,0,0,0,null,0,0,0,0,0,0,0,0,0,null,0,0,0,0,0,0,0,0,0,0,null,0,0,0,0,0,0,0,null,0,0,0,null,{"$f":"IF($D316=\"Connection\",VLOOKUP(C316,'Input - General'!$F$62:$N$79,4,FALSE),0)","v":0},null,0.1801212933606588,0,0,null,8.6527813038891108E-2,0,0]
[null,{"$f":"'Input - Inventory'!B314","v":306},{"$f":"'Input - Inventory'!C314","v":"70W SON"},{"$f":"'Input - Inventory'!D314","v":"Luminaire"},{"$f":"'Input - Inventory'!E314","v":"NonTraffic"},{"$f":"'Input - Inventory'!F314","v":"Minor < 130w"},{"$f":"'Input - Inventory'!G314","v":0},null,"Luminaire - 70W SON",null,0,1361,0,null,0,0,0,0,0,0,0,0,0,0,0,0,0,0,0,0,0,0,0,0,0,0,0,0,0,0,0,0,0,null,0,0,0,0,0,0,0,0,0,null,0,0,0,0,0,0,0,0,0,0,null,0,0,0,0,0,0,0,null,0,0,0,null,{"$f":"IF($D317=\"Connection\",VLOOKUP(C317,'Input - General'!$F$62:$N$79,4,FALSE),0)","v":0},null,0.1801212933606588,0,0,null,8.6527813038891108E-2,0,0]
[null,{"$f":"'Input - Inventory'!B315","v":307},{"$f":"'Input - Inventory'!C315","v":"70W SON - BOURKE HILL"},{"$f":"'Input - Inventory'!D315","v":"Luminaire"},{"$f":"'Input - Inventory'!E315","v":"NonTraffic"},{"$f":"'Input - Inventory'!F315","v":"Minor < 130w"},{"$f":"'Input - Inventory'!G315","v":0},null,"Luminaire - 70W SON - BOURKE HILL",null,0,12,0,null,0,0,0,0,0,0,0,0,0,0,0,0,0,0,0,0,0,0,0,0,0,0,0,0,0,0,0,0,0,null,0,0,0,0,0,0,0,0,0,null,0,0,0,0,0,0,0,0,0,0,null,0,0,0,0,0,0,0,null,0,0,0,null,{"$f":"IF($D318=\"Connection\",VLOOKUP(C318,'Input - General'!$F$62:$N$79,4,FALSE),0)","v":0},null,0.1801212933606588,0,0,null,8.6527813038891108E-2,0,0]
[null,{"$f":"'Input - Inventory'!B316","v":308},{"$f":"'Input - Inventory'!C316","v":"70W SON - GEC BOSTON 2"},{"$f":"'Input - Inventory'!D316","v":"Luminaire"},{"$f":"'Input - Inventory'!E316","v":"NonTraffic"},{"$f":"'Input - Inventory'!F316","v":"Minor < 130w"},{"$f":"'Input - Inventory'!G316","v":0},null,"Luminaire - 70W SON - GEC BOSTON 2",null,0,6,0,null,0,0,0,0,0,0,0,0,0,0,0,0,0,0,0,0,0,0,0,0,0,0,0,0,0,0,0,0,0,null,0,0,0,0,0,0,0,0,0,null,0,0,0,0,0,0,0,0,0,0,null,0,0,0,0,0,0,0,null,0,0,0,null,{"$f":"IF($D319=\"Connection\",VLOOKUP(C319,'Input - General'!$F$62:$N$79,4,FALSE),0)","v":0},null,0.1801212933606588,0,0,null,8.6527813038891108E-2,0,0]
[null,{"$f":"'Input - Inventory'!B317","v":309},{"$f":"'Input - Inventory'!C317","v":"70W SON - NOSTALGIA"},{"$f":"'Input - Inventory'!D317","v":"Luminaire"},{"$f":"'Input - Inventory'!E317","v":"NonTraffic"},{"$f":"'Input - Inventory'!F317","v":"Minor < 130w"},{"$f":"'Input - Inventory'!G317","v":0},null,"Luminaire - 70W SON - NOSTALGIA",null,0,22,0,null,0,0,0,0,0,0,0,0,0,0,0,0,0,0,0,0,0,0,0,0,0,0,0,0,0,0,0,0,0,null,0,0,0,0,0,0,0,0,0,null,0,0,0,0,0,0,0,0,0,0,null,0,0,0,0,0,0,0,null,0,0,0,null,{"$f":"IF($D320=\"Connection\",VLOOKUP(C320,'Input - General'!$F$62:$N$79,4,FALSE),0)","v":0},null,0.1801212933606588,0,0,null,8.6527813038891108E-2,0,0]
[null,{"$f":"'Input - Inventory'!B318","v":310},{"$f":"'Input - Inventory'!C318","v":"70W SON - Nostalgia (P09)"},{"$f":"'Input - Inventory'!D318","v":"Luminaire"},{"$f":"'Input - Inventory'!E318","v":"Traffic"},{"$f":"'Input - Inventory'!F318","v":"Minor < 130w"},{"$f":"'Input - Inventory'!G318","v":0},null,"Luminaire - 70W SON - Nostalgia (P09)",null,0,50,0,null,0,0,0,0,0,0,0,0,0,0,0,0,0,0,0,0,0,0,0,0,0,0,0,0,0,0,0,0,0,null,0,0,0,0,0,0,0,0,0,null,0,0,0,0,0,0,0,0,0,0,null,0,0,0,0,0,0,0,null,0,0,0,null,{"$f":"IF($D321=\"Connection\",VLOOKUP(C321,'Input - General'!$F$62:$N$79,4,FALSE),0)","v":0},null,0.1801212933606588,0,0,null,8.6527813038891108E-2,0,0]
[null,{"$f":"'Input - Inventory'!B319","v":311},{"$f":"'Input - Inventory'!C319","v":"70W SON - PARKVILLE"},{"$f":"'Input - Inventory'!D319","v":"Luminaire"},{"$f":"'Input - Inventory'!E319","v":"NonTraffic"},{"$f":"'Input - Inventory'!F319","v":"Minor < 130w"},{"$f":"'Input - Inventory'!G319","v":0},null,"Luminaire - 70W SON - PARKVILLE",null,0,6,0,null,0,0,0,0,0,0,0,0,0,0,0,0,0,0,0,0,0,0,0,0,0,0,0,0,0,0,0,0,0,null,0,0,0,0,0,0,0,0,0,null,0,0,0,0,0,0,0,0,0,0,null,0,0,0,0,0,0,0,null,0,0,0,null,{"$f":"IF($D322=\"Connection\",VLOOKUP(C322,'Input - General'!$F$62:$N$79,4,FALSE),0)","v":0},null,0.1801212933606588,0,0,null,8.6527813038891108E-2,0,0]
[null,{"$f":"'Input - Inventory'!B320","v":312},{"$f":"'Input - Inventory'!C320","v":"70W SON - REGAL/FLINDERS"},{"$f":"'Input - Inventory'!D320","v":"Luminaire"},{"$f":"'Input - Inventory'!E320","v":"NonTraffic"},{"$f":"'Input - Inventory'!F320","v":"Minor < 130w"},{"$f":"'Input - Inventory'!G320","v":0},null,"Luminaire - 70W SON - REGAL/FLINDERS",null,0,0,0,null,0,0,0,0,0,0,0,0,0,0,0,0,0,0,0,0,0,0,0,0,0,0,0,0,0,0,0,0,0,null,0,0,0,0,0,0,0,0,0,null,0,0,0,0,0,0,0,0,0,0,null,0,0,0,0,0,0,0,null,0,0,0,null,{"$f":"IF($D323=\"Connection\",VLOOKUP(C323,'Input - General'!$F$62:$N$79,4,FALSE),0)","v":0},null,0.1801212933606588,0,0,null,8.6527813038891108E-2,0,0]
[null,{"$f":"'Input - Inventory'!B321","v":313},{"$f":"'Input - Inventory'!C321","v":"70W SON (P09)"},{"$f":"'Input - Inventory'!D321","v":"Luminaire"},{"$f":"'Input - Inventory'!E321","v":"NonTraffic"},{"$f":"'Input - Inventory'!F321","v":"Minor < 130w"},{"$f":"'Input - Inventory'!G321","v":0},null,"Luminaire - 70W SON (P09)",null,0,419,0,null,0,0,0,0,0,0,0,0,0,0,0,0,0,0,0,0,0,0,0,0,0,0,0,0,0,0,0,0,0,null,0,0,0,0,0,0,0,0,0,null,0,0,0,0,0,0,0,0,0,0,null,0,0,0,0,0,0,0,null,0,0,0,null,{"$f":"IF($D324=\"Connection\",VLOOKUP(C324,'Input - General'!$F$62:$N$79,4,FALSE),0)","v":0},null,0.1801212933606588,0,0,null,8.6527813038891108E-2,0,0]
[null,{"$f":"'Input - Inventory'!B322","v":314},{"$f":"'Input - Inventory'!C322","v":"70W SON BOLLARD"},{"$f":"'Input - Inventory'!D322","v":"Luminaire"},{"$f":"'Input - Inventory'!E322","v":"NonTraffic"},{"$f":"'Input - Inventory'!F322","v":"Minor < 130w"},{"$f":"'Input - Inventory'!G322","v":0},null,"Luminaire - 70W SON BOLLARD",null,0,9,0,null,0,0,0,0,0,0,0,0,0,0,0,0,0,0,0,0,0,0,0,0,0,0,0,0,0,0,0,0,0,null,0,0,0,0,0,0,0,0,0,null,0,0,0,0,0,0,0,0,0,0,null,0,0,0,0,0,0,0,null,0,0,0,null,{"$f":"IF($D325=\"Connection\",VLOOKUP(C325,'Input - General'!$F$62:$N$79,4,FALSE),0)","v":0},null,0.1801212933606588,0,0,null,8.6527813038891108E-2,0,0]
[null,{"$f":"'Input - Inventory'!B323","v":315},{"$f":"'Input - Inventory'!C323","v":"70W SON FLOODLIGHT"},{"$f":"'Input - Inventory'!D323","v":"Luminaire"},{"$f":"'Input - Inventory'!E323","v":"NonTraffic"},{"$f":"'Input - Inventory'!F323","v":"Minor < 130w"},{"$f":"'Input - Inventory'!G323","v":0},null,"Luminaire - 70W SON FLOODLIGHT",null,0,16,0,null,0,0,0,0,0,0,0,0,0,0,0,0,0,0,0,0,0,0,0,0,0,0,0,0,0,0,0,0,0,null,0,0,0,0,0,0,0,0,0,null,0,0,0,0,0,0,0,0,0,0,null,0,0,0,0,0,0,0,null,0,0,0,null,{"$f":"IF($D326=\"Connection\",VLOOKUP(C326,'Input - General'!$F$62:$N$79,4,FALSE),0)","v":0},null,0.1801212933606588,0,0,null,8.6527813038891108E-2,0,0]
[null,{"$f":"'Input - Inventory'!B324","v":316},{"$f":"'Input - Inventory'!C324","v":"70W SON Floodlight (P09)"},{"$f":"'Input - Inventory'!D324","v":"Luminaire"},{"$f":"'Input - Inventory'!E324","v":"NonTraffic"},{"$f":"'Input - Inventory'!F324","v":"Minor < 130w"},{"$f":"'Input - Inventory'!G324","v":0},null,"Luminaire - 70W SON Floodlight (P09)",null,0,12,0,null,0,0,0,0,0,0,0,0,0,0,0,0,0,0,0,0,0,0,0,0,0,0,0,0,0,0,0,0,0,null,0,0,0,0,0,0,0,0,0,null,0,0,0,0,0,0,0,0,0,0,null,0,0,0,0,0,0,0,null,0,0,0,null,{"$f":"IF($D327=\"Connection\",VLOOKUP(C327,'Input - General'!$F$62:$N$79,4,FALSE),0)","v":0},null,0.1801212933606588,0,0,null,8.6527813038891108E-2,0,0]
[null,{"$f":"'Input - Inventory'!B325","v":317},{"$f":"'Input - Inventory'!C325","v":"70W SON -PLAIN"},{"$f":"'Input - Inventory'!D325","v":"Luminaire"},{"$f":"'Input - Inventory'!E325","v":"NonTraffic"},{"$f":"'Input - Inventory'!F325","v":"Minor < 130w"},{"$f":"'Input - Inventory'!G325","v":0},null,"Luminaire - 70W SON -PLAIN",null,0,202,0,null,0,0,0,0,0,0,0,0,0,0,0,0,0,0,0,0,0,0,0,0,0,0,0,0,0,0,0,0,0,null,0,0,0,0,0,0,0,0,0,null,0,0,0,0,0,0,0,0,0,0,null,0,0,0,0,0,0,0,null,0,0,0,null,{"$f":"IF($D328=\"Connection\",VLOOKUP(C328,'Input - General'!$F$62:$N$79,4,FALSE),0)","v":0},null,0.1801212933606588,0,0,null,8.6527813038891108E-2,0,0]
[null,{"$f":"'Input - Inventory'!B326","v":318},{"$f":"'Input - Inventory'!C326","v":"70W SON -PLAIN (P09)"},{"$f":"'Input - Inventory'!D326","v":"Luminaire"},{"$f":"'Input - Inventory'!E326","v":"NonTraffic"},{"$f":"'Input - Inventory'!F326","v":"Minor < 130w"},{"$f":"'Input - Inventory'!G326","v":0},null,"Luminaire - 70W SON -PLAIN (P09)",null,0,20,0,null,0,0,0,0,0,0,0,0,0,0,0,0,0,0,0,0,0,0,0,0,0,0,0,0,0,0,0,0,0,null,0,0,0,0,0,0,0,0,0,null,0,0,0,0,0,0,0,0,0,0,null,0,0,0,0,0,0,0,null,0,0,0,null,{"$f":"IF($D329=\"Connection\",VLOOKUP(C329,'Input - General'!$F$62:$N$79,4,FALSE),0)","v":0},null,0.1801212933606588,0,0,null,8.6527813038891108E-2,0,0]
[null,{"$f":"'Input - Inventory'!B327","v":319},{"$f":"'Input - Inventory'!C327","v":"750W MBI FLOODLIGHT"},{"$f":"'Input - Inventory'!D327","v":"Luminaire"},{"$f":"'Input - Inventory'!E327","v":"Traffic"},{"$f":"'Input - Inventory'!F327","v":"Major > 130w"},{"$f":"'Input - Inventory'!G327","v":0},null,"Luminaire - 750W MBI FLOODLIGHT",null,0,0,0,null,0,0,0,0,0,0,0,0,0,0,0,0,0,0,0,0,0,0,0,0,0,0,0,0,0,0,0,0,0,null,0,0,0,0,0,0,0,0,0,null,0,0,0,0,0,0,0,0,0,0,null,0,0,0,0,0,0,0,null,0,0,0,null,{"$f":"IF($D330=\"Connection\",VLOOKUP(C330,'Input - General'!$F$62:$N$79,4,FALSE),0)","v":0},null,0.1801212933606588,0,0,null,8.6527813038891108E-2,0,0]
[null,{"$f":"'Input - Inventory'!B328","v":320},{"$f":"'Input - Inventory'!C328","v":"80W MBF"},{"$f":"'Input - Inventory'!D328","v":"Luminaire"},{"$f":"'Input - Inventory'!E328","v":"NonTraffic"},{"$f":"'Input - Inventory'!F328","v":"Minor < 130w"},{"$f":"'Input - Inventory'!G328","v":0},null,"Luminaire - 80W MBF",null,0,22785,0,null,0,0,0,0,0,0,0,0,0,0,0,0,0,0,0,0,0,0,0,0,0,0,0,0,0,0,0,0,0,null,0,0,0,0,0,0,0,0,0,null,0,0,0,0,0,0,0,0,0,0,null,0,0,0,0,0,0,0,null,0,0,0,null,{"$f":"IF($D331=\"Connection\",VLOOKUP(C331,'Input - General'!$F$62:$N$79,4,FALSE),0)","v":0},null,0.1801212933606588,0,0,null,8.6527813038891108E-2,0,0]
[null,{"$f":"'Input - Inventory'!B329","v":321},{"$f":"'Input - Inventory'!C329","v":"80W MBF - BEGA+CURVE BRA"},{"$f":"'Input - Inventory'!D329","v":"Luminaire"},{"$f":"'Input - Inventory'!E329","v":"NonTraffic"},{"$f":"'Input - Inventory'!F329","v":"Minor < 130w"},{"$f":"'Input - Inventory'!G329","v":0},null,"Luminaire - 80W MBF - BEGA+CURVE BRA",null,0,0,{"$f":"L332*K332","v":0},null,0,{"$f":"IF(AND($D332=\"Lamp\",CycleBulkTask1<>0, OR($F332=O$9,O$9=\"All\")),1/CycleBulkTask1,0)","v":0},0,{"$f":"IF(AND($D332=\"Lamp\",CycleBulkTask2<>0, OR($F332=Q$9,Q$9=\"All\")),1/CycleBulkTask2,0)","v":0},0,{"$f":"IF(AND($D332=\"Lamp\",CycleBulkTask3<>0, OR($F332=S$9,S$9=\"All\")),1/CycleBulkTask3,0)","v":0},0,{"$f":"IF(AND($D332=\"Lamp\",CycleBulkTask4<>0, OR($F332=U$9,U$9=\"All\")),1/CycleBulkTask4,0)","v":0},0,{"$f":"IF(AND($D332=\"Lamp\",CycleBulkTask5<>0, OR($F332=W$9,W$9=\"All\")),1/CycleBulkTask5,0)","v":0},0,{"$f":"IF(AND($D332=\"Lamp\",CycleBulkTask6<>0, OR($F332=Y$9,Y$9=\"All\")),1/CycleBulkTask6,0)","v":0},0,{"$f":"IF(AND($D332=\"Lamp\",CycleBulkTask7<>0, OR($F332=AA$9,AA$9=\"All\")),1/CycleBulkTask7,0)","v":0},0,{"$f":"IF(AND($D332=\"Lamp\",CycleBulkTask8<>0, OR($F332=AC$9,AC$9=\"All\")),1/CycleBulkTask8,0)","v":0},0,{"$f":"IF(AND($D332=\"Lamp\",CycleBulkTask9<>0, OR($F332=AE$9,AE$9=\"All\")),1/CycleBulkTask9,0)","v":0},0,{"$f":"IF(AND($D332=\"Lamp\",CycleBulkTask10<>0, OR($F332=AG$9,AG$9=\"All\")),1/CycleBulkTask10,0)","v":0},0,{"$f":"IF(AND($D332=\"Lamp\",CycleBulkTask11<>0, OR($F332=AI$9,AI$9=\"All\")),1/CycleBulkTask11,0)","v":0},0,{"$f":"IF(AND($D332=\"Lamp\",CycleBulkTask12<>0, OR($F332=AK$9,AK$9=\"All\")),1/CycleBulkTask12,0)","v":0},0,{"$f":"IF(AND($D332=\"Lamp\",CycleBulkTask13<>0, OR($F332=AM$9,AM$9=\"All\")),1/CycleBulkTask13,0)","v":0},0,{"$f":"IF(AND($D332=\"Lamp\",CycleBulkTask14<>0, OR($F332=AO$9,AO$9=\"All\")),1/CycleBulkTask14,0)","v":0},{"$f":"O332*P332+Q332*R332+S332*T332+U332*V332+W332*X332+Y332*Z332+AA332*AB332+AC332*AD332+AE332*AF332+AG332*AH332+AI332*AJ332+AK332*AL332+AM332*AN332+AO332*AP332","v":0},null,0,{"$f":"MAX(P332,R332)","v":0},0,{"$f":"MAX(T332,V332)","v":0},0,{"$f":"X332","v":0},0,{"$f":"INDIRECT($E332)*$V332 +(1-INDIRECT($E332))*$T332","v":0},{"$f":"AS332*AT332+AU332*AV332+AW332*AX332+AY332*AZ332","v":0},null,{"$f":"IF($D332=$AS$9,(INDIRECT(\"PriceLabour\" & \"FY14\")*ProportionStandardHours + INDIRECT(\"PriceLabourOvertime\" & \"FY14\")*ProportionOvertimeHours)*(1+RateOnCostAnnual),0)","v":0},{"$f":"BO332","v":0},{"$f":"IF($D332=\"Lamp\",(NumberOfCrew+INDIRECT($E332)*TrafficController)*(TimeToReplaceLamp),0)","v":0},{"$f":"IF($D332=$AS$9,(INDIRECT(\"PriceLabour\" & \"FY14\")*ProportionStandardHours + INDIRECT(\"PriceLabourOvertime\" & \"FY14\")*ProportionOvertimeHours)*(1+RateOnCostAnnual),0)","v":0},{"$f":"BQ332","v":0},{"$f":"IF($D332=\"Lamp\",(NumberOfCrew+INDIRECT($E332)*TrafficController)*(TimeForPECellReplace),0)","v":0},{"$f":"IF($D332=$AS$9,(INDIRECT(\"PriceLabour\" & \"FY14\")*ProportionStandardHours + INDIRECT(\"PriceLabourOvertime\" & \"FY14\")*ProportionOvertimeHours)*(1+RateOnCostAnnual),0)","v":0},{"$f":"BS332","v":0},{"$f":"IF($D332=\"Lamp\",(NumberOfCrew+INDIRECT($E332)*TrafficController)*(TimeForOtherSpot),0)","v":0},{"$f":"BC332*BD332*BE332+BF332*BG332*BH332+BI332*BJ332*BK332","v":0},null,0,{"$f":"IF($D332=\"Lamp\",INDIRECT(BO$10 & $B332),0)","v":0},0,{"$f":"IF($D332=\"Lamp\",INDIRECT(\"FailurePECell\" & \"Annual\"),0)","v":0},0,{"$f":"IF($D332=\"Lamp\",INDIRECT(\"FailureMisc\" & \"Annual\"),0)","v":0},{"$f":"BN332*BO332+BP332*BQ332+BR332*BS332","v":0},null,0,{"$f":"BD332*BE332+BG332*BH332+BJ332*BK332","v":0},{"$f":"BV332*BW332","v":0},null,{"$f":"IF($D332=\"Connection\",VLOOKUP(C332,'Input - General'!$F$62:$N$79,4,FALSE),0)","v":0},null,{"$f":"RateOverhead","v":0.1801212933606588},{"$f":"BX332+BL332+BT332+BA332+AQ332+BZ332","v":0},{"$f":"CC332*CB332","v":0},null,{"$f":"CorporateOverheads","v":8.6527813038891108E-2},0,{"$f":"CG332*CF332","v":0}]
[null,{"$f":"'Input - Inventory'!B330","v":322},{"$f":"'Input - Inventory'!C330","v":"80W MBF - BOURKE HILL"},{"$f":"'Input - Inventory'!D330","v":"Luminaire"},{"$f":"'Input - Inventory'!E330","v":"NonTraffic"},{"$f":"'Input - Inventory'!F330","v":"Minor < 130w"},{"$f":"'Input - Inventory'!G330","v":0},null,{"$f":"CONCATENATE(D333,\" - \",C333)","v":"Luminaire - 80W MBF - BOURKE HILL"},null,{"$f":"AQ333+BA333+BL333+BT333+BX333+BZ333+CD333+CH333","v":0},{"$f":"INDIRECT(L$10&$B333&\"FY14\")","v":714},0,null,{"$f":"IF(AND($D333=\"Lamp\", OR($F333=O$9, O$9=\"All\")),INDIRECT(\"PriceBulkTask1\" & \"FY14\"),0)","v":0},0,{"$f":"IF(AND($D333=\"Lamp\", OR($F333=Q$9, Q$9=\"All\")),INDIRECT(\"PriceBulkTask2\" & \"FY14\"),0)","v":0},0,{"$f":"IF(AND($D333=\"Lamp\", OR($F333=S$9, S$9=\"All\")),INDIRECT(\"PriceBulkTask3\" & \"FY14\"),0)","v":0},0,{"$f":"IF(AND($D333=\"Lamp\", OR($F333=U$9, U$9=\"All\")),INDIRECT(\"PriceBulkTask4\" & \"FY14\"),0)","v":0},0,{"$f":"IF(AND($D333=\"Lamp\", OR($F333=W$9, W$9=\"All\")),INDIRECT(\"PriceBulkTask5\" & \"FY14\"),0)","v":0},0,{"$f":"IF(AND($D333=\"Lamp\", OR($F333=Y$9, Y$9=\"All\")),INDIRECT(\"PriceBulkTask6\" & \"FY14\"),0)","v":0},0,{"$f":"IF(AND($D333=\"Lamp\", OR($F333=AA$9, AA$9=\"All\")),INDIRECT(\"PriceBulkTask7\" & \"FY14\"),0)","v":0},0,{"$f":"IF(AND($D333=\"Lamp\", OR($F333=AC$9, AC$9=\"All\")),INDIRECT(\"PriceBulkTask8\" & \"FY14\"),0)","v":0},0,{"$f":"IF(AND($D333=\"Lamp\", OR($F333=AE$9, AE$9=\"All\")),INDIRECT(\"PriceBulkTask9\" & \"FY14\"),0)","v":0},0,{"$f":"IF(AND($D333=\"Lamp\", OR($F333=AG$9, AG$9=\"All\")),INDIRECT(\"PriceBulkTask10\" & \"FY14\"),0)","v":0},0,{"$f":"IF(AND($D333=\"Lamp\", OR($F333=AI$9, AI$9=\"All\")),INDIRECT(\"PriceBulkTask11\" & \"FY14\"),0)","v":0},0,{"$f":"IF(AND($D333=\"Lamp\", OR($F333=AK$9, AK$9=\"All\")),INDIRECT(\"PriceBulkTask12\" & \"FY14\"),0)","v":0},0,{"$f":"IF(AND($D333=\"Lamp\", OR($F333=AM$9, AM$9=\"All\")),INDIRECT(\"PriceBulkTask13\" & \"FY14\"),0)","v":0},0,{"$f":"IF(AND($D333=\"Lamp\", OR($F333=AO$9, AO$9=\"All\")),INDIRECT(\"PriceBulkTask14\" & \"FY14\"),0)","v":0},0,0,null,{"$f":"IF($D333=\"Lamp\",$G333*INDIRECT(\"Price\" & $B333 & \"FY14\"),0)","v":0},0,{"$f":"IF($D333=\"Lamp\",INDIRECT(\"PriceVisor\" & \"FY14\"),0)","v":0},0,{"$f":"IF($D333=\"Lamp\",INDIRECT(\"PricePECell\" & \"FY14\"),0)","v":0},0,{"$f":"IF($D333=\"Lamp\",INDIRECT(\"PriceMisc\" & \"FY14\"),0)","v":0},0,0,null,0,0,0,0,0,0,0,0,0,0,null,{"$f":"IF($D333=\"Lamp\",INDIRECT(\"Price\" & $B333 & \"FY14\"),0)","v":0},0,{"$f":"IF($D333=\"Lamp\",INDIRECT(\"pRICEpecELL\" & \"FY14\"),0)","v":0},0,{"$f":"IF($D333=\"Lamp\",INDIRECT(\"PriceMisc\" & \"FY14\"),0)","v":0},0,0,null,{"$f":"IF(AND($D333=\"Lamp\"),INDIRECT(\"PriceEWP\"&\"FY14\"),0)","v":0},0,0,null,{"$f":"IF($D333=\"Connection\",VLOOKUP(C333,'Input - General'!$F$62:$N$79,4,FALSE),0)","v":0},null,0.1801212933606588,0,0,null,8.6527813038891108E-2,{"$f":"AQ333+BA333+BL333+BT333+BX333+BZ333+CD333","v":0},0]
[null,{"$f":"'Input - Inventory'!B331","v":323},{"$f":"'Input - Inventory'!C331","v":"80W MBF - Bourke Hill (P09)"},{"$f":"'Input - Inventory'!D331","v":"Luminaire"},{"$f":"'Input - Inventory'!E331","v":"NonTraffic"},{"$f":"'Input - Inventory'!F331","v":"Minor < 130w"},{"$f":"'Input - Inventory'!G331","v":0},null,"Luminaire - 80W MBF - Bourke Hill (P09)",null,0,175,0,null,0,0,0,0,0,0,0,0,0,0,0,0,0,0,0,0,0,0,0,0,0,0,0,0,0,0,0,0,0,null,0,0,0,0,0,0,0,0,0,null,0,0,0,0,0,0,0,0,0,0,null,0,0,0,0,0,0,0,null,0,0,0,null,{"$f":"IF($D334=\"Connection\",VLOOKUP(C334,'Input - General'!$F$62:$N$79,4,FALSE),0)","v":0},null,0.1801212933606588,0,0,null,8.6527813038891108E-2,0,0]
[null,{"$f":"'Input - Inventory'!B332","v":324},{"$f":"'Input - Inventory'!C332","v":"80W MBF - GEC BOSTON 2"},{"$f":"'Input - Inventory'!D332","v":"Luminaire"},{"$f":"'Input - Inventory'!E332","v":"NonTraffic"},{"$f":"'Input - Inventory'!F332","v":"Minor < 130w"},{"$f":"'Input - Inventory'!G332","v":0},null,"Luminaire - 80W MBF - GEC BOSTON 2",null,0,12,0,null,0,0,0,0,0,0,0,0,0,0,0,0,0,0,0,0,0,0,0,0,0,0,0,0,0,0,0,0,0,null,0,0,0,0,0,0,0,0,0,null,0,0,0,0,0,0,0,0,0,0,null,0,0,0,0,0,0,0,null,0,0,0,null,{"$f":"IF($D335=\"Connection\",VLOOKUP(C335,'Input - General'!$F$62:$N$79,4,FALSE),0)","v":0},null,0.1801212933606588,0,0,null,8.6527813038891108E-2,0,0]
[null,{"$f":"'Input - Inventory'!B333","v":325},{"$f":"'Input - Inventory'!C333","v":"80W MBF - NOSTALGIA"},{"$f":"'Input - Inventory'!D333","v":"Luminaire"},{"$f":"'Input - Inventory'!E333","v":"NonTraffic"},{"$f":"'Input - Inventory'!F333","v":"Minor < 130w"},{"$f":"'Input - Inventory'!G333","v":0},null,"Luminaire - 80W MBF - NOSTALGIA",null,0,562,0,null,0,0,0,0,0,0,0,0,0,0,0,0,0,0,0,0,0,0,0,0,0,0,0,0,0,0,0,0,0,null,0,0,0,0,0,0,0,0,0,null,0,0,0,0,0,0,0,0,0,0,null,0,0,0,0,0,0,0,null,0,0,0,null,{"$f":"IF($D336=\"Connection\",VLOOKUP(C336,'Input - General'!$F$62:$N$79,4,FALSE),0)","v":0},null,0.1801212933606588,0,0,null,8.6527813038891108E-2,0,0]
[null,{"$f":"'Input - Inventory'!B334","v":326},{"$f":"'Input - Inventory'!C334","v":"80W MBF - PLAIN"},{"$f":"'Input - Inventory'!D334","v":"Luminaire"},{"$f":"'Input - Inventory'!E334","v":"NonTraffic"},{"$f":"'Input - Inventory'!F334","v":"Minor < 130w"},{"$f":"'Input - Inventory'!G334","v":0},null,"Luminaire - 80W MBF - PLAIN",null,0,318,0,null,0,0,0,0,0,0,0,0,0,0,0,0,0,0,0,0,0,0,0,0,0,0,0,0,0,0,0,0,0,null,0,0,0,0,0,0,0,0,0,null,0,0,0,0,0,0,0,0,0,0,null,0,0,0,0,0,0,0,null,0,0,0,null,{"$f":"IF($D337=\"Connection\",VLOOKUP(C337,'Input - General'!$F$62:$N$79,4,FALSE),0)","v":0},null,0.1801212933606588,0,0,null,8.6527813038891108E-2,0,0]
[null,{"$f":"'Input - Inventory'!B335","v":327},{"$f":"'Input - Inventory'!C335","v":"80W MBF - PLAIN (P09)"},{"$f":"'Input - Inventory'!D335","v":"Luminaire"},{"$f":"'Input - Inventory'!E335","v":"NonTraffic"},{"$f":"'Input - Inventory'!F335","v":"Minor < 130w"},{"$f":"'Input - Inventory'!G335","v":0},null,"Luminaire - 80W MBF - PLAIN (P09)",null,0,285,0,null,0,0,0,0,0,0,0,0,0,0,0,0,0,0,0,0,0,0,0,0,0,0,0,0,0,0,0,0,0,null,0,0,0,0,0,0,0,0,0,null,0,0,0,0,0,0,0,0,0,0,null,0,0,0,0,0,0,0,null,0,0,0,null,{"$f":"IF($D338=\"Connection\",VLOOKUP(C338,'Input - General'!$F$62:$N$79,4,FALSE),0)","v":0},null,0.1801212933606588,0,0,null,8.6527813038891108E-2,0,0]
[null,{"$f":"'Input - Inventory'!B336","v":328},{"$f":"'Input - Inventory'!C336","v":"80W MBF - REGAL/FLINDERS"},{"$f":"'Input - Inventory'!D336","v":"Luminaire"},{"$f":"'Input - Inventory'!E336","v":"NonTraffic"},{"$f":"'Input - Inventory'!F336","v":"Minor < 130w"},{"$f":"'Input - Inventory'!G336","v":0},null,"Luminaire - 80W MBF - REGAL/FLINDERS",null,0,0,0,null,0,0,0,0,0,0,0,0,0,0,0,0,0,0,0,0,0,0,0,0,0,0,0,0,0,0,0,0,0,null,0,0,0,0,0,0,0,0,0,null,0,0,0,0,0,0,0,0,0,0,null,0,0,0,0,0,0,0,null,0,0,0,null,{"$f":"IF($D339=\"Connection\",VLOOKUP(C339,'Input - General'!$F$62:$N$79,4,FALSE),0)","v":0},null,0.1801212933606588,0,0,null,8.6527813038891108E-2,0,0]
[null,{"$f":"'Input - Inventory'!B337","v":329},{"$f":"'Input - Inventory'!C337","v":"80W MBF - SYLVANIA SUBUR"},{"$f":"'Input - Inventory'!D337","v":"Luminaire"},{"$f":"'Input - Inventory'!E337","v":"NonTraffic"},{"$f":"'Input - Inventory'!F337","v":"Minor < 130w"},{"$f":"'Input - Inventory'!G337","v":0},null,"Luminaire - 80W MBF - SYLVANIA SUBUR",null,0,0,0,null,0,0,0,0,0,0,0,0,0,0,0,0,0,0,0,0,0,0,0,0,0,0,0,0,0,0,0,0,0,null,0,0,0,0,0,0,0,0,0,null,0,0,0,0,0,0,0,0,0,0,null,0,0,0,0,0,0,0,null,0,0,0,null,{"$f":"IF($D340=\"Connection\",VLOOKUP(C340,'Input - General'!$F$62:$N$79,4,FALSE),0)","v":0},null,0.1801212933606588,0,0,null,8.6527813038891108E-2,0,0]
[null,{"$f":"'Input - Inventory'!B338","v":330},{"$f":"'Input - Inventory'!C338","v":"80W MBF - Sylvania Suburban (P09)"},{"$f":"'Input - Inventory'!D338","v":"Luminaire"},{"$f":"'Input - Inventory'!E338","v":"NonTraffic"},{"$f":"'Input - Inventory'!F338","v":"Minor < 130w"},{"$f":"'Input - Inventory'!G338","v":0},null,"Luminaire - 80W MBF - Sylvania Suburban (P09)",null,0,8214.5,0,null,0,0,0,0,0,0,0,0,0,0,0,0,0,0,0,0,0,0,0,0,0,0,0,0,0,0,0,0,0,null,0,0,0,0,0,0,0,0,0,null,0,0,0,0,0,0,0,0,0,0,null,0,0,0,0,0,0,0,null,0,0,0,null,{"$f":"IF($D341=\"Connection\",VLOOKUP(C341,'Input - General'!$F$62:$N$79,4,FALSE),0)","v":0},null,0.1801212933606588,0,0,null,8.6527813038891108E-2,0,0]
[null,{"$f":"'Input - Inventory'!B339","v":331},{"$f":"'Input - Inventory'!C339","v":"80W MBF BOLLARD"},{"$f":"'Input - Inventory'!D339","v":"Luminaire"},{"$f":"'Input - Inventory'!E339","v":"NonTraffic"},{"$f":"'Input - Inventory'!F339","v":"Minor < 130w"},{"$f":"'Input - Inventory'!G339","v":0},null,"Luminaire - 80W MBF BOLLARD",null,0,68,0,null,0,0,0,0,0,0,0,0,0,0,0,0,0,0,0,0,0,0,0,0,0,0,0,0,0,0,0,0,0,null,0,0,0,0,0,0,0,0,0,null,0,0,0,0,0,0,0,0,0,0,null,0,0,0,0,0,0,0,null,0,0,0,null,{"$f":"IF($D342=\"Connection\",VLOOKUP(C342,'Input - General'!$F$62:$N$79,4,FALSE),0)","v":0},null,0.1801212933606588,0,0,null,8.6527813038891108E-2,0,0]
[null,{"$f":"'Input - Inventory'!B340","v":332},{"$f":"'Input - Inventory'!C340","v":"80W MBF TOORAK"},{"$f":"'Input - Inventory'!D340","v":"Luminaire"},{"$f":"'Input - Inventory'!E340","v":"NonTraffic"},{"$f":"'Input - Inventory'!F340","v":"Minor < 130w"},{"$f":"'Input - Inventory'!G340","v":0},null,"Luminaire - 80W MBF TOORAK",null,0,107,0,null,0,0,0,0,0,0,0,0,0,0,0,0,0,0,0,0,0,0,0,0,0,0,0,0,0,0,0,0,0,null,0,0,0,0,0,0,0,0,0,null,0,0,0,0,0,0,0,0,0,0,null,0,0,0,0,0,0,0,null,0,0,0,null,{"$f":"IF($D343=\"Connection\",VLOOKUP(C343,'Input - General'!$F$62:$N$79,4,FALSE),0)","v":0},null,0.1801212933606588,0,0,null,8.6527813038891108E-2,0,0]
[null,{"$f":"'Input - Inventory'!B341","v":333},{"$f":"'Input - Inventory'!C341","v":"90W SOX"},{"$f":"'Input - Inventory'!D341","v":"Luminaire"},{"$f":"'Input - Inventory'!E341","v":"Traffic"},{"$f":"'Input - Inventory'!F341","v":"Minor < 130w"},{"$f":"'Input - Inventory'!G341","v":0},null,"Luminaire - 90W SOX",null,0,1,0,null,0,0,0,0,0,0,0,0,0,0,0,0,0,0,0,0,0,0,0,0,0,0,0,0,0,0,0,0,0,null,0,0,0,0,0,0,0,0,0,null,0,0,0,0,0,0,0,0,0,0,null,0,0,0,0,0,0,0,null,0,0,0,null,{"$f":"IF($D344=\"Connection\",VLOOKUP(C344,'Input - General'!$F$62:$N$79,4,FALSE),0)","v":0},null,0.1801212933606588,0,0,null,8.6527813038891108E-2,0,0]
[null,{"$f":"'Input - Inventory'!B342","v":334},{"$f":"'Input - Inventory'!C342","v":"EMPTY"},{"$f":"'Input - Inventory'!D342","v":"Luminaire"},{"$f":"'Input - Inventory'!E342","v":"NonTraffic"},{"$f":"'Input - Inventory'!F342","v":"Minor < 130w"},{"$f":"'Input - Inventory'!G342","v":0},null,"Luminaire - EMPTY",null,0,0,0,null,0,0,0,0,0,0,0,0,0,0,0,0,0,0,0,0,0,0,0,0,0,0,0,0,0,0,0,0,0,null,0,0,0,0,0,0,0,0,0,null,0,0,0,0,0,0,0,0,0,0,null,0,0,0,0,0,0,0,null,0,0,0,null,{"$f":"IF($D345=\"Connection\",VLOOKUP(C345,'Input - General'!$F$62:$N$79,4,FALSE),0)","v":0},null,0.1801212933606588,0,0,null,8.6527813038891108E-2,0,0]
[null,{"$f":"'Input - Inventory'!B343","v":335},{"$f":"'Input - Inventory'!C343","v":"INCANDESCENT"},{"$f":"'Input - Inventory'!D343","v":"Luminaire"},{"$f":"'Input - Inventory'!E343","v":"NonTraffic"},{"$f":"'Input - Inventory'!F343","v":"Minor < 130w"},{"$f":"'Input - Inventory'!G343","v":0},null,"Luminaire - INCANDESCENT",null,0,12,0,null,0,0,0,0,0,0,0,0,0,0,0,0,0,0,0,0,0,0,0,0,0,0,0,0,0,0,0,0,0,null,0,0,0,0,0,0,0,0,0,null,0,0,0,0,0,0,0,0,0,0,null,0,0,0,0,0,0,0,null,0,0,0,null,{"$f":"IF($D346=\"Connection\",VLOOKUP(C346,'Input - General'!$F$62:$N$79,4,FALSE),0)","v":0},null,0.1801212933606588,0,0,null,8.6527813038891108E-2,0,0]
[null,{"$f":"'Input - Inventory'!B344","v":336},{"$f":"'Input - Inventory'!C344","v":"PRIVATE"},{"$f":"'Input - Inventory'!D344","v":"Luminaire"},{"$f":"'Input - Inventory'!E344","v":"NonTraffic"},{"$f":"'Input - Inventory'!F344","v":"Minor < 130w"},{"$f":"'Input - Inventory'!G344","v":0},null,"Luminaire - PRIVATE",null,0,113,0,null,0,0,0,0,0,0,0,0,0,0,0,0,0,0,0,0,0,0,0,0,0,0,0,0,0,0,0,0,0,null,0,0,0,0,0,0,0,0,0,null,0,0,0,0,0,0,0,0,0,0,null,0,0,0,0,0,0,0,null,0,0,0,null,{"$f":"IF($D347=\"Connection\",VLOOKUP(C347,'Input - General'!$F$62:$N$79,4,FALSE),0)","v":0},null,0.1801212933606588,0,0,null,8.6527813038891108E-2,0,0]
[null,{"$f":"'Input - Inventory'!B345","v":337},{"$f":"'Input - Inventory'!C345","v":"TH FLOODLIGHT"},{"$f":"'Input - Inventory'!D345","v":"Luminaire"},{"$f":"'Input - Inventory'!E345","v":"Traffic"},{"$f":"'Input - Inventory'!F345","v":"Major > 130w"},{"$f":"'Input - Inventory'!G345","v":0},null,"Luminaire - TH FLOODLIGHT",null,0,32,0,null,0,0,0,0,0,0,0,0,0,0,0,0,0,0,0,0,0,0,0,0,0,0,0,0,0,0,0,0,0,null,0,0,0,0,0,0,0,0,0,null,0,0,0,0,0,0,0,0,0,0,null,0,0,0,0,0,0,0,null,0,0,0,null,{"$f":"IF($D348=\"Connection\",VLOOKUP(C348,'Input - General'!$F$62:$N$79,4,FALSE),0)","v":0},null,0.1801212933606588,0,0,null,8.6527813038891108E-2,0,0]
[null,{"$f":"'Input - Inventory'!B346","v":338},{"$f":"'Input - Inventory'!C346","v":"2ND LIGHT NON-TRL"},{"$f":"'Input - Inventory'!D346","v":"Support"},{"$f":"'Input - Inventory'!E346","v":"NonTraffic"},{"$f":"'Input - Inventory'!F346","v":"n/a"},{"$f":"'Input - Inventory'!G346","v":0},null,"Support - 2ND LIGHT NON-TRL",null,0,427,0,null,0,0,0,0,0,0,0,0,0,0,0,0,0,0,0,0,0,0,0,0,0,0,0,0,0,0,0,0,0,null,0,0,0,0,0,0,0,0,0,null,0,0,0,0,0,0,0,0,0,0,null,0,0,0,0,0,0,0,null,0,0,0,null,{"$f":"IF($D349=\"Connection\",VLOOKUP(C349,'Input - General'!$F$62:$N$79,4,FALSE),0)","v":0},null,0.1801212933606588,0,0,null,8.6527813038891108E-2,0,0]
[null,{"$f":"'Input - Inventory'!B347","v":339},{"$f":"'Input - Inventory'!C347","v":"2nd Light non-TRL (P09)"},{"$f":"'Input - Inventory'!D347","v":"Support"},{"$f":"'Input - Inventory'!E347","v":"NonTraffic"},{"$f":"'Input - Inventory'!F347","v":"n/a"},{"$f":"'Input - Inventory'!G347","v":0},null,"Support - 2nd Light non-TRL (P09)",null,0,56,0,null,0,0,0,0,0,0,0,0,0,0,0,0,0,0,0,0,0,0,0,0,0,0,0,0,0,0,0,0,0,null,0,0,0,0,0,0,0,0,0,null,0,0,0,0,0,0,0,0,0,0,null,0,0,0,0,0,0,0,null,0,0,0,null,{"$f":"IF($D350=\"Connection\",VLOOKUP(C350,'Input - General'!$F$62:$N$79,4,FALSE),0)","v":0},null,0.1801212933606588,0,0,null,8.6527813038891108E-2,0,0]
[null,{"$f":"'Input - Inventory'!B348","v":340},{"$f":"'Input - Inventory'!C348","v":"2ND LIGHT TRL"},{"$f":"'Input - Inventory'!D348","v":"Support"},{"$f":"'Input - Inventory'!E348","v":"Traffic"},{"$f":"'Input - Inventory'!F348","v":"n/a"},{"$f":"'Input - Inventory'!G348","v":0},null,"Support - 2ND LIGHT TRL",null,0,367,0,null,0,0,0,0,0,0,0,0,0,0,0,0,0,0,0,0,0,0,0,0,0,0,0,0,0,0,0,0,0,null,0,0,0,0,0,0,0,0,0,null,0,0,0,0,0,0,0,0,0,0,null,0,0,0,0,0,0,0,null,0,0,0,null,{"$f":"IF($D351=\"Connection\",VLOOKUP(C351,'Input - General'!$F$62:$N$79,4,FALSE),0)","v":0},null,0.1801212933606588,0,0,null,8.6527813038891108E-2,0,0]
[null,{"$f":"'Input - Inventory'!B349","v":341},{"$f":"'Input - Inventory'!C349","v":"2nd Light TRL (P09)"},{"$f":"'Input - Inventory'!D349","v":"Support"},{"$f":"'Input - Inventory'!E349","v":"Traffic"},{"$f":"'Input - Inventory'!F349","v":"n/a"},{"$f":"'Input - Inventory'!G349","v":0},null,"Support - 2nd Light TRL (P09)",null,0,18,0,null,0,0,0,0,0,0,0,0,0,0,0,0,0,0,0,0,0,0,0,0,0,0,0,0,0,0,0,0,0,null,0,0,0,0,0,0,0,0,0,null,0,0,0,0,0,0,0,0,0,0,null,0,0,0,0,0,0,0,null,0,0,0,null,{"$f":"IF($D352=\"Connection\",VLOOKUP(C352,'Input - General'!$F$62:$N$79,4,FALSE),0)","v":0},null,0.1801212933606588,0,0,null,8.6527813038891108E-2,0,0]
[null,{"$f":"'Input - Inventory'!B350","v":342},{"$f":"'Input - Inventory'!C350","v":"BOLLARD"},{"$f":"'Input - Inventory'!D350","v":"Support"},{"$f":"'Input - Inventory'!E350","v":"NonTraffic"},{"$f":"'Input - Inventory'!F350","v":"n/a"},{"$f":"'Input - Inventory'!G350","v":0},null,"Support - BOLLARD",null,0,73,0,null,0,0,0,0,0,0,0,0,0,0,0,0,0,0,0,0,0,0,0,0,0,0,0,0,0,0,0,0,0,null,0,0,0,0,0,0,0,0,0,null,0,0,0,0,0,0,0,0,0,0,null,0,0,0,0,0,0,0,null,0,0,0,null,{"$f":"IF($D353=\"Connection\",VLOOKUP(C353,'Input - General'!$F$62:$N$79,4,FALSE),0)","v":0},null,0.1801212933606588,0,0,null,8.6527813038891108E-2,0,0]
[null,{"$f":"'Input - Inventory'!B351","v":343},{"$f":"'Input - Inventory'!C351","v":"COLUMN 10.5M-13.5M"},{"$f":"'Input - Inventory'!D351","v":"Support"},{"$f":"'Input - Inventory'!E351","v":"Traffic"},{"$f":"'Input - Inventory'!F351","v":"n/a"},{"$f":"'Input - Inventory'!G351","v":0},null,"Support - COLUMN 10.5M-13.5M",null,0,9205,0,null,0,0,0,0,0,0,0,0,0,0,0,0,0,0,0,0,0,0,0,0,0,0,0,0,0,0,0,0,0,null,0,0,0,0,0,0,0,0,0,null,0,0,0,0,0,0,0,0,0,0,null,0,0,0,0,0,0,0,null,0,0,0,null,{"$f":"IF($D354=\"Connection\",VLOOKUP(C354,'Input - General'!$F$62:$N$79,4,FALSE),0)","v":0},null,0.1801212933606588,0,0,null,8.6527813038891108E-2,0,0]
[null,{"$f":"'Input - Inventory'!B352","v":344},{"$f":"'Input - Inventory'!C352","v":"Column 10.5m-13.5m (P09)"},{"$f":"'Input - Inventory'!D352","v":"Support"},{"$f":"'Input - Inventory'!E352","v":"Traffic"},{"$f":"'Input - Inventory'!F352","v":"n/a"},{"$f":"'Input - Inventory'!G352","v":0},null,"Support - Column 10.5m-13.5m (P09)",null,0,850,0,null,0,0,0,0,0,0,0,0,0,0,0,0,0,0,0,0,0,0,0,0,0,0,0,0,0,0,0,0,0,null,0,0,0,0,0,0,0,0,0,null,0,0,0,0,0,0,0,0,0,0,null,0,0,0,0,0,0,0,null,0,0,0,null,{"$f":"IF($D355=\"Connection\",VLOOKUP(C355,'Input - General'!$F$62:$N$79,4,FALSE),0)","v":0},null,0.1801212933606588,0,0,null,8.6527813038891108E-2,0,0]
[null,{"$f":"'Input - Inventory'!B353","v":345},{"$f":"'Input - Inventory'!C353","v":"COLUMN 14M-15M"},{"$f":"'Input - Inventory'!D353","v":"Support"},{"$f":"'Input - Inventory'!E353","v":"Traffic"},{"$f":"'Input - Inventory'!F353","v":"n/a"},{"$f":"'Input - Inventory'!G353","v":0},null,"Support - COLUMN 14M-15M",null,0,34,0,null,0,0,0,0,0,0,0,0,0,0,0,0,0,0,0,0,0,0,0,0,0,0,0,0,0,0,0,0,0,null,0,0,0,0,0,0,0,0,0,null,0,0,0,0,0,0,0,0,0,0,null,0,0,0,0,0,0,0,null,0,0,0,null,{"$f":"IF($D356=\"Connection\",VLOOKUP(C356,'Input - General'!$F$62:$N$79,4,FALSE),0)","v":0},null,0.1801212933606588,0,0,null,8.6527813038891108E-2,0,0]
[null,{"$f":"'Input - Inventory'!B354","v":346},{"$f":"'Input - Inventory'!C354","v":"COLUMN 2.5M-3.5M"},{"$f":"'Input - Inventory'!D354","v":"Support"},{"$f":"'Input - Inventory'!E354","v":"NonTraffic"},{"$f":"'Input - Inventory'!F354","v":"n/a"},{"$f":"'Input - Inventory'!G354","v":0},null,"Support - COLUMN 2.5M-3.5M",null,0,223,0,null,0,0,0,0,0,0,0,0,0,0,0,0,0,0,0,0,0,0,0,0,0,0,0,0,0,0,0,0,0,null,0,0,0,0,0,0,0,0,0,null,0,0,0,0,0,0,0,0,0,0,null,0,0,0,0,0,0,0,null,0,0,0,null,{"$f":"IF($D357=\"Connection\",VLOOKUP(C357,'Input - General'!$F$62:$N$79,4,FALSE),0)","v":0},null,0.1801212933606588,0,0,null,8.6527813038891108E-2,0,0]
[null,{"$f":"'Input - Inventory'!B355","v":347},{"$f":"'Input - Inventory'!C355","v":"Column 2.5m-3.5m (P09)"},{"$f":"'Input - Inventory'!D355","v":"Support"},{"$f":"'Input - Inventory'!E355","v":"NonTraffic"},{"$f":"'Input - Inventory'!F355","v":"n/a"},{"$f":"'Input - Inventory'!G355","v":0},null,"Support - Column 2.5m-3.5m (P09)",null,0,75,0,null,0,0,0,0,0,0,0,0,0,0,0,0,0,0,0,0,0,0,0,0,0,0,0,0,0,0,0,0,0,null,0,0,0,0,0,0,0,0,0,null,0,0,0,0,0,0,0,0,0,0,null,0,0,0,0,0,0,0,null,0,0,0,null,{"$f":"IF($D358=\"Connection\",VLOOKUP(C358,'Input - General'!$F$62:$N$79,4,FALSE),0)","v":0},null,0.1801212933606588,0,0,null,8.6527813038891108E-2,0,0]
[null,{"$f":"'Input - Inventory'!B356","v":348},{"$f":"'Input - Inventory'!C356","v":"COLUMN 4-6.5M ORION WATE"},{"$f":"'Input - Inventory'!D356","v":"Support"},{"$f":"'Input - Inventory'!E356","v":"NonTraffic"},{"$f":"'Input - Inventory'!F356","v":"n/a"},{"$f":"'Input - Inventory'!G356","v":0},null,"Support - COLUMN 4-6.5M ORION WATE",null,0,0,0,null,0,0,0,0,0,0,0,0,0,0,0,0,0,0,0,0,0,0,0,0,0,0,0,0,0,0,0,0,0,null,0,0,0,0,0,0,0,0,0,null,0,0,0,0,0,0,0,0,0,0,null,0,0,0,0,0,0,0,null,0,0,0,null,{"$f":"IF($D359=\"Connection\",VLOOKUP(C359,'Input - General'!$F$62:$N$79,4,FALSE),0)","v":0},null,0.1801212933606588,0,0,null,8.6527813038891108E-2,0,0]
[null,{"$f":"'Input - Inventory'!B357","v":349},{"$f":"'Input - Inventory'!C357","v":"COLUMN 4M-6.5M"},{"$f":"'Input - Inventory'!D357","v":"Support"},{"$f":"'Input - Inventory'!E357","v":"NonTraffic"},{"$f":"'Input - Inventory'!F357","v":"n/a"},{"$f":"'Input - Inventory'!G357","v":0},null,"Support - COLUMN 4M-6.5M",null,0,17881,0,null,0,0,0,0,0,0,0,0,0,0,0,0,0,0,0,0,0,0,0,0,0,0,0,0,0,0,0,0,0,null,0,0,0,0,0,0,0,0,0,null,0,0,0,0,0,0,0,0,0,0,null,0,0,0,0,0,0,0,null,0,0,0,null,{"$f":"IF($D360=\"Connection\",VLOOKUP(C360,'Input - General'!$F$62:$N$79,4,FALSE),0)","v":0},null,0.1801212933606588,0,0,null,8.6527813038891108E-2,0,0]
[null,{"$f":"'Input - Inventory'!B358","v":350},{"$f":"'Input - Inventory'!C358","v":"Column 4m-6.5m (P09)"},{"$f":"'Input - Inventory'!D358","v":"Support"},{"$f":"'Input - Inventory'!E358","v":"NonTraffic"},{"$f":"'Input - Inventory'!F358","v":"n/a"},{"$f":"'Input - Inventory'!G358","v":0},null,"Support - Column 4m-6.5m (P09)",null,0,4025,0,null,0,0,0,0,0,0,0,0,0,0,0,0,0,0,0,0,0,0,0,0,0,0,0,0,0,0,0,0,0,null,0,0,0,0,0,0,0,0,0,null,0,0,0,0,0,0,0,0,0,0,null,0,0,0,0,0,0,0,null,0,0,0,null,{"$f":"IF($D361=\"Connection\",VLOOKUP(C361,'Input - General'!$F$62:$N$79,4,FALSE),0)","v":0},null,0.1801212933606588,0,0,null,8.6527813038891108E-2,0,0]
[null,{"$f":"'Input - Inventory'!B359","v":351},{"$f":"'Input - Inventory'!C359","v":"COLUMN 7M-10M"},{"$f":"'Input - Inventory'!D359","v":"Support"},{"$f":"'Input - Inventory'!E359","v":"Traffic"},{"$f":"'Input - Inventory'!F359","v":"n/a"},{"$f":"'Input - Inventory'!G359","v":0},null,"Support - COLUMN 7M-10M",null,0,5824,0,null,0,0,0,0,0,0,0,0,0,0,0,0,0,0,0,0,0,0,0,0,0,0,0,0,0,0,0,0,0,null,0,0,0,0,0,0,0,0,0,null,0,0,0,0,0,0,0,0,0,0,null,0,0,0,0,0,0,0,null,0,0,0,null,{"$f":"IF($D362=\"Connection\",VLOOKUP(C362,'Input - General'!$F$62:$N$79,4,FALSE),0)","v":0},null,0.1801212933606588,0,0,null,8.6527813038891108E-2,0,0]
[null,{"$f":"'Input - Inventory'!B360","v":352},{"$f":"'Input - Inventory'!C360","v":"Column 7m-10m (P09)"},{"$f":"'Input - Inventory'!D360","v":"Support"},{"$f":"'Input - Inventory'!E360","v":"Traffic"},{"$f":"'Input - Inventory'!F360","v":"n/a"},{"$f":"'Input - Inventory'!G360","v":0},null,"Support - Column 7m-10m (P09)",null,0,678,0,null,0,0,0,0,0,0,0,0,0,0,0,0,0,0,0,0,0,0,0,0,0,0,0,0,0,0,0,0,0,null,0,0,0,0,0,0,0,0,0,null,0,0,0,0,0,0,0,0,0,0,null,0,0,0,0,0,0,0,null,0,0,0,null,{"$f":"IF($D363=\"Connection\",VLOOKUP(C363,'Input - General'!$F$62:$N$79,4,FALSE),0)","v":0},null,0.1801212933606588,0,0,null,8.6527813038891108E-2,0,0]
[null,{"$f":"'Input - Inventory'!B361","v":353},{"$f":"'Input - Inventory'!C361","v":"DECORATIVE COLUMN"},{"$f":"'Input - Inventory'!D361","v":"Support"},{"$f":"'Input - Inventory'!E361","v":"NonTraffic"},{"$f":"'Input - Inventory'!F361","v":"n/a"},{"$f":"'Input - Inventory'!G361","v":0},null,"Support - DECORATIVE COLUMN",null,0,2093,0,null,0,0,0,0,0,0,0,0,0,0,0,0,0,0,0,0,0,0,0,0,0,0,0,0,0,0,0,0,0,null,0,0,0,0,0,0,0,0,0,null,0,0,0,0,0,0,0,0,0,0,null,0,0,0,0,0,0,0,null,0,0,0,null,{"$f":"IF($D364=\"Connection\",VLOOKUP(C364,'Input - General'!$F$62:$N$79,4,FALSE),0)","v":0},null,0.1801212933606588,0,0,null,8.6527813038891108E-2,0,0]
[null,{"$f":"'Input - Inventory'!B362","v":354},{"$f":"'Input - Inventory'!C362","v":"DEDICATED SUPPORT & COND"},{"$f":"'Input - Inventory'!D362","v":"Support"},{"$f":"'Input - Inventory'!E362","v":"NonTraffic"},{"$f":"'Input - Inventory'!F362","v":"n/a"},{"$f":"'Input - Inventory'!G362","v":0},null,"Support - DEDICATED SUPPORT & COND",null,0,0,0,null,0,0,0,0,0,0,0,0,0,0,0,0,0,0,0,0,0,0,0,0,0,0,0,0,0,0,0,0,0,null,0,0,0,0,0,0,0,0,0,null,0,0,0,0,0,0,0,0,0,0,null,0,0,0,0,0,0,0,null,0,0,0,null,{"$f":"IF($D365=\"Connection\",VLOOKUP(C365,'Input - General'!$F$62:$N$79,4,FALSE),0)","v":0},null,0.1801212933606588,0,0,null,8.6527813038891108E-2,0,0]
[null,{"$f":"'Input - Inventory'!B363","v":355},{"$f":"'Input - Inventory'!C363","v":"Dedicated Support & Conductor (P09)"},{"$f":"'Input - Inventory'!D363","v":"Support"},{"$f":"'Input - Inventory'!E363","v":"NonTraffic"},{"$f":"'Input - Inventory'!F363","v":"n/a"},{"$f":"'Input - Inventory'!G363","v":0},null,"Support - Dedicated Support & Conductor (P09)",null,0,48,0,null,0,0,0,0,0,0,0,0,0,0,0,0,0,0,0,0,0,0,0,0,0,0,0,0,0,0,0,0,0,null,0,0,0,0,0,0,0,0,0,null,0,0,0,0,0,0,0,0,0,0,null,0,0,0,0,0,0,0,null,0,0,0,null,{"$f":"IF($D366=\"Connection\",VLOOKUP(C366,'Input - General'!$F$62:$N$79,4,FALSE),0)","v":0},null,0.1801212933606588,0,0,null,8.6527813038891108E-2,0,0]
[null,{"$f":"'Input - Inventory'!B364","v":356},{"$f":"'Input - Inventory'!C364","v":"EMPTY"},{"$f":"'Input - Inventory'!D364","v":"Support"},{"$f":"'Input - Inventory'!E364","v":"NonTraffic"},{"$f":"'Input - Inventory'!F364","v":"n/a"},{"$f":"'Input - Inventory'!G364","v":0},null,"Support - EMPTY",null,0,0,0,null,0,0,0,0,0,0,0,0,0,0,0,0,0,0,0,0,0,0,0,0,0,0,0,0,0,0,0,0,0,null,0,0,0,0,0,0,0,0,0,null,0,0,0,0,0,0,0,0,0,0,null,0,0,0,0,0,0,0,null,0,0,0,null,{"$f":"IF($D367=\"Connection\",VLOOKUP(C367,'Input - General'!$F$62:$N$79,4,FALSE),0)","v":0},null,0.1801212933606588,0,0,null,8.6527813038891108E-2,0,0]
[null,{"$f":"'Input - Inventory'!B365","v":357},{"$f":"'Input - Inventory'!C365","v":"HYDE PARK STANDARD"},{"$f":"'Input - Inventory'!D365","v":"Support"},{"$f":"'Input - Inventory'!E365","v":"NonTraffic"},{"$f":"'Input - Inventory'!F365","v":"n/a"},{"$f":"'Input - Inventory'!G365","v":0},null,"Support - HYDE PARK STANDARD",null,0,184,0,null,0,0,0,0,0,0,0,0,0,0,0,0,0,0,0,0,0,0,0,0,0,0,0,0,0,0,0,0,0,null,0,0,0,0,0,0,0,0,0,null,0,0,0,0,0,0,0,0,0,0,null,0,0,0,0,0,0,0,null,0,0,0,null,{"$f":"IF($D368=\"Connection\",VLOOKUP(C368,'Input - General'!$F$62:$N$79,4,FALSE),0)","v":0},null,0.1801212933606588,0,0,null,8.6527813038891108E-2,0,0]
[null,{"$f":"'Input - Inventory'!B366","v":358},{"$f":"'Input - Inventory'!C366","v":"MACQUARIE STANDARD"},{"$f":"'Input - Inventory'!D366","v":"Support"},{"$f":"'Input - Inventory'!E366","v":"Traffic"},{"$f":"'Input - Inventory'!F366","v":"n/a"},{"$f":"'Input - Inventory'!G366","v":0},null,"Support - MACQUARIE STANDARD",null,0,28,0,null,0,0,0,0,0,0,0,0,0,0,0,0,0,0,0,0,0,0,0,0,0,0,0,0,0,0,0,0,0,null,0,0,0,0,0,0,0,0,0,null,0,0,0,0,0,0,0,0,0,0,null,0,0,0,0,0,0,0,null,0,0,0,null,{"$f":"IF($D369=\"Connection\",VLOOKUP(C369,'Input - General'!$F$62:$N$79,4,FALSE),0)","v":0},null,0.1801212933606588,0,0,null,8.6527813038891108E-2,0,0]
[null,{"$f":"'Input - Inventory'!B367","v":359},{"$f":"'Input - Inventory'!C367","v":"Macquarie Standard (P09)"},{"$f":"'Input - Inventory'!D367","v":"Support"},{"$f":"'Input - Inventory'!E367","v":"NonTraffic"},{"$f":"'Input - Inventory'!F367","v":"n/a"},{"$f":"'Input - Inventory'!G367","v":0},null,"Support - Macquarie Standard (P09)",null,0,7,0,null,0,0,0,0,0,0,0,0,0,0,0,0,0,0,0,0,0,0,0,0,0,0,0,0,0,0,0,0,0,null,0,0,0,0,0,0,0,0,0,null,0,0,0,0,0,0,0,0,0,0,null,0,0,0,0,0,0,0,null,0,0,0,null,{"$f":"IF($D370=\"Connection\",VLOOKUP(C370,'Input - General'!$F$62:$N$79,4,FALSE),0)","v":0},null,0.1801212933606588,0,0,null,8.6527813038891108E-2,0,0]
[null,{"$f":"'Input - Inventory'!B368","v":360},{"$f":"'Input - Inventory'!C368","v":"MAST 15.5M-30M"},{"$f":"'Input - Inventory'!D368","v":"Support"},{"$f":"'Input - Inventory'!E368","v":"Traffic"},{"$f":"'Input - Inventory'!F368","v":"n/a"},{"$f":"'Input - Inventory'!G368","v":0},null,"Support - MAST 15.5M-30M",null,0,15,0,null,0,0,0,0,0,0,0,0,0,0,0,0,0,0,0,0,0,0,0,0,0,0,0,0,0,0,0,0,0,null,0,0,0,0,0,0,0,0,0,null,0,0,0,0,0,0,0,0,0,0,null,0,0,0,0,0,0,0,null,0,0,0,null,{"$f":"IF($D371=\"Connection\",VLOOKUP(C371,'Input - General'!$F$62:$N$79,4,FALSE),0)","v":0},null,0.1801212933606588,0,0,null,8.6527813038891108E-2,0,0]
[null,{"$f":"'Input - Inventory'!B369","v":361},{"$f":"'Input - Inventory'!C369","v":"MAST 23M"},{"$f":"'Input - Inventory'!D369","v":"Support"},{"$f":"'Input - Inventory'!E369","v":"Traffic"},{"$f":"'Input - Inventory'!F369","v":"n/a"},{"$f":"'Input - Inventory'!G369","v":0},null,"Support - MAST 23M",null,0,3,0,null,0,0,0,0,0,0,0,0,0,0,0,0,0,0,0,0,0,0,0,0,0,0,0,0,0,0,0,0,0,null,0,0,0,0,0,0,0,0,0,null,0,0,0,0,0,0,0,0,0,0,null,0,0,0,0,0,0,0,null,0,0,0,null,{"$f":"IF($D372=\"Connection\",VLOOKUP(C372,'Input - General'!$F$62:$N$79,4,FALSE),0)","v":0},null,0.1801212933606588,0,0,null,8.6527813038891108E-2,0,0]
[null,{"$f":"'Input - Inventory'!B370","v":362},{"$f":"'Input - Inventory'!C370","v":"MAST 25M"},{"$f":"'Input - Inventory'!D370","v":"Support"},{"$f":"'Input - Inventory'!E370","v":"Traffic"},{"$f":"'Input - Inventory'!F370","v":"n/a"},{"$f":"'Input - Inventory'!G370","v":0},null,"Support - MAST 25M",null,0,4,0,null,0,0,0,0,0,0,0,0,0,0,0,0,0,0,0,0,0,0,0,0,0,0,0,0,0,0,0,0,0,null,0,0,0,0,0,0,0,0,0,null,0,0,0,0,0,0,0,0,0,0,null,0,0,0,0,0,0,0,null,0,0,0,null,{"$f":"IF($D373=\"Connection\",VLOOKUP(C373,'Input - General'!$F$62:$N$79,4,FALSE),0)","v":0},null,0.1801212933606588,0,0,null,8.6527813038891108E-2,0,0]
[null,{"$f":"'Input - Inventory'!B371","v":363},{"$f":"'Input - Inventory'!C371","v":"ORION DOUBLE ARM"},{"$f":"'Input - Inventory'!D371","v":"Support"},{"$f":"'Input - Inventory'!E371","v":"NonTraffic"},{"$f":"'Input - Inventory'!F371","v":"n/a"},{"$f":"'Input - Inventory'!G371","v":0},null,"Support - ORION DOUBLE ARM",null,0,6,0,null,0,0,0,0,0,0,0,0,0,0,0,0,0,0,0,0,0,0,0,0,0,0,0,0,0,0,0,0,0,null,0,0,0,0,0,0,0,0,0,null,0,0,0,0,0,0,0,0,0,0,null,0,0,0,0,0,0,0,null,0,0,0,null,{"$f":"IF($D374=\"Connection\",VLOOKUP(C374,'Input - General'!$F$62:$N$79,4,FALSE),0)","v":0},null,0.1801212933606588,0,0,null,8.6527813038891108E-2,0,0]
[null,{"$f":"'Input - Inventory'!B372","v":364},{"$f":"'Input - Inventory'!C372","v":"Orion Double Arm (P09)"},{"$f":"'Input - Inventory'!D372","v":"Support"},{"$f":"'Input - Inventory'!E372","v":"NonTraffic"},{"$f":"'Input - Inventory'!F372","v":"n/a"},{"$f":"'Input - Inventory'!G372","v":0},null,"Support - Orion Double Arm (P09)",null,0,1,0,null,0,0,0,0,0,0,0,0,0,0,0,0,0,0,0,0,0,0,0,0,0,0,0,0,0,0,0,0,0,null,0,0,0,0,0,0,0,0,0,null,0,0,0,0,0,0,0,0,0,0,null,0,0,0,0,0,0,0,null,0,0,0,null,{"$f":"IF($D375=\"Connection\",VLOOKUP(C375,'Input - General'!$F$62:$N$79,4,FALSE),0)","v":0},null,0.1801212933606588,0,0,null,8.6527813038891108E-2,0,0]
[null,{"$f":"'Input - Inventory'!B373","v":365},{"$f":"'Input - Inventory'!C373","v":"POLO 10.5M DECORATIVE 2M"},{"$f":"'Input - Inventory'!D373","v":"Support"},{"$f":"'Input - Inventory'!E373","v":"NonTraffic"},{"$f":"'Input - Inventory'!F373","v":"n/a"},{"$f":"'Input - Inventory'!G373","v":0},null,"Support - POLO 10.5M DECORATIVE 2M",null,0,0,0,null,0,0,0,0,0,0,0,0,0,0,0,0,0,0,0,0,0,0,0,0,0,0,0,0,0,0,0,0,0,null,0,0,0,0,0,0,0,0,0,null,0,0,0,0,0,0,0,0,0,0,null,0,0,0,0,0,0,0,null,0,0,0,null,{"$f":"IF($D376=\"Connection\",VLOOKUP(C376,'Input - General'!$F$62:$N$79,4,FALSE),0)","v":0},null,0.1801212933606588,0,0,null,8.6527813038891108E-2,0,0]
[null,{"$f":"'Input - Inventory'!B374","v":366},{"$f":"'Input - Inventory'!C374","v":"POLO 4.5M DECORATIVE 1.2"},{"$f":"'Input - Inventory'!D374","v":"Support"},{"$f":"'Input - Inventory'!E374","v":"NonTraffic"},{"$f":"'Input - Inventory'!F374","v":"n/a"},{"$f":"'Input - Inventory'!G374","v":0},null,"Support - POLO 4.5M DECORATIVE 1.2",null,0,0,0,null,0,0,0,0,0,0,0,0,0,0,0,0,0,0,0,0,0,0,0,0,0,0,0,0,0,0,0,0,0,null,0,0,0,0,0,0,0,0,0,null,0,0,0,0,0,0,0,0,0,0,null,0,0,0,0,0,0,0,null,0,0,0,null,{"$f":"IF($D377=\"Connection\",VLOOKUP(C377,'Input - General'!$F$62:$N$79,4,FALSE),0)","v":0},null,0.1801212933606588,0,0,null,8.6527813038891108E-2,0,0]
[null,{"$f":"'Input - Inventory'!B375","v":367},{"$f":"'Input - Inventory'!C375","v":"PRIVATE"},{"$f":"'Input - Inventory'!D375","v":"Support"},{"$f":"'Input - Inventory'!E375","v":"NonTraffic"},{"$f":"'Input - Inventory'!F375","v":"n/a"},{"$f":"'Input - Inventory'!G375","v":0},null,"Support - PRIVATE",null,0,113,0,null,0,0,0,0,0,0,0,0,0,0,0,0,0,0,0,0,0,0,0,0,0,0,0,0,0,0,0,0,0,null,0,0,0,0,0,0,0,0,0,null,0,0,0,0,0,0,0,0,0,0,null,0,0,0,0,0,0,0,null,0,0,0,null,{"$f":"IF($D378=\"Connection\",VLOOKUP(C378,'Input - General'!$F$62:$N$79,4,FALSE),0)","v":0},null,0.1801212933606588,0,0,null,8.6527813038891108E-2,0,0]
[null,{"$f":"'Input - Inventory'!B376","v":368},{"$f":"'Input - Inventory'!C376","v":"Private (P09)"},{"$f":"'Input - Inventory'!D376","v":"Support"},{"$f":"'Input - Inventory'!E376","v":"NonTraffic"},{"$f":"'Input - Inventory'!F376","v":"n/a"},{"$f":"'Input - Inventory'!G376","v":0},null,"Support - Private (P09)",null,0,10,0,null,0,0,0,0,0,0,0,0,0,0,0,0,0,0,0,0,0,0,0,0,0,0,0,0,0,0,0,0,0,null,0,0,0,0,0,0,0,0,0,null,0,0,0,0,0,0,0,0,0,0,null,0,0,0,0,0,0,0,null,0,0,0,null,{"$f":"IF($D379=\"Connection\",VLOOKUP(C379,'Input - General'!$F$62:$N$79,4,FALSE),0)","v":0},null,0.1801212933606588,0,0,null,8.6527813038891108E-2,0,0]
[null,{"$f":"'Input - Inventory'!B377","v":369},{"$f":"'Input - Inventory'!C377","v":"ROCKS STANDARD"},{"$f":"'Input - Inventory'!D377","v":"Support"},{"$f":"'Input - Inventory'!E377","v":"NonTraffic"},{"$f":"'Input - Inventory'!F377","v":"n/a"},{"$f":"'Input - Inventory'!G377","v":0},null,"Support - ROCKS STANDARD",null,0,1829,0,null,0,0,0,0,0,0,0,0,0,0,0,0,0,0,0,0,0,0,0,0,0,0,0,0,0,0,0,0,0,null,0,0,0,0,0,0,0,0,0,null,0,0,0,0,0,0,0,0,0,0,null,0,0,0,0,0,0,0,null,0,0,0,null,{"$f":"IF($D380=\"Connection\",VLOOKUP(C380,'Input - General'!$F$62:$N$79,4,FALSE),0)","v":0},null,0.1801212933606588,0,0,null,8.6527813038891108E-2,0,0]
[null,{"$f":"'Input - Inventory'!B378","v":370},{"$f":"'Input - Inventory'!C378","v":"SMARTPOLE A"},{"$f":"'Input - Inventory'!D378","v":"Support"},{"$f":"'Input - Inventory'!E378","v":"NonTraffic"},{"$f":"'Input - Inventory'!F378","v":"n/a"},{"$f":"'Input - Inventory'!G378","v":0},null,"Support - SMARTPOLE A",null,0,5,0,null,0,0,0,0,0,0,0,0,0,0,0,0,0,0,0,0,0,0,0,0,0,0,0,0,0,0,0,0,0,null,0,0,0,0,0,0,0,0,0,null,0,0,0,0,0,0,0,0,0,0,null,0,0,0,0,0,0,0,null,0,0,0,null,{"$f":"IF($D381=\"Connection\",VLOOKUP(C381,'Input - General'!$F$62:$N$79,4,FALSE),0)","v":0},null,0.1801212933606588,0,0,null,8.6527813038891108E-2,0,0]
[null,{"$f":"'Input - Inventory'!B379","v":371},{"$f":"'Input - Inventory'!C379","v":"SMARTPOLE AB"},{"$f":"'Input - Inventory'!D379","v":"Support"},{"$f":"'Input - Inventory'!E379","v":"NonTraffic"},{"$f":"'Input - Inventory'!F379","v":"n/a"},{"$f":"'Input - Inventory'!G379","v":0},null,"Support - SMARTPOLE AB",null,0,0,0,null,0,0,0,0,0,0,0,0,0,0,0,0,0,0,0,0,0,0,0,0,0,0,0,0,0,0,0,0,0,null,0,0,0,0,0,0,0,0,0,null,0,0,0,0,0,0,0,0,0,0,null,0,0,0,0,0,0,0,null,0,0,0,null,{"$f":"IF($D382=\"Connection\",VLOOKUP(C382,'Input - General'!$F$62:$N$79,4,FALSE),0)","v":0},null,0.1801212933606588,0,0,null,8.6527813038891108E-2,0,0]
[null,{"$f":"'Input - Inventory'!B380","v":372},{"$f":"'Input - Inventory'!C380","v":"SMARTPOLE B"},{"$f":"'Input - Inventory'!D380","v":"Support"},{"$f":"'Input - Inventory'!E380","v":"NonTraffic"},{"$f":"'Input - Inventory'!F380","v":"n/a"},{"$f":"'Input - Inventory'!G380","v":0},null,"Support - SMARTPOLE B",null,0,0,0,null,0,0,0,0,0,0,0,0,0,0,0,0,0,0,0,0,0,0,0,0,0,0,0,0,0,0,0,0,0,null,0,0,0,0,0,0,0,0,0,null,0,0,0,0,0,0,0,0,0,0,null,0,0,0,0,0,0,0,null,0,0,0,null,{"$f":"IF($D383=\"Connection\",VLOOKUP(C383,'Input - General'!$F$62:$N$79,4,FALSE),0)","v":0},null,0.1801212933606588,0,0,null,8.6527813038891108E-2,0,0]
[null,{"$f":"'Input - Inventory'!B381","v":373},{"$f":"'Input - Inventory'!C381","v":"SMARTPOLE C"},{"$f":"'Input - Inventory'!D381","v":"Support"},{"$f":"'Input - Inventory'!E381","v":"NonTraffic"},{"$f":"'Input - Inventory'!F381","v":"n/a"},{"$f":"'Input - Inventory'!G381","v":0},null,"Support - SMARTPOLE C",null,0,0,0,null,0,0,0,0,0,0,0,0,0,0,0,0,0,0,0,0,0,0,0,0,0,0,0,0,0,0,0,0,0,null,0,0,0,0,0,0,0,0,0,null,0,0,0,0,0,0,0,0,0,0,null,0,0,0,0,0,0,0,null,0,0,0,null,{"$f":"IF($D384=\"Connection\",VLOOKUP(C384,'Input - General'!$F$62:$N$79,4,FALSE),0)","v":0},null,0.1801212933606588,0,0,null,8.6527813038891108E-2,0,0]
[null,{"$f":"'Input - Inventory'!B382","v":374},{"$f":"'Input - Inventory'!C382","v":"SUSPENDED"},{"$f":"'Input - Inventory'!D382","v":"Support"},{"$f":"'Input - Inventory'!E382","v":"NonTraffic"},{"$f":"'Input - Inventory'!F382","v":"n/a"},{"$f":"'Input - Inventory'!G382","v":0},null,"Support - SUSPENDED",null,0,153,0,null,0,0,0,0,0,0,0,0,0,0,0,0,0,0,0,0,0,0,0,0,0,0,0,0,0,0,0,0,0,null,0,0,0,0,0,0,0,0,0,null,0,0,0,0,0,0,0,0,0,0,null,0,0,0,0,0,0,0,null,0,0,0,null,{"$f":"IF($D385=\"Connection\",VLOOKUP(C385,'Input - General'!$F$62:$N$79,4,FALSE),0)","v":0},null,0.1801212933606588,0,0,null,8.6527813038891108E-2,0,0]
[null,{"$f":"'Input - Inventory'!B383","v":375},{"$f":"'Input - Inventory'!C383","v":"Suspended (P09)"},{"$f":"'Input - Inventory'!D383","v":"Support"},{"$f":"'Input - Inventory'!E383","v":"NonTraffic"},{"$f":"'Input - Inventory'!F383","v":"n/a"},{"$f":"'Input - Inventory'!G383","v":0},null,"Support - Suspended (P09)",null,0,5,0,null,0,0,0,0,0,0,0,0,0,0,0,0,0,0,0,0,0,0,0,0,0,0,0,0,0,0,0,0,0,null,0,0,0,0,0,0,0,0,0,null,0,0,0,0,0,0,0,0,0,0,null,0,0,0,0,0,0,0,null,0,0,0,null,{"$f":"IF($D386=\"Connection\",VLOOKUP(C386,'Input - General'!$F$62:$N$79,4,FALSE),0)","v":0},null,0.1801212933606588,0,0,null,8.6527813038891108E-2,0,0]
[null,{"$f":"'Input - Inventory'!B384","v":376},{"$f":"'Input - Inventory'!C384","v":"UNKNOWN"},{"$f":"'Input - Inventory'!D384","v":"Support"},{"$f":"'Input - Inventory'!E384","v":"NonTraffic"},{"$f":"'Input - Inventory'!F384","v":"n/a"},{"$f":"'Input - Inventory'!G384","v":0},null,"Support - UNKNOWN",null,0,207,0,null,0,0,0,0,0,0,0,0,0,0,0,0,0,0,0,0,0,0,0,0,0,0,0,0,0,0,0,0,0,null,0,0,0,0,0,0,0,0,0,null,0,0,0,0,0,0,0,0,0,0,null,0,0,0,0,0,0,0,null,0,0,0,null,{"$f":"IF($D387=\"Connection\",VLOOKUP(C387,'Input - General'!$F$62:$N$79,4,FALSE),0)","v":0},null,0.1801212933606588,0,0,null,8.6527813038891108E-2,0,0]
[null,{"$f":"'Input - Inventory'!B385","v":377},{"$f":"'Input - Inventory'!C385","v":"WALL"},{"$f":"'Input - Inventory'!D385","v":"Support"},{"$f":"'Input - Inventory'!E385","v":"NonTraffic"},{"$f":"'Input - Inventory'!F385","v":"n/a"},{"$f":"'Input - Inventory'!G385","v":0},null,"Support - WALL",null,0,369,0,null,0,0,0,0,0,0,0,0,0,0,0,0,0,0,0,0,0,0,0,0,0,0,0,0,0,0,0,0,0,null,0,0,0,0,0,0,0,0,0,null,0,0,0,0,0,0,0,0,0,0,null,0,0,0,0,0,0,0,null,0,0,0,null,{"$f":"IF($D388=\"Connection\",VLOOKUP(C388,'Input - General'!$F$62:$N$79,4,FALSE),0)","v":0},null,0.1801212933606588,0,0,null,8.6527813038891108E-2,0,0]
[null,{"$f":"'Input - Inventory'!B386","v":378},{"$f":"'Input - Inventory'!C386","v":"Wall (P09)"},{"$f":"'Input - Inventory'!D386","v":"Support"},{"$f":"'Input - Inventory'!E386","v":"NonTraffic"},{"$f":"'Input - Inventory'!F386","v":"n/a"},{"$f":"'Input - Inventory'!G386","v":0},null,"Support - Wall (P09)",null,0,54,0,null,0,0,0,0,0,0,0,0,0,0,0,0,0,0,0,0,0,0,0,0,0,0,0,0,0,0,0,0,0,null,0,0,0,0,0,0,0,0,0,null,0,0,0,0,0,0,0,0,0,0,null,0,0,0,0,0,0,0,null,0,0,0,null,{"$f":"IF($D389=\"Connection\",VLOOKUP(C389,'Input - General'!$F$62:$N$79,4,FALSE),0)","v":0},null,0.1801212933606588,0,0,null,8.6527813038891108E-2,0,0]
[null,{"$f":"'Input - Inventory'!B387","v":379},{"$f":"'Input - Inventory'!C387","v":"WOOD POLE NON-TRL"},{"$f":"'Input - Inventory'!D387","v":"Support"},{"$f":"'Input - Inventory'!E387","v":"NonTraffic"},{"$f":"'Input - Inventory'!F387","v":"n/a"},{"$f":"'Input - Inventory'!G387","v":0},null,"Support - WOOD POLE NON-TRL",null,0,143400.5,0,null,0,0,0,0,0,0,0,0,0,0,0,0,0,0,0,0,0,0,0,0,0,0,0,0,0,0,0,0,0,null,0,0,0,0,0,0,0,0,0,null,0,0,0,0,0,0,0,0,0,0,null,0,0,0,0,0,0,0,null,0,0,0,null,{"$f":"IF($D390=\"Connection\",VLOOKUP(C390,'Input - General'!$F$62:$N$79,4,FALSE),0)","v":0},null,0.1801212933606588,0,0,null,8.6527813038891108E-2,0,0]
[null,{"$f":"'Input - Inventory'!B388","v":380},{"$f":"'Input - Inventory'!C388","v":"Wood Pole non-TRL (P09)"},{"$f":"'Input - Inventory'!D388","v":"Support"},{"$f":"'Input - Inventory'!E388","v":"NonTraffic"},{"$f":"'Input - Inventory'!F388","v":"n/a"},{"$f":"'Input - Inventory'!G388","v":0},null,"Support - Wood Pole non-TRL (P09)",null,0,4464.5,0,null,0,0,0,0,0,0,0,0,0,0,0,0,0,0,0,0,0,0,0,0,0,0,0,0,0,0,0,0,0,null,0,0,0,0,0,0,0,0,0,null,0,0,0,0,0,0,0,0,0,0,null,0,0,0,0,0,0,0,null,0,0,0,null,{"$f":"IF($D391=\"Connection\",VLOOKUP(C391,'Input - General'!$F$62:$N$79,4,FALSE),0)","v":0},null,0.1801212933606588,0,0,null,8.6527813038891108E-2,0,0]
[null,{"$f":"'Input - Inventory'!B389","v":381},{"$f":"'Input - Inventory'!C389","v":"WOOD POLE TRL"},{"$f":"'Input - Inventory'!D389","v":"Support"},{"$f":"'Input - Inventory'!E389","v":"NonTraffic"},{"$f":"'Input - Inventory'!F389","v":"n/a"},{"$f":"'Input - Inventory'!G389","v":0},null,"Support - WOOD POLE TRL",null,0,47735,0,null,0,0,0,0,0,0,0,0,0,0,0,0,0,0,0,0,0,0,0,0,0,0,0,0,0,0,0,0,0,null,0,0,0,0,0,0,0,0,0,null,0,0,0,0,0,0,0,0,0,0,null,0,0,0,0,0,0,0,null,0,0,0,null,{"$f":"IF($D392=\"Connection\",VLOOKUP(C392,'Input - General'!$F$62:$N$79,4,FALSE),0)","v":0},null,0.1801212933606588,0,0,null,8.6527813038891108E-2,0,0]
[null,{"$f":"'Input - Inventory'!B390","v":382},{"$f":"'Input - Inventory'!C390","v":"Wood Pole TRL (P09)"},{"$f":"'Input - Inventory'!D390","v":"Support"},{"$f":"'Input - Inventory'!E390","v":"Traffic"},{"$f":"'Input - Inventory'!F390","v":"n/a"},{"$f":"'Input - Inventory'!G390","v":0},null,"Support - Wood Pole TRL (P09)",null,0,1550.5,0,null,0,0,0,0,0,0,0,0,0,0,0,0,0,0,0,0,0,0,0,0,0,0,0,0,0,0,0,0,0,null,0,0,0,0,0,0,0,0,0,null,0,0,0,0,0,0,0,0,0,0,null,0,0,0,0,0,0,0,null,0,0,0,null,{"$f":"IF($D393=\"Connection\",VLOOKUP(C393,'Input - General'!$F$62:$N$79,4,FALSE),0)","v":0},null,0.1801212933606588,0,0,null,8.6527813038891108E-2,0,0]

{"sheet":"Calc - Opex FY15","index":3,"n_rows":393,"n_cols":86,"rows_kept":393,"cut":false,"hidden":false,"merged":[[7,85,9,85],[7,24,7,25],[8,48,8,49],[8,30,8,31],[7,38,7,39],[7,30,7,31],[7,26,7,27],[7,28,7,29],[7,81,9,81],[7,71,9,71],[7,75,9,75],[8,74,9,74],[8,73,9,73],[8,24,8,25],[7,77,9,77],[8,32,8,33],[7,32,7,33],[7,16,7,17],[8,14,8,15],[8,16,8,17],[8,18,8,19],[8,20,8,21],[8,22,8,23],[1,1,8,6],[8,65,8,66],[7,12,9,12],[8,26,8,27],[8,28,8,29],[7,18,7,19],[7,20,7,21],[7,22,7,23],[8,34,8,35],[8,36,8,37],[8,38,8,39],[8,40,8,41],[7,40,7,41],[7,14,7,15],[7,36,7,37],[7,34,7,35],[8,67,8,68],[8,69,8,70],[7,42,9,42],[7,52,9,52],[7,63,9,63],[8,54,8,56],[8,57,8,59],[8,60,8,62],[8,50,8,51],[8,46,8,47],[8,44,8,45]]}
[]
[null,{"$f":"CONCATENATE(\"This sheet contains no inputs and all values are calculated for \" & \"FY15\" )","v":"This sheet contains no inputs and all values are calculated for FY15"},null,null,null,null,null,null,null,null,null,null,null,null,null,null,null,null,null,null,null,null,null,null,null,null,null,null,null,null,null,null,null,null,null,null,null,null,null,null,null,null,"Bulk contract",null,null,null,null,null,null,null,null,null,"Bulk materials",null,null,null,null,null,null,null,null,null,null,"Spot labour",null,null,null,null,null,null,null,"Spot materials",null,null,null,"EWP costs",null,"Connections",null,null,null,"Overheads",null,null,null,"CAM"]
[]
[null,null,null,null,null,null,null,null,null,null,null,"Totals --->   ",{"$f":"SUM(M12:M475)","v":18729968.38274844},null,{"$f":"SUMPRODUCT(O12:O294,P12:P294,$L$12:$L$294)","v":609728.06987270783},null,{"$f":"SUMPRODUCT(Q12:Q294,R12:R294,$L$12:$L$294)","v":257469.9524599633},null,{"$f":"SUMPRODUCT(S12:S294,T12:T294,$L$12:$L$294)","v":33983.873663638173},null,{"$f":"SUMPRODUCT(U12:U294,V12:V294,$L$12:$L$294)","v":3792.0853128768717},null,{"$f":"SUMPRODUCT(W12:W294,X12:X294,$L$12:$L$294)","v":434816.39836048288},null,{"$f":"SUMPRODUCT(Y12:Y294,Z12:Z294,$L$12:$L$294)","v":11975.663943827843},null,{"$f":"SUMPRODUCT(AA12:AA294,AB12:AB294,$L$12:$L$294)","v":104439.48719627291},null,{"$f":"SUMPRODUCT(AC12:AC294,AD12:AD294,$L$12:$L$294)","v":845215.461175884},null,{"$f":"SUMPRODUCT(AE12:AE294,AF12:AF294,$L$12:$L$294)","v":797145.68264571577},null,{"$f":"SUMPRODUCT(AG12:AG294,AH12:AH294,$L$12:$L$294)","v":0},null,{"$f":"SUMPRODUCT(AI12:AI294,AJ12:AJ294,$L$12:$L$294)","v":348240.05207958596},null,{"$f":"SUMPRODUCT(AK12:AK294,AL12:AL294,$L$12:$L$294)","v":553361.65523088665},null,{"$f":"SUMPRODUCT(AM12:AM294,AN12:AN294,$L$12:$L$294)","v":0},null,{"$f":"SUMPRODUCT(AO12:AO294,AP12:AP294,$L$12:$L$294)","v":0},null,{"$f":"SUMPRODUCT(AQ12:AQ475,$L$12:$L$475)","v":4000168.3819418419},null,{"$f":"SUMPRODUCT(AS12:AS294,AT12:AT294,$L$12:$L$294)","v":1309029.9316552563},null,{"$f":"SUMPRODUCT(AU12:AU294,AV12:AV294,$L$12:$L$294)","v":145708.98867995216},null,{"$f":"SUMPRODUCT(AW12:AW294,AX12:AX294,$L$12:$L$294)","v":455134.56302816811},null,{"$f":"SUMPRODUCT(AY12:AY294,AZ12:AZ294,$L$12:$L$294)","v":1925},null,{"$f":"SUMPRODUCT(BA12:BA475,$L$12:$L$475)","v":1911798.4833633767},null,{"$f":"SUMPRODUCT(BC12:BC294,BD12:BD294,BE12:BE294,$L$12:$L$294)","v":4102076.3652093769},null,null,{"$f":"SUMPRODUCT(BF12:BF294,BG12:BG294,BH12:BH294,$L$12:$L$294)","v":0},null,null,{"$f":"SUMPRODUCT(BI12:BI294,BJ12:BJ294,BK12:BK294,$L$12:$L$294)","v":0},null,null,{"$f":"SUMPRODUCT(BL12:BL475,$L$12:$L$475)","v":4102076.3652093769},null,{"$f":"SUMPRODUCT(BN12:BN294,BO12:BO294,$L$12:$L$294)","v":478721.51892316871},null,{"$f":"SUMPRODUCT(BP12:BP294,BQ12:BQ294,$L$12:$L$294)","v":38777.46476999994},null,{"$f":"SUMPRODUCT(BR12:BR294,BS12:BS294,$L$12:$L$294)","v":732.2},null,{"$f":"SUMPRODUCT(BT12:BT475,$L$12:$L$475)","v":518231.18369316886},null,null,null,{"$f":"SUMPRODUCT(BX12:BX475,$L$12:$L$475)","v":1635473.9065323712},null,{"$f":"SUMPRODUCT(BZ12:BZ475,$L$12:$L$475)","v":2439538.2600086052},null,null,null,{"$f":"SUMPRODUCT(CD12:CD475,$L$12:$L$475)","v":2631083.3514142586},null,null,null,{"$f":"SUMPRODUCT(CH12:CH475,$L$12:$L$475)","v":1491598.4505854412}]
[]
[null,null,null,null,null,null,null,null,null,null,null,"Percent --->   ",null,null,null,null,null,null,null,null,null,null,null,null,null,null,null,null,null,null,null,null,null,null,null,null,null,null,null,null,null,null,{"$f":"TotalOpexBulkContract/TotalOpex","v":0.21357048235202927},null,null,null,null,null,null,null,null,null,{"$f":"TotalOpexBulkMaterials/TotalOpex","v":0.10207163430795066},null,null,null,null,null,null,null,null,null,null,{"$f":"TotalOpexSpotLabour/TotalOpex","v":0.21901138759997402},null,null,null,null,null,null,null,{"$f":"TotalOpexSpotMaterials/TotalOpex","v":2.7668556246496102E-2},null,null,null,{"$f":"TotalOpexSpotOther/TotalOpex","v":8.7318562055809582E-2},null,{"$f":"BZ4/TotalOpex","v":0.13024785787975937},null,null,null,{"$f":"TotalOpexOverheads/TotalOpex","v":0.14047452177429531},null,null,null,{"$f":"CH4/TotalOpex","v":7.9636997783685728E-2}]
[]
[null,null,null,null,null,null,null,null,null,null,null,null,"Sub-total annual cost",null,"Task 1",null,"Task 2",null,"Task 3",null,"Task 4",null,"Task 5",null,"Task 6",null,"Task 7",null,"Task 8",null,"Task 9",null,"Task 10",null,"Task 11",null,"Task 12",null,"Task 13",null,"Task 14",null,"Sub-total annual cost per asset",null,null,null,null,null,null,null,null,null,"Sub-total annual cost per asset",null,null,null,null,null,null,null,null,null,null,"Sub-total annual cost per asset",null,null,null,null,null,null,null,"Sub-total annual cost per asset",null,null,null,"Sub-total annual cost per asset",null,"Sub-total annual cost per asset",null,null,null,"Sub-total annual cost per asset",null,null,null,"Sub-total annual cost per asset"]
[null,null,null,null,null,null,null,null,null,null,null,null,null,null,"Minor < 130w",null,"Major > 130w",null,"Minor < 130w",null,"Major > 130w",null,"All",null,"All",null,"All",null,"All",null,"All",null,"All",null,"All",null,"All",null,"All",null,"All",null,null,null,"Lamp",null,"Visors",null,"PE Cell",null,"Misc",null,null,null,"Lamp change",null,null,"PE Cell change",null,null,"Misc",null,null,null,null,"Lamp",null,"PE Cell",null,"Misc",null,null,null,"Price","Hours (weighted by failure)"]
[null,"#","Description","Type","Route","Category","Lamps (#)",null,null,null,"Price","Count",null,null,"Price","Cycle","Price","Cycle","Price","Cycle","Price","Cycle","Price","Cycle","Price","Cycle","Price","Cycle","Price","Cycle","Price","Cycle","Price","Cycle","Price","Cycle","Price","Cycle","Price","Cycle","Price","Cycle",null,null,"Price","Cycle","Price","Cycle","Price","Cycle","Price","Cycle",null,null,"Price","Failure","Hours","Price","Failure","Hours","Price","Failure","Hours",null,null,"Price","Failure","Price","Failure","Price","Failure",null,null,null,null,null,null,null,null,"Rate","Cost",null,null,"Rate","Cost"]
[]
[null,{"$f":"'Input - Inventory'!B9","v":1},{"$f":"'Input - Inventory'!C9","v":"0.5"},{"$f":"'Input - Inventory'!D9","v":"Bracket"},{"$f":"'Input - Inventory'!E9","v":"NonTraffic"},{"$f":"'Input - Inventory'!F9","v":"n/a"},{"$f":"'Input - Inventory'!G9","v":0},null,{"$f":"CONCATENATE(D12,\" - \",C12)","v":"Bracket - 0.5"},null,{"$f":"AQ12+BA12+BL12+BT12+BX12+BZ12+CD12+CH12","v":0},{"$f":"INDIRECT(L$10&$B12&\"FY15\")","v":33642},{"$f":"L12*K12","v":0},null,{"$f":"IF(AND($D12=\"Lamp\", OR($F12=O$9, O$9=\"All\")),INDIRECT(\"PriceBulkTask1\" & \"FY15\"),0)","v":0},{"$f":"IF(AND($D12=\"Lamp\",CycleBulkTask1<>0, OR($F12=O$9,O$9=\"All\")),1/CycleBulkTask1,0)","v":0},{"$f":"IF(AND($D12=\"Lamp\", OR($F12=Q$9, Q$9=\"All\")),INDIRECT(\"PriceBulkTask2\" & \"FY15\"),0)","v":0},{"$f":"IF(AND($D12=\"Lamp\",CycleBulkTask2<>0, OR($F12=Q$9,Q$9=\"All\")),1/CycleBulkTask2,0)","v":0},{"$f":"IF(AND($D12=\"Lamp\", OR($F12=S$9, S$9=\"All\")),INDIRECT(\"PriceBulkTask3\" & \"FY15\"),0)","v":0},{"$f":"IF(AND($D12=\"Lamp\",CycleBulkTask3<>0, OR($F12=S$9,S$9=\"All\")),1/CycleBulkTask3,0)","v":0},{"$f":"IF(AND($D12=\"Lamp\", OR($F12=U$9, U$9=\"All\")),INDIRECT(\"PriceBulkTask4\" & \"FY15\"),0)","v":0},{"$f":"IF(AND($D12=\"Lamp\",CycleBulkTask4<>0, OR($F12=U$9,U$9=\"All\")),1/CycleBulkTask4,0)","v":0},{"$f":"IF(AND($D12=\"Lamp\", OR($F12=W$9, W$9=\"All\")),INDIRECT(\"PriceBulkTask5\" & \"FY15\"),0)","v":0},{"$f":"IF(AND($D12=\"Lamp\",CycleBulkTask5<>0, OR($F12=W$9,W$9=\"All\")),1/CycleBulkTask5,0)","v":0},{"$f":"IF(AND($D12=\"Lamp\", OR($F12=Y$9, Y$9=\"All\")),INDIRECT(\"PriceBulkTask6\" & \"FY15\"),0)","v":0},{"$f":"IF(AND($D12=\"Lamp\",CycleBulkTask6<>0, OR($F12=Y$9,Y$9=\"All\")),1/CycleBulkTask6,0)","v":0},{"$f":"IF(AND($D12=\"Lamp\", OR($F12=AA$9, AA$9=\"All\")),INDIRECT(\"PriceBulkTask7\" & \"FY15\"),0)","v":0},{"$f":"IF(AND($D12=\"Lamp\",CycleBulkTask7<>0, OR($F12=AA$9,AA$9=\"All\")),1/CycleBulkTask7,0)","v":0},{"$f":"IF(AND($D12=\"Lamp\", OR($F12=AC$9, AC$9=\"All\")),INDIRECT(\"PriceBulkTask8\" & \"FY15\"),0)","v":0},{"$f":"IF(AND($D12=\"Lamp\",CycleBulkTask8<>0, OR($F12=AC$9,AC$9=\"All\")),1/CycleBulkTask8,0)","v":0},{"$f":"IF(AND($D12=\"Lamp\", OR($F12=AE$9, AE$9=\"All\")),INDIRECT(\"PriceBulkTask9\" & \"FY15\"),0)","v":0},{"$f":"IF(AND($D12=\"Lamp\",CycleBulkTask9<>0, OR($F12=AE$9,AE$9=\"All\")),1/CycleBulkTask9,0)","v":0},{"$f":"IF(AND($D12=\"Lamp\", OR($F12=AG$9, AG$9=\"All\")),INDIRECT(\"PriceBulkTask10\" & \"FY15\"),0)","v":0},{"$f":"IF(AND($D12=\"Lamp\",CycleBulkTask10<>0, OR($F12=AG$9,AG$9=\"All\")),1/CycleBulkTask10,0)","v":0},{"$f":"IF(AND($D12=\"Lamp\", OR($F12=AI$9, AI$9=\"All\")),INDIRECT(\"PriceBulkTask11\" & \"FY15\"),0)","v":0},{"$f":"IF(AND($D12=\"Lamp\",CycleBulkTask11<>0, OR($F12=AI$9,AI$9=\"All\")),1/CycleBulkTask11,0)","v":0},{"$f":"IF(AND($D12=\"Lamp\", OR($F12=AK$9, AK$9=\"All\")),INDIRECT(\"PriceBulkTask12\" & \"FY15\"),0)","v":0},{"$f":"IF(AND($D12=\"Lamp\",CycleBulkTask12<>0, OR($F12=AK$9,AK$9=\"All\")),1/CycleBulkTask12,0)","v":0},{"$f":"IF(AND($D12=\"Lamp\", OR($F12=AM$9, AM$9=\"All\")),INDIRECT(\"PriceBulkTask13\" & \"FY15\"),0)","v":0},{"$f":"IF(AND($D12=\"Lamp\",CycleBulkTask13<>0, OR($F12=AM$9,AM$9=\"All\")),1/CycleBulkTask13,0)","v":0},{"$f":"IF(AND($D12=\"Lamp\", OR($F12=AO$9, AO$9=\"All\")),INDIRECT(\"PriceBulkTask14\" & \"FY15\"),0)","v":0},{"$f":"IF(AND($D12=\"Lamp\",CycleBulkTask14<>0, OR($F12=AO$9,AO$9=\"All\")),1/CycleBulkTask14,0)","v":0},{"$f":"O12*P12+Q12*R12+S12*T12+U12*V12+W12*X12+Y12*Z12+AA12*AB12+AC12*AD12+AE12*AF12+AG12*AH12+AI12*AJ12+AK12*AL12+AM12*AN12+AO12*AP12","v":0},null,{"$f":"IF($D12=\"Lamp\",$G12*INDIRECT(\"Price\" & $B12 & \"FY15\"),0)","v":0},{"$f":"MAX(P12,R12)","v":0},{"$f":"IF($D12=\"Lamp\",INDIRECT(\"PriceVisor\" & \"FY15\"),0)","v":0},{"$f":"MAX(T12,V12)","v":0},{"$f":"IF($D12=\"Lamp\",INDIRECT(\"PricePECell\" & \"FY15\"),0)","v":0},{"$f":"X12","v":0},{"$f":"IF($D12=\"Lamp\",INDIRECT(\"PriceMisc\" & \"FY15\"),0)","v":0},{"$f":"INDIRECT($E12)*$V12 +(1-INDIRECT($E12))*$T12","v":0},{"$f":"AS12*AT12+AU12*AV12+AW12*AX12+AY12*AZ12","v":0},null,{"$f":"IF($D12=$AS$9,(INDIRECT(\"PriceLabour\" & \"FY15\")*ProportionStandardHours + INDIRECT(\"PriceLabourOvertime\" & \"FY15\")*ProportionOvertimeHours)*(1+RateOnCostAnnual),0)","v":0},{"$f":"BO12","v":0},{"$f":"IF($D12=\"Lamp\",(NumberOfCrew+INDIRECT($E12)*TrafficController)*(TimeToReplaceLamp),0)","v":0},{"$f":"IF($D12=$AS$9,(INDIRECT(\"PriceLabour\" & \"FY15\")*ProportionStandardHours + INDIRECT(\"PriceLabourOvertime\" & \"FY15\")*ProportionOvertimeHours)*(1+RateOnCostAnnual),0)","v":0},{"$f":"BQ12","v":0},{"$f":"IF($D12=\"Lamp\",(NumberOfCrew+INDIRECT($E12)*TrafficController)*(TimeForPECellReplace),0)","v":0},{"$f":"IF($D12=$AS$9,(INDIRECT(\"PriceLabour\" & \"FY15\")*ProportionStandardHours + INDIRECT(\"PriceLabourOvertime\" & \"FY15\")*ProportionOvertimeHours)*(1+RateOnCostAnnual),0)","v":0},{"$f":"BS12","v":0},{"$f":"IF($D12=\"Lamp\",(NumberOfCrew+INDIRECT($E12)*TrafficController)*(TimeForOtherSpot),0)","v":0},{"$f":"BC12*BD12*BE12+BF12*BG12*BH12+BI12*BJ12*BK12","v":0},null,{"$f":"IF($D12=\"Lamp\",INDIRECT(\"Price\" & $B12 & \"FY15\"),0)","v":0},{"$f":"IF($D12=\"Lamp\",INDIRECT(BO$10 & $B12),0)","v":0},{"$f":"IF($D12=\"Lamp\",INDIRECT(\"pRICEpecELL\" & \"FY15\"),0)","v":0},{"$f":"IF($D12=\"Lamp\",INDIRECT(\"FailurePECell\" & \"Annual\"),0)","v":0},{"$f":"IF($D12=\"Lamp\",INDIRECT(\"PriceMisc\" & \"FY15\"),0)","v":0},{"$f":"IF($D12=\"Lamp\",INDIRECT(\"FailureMisc\" & \"Annual\"),0)","v":0},{"$f":"BN12*BO12+BP12*BQ12+BR12*BS12","v":0},null,{"$f":"IF(AND($D12=\"Lamp\"),INDIRECT(\"PriceEWP\"&\"FY15\"),0)","v":0},{"$f":"BD12*BE12+BG12*BH12+BJ12*BK12","v":0},{"$f":"BV12*BW12","v":0},null,{"$f":"IF($D12=\"Connection\",VLOOKUP(C12,'Input - General'!$F$62:$N$79,5,FALSE),0)","v":0},null,{"$f":"RateOverhead","v":0.1801212933606588},{"$f":"BX12+BL12+BT12+BA12+AQ12+BZ12","v":0},{"$f":"CC12*CB12","v":0},null,{"$f":"CorporateOverheads","v":8.6527813038891108E-2},{"$f":"AQ12+BA12+BL12+BT12+BX12+BZ12+CD12","v":0},{"$f":"CG12*CF12","v":0}]
[null,{"$f":"'Input - Inventory'!B10","v":2},{"$f":"'Input - Inventory'!C10","v":"0.5 (P09)"},{"$f":"'Input - Inventory'!D10","v":"Bracket"},{"$f":"'Input - Inventory'!E10","v":"NonTraffic"},{"$f":"'Input - Inventory'!F10","v":"n/a"},{"$f":"'Input - Inventory'!G10","v":0},null,{"$f":"CONCATENATE(D13,\" - \",C13)","v":"Bracket - 0.5 (P09)"},null,{"$f":"AQ13+BA13+BL13+BT13+BX13+BZ13+CD13+CH13","v":0},{"$f":"INDIRECT(L$10&$B13&\"FY15\")","v":1150},0,null,{"$f":"IF(AND($D13=\"Lamp\", OR($F13=O$9, O$9=\"All\")),INDIRECT(\"PriceBulkTask1\" & \"FY15\"),0)","v":0},0,{"$f":"IF(AND($D13=\"Lamp\", OR($F13=Q$9, Q$9=\"All\")),INDIRECT(\"PriceBulkTask2\" & \"FY15\"),0)","v":0},0,{"$f":"IF(AND($D13=\"Lamp\", OR($F13=S$9, S$9=\"All\")),INDIRECT(\"PriceBulkTask3\" & \"FY15\"),0)","v":0},0,{"$f":"IF(AND($D13=\"Lamp\", OR($F13=U$9, U$9=\"All\")),INDIRECT(\"PriceBulkTask4\" & \"FY15\"),0)","v":0},0,{"$f":"IF(AND($D13=\"Lamp\", OR($F13=W$9, W$9=\"All\")),INDIRECT(\"PriceBulkTask5\" & \"FY15\"),0)","v":0},0,{"$f":"IF(AND($D13=\"Lamp\", OR($F13=Y$9, Y$9=\"All\")),INDIRECT(\"PriceBulkTask6\" & \"FY15\"),0)","v":0},0,{"$f":"IF(AND($D13=\"Lamp\", OR($F13=AA$9, AA$9=\"All\")),INDIRECT(\"PriceBulkTask7\" & \"FY15\"),0)","v":0},0,{"$f":"IF(AND($D13=\"Lamp\", OR($F13=AC$9, AC$9=\"All\")),INDIRECT(\"PriceBulkTask8\" & \"FY15\"),0)","v":0},0,{"$f":"IF(AND($D13=\"Lamp\", OR($F13=AE$9, AE$9=\"All\")),INDIRECT(\"PriceBulkTask9\" & \"FY15\"),0)","v":0},0,{"$f":"IF(AND($D13=\"Lamp\", OR($F13=AG$9, AG$9=\"All\")),INDIRECT(\"PriceBulkTask10\" & \"FY15\"),0)","v":0},0,{"$f":"IF(AND($D13=\"Lamp\", OR($F13=AI$9, AI$9=\"All\")),INDIRECT(\"PriceBulkTask11\" & \"FY15\"),0)","v":0},0,{"$f":"IF(AND($D13=\"Lamp\", OR($F13=AK$9, AK$9=\"All\")),INDIRECT(\"PriceBulkTask12\" & \"FY15\"),0)","v":0},0,{"$f":"IF(AND($D13=\"Lamp\", OR($F13=AM$9, AM$9=\"All\")),INDIRECT(\"PriceBulkTask13\" & \"FY15\"),0)","v":0},0,{"$f":"IF(AND($D13=\"Lamp\", OR($F13=AO$9, AO$9=\"All\")),INDIRECT(\"PriceBulkTask14\" & \"FY15\"),0)","v":0},0,0,null,{"$f":"IF($D13=\"Lamp\",$G13*INDIRECT(\"Price\" & $B13 & \"FY15\"),0)","v":0},0,{"$f":"IF($D13=\"Lamp\",INDIRECT(\"PriceVisor\" & \"FY15\"),0)","v":0},0,{"$f":"IF($D13=\"Lamp\",INDIRECT(\"PricePECell\" & \"FY15\"),0)","v":0},0,{"$f":"IF($D13=\"Lamp\",INDIRECT(\"PriceMisc\" & \"FY15\"),0)","v":0},0,0,null,0,0,0,0,0,0,0,0,0,{"$f":"BC13*BD13*BE13+BF13*BG13*BH13+BI13*BJ13*BK13","v":0},null,{"$f":"IF($D13=\"Lamp\",INDIRECT(\"Price\" & $B13 & \"FY15\"),0)","v":0},0,{"$f":"IF($D13=\"Lamp\",INDIRECT(\"pRICEpecELL\" & \"FY15\"),0)","v":0},0,{"$f":"IF($D13=\"Lamp\",INDIRECT(\"PriceMisc\" & \"FY15\"),0)","v":0},0,0,null,{"$f":"IF(AND($D13=\"Lamp\"),INDIRECT(\"PriceEWP\"&\"FY15\"),0)","v":0},0,0,null,{"$f":"IF($D13=\"Connection\",VLOOKUP(C13,'Input - General'!$F$62:$N$79,5,FALSE),0)","v":0},null,0.1801212933606588,0,0,null,8.6527813038891108E-2,{"$f":"AQ13+BA13+BL13+BT13+BX13+BZ13+CD13","v":0},0]
[null,{"$f":"'Input - Inventory'!B11","v":3},{"$f":"'Input - Inventory'!C11","v":"0.6"},{"$f":"'Input - Inventory'!D11","v":"Bracket"},{"$f":"'Input - Inventory'!E11","v":"NonTraffic"},{"$f":"'Input - Inventory'!F11","v":"n/a"},{"$f":"'Input - Inventory'!G11","v":0},null,"Bracket - 0.6",null,0,149,0,null,0,0,0,0,0,0,0,0,0,0,0,0,0,0,0,0,0,0,0,0,0,0,0,0,0,0,0,0,0,null,0,0,0,0,0,0,0,0,0,null,0,0,0,0,0,0,0,0,0,0,null,0,0,0,0,0,0,0,null,0,0,0,null,{"$f":"IF($D14=\"Connection\",VLOOKUP(C14,'Input - General'!$F$62:$N$79,5,FALSE),0)","v":0},null,0.1801212933606588,0,0,null,8.6527813038891108E-2,0,0]
[null,{"$f":"'Input - Inventory'!B12","v":4},{"$f":"'Input - Inventory'!C12","v":"1.0"},{"$f":"'Input - Inventory'!D12","v":"Bracket"},{"$f":"'Input - Inventory'!E12","v":"NonTraffic"},{"$f":"'Input - Inventory'!F12","v":"n/a"},{"$f":"'Input - Inventory'!G12","v":0},null,"Bracket - 1.0",null,0,8607,0,null,0,0,0,0,0,0,0,0,0,0,0,0,0,0,0,0,0,0,0,0,0,0,0,0,0,0,0,0,0,null,0,0,0,0,0,0,0,0,0,null,0,0,0,0,0,0,0,0,0,0,null,0,0,0,0,0,0,0,null,0,0,0,null,{"$f":"IF($D15=\"Connection\",VLOOKUP(C15,'Input - General'!$F$62:$N$79,5,FALSE),0)","v":0},null,0.1801212933606588,0,0,null,8.6527813038891108E-2,0,0]
[null,{"$f":"'Input - Inventory'!B13","v":5},{"$f":"'Input - Inventory'!C13","v":"1.2"},{"$f":"'Input - Inventory'!D13","v":"Bracket"},{"$f":"'Input - Inventory'!E13","v":"NonTraffic"},{"$f":"'Input - Inventory'!F13","v":"n/a"},{"$f":"'Input - Inventory'!G13","v":0},null,"Bracket - 1.2",null,0,24937,0,null,0,0,0,0,0,0,0,0,0,0,0,0,0,0,0,0,0,0,0,0,0,0,0,0,0,0,0,0,0,null,0,0,0,0,0,0,0,0,0,null,0,0,0,0,0,0,0,0,0,0,null,0,0,0,0,0,0,0,null,0,0,0,null,{"$f":"IF($D16=\"Connection\",VLOOKUP(C16,'Input - General'!$F$62:$N$79,5,FALSE),0)","v":0},null,0.1801212933606588,0,0,null,8.6527813038891108E-2,0,0]
[null,{"$f":"'Input - Inventory'!B14","v":6},{"$f":"'Input - Inventory'!C14","v":"1.2 (P09)"},{"$f":"'Input - Inventory'!D14","v":"Bracket"},{"$f":"'Input - Inventory'!E14","v":"NonTraffic"},{"$f":"'Input - Inventory'!F14","v":"n/a"},{"$f":"'Input - Inventory'!G14","v":0},null,"Bracket - 1.2 (P09)",null,0,696,0,null,0,0,0,0,0,0,0,0,0,0,0,0,0,0,0,0,0,0,0,0,0,0,0,0,0,0,0,0,0,null,0,0,0,0,0,0,0,0,0,null,0,0,0,0,0,0,0,0,0,0,null,0,0,0,0,0,0,0,null,0,0,0,null,{"$f":"IF($D17=\"Connection\",VLOOKUP(C17,'Input - General'!$F$62:$N$79,5,FALSE),0)","v":0},null,0.1801212933606588,0,0,null,8.6527813038891108E-2,0,0]
[null,{"$f":"'Input - Inventory'!B15","v":7},{"$f":"'Input - Inventory'!C15","v":"1.5"},{"$f":"'Input - Inventory'!D15","v":"Bracket"},{"$f":"'Input - Inventory'!E15","v":"NonTraffic"},{"$f":"'Input - Inventory'!F15","v":"n/a"},{"$f":"'Input - Inventory'!G15","v":0},null,"Bracket - 1.5",null,0,3808,0,null,0,0,0,0,0,0,0,0,0,0,0,0,0,0,0,0,0,0,0,0,0,0,0,0,0,0,0,0,0,null,0,0,0,0,0,0,0,0,0,null,0,0,0,0,0,0,0,0,0,0,null,0,0,0,0,0,0,0,null,0,0,0,null,{"$f":"IF($D18=\"Connection\",VLOOKUP(C18,'Input - General'!$F$62:$N$79,5,FALSE),0)","v":0},null,0.1801212933606588,0,0,null,8.6527813038891108E-2,0,0]
[null,{"$f":"'Input - Inventory'!B16","v":8},{"$f":"'Input - Inventory'!C16","v":"2.0"},{"$f":"'Input - Inventory'!D16","v":"Bracket"},{"$f":"'Input - Inventory'!E16","v":"NonTraffic"},{"$f":"'Input - Inventory'!F16","v":"n/a"},{"$f":"'Input - Inventory'!G16","v":0},null,"Bracket - 2.0",null,0,70865,0,null,0,0,0,0,0,0,0,0,0,0,0,0,0,0,0,0,0,0,0,0,0,0,0,0,0,0,0,0,0,null,0,0,0,0,0,0,0,0,0,null,0,0,0,0,0,0,0,0,0,0,null,0,0,0,0,0,0,0,null,0,0,0,null,{"$f":"IF($D19=\"Connection\",VLOOKUP(C19,'Input - General'!$F$62:$N$79,5,FALSE),0)","v":0},null,0.1801212933606588,0,0,null,8.6527813038891108E-2,0,0]
[null,{"$f":"'Input - Inventory'!B17","v":9},{"$f":"'Input - Inventory'!C17","v":"2.0 (P09)"},{"$f":"'Input - Inventory'!D17","v":"Bracket"},{"$f":"'Input - Inventory'!E17","v":"NonTraffic"},{"$f":"'Input - Inventory'!F17","v":"n/a"},{"$f":"'Input - Inventory'!G17","v":0},null,"Bracket - 2.0 (P09)",null,0,17415.5,0,null,0,0,0,0,0,0,0,0,0,0,0,0,0,0,0,0,0,0,0,0,0,0,0,0,0,0,0,0,0,null,0,0,0,0,0,0,0,0,0,null,0,0,0,0,0,0,0,0,0,0,null,0,0,0,0,0,0,0,null,0,0,0,null,{"$f":"IF($D20=\"Connection\",VLOOKUP(C20,'Input - General'!$F$62:$N$79,5,FALSE),0)","v":0},null,0.1801212933606588,0,0,null,8.6527813038891108E-2,0,0]
[null,{"$f":"'Input - Inventory'!B18","v":10},{"$f":"'Input - Inventory'!C18","v":"2.5"},{"$f":"'Input - Inventory'!D18","v":"Bracket"},{"$f":"'Input - Inventory'!E18","v":"Traffic"},{"$f":"'Input - Inventory'!F18","v":"n/a"},{"$f":"'Input - Inventory'!G18","v":0},null,"Bracket - 2.5",null,0,518,0,null,0,0,0,0,0,0,0,0,0,0,0,0,0,0,0,0,0,0,0,0,0,0,0,0,0,0,0,0,0,null,0,0,0,0,0,0,0,0,0,null,0,0,0,0,0,0,0,0,0,0,null,0,0,0,0,0,0,0,null,0,0,0,null,{"$f":"IF($D21=\"Connection\",VLOOKUP(C21,'Input - General'!$F$62:$N$79,5,FALSE),0)","v":0},null,0.1801212933606588,0,0,null,8.6527813038891108E-2,0,0]
[null,{"$f":"'Input - Inventory'!B19","v":11},{"$f":"'Input - Inventory'!C19","v":"3.0"},{"$f":"'Input - Inventory'!D19","v":"Bracket"},{"$f":"'Input - Inventory'!E19","v":"Traffic"},{"$f":"'Input - Inventory'!F19","v":"n/a"},{"$f":"'Input - Inventory'!G19","v":0},null,"Bracket - 3.0",null,0,5928,0,null,0,0,0,0,0,0,0,0,0,0,0,0,0,0,0,0,0,0,0,0,0,0,0,0,0,0,0,0,0,null,0,0,0,0,0,0,0,0,0,null,0,0,0,0,0,0,0,0,0,0,null,0,0,0,0,0,0,0,null,0,0,0,null,{"$f":"IF($D22=\"Connection\",VLOOKUP(C22,'Input - General'!$F$62:$N$79,5,FALSE),0)","v":0},null,0.1801212933606588,0,0,null,8.6527813038891108E-2,0,0]
[null,{"$f":"'Input - Inventory'!B20","v":12},{"$f":"'Input - Inventory'!C20","v":"3.0 (P09)"},{"$f":"'Input - Inventory'!D20","v":"Bracket"},{"$f":"'Input - Inventory'!E20","v":"Traffic"},{"$f":"'Input - Inventory'!F20","v":"n/a"},{"$f":"'Input - Inventory'!G20","v":0},null,"Bracket - 3.0 (P09)",null,0,603,0,null,0,0,0,0,0,0,0,0,0,0,0,0,0,0,0,0,0,0,0,0,0,0,0,0,0,0,0,0,0,null,0,0,0,0,0,0,0,0,0,null,0,0,0,0,0,0,0,0,0,0,null,0,0,0,0,0,0,0,null,0,0,0,null,{"$f":"IF($D23=\"Connection\",VLOOKUP(C23,'Input - General'!$F$62:$N$79,5,FALSE),0)","v":0},null,0.1801212933606588,0,0,null,8.6527813038891108E-2,0,0]
[null,{"$f":"'Input - Inventory'!B21","v":13},{"$f":"'Input - Inventory'!C21","v":"3.5"},{"$f":"'Input - Inventory'!D21","v":"Bracket"},{"$f":"'Input - Inventory'!E21","v":"Traffic"},{"$f":"'Input - Inventory'!F21","v":"n/a"},{"$f":"'Input - Inventory'!G21","v":0},null,"Bracket - 3.5",null,0,7196,0,null,0,0,0,0,0,0,0,0,0,0,0,0,0,0,0,0,0,0,0,0,0,0,0,0,0,0,0,0,0,null,0,0,0,0,0,0,0,0,0,null,0,0,0,0,0,0,0,0,0,0,null,0,0,0,0,0,0,0,null,0,0,0,null,{"$f":"IF($D24=\"Connection\",VLOOKUP(C24,'Input - General'!$F$62:$N$79,5,FALSE),0)","v":0},null,0.1801212933606588,0,0,null,8.6527813038891108E-2,0,0]
[null,{"$f":"'Input - Inventory'!B22","v":14},{"$f":"'Input - Inventory'!C22","v":"3.5 (P09)"},{"$f":"'Input - Inventory'!D22","v":"Bracket"},{"$f":"'Input - Inventory'!E22","v":"Traffic"},{"$f":"'Input - Inventory'!F22","v":"n/a"},{"$f":"'Input - Inventory'!G22","v":0},null,"Bracket - 3.5 (P09)",null,0,787,0,null,0,0,0,0,0,0,0,0,0,0,0,0,0,0,0,0,0,0,0,0,0,0,0,0,0,0,0,0,0,null,0,0,0,0,0,0,0,0,0,null,0,0,0,0,0,0,0,0,0,0,null,0,0,0,0,0,0,0,null,0,0,0,null,{"$f":"IF($D25=\"Connection\",VLOOKUP(C25,'Input - General'!$F$62:$N$79,5,FALSE),0)","v":0},null,0.1801212933606588,0,0,null,8.6527813038891108E-2,0,0]
[null,{"$f":"'Input - Inventory'!B23","v":15},{"$f":"'Input - Inventory'!C23","v":"4.0"},{"$f":"'Input - Inventory'!D23","v":"Bracket"},{"$f":"'Input - Inventory'!E23","v":"Traffic"},{"$f":"'Input - Inventory'!F23","v":"n/a"},{"$f":"'Input - Inventory'!G23","v":0},null,"Bracket - 4.0",null,0,983,0,null,0,0,0,0,0,0,0,0,0,0,0,0,0,0,0,0,0,0,0,0,0,0,0,0,0,0,0,0,0,null,0,0,0,0,0,0,0,0,0,null,0,0,0,0,0,0,0,0,0,0,null,0,0,0,0,0,0,0,null,0,0,0,null,{"$f":"IF($D26=\"Connection\",VLOOKUP(C26,'Input - General'!$F$62:$N$79,5,FALSE),0)","v":0},null,0.1801212933606588,0,0,null,8.6527813038891108E-2,0,0]
[null,{"$f":"'Input - Inventory'!B24","v":16},{"$f":"'Input - Inventory'!C24","v":"4.0 (P09)"},{"$f":"'Input - Inventory'!D24","v":"Bracket"},{"$f":"'Input - Inventory'!E24","v":"Traffic"},{"$f":"'Input - Inventory'!F24","v":"n/a"},{"$f":"'Input - Inventory'!G24","v":0},null,"Bracket - 4.0 (P09)",null,0,466,0,null,0,0,0,0,0,0,0,0,0,0,0,0,0,0,0,0,0,0,0,0,0,0,0,0,0,0,0,0,0,null,0,0,0,0,0,0,0,0,0,null,0,0,0,0,0,0,0,0,0,0,null,0,0,0,0,0,0,0,null,0,0,0,null,{"$f":"IF($D27=\"Connection\",VLOOKUP(C27,'Input - General'!$F$62:$N$79,5,FALSE),0)","v":0},null,0.1801212933606588,0,0,null,8.6527813038891108E-2,0,0]
[null,{"$f":"'Input - Inventory'!B25","v":17},{"$f":"'Input - Inventory'!C25","v":"4.5"},{"$f":"'Input - Inventory'!D25","v":"Bracket"},{"$f":"'Input - Inventory'!E25","v":"Traffic"},{"$f":"'Input - Inventory'!F25","v":"n/a"},{"$f":"'Input - Inventory'!G25","v":0},null,"Bracket - 4.5",null,0,3037,0,null,0,0,0,0,0,0,0,0,0,0,0,0,0,0,0,0,0,0,0,0,0,0,0,0,0,0,0,0,0,null,0,0,0,0,0,0,0,0,0,null,0,0,0,0,0,0,0,0,0,0,null,0,0,0,0,0,0,0,null,0,0,0,null,{"$f":"IF($D28=\"Connection\",VLOOKUP(C28,'Input - General'!$F$62:$N$79,5,FALSE),0)","v":0},null,0.1801212933606588,0,0,null,8.6527813038891108E-2,0,0]
[null,{"$f":"'Input - Inventory'!B26","v":18},{"$f":"'Input - Inventory'!C26","v":"5.0"},{"$f":"'Input - Inventory'!D26","v":"Bracket"},{"$f":"'Input - Inventory'!E26","v":"Traffic"},{"$f":"'Input - Inventory'!F26","v":"n/a"},{"$f":"'Input - Inventory'!G26","v":0},null,"Bracket - 5.0",null,0,423,0,null,0,0,0,0,0,0,0,0,0,0,0,0,0,0,0,0,0,0,0,0,0,0,0,0,0,0,0,0,0,null,0,0,0,0,0,0,0,0,0,null,0,0,0,0,0,0,0,0,0,0,null,0,0,0,0,0,0,0,null,0,0,0,null,{"$f":"IF($D29=\"Connection\",VLOOKUP(C29,'Input - General'!$F$62:$N$79,5,FALSE),0)","v":0},null,0.1801212933606588,0,0,null,8.6527813038891108E-2,0,0]
[null,{"$f":"'Input - Inventory'!B27","v":19},{"$f":"'Input - Inventory'!C27","v":"6.0"},{"$f":"'Input - Inventory'!D27","v":"Bracket"},{"$f":"'Input - Inventory'!E27","v":"Traffic"},{"$f":"'Input - Inventory'!F27","v":"n/a"},{"$f":"'Input - Inventory'!G27","v":0},null,"Bracket - 6.0",null,0,1100.5,0,null,0,0,0,0,0,0,0,0,0,0,0,0,0,0,0,0,0,0,0,0,0,0,0,0,0,0,0,0,0,null,0,0,0,0,0,0,0,0,0,null,0,0,0,0,0,0,0,0,0,0,null,0,0,0,0,0,0,0,null,0,0,0,null,{"$f":"IF($D30=\"Connection\",VLOOKUP(C30,'Input - General'!$F$62:$N$79,5,FALSE),0)","v":0},null,0.1801212933606588,0,0,null,8.6527813038891108E-2,0,0]
[null,{"$f":"'Input - Inventory'!B28","v":20},{"$f":"'Input - Inventory'!C28","v":"6.5"},{"$f":"'Input - Inventory'!D28","v":"Bracket"},{"$f":"'Input - Inventory'!E28","v":"Traffic"},{"$f":"'Input - Inventory'!F28","v":"n/a"},{"$f":"'Input - Inventory'!G28","v":0},null,"Bracket - 6.5",null,0,60,0,null,0,0,0,0,0,0,0,0,0,0,0,0,0,0,0,0,0,0,0,0,0,0,0,0,0,0,0,0,0,null,0,0,0,0,0,0,0,0,0,null,0,0,0,0,0,0,0,0,0,0,null,0,0,0,0,0,0,0,null,0,0,0,null,{"$f":"IF($D31=\"Connection\",VLOOKUP(C31,'Input - General'!$F$62:$N$79,5,FALSE),0)","v":0},null,0.1801212933606588,0,0,null,8.6527813038891108E-2,0,0]
[null,{"$f":"'Input - Inventory'!B29","v":21},{"$f":"'Input - Inventory'!C29","v":"7.0"},{"$f":"'Input - Inventory'!D29","v":"Bracket"},{"$f":"'Input - Inventory'!E29","v":"Traffic"},{"$f":"'Input - Inventory'!F29","v":"n/a"},{"$f":"'Input - Inventory'!G29","v":0},null,"Bracket - 7.0",null,0,80,0,null,0,0,0,0,0,0,0,0,0,0,0,0,0,0,0,0,0,0,0,0,0,0,0,0,0,0,0,0,0,null,0,0,0,0,0,0,0,0,0,null,0,0,0,0,0,0,0,0,0,0,null,0,0,0,0,0,0,0,null,0,0,0,null,{"$f":"IF($D32=\"Connection\",VLOOKUP(C32,'Input - General'!$F$62:$N$79,5,FALSE),0)","v":0},null,0.1801212933606588,0,0,null,8.6527813038891108E-2,0,0]
[null,{"$f":"'Input - Inventory'!B30","v":22},{"$f":"'Input - Inventory'!C30","v":"8.0"},{"$f":"'Input - Inventory'!D30","v":"Bracket"},{"$f":"'Input - Inventory'!E30","v":"Traffic"},{"$f":"'Input - Inventory'!F30","v":"n/a"},{"$f":"'Input - Inventory'!G30","v":0},null,"Bracket - 8.0",null,0,27,0,null,0,0,0,0,0,0,0,0,0,0,0,0,0,0,0,0,0,0,0,0,0,0,0,0,0,0,0,0,0,null,0,0,0,0,0,0,0,0,0,null,0,0,0,0,0,0,0,0,0,0,null,0,0,0,0,0,0,0,null,0,0,0,null,{"$f":"IF($D33=\"Connection\",VLOOKUP(C33,'Input - General'!$F$62:$N$79,5,FALSE),0)","v":0},null,0.1801212933606588,0,0,null,8.6527813038891108E-2,0,0]
[null,{"$f":"'Input - Inventory'!B31","v":23},{"$f":"'Input - Inventory'!C31","v":"C4"},{"$f":"'Input - Inventory'!D31","v":"Bracket"},{"$f":"'Input - Inventory'!E31","v":"Traffic"},{"$f":"'Input - Inventory'!F31","v":"n/a"},{"$f":"'Input - Inventory'!G31","v":0},null,"Bracket - C4",null,0,87,0,null,0,0,0,0,0,0,0,0,0,0,0,0,0,0,0,0,0,0,0,0,0,0,0,0,0,0,0,0,0,null,0,0,0,0,0,0,0,0,0,null,0,0,0,0,0,0,0,0,0,0,null,0,0,0,0,0,0,0,null,0,0,0,null,{"$f":"IF($D34=\"Connection\",VLOOKUP(C34,'Input - General'!$F$62:$N$79,5,FALSE),0)","v":0},null,0.1801212933606588,0,0,null,8.6527813038891108E-2,0,0]
[null,{"$f":"'Input - Inventory'!B32","v":24},{"$f":"'Input - Inventory'!C32","v":"NIL"},{"$f":"'Input - Inventory'!D32","v":"Bracket"},{"$f":"'Input - Inventory'!E32","v":"NonTraffic"},{"$f":"'Input - Inventory'!F32","v":"n/a"},{"$f":"'Input - Inventory'!G32","v":0},null,"Bracket - NIL",null,0,12976,0,null,0,0,0,0,0,0,0,0,0,0,0,0,0,0,0,0,0,0,0,0,0,0,0,0,0,0,0,0,0,null,0,0,0,0,0,0,0,0,0,null,0,0,0,0,0,0,0,0,0,0,null,0,0,0,0,0,0,0,null,0,0,0,null,{"$f":"IF($D35=\"Connection\",VLOOKUP(C35,'Input - General'!$F$62:$N$79,5,FALSE),0)","v":0},null,0.1801212933606588,0,0,null,8.6527813038891108E-2,0,0]
[null,{"$f":"'Input - Inventory'!B33","v":25},{"$f":"'Input - Inventory'!C33","v":"PRIVATE"},{"$f":"'Input - Inventory'!D33","v":"Bracket"},{"$f":"'Input - Inventory'!E33","v":"NonTraffic"},{"$f":"'Input - Inventory'!F33","v":"n/a"},{"$f":"'Input - Inventory'!G33","v":0},null,"Bracket - PRIVATE",null,0,113,0,null,0,0,0,0,0,0,0,0,0,0,0,0,0,0,0,0,0,0,0,0,0,0,0,0,0,0,0,0,0,null,0,0,0,0,0,0,0,0,0,null,0,0,0,0,0,0,0,0,0,0,null,0,0,0,0,0,0,0,null,0,0,0,null,{"$f":"IF($D36=\"Connection\",VLOOKUP(C36,'Input - General'!$F$62:$N$79,5,FALSE),0)","v":0},null,0.1801212933606588,0,0,null,8.6527813038891108E-2,0,0]
[null,{"$f":"'Input - Inventory'!B34","v":26},{"$f":"'Input - Inventory'!C34","v":"SMARTPOLE DOUBLE"},{"$f":"'Input - Inventory'!D34","v":"Bracket"},{"$f":"'Input - Inventory'!E34","v":"NonTraffic"},{"$f":"'Input - Inventory'!F34","v":"n/a"},{"$f":"'Input - Inventory'!G34","v":0},null,"Bracket - SMARTPOLE DOUBLE",null,0,0,0,null,0,0,0,0,0,0,0,0,0,0,0,0,0,0,0,0,0,0,0,0,0,0,0,0,0,0,0,0,0,null,0,0,0,0,0,0,0,0,0,null,0,0,0,0,0,0,0,0,0,0,null,0,0,0,0,0,0,0,null,0,0,0,null,{"$f":"IF($D37=\"Connection\",VLOOKUP(C37,'Input - General'!$F$62:$N$79,5,FALSE),0)","v":0},null,0.1801212933606588,0,0,null,8.6527813038891108E-2,0,0]
[null,{"$f":"'Input - Inventory'!B35","v":27},{"$f":"'Input - Inventory'!C35","v":"SMARTPOLE SINGLE LONG"},{"$f":"'Input - Inventory'!D35","v":"Bracket"},{"$f":"'Input - Inventory'!E35","v":"NonTraffic"},{"$f":"'Input - Inventory'!F35","v":"n/a"},{"$f":"'Input - Inventory'!G35","v":0},null,"Bracket - SMARTPOLE SINGLE LONG",null,0,0,0,null,0,0,0,0,0,0,0,0,0,0,0,0,0,0,0,0,0,0,0,0,0,0,0,0,0,0,0,0,0,null,0,0,0,0,0,0,0,0,0,null,0,0,0,0,0,0,0,0,0,0,null,0,0,0,0,0,0,0,null,0,0,0,null,{"$f":"IF($D38=\"Connection\",VLOOKUP(C38,'Input - General'!$F$62:$N$79,5,FALSE),0)","v":0},null,0.1801212933606588,0,0,null,8.6527813038891108E-2,0,0]
[null,{"$f":"'Input - Inventory'!B36","v":28},{"$f":"'Input - Inventory'!C36","v":"SMARTPOLE SINGLE SHORT"},{"$f":"'Input - Inventory'!D36","v":"Bracket"},{"$f":"'Input - Inventory'!E36","v":"NonTraffic"},{"$f":"'Input - Inventory'!F36","v":"n/a"},{"$f":"'Input - Inventory'!G36","v":0},null,"Bracket - SMARTPOLE SINGLE SHORT",null,0,1,0,null,0,0,0,0,0,0,0,0,0,0,0,0,0,0,0,0,0,0,0,0,0,0,0,0,0,0,0,0,0,null,0,0,0,0,0,0,0,0,0,null,0,0,0,0,0,0,0,0,0,0,null,0,0,0,0,0,0,0,null,0,0,0,null,{"$f":"IF($D39=\"Connection\",VLOOKUP(C39,'Input - General'!$F$62:$N$79,5,FALSE),0)","v":0},null,0.1801212933606588,0,0,null,8.6527813038891108E-2,0,0]
[null,{"$f":"'Input - Inventory'!B37","v":29},{"$f":"'Input - Inventory'!C37","v":"SUSPENDED"},{"$f":"'Input - Inventory'!D37","v":"Bracket"},{"$f":"'Input - Inventory'!E37","v":"NonTraffic"},{"$f":"'Input - Inventory'!F37","v":"n/a"},{"$f":"'Input - Inventory'!G37","v":0},null,"Bracket - SUSPENDED",null,0,153,0,null,0,0,0,0,0,0,0,0,0,0,0,0,0,0,0,0,0,0,0,0,0,0,0,0,0,0,0,0,0,null,0,0,0,0,0,0,0,0,0,null,0,0,0,0,0,0,0,0,0,0,null,0,0,0,0,0,0,0,null,0,0,0,null,{"$f":"IF($D40=\"Connection\",VLOOKUP(C40,'Input - General'!$F$62:$N$79,5,FALSE),0)","v":0},null,0.1801212933606588,0,0,null,8.6527813038891108E-2,0,0]
[null,{"$f":"'Input - Inventory'!B38","v":30},{"$f":"'Input - Inventory'!C38","v":"T1"},{"$f":"'Input - Inventory'!D38","v":"Bracket"},{"$f":"'Input - Inventory'!E38","v":"NonTraffic"},{"$f":"'Input - Inventory'!F38","v":"n/a"},{"$f":"'Input - Inventory'!G38","v":0},null,"Bracket - T1",null,0,19762,0,null,0,0,0,0,0,0,0,0,0,0,0,0,0,0,0,0,0,0,0,0,0,0,0,0,0,0,0,0,0,null,0,0,0,0,0,0,0,0,0,null,0,0,0,0,0,0,0,0,0,0,null,0,0,0,0,0,0,0,null,0,0,0,null,{"$f":"IF($D41=\"Connection\",VLOOKUP(C41,'Input - General'!$F$62:$N$79,5,FALSE),0)","v":0},null,0.1801212933606588,0,0,null,8.6527813038891108E-2,0,0]
[null,{"$f":"'Input - Inventory'!B39","v":31},{"$f":"'Input - Inventory'!C39","v":"T1 (P09)"},{"$f":"'Input - Inventory'!D39","v":"Bracket"},{"$f":"'Input - Inventory'!E39","v":"NonTraffic"},{"$f":"'Input - Inventory'!F39","v":"n/a"},{"$f":"'Input - Inventory'!G39","v":0},null,"Bracket - T1 (P09)",null,0,1335,0,null,0,0,0,0,0,0,0,0,0,0,0,0,0,0,0,0,0,0,0,0,0,0,0,0,0,0,0,0,0,null,0,0,0,0,0,0,0,0,0,null,0,0,0,0,0,0,0,0,0,0,null,0,0,0,0,0,0,0,null,0,0,0,null,{"$f":"IF($D42=\"Connection\",VLOOKUP(C42,'Input - General'!$F$62:$N$79,5,FALSE),0)","v":0},null,0.1801212933606588,0,0,null,8.6527813038891108E-2,0,0]
[null,{"$f":"'Input - Inventory'!B40","v":32},{"$f":"'Input - Inventory'!C40","v":"T2"},{"$f":"'Input - Inventory'!D40","v":"Bracket"},{"$f":"'Input - Inventory'!E40","v":"Traffic"},{"$f":"'Input - Inventory'!F40","v":"n/a"},{"$f":"'Input - Inventory'!G40","v":0},null,"Bracket - T2",null,0,9830.5,0,null,0,0,0,0,0,0,0,0,0,0,0,0,0,0,0,0,0,0,0,0,0,0,0,0,0,0,0,0,0,null,0,0,0,0,0,0,0,0,0,null,0,0,0,0,0,0,0,0,0,0,null,0,0,0,0,0,0,0,null,0,0,0,null,{"$f":"IF($D43=\"Connection\",VLOOKUP(C43,'Input - General'!$F$62:$N$79,5,FALSE),0)","v":0},null,0.1801212933606588,0,0,null,8.6527813038891108E-2,0,0]
[null,{"$f":"'Input - Inventory'!B41","v":33},{"$f":"'Input - Inventory'!C41","v":"T2A"},{"$f":"'Input - Inventory'!D41","v":"Bracket"},{"$f":"'Input - Inventory'!E41","v":"Traffic"},{"$f":"'Input - Inventory'!F41","v":"n/a"},{"$f":"'Input - Inventory'!G41","v":0},null,"Bracket - T2A",null,0,1196,0,null,0,0,0,0,0,0,0,0,0,0,0,0,0,0,0,0,0,0,0,0,0,0,0,0,0,0,0,0,0,null,0,0,0,0,0,0,0,0,0,null,0,0,0,0,0,0,0,0,0,0,null,0,0,0,0,0,0,0,null,0,0,0,null,{"$f":"IF($D44=\"Connection\",VLOOKUP(C44,'Input - General'!$F$62:$N$79,5,FALSE),0)","v":0},null,0.1801212933606588,0,0,null,8.6527813038891108E-2,0,0]
[null,{"$f":"'Input - Inventory'!B42","v":34},{"$f":"'Input - Inventory'!C42","v":"T2A (P09)"},{"$f":"'Input - Inventory'!D42","v":"Bracket"},{"$f":"'Input - Inventory'!E42","v":"Traffic"},{"$f":"'Input - Inventory'!F42","v":"n/a"},{"$f":"'Input - Inventory'!G42","v":0},null,"Bracket - T2A (P09)",null,0,174,0,null,0,0,0,0,0,0,0,0,0,0,0,0,0,0,0,0,0,0,0,0,0,0,0,0,0,0,0,0,0,null,0,0,0,0,0,0,0,0,0,null,0,0,0,0,0,0,0,0,0,0,null,0,0,0,0,0,0,0,null,0,0,0,null,{"$f":"IF($D45=\"Connection\",VLOOKUP(C45,'Input - General'!$F$62:$N$79,5,FALSE),0)","v":0},null,0.1801212933606588,0,0,null,8.6527813038891108E-2,0,0]
[null,{"$f":"'Input - Inventory'!B43","v":35},{"$f":"'Input - Inventory'!C43","v":"T3"},{"$f":"'Input - Inventory'!D43","v":"Bracket"},{"$f":"'Input - Inventory'!E43","v":"Traffic"},{"$f":"'Input - Inventory'!F43","v":"n/a"},{"$f":"'Input - Inventory'!G43","v":0},null,"Bracket - T3",null,0,3628,0,null,0,0,0,0,0,0,0,0,0,0,0,0,0,0,0,0,0,0,0,0,0,0,0,0,0,0,0,0,0,null,0,0,0,0,0,0,0,0,0,null,0,0,0,0,0,0,0,0,0,0,null,0,0,0,0,0,0,0,null,0,0,0,null,{"$f":"IF($D46=\"Connection\",VLOOKUP(C46,'Input - General'!$F$62:$N$79,5,FALSE),0)","v":0},null,0.1801212933606588,0,0,null,8.6527813038891108E-2,0,0]
[null,{"$f":"'Input - Inventory'!B44","v":36},{"$f":"'Input - Inventory'!C44","v":"T3 (P09)"},{"$f":"'Input - Inventory'!D44","v":"Bracket"},{"$f":"'Input - Inventory'!E44","v":"Traffic"},{"$f":"'Input - Inventory'!F44","v":"n/a"},{"$f":"'Input - Inventory'!G44","v":0},null,"Bracket - T3 (P09)",null,0,649.5,0,null,0,0,0,0,0,0,0,0,0,0,0,0,0,0,0,0,0,0,0,0,0,0,0,0,0,0,0,0,0,null,0,0,0,0,0,0,0,0,0,null,0,0,0,0,0,0,0,0,0,0,null,0,0,0,0,0,0,0,null,0,0,0,null,{"$f":"IF($D47=\"Connection\",VLOOKUP(C47,'Input - General'!$F$62:$N$79,5,FALSE),0)","v":0},null,0.1801212933606588,0,0,null,8.6527813038891108E-2,0,0]
[null,{"$f":"'Input - Inventory'!B45","v":37},{"$f":"'Input - Inventory'!C45","v":"T3A"},{"$f":"'Input - Inventory'!D45","v":"Bracket"},{"$f":"'Input - Inventory'!E45","v":"Traffic"},{"$f":"'Input - Inventory'!F45","v":"n/a"},{"$f":"'Input - Inventory'!G45","v":0},null,"Bracket - T3A",null,0,1031,0,null,0,0,0,0,0,0,0,0,0,0,0,0,0,0,0,0,0,0,0,0,0,0,0,0,0,0,0,0,0,null,0,0,0,0,0,0,0,0,0,null,0,0,0,0,0,0,0,0,0,0,null,0,0,0,0,0,0,0,null,0,0,0,null,{"$f":"IF($D48=\"Connection\",VLOOKUP(C48,'Input - General'!$F$62:$N$79,5,FALSE),0)","v":0},null,0.1801212933606588,0,0,null,8.6527813038891108E-2,0,0]
[null,{"$f":"'Input - Inventory'!B46","v":38},{"$f":"'Input - Inventory'!C46","v":"T4"},{"$f":"'Input - Inventory'!D46","v":"Bracket"},{"$f":"'Input - Inventory'!E46","v":"Traffic"},{"$f":"'Input - Inventory'!F46","v":"n/a"},{"$f":"'Input - Inventory'!G46","v":0},null,"Bracket - T4",null,0,11045,0,null,0,0,0,0,0,0,0,0,0,0,0,0,0,0,0,0,0,0,0,0,0,0,0,0,0,0,0,0,0,null,0,0,0,0,0,0,0,0,0,null,0,0,0,0,0,0,0,0,0,0,null,0,0,0,0,0,0,0,null,0,0,0,null,{"$f":"IF($D49=\"Connection\",VLOOKUP(C49,'Input - General'!$F$62:$N$79,5,FALSE),0)","v":0},null,0.1801212933606588,0,0,null,8.6527813038891108E-2,0,0]
[null,{"$f":"'Input - Inventory'!B47","v":39},{"$f":"'Input - Inventory'!C47","v":"T4 (P09)"},{"$f":"'Input - Inventory'!D47","v":"Bracket"},{"$f":"'Input - Inventory'!E47","v":"Traffic"},{"$f":"'Input - Inventory'!F47","v":"n/a"},{"$f":"'Input - Inventory'!G47","v":0},null,"Bracket - T4 (P09)",null,0,500,0,null,0,0,0,0,0,0,0,0,0,0,0,0,0,0,0,0,0,0,0,0,0,0,0,0,0,0,0,0,0,null,0,0,0,0,0,0,0,0,0,null,0,0,0,0,0,0,0,0,0,0,null,0,0,0,0,0,0,0,null,0,0,0,null,{"$f":"IF($D50=\"Connection\",VLOOKUP(C50,'Input - General'!$F$62:$N$79,5,FALSE),0)","v":0},null,0.1801212933606588,0,0,null,8.6527813038891108E-2,0,0]
[null,{"$f":"'Input - Inventory'!B48","v":40},{"$f":"'Input - Inventory'!C48","v":"T5"},{"$f":"'Input - Inventory'!D48","v":"Bracket"},{"$f":"'Input - Inventory'!E48","v":"Traffic"},{"$f":"'Input - Inventory'!F48","v":"n/a"},{"$f":"'Input - Inventory'!G48","v":0},null,"Bracket - T5",null,0,515,0,null,0,0,0,0,0,0,0,0,0,0,0,0,0,0,0,0,0,0,0,0,0,0,0,0,0,0,0,0,0,null,0,0,0,0,0,0,0,0,0,null,0,0,0,0,0,0,0,0,0,0,null,0,0,0,0,0,0,0,null,0,0,0,null,{"$f":"IF($D51=\"Connection\",VLOOKUP(C51,'Input - General'!$F$62:$N$79,5,FALSE),0)","v":0},null,0.1801212933606588,0,0,null,8.6527813038891108E-2,0,0]
[null,{"$f":"'Input - Inventory'!B49","v":41},{"$f":"'Input - Inventory'!C49","v":"T5 (P09)"},{"$f":"'Input - Inventory'!D49","v":"Bracket"},{"$f":"'Input - Inventory'!E49","v":"Traffic"},{"$f":"'Input - Inventory'!F49","v":"n/a"},{"$f":"'Input - Inventory'!G49","v":0},null,"Bracket - T5 (P09)",null,0,80,0,null,0,0,0,0,0,0,0,0,0,0,0,0,0,0,0,0,0,0,0,0,0,0,0,0,0,0,0,0,0,null,0,0,0,0,0,0,0,0,0,null,0,0,0,0,0,0,0,0,0,0,null,0,0,0,0,0,0,0,null,0,0,0,null,{"$f":"IF($D52=\"Connection\",VLOOKUP(C52,'Input - General'!$F$62:$N$79,5,FALSE),0)","v":0},null,0.1801212933606588,0,0,null,8.6527813038891108E-2,0,0]
[null,{"$f":"'Input - Inventory'!B50","v":42},{"$f":"'Input - Inventory'!C50","v":"T6"},{"$f":"'Input - Inventory'!D50","v":"Bracket"},{"$f":"'Input - Inventory'!E50","v":"Traffic"},{"$f":"'Input - Inventory'!F50","v":"n/a"},{"$f":"'Input - Inventory'!G50","v":0},null,"Bracket - T6",null,0,2029,0,null,0,0,0,0,0,0,0,0,0,0,0,0,0,0,0,0,0,0,0,0,0,0,0,0,0,0,0,0,0,null,0,0,0,0,0,0,0,0,0,null,0,0,0,0,0,0,0,0,0,0,null,0,0,0,0,0,0,0,null,0,0,0,null,{"$f":"IF($D53=\"Connection\",VLOOKUP(C53,'Input - General'!$F$62:$N$79,5,FALSE),0)","v":0},null,0.1801212933606588,0,0,null,8.6527813038891108E-2,0,0]
[null,{"$f":"'Input - Inventory'!B51","v":43},{"$f":"'Input - Inventory'!C51","v":"T6 (P09)"},{"$f":"'Input - Inventory'!D51","v":"Bracket"},{"$f":"'Input - Inventory'!E51","v":"Traffic"},{"$f":"'Input - Inventory'!F51","v":"n/a"},{"$f":"'Input - Inventory'!G51","v":0},null,"Bracket - T6 (P09)",null,0,347,0,null,0,0,0,0,0,0,0,0,0,0,0,0,0,0,0,0,0,0,0,0,0,0,0,0,0,0,0,0,0,null,0,0,0,0,0,0,0,0,0,null,0,0,0,0,0,0,0,0,0,0,null,0,0,0,0,0,0,0,null,0,0,0,null,{"$f":"IF($D54=\"Connection\",VLOOKUP(C54,'Input - General'!$F$62:$N$79,5,FALSE),0)","v":0},null,0.1801212933606588,0,0,null,8.6527813038891108E-2,0,0]
[null,{"$f":"'Input - Inventory'!B52","v":44},{"$f":"'Input - Inventory'!C52","v":"T7"},{"$f":"'Input - Inventory'!D52","v":"Bracket"},{"$f":"'Input - Inventory'!E52","v":"Traffic"},{"$f":"'Input - Inventory'!F52","v":"n/a"},{"$f":"'Input - Inventory'!G52","v":0},null,"Bracket - T7",null,0,722,0,null,0,0,0,0,0,0,0,0,0,0,0,0,0,0,0,0,0,0,0,0,0,0,0,0,0,0,0,0,0,null,0,0,0,0,0,0,0,0,0,null,0,0,0,0,0,0,0,0,0,0,null,0,0,0,0,0,0,0,null,0,0,0,null,{"$f":"IF($D55=\"Connection\",VLOOKUP(C55,'Input - General'!$F$62:$N$79,5,FALSE),0)","v":0},null,0.1801212933606588,0,0,null,8.6527813038891108E-2,0,0]
[null,{"$f":"'Input - Inventory'!B53","v":45},{"$f":"'Input - Inventory'!C53","v":"T7 (P09)"},{"$f":"'Input - Inventory'!D53","v":"Bracket"},{"$f":"'Input - Inventory'!E53","v":"Traffic"},{"$f":"'Input - Inventory'!F53","v":"n/a"},{"$f":"'Input - Inventory'!G53","v":0},null,"Bracket - T7 (P09)",null,0,182.5,0,null,0,0,0,0,0,0,0,0,0,0,0,0,0,0,0,0,0,0,0,0,0,0,0,0,0,0,0,0,0,null,0,0,0,0,0,0,0,0,0,null,0,0,0,0,0,0,0,0,0,0,null,0,0,0,0,0,0,0,null,0,0,0,null,{"$f":"IF($D56=\"Connection\",VLOOKUP(C56,'Input - General'!$F$62:$N$79,5,FALSE),0)","v":0},null,0.1801212933606588,0,0,null,8.6527813038891108E-2,0,0]
[null,{"$f":"'Input - Inventory'!B54","v":46},{"$f":"'Input - Inventory'!C54","v":"EMPTY"},{"$f":"'Input - Inventory'!D54","v":"Connection"},{"$f":"'Input - Inventory'!E54","v":"NonTraffic"},{"$f":"'Input - Inventory'!F54","v":"n/a"},{"$f":"'Input - Inventory'!G54","v":0},null,"Connection - EMPTY",null,0,0,0,null,0,0,0,0,0,0,0,0,0,0,0,0,0,0,0,0,0,0,0,0,0,0,0,0,0,0,0,0,0,null,0,0,0,0,0,0,0,0,0,null,0,0,0,0,0,0,0,0,0,0,null,0,0,0,0,0,0,0,null,0,0,0,null,{"$f":"IF($D57=\"Connection\",VLOOKUP(C57,'Input - General'!$F$62:$N$79,5,FALSE),0)","v":0},null,0.1801212933606588,0,0,null,8.6527813038891108E-2,0,0]
[null,{"$f":"'Input - Inventory'!B55","v":47},{"$f":"'Input - Inventory'!C55","v":"O/U (P09)"},{"$f":"'Input - Inventory'!D55","v":"Connection"},{"$f":"'Input - Inventory'!E55","v":"NonTraffic"},{"$f":"'Input - Inventory'!F55","v":"n/a"},{"$f":"'Input - Inventory'!G55","v":0},null,"Connection - O/U (P09)",null,90.495140022551354,14,1266.9319603157189,null,0,0,0,0,0,0,0,0,0,0,0,0,0,0,0,0,0,0,0,0,0,0,0,0,0,0,0,0,0,null,0,0,0,0,0,0,0,0,0,null,0,0,0,0,0,0,0,0,0,0,null,0,0,0,0,0,0,0,null,0,0,0,null,{"$f":"IF($D58=\"Connection\",VLOOKUP(C58,'Input - General'!$F$62:$N$79,5,FALSE),0)","v":70.576117239575311},null,0.1801212933606588,70.576117239575311,12.712261517565793,null,8.6527813038891108E-2,83.288378757141103,7.2067612654102549]
[null,{"$f":"'Input - Inventory'!B56","v":48},{"$f":"'Input - Inventory'!C56","v":"OH"},{"$f":"'Input - Inventory'!D56","v":"Connection"},{"$f":"'Input - Inventory'!E56","v":"NonTraffic"},{"$f":"'Input - Inventory'!F56","v":"n/a"},{"$f":"'Input - Inventory'!G56","v":0},null,"Connection - OH",null,0,191303.5,0,null,0,0,0,0,0,0,0,0,0,0,0,0,0,0,0,0,0,0,0,0,0,0,0,0,0,0,0,0,0,null,0,0,0,0,0,0,0,0,0,null,0,0,0,0,0,0,0,0,0,0,null,0,0,0,0,0,0,0,null,0,0,0,null,{"$f":"IF($D59=\"Connection\",VLOOKUP(C59,'Input - General'!$F$62:$N$79,5,FALSE),0)","v":0},null,0.1801212933606588,0,0,null,8.6527813038891108E-2,0,0]
[null,{"$f":"'Input - Inventory'!B57","v":49},{"$f":"'Input - Inventory'!C57","v":"OH(P09)"},{"$f":"'Input - Inventory'!D57","v":"Connection"},{"$f":"'Input - Inventory'!E57","v":"NonTraffic"},{"$f":"'Input - Inventory'!F57","v":"n/a"},{"$f":"'Input - Inventory'!G57","v":0},null,"Connection - OH(P09)",null,0,5736,0,null,0,0,0,0,0,0,0,0,0,0,0,0,0,0,0,0,0,0,0,0,0,0,0,0,0,0,0,0,0,null,0,0,0,0,0,0,0,0,0,null,0,0,0,0,0,0,0,0,0,0,null,0,0,0,0,0,0,0,null,0,0,0,null,{"$f":"IF($D60=\"Connection\",VLOOKUP(C60,'Input - General'!$F$62:$N$79,5,FALSE),0)","v":0},null,0.1801212933606588,0,0,null,8.6527813038891108E-2,0,0]
[null,{"$f":"'Input - Inventory'!B58","v":50},{"$f":"'Input - Inventory'!C58","v":"OH2"},{"$f":"'Input - Inventory'!D58","v":"Connection"},{"$f":"'Input - Inventory'!E58","v":"NonTraffic"},{"$f":"'Input - Inventory'!F58","v":"n/a"},{"$f":"'Input - Inventory'!G58","v":0},null,"Connection - OH2",null,0,484,0,null,0,0,0,0,0,0,0,0,0,0,0,0,0,0,0,0,0,0,0,0,0,0,0,0,0,0,0,0,0,null,0,0,0,0,0,0,0,0,0,null,0,0,0,0,0,0,0,0,0,0,null,0,0,0,0,0,0,0,null,0,0,0,null,{"$f":"IF($D61=\"Connection\",VLOOKUP(C61,'Input - General'!$F$62:$N$79,5,FALSE),0)","v":0},null,0.1801212933606588,0,0,null,8.6527813038891108E-2,0,0]
[null,{"$f":"'Input - Inventory'!B59","v":51},{"$f":"'Input - Inventory'!C59","v":"OH2 (P09)"},{"$f":"'Input - Inventory'!D59","v":"Connection"},{"$f":"'Input - Inventory'!E59","v":"NonTraffic"},{"$f":"'Input - Inventory'!F59","v":"n/a"},{"$f":"'Input - Inventory'!G59","v":0},null,"Connection - OH2 (P09)",null,0,119,0,null,0,0,0,0,0,0,0,0,0,0,0,0,0,0,0,0,0,0,0,0,0,0,0,0,0,0,0,0,0,null,0,0,0,0,0,0,0,0,0,null,0,0,0,0,0,0,0,0,0,0,null,0,0,0,0,0,0,0,null,0,0,0,null,{"$f":"IF($D62=\"Connection\",VLOOKUP(C62,'Input - General'!$F$62:$N$79,5,FALSE),0)","v":0},null,0.1801212933606588,0,0,null,8.6527813038891108E-2,0,0]
[null,{"$f":"'Input - Inventory'!B60","v":52},{"$f":"'Input - Inventory'!C60","v":"OHS"},{"$f":"'Input - Inventory'!D60","v":"Connection"},{"$f":"'Input - Inventory'!E60","v":"NonTraffic"},{"$f":"'Input - Inventory'!F60","v":"n/a"},{"$f":"'Input - Inventory'!G60","v":0},null,"Connection - OHS",null,0,4,0,null,0,0,0,0,0,0,0,0,0,0,0,0,0,0,0,0,0,0,0,0,0,0,0,0,0,0,0,0,0,null,0,0,0,0,0,0,0,0,0,null,0,0,0,0,0,0,0,0,0,0,null,0,0,0,0,0,0,0,null,0,0,0,null,{"$f":"IF($D63=\"Connection\",VLOOKUP(C63,'Input - General'!$F$62:$N$79,5,FALSE),0)","v":0},null,0.1801212933606588,0,0,null,8.6527813038891108E-2,0,0]
[null,{"$f":"'Input - Inventory'!B61","v":53},{"$f":"'Input - Inventory'!C61","v":"O/U"},{"$f":"'Input - Inventory'!D61","v":"Connection"},{"$f":"'Input - Inventory'!E61","v":"NonTraffic"},{"$f":"'Input - Inventory'!F61","v":"n/a"},{"$f":"'Input - Inventory'!G61","v":0},null,"Connection - O/U",null,90.498359187459329,587,53122.536843038622,null,0,0,0,0,0,0,0,0,0,0,0,0,0,0,0,0,0,0,0,0,0,0,0,0,0,0,0,0,0,null,0,0,0,0,0,0,0,0,0,null,0,0,0,0,0,0,0,0,0,0,null,0,0,0,0,0,0,0,null,0,0,0,null,{"$f":"IF($D64=\"Connection\",VLOOKUP(C64,'Input - General'!$F$62:$N$79,5,FALSE),0)","v":70.578627829203683},null,0.1801212933606588,70.578627829203683,12.712713728216753,null,8.6527813038891108E-2,83.291341557420438,7.2070176300388971]
[null,{"$f":"'Input - Inventory'!B62","v":54},{"$f":"'Input - Inventory'!C62","v":"UG2"},{"$f":"'Input - Inventory'!D62","v":"Connection"},{"$f":"'Input - Inventory'!E62","v":"NonTraffic"},{"$f":"'Input - Inventory'!F62","v":"n/a"},{"$f":"'Input - Inventory'!G62","v":0},null,"Connection - UG2",null,0,1897,0,null,0,0,0,0,0,0,0,0,0,0,0,0,0,0,0,0,0,0,0,0,0,0,0,0,0,0,0,0,0,null,0,0,0,0,0,0,0,0,0,null,0,0,0,0,0,0,0,0,0,0,null,0,0,0,0,0,0,0,null,0,0,0,null,{"$f":"IF($D65=\"Connection\",VLOOKUP(C65,'Input - General'!$F$62:$N$79,5,FALSE),0)","v":0},null,0.1801212933606588,0,0,null,8.6527813038891108E-2,0,0]
[null,{"$f":"'Input - Inventory'!B63","v":55},{"$f":"'Input - Inventory'!C63","v":"UG2 (P09)"},{"$f":"'Input - Inventory'!D63","v":"Connection"},{"$f":"'Input - Inventory'!E63","v":"NonTraffic"},{"$f":"'Input - Inventory'!F63","v":"n/a"},{"$f":"'Input - Inventory'!G63","v":0},null,"Connection - UG2 (P09)",null,0,405,0,null,0,0,0,0,0,0,0,0,0,0,0,0,0,0,0,0,0,0,0,0,0,0,0,0,0,0,0,0,0,null,0,0,0,0,0,0,0,0,0,null,0,0,0,0,0,0,0,0,0,0,null,0,0,0,0,0,0,0,null,0,0,0,null,{"$f":"IF($D66=\"Connection\",VLOOKUP(C66,'Input - General'!$F$62:$N$79,5,FALSE),0)","v":0},null,0.1801212933606588,0,0,null,8.6527813038891108E-2,0,0]
[null,{"$f":"'Input - Inventory'!B64","v":56},{"$f":"'Input - Inventory'!C64","v":"UGORDA"},{"$f":"'Input - Inventory'!D64","v":"Connection"},{"$f":"'Input - Inventory'!E64","v":"NonTraffic"},{"$f":"'Input - Inventory'!F64","v":"n/a"},{"$f":"'Input - Inventory'!G64","v":0},null,"Connection - UGORDA",null,0,1,0,null,0,0,0,0,0,0,0,0,0,0,0,0,0,0,0,0,0,0,0,0,0,0,0,0,0,0,0,0,0,null,0,0,0,0,0,0,0,0,0,null,0,0,0,0,0,0,0,0,0,0,null,0,0,0,0,0,0,0,null,0,0,0,null,{"$f":"IF($D67=\"Connection\",VLOOKUP(C67,'Input - General'!$F$62:$N$79,5,FALSE),0)","v":0},null,0.1801212933606588,0,0,null,8.6527813038891108E-2,0,0]
[null,{"$f":"'Input - Inventory'!B65","v":57},{"$f":"'Input - Inventory'!C65","v":"UGR1"},{"$f":"'Input - Inventory'!D65","v":"Connection"},{"$f":"'Input - Inventory'!E65","v":"NonTraffic"},{"$f":"'Input - Inventory'!F65","v":"n/a"},{"$f":"'Input - Inventory'!G65","v":0},null,"Connection - UGR1",null,82.954732113958841,26497,2198051.5368235675,null,0,0,0,0,0,0,0,0,0,0,0,0,0,0,0,0,0,0,0,0,0,0,0,0,0,0,0,0,0,null,0,0,0,0,0,0,0,0,0,null,0,0,0,0,0,0,0,0,0,0,null,0,0,0,0,0,0,0,null,0,0,0,null,{"$f":"IF($D68=\"Connection\",VLOOKUP(C68,'Input - General'!$F$62:$N$79,5,FALSE),0)","v":64.695439973830105},null,0.1801212933606588,64.695439973830105,11.653026322623145,null,8.6527813038891108E-2,76.348466296453253,6.6062658175055864]
[null,{"$f":"'Input - Inventory'!B66","v":58},{"$f":"'Input - Inventory'!C66","v":"UGR1 (P09)"},{"$f":"'Input - Inventory'!D66","v":"Connection"},{"$f":"'Input - Inventory'!E66","v":"NonTraffic"},{"$f":"'Input - Inventory'!F66","v":"n/a"},{"$f":"'Input - Inventory'!G66","v":0},null,"Connection - UGR1 (P09)",null,82.957923975730253,4244,352073.4293529992,null,0,0,0,0,0,0,0,0,0,0,0,0,0,0,0,0,0,0,0,0,0,0,0,0,0,0,0,0,0,null,0,0,0,0,0,0,0,0,0,null,0,0,0,0,0,0,0,0,0,0,null,0,0,0,0,0,0,0,null,0,0,0,null,{"$f":"IF($D69=\"Connection\",VLOOKUP(C69,'Input - General'!$F$62:$N$79,5,FALSE),0)","v":64.697929270056804},null,0.1801212933606588,64.697929270056804,11.653474697879055,null,8.6527813038891108E-2,76.351403967935852,6.6065200077944022]
[null,{"$f":"'Input - Inventory'!B67","v":59},{"$f":"'Input - Inventory'!C67","v":"UGR2"},{"$f":"'Input - Inventory'!D67","v":"Connection"},{"$f":"'Input - Inventory'!E67","v":"NonTraffic"},{"$f":"'Input - Inventory'!F67","v":"n/a"},{"$f":"'Input - Inventory'!G67","v":0},null,"Connection - UGR2",null,30.161631634370096,14175,427541.1284171961,null,0,0,0,0,0,0,0,0,0,0,0,0,0,0,0,0,0,0,0,0,0,0,0,0,0,0,0,0,0,null,0,0,0,0,0,0,0,0,0,null,0,0,0,0,0,0,0,0,0,0,null,0,0,0,0,0,0,0,null,0,0,0,null,{"$f":"IF($D70=\"Connection\",VLOOKUP(C70,'Input - General'!$F$62:$N$79,5,FALSE),0)","v":23.522709062980823},null,0.1801212933606588,23.522709062980823,4.2369407797705962,null,8.6527813038891108E-2,27.759649842751418,2.4019817916186779]
[null,{"$f":"'Input - Inventory'!B68","v":60},{"$f":"'Input - Inventory'!C68","v":"UGR2 (P09)"},{"$f":"'Input - Inventory'!D68","v":"Connection"},{"$f":"'Input - Inventory'!E68","v":"NonTraffic"},{"$f":"'Input - Inventory'!F68","v":"n/a"},{"$f":"'Input - Inventory'!G68","v":0},null,"Connection - UGR2 (P09)",null,30.161740846916338,3183,96004.82111573471,null,0,0,0,0,0,0,0,0,0,0,0,0,0,0,0,0,0,0,0,0,0,0,0,0,0,0,0,0,0,null,0,0,0,0,0,0,0,0,0,null,0,0,0,0,0,0,0,0,0,0,null,0,0,0,0,0,0,0,null,0,0,0,null,{"$f":"IF($D71=\"Connection\",VLOOKUP(C71,'Input - General'!$F$62:$N$79,5,FALSE),0)","v":23.522794236587558},null,0.1801212933606588,23.522794236587558,4.2369561213508016,null,8.6527813038891108E-2,27.759750357938358,2.4019904889779808]
[null,{"$f":"'Input - Inventory'!B69","v":61},{"$f":"'Input - Inventory'!C69","v":"UGS"},{"$f":"'Input - Inventory'!D69","v":"Connection"},{"$f":"'Input - Inventory'!E69","v":"NonTraffic"},{"$f":"'Input - Inventory'!F69","v":"n/a"},{"$f":"'Input - Inventory'!G69","v":0},null,"Connection - UGS",null,0,43,0,null,0,0,0,0,0,0,0,0,0,0,0,0,0,0,0,0,0,0,0,0,0,0,0,0,0,0,0,0,0,null,0,0,0,0,0,0,0,0,0,null,0,0,0,0,0,0,0,0,0,0,null,0,0,0,0,0,0,0,null,0,0,0,null,{"$f":"IF($D72=\"Connection\",VLOOKUP(C72,'Input - General'!$F$62:$N$79,5,FALSE),0)","v":0},null,0.1801212933606588,0,0,null,8.6527813038891108E-2,0,0]
[null,{"$f":"'Input - Inventory'!B70","v":62},{"$f":"'Input - Inventory'!C70","v":"UG-SP"},{"$f":"'Input - Inventory'!D70","v":"Connection"},{"$f":"'Input - Inventory'!E70","v":"NonTraffic"},{"$f":"'Input - Inventory'!F70","v":"n/a"},{"$f":"'Input - Inventory'!G70","v":0},null,"Connection - UG-SP",null,0,1,0,null,0,0,0,0,0,0,0,0,0,0,0,0,0,0,0,0,0,0,0,0,0,0,0,0,0,0,0,0,0,null,0,0,0,0,0,0,0,0,0,null,0,0,0,0,0,0,0,0,0,0,null,0,0,0,0,0,0,0,null,0,0,0,null,{"$f":"IF($D73=\"Connection\",VLOOKUP(C73,'Input - General'!$F$62:$N$79,5,FALSE),0)","v":0},null,0.1801212933606588,0,0,null,8.6527813038891108E-2,0,0]
[null,{"$f":"'Input - Inventory'!B71","v":63},{"$f":"'Input - Inventory'!C71","v":"UG-SP (P09)"},{"$f":"'Input - Inventory'!D71","v":"Connection"},{"$f":"'Input - Inventory'!E71","v":"NonTraffic"},{"$f":"'Input - Inventory'!F71","v":"n/a"},{"$f":"'Input - Inventory'!G71","v":0},null,"Connection - UG-SP (P09)",null,0,15,0,null,0,0,0,0,0,0,0,0,0,0,0,0,0,0,0,0,0,0,0,0,0,0,0,0,0,0,0,0,0,null,0,0,0,0,0,0,0,0,0,null,0,0,0,0,0,0,0,0,0,0,null,0,0,0,0,0,0,0,null,0,0,0,null,{"$f":"IF($D74=\"Connection\",VLOOKUP(C74,'Input - General'!$F$62:$N$79,5,FALSE),0)","v":0},null,0.1801212933606588,0,0,null,8.6527813038891108E-2,0,0]
[null,{"$f":"'Input - Inventory'!B72","v":64},{"$f":"'Input - Inventory'!C72","v":"EMPTY"},{"$f":"'Input - Inventory'!D72","v":"Lamp"},{"$f":"'Input - Inventory'!E72","v":"NonTraffic"},{"$f":"'Input - Inventory'!F72","v":"Minor < 130w"},{"$f":"'Input - Inventory'!G72","v":1},null,"Lamp - EMPTY",null,24.225071258016282,0,0,null,10.502261919315401,0.33333333333333331,0,0,10.502261919315401,1.8504811250925242E-2,0,0,10.502261919315401,0.16666666666666666,10.502261919315401,4.590314436538903E-3,10.502261919315401,4.0032025620496396E-2,157.53392878973102,2.1598272138228944E-2,262.55654798288509,1.2221950623319483E-2,0,0,12602.714303178484,1.1123470522803115E-4,8926.9226314180924,2.4953586329427266E-4,0,0,0,0,16.154969223174426,null,0,0.33333333333333331,40.509202269802785,1.8504811250925242E-2,10.993013160217094,0.16666666666666666,0,1.8504811250925242E-2,2.5817840019644351,null,76.396252714071238,0,1.5133333333333332,76.396252714071238,1.4200000000000001E-2,0,76.396252714071238,0.01,0,0,null,0,0,10.993013160217094,1.4200000000000001E-2,0,0.01,0.15610078687508275,null,30.458740098159758,0,0,null,{"$f":"IF($D75=\"Connection\",VLOOKUP(C75,'Input - General'!$F$62:$N$79,5,FALSE),0)","v":0},null,0.1801212933606588,18.892854012013945,3.4030052999180631,null,8.6527813038891108E-2,22.295859311932009,1.9292119460842723]
[null,{"$f":"'Input - Inventory'!B73","v":65},{"$f":"'Input - Inventory'!C73","v":"INC1x100"},{"$f":"'Input - Inventory'!D73","v":"Lamp"},{"$f":"'Input - Inventory'!E73","v":"NonTraffic"},{"$f":"'Input - Inventory'!F73","v":"Minor < 130w"},{"$f":"'Input - Inventory'!G73","v":"1"},null,"Lamp - INC1x100",null,258.35933827498513,1,{"$f":"L76*K76","v":258.35933827498513},null,10.502261919315401,{"$f":"IF(AND($D76=\"Lamp\",CycleBulkTask1<>0, OR($F76=O$9,O$9=\"All\")),1/CycleBulkTask1,0)","v":0.33333333333333331},0,{"$f":"IF(AND($D76=\"Lamp\",CycleBulkTask2<>0, OR($F76=Q$9,Q$9=\"All\")),1/CycleBulkTask2,0)","v":0},10.502261919315401,{"$f":"IF(AND($D76=\"Lamp\",CycleBulkTask3<>0, OR($F76=S$9,S$9=\"All\")),1/CycleBulkTask3,0)","v":1.8504811250925242E-2},0,{"$f":"IF(AND($D76=\"Lamp\",CycleBulkTask4<>0, OR($F76=U$9,U$9=\"All\")),1/CycleBulkTask4,0)","v":0},10.502261919315401,{"$f":"IF(AND($D76=\"Lamp\",CycleBulkTask5<>0, OR($F76=W$9,W$9=\"All\")),1/CycleBulkTask5,0)","v":0.16666666666666666},10.502261919315401,{"$f":"IF(AND($D76=\"Lamp\",CycleBulkTask6<>0, OR($F76=Y$9,Y$9=\"All\")),1/CycleBulkTask6,0)","v":4.590314436538903E-3},10.502261919315401,{"$f":"IF(AND($D76=\"Lamp\",CycleBulkTask7<>0, OR($F76=AA$9,AA$9=\"All\")),1/CycleBulkTask7,0)","v":4.0032025620496396E-2},157.53392878973102,{"$f":"IF(AND($D76=\"Lamp\",CycleBulkTask8<>0, OR($F76=AC$9,AC$9=\"All\")),1/CycleBulkTask8,0)","v":2.1598272138228944E-2},262.55654798288509,{"$f":"IF(AND($D76=\"Lamp\",CycleBulkTask9<>0, OR($F76=AE$9,AE$9=\"All\")),1/CycleBulkTask9,0)","v":1.2221950623319483E-2},0,{"$f":"IF(AND($D76=\"Lamp\",CycleBulkTask10<>0, OR($F76=AG$9,AG$9=\"All\")),1/CycleBulkTask10,0)","v":0},12602.714303178484,{"$f":"IF(AND($D76=\"Lamp\",CycleBulkTask11<>0, OR($F76=AI$9,AI$9=\"All\")),1/CycleBulkTask11,0)","v":1.1123470522803115E-4},8926.9226314180924,{"$f":"IF(AND($D76=\"Lamp\",CycleBulkTask12<>0, OR($F76=AK$9,AK$9=\"All\")),1/CycleBulkTask12,0)","v":2.4953586329427266E-4},0,{"$f":"IF(AND($D76=\"Lamp\",CycleBulkTask13<>0, OR($F76=AM$9,AM$9=\"All\")),1/CycleBulkTask13,0)","v":0},0,{"$f":"IF(AND($D76=\"Lamp\",CycleBulkTask14<>0, OR($F76=AO$9,AO$9=\"All\")),1/CycleBulkTask14,0)","v":0},{"$f":"O76*P76+Q76*R76+S76*T76+U76*V76+W76*X76+Y76*Z76+AA76*AB76+AC76*AD76+AE76*AF76+AG76*AH76+AI76*AJ76+AK76*AL76+AM76*AN76+AO76*AP76","v":16.154969223174426},null,10.502261919315401,{"$f":"MAX(P76,R76)","v":0.33333333333333331},40.509202269802785,{"$f":"MAX(T76,V76)","v":1.8504811250925242E-2},10.993013160217094,{"$f":"X76","v":0.16666666666666666},0,{"$f":"INDIRECT($E76)*$V76 +(1-INDIRECT($E76))*$T76","v":1.8504811250925242E-2},{"$f":"AS76*AT76+AU76*AV76+AW76*AX76+AY76*AZ76","v":6.0825379750695685},null,{"$f":"IF($D76=$AS$9,(INDIRECT(\"PriceLabour\" & \"FY15\")*ProportionStandardHours + INDIRECT(\"PriceLabourOvertime\" & \"FY15\")*ProportionOvertimeHours)*(1+RateOnCostAnnual),0)","v":76.396252714071238},{"$f":"BO76","v":1.04},{"$f":"IF($D76=\"Lamp\",(NumberOfCrew+INDIRECT($E76)*TrafficController)*(TimeToReplaceLamp),0)","v":1.5133333333333332},{"$f":"IF($D76=$AS$9,(INDIRECT(\"PriceLabour\" & \"FY15\")*ProportionStandardHours + INDIRECT(\"PriceLabourOvertime\" & \"FY15\")*ProportionOvertimeHours)*(1+RateOnCostAnnual),0)","v":76.396252714071238},{"$f":"BQ76","v":1.4200000000000001E-2},{"$f":"IF($D76=\"Lamp\",(NumberOfCrew+INDIRECT($E76)*TrafficController)*(TimeForPECellReplace),0)","v":0},{"$f":"IF($D76=$AS$9,(INDIRECT(\"PriceLabour\" & \"FY15\")*ProportionStandardHours + INDIRECT(\"PriceLabourOvertime\" & \"FY15\")*ProportionOvertimeHours)*(1+RateOnCostAnnual),0)","v":76.396252714071238},{"$f":"BS76","v":0.01},{"$f":"IF($D76=\"Lamp\",(NumberOfCrew+INDIRECT($E76)*TrafficController)*(TimeForOtherSpot),0)","v":0},{"$f":"BC76*BD76*BE76+BF76*BG76*BH76+BI76*BJ76*BK76","v":120.23751560491958},null,10.502261919315401,{"$f":"IF($D76=\"Lamp\",INDIRECT(BO$10 & $B76),0)","v":1.04},10.993013160217094,{"$f":"IF($D76=\"Lamp\",INDIRECT(\"FailurePECell\" & \"Annual\"),0)","v":1.4200000000000001E-2},0,{"$f":"IF($D76=\"Lamp\",INDIRECT(\"FailureMisc\" & \"Annual\"),0)","v":0.01},{"$f":"BN76*BO76+BP76*BQ76+BR76*BS76","v":11.0784531829631},null,30.458740098159758,{"$f":"BD76*BE76+BG76*BH76+BJ76*BK76","v":1.5738666666666665},{"$f":"BV76*BW76","v":47.937995749157032},null,{"$f":"IF($D76=\"Connection\",VLOOKUP(C76,'Input - General'!$F$62:$N$79,5,FALSE),0)","v":0},null,{"$f":"RateOverhead","v":0.1801212933606588},{"$f":"BX76+BL76+BT76+BA76+AQ76+BZ76","v":201.49147173528368},{"$f":"CC76*CB76","v":36.292904490101925},null,{"$f":"CorporateOverheads","v":8.6527813038891108E-2},237.78437622538564,{"$f":"CG76*CF76","v":20.574962049599513}]
[null,{"$f":"'Input - Inventory'!B74","v":66},{"$f":"'Input - Inventory'!C74","v":"INC1x1000"},{"$f":"'Input - Inventory'!D74","v":"Lamp"},{"$f":"'Input - Inventory'!E74","v":"Traffic"},{"$f":"'Input - Inventory'!F74","v":"Major > 130w"},{"$f":"'Input - Inventory'!G74","v":"1"},null,{"$f":"CONCATENATE(D77,\" - \",C77)","v":"Lamp - INC1x1000"},null,{"$f":"AQ77+BA77+BL77+BT77+BX77+BZ77+CD77+CH77","v":531.73456767337416},{"$f":"INDIRECT(L$10&$B77&\"FY15\")","v":0},0,null,{"$f":"IF(AND($D77=\"Lamp\", OR($F77=O$9, O$9=\"All\")),INDIRECT(\"PriceBulkTask1\" & \"FY15\"),0)","v":0},0,{"$f":"IF(AND($D77=\"Lamp\", OR($F77=Q$9, Q$9=\"All\")),INDIRECT(\"PriceBulkTask2\" & \"FY15\"),0)","v":10.502261919315401},0.33333333333333331,{"$f":"IF(AND($D77=\"Lamp\", OR($F77=S$9, S$9=\"All\")),INDIRECT(\"PriceBulkTask3\" & \"FY15\"),0)","v":0},0,{"$f":"IF(AND($D77=\"Lamp\", OR($F77=U$9, U$9=\"All\")),INDIRECT(\"PriceBulkTask4\" & \"FY15\"),0)","v":10.502261919315401},4.9094211792429674E-3,{"$f":"IF(AND($D77=\"Lamp\", OR($F77=W$9, W$9=\"All\")),INDIRECT(\"PriceBulkTask5\" & \"FY15\"),0)","v":10.502261919315401},0.16666666666666666,{"$f":"IF(AND($D77=\"Lamp\", OR($F77=Y$9, Y$9=\"All\")),INDIRECT(\"PriceBulkTask6\" & \"FY15\"),0)","v":10.502261919315401},4.590314436538903E-3,{"$f":"IF(AND($D77=\"Lamp\", OR($F77=AA$9, AA$9=\"All\")),INDIRECT(\"PriceBulkTask7\" & \"FY15\"),0)","v":10.502261919315401},4.0032025620496396E-2,{"$f":"IF(AND($D77=\"Lamp\", OR($F77=AC$9, AC$9=\"All\")),INDIRECT(\"PriceBulkTask8\" & \"FY15\"),0)","v":157.53392878973102},2.1598272138228944E-2,{"$f":"IF(AND($D77=\"Lamp\", OR($F77=AE$9, AE$9=\"All\")),INDIRECT(\"PriceBulkTask9\" & \"FY15\"),0)","v":262.55654798288509},1.2221950623319483E-2,{"$f":"IF(AND($D77=\"Lamp\", OR($F77=AG$9, AG$9=\"All\")),INDIRECT(\"PriceBulkTask10\" & \"FY15\"),0)","v":0},0,{"$f":"IF(AND($D77=\"Lamp\", OR($F77=AI$9, AI$9=\"All\")),INDIRECT(\"PriceBulkTask11\" & \"FY15\"),0)","v":12602.714303178484},1.1123470522803115E-4,{"$f":"IF(AND($D77=\"Lamp\", OR($F77=AK$9, AK$9=\"All\")),INDIRECT(\"PriceBulkTask12\" & \"FY15\"),0)","v":8926.9226314180924},2.4953586329427266E-4,{"$f":"IF(AND($D77=\"Lamp\", OR($F77=AM$9, AM$9=\"All\")),INDIRECT(\"PriceBulkTask13\" & \"FY15\"),0)","v":0},0,{"$f":"IF(AND($D77=\"Lamp\", OR($F77=AO$9, AO$9=\"All\")),INDIRECT(\"PriceBulkTask14\" & \"FY15\"),0)","v":0},0,16.012186875746359,null,{"$f":"IF($D77=\"Lamp\",$G77*INDIRECT(\"Price\" & $B77 & \"FY15\"),0)","v":105.02261919315403},0.33333333333333331,{"$f":"IF($D77=\"Lamp\",INDIRECT(\"PriceVisor\" & \"FY15\"),0)","v":40.509202269802785},4.9094211792429674E-3,{"$f":"IF($D77=\"Lamp\",INDIRECT(\"PricePECell\" & \"FY15\"),0)","v":10.993013160217094},0.16666666666666666,{"$f":"IF($D77=\"Lamp\",INDIRECT(\"PriceMisc\" & \"FY15\"),0)","v":0},4.9094211792429674E-3,37.038585326665128,null,76.396252714071238,1.04,2.2699999999999996,76.396252714071238,1.4200000000000001E-2,0,76.396252714071238,0.01,0,180.35627340737935,null,{"$f":"IF($D77=\"Lamp\",INDIRECT(\"Price\" & $B77 & \"FY15\"),0)","v":105.02261919315403},1.04,{"$f":"IF($D77=\"Lamp\",INDIRECT(\"pRICEpecELL\" & \"FY15\"),0)","v":10.993013160217094},1.4200000000000001E-2,{"$f":"IF($D77=\"Lamp\",INDIRECT(\"PriceMisc\" & \"FY15\"),0)","v":0},0.01,109.37962474775529,null,{"$f":"IF(AND($D77=\"Lamp\"),INDIRECT(\"PriceEWP\"&\"FY15\"),0)","v":30.458740098159758},2.3607999999999998,71.906993623735545,null,{"$f":"IF($D77=\"Connection\",VLOOKUP(C77,'Input - General'!$F$62:$N$79,5,FALSE),0)","v":0},null,0.1801212933606588,414.6936639812817,74.695159104778909,null,8.6527813038891108E-2,{"$f":"AQ77+BA77+BL77+BT77+BX77+BZ77+CD77","v":489.38882308606054},42.345744587313604]
[null,{"$f":"'Input - Inventory'!B75","v":67},{"$f":"'Input - Inventory'!C75","v":"INC1x1440"},{"$f":"'Input - Inventory'!D75","v":"Lamp"},{"$f":"'Input - Inventory'!E75","v":"NonTraffic"},{"$f":"'Input - Inventory'!F75","v":"Major > 130w"},{"$f":"'Input - Inventory'!G75","v":"1"},null,"Lamp - INC1x1440",null,238.97627582174286,0,0,null,0,0,10.502261919315401,0.33333333333333331,0,0,10.502261919315401,4.9094211792429674E-3,10.502261919315401,0.16666666666666666,10.502261919315401,4.590314436538903E-3,10.502261919315401,4.0032025620496396E-2,157.53392878973102,2.1598272138228944E-2,262.55654798288509,1.2221950623319483E-2,0,0,12602.714303178484,1.1123470522803115E-4,8926.9226314180924,2.4953586329427266E-4,0,0,0,0,16.012186875746359,null,0,0.33333333333333331,40.509202269802785,4.9094211792429674E-3,10.993013160217094,0.16666666666666666,0,0,2.0310455956137892,null,76.396252714071238,1.04,1.5133333333333332,76.396252714071238,1.4200000000000001E-2,0,76.396252714071238,0.01,0,120.23751560491958,null,0,1.04,10.993013160217094,1.4200000000000001E-2,0,0.01,0.15610078687508275,null,30.458740098159758,1.5738666666666665,47.937995749157032,null,{"$f":"IF($D78=\"Connection\",VLOOKUP(C78,'Input - General'!$F$62:$N$79,5,FALSE),0)","v":0},null,0.1801212933606588,186.37484461231182,33.570078061461416,null,8.6527813038891108E-2,219.94492267377325,19.031353147969615]
[null,{"$f":"'Input - Inventory'!B76","v":68},{"$f":"'Input - Inventory'!C76","v":"INC1x150"},{"$f":"'Input - Inventory'!D76","v":"Lamp"},{"$f":"'Input - Inventory'!E76","v":"NonTraffic"},{"$f":"'Input - Inventory'!F76","v":"Major > 130w"},{"$f":"'Input - Inventory'!G76","v":"1"},null,"Lamp - INC1x150",null,257.4700819631268,0,0,null,0,0,10.502261919315401,0.33333333333333331,0,0,10.502261919315401,4.9094211792429674E-3,10.502261919315401,0.16666666666666666,10.502261919315401,4.590314436538903E-3,10.502261919315401,4.0032025620496396E-2,157.53392878973102,2.1598272138228944E-2,262.55654798288509,1.2221950623319483E-2,0,0,12602.714303178484,1.1123470522803115E-4,8926.9226314180924,2.4953586329427266E-4,0,0,0,0,16.012186875746359,null,10.502261919315401,0.33333333333333331,40.509202269802785,4.9094211792429674E-3,10.993013160217094,0.16666666666666666,0,0,5.531799568718923,null,76.396252714071238,1.04,1.5133333333333332,76.396252714071238,1.4200000000000001E-2,0,76.396252714071238,0.01,0,120.23751560491958,null,10.502261919315401,1.04,10.993013160217094,1.4200000000000001E-2,0,0.01,11.0784531829631,null,30.458740098159758,1.5738666666666665,47.937995749157032,null,{"$f":"IF($D79=\"Connection\",VLOOKUP(C79,'Input - General'!$F$62:$N$79,5,FALSE),0)","v":0},null,0.1801212933606588,200.79795098150498,36.167986634958844,null,8.6527813038891108E-2,236.96593761646386,20.504144346662919]
[null,{"$f":"'Input - Inventory'!B77","v":69},{"$f":"'Input - Inventory'!C77","v":"INC1x150 (P09)"},{"$f":"'Input - Inventory'!D77","v":"Lamp"},{"$f":"'Input - Inventory'!E77","v":"NonTraffic"},{"$f":"'Input - Inventory'!F77","v":"Major > 130w"},{"$f":"'Input - Inventory'!G77","v":1},null,"Lamp - INC1x150 (P09)",null,257.4700819631268,13,3347.1110655206485,null,0,0,10.502261919315401,0.33333333333333331,0,0,10.502261919315401,4.9094211792429674E-3,10.502261919315401,0.16666666666666666,10.502261919315401,4.590314436538903E-3,10.502261919315401,4.0032025620496396E-2,157.53392878973102,2.1598272138228944E-2,262.55654798288509,1.2221950623319483E-2,0,0,12602.714303178484,1.1123470522803115E-4,8926.9226314180924,2.4953586329427266E-4,0,0,0,0,16.012186875746359,null,10.502261919315401,0.33333333333333331,40.509202269802785,4.9094211792429674E-3,10.993013160217094,0.16666666666666666,0,0,5.531799568718923,null,76.396252714071238,1.04,1.5133333333333332,76.396252714071238,1.4200000000000001E-2,0,76.396252714071238,0.01,0,120.23751560491958,null,10.502261919315401,1.04,10.993013160217094,1.4200000000000001E-2,0,0.01,11.0784531829631,null,30.458740098159758,1.5738666666666665,47.937995749157032,null,{"$f":"IF($D80=\"Connection\",VLOOKUP(C80,'Input - General'!$F$62:$N$79,5,FALSE),0)","v":0},null,0.1801212933606588,200.79795098150498,36.167986634958844,null,8.6527813038891108E-2,236.96593761646386,20.504144346662919]
[null,{"$f":"'Input - Inventory'!B78","v":70},{"$f":"'Input - Inventory'!C78","v":"INC1x200"},{"$f":"'Input - Inventory'!D78","v":"Lamp"},{"$f":"'Input - Inventory'!E78","v":"NonTraffic"},{"$f":"'Input - Inventory'!F78","v":"Major > 130w"},{"$f":"'Input - Inventory'!G78","v":"1"},null,"Lamp - INC1x200",null,257.4700819631268,0,0,null,0,0,10.502261919315401,0.33333333333333331,0,0,10.502261919315401,4.9094211792429674E-3,10.502261919315401,0.16666666666666666,10.502261919315401,4.590314436538903E-3,10.502261919315401,4.0032025620496396E-2,157.53392878973102,2.1598272138228944E-2,262.55654798288509,1.2221950623319483E-2,0,0,12602.714303178484,1.1123470522803115E-4,8926.9226314180924,2.4953586329427266E-4,0,0,0,0,16.012186875746359,null,10.502261919315401,0.33333333333333331,40.509202269802785,4.9094211792429674E-3,10.993013160217094,0.16666666666666666,0,0,5.531799568718923,null,76.396252714071238,1.04,1.5133333333333332,76.396252714071238,1.4200000000000001E-2,0,76.396252714071238,0.01,0,120.23751560491958,null,10.502261919315401,1.04,10.993013160217094,1.4200000000000001E-2,0,0.01,11.0784531829631,null,30.458740098159758,1.5738666666666665,47.937995749157032,null,{"$f":"IF($D81=\"Connection\",VLOOKUP(C81,'Input - General'!$F$62:$N$79,5,FALSE),0)","v":0},null,0.1801212933606588,200.79795098150498,36.167986634958844,null,8.6527813038891108E-2,236.96593761646386,20.504144346662919]
[null,{"$f":"'Input - Inventory'!B79","v":71},{"$f":"'Input - Inventory'!C79","v":"INC1x300"},{"$f":"'Input - Inventory'!D79","v":"Lamp"},{"$f":"'Input - Inventory'!E79","v":"NonTraffic"},{"$f":"'Input - Inventory'!F79","v":"Major > 130w"},{"$f":"'Input - Inventory'!G79","v":"1"},null,"Lamp - INC1x300",null,294.45769424589452,0,0,null,0,0,10.502261919315401,0.33333333333333331,0,0,10.502261919315401,4.9094211792429674E-3,10.502261919315401,0.16666666666666666,10.502261919315401,4.590314436538903E-3,10.502261919315401,4.0032025620496396E-2,157.53392878973102,2.1598272138228944E-2,262.55654798288509,1.2221950623319483E-2,0,0,12602.714303178484,1.1123470522803115E-4,8926.9226314180924,2.4953586329427266E-4,0,0,0,0,16.012186875746359,null,31.506785757946208,0.33333333333333331,40.509202269802785,4.9094211792429674E-3,10.993013160217094,0.16666666666666666,0,0,12.53330751492919,null,76.396252714071238,1.04,1.5133333333333332,76.396252714071238,1.4200000000000001E-2,0,76.396252714071238,0.01,0,120.23751560491958,null,31.506785757946208,1.04,10.993013160217094,1.4200000000000001E-2,0,0.01,32.923157975139134,null,30.458740098159758,1.5738666666666665,47.937995749157032,null,{"$f":"IF($D82=\"Connection\",VLOOKUP(C82,'Input - General'!$F$62:$N$79,5,FALSE),0)","v":0},null,0.1801212933606588,229.64416371989128,41.363803781953692,null,8.6527813038891108E-2,271.00796750184497,23.449726744049521]
[null,{"$f":"'Input - Inventory'!B80","v":72},{"$f":"'Input - Inventory'!C80","v":"INC1x40"},{"$f":"'Input - Inventory'!D80","v":"Lamp"},{"$f":"'Input - Inventory'!E80","v":"NonTraffic"},{"$f":"'Input - Inventory'!F80","v":"Minor < 130w"},{"$f":"'Input - Inventory'!G80","v":"1"},null,"Lamp - INC1x40",null,258.35933827498513,0,0,null,10.502261919315401,0.33333333333333331,0,0,10.502261919315401,1.8504811250925242E-2,0,0,10.502261919315401,0.16666666666666666,10.502261919315401,4.590314436538903E-3,10.502261919315401,4.0032025620496396E-2,157.53392878973102,2.1598272138228944E-2,262.55654798288509,1.2221950623319483E-2,0,0,12602.714303178484,1.1123470522803115E-4,8926.9226314180924,2.4953586329427266E-4,0,0,0,0,16.154969223174426,null,10.502261919315401,0.33333333333333331,40.509202269802785,1.8504811250925242E-2,10.993013160217094,0.16666666666666666,0,1.8504811250925242E-2,6.0825379750695685,null,76.396252714071238,1.04,1.5133333333333332,76.396252714071238,1.4200000000000001E-2,0,76.396252714071238,0.01,0,120.23751560491958,null,10.502261919315401,1.04,10.993013160217094,1.4200000000000001E-2,0,0.01,11.0784531829631,null,30.458740098159758,1.5738666666666665,47.937995749157032,null,{"$f":"IF($D83=\"Connection\",VLOOKUP(C83,'Input - General'!$F$62:$N$79,5,FALSE),0)","v":0},null,0.1801212933606588,201.49147173528368,36.292904490101925,null,8.6527813038891108E-2,237.78437622538564,20.574962049599513]
[null,{"$f":"'Input - Inventory'!B81","v":73},{"$f":"'Input - Inventory'!C81","v":"INC1x500"},{"$f":"'Input - Inventory'!D81","v":"Lamp"},{"$f":"'Input - Inventory'!E81","v":"NonTraffic"},{"$f":"'Input - Inventory'!F81","v":"Major > 130w"},{"$f":"'Input - Inventory'!G81","v":"1"},null,"Lamp - INC1x500",null,294.45769424589452,0,0,null,0,0,10.502261919315401,0.33333333333333331,0,0,10.502261919315401,4.9094211792429674E-3,10.502261919315401,0.16666666666666666,10.502261919315401,4.590314436538903E-3,10.502261919315401,4.0032025620496396E-2,157.53392878973102,2.1598272138228944E-2,262.55654798288509,1.2221950623319483E-2,0,0,12602.714303178484,1.1123470522803115E-4,8926.9226314180924,2.4953586329427266E-4,0,0,0,0,16.012186875746359,null,31.506785757946208,0.33333333333333331,40.509202269802785,4.9094211792429674E-3,10.993013160217094,0.16666666666666666,0,0,12.53330751492919,null,76.396252714071238,1.04,1.5133333333333332,76.396252714071238,1.4200000000000001E-2,0,76.396252714071238,0.01,0,120.23751560491958,null,31.506785757946208,1.04,10.993013160217094,1.4200000000000001E-2,0,0.01,32.923157975139134,null,30.458740098159758,1.5738666666666665,47.937995749157032,null,{"$f":"IF($D84=\"Connection\",VLOOKUP(C84,'Input - General'!$F$62:$N$79,5,FALSE),0)","v":0},null,0.1801212933606588,229.64416371989128,41.363803781953692,null,8.6527813038891108E-2,271.00796750184497,23.449726744049521]
[null,{"$f":"'Input - Inventory'!B82","v":74},{"$f":"'Input - Inventory'!C82","v":"INC1x60"},{"$f":"'Input - Inventory'!D82","v":"Lamp"},{"$f":"'Input - Inventory'!E82","v":"NonTraffic"},{"$f":"'Input - Inventory'!F82","v":"Minor < 130w"},{"$f":"'Input - Inventory'!G82","v":"1"},null,"Lamp - INC1x60",null,258.35933827498513,0,0,null,10.502261919315401,0.33333333333333331,0,0,10.502261919315401,1.8504811250925242E-2,0,0,10.502261919315401,0.16666666666666666,10.502261919315401,4.590314436538903E-3,10.502261919315401,4.0032025620496396E-2,157.53392878973102,2.1598272138228944E-2,262.55654798288509,1.2221950623319483E-2,0,0,12602.714303178484,1.1123470522803115E-4,8926.9226314180924,2.4953586329427266E-4,0,0,0,0,16.154969223174426,null,10.502261919315401,0.33333333333333331,40.509202269802785,1.8504811250925242E-2,10.993013160217094,0.16666666666666666,0,1.8504811250925242E-2,6.0825379750695685,null,76.396252714071238,1.04,1.5133333333333332,76.396252714071238,1.4200000000000001E-2,0,76.396252714071238,0.01,0,120.23751560491958,null,10.502261919315401,1.04,10.993013160217094,1.4200000000000001E-2,0,0.01,11.0784531829631,null,30.458740098159758,1.5738666666666665,47.937995749157032,null,{"$f":"IF($D85=\"Connection\",VLOOKUP(C85,'Input - General'!$F$62:$N$79,5,FALSE),0)","v":0},null,0.1801212933606588,201.49147173528368,36.292904490101925,null,8.6527813038891108E-2,237.78437622538564,20.574962049599513]
[null,{"$f":"'Input - Inventory'!B83","v":75},{"$f":"'Input - Inventory'!C83","v":"INC1x75"},{"$f":"'Input - Inventory'!D83","v":"Lamp"},{"$f":"'Input - Inventory'!E83","v":"NonTraffic"},{"$f":"'Input - Inventory'!F83","v":"Minor < 130w"},{"$f":"'Input - Inventory'!G83","v":"1"},null,"Lamp - INC1x75",null,258.35933827498513,0,0,null,10.502261919315401,0.33333333333333331,0,0,10.502261919315401,1.8504811250925242E-2,0,0,10.502261919315401,0.16666666666666666,10.502261919315401,4.590314436538903E-3,10.502261919315401,4.0032025620496396E-2,157.53392878973102,2.1598272138228944E-2,262.55654798288509,1.2221950623319483E-2,0,0,12602.714303178484,1.1123470522803115E-4,8926.9226314180924,2.4953586329427266E-4,0,0,0,0,16.154969223174426,null,10.502261919315401,0.33333333333333331,40.509202269802785,1.8504811250925242E-2,10.993013160217094,0.16666666666666666,0,1.8504811250925242E-2,6.0825379750695685,null,76.396252714071238,1.04,1.5133333333333332,76.396252714071238,1.4200000000000001E-2,0,76.396252714071238,0.01,0,120.23751560491958,null,10.502261919315401,1.04,10.993013160217094,1.4200000000000001E-2,0,0.01,11.0784531829631,null,30.458740098159758,1.5738666666666665,47.937995749157032,null,{"$f":"IF($D86=\"Connection\",VLOOKUP(C86,'Input - General'!$F$62:$N$79,5,FALSE),0)","v":0},null,0.1801212933606588,201.49147173528368,36.292904490101925,null,8.6527813038891108E-2,237.78437622538564,20.574962049599513]
[null,{"$f":"'Input - Inventory'!B84","v":76},{"$f":"'Input - Inventory'!C84","v":"INC3x100"},{"$f":"'Input - Inventory'!D84","v":"Lamp"},{"$f":"'Input - Inventory'!E84","v":"NonTraffic"},{"$f":"'Input - Inventory'!F84","v":"Minor < 130w"},{"$f":"'Input - Inventory'!G84","v":"3"},null,"Lamp - INC3x100",null,267.33691407177344,0,0,null,10.502261919315401,0.33333333333333331,0,0,10.502261919315401,1.8504811250925242E-2,0,0,10.502261919315401,0.16666666666666666,10.502261919315401,4.590314436538903E-3,10.502261919315401,4.0032025620496396E-2,157.53392878973102,2.1598272138228944E-2,262.55654798288509,1.2221950623319483E-2,0,0,12602.714303178484,1.1123470522803115E-4,8926.9226314180924,2.4953586329427266E-4,0,0,0,0,16.154969223174426,null,31.506785757946204,0.33333333333333331,40.509202269802785,1.8504811250925242E-2,10.993013160217094,0.16666666666666666,0,1.8504811250925242E-2,13.084045921279836,null,76.396252714071238,1.04,1.5133333333333332,76.396252714071238,1.4200000000000001E-2,0,76.396252714071238,0.01,0,120.23751560491958,null,10.502261919315401,1.04,10.993013160217094,1.4200000000000001E-2,0,0.01,11.0784531829631,null,30.458740098159758,1.5738666666666665,47.937995749157032,null,{"$f":"IF($D87=\"Connection\",VLOOKUP(C87,'Input - General'!$F$62:$N$79,5,FALSE),0)","v":0},null,0.1801212933606588,208.49297968149395,37.554025156848247,null,8.6527813038891108E-2,246.04700483834222,21.28990923343121]
[null,{"$f":"'Input - Inventory'!B85","v":77},{"$f":"'Input - Inventory'!C85","v":"LED1x237"},{"$f":"'Input - Inventory'!D85","v":"Lamp"},{"$f":"'Input - Inventory'!E85","v":"NonTraffic"},{"$f":"'Input - Inventory'!F85","v":"Major > 130w"},{"$f":"'Input - Inventory'!G85","v":1},null,"Lamp - LED1x237",null,25.409280916115442,1,25.409280916115442,null,0,0,10.502261919315401,0.33333333333333331,0,0,10.502261919315401,4.9094211792429674E-3,10.502261919315401,0.16666666666666666,10.502261919315401,4.590314436538903E-3,10.502261919315401,4.0032025620496396E-2,157.53392878973102,2.1598272138228944E-2,262.55654798288509,1.2221950623319483E-2,0,0,12602.714303178484,1.1123470522803115E-4,8926.9226314180924,2.4953586329427266E-4,0,0,0,0,16.012186875746359,null,0,0.33333333333333331,40.509202269802785,4.9094211792429674E-3,10.993013160217094,0.16666666666666666,0,0,2.0310455956137892,null,76.396252714071238,0.01,1.5133333333333332,76.396252714071238,1.4200000000000001E-2,0,76.396252714071238,0.01,0,1.1561299577396114,null,0,0.01,10.993013160217094,1.4200000000000001E-2,0,0.01,0.15610078687508275,null,30.458740098159758,1.5133333333333332E-2,0.46094226681881761,null,{"$f":"IF($D88=\"Connection\",VLOOKUP(C88,'Input - General'!$F$62:$N$79,5,FALSE),0)","v":0},null,0.1801212933606588,19.816405482793659,3.569356585320044,null,8.6527813038891108E-2,23.385762068113706,2.0235188480017343]
[null,{"$f":"'Input - Inventory'!B86","v":78},{"$f":"'Input - Inventory'!C86","v":"LED1x29"},{"$f":"'Input - Inventory'!D86","v":"Lamp"},{"$f":"'Input - Inventory'!E86","v":"NonTraffic"},{"$f":"'Input - Inventory'!F86","v":"Minor < 130w"},{"$f":"'Input - Inventory'!G86","v":1},null,"Lamp - LED1x29",null,24.05414327877676,1391,33459.313300778471,null,10.502261919315401,{"$f":"1/6","v":0.16666666666666666},0,0,10.502261919315401,1.8504811250925242E-2,0,0,10.502261919315401,0.16666666666666666,10.502261919315401,4.590314436538903E-3,10.502261919315401,4.0032025620496396E-2,157.53392878973102,2.1598272138228944E-2,262.55654798288509,1.2221950623319483E-2,0,0,12602.714303178484,1.1123470522803115E-4,8926.9226314180924,2.4953586329427266E-4,0,0,0,0,14.404592236621859,null,0,0.16666666666666666,40.509202269802785,1.8504811250925242E-2,10.993013160217094,0.16666666666666666,0,1.8504811250925242E-2,2.5817840019644351,null,76.396252714071238,0.01,1.5133333333333332,76.396252714071238,1.4200000000000001E-2,0,76.396252714071238,0.01,0,1.1561299577396114,null,0,0.01,10.993013160217094,1.4200000000000001E-2,0,0.01,0.15610078687508275,null,30.458740098159758,1.5133333333333332E-2,0.46094226681881761,null,{"$f":"IF($D89=\"Connection\",VLOOKUP(C89,'Input - General'!$F$62:$N$79,5,FALSE),0)","v":0},null,0.1801212933606588,18.759549250019806,3.3789942737765442,null,8.6527813038891108E-2,22.138543523796354,1.9155997549804045]
[null,{"$f":"'Input - Inventory'!B87","v":79},{"$f":"'Input - Inventory'!C87","v":"MBF1x1000"},{"$f":"'Input - Inventory'!D87","v":"Lamp"},{"$f":"'Input - Inventory'!E87","v":"Traffic"},{"$f":"'Input - Inventory'!F87","v":"Major > 130w"},{"$f":"'Input - Inventory'!G87","v":"1"},null,"Lamp - MBF1x1000",null,103.87837652573586,1,103.87837652573586,null,0,0,10.502261919315401,0.33333333333333331,0,0,10.502261919315401,4.9094211792429674E-3,10.502261919315401,0.16666666666666666,10.502261919315401,4.590314436538903E-3,10.502261919315401,4.0032025620496396E-2,157.53392878973102,2.1598272138228944E-2,262.55654798288509,1.2221950623319483E-2,0,0,12602.714303178484,1.1123470522803115E-4,8926.9226314180924,2.4953586329427266E-4,0,0,0,0,16.012186875746359,null,105.02261919315403,0.33333333333333331,40.509202269802785,4.9094211792429674E-3,10.993013160217094,0.16666666666666666,0,4.9094211792429674E-3,37.038585326665128,null,76.396252714071238,0.08,2.2699999999999996,76.396252714071238,1.4200000000000001E-2,0,76.396252714071238,0.01,0,13.873559492875335,null,105.02261919315403,0.08,10.993013160217094,1.4200000000000001E-2,0,0.01,8.5579103223274053,null,30.458740098159758,0.18159999999999996,5.5313072018258111,null,{"$f":"IF($D90=\"Connection\",VLOOKUP(C90,'Input - General'!$F$62:$N$79,5,FALSE),0)","v":0},null,0.1801212933606588,81.013549219440051,14.592265265142933,null,8.6527813038891108E-2,95.605814484582964,8.2725620411529022]
[null,{"$f":"'Input - Inventory'!B88","v":80},{"$f":"'Input - Inventory'!C88","v":"MBF1x1000 (P09)"},{"$f":"'Input - Inventory'!D88","v":"Lamp"},{"$f":"'Input - Inventory'!E88","v":"Traffic"},{"$f":"'Input - Inventory'!F88","v":"Major > 130w"},{"$f":"'Input - Inventory'!G88","v":1},null,"Lamp - MBF1x1000 (P09)",null,103.87837652573586,13,1350.4188948345661,null,0,0,10.502261919315401,0.33333333333333331,0,0,10.502261919315401,4.9094211792429674E-3,10.502261919315401,0.16666666666666666,10.502261919315401,4.590314436538903E-3,10.502261919315401,4.0032025620496396E-2,157.53392878973102,2.1598272138228944E-2,262.55654798288509,1.2221950623319483E-2,0,0,12602.714303178484,1.1123470522803115E-4,8926.9226314180924,2.4953586329427266E-4,0,0,0,0,16.012186875746359,null,105.02261919315403,0.33333333333333331,40.509202269802785,4.9094211792429674E-3,10.993013160217094,0.16666666666666666,0,4.9094211792429674E-3,37.038585326665128,null,76.396252714071238,0.08,2.2699999999999996,76.396252714071238,1.4200000000000001E-2,0,76.396252714071238,0.01,0,13.873559492875335,null,105.02261919315403,0.08,10.993013160217094,1.4200000000000001E-2,0,0.01,8.5579103223274053,null,30.458740098159758,0.18159999999999996,5.5313072018258111,null,{"$f":"IF($D91=\"Connection\",VLOOKUP(C91,'Input - General'!$F$62:$N$79,5,FALSE),0)","v":0},null,0.1801212933606588,81.013549219440051,14.592265265142933,null,8.6527813038891108E-2,95.605814484582964,8.2725620411529022]
[null,{"$f":"'Input - Inventory'!B89","v":81},{"$f":"'Input - Inventory'!C89","v":"MBF1x125"},{"$f":"'Input - Inventory'!D89","v":"Lamp"},{"$f":"'Input - Inventory'!E89","v":"NonTraffic"},{"$f":"'Input - Inventory'!F89","v":"Minor < 130w"},{"$f":"'Input - Inventory'!G89","v":"1"},null,"Lamp - MBF1x125",null,58.678177922170605,338,19833.224137693665,null,10.502261919315401,0.33333333333333331,0,0,10.502261919315401,1.8504811250925242E-2,0,0,10.502261919315401,0.16666666666666666,10.502261919315401,4.590314436538903E-3,10.502261919315401,4.0032025620496396E-2,157.53392878973102,2.1598272138228944E-2,262.55654798288509,1.2221950623319483E-2,0,0,12602.714303178484,1.1123470522803115E-4,8926.9226314180924,2.4953586329427266E-4,0,0,0,0,16.154969223174426,null,10.502261919315401,0.33333333333333331,40.509202269802785,1.8504811250925242E-2,10.993013160217094,0.16666666666666666,0,1.8504811250925242E-2,6.0825379750695685,null,76.396252714071238,0.13570000000000002,1.5133333333333332,76.396252714071238,1.4200000000000001E-2,0,76.396252714071238,0.01,0,15.688683526526527,null,10.502261919315401,0.13570000000000002,10.993013160217094,1.4200000000000001E-2,0,0.01,1.5812577293261829,null,30.458740098159758,0.20535933333333334,6.2549865607313562,null,{"$f":"IF($D92=\"Connection\",VLOOKUP(C92,'Input - General'!$F$62:$N$79,5,FALSE),0)","v":0},null,0.1801212933606588,45.762435014828057,8.242788982203928,null,8.6527813038891108E-2,54.005223997031983,4.6729539251386187]
[null,{"$f":"'Input - Inventory'!B90","v":82},{"$f":"'Input - Inventory'!C90","v":"MBF1x125 (P09)"},{"$f":"'Input - Inventory'!D90","v":"Lamp"},{"$f":"'Input - Inventory'!E90","v":"NonTraffic"},{"$f":"'Input - Inventory'!F90","v":"Minor < 130w"},{"$f":"'Input - Inventory'!G90","v":1},null,"Lamp - MBF1x125 (P09)",null,58.678177922170605,5341,313400.1482823132,null,10.502261919315401,0.33333333333333331,0,0,10.502261919315401,1.8504811250925242E-2,0,0,10.502261919315401,0.16666666666666666,10.502261919315401,4.590314436538903E-3,10.502261919315401,4.0032025620496396E-2,157.53392878973102,2.1598272138228944E-2,262.55654798288509,1.2221950623319483E-2,0,0,12602.714303178484,1.1123470522803115E-4,8926.9226314180924,2.4953586329427266E-4,0,0,0,0,16.154969223174426,null,10.502261919315401,0.33333333333333331,40.509202269802785,1.8504811250925242E-2,10.993013160217094,0.16666666666666666,0,1.8504811250925242E-2,6.0825379750695685,null,76.396252714071238,0.13570000000000002,1.5133333333333332,76.396252714071238,1.4200000000000001E-2,0,76.396252714071238,0.01,0,15.688683526526527,null,10.502261919315401,0.13570000000000002,10.993013160217094,1.4200000000000001E-2,0,0.01,1.5812577293261829,null,30.458740098159758,0.20535933333333334,6.2549865607313562,null,{"$f":"IF($D93=\"Connection\",VLOOKUP(C93,'Input - General'!$F$62:$N$79,5,FALSE),0)","v":0},null,0.1801212933606588,45.762435014828057,8.242788982203928,null,8.6527813038891108E-2,54.005223997031983,4.6729539251386187]
[null,{"$f":"'Input - Inventory'!B91","v":83},{"$f":"'Input - Inventory'!C91","v":"MBF1x160"},{"$f":"'Input - Inventory'!D91","v":"Lamp"},{"$f":"'Input - Inventory'!E91","v":"NonTraffic"},{"$f":"'Input - Inventory'!F91","v":"Major > 130w"},{"$f":"'Input - Inventory'!G91","v":"1"},null,"Lamp - MBF1x160",null,27.824602844552036,1,27.824602844552036,null,0,0,10.502261919315401,0.33333333333333331,0,0,10.502261919315401,4.9094211792429674E-3,10.502261919315401,0.16666666666666666,10.502261919315401,4.590314436538903E-3,10.502261919315401,4.0032025620496396E-2,157.53392878973102,2.1598272138228944E-2,262.55654798288509,1.2221950623319483E-2,0,0,12602.714303178484,1.1123470522803115E-4,8926.9226314180924,2.4953586329427266E-4,0,0,0,0,16.012186875746359,null,10.502261919315401,0.33333333333333331,40.509202269802785,4.9094211792429674E-3,10.993013160217094,0.16666666666666666,0,0,5.531799568718923,null,76.396252714071238,0,1.5133333333333332,76.396252714071238,1.4200000000000001E-2,0,76.396252714071238,0.01,0,0,null,10.502261919315401,0,10.993013160217094,1.4200000000000001E-2,0,0.01,0.15610078687508275,null,30.458740098159758,0,0,null,{"$f":"IF($D94=\"Connection\",VLOOKUP(C94,'Input - General'!$F$62:$N$79,5,FALSE),0)","v":0},null,0.1801212933606588,21.700087231340365,3.9086477781481439,null,8.6527813038891108E-2,25.608735009488509,2.215867835063527]
[null,{"$f":"'Input - Inventory'!B92","v":84},{"$f":"'Input - Inventory'!C92","v":"MBF1x250"},{"$f":"'Input - Inventory'!D92","v":"Lamp"},{"$f":"'Input - Inventory'!E92","v":"Traffic"},{"$f":"'Input - Inventory'!F92","v":"Major > 130w"},{"$f":"'Input - Inventory'!G92","v":"1"},null,"Lamp - MBF1x250",null,66.200511097949175,1153,76329.189295935401,null,0,0,10.502261919315401,0.33333333333333331,0,0,10.502261919315401,4.9094211792429674E-3,10.502261919315401,0.16666666666666666,10.502261919315401,4.590314436538903E-3,10.502261919315401,4.0032025620496396E-2,157.53392878973102,2.1598272138228944E-2,262.55654798288509,1.2221950623319483E-2,0,0,12602.714303178484,1.1123470522803115E-4,8926.9226314180924,2.4953586329427266E-4,0,0,0,0,16.012186875746359,null,10.502261919315401,0.33333333333333331,40.509202269802785,4.9094211792429674E-3,10.993013160217094,0.16666666666666666,0,4.9094211792429674E-3,5.531799568718923,null,76.396252714071238,0.11826666666666664,2.2699999999999996,76.396252714071238,1.4200000000000001E-2,0,76.396252714071238,0.01,0,20.509745450300702,null,10.502261919315401,0.11826666666666664,10.993013160217094,1.4200000000000001E-2,0,0.01,1.398168296532784,null,30.458740098159758,0.26846533333333322,8.1771158133658215,null,{"$f":"IF($D95=\"Connection\",VLOOKUP(C95,'Input - General'!$F$62:$N$79,5,FALSE),0)","v":0},null,0.1801212933606588,51.629016004664585,9.2994851376983387,null,8.6527813038891108E-2,60.928501142362933,5.2720099555862427]
[null,{"$f":"'Input - Inventory'!B93","v":85},{"$f":"'Input - Inventory'!C93","v":"MBF1x250 (P09)"},{"$f":"'Input - Inventory'!D93","v":"Lamp"},{"$f":"'Input - Inventory'!E93","v":"Traffic"},{"$f":"'Input - Inventory'!F93","v":"Major > 130w"},{"$f":"'Input - Inventory'!G93","v":1},null,"Lamp - MBF1x250 (P09)",null,66.200511097949175,16912,1119583.0436885164,null,0,0,10.502261919315401,0.33333333333333331,0,0,10.502261919315401,4.9094211792429674E-3,10.502261919315401,0.16666666666666666,10.502261919315401,4.590314436538903E-3,10.502261919315401,4.0032025620496396E-2,157.53392878973102,2.1598272138228944E-2,262.55654798288509,1.2221950623319483E-2,0,0,12602.714303178484,1.1123470522803115E-4,8926.9226314180924,2.4953586329427266E-4,0,0,0,0,16.012186875746359,null,10.502261919315401,0.33333333333333331,40.509202269802785,4.9094211792429674E-3,10.993013160217094,0.16666666666666666,0,4.9094211792429674E-3,5.531799568718923,null,76.396252714071238,0.11826666666666664,2.2699999999999996,76.396252714071238,1.4200000000000001E-2,0,76.396252714071238,0.01,0,20.509745450300702,null,10.502261919315401,0.11826666666666664,10.993013160217094,1.4200000000000001E-2,0,0.01,1.398168296532784,null,30.458740098159758,0.26846533333333322,8.1771158133658215,null,{"$f":"IF($D96=\"Connection\",VLOOKUP(C96,'Input - General'!$F$62:$N$79,5,FALSE),0)","v":0},null,0.1801212933606588,51.629016004664585,9.2994851376983387,null,8.6527813038891108E-2,60.928501142362933,5.2720099555862427]
[null,{"$f":"'Input - Inventory'!B94","v":86},{"$f":"'Input - Inventory'!C94","v":"MBF1x400"},{"$f":"'Input - Inventory'!D94","v":"Lamp"},{"$f":"'Input - Inventory'!E94","v":"Traffic"},{"$f":"'Input - Inventory'!F94","v":"Major > 130w"},{"$f":"'Input - Inventory'!G94","v":"1"},null,"Lamp - MBF1x400",null,68.493547329550125,343,23493.286734035693,null,0,0,10.502261919315401,0.33333333333333331,0,0,10.502261919315401,4.9094211792429674E-3,10.502261919315401,0.16666666666666666,10.502261919315401,4.590314436538903E-3,10.502261919315401,4.0032025620496396E-2,157.53392878973102,2.1598272138228944E-2,262.55654798288509,1.2221950623319483E-2,0,0,12602.714303178484,1.1123470522803115E-4,8926.9226314180924,2.4953586329427266E-4,0,0,0,0,16.012186875746359,null,10.502261919315401,0.33333333333333331,40.509202269802785,4.9094211792429674E-3,10.993013160217094,0.16666666666666666,0,4.9094211792429674E-3,5.531799568718923,null,76.396252714071238,0.12533333333333332,2.2699999999999996,76.396252714071238,1.4200000000000001E-2,0,76.396252714071238,0.01,0,21.735243205504688,null,10.502261919315401,0.12533333333333332,10.993013160217094,1.4200000000000001E-2,0,0.01,1.4723842807626131,null,30.458740098159758,0.28450666666666657,8.6657146161937693,null,{"$f":"IF($D97=\"Connection\",VLOOKUP(C97,'Input - General'!$F$62:$N$79,5,FALSE),0)","v":0},null,0.1801212933606588,53.417328546926349,9.6215983057436141,null,8.6527813038891108E-2,63.03892685266996,5.4546204768801587]
[null,{"$f":"'Input - Inventory'!B95","v":87},{"$f":"'Input - Inventory'!C95","v":"MBF1x400 (P09)"},{"$f":"'Input - Inventory'!D95","v":"Lamp"},{"$f":"'Input - Inventory'!E95","v":"Traffic"},{"$f":"'Input - Inventory'!F95","v":"Major > 130w"},{"$f":"'Input - Inventory'!G95","v":1},null,"Lamp - MBF1x400 (P09)",null,68.493547329550125,6550.5,448666.98178221809,null,0,0,10.502261919315401,0.33333333333333331,0,0,10.502261919315401,4.9094211792429674E-3,10.502261919315401,0.16666666666666666,10.502261919315401,4.590314436538903E-3,10.502261919315401,4.0032025620496396E-2,157.53392878973102,2.1598272138228944E-2,262.55654798288509,1.2221950623319483E-2,0,0,12602.714303178484,1.1123470522803115E-4,8926.9226314180924,2.4953586329427266E-4,0,0,0,0,16.012186875746359,null,10.502261919315401,0.33333333333333331,40.509202269802785,4.9094211792429674E-3,10.993013160217094,0.16666666666666666,0,4.9094211792429674E-3,5.531799568718923,null,76.396252714071238,0.12533333333333332,2.2699999999999996,76.396252714071238,1.4200000000000001E-2,0,76.396252714071238,0.01,0,21.735243205504688,null,10.502261919315401,0.12533333333333332,10.993013160217094,1.4200000000000001E-2,0,0.01,1.4723842807626131,null,30.458740098159758,0.28450666666666657,8.6657146161937693,null,{"$f":"IF($D98=\"Connection\",VLOOKUP(C98,'Input - General'!$F$62:$N$79,5,FALSE),0)","v":0},null,0.1801212933606588,53.417328546926349,9.6215983057436141,null,8.6527813038891108E-2,63.03892685266996,5.4546204768801587]
[null,{"$f":"'Input - Inventory'!B96","v":88},{"$f":"'Input - Inventory'!C96","v":"MBF1x42"},{"$f":"'Input - Inventory'!D96","v":"Lamp"},{"$f":"'Input - Inventory'!E96","v":"NonTraffic"},{"$f":"'Input - Inventory'!F96","v":"Minor < 130w"},{"$f":"'Input - Inventory'!G96","v":"1"},null,"Lamp - MBF1x42",null,62.741136398883846,197,12360.003870580118,null,10.502261919315401,0.33333333333333331,0,0,10.502261919315401,1.8504811250925242E-2,0,0,10.502261919315401,0.16666666666666666,10.502261919315401,4.590314436538903E-3,10.502261919315401,4.0032025620496396E-2,157.53392878973102,2.1598272138228944E-2,262.55654798288509,1.2221950623319483E-2,0,0,12602.714303178484,1.1123470522803115E-4,8926.9226314180924,2.4953586329427266E-4,0,0,0,0,16.154969223174426,null,10.502261919315401,0.33333333333333331,40.509202269802785,1.8504811250925242E-2,10.993013160217094,0.16666666666666666,0,1.8504811250925242E-2,6.0825379750695685,null,76.396252714071238,0.15409999999999999,1.5133333333333332,76.396252714071238,1.4200000000000001E-2,0,76.396252714071238,0.01,0,17.81596264876741,null,10.502261919315401,0.15409999999999999,10.993013160217094,1.4200000000000001E-2,0,0.01,1.7744993486415861,null,30.458740098159758,0.23320466666666662,7.103120331677979,null,{"$f":"IF($D99=\"Connection\",VLOOKUP(C99,'Input - General'!$F$62:$N$79,5,FALSE),0)","v":0},null,0.1801212933606588,48.931089527330968,8.8135311312090412,null,8.6527813038891108E-2,57.744620658540008,4.9965157403438392]
[null,{"$f":"'Input - Inventory'!B97","v":89},{"$f":"'Input - Inventory'!C97","v":"MBF1x42 (P09)"},{"$f":"'Input - Inventory'!D97","v":"Lamp"},{"$f":"'Input - Inventory'!E97","v":"NonTraffic"},{"$f":"'Input - Inventory'!F97","v":"Minor < 130w"},{"$f":"'Input - Inventory'!G97","v":1},null,"Lamp - MBF1x42 (P09)",null,62.741136398883846,52383.5,3286600.3185509318,null,10.502261919315401,0.33333333333333331,0,0,10.502261919315401,1.8504811250925242E-2,0,0,10.502261919315401,0.16666666666666666,10.502261919315401,4.590314436538903E-3,10.502261919315401,4.0032025620496396E-2,157.53392878973102,2.1598272138228944E-2,262.55654798288509,1.2221950623319483E-2,0,0,12602.714303178484,1.1123470522803115E-4,8926.9226314180924,2.4953586329427266E-4,0,0,0,0,16.154969223174426,null,10.502261919315401,0.33333333333333331,40.509202269802785,1.8504811250925242E-2,10.993013160217094,0.16666666666666666,0,1.8504811250925242E-2,6.0825379750695685,null,76.396252714071238,0.15409999999999999,1.5133333333333332,76.396252714071238,1.4200000000000001E-2,0,76.396252714071238,0.01,0,17.81596264876741,null,10.502261919315401,0.15409999999999999,10.993013160217094,1.4200000000000001E-2,0,0.01,1.7744993486415861,null,30.458740098159758,0.23320466666666662,7.103120331677979,null,{"$f":"IF($D100=\"Connection\",VLOOKUP(C100,'Input - General'!$F$62:$N$79,5,FALSE),0)","v":0},null,0.1801212933606588,48.931089527330968,8.8135311312090412,null,8.6527813038891108E-2,57.744620658540008,4.9965157403438392]
[null,{"$f":"'Input - Inventory'!B98","v":90},{"$f":"'Input - Inventory'!C98","v":"MBF1x50"},{"$f":"'Input - Inventory'!D98","v":"Lamp"},{"$f":"'Input - Inventory'!E98","v":"NonTraffic"},{"$f":"'Input - Inventory'!F98","v":"Minor < 130w"},{"$f":"'Input - Inventory'!G98","v":"1"},null,"Lamp - MBF1x50",null,70.469590023066644,271,19097.25889625106,null,10.502261919315401,0.33333333333333331,0,0,10.502261919315401,1.8504811250925242E-2,0,0,10.502261919315401,0.16666666666666666,10.502261919315401,4.590314436538903E-3,10.502261919315401,4.0032025620496396E-2,157.53392878973102,2.1598272138228944E-2,262.55654798288509,1.2221950623319483E-2,0,0,12602.714303178484,1.1123470522803115E-4,8926.9226314180924,2.4953586329427266E-4,0,0,0,0,16.154969223174426,null,10.502261919315401,0.33333333333333331,40.509202269802785,1.8504811250925242E-2,10.993013160217094,0.16666666666666666,0,1.8504811250925242E-2,6.0825379750695685,null,76.396252714071238,0.18909999999999996,1.5133333333333332,76.396252714071238,1.4200000000000001E-2,0,76.396252714071238,0.01,0,21.862417500856044,null,10.502261919315401,0.18909999999999996,10.993013160217094,1.4200000000000001E-2,0,0.01,2.1420785158176248,null,30.458740098159758,0.28617133333333328,8.7164182655438402,null,{"$f":"IF($D101=\"Connection\",VLOOKUP(C101,'Input - General'!$F$62:$N$79,5,FALSE),0)","v":0},null,0.1801212933606588,54.958421480461503,9.8991819581209377,null,8.6527813038891108E-2,64.857603438582444,5.6119865844842032]
[null,{"$f":"'Input - Inventory'!B99","v":91},{"$f":"'Input - Inventory'!C99","v":"MBF1x50 (P09)"},{"$f":"'Input - Inventory'!D99","v":"Lamp"},{"$f":"'Input - Inventory'!E99","v":"NonTraffic"},{"$f":"'Input - Inventory'!F99","v":"Minor < 130w"},{"$f":"'Input - Inventory'!G99","v":1},null,"Lamp - MBF1x50 (P09)",null,70.469590023066644,11869,836403.563983778,null,10.502261919315401,0.33333333333333331,0,0,10.502261919315401,1.8504811250925242E-2,0,0,10.502261919315401,0.16666666666666666,10.502261919315401,4.590314436538903E-3,10.502261919315401,4.0032025620496396E-2,157.53392878973102,2.1598272138228944E-2,262.55654798288509,1.2221950623319483E-2,0,0,12602.714303178484,1.1123470522803115E-4,8926.9226314180924,2.4953586329427266E-4,0,0,0,0,16.154969223174426,null,10.502261919315401,0.33333333333333331,40.509202269802785,1.8504811250925242E-2,10.993013160217094,0.16666666666666666,0,1.8504811250925242E-2,6.0825379750695685,null,76.396252714071238,0.18909999999999996,1.5133333333333332,76.396252714071238,1.4200000000000001E-2,0,76.396252714071238,0.01,0,21.862417500856044,null,10.502261919315401,0.18909999999999996,10.993013160217094,1.4200000000000001E-2,0,0.01,2.1420785158176248,null,30.458740098159758,0.28617133333333328,8.7164182655438402,null,{"$f":"IF($D102=\"Connection\",VLOOKUP(C102,'Input - General'!$F$62:$N$79,5,FALSE),0)","v":0},null,0.1801212933606588,54.958421480461503,9.8991819581209377,null,8.6527813038891108E-2,64.857603438582444,5.6119865844842032]
[null,{"$f":"'Input - Inventory'!B100","v":92},{"$f":"'Input - Inventory'!C100","v":"MBF1x500"},{"$f":"'Input - Inventory'!D100","v":"Lamp"},{"$f":"'Input - Inventory'!E100","v":"Traffic"},{"$f":"'Input - Inventory'!F100","v":"Major > 130w"},{"$f":"'Input - Inventory'!G100","v":"1"},null,"Lamp - MBF1x500",null,132.4021226022451,0,0,null,0,0,10.502261919315401,0.33333333333333331,0,0,10.502261919315401,4.9094211792429674E-3,10.502261919315401,0.16666666666666666,10.502261919315401,4.590314436538903E-3,10.502261919315401,4.0032025620496396E-2,157.53392878973102,2.1598272138228944E-2,262.55654798288509,1.2221950623319483E-2,0,0,12602.714303178484,1.1123470522803115E-4,8926.9226314180924,2.4953586329427266E-4,0,0,0,0,16.012186875746359,null,105.02261919315403,0.33333333333333331,40.509202269802785,4.9094211792429674E-3,10.993013160217094,0.16666666666666666,0,4.9094211792429674E-3,37.038585326665128,null,76.396252714071238,0.14399999999999999,2.2699999999999996,76.396252714071238,1.4200000000000001E-2,0,76.396252714071238,0.01,0,24.972407087175601,null,105.02261919315403,0.14399999999999999,10.993013160217094,1.4200000000000001E-2,0,0.01,15.279357950689262,null,30.458740098159758,0.32687999999999989,9.9563529632864594,null,{"$f":"IF($D103=\"Connection\",VLOOKUP(C103,'Input - General'!$F$62:$N$79,5,FALSE),0)","v":0},null,0.1801212933606588,103.2588902035628,18.599124854451993,null,8.6527813038891108E-2,121.85801505801481,10.544107544230283]
[null,{"$f":"'Input - Inventory'!B101","v":93},{"$f":"'Input - Inventory'!C101","v":"MBF1x700"},{"$f":"'Input - Inventory'!D101","v":"Lamp"},{"$f":"'Input - Inventory'!E101","v":"Traffic"},{"$f":"'Input - Inventory'!F101","v":"Major > 130w"},{"$f":"'Input - Inventory'!G101","v":"1"},null,"Lamp - MBF1x700",null,89.739737269198685,2,179.47947453839737,null,0,0,10.502261919315401,0.33333333333333331,0,0,10.502261919315401,4.9094211792429674E-3,10.502261919315401,0.16666666666666666,10.502261919315401,4.590314436538903E-3,10.502261919315401,4.0032025620496396E-2,157.53392878973102,2.1598272138228944E-2,262.55654798288509,1.2221950623319483E-2,0,0,12602.714303178484,1.1123470522803115E-4,8926.9226314180924,2.4953586329427266E-4,0,0,0,0,16.012186875746359,null,105.02261919315403,0.33333333333333331,40.509202269802785,4.9094211792429674E-3,10.993013160217094,0.16666666666666666,0,4.9094211792429674E-3,37.038585326665128,null,76.396252714071238,4.8276505126947922E-2,2.2699999999999996,76.396252714071238,1.4200000000000001E-2,0,76.396252714071238,0.01,0,8.3720870748351643,null,105.02261919315403,4.8276505126947922E-2,10.993013160217094,1.4200000000000001E-2,0,0.01,5.2262258007988827,null,30.458740098159758,0.10958766663817177,3.3379022560958469,null,{"$f":"IF($D104=\"Connection\",VLOOKUP(C104,'Input - General'!$F$62:$N$79,5,FALSE),0)","v":0},null,0.1801212933606588,69.986987334141389,12.606146677041593,null,8.6527813038891108E-2,82.593134011182968,7.1466032580157179]
[null,{"$f":"'Input - Inventory'!B102","v":94},{"$f":"'Input - Inventory'!C102","v":"MBF1x80"},{"$f":"'Input - Inventory'!D102","v":"Lamp"},{"$f":"'Input - Inventory'!E102","v":"NonTraffic"},{"$f":"'Input - Inventory'!F102","v":"Minor < 130w"},{"$f":"'Input - Inventory'!G102","v":"1"},null,"Lamp - MBF1x80",null,46.960370141504868,1665,78189.016285605598,null,10.502261919315401,0.33333333333333331,0,0,10.502261919315401,1.8504811250925242E-2,0,0,10.502261919315401,0.16666666666666666,10.502261919315401,4.590314436538903E-3,10.502261919315401,4.0032025620496396E-2,157.53392878973102,2.1598272138228944E-2,262.55654798288509,1.2221950623319483E-2,0,0,12602.714303178484,1.1123470522803115E-4,8926.9226314180924,2.4953586329427266E-4,0,0,0,0,16.154969223174426,null,10.502261919315401,0.33333333333333331,40.509202269802785,1.8504811250925242E-2,10.993013160217094,0.16666666666666666,0,1.8504811250925242E-2,6.0825379750695685,null,76.396252714071238,8.2633333333333323E-2,1.5133333333333332,76.396252714071238,1.4200000000000001E-2,0,76.396252714071238,0.01,0,9.5534872174549861,null,10.502261919315401,8.2633333333333323E-2,10.993013160217094,1.4200000000000001E-2,0,0.01,1.0239376968078453,null,30.458740098159758,0.12505177777777776,3.8089195981461628,null,{"$f":"IF($D105=\"Connection\",VLOOKUP(C105,'Input - General'!$F$62:$N$79,5,FALSE),0)","v":0},null,0.1801212933606588,36.623851710652986,6.5967355379717922,null,8.6527813038891108E-2,43.220587248624781,3.7397828928800863]
[null,{"$f":"'Input - Inventory'!B103","v":95},{"$f":"'Input - Inventory'!C103","v":"MBF1x80 (P09)"},{"$f":"'Input - Inventory'!D103","v":"Lamp"},{"$f":"'Input - Inventory'!E103","v":"NonTraffic"},{"$f":"'Input - Inventory'!F103","v":"Minor < 130w"},{"$f":"'Input - Inventory'!G103","v":1},null,"Lamp - MBF1x80 (P09)",null,46.960370141504868,77027.5,3617239.911074766,null,10.502261919315401,0.33333333333333331,0,0,10.502261919315401,1.8504811250925242E-2,0,0,10.502261919315401,0.16666666666666666,10.502261919315401,4.590314436538903E-3,10.502261919315401,4.0032025620496396E-2,157.53392878973102,2.1598272138228944E-2,262.55654798288509,1.2221950623319483E-2,0,0,12602.714303178484,1.1123470522803115E-4,8926.9226314180924,2.4953586329427266E-4,0,0,0,0,16.154969223174426,null,10.502261919315401,0.33333333333333331,40.509202269802785,1.8504811250925242E-2,10.993013160217094,0.16666666666666666,0,1.8504811250925242E-2,6.0825379750695685,null,76.396252714071238,8.2633333333333323E-2,1.5133333333333332,76.396252714071238,1.4200000000000001E-2,0,76.396252714071238,0.01,0,9.5534872174549861,null,10.502261919315401,8.2633333333333323E-2,10.993013160217094,1.4200000000000001E-2,0,0.01,1.0239376968078453,null,30.458740098159758,0.12505177777777776,3.8089195981461628,null,{"$f":"IF($D106=\"Connection\",VLOOKUP(C106,'Input - General'!$F$62:$N$79,5,FALSE),0)","v":0},null,0.1801212933606588,36.623851710652986,6.5967355379717922,null,8.6527813038891108E-2,43.220587248624781,3.7397828928800863]
[null,{"$f":"'Input - Inventory'!B104","v":96},{"$f":"'Input - Inventory'!C104","v":"MBF1x800"},{"$f":"'Input - Inventory'!D104","v":"Lamp"},{"$f":"'Input - Inventory'!E104","v":"Traffic"},{"$f":"'Input - Inventory'!F104","v":"Major > 130w"},{"$f":"'Input - Inventory'!G104","v":"1"},null,"Lamp - MBF1x800",null,132.4021226022451,0,0,null,0,0,10.502261919315401,0.33333333333333331,0,0,10.502261919315401,4.9094211792429674E-3,10.502261919315401,0.16666666666666666,10.502261919315401,4.590314436538903E-3,10.502261919315401,4.0032025620496396E-2,157.53392878973102,2.1598272138228944E-2,262.55654798288509,1.2221950623319483E-2,0,0,12602.714303178484,1.1123470522803115E-4,8926.9226314180924,2.4953586329427266E-4,0,0,0,0,16.012186875746359,null,105.02261919315403,0.33333333333333331,40.509202269802785,4.9094211792429674E-3,10.993013160217094,0.16666666666666666,0,4.9094211792429674E-3,37.038585326665128,null,76.396252714071238,0.14399999999999999,2.2699999999999996,76.396252714071238,1.4200000000000001E-2,0,76.396252714071238,0.01,0,24.972407087175601,null,105.02261919315403,0.14399999999999999,10.993013160217094,1.4200000000000001E-2,0,0.01,15.279357950689262,null,30.458740098159758,0.32687999999999989,9.9563529632864594,null,{"$f":"IF($D107=\"Connection\",VLOOKUP(C107,'Input - General'!$F$62:$N$79,5,FALSE),0)","v":0},null,0.1801212933606588,103.2588902035628,18.599124854451993,null,8.6527813038891108E-2,121.85801505801481,10.544107544230283]
[null,{"$f":"'Input - Inventory'!B105","v":97},{"$f":"'Input - Inventory'!C105","v":"MBF2x125"},{"$f":"'Input - Inventory'!D105","v":"Lamp"},{"$f":"'Input - Inventory'!E105","v":"Traffic"},{"$f":"'Input - Inventory'!F105","v":"Major > 130w"},{"$f":"'Input - Inventory'!G105","v":"2"},null,"Lamp - MBF2x125",null,114.40371251182064,0,0,null,0,0,10.502261919315401,0.33333333333333331,0,0,10.502261919315401,4.9094211792429674E-3,10.502261919315401,0.16666666666666666,10.502261919315401,4.590314436538903E-3,10.502261919315401,4.0032025620496396E-2,157.53392878973102,2.1598272138228944E-2,262.55654798288509,1.2221950623319483E-2,0,0,12602.714303178484,1.1123470522803115E-4,8926.9226314180924,2.4953586329427266E-4,0,0,0,0,16.012186875746359,null,21.004523838630803,0.33333333333333331,40.509202269802785,4.9094211792429674E-3,10.993013160217094,0.16666666666666666,0,4.9094211792429674E-3,9.0325535418240577,null,76.396252714071238,0.25298551000000002,2.2699999999999996,76.396252714071238,1.4200000000000001E-2,0,76.396252714071238,0.01,0,43.872619047755101,null,10.502261919315401,0.25298551000000002,10.993013160217094,1.4200000000000001E-2,0,0.01,2.8130208746866687,null,30.458740098159758,0.57427710769999996,17.4917571677572,null,{"$f":"IF($D108=\"Connection\",VLOOKUP(C108,'Input - General'!$F$62:$N$79,5,FALSE),0)","v":0},null,0.1801212933606588,89.222137507769389,16.07080680430197,null,8.6527813038891108E-2,105.29294431207136,9.110768199749284]
[null,{"$f":"'Input - Inventory'!B106","v":98},{"$f":"'Input - Inventory'!C106","v":"MBF2x125 (P09)"},{"$f":"'Input - Inventory'!D106","v":"Lamp"},{"$f":"'Input - Inventory'!E106","v":"Traffic"},{"$f":"'Input - Inventory'!F106","v":"Major > 130w"},{"$f":"'Input - Inventory'!G106","v":2},null,"Lamp - MBF2x125 (P09)",null,114.40371251182064,1,114.40371251182064,null,0,0,10.502261919315401,0.33333333333333331,0,0,10.502261919315401,4.9094211792429674E-3,10.502261919315401,0.16666666666666666,10.502261919315401,4.590314436538903E-3,10.502261919315401,4.0032025620496396E-2,157.53392878973102,2.1598272138228944E-2,262.55654798288509,1.2221950623319483E-2,0,0,12602.714303178484,1.1123470522803115E-4,8926.9226314180924,2.4953586329427266E-4,0,0,0,0,16.012186875746359,null,21.004523838630803,0.33333333333333331,40.509202269802785,4.9094211792429674E-3,10.993013160217094,0.16666666666666666,0,4.9094211792429674E-3,9.0325535418240577,null,76.396252714071238,0.25298551000000002,2.2699999999999996,76.396252714071238,1.4200000000000001E-2,0,76.396252714071238,0.01,0,43.872619047755101,null,10.502261919315401,0.25298551000000002,10.993013160217094,1.4200000000000001E-2,0,0.01,2.8130208746866687,null,30.458740098159758,0.57427710769999996,17.4917571677572,null,{"$f":"IF($D109=\"Connection\",VLOOKUP(C109,'Input - General'!$F$62:$N$79,5,FALSE),0)","v":0},null,0.1801212933606588,89.222137507769389,16.07080680430197,null,8.6527813038891108E-2,105.29294431207136,9.110768199749284]
[null,{"$f":"'Input - Inventory'!B107","v":99},{"$f":"'Input - Inventory'!C107","v":"MBF2x160"},{"$f":"'Input - Inventory'!D107","v":"Lamp"},{"$f":"'Input - Inventory'!E107","v":"Traffic"},{"$f":"'Input - Inventory'!F107","v":"Major > 130w"},{"$f":"'Input - Inventory'!G107","v":"2"},null,"Lamp - MBF2x160",null,32.313390742946183,0,0,null,0,0,10.502261919315401,0.33333333333333331,0,0,10.502261919315401,4.9094211792429674E-3,10.502261919315401,0.16666666666666666,10.502261919315401,4.590314436538903E-3,10.502261919315401,4.0032025620496396E-2,157.53392878973102,2.1598272138228944E-2,262.55654798288509,1.2221950623319483E-2,0,0,12602.714303178484,1.1123470522803115E-4,8926.9226314180924,2.4953586329427266E-4,0,0,0,0,16.012186875746359,null,21.004523838630803,0.33333333333333331,40.509202269802785,4.9094211792429674E-3,10.993013160217094,0.16666666666666666,0,4.9094211792429674E-3,9.0325535418240577,null,76.396252714071238,0,2.2699999999999996,76.396252714071238,1.4200000000000001E-2,0,76.396252714071238,0.01,0,0,null,10.502261919315401,0,10.993013160217094,1.4200000000000001E-2,0,0.01,0.15610078687508275,null,30.458740098159758,0,0,null,{"$f":"IF($D110=\"Connection\",VLOOKUP(C110,'Input - General'!$F$62:$N$79,5,FALSE),0)","v":0},null,0.1801212933606588,25.200841204445499,4.5392081115213054,null,8.6527813038891108E-2,29.740049315966804,2.5733414269793768]
[null,{"$f":"'Input - Inventory'!B108","v":100},{"$f":"'Input - Inventory'!C108","v":"MBF2x175"},{"$f":"'Input - Inventory'!D108","v":"Lamp"},{"$f":"'Input - Inventory'!E108","v":"Traffic"},{"$f":"'Input - Inventory'!F108","v":"Major > 130w"},{"$f":"'Input - Inventory'!G108","v":"2"},null,"Lamp - MBF2x175",null,32.313390742946183,0,0,null,0,0,10.502261919315401,0.33333333333333331,0,0,10.502261919315401,4.9094211792429674E-3,10.502261919315401,0.16666666666666666,10.502261919315401,4.590314436538903E-3,10.502261919315401,4.0032025620496396E-2,157.53392878973102,2.1598272138228944E-2,262.55654798288509,1.2221950623319483E-2,0,0,12602.714303178484,1.1123470522803115E-4,8926.9226314180924,2.4953586329427266E-4,0,0,0,0,16.012186875746359,null,21.004523838630803,0.33333333333333331,40.509202269802785,4.9094211792429674E-3,10.993013160217094,0.16666666666666666,0,4.9094211792429674E-3,9.0325535418240577,null,76.396252714071238,0,2.2699999999999996,76.396252714071238,1.4200000000000001E-2,0,76.396252714071238,0.01,0,0,null,10.502261919315401,0,10.993013160217094,1.4200000000000001E-2,0,0.01,0.15610078687508275,null,30.458740098159758,0,0,null,{"$f":"IF($D111=\"Connection\",VLOOKUP(C111,'Input - General'!$F$62:$N$79,5,FALSE),0)","v":0},null,0.1801212933606588,25.200841204445499,4.5392081115213054,null,8.6527813038891108E-2,29.740049315966804,2.5733414269793768]
[null,{"$f":"'Input - Inventory'!B109","v":101},{"$f":"'Input - Inventory'!C109","v":"MBF2x400"},{"$f":"'Input - Inventory'!D109","v":"Lamp"},{"$f":"'Input - Inventory'!E109","v":"Traffic"},{"$f":"'Input - Inventory'!F109","v":"Major > 130w"},{"$f":"'Input - Inventory'!G109","v":"2"},null,"Lamp - MBF2x400",null,104.52661650030534,0,0,null,0,0,10.502261919315401,0.33333333333333331,0,0,10.502261919315401,4.9094211792429674E-3,10.502261919315401,0.16666666666666666,10.502261919315401,4.590314436538903E-3,10.502261919315401,4.0032025620496396E-2,157.53392878973102,2.1598272138228944E-2,262.55654798288509,1.2221950623319483E-2,0,0,12602.714303178484,1.1123470522803115E-4,8926.9226314180924,2.4953586329427266E-4,0,0,0,0,16.012186875746359,null,21.004523838630803,0.33333333333333331,40.509202269802785,4.9094211792429674E-3,10.993013160217094,0.16666666666666666,0,4.9094211792429674E-3,9.0325535418240577,null,76.396252714071238,0.22254632888888881,2.2699999999999996,76.396252714071238,1.4200000000000001E-2,0,76.396252714071238,0.01,0,38.59387167201249,null,10.502261919315401,0.22254632888888881,10.993013160217094,1.4200000000000001E-2,0,0.01,2.4933406220483008,null,30.458740098159758,0.50518016657777753,15.387151396537579,null,{"$f":"IF($D112=\"Connection\",VLOOKUP(C112,'Input - General'!$F$62:$N$79,5,FALSE),0)","v":0},null,0.1801212933606588,81.51910410816879,14.683326465565557,null,8.6527813038891108E-2,96.202430573734347,8.324185926570987]
[null,{"$f":"'Input - Inventory'!B110","v":102},{"$f":"'Input - Inventory'!C110","v":"MBF2x80"},{"$f":"'Input - Inventory'!D110","v":"Lamp"},{"$f":"'Input - Inventory'!E110","v":"NonTraffic"},{"$f":"'Input - Inventory'!F110","v":"Minor < 130w"},{"$f":"'Input - Inventory'!G110","v":"2"},null,"Lamp - MBF2x80",null,68.187899000591813,0,0,null,10.502261919315401,0.33333333333333331,0,0,10.502261919315401,1.8504811250925242E-2,0,0,10.502261919315401,0.16666666666666666,10.502261919315401,4.590314436538903E-3,10.502261919315401,4.0032025620496396E-2,157.53392878973102,2.1598272138228944E-2,262.55654798288509,1.2221950623319483E-2,0,0,12602.714303178484,1.1123470522803115E-4,8926.9226314180924,2.4953586329427266E-4,0,0,0,0,16.154969223174426,null,21.004523838630803,0.33333333333333331,40.509202269802785,1.8504811250925242E-2,10.993013160217094,0.16666666666666666,0,1.8504811250925242E-2,9.5832919481747023,null,76.396252714071238,0.15843839888888889,1.5133333333333332,76.396252714071238,1.4200000000000001E-2,0,76.396252714071238,0.01,0,18.317537941174276,null,10.502261919315401,0.15843839888888889,10.993013160217094,1.4200000000000001E-2,0,0.01,1.8200623500831641,null,30.458740098159758,0.2397701103185185,7.303095473498848,null,{"$f":"IF($D113=\"Connection\",VLOOKUP(C113,'Input - General'!$F$62:$N$79,5,FALSE),0)","v":0},null,0.1801212933606588,53.178956936105415,9.578662502902084,null,8.6527813038891108E-2,62.757619439007499,5.4302795615843191]
[null,{"$f":"'Input - Inventory'!B111","v":103},{"$f":"'Input - Inventory'!C111","v":"MBF3x160"},{"$f":"'Input - Inventory'!D111","v":"Lamp"},{"$f":"'Input - Inventory'!E111","v":"Traffic"},{"$f":"'Input - Inventory'!F111","v":"Major > 130w"},{"$f":"'Input - Inventory'!G111","v":"3"},null,"Lamp - MBF3x160",null,36.802178641340326,0,0,null,0,0,10.502261919315401,0.33333333333333331,0,0,10.502261919315401,4.9094211792429674E-3,10.502261919315401,0.16666666666666666,10.502261919315401,4.590314436538903E-3,10.502261919315401,4.0032025620496396E-2,157.53392878973102,2.1598272138228944E-2,262.55654798288509,1.2221950623319483E-2,0,0,12602.714303178484,1.1123470522803115E-4,8926.9226314180924,2.4953586329427266E-4,0,0,0,0,16.012186875746359,null,31.506785757946204,0.33333333333333331,40.509202269802785,4.9094211792429674E-3,10.993013160217094,0.16666666666666666,0,4.9094211792429674E-3,12.53330751492919,null,76.396252714071238,0,2.2699999999999996,76.396252714071238,1.4200000000000001E-2,0,76.396252714071238,0.01,0,0,null,10.502261919315401,0,10.993013160217094,1.4200000000000001E-2,0,0.01,0.15610078687508275,null,30.458740098159758,0,0,null,{"$f":"IF($D114=\"Connection\",VLOOKUP(C114,'Input - General'!$F$62:$N$79,5,FALSE),0)","v":0},null,0.1801212933606588,28.70159517755063,5.1697684448944665,null,8.6527813038891108E-2,33.871363622445102,2.9308150188952271]
[null,{"$f":"'Input - Inventory'!B112","v":104},{"$f":"'Input - Inventory'!C112","v":"MBF3x250"},{"$f":"'Input - Inventory'!D112","v":"Lamp"},{"$f":"'Input - Inventory'!E112","v":"Traffic"},{"$f":"'Input - Inventory'!F112","v":"Major > 130w"},{"$f":"'Input - Inventory'!G112","v":"3"},null,"Lamp - MBF3x250",null,138.85089515252628,0,0,null,0,0,10.502261919315401,0.33333333333333331,0,0,10.502261919315401,4.9094211792429674E-3,10.502261919315401,0.16666666666666666,10.502261919315401,4.590314436538903E-3,10.502261919315401,4.0032025620496396E-2,157.53392878973102,2.1598272138228944E-2,262.55654798288509,1.2221950623319483E-2,0,0,12602.714303178484,1.1123470522803115E-4,8926.9226314180924,2.4953586329427266E-4,0,0,0,0,16.012186875746359,null,31.506785757946204,0.33333333333333331,40.509202269802785,4.9094211792429674E-3,10.993013160217094,0.16666666666666666,0,4.9094211792429674E-3,12.53330751492919,null,76.396252714071238,0.3144931830589629,2.2699999999999996,76.396252714071238,1.4200000000000001E-2,0,76.396252714071238,0.01,0,54.539248565903186,null,10.502261919315401,0.3144931830589629,10.993013160217094,1.4200000000000001E-2,0,0.01,3.4589905671995163,null,30.458740098159758,0.71389952554384561,21.744480104739559,null,{"$f":"IF($D115=\"Connection\",VLOOKUP(C115,'Input - General'!$F$62:$N$79,5,FALSE),0)","v":0},null,0.1801212933606588,108.28821362851781,19.505013094483946,null,8.6527813038891108E-2,127.79322672300175,11.057668429524519]
[null,{"$f":"'Input - Inventory'!B113","v":105},{"$f":"'Input - Inventory'!C113","v":"MBF3x400"},{"$f":"'Input - Inventory'!D113","v":"Lamp"},{"$f":"'Input - Inventory'!E113","v":"Traffic"},{"$f":"'Input - Inventory'!F113","v":"Major > 130w"},{"$f":"'Input - Inventory'!G113","v":"3"},null,"Lamp - MBF3x400",null,144.15633482503213,0,0,null,0,0,10.502261919315401,0.33333333333333331,0,0,10.502261919315401,4.9094211792429674E-3,10.502261919315401,0.16666666666666666,10.502261919315401,4.590314436538903E-3,10.502261919315401,4.0032025620496396E-2,157.53392878973102,2.1598272138228944E-2,262.55654798288509,1.2221950623319483E-2,0,0,12602.714303178484,1.1123470522803115E-4,8926.9226314180924,2.4953586329427266E-4,0,0,0,0,16.012186875746359,null,31.506785757946204,0.33333333333333331,40.509202269802785,4.9094211792429674E-3,10.993013160217094,0.16666666666666666,0,4.9094211792429674E-3,12.53330751492919,null,76.396252714071238,0.33084345837037032,2.2699999999999996,76.396252714071238,1.4200000000000001E-2,0,76.396252714071238,0.01,0,57.374705031624458,null,10.502261919315401,0.33084345837037032,10.993013160217094,1.4200000000000001E-2,0,0.01,3.6307054409728332,null,30.458740098159758,0.75101465050074045,22.874960049512339,null,{"$f":"IF($D116=\"Connection\",VLOOKUP(C116,'Input - General'!$F$62:$N$79,5,FALSE),0)","v":0},null,0.1801212933606588,112.42586491278519,20.250292195281578,null,8.6527813038891108E-2,132.67615710806677,11.480177716965345]
[null,{"$f":"'Input - Inventory'!B114","v":106},{"$f":"'Input - Inventory'!C114","v":"MBF3x80"},{"$f":"'Input - Inventory'!D114","v":"Lamp"},{"$f":"'Input - Inventory'!E114","v":"NonTraffic"},{"$f":"'Input - Inventory'!F114","v":"Minor < 130w"},{"$f":"'Input - Inventory'!G114","v":"3"},null,"Lamp - MBF3x80",null,88.032249898293514,0,0,null,10.502261919315401,0.33333333333333331,0,0,10.502261919315401,1.8504811250925242E-2,0,0,10.502261919315401,0.16666666666666666,10.502261919315401,4.590314436538903E-3,10.502261919315401,4.0032025620496396E-2,157.53392878973102,2.1598272138228944E-2,262.55654798288509,1.2221950623319483E-2,0,0,12602.714303178484,1.1123470522803115E-4,8926.9226314180924,2.4953586329427266E-4,0,0,0,0,16.154969223174426,null,31.506785757946204,0.33333333333333331,40.509202269802785,1.8504811250925242E-2,10.993013160217094,0.16666666666666666,0,1.8504811250925242E-2,13.084045921279836,null,76.396252714071238,0.22797943919403707,1.5133333333333332,76.396252714071238,1.4200000000000001E-2,0,76.396252714071238,0.01,0,26.357385940090236,null,10.502261919315401,0.22797943919403707,10.993013160217094,1.4200000000000001E-2,0,0.01,2.5504005695094993,null,30.458740098159758,0.34500888464697604,10.508535949018224,null,{"$f":"IF($D117=\"Connection\",VLOOKUP(C117,'Input - General'!$F$62:$N$79,5,FALSE),0)","v":0},null,0.1801212933606588,68.655337603072226,12.366288205178041,null,8.6527813038891108E-2,81.021625808250249,7.0106240900432724]
[null,{"$f":"'Input - Inventory'!B115","v":107},{"$f":"'Input - Inventory'!C115","v":"MBF4x1000"},{"$f":"'Input - Inventory'!D115","v":"Lamp"},{"$f":"'Input - Inventory'!E115","v":"Traffic"},{"$f":"'Input - Inventory'!F115","v":"Major > 130w"},{"$f":"'Input - Inventory'!G115","v":"4"},null,"Lamp - MBF4x1000",null,329.28631829552353,0,0,null,0,0,10.502261919315401,0.33333333333333331,0,0,10.502261919315401,4.9094211792429674E-3,10.502261919315401,0.16666666666666666,10.502261919315401,4.590314436538903E-3,10.502261919315401,4.0032025620496396E-2,157.53392878973102,2.1598272138228944E-2,262.55654798288509,1.2221950623319483E-2,0,0,12602.714303178484,1.1123470522803115E-4,8926.9226314180924,2.4953586329427266E-4,0,0,0,0,16.012186875746359,null,420.09047677261611,0.33333333333333331,40.509202269802785,4.9094211792429674E-3,10.993013160217094,0.16666666666666666,0,4.9094211792429674E-3,142.06120451981914,null,76.396252714071238,0.28360703999999992,2.2699999999999996,76.396252714071238,1.4200000000000001E-2,0,76.396252714071238,0.01,0,49.18298927547842,null,105.02261919315403,0.28360703999999992,10.993013160217094,1.4200000000000001E-2,0,0.01,29.941254949292677,null,30.458740098159758,0.64378798079999966,19.608970785506255,null,{"$f":"IF($D118=\"Connection\",VLOOKUP(C118,'Input - General'!$F$62:$N$79,5,FALSE),0)","v":0},null,0.1801212933606588,256.80660640584284,46.256338089382055,null,8.6527813038891108E-2,303.06294449522488,26.223373800298653]
[null,{"$f":"'Input - Inventory'!B116","v":108},{"$f":"'Input - Inventory'!C116","v":"MBF4x80"},{"$f":"'Input - Inventory'!D116","v":"Lamp"},{"$f":"'Input - Inventory'!E116","v":"NonTraffic"},{"$f":"'Input - Inventory'!F116","v":"Minor < 130w"},{"$f":"'Input - Inventory'!G116","v":"4"},null,"Lamp - MBF4x80",null,106.60771944015247,0,0,null,10.502261919315401,0.33333333333333331,0,0,10.502261919315401,1.8504811250925242E-2,0,0,10.502261919315401,0.16666666666666666,10.502261919315401,4.590314436538903E-3,10.502261919315401,4.0032025620496396E-2,157.53392878973102,2.1598272138228944E-2,262.55654798288509,1.2221950623319483E-2,0,0,12602.714303178484,1.1123470522803115E-4,8926.9226314180924,2.4953586329427266E-4,0,0,0,0,16.154969223174426,null,42.009047677261606,0.33333333333333331,40.509202269802785,1.8504811250925242E-2,10.993013160217094,0.16666666666666666,0,1.8504811250925242E-2,16.584799894384972,null,76.396252714071238,0.2917740715353031,1.5133333333333332,76.396252714071238,1.4200000000000001E-2,0,76.396252714071238,0.01,0,33.732874499362431,null,10.502261919315401,0.2917740715353031,10.993013160217094,1.4200000000000001E-2,0,0.01,3.2203885074039045,null,30.458740098159758,0.44155142825675864,13.449100193243845,null,{"$f":"IF($D119=\"Connection\",VLOOKUP(C119,'Input - General'!$F$62:$N$79,5,FALSE),0)","v":0},null,0.1801212933606588,83.142132317569576,14.97566840580366,null,8.6527813038891108E-2,98.11780072337325,8.4899187167792149]
[null,{"$f":"'Input - Inventory'!B117","v":109},{"$f":"'Input - Inventory'!C117","v":"MBF6x125"},{"$f":"'Input - Inventory'!D117","v":"Lamp"},{"$f":"'Input - Inventory'!E117","v":"Traffic"},{"$f":"'Input - Inventory'!F117","v":"Major > 130w"},{"$f":"'Input - Inventory'!G117","v":"6"},null,"Lamp - MBF6x125",null,239.49043942888349,0,0,null,0,0,10.502261919315401,0.33333333333333331,0,0,10.502261919315401,4.9094211792429674E-3,10.502261919315401,0.16666666666666666,10.502261919315401,4.590314436538903E-3,10.502261919315401,4.0032025620496396E-2,157.53392878973102,2.1598272138228944E-2,262.55654798288509,1.2221950623319483E-2,0,0,12602.714303178484,1.1123470522803115E-4,8926.9226314180924,2.4953586329427266E-4,0,0,0,0,16.012186875746359,null,63.013571515892409,0.33333333333333331,40.509202269802785,4.9094211792429674E-3,10.993013160217094,0.16666666666666666,0,4.9094211792429674E-3,23.035569434244593,null,76.396252714071238,0.58314301987824635,2.2699999999999996,76.396252714071238,1.4200000000000001E-2,0,76.396252714071238,0.01,0,101.12836723919794,null,10.502261919315401,0.58314301987824635,10.993013160217094,1.4200000000000001E-2,0,0.01,6.2804215180569738,null,30.458740098159758,1.3237346551236189,40.319289819337449,null,{"$f":"IF($D120=\"Connection\",VLOOKUP(C120,'Input - General'!$F$62:$N$79,5,FALSE),0)","v":0},null,0.1801212933606588,186.77583488658331,33.642304948288242,null,8.6527813038891108E-2,220.41813983487157,19.072299594011923]
[null,{"$f":"'Input - Inventory'!B118","v":110},{"$f":"'Input - Inventory'!C118","v":"MBF6x160"},{"$f":"'Input - Inventory'!D118","v":"Lamp"},{"$f":"'Input - Inventory'!E118","v":"Traffic"},{"$f":"'Input - Inventory'!F118","v":"Major > 130w"},{"$f":"'Input - Inventory'!G118","v":"6"},null,"Lamp - MBF6x160",null,50.268542336522756,0,0,null,0,0,10.502261919315401,0.33333333333333331,0,0,10.502261919315401,4.9094211792429674E-3,10.502261919315401,0.16666666666666666,10.502261919315401,4.590314436538903E-3,10.502261919315401,4.0032025620496396E-2,157.53392878973102,2.1598272138228944E-2,262.55654798288509,1.2221950623319483E-2,0,0,12602.714303178484,1.1123470522803115E-4,8926.9226314180924,2.4953586329427266E-4,0,0,0,0,16.012186875746359,null,63.013571515892409,0.33333333333333331,40.509202269802785,4.9094211792429674E-3,10.993013160217094,0.16666666666666666,0,4.9094211792429674E-3,23.035569434244593,null,76.396252714071238,0,2.2699999999999996,76.396252714071238,1.4200000000000001E-2,0,76.396252714071238,0.01,0,0,null,10.502261919315401,0,10.993013160217094,1.4200000000000001E-2,0,0.01,0.15610078687508275,null,30.458740098159758,0,0,null,{"$f":"IF($D121=\"Connection\",VLOOKUP(C121,'Input - General'!$F$62:$N$79,5,FALSE),0)","v":0},null,0.1801212933606588,39.203857096866031,7.0614494450139516,null,8.6527813038891108E-2,46.26530654187998,4.0032357946427766]
[null,{"$f":"'Input - Inventory'!B119","v":111},{"$f":"'Input - Inventory'!C119","v":"MBF9x160"},{"$f":"'Input - Inventory'!D119","v":"Lamp"},{"$f":"'Input - Inventory'!E119","v":"Traffic"},{"$f":"'Input - Inventory'!F119","v":"Major > 130w"},{"$f":"'Input - Inventory'!G119","v":"9"},null,"Lamp - MBF9x160",null,63.734906031705201,0,0,null,0,0,10.502261919315401,0.33333333333333331,0,0,10.502261919315401,4.9094211792429674E-3,10.502261919315401,0.16666666666666666,10.502261919315401,4.590314436538903E-3,10.502261919315401,4.0032025620496396E-2,157.53392878973102,2.1598272138228944E-2,262.55654798288509,1.2221950623319483E-2,0,0,12602.714303178484,1.1123470522803115E-4,8926.9226314180924,2.4953586329427266E-4,0,0,0,0,16.012186875746359,null,94.520357273838613,0.33333333333333331,40.509202269802785,4.9094211792429674E-3,10.993013160217094,0.16666666666666666,0,4.9094211792429674E-3,33.537831353559994,null,76.396252714071238,0,2.2699999999999996,76.396252714071238,1.4200000000000001E-2,0,76.396252714071238,0.01,0,0,null,10.502261919315401,0,10.993013160217094,1.4200000000000001E-2,0,0.01,0.15610078687508275,null,30.458740098159758,0,0,null,{"$f":"IF($D122=\"Connection\",VLOOKUP(C122,'Input - General'!$F$62:$N$79,5,FALSE),0)","v":0},null,0.1801212933606588,49.706119016181432,8.9531304451334357,null,8.6527813038891108E-2,58.659249461314872,5.0756565703903274]
[null,{"$f":"'Input - Inventory'!B120","v":112},{"$f":"'Input - Inventory'!C120","v":"MBI1x100"},{"$f":"'Input - Inventory'!D120","v":"Lamp"},{"$f":"'Input - Inventory'!E120","v":"Traffic"},{"$f":"'Input - Inventory'!F120","v":"Minor < 130w"},{"$f":"'Input - Inventory'!G120","v":"1"},null,"Lamp - MBI1x100",null,93.918472805867438,1,93.918472805867438,null,10.502261919315401,0.33333333333333331,0,0,10.502261919315401,1.8504811250925242E-2,0,0,10.502261919315401,0.16666666666666666,10.502261919315401,4.590314436538903E-3,10.502261919315401,4.0032025620496396E-2,157.53392878973102,2.1598272138228944E-2,262.55654798288509,1.2221950623319483E-2,0,0,12602.714303178484,1.1123470522803115E-4,8926.9226314180924,2.4953586329427266E-4,0,0,0,0,16.154969223174426,null,31.506785757946208,0.33333333333333331,40.509202269802785,1.8504811250925242E-2,10.993013160217094,0.16666666666666666,0,0,13.084045921279836,null,76.396252714071238,0.16,2.2699999999999996,76.396252714071238,1.4200000000000001E-2,0,76.396252714071238,0.01,0,27.747118985750671,null,31.506785757946208,0.16,10.993013160217094,1.4200000000000001E-2,0,0.01,5.1971865081464763,null,30.458740098159758,0.36319999999999991,11.062614403651622,null,{"$f":"IF($D123=\"Connection\",VLOOKUP(C123,'Input - General'!$F$62:$N$79,5,FALSE),0)","v":0},null,0.1801212933606588,73.245935042003026,13.193152553176386,null,8.6527813038891108E-2,86.439087595179416,7.4793852106880161]
[null,{"$f":"'Input - Inventory'!B121","v":113},{"$f":"'Input - Inventory'!C121","v":"MBI1x100 (P09)"},{"$f":"'Input - Inventory'!D121","v":"Lamp"},{"$f":"'Input - Inventory'!E121","v":"Traffic"},{"$f":"'Input - Inventory'!F121","v":"Minor < 130w"},{"$f":"'Input - Inventory'!G121","v":1},null,"Lamp - MBI1x100 (P09)",null,93.918472805867438,34,3193.2280753994928,null,10.502261919315401,0.33333333333333331,0,0,10.502261919315401,1.8504811250925242E-2,0,0,10.502261919315401,0.16666666666666666,10.502261919315401,4.590314436538903E-3,10.502261919315401,4.0032025620496396E-2,157.53392878973102,2.1598272138228944E-2,262.55654798288509,1.2221950623319483E-2,0,0,12602.714303178484,1.1123470522803115E-4,8926.9226314180924,2.4953586329427266E-4,0,0,0,0,16.154969223174426,null,31.506785757946208,0.33333333333333331,40.509202269802785,1.8504811250925242E-2,10.993013160217094,0.16666666666666666,0,0,13.084045921279836,null,76.396252714071238,0.16,2.2699999999999996,76.396252714071238,1.4200000000000001E-2,0,76.396252714071238,0.01,0,27.747118985750671,null,31.506785757946208,0.16,10.993013160217094,1.4200000000000001E-2,0,0.01,5.1971865081464763,null,30.458740098159758,0.36319999999999991,11.062614403651622,null,{"$f":"IF($D124=\"Connection\",VLOOKUP(C124,'Input - General'!$F$62:$N$79,5,FALSE),0)","v":0},null,0.1801212933606588,73.245935042003026,13.193152553176386,null,8.6527813038891108E-2,86.439087595179416,7.4793852106880161]
[null,{"$f":"'Input - Inventory'!B122","v":114},{"$f":"'Input - Inventory'!C122","v":"MBI1x1000"},{"$f":"'Input - Inventory'!D122","v":"Lamp"},{"$f":"'Input - Inventory'!E122","v":"Traffic"},{"$f":"'Input - Inventory'!F122","v":"Major > 130w"},{"$f":"'Input - Inventory'!G122","v":"1"},null,"Lamp - MBI1x1000",null,139.53305912137239,1,139.53305912137239,null,0,0,10.502261919315401,0.33333333333333331,0,0,10.502261919315401,4.9094211792429674E-3,10.502261919315401,0.16666666666666666,10.502261919315401,4.590314436538903E-3,10.502261919315401,4.0032025620496396E-2,157.53392878973102,2.1598272138228944E-2,262.55654798288509,1.2221950623319483E-2,0,0,12602.714303178484,1.1123470522803115E-4,8926.9226314180924,2.4953586329427266E-4,0,0,0,0,16.012186875746359,null,105.02261919315403,0.33333333333333331,40.509202269802785,4.9094211792429674E-3,10.993013160217094,0.16666666666666666,0,4.9094211792429674E-3,37.038585326665128,null,76.396252714071238,0.16,2.2699999999999996,76.396252714071238,1.4200000000000001E-2,0,76.396252714071238,0.01,0,27.747118985750671,null,105.02261919315403,0.16,10.993013160217094,1.4200000000000001E-2,0,0.01,16.959719857779728,null,30.458740098159758,0.36319999999999991,11.062614403651622,null,{"$f":"IF($D125=\"Connection\",VLOOKUP(C125,'Input - General'!$F$62:$N$79,5,FALSE),0)","v":0},null,0.1801212933606588,108.82022544959352,19.600839751779262,null,8.6527813038891108E-2,128.42106520137276,11.111993919999627]
[null,{"$f":"'Input - Inventory'!B123","v":115},{"$f":"'Input - Inventory'!C123","v":"MBI1x1000 (P09)"},{"$f":"'Input - Inventory'!D123","v":"Lamp"},{"$f":"'Input - Inventory'!E123","v":"Traffic"},{"$f":"'Input - Inventory'!F123","v":"Major > 130w"},{"$f":"'Input - Inventory'!G123","v":1},null,"Lamp - MBI1x1000 (P09)",null,139.53305912137239,10,1395.3305912137239,null,0,0,10.502261919315401,0.33333333333333331,0,0,10.502261919315401,4.9094211792429674E-3,10.502261919315401,0.16666666666666666,10.502261919315401,4.590314436538903E-3,10.502261919315401,4.0032025620496396E-2,157.53392878973102,2.1598272138228944E-2,262.55654798288509,1.2221950623319483E-2,0,0,12602.714303178484,1.1123470522803115E-4,8926.9226314180924,2.4953586329427266E-4,0,0,0,0,16.012186875746359,null,105.02261919315403,0.33333333333333331,40.509202269802785,4.9094211792429674E-3,10.993013160217094,0.16666666666666666,0,4.9094211792429674E-3,37.038585326665128,null,76.396252714071238,0.16,2.2699999999999996,76.396252714071238,1.4200000000000001E-2,0,76.396252714071238,0.01,0,27.747118985750671,null,105.02261919315403,0.16,10.993013160217094,1.4200000000000001E-2,0,0.01,16.959719857779728,null,30.458740098159758,0.36319999999999991,11.062614403651622,null,{"$f":"IF($D126=\"Connection\",VLOOKUP(C126,'Input - General'!$F$62:$N$79,5,FALSE),0)","v":0},null,0.1801212933606588,108.82022544959352,19.600839751779262,null,8.6527813038891108E-2,128.42106520137276,11.111993919999627]
[null,{"$f":"'Input - Inventory'!B124","v":116},{"$f":"'Input - Inventory'!C124","v":"MBI1x150"},{"$f":"'Input - Inventory'!D124","v":"Lamp"},{"$f":"'Input - Inventory'!E124","v":"Traffic"},{"$f":"'Input - Inventory'!F124","v":"Major > 130w"},{"$f":"'Input - Inventory'!G124","v":"1"},null,"Lamp - MBI1x150",null,139.53305912137242,5,697.66529560686206,null,0,0,10.502261919315401,0.33333333333333331,0,0,10.502261919315401,4.9094211792429674E-3,10.502261919315401,0.16666666666666666,10.502261919315401,4.590314436538903E-3,10.502261919315401,4.0032025620496396E-2,157.53392878973102,2.1598272138228944E-2,262.55654798288509,1.2221950623319483E-2,0,0,12602.714303178484,1.1123470522803115E-4,8926.9226314180924,2.4953586329427266E-4,0,0,0,0,16.012186875746359,null,105.02261919315403,0.33333333333333331,40.509202269802785,4.9094211792429674E-3,10.993013160217094,0.16666666666666666,0,4.9094211792429674E-3,37.038585326665128,null,76.396252714071238,0.16000000000000003,2.2699999999999996,76.396252714071238,1.4200000000000001E-2,0,76.396252714071238,0.01,0,27.747118985750674,null,105.02261919315403,0.16000000000000003,10.993013160217094,1.4200000000000001E-2,0,0.01,16.959719857779731,null,30.458740098159758,0.36320000000000002,11.062614403651624,null,{"$f":"IF($D127=\"Connection\",VLOOKUP(C127,'Input - General'!$F$62:$N$79,5,FALSE),0)","v":0},null,0.1801212933606588,108.82022544959352,19.600839751779262,null,8.6527813038891108E-2,128.42106520137278,11.111993919999628]
[null,{"$f":"'Input - Inventory'!B125","v":117},{"$f":"'Input - Inventory'!C125","v":"MBI1x150 (P09)"},{"$f":"'Input - Inventory'!D125","v":"Lamp"},{"$f":"'Input - Inventory'!E125","v":"Traffic"},{"$f":"'Input - Inventory'!F125","v":"Major > 130w"},{"$f":"'Input - Inventory'!G125","v":1},null,"Lamp - MBI1x150 (P09)",null,139.53305912137242,69,9627.7810793746976,null,0,0,10.502261919315401,0.33333333333333331,0,0,10.502261919315401,4.9094211792429674E-3,10.502261919315401,0.16666666666666666,10.502261919315401,4.590314436538903E-3,10.502261919315401,4.0032025620496396E-2,157.53392878973102,2.1598272138228944E-2,262.55654798288509,1.2221950623319483E-2,0,0,12602.714303178484,1.1123470522803115E-4,8926.9226314180924,2.4953586329427266E-4,0,0,0,0,16.012186875746359,null,105.02261919315403,0.33333333333333331,40.509202269802785,4.9094211792429674E-3,10.993013160217094,0.16666666666666666,0,4.9094211792429674E-3,37.038585326665128,null,76.396252714071238,0.16000000000000003,2.2699999999999996,76.396252714071238,1.4200000000000001E-2,0,76.396252714071238,0.01,0,27.747118985750674,null,105.02261919315403,0.16000000000000003,10.993013160217094,1.4200000000000001E-2,0,0.01,16.959719857779731,null,30.458740098159758,0.36320000000000002,11.062614403651624,null,{"$f":"IF($D128=\"Connection\",VLOOKUP(C128,'Input - General'!$F$62:$N$79,5,FALSE),0)","v":0},null,0.1801212933606588,108.82022544959352,19.600839751779262,null,8.6527813038891108E-2,128.42106520137278,11.111993919999628]
[null,{"$f":"'Input - Inventory'!B126","v":118},{"$f":"'Input - Inventory'!C126","v":"MBI1x1500"},{"$f":"'Input - Inventory'!D126","v":"Lamp"},{"$f":"'Input - Inventory'!E126","v":"Traffic"},{"$f":"'Input - Inventory'!F126","v":"Major > 130w"},{"$f":"'Input - Inventory'!G126","v":"1"},null,"Lamp - MBI1x1500",null,139.53305912137239,0,0,null,0,0,10.502261919315401,0.33333333333333331,0,0,10.502261919315401,4.9094211792429674E-3,10.502261919315401,0.16666666666666666,10.502261919315401,4.590314436538903E-3,10.502261919315401,4.0032025620496396E-2,157.53392878973102,2.1598272138228944E-2,262.55654798288509,1.2221950623319483E-2,0,0,12602.714303178484,1.1123470522803115E-4,8926.9226314180924,2.4953586329427266E-4,0,0,0,0,16.012186875746359,null,105.02261919315403,0.33333333333333331,40.509202269802785,4.9094211792429674E-3,10.993013160217094,0.16666666666666666,0,4.9094211792429674E-3,37.038585326665128,null,76.396252714071238,0.16,2.2699999999999996,76.396252714071238,1.4200000000000001E-2,0,76.396252714071238,0.01,0,27.747118985750671,null,105.02261919315403,0.16,10.993013160217094,1.4200000000000001E-2,0,0.01,16.959719857779728,null,30.458740098159758,0.36319999999999991,11.062614403651622,null,{"$f":"IF($D129=\"Connection\",VLOOKUP(C129,'Input - General'!$F$62:$N$79,5,FALSE),0)","v":0},null,0.1801212933606588,108.82022544959352,19.600839751779262,null,8.6527813038891108E-2,128.42106520137276,11.111993919999627]
[null,{"$f":"'Input - Inventory'!B127","v":119},{"$f":"'Input - Inventory'!C127","v":"MBI1x250"},{"$f":"'Input - Inventory'!D127","v":"Lamp"},{"$f":"'Input - Inventory'!E127","v":"Traffic"},{"$f":"'Input - Inventory'!F127","v":"Major > 130w"},{"$f":"'Input - Inventory'!G127","v":"1"},null,"Lamp - MBI1x250",null,93.029216494009063,2,186.05843298801813,null,0,0,10.502261919315401,0.33333333333333331,0,0,10.502261919315401,4.9094211792429674E-3,10.502261919315401,0.16666666666666666,10.502261919315401,4.590314436538903E-3,10.502261919315401,4.0032025620496396E-2,157.53392878973102,2.1598272138228944E-2,262.55654798288509,1.2221950623319483E-2,0,0,12602.714303178484,1.1123470522803115E-4,8926.9226314180924,2.4953586329427266E-4,0,0,0,0,16.012186875746359,null,31.506785757946208,0.33333333333333331,40.509202269802785,4.9094211792429674E-3,10.993013160217094,0.16666666666666666,0,4.9094211792429674E-3,12.53330751492919,null,76.396252714071238,0.16000000000000003,2.2699999999999996,76.396252714071238,1.4200000000000001E-2,0,76.396252714071238,0.01,0,27.747118985750674,null,31.506785757946208,0.16000000000000003,10.993013160217094,1.4200000000000001E-2,0,0.01,5.1971865081464772,null,30.458740098159758,0.36320000000000002,11.062614403651624,null,{"$f":"IF($D130=\"Connection\",VLOOKUP(C130,'Input - General'!$F$62:$N$79,5,FALSE),0)","v":0},null,0.1801212933606588,72.552414288224327,13.068234698033306,null,8.6527813038891108E-2,85.620648986257635,7.4085675077514219]
[null,{"$f":"'Input - Inventory'!B128","v":120},{"$f":"'Input - Inventory'!C128","v":"MBI1x250 (P09)"},{"$f":"'Input - Inventory'!D128","v":"Lamp"},{"$f":"'Input - Inventory'!E128","v":"Traffic"},{"$f":"'Input - Inventory'!F128","v":"Major > 130w"},{"$f":"'Input - Inventory'!G128","v":1},null,"Lamp - MBI1x250 (P09)",null,93.029216494009063,61,5674.7822061345532,null,0,0,10.502261919315401,0.33333333333333331,0,0,10.502261919315401,4.9094211792429674E-3,10.502261919315401,0.16666666666666666,10.502261919315401,4.590314436538903E-3,10.502261919315401,4.0032025620496396E-2,157.53392878973102,2.1598272138228944E-2,262.55654798288509,1.2221950623319483E-2,0,0,12602.714303178484,1.1123470522803115E-4,8926.9226314180924,2.4953586329427266E-4,0,0,0,0,16.012186875746359,null,31.506785757946208,0.33333333333333331,40.509202269802785,4.9094211792429674E-3,10.993013160217094,0.16666666666666666,0,4.9094211792429674E-3,12.53330751492919,null,76.396252714071238,0.16000000000000003,2.2699999999999996,76.396252714071238,1.4200000000000001E-2,0,76.396252714071238,0.01,0,27.747118985750674,null,31.506785757946208,0.16000000000000003,10.993013160217094,1.4200000000000001E-2,0,0.01,5.1971865081464772,null,30.458740098159758,0.36320000000000002,11.062614403651624,null,{"$f":"IF($D131=\"Connection\",VLOOKUP(C131,'Input - General'!$F$62:$N$79,5,FALSE),0)","v":0},null,0.1801212933606588,72.552414288224327,13.068234698033306,null,8.6527813038891108E-2,85.620648986257635,7.4085675077514219]
[null,{"$f":"'Input - Inventory'!B129","v":121},{"$f":"'Input - Inventory'!C129","v":"MBI1x3745"},{"$f":"'Input - Inventory'!D129","v":"Lamp"},{"$f":"'Input - Inventory'!E129","v":"Traffic"},{"$f":"'Input - Inventory'!F129","v":"Major > 130w"},{"$f":"'Input - Inventory'!G129","v":"1"},null,"Lamp - MBI1x3745",null,73.098998225139027,0,0,null,0,0,10.502261919315401,0.33333333333333331,0,0,10.502261919315401,4.9094211792429674E-3,10.502261919315401,0.16666666666666666,10.502261919315401,4.590314436538903E-3,10.502261919315401,4.0032025620496396E-2,157.53392878973102,2.1598272138228944E-2,262.55654798288509,1.2221950623319483E-2,0,0,12602.714303178484,1.1123470522803115E-4,8926.9226314180924,2.4953586329427266E-4,0,0,0,0,16.012186875746359,null,0,0.33333333333333331,40.509202269802785,4.9094211792429674E-3,10.993013160217094,0.16666666666666666,0,4.9094211792429674E-3,2.0310455956137892,null,76.396252714071238,0.16,2.2699999999999996,76.396252714071238,1.4200000000000001E-2,0,76.396252714071238,0.01,0,27.747118985750671,null,0,0.16,10.993013160217094,1.4200000000000001E-2,0,0.01,0.15610078687508275,null,30.458740098159758,0.36319999999999991,11.062614403651622,null,{"$f":"IF($D132=\"Connection\",VLOOKUP(C132,'Input - General'!$F$62:$N$79,5,FALSE),0)","v":0},null,0.1801212933606588,57.009066647637525,10.268546817856468,null,8.6527813038891108E-2,67.277613465493985,5.8213847596450465]
[null,{"$f":"'Input - Inventory'!B130","v":122},{"$f":"'Input - Inventory'!C130","v":"MBI1x400"},{"$f":"'Input - Inventory'!D130","v":"Lamp"},{"$f":"'Input - Inventory'!E130","v":"Traffic"},{"$f":"'Input - Inventory'!F130","v":"Major > 130w"},{"$f":"'Input - Inventory'!G130","v":"1"},null,"Lamp - MBI1x400",null,78.972457030841881,13,1026.6419414009445,null,0,0,10.502261919315401,0.33333333333333331,0,0,10.502261919315401,4.9094211792429674E-3,10.502261919315401,0.16666666666666666,10.502261919315401,4.590314436538903E-3,10.502261919315401,4.0032025620496396E-2,157.53392878973102,2.1598272138228944E-2,262.55654798288509,1.2221950623319483E-2,0,0,12602.714303178484,1.1123470522803115E-4,8926.9226314180924,2.4953586329427266E-4,0,0,0,0,16.012186875746359,null,31.506785757946208,0.33333333333333331,40.509202269802785,4.9094211792429674E-3,10.993013160217094,0.16666666666666666,0,4.9094211792429674E-3,12.53330751492919,null,76.396252714071238,0.12,2.2699999999999996,76.396252714071238,1.4200000000000001E-2,0,76.396252714071238,0.01,0,20.810339239313002,null,31.506785757946208,0.12,10.993013160217094,1.4200000000000001E-2,0,0.01,3.9369150778286275,null,30.458740098159758,0.27239999999999992,8.2969608027387149,null,{"$f":"IF($D133=\"Connection\",VLOOKUP(C133,'Input - General'!$F$62:$N$79,5,FALSE),0)","v":0},null,0.1801212933606588,61.589709510555899,11.093618134748596,null,8.6527813038891108E-2,72.683327645304502,6.2891293855373736]
[null,{"$f":"'Input - Inventory'!B131","v":123},{"$f":"'Input - Inventory'!C131","v":"MBI1x400 (P09)"},{"$f":"'Input - Inventory'!D131","v":"Lamp"},{"$f":"'Input - Inventory'!E131","v":"Traffic"},{"$f":"'Input - Inventory'!F131","v":"Major > 130w"},{"$f":"'Input - Inventory'!G131","v":1},null,"Lamp - MBI1x400 (P09)",null,78.972457030841881,109,8607.9978163617652,null,0,0,10.502261919315401,0.33333333333333331,0,0,10.502261919315401,4.9094211792429674E-3,10.502261919315401,0.16666666666666666,10.502261919315401,4.590314436538903E-3,10.502261919315401,4.0032025620496396E-2,157.53392878973102,2.1598272138228944E-2,262.55654798288509,1.2221950623319483E-2,0,0,12602.714303178484,1.1123470522803115E-4,8926.9226314180924,2.4953586329427266E-4,0,0,0,0,16.012186875746359,null,31.506785757946208,0.33333333333333331,40.509202269802785,4.9094211792429674E-3,10.993013160217094,0.16666666666666666,0,4.9094211792429674E-3,12.53330751492919,null,76.396252714071238,0.12,2.2699999999999996,76.396252714071238,1.4200000000000001E-2,0,76.396252714071238,0.01,0,20.810339239313002,null,31.506785757946208,0.12,10.993013160217094,1.4200000000000001E-2,0,0.01,3.9369150778286275,null,30.458740098159758,0.27239999999999992,8.2969608027387149,null,{"$f":"IF($D134=\"Connection\",VLOOKUP(C134,'Input - General'!$F$62:$N$79,5,FALSE),0)","v":0},null,0.1801212933606588,61.589709510555899,11.093618134748596,null,8.6527813038891108E-2,72.683327645304502,6.2891293855373736]
[null,{"$f":"'Input - Inventory'!B132","v":124},{"$f":"'Input - Inventory'!C132","v":"MBI1x500"},{"$f":"'Input - Inventory'!D132","v":"Lamp"},{"$f":"'Input - Inventory'!E132","v":"Traffic"},{"$f":"'Input - Inventory'!F132","v":"Major > 130w"},{"$f":"'Input - Inventory'!G132","v":"1"},null,"Lamp - MBI1x500",null,139.53305912137239,0,0,null,0,0,10.502261919315401,0.33333333333333331,0,0,10.502261919315401,4.9094211792429674E-3,10.502261919315401,0.16666666666666666,10.502261919315401,4.590314436538903E-3,10.502261919315401,4.0032025620496396E-2,157.53392878973102,2.1598272138228944E-2,262.55654798288509,1.2221950623319483E-2,0,0,12602.714303178484,1.1123470522803115E-4,8926.9226314180924,2.4953586329427266E-4,0,0,0,0,16.012186875746359,null,105.02261919315403,0.33333333333333331,40.509202269802785,4.9094211792429674E-3,10.993013160217094,0.16666666666666666,0,4.9094211792429674E-3,37.038585326665128,null,76.396252714071238,0.16,2.2699999999999996,76.396252714071238,1.4200000000000001E-2,0,76.396252714071238,0.01,0,27.747118985750671,null,105.02261919315403,0.16,10.993013160217094,1.4200000000000001E-2,0,0.01,16.959719857779728,null,30.458740098159758,0.36319999999999991,11.062614403651622,null,{"$f":"IF($D135=\"Connection\",VLOOKUP(C135,'Input - General'!$F$62:$N$79,5,FALSE),0)","v":0},null,0.1801212933606588,108.82022544959352,19.600839751779262,null,8.6527813038891108E-2,128.42106520137276,11.111993919999627]
[null,{"$f":"'Input - Inventory'!B133","v":125},{"$f":"'Input - Inventory'!C133","v":"MBI1x70"},{"$f":"'Input - Inventory'!D133","v":"Lamp"},{"$f":"'Input - Inventory'!E133","v":"NonTraffic"},{"$f":"'Input - Inventory'!F133","v":"Minor < 130w"},{"$f":"'Input - Inventory'!G133","v":"1"},null,"Lamp - MBI1x70",null,67.42091752295498,0,0,null,10.502261919315401,0.33333333333333331,0,0,10.502261919315401,1.8504811250925242E-2,0,0,10.502261919315401,0.16666666666666666,10.502261919315401,4.590314436538903E-3,10.502261919315401,4.0032025620496396E-2,157.53392878973102,2.1598272138228944E-2,262.55654798288509,1.2221950623319483E-2,0,0,12602.714303178484,1.1123470522803115E-4,8926.9226314180924,2.4953586329427266E-4,0,0,0,0,16.154969223174426,null,31.506785757946208,0.33333333333333331,40.509202269802785,1.8504811250925242E-2,10.993013160217094,0.16666666666666666,0,1.8504811250925242E-2,13.084045921279836,null,76.396252714071238,0.12,1.5133333333333332,76.396252714071238,1.4200000000000001E-2,0,76.396252714071238,0.01,0,13.873559492875335,null,31.506785757946208,0.12,10.993013160217094,1.4200000000000001E-2,0,0.01,3.9369150778286275,null,30.458740098159758,0.18159999999999998,5.531307201825812,null,{"$f":"IF($D136=\"Connection\",VLOOKUP(C136,'Input - General'!$F$62:$N$79,5,FALSE),0)","v":0},null,0.1801212933606588,52.580796916984035,9.4709211466213041,null,8.6527813038891108E-2,62.05171806360535,5.3691994593496259]
[null,{"$f":"'Input - Inventory'!B134","v":126},{"$f":"'Input - Inventory'!C134","v":"MBI1x70 (P09)"},{"$f":"'Input - Inventory'!D134","v":"Lamp"},{"$f":"'Input - Inventory'!E134","v":"NonTraffic"},{"$f":"'Input - Inventory'!F134","v":"Minor < 130w"},{"$f":"'Input - Inventory'!G134","v":1},null,"Lamp - MBI1x70 (P09)",null,67.42091752295498,183,12338.027906700761,null,10.502261919315401,0.33333333333333331,0,0,10.502261919315401,1.8504811250925242E-2,0,0,10.502261919315401,0.16666666666666666,10.502261919315401,4.590314436538903E-3,10.502261919315401,4.0032025620496396E-2,157.53392878973102,2.1598272138228944E-2,262.55654798288509,1.2221950623319483E-2,0,0,12602.714303178484,1.1123470522803115E-4,8926.9226314180924,2.4953586329427266E-4,0,0,0,0,16.154969223174426,null,31.506785757946208,0.33333333333333331,40.509202269802785,1.8504811250925242E-2,10.993013160217094,0.16666666666666666,0,1.8504811250925242E-2,13.084045921279836,null,76.396252714071238,0.12,1.5133333333333332,76.396252714071238,1.4200000000000001E-2,0,76.396252714071238,0.01,0,13.873559492875335,null,31.506785757946208,0.12,10.993013160217094,1.4200000000000001E-2,0,0.01,3.9369150778286275,null,30.458740098159758,0.18159999999999998,5.531307201825812,null,{"$f":"IF($D137=\"Connection\",VLOOKUP(C137,'Input - General'!$F$62:$N$79,5,FALSE),0)","v":0},null,0.1801212933606588,52.580796916984035,9.4709211466213041,null,8.6527813038891108E-2,62.05171806360535,5.3691994593496259]
[null,{"$f":"'Input - Inventory'!B135","v":127},{"$f":"'Input - Inventory'!C135","v":"MBI1x70 II"},{"$f":"'Input - Inventory'!D135","v":"Lamp"},{"$f":"'Input - Inventory'!E135","v":"Traffic"},{"$f":"'Input - Inventory'!F135","v":"Minor < 130w"},{"$f":"'Input - Inventory'!G135","v":1},null,"Lamp - MBI1x70 II",null,49.288261510311649,79,3893.7726593146203,null,10.502261919315401,0.33333333333333331,0,0,10.502261919315401,1.8504811250925242E-2,0,0,10.502261919315401,0.16666666666666666,10.502261919315401,4.590314436538903E-3,10.502261919315401,4.0032025620496396E-2,157.53392878973102,2.1598272138228944E-2,262.55654798288509,1.2221950623319483E-2,0,0,12602.714303178484,1.1123470522803115E-4,8926.9226314180924,2.4953586329427266E-4,0,0,0,0,16.154969223174426,null,31.506785757946208,0.33333333333333331,40.509202269802785,1.8504811250925242E-2,10.993013160217094,0.16666666666666666,0,0,13.084045921279836,null,76.396252714071238,3.3000000000000002E-2,2.2699999999999996,76.396252714071238,1.4200000000000001E-2,0,76.396252714071238,0.01,0,5.7228432908110758,null,31.506785757946208,3.3000000000000002E-2,10.993013160217094,1.4200000000000001E-2,0,0.01,1.1958247168873077,null,30.458740098159758,7.490999999999999E-2,2.281664220753147,null,{"$f":"IF($D138=\"Connection\",VLOOKUP(C138,'Input - General'!$F$62:$N$79,5,FALSE),0)","v":0},null,0.1801212933606588,38.439347372905793,6.9237449647474332,null,8.6527813038891108E-2,45.363092337653235,3.9251691726584128]
[null,{"$f":"'Input - Inventory'!B136","v":128},{"$f":"'Input - Inventory'!C136","v":"MBI2x400"},{"$f":"'Input - Inventory'!D136","v":"Lamp"},{"$f":"'Input - Inventory'!E136","v":"Traffic"},{"$f":"'Input - Inventory'!F136","v":"Major > 130w"},{"$f":"'Input - Inventory'!G136","v":"2"},null,"Lamp - MBI2x400",null,92.438820726024304,0,0,null,0,0,10.502261919315401,0.33333333333333331,0,0,10.502261919315401,4.9094211792429674E-3,10.502261919315401,0.16666666666666666,10.502261919315401,4.590314436538903E-3,10.502261919315401,4.0032025620496396E-2,157.53392878973102,2.1598272138228944E-2,262.55654798288509,1.2221950623319483E-2,0,0,12602.714303178484,1.1123470522803115E-4,8926.9226314180924,2.4953586329427266E-4,0,0,0,0,16.012186875746359,null,63.013571515892416,0.33333333333333331,40.509202269802785,4.9094211792429674E-3,10.993013160217094,0.16666666666666666,0,4.9094211792429674E-3,23.035569434244593,null,76.396252714071238,0.12,2.2699999999999996,76.396252714071238,1.4200000000000001E-2,0,76.396252714071238,0.01,0,20.810339239313002,null,31.506785757946208,0.12,10.993013160217094,1.4200000000000001E-2,0,0.01,3.9369150778286275,null,30.458740098159758,0.27239999999999992,8.2969608027387149,null,{"$f":"IF($D139=\"Connection\",VLOOKUP(C139,'Input - General'!$F$62:$N$79,5,FALSE),0)","v":0},null,0.1801212933606588,72.091971429871307,12.985299134868082,null,8.6527813038891108E-2,85.077270564739379,7.3615501612849226]
[null,{"$f":"'Input - Inventory'!B137","v":129},{"$f":"'Input - Inventory'!C137","v":"MBI4x150"},{"$f":"'Input - Inventory'!D137","v":"Lamp"},{"$f":"'Input - Inventory'!E137","v":"Traffic"},{"$f":"'Input - Inventory'!F137","v":"Major > 130w"},{"$f":"'Input - Inventory'!G137","v":"4"},null,"Lamp - MBI4x150",null,256.3693547753785,5,{"$f":"L140*K140","v":1281.8467738768925},null,0,{"$f":"IF(AND($D140=\"Lamp\",CycleBulkTask1<>0, OR($F140=O$9,O$9=\"All\")),1/CycleBulkTask1,0)","v":0},10.502261919315401,{"$f":"IF(AND($D140=\"Lamp\",CycleBulkTask2<>0, OR($F140=Q$9,Q$9=\"All\")),1/CycleBulkTask2,0)","v":0.33333333333333331},0,{"$f":"IF(AND($D140=\"Lamp\",CycleBulkTask3<>0, OR($F140=S$9,S$9=\"All\")),1/CycleBulkTask3,0)","v":0},10.502261919315401,{"$f":"IF(AND($D140=\"Lamp\",CycleBulkTask4<>0, OR($F140=U$9,U$9=\"All\")),1/CycleBulkTask4,0)","v":4.9094211792429674E-3},10.502261919315401,{"$f":"IF(AND($D140=\"Lamp\",CycleBulkTask5<>0, OR($F140=W$9,W$9=\"All\")),1/CycleBulkTask5,0)","v":0.16666666666666666},10.502261919315401,{"$f":"IF(AND($D140=\"Lamp\",CycleBulkTask6<>0, OR($F140=Y$9,Y$9=\"All\")),1/CycleBulkTask6,0)","v":4.590314436538903E-3},10.502261919315401,{"$f":"IF(AND($D140=\"Lamp\",CycleBulkTask7<>0, OR($F140=AA$9,AA$9=\"All\")),1/CycleBulkTask7,0)","v":4.0032025620496396E-2},157.53392878973102,{"$f":"IF(AND($D140=\"Lamp\",CycleBulkTask8<>0, OR($F140=AC$9,AC$9=\"All\")),1/CycleBulkTask8,0)","v":2.1598272138228944E-2},262.55654798288509,{"$f":"IF(AND($D140=\"Lamp\",CycleBulkTask9<>0, OR($F140=AE$9,AE$9=\"All\")),1/CycleBulkTask9,0)","v":1.2221950623319483E-2},0,{"$f":"IF(AND($D140=\"Lamp\",CycleBulkTask10<>0, OR($F140=AG$9,AG$9=\"All\")),1/CycleBulkTask10,0)","v":0},12602.714303178484,{"$f":"IF(AND($D140=\"Lamp\",CycleBulkTask11<>0, OR($F140=AI$9,AI$9=\"All\")),1/CycleBulkTask11,0)","v":1.1123470522803115E-4},8926.9226314180924,{"$f":"IF(AND($D140=\"Lamp\",CycleBulkTask12<>0, OR($F140=AK$9,AK$9=\"All\")),1/CycleBulkTask12,0)","v":2.4953586329427266E-4},0,{"$f":"IF(AND($D140=\"Lamp\",CycleBulkTask13<>0, OR($F140=AM$9,AM$9=\"All\")),1/CycleBulkTask13,0)","v":0},0,{"$f":"IF(AND($D140=\"Lamp\",CycleBulkTask14<>0, OR($F140=AO$9,AO$9=\"All\")),1/CycleBulkTask14,0)","v":0},{"$f":"O140*P140+Q140*R140+S140*T140+U140*V140+W140*X140+Y140*Z140+AA140*AB140+AC140*AD140+AE140*AF140+AG140*AH140+AI140*AJ140+AK140*AL140+AM140*AN140+AO140*AP140","v":16.012186875746359},null,420.09047677261611,{"$f":"MAX(P140,R140)","v":0.33333333333333331},40.509202269802785,{"$f":"MAX(T140,V140)","v":4.9094211792429674E-3},10.993013160217094,{"$f":"X140","v":0.16666666666666666},0,{"$f":"INDIRECT($E140)*$V140 +(1-INDIRECT($E140))*$T140","v":4.9094211792429674E-3},{"$f":"AS140*AT140+AU140*AV140+AW140*AX140+AY140*AZ140","v":142.06120451981914},null,{"$f":"IF($D140=$AS$9,(INDIRECT(\"PriceLabour\" & \"FY15\")*ProportionStandardHours + INDIRECT(\"PriceLabourOvertime\" & \"FY15\")*ProportionOvertimeHours)*(1+RateOnCostAnnual),0)","v":76.396252714071238},{"$f":"BO140","v":0.12},{"$f":"IF($D140=\"Lamp\",(NumberOfCrew+INDIRECT($E140)*TrafficController)*(TimeToReplaceLamp),0)","v":2.2699999999999996},{"$f":"IF($D140=$AS$9,(INDIRECT(\"PriceLabour\" & \"FY15\")*ProportionStandardHours + INDIRECT(\"PriceLabourOvertime\" & \"FY15\")*ProportionOvertimeHours)*(1+RateOnCostAnnual),0)","v":76.396252714071238},{"$f":"BQ140","v":1.4200000000000001E-2},{"$f":"IF($D140=\"Lamp\",(NumberOfCrew+INDIRECT($E140)*TrafficController)*(TimeForPECellReplace),0)","v":0},{"$f":"IF($D140=$AS$9,(INDIRECT(\"PriceLabour\" & \"FY15\")*ProportionStandardHours + INDIRECT(\"PriceLabourOvertime\" & \"FY15\")*ProportionOvertimeHours)*(1+RateOnCostAnnual),0)","v":76.396252714071238},{"$f":"BS140","v":0.01},{"$f":"IF($D140=\"Lamp\",(NumberOfCrew+INDIRECT($E140)*TrafficController)*(TimeForOtherSpot),0)","v":0},{"$f":"BC140*BD140*BE140+BF140*BG140*BH140+BI140*BJ140*BK140","v":20.810339239313002},null,105.02261919315403,{"$f":"IF($D140=\"Lamp\",INDIRECT(BO$10 & $B140),0)","v":0.12},10.993013160217094,{"$f":"IF($D140=\"Lamp\",INDIRECT(\"FailurePECell\" & \"Annual\"),0)","v":1.4200000000000001E-2},0,{"$f":"IF($D140=\"Lamp\",INDIRECT(\"FailureMisc\" & \"Annual\"),0)","v":0.01},{"$f":"BN140*BO140+BP140*BQ140+BR140*BS140","v":12.758815090053565},null,30.458740098159758,{"$f":"BD140*BE140+BG140*BH140+BJ140*BK140","v":0.27239999999999992},{"$f":"BV140*BW140","v":8.2969608027387149},null,{"$f":"IF($D140=\"Connection\",VLOOKUP(C140,'Input - General'!$F$62:$N$79,5,FALSE),0)","v":0},null,{"$f":"RateOverhead","v":0.1801212933606588},{"$f":"BX140+BL140+BT140+BA140+AQ140+BZ140","v":199.93950652767077},{"$f":"CC140*CB140","v":36.013362509655941},null,{"$f":"CorporateOverheads","v":8.6527813038891108E-2},235.95286903732671,{"$f":"CG140*CF140","v":20.416485738051765}]
[null,{"$f":"'Input - Inventory'!B138","v":130},{"$f":"'Input - Inventory'!C138","v":"SON1x100"},{"$f":"'Input - Inventory'!D138","v":"Lamp"},{"$f":"'Input - Inventory'!E138","v":"Traffic"},{"$f":"'Input - Inventory'!F138","v":"Minor < 130w"},{"$f":"'Input - Inventory'!G138","v":"1"},null,{"$f":"CONCATENATE(D141,\" - \",C141)","v":"Lamp - SON1x100"},null,{"$f":"AQ141+BA141+BL141+BT141+BX141+BZ141+CD141+CH141","v":84.922146749440444},{"$f":"INDIRECT(L$10&$B141&\"FY15\")","v":63},5350.0952452147476,null,{"$f":"IF(AND($D141=\"Lamp\", OR($F141=O$9, O$9=\"All\")),INDIRECT(\"PriceBulkTask1\" & \"FY15\"),0)","v":10.502261919315401},0.33333333333333331,{"$f":"IF(AND($D141=\"Lamp\", OR($F141=Q$9, Q$9=\"All\")),INDIRECT(\"PriceBulkTask2\" & \"FY15\"),0)","v":0},0,{"$f":"IF(AND($D141=\"Lamp\", OR($F141=S$9, S$9=\"All\")),INDIRECT(\"PriceBulkTask3\" & \"FY15\"),0)","v":10.502261919315401},1.8504811250925242E-2,{"$f":"IF(AND($D141=\"Lamp\", OR($F141=U$9, U$9=\"All\")),INDIRECT(\"PriceBulkTask4\" & \"FY15\"),0)","v":0},0,{"$f":"IF(AND($D141=\"Lamp\", OR($F141=W$9, W$9=\"All\")),INDIRECT(\"PriceBulkTask5\" & \"FY15\"),0)","v":10.502261919315401},0.16666666666666666,{"$f":"IF(AND($D141=\"Lamp\", OR($F141=Y$9, Y$9=\"All\")),INDIRECT(\"PriceBulkTask6\" & \"FY15\"),0)","v":10.502261919315401},4.590314436538903E-3,{"$f":"IF(AND($D141=\"Lamp\", OR($F141=AA$9, AA$9=\"All\")),INDIRECT(\"PriceBulkTask7\" & \"FY15\"),0)","v":10.502261919315401},4.0032025620496396E-2,{"$f":"IF(AND($D141=\"Lamp\", OR($F141=AC$9, AC$9=\"All\")),INDIRECT(\"PriceBulkTask8\" & \"FY15\"),0)","v":157.53392878973102},2.1598272138228944E-2,{"$f":"IF(AND($D141=\"Lamp\", OR($F141=AE$9, AE$9=\"All\")),INDIRECT(\"PriceBulkTask9\" & \"FY15\"),0)","v":262.55654798288509},1.2221950623319483E-2,{"$f":"IF(AND($D141=\"Lamp\", OR($F141=AG$9, AG$9=\"All\")),INDIRECT(\"PriceBulkTask10\" & \"FY15\"),0)","v":0},0,{"$f":"IF(AND($D141=\"Lamp\", OR($F141=AI$9, AI$9=\"All\")),INDIRECT(\"PriceBulkTask11\" & \"FY15\"),0)","v":12602.714303178484},1.1123470522803115E-4,{"$f":"IF(AND($D141=\"Lamp\", OR($F141=AK$9, AK$9=\"All\")),INDIRECT(\"PriceBulkTask12\" & \"FY15\"),0)","v":8926.9226314180924},2.4953586329427266E-4,{"$f":"IF(AND($D141=\"Lamp\", OR($F141=AM$9, AM$9=\"All\")),INDIRECT(\"PriceBulkTask13\" & \"FY15\"),0)","v":0},0,{"$f":"IF(AND($D141=\"Lamp\", OR($F141=AO$9, AO$9=\"All\")),INDIRECT(\"PriceBulkTask14\" & \"FY15\"),0)","v":0},0,16.154969223174426,null,{"$f":"IF($D141=\"Lamp\",$G141*INDIRECT(\"Price\" & $B141 & \"FY15\"),0)","v":31.506785757946208},0.33333333333333331,{"$f":"IF($D141=\"Lamp\",INDIRECT(\"PriceVisor\" & \"FY15\"),0)","v":40.509202269802785},1.8504811250925242E-2,{"$f":"IF($D141=\"Lamp\",INDIRECT(\"PricePECell\" & \"FY15\"),0)","v":10.993013160217094},0.16666666666666666,{"$f":"IF($D141=\"Lamp\",INDIRECT(\"PriceMisc\" & \"FY15\"),0)","v":0},0,13.084045921279836,null,76.396252714071238,0.13439999999999999,2.2699999999999996,76.396252714071238,1.4200000000000001E-2,0,76.396252714071238,0.01,0,23.307579948030561,null,{"$f":"IF($D141=\"Lamp\",INDIRECT(\"Price\" & $B141 & \"FY15\"),0)","v":31.506785757946208},0.13439999999999999,{"$f":"IF($D141=\"Lamp\",INDIRECT(\"pRICEpecELL\" & \"FY15\"),0)","v":10.993013160217094},1.4200000000000001E-2,{"$f":"IF($D141=\"Lamp\",INDIRECT(\"PriceMisc\" & \"FY15\"),0)","v":0},0.01,4.3906127927430525,null,{"$f":"IF(AND($D141=\"Lamp\"),INDIRECT(\"PriceEWP\"&\"FY15\"),0)","v":30.458740098159758},0.30508799999999991,9.2925960990673619,null,{"$f":"IF($D141=\"Connection\",VLOOKUP(C141,'Input - General'!$F$62:$N$79,5,FALSE),0)","v":0},null,0.1801212933606588,66.229803984295245,11.929397952674172,null,8.6527813038891108E-2,{"$f":"AQ141+BA141+BL141+BT141+BX141+BZ141+CD141","v":78.159201936969424},6.7629448124710256]
[null,{"$f":"'Input - Inventory'!B139","v":131},{"$f":"'Input - Inventory'!C139","v":"SON1x100 (P09)"},{"$f":"'Input - Inventory'!D139","v":"Lamp"},{"$f":"'Input - Inventory'!E139","v":"Traffic"},{"$f":"'Input - Inventory'!F139","v":"Minor < 130w"},{"$f":"'Input - Inventory'!G139","v":1},null,"Lamp - SON1x100 (P09)",null,84.922146749440444,1383,117447.32895447614,null,10.502261919315401,0.33333333333333331,0,0,10.502261919315401,1.8504811250925242E-2,0,0,10.502261919315401,0.16666666666666666,10.502261919315401,4.590314436538903E-3,10.502261919315401,4.0032025620496396E-2,157.53392878973102,2.1598272138228944E-2,262.55654798288509,1.2221950623319483E-2,0,0,12602.714303178484,1.1123470522803115E-4,8926.9226314180924,2.4953586329427266E-4,0,0,0,0,16.154969223174426,null,31.506785757946208,0.33333333333333331,40.509202269802785,1.8504811250925242E-2,10.993013160217094,0.16666666666666666,0,0,13.084045921279836,null,76.396252714071238,0.13439999999999999,2.2699999999999996,76.396252714071238,1.4200000000000001E-2,0,76.396252714071238,0.01,0,23.307579948030561,null,31.506785757946208,0.13439999999999999,10.993013160217094,1.4200000000000001E-2,0,0.01,4.3906127927430525,null,30.458740098159758,0.30508799999999991,9.2925960990673619,null,{"$f":"IF($D142=\"Connection\",VLOOKUP(C142,'Input - General'!$F$62:$N$79,5,FALSE),0)","v":0},null,0.1801212933606588,66.229803984295245,11.929397952674172,null,8.6527813038891108E-2,78.159201936969424,6.7629448124710256]
[null,{"$f":"'Input - Inventory'!B140","v":132},{"$f":"'Input - Inventory'!C140","v":"SON1x1000"},{"$f":"'Input - Inventory'!D140","v":"Lamp"},{"$f":"'Input - Inventory'!E140","v":"Traffic"},{"$f":"'Input - Inventory'!F140","v":"Major > 130w"},{"$f":"'Input - Inventory'!G140","v":"1"},null,"Lamp - SON1x1000",null,103.87837652573586,0,0,null,0,0,10.502261919315401,0.33333333333333331,0,0,10.502261919315401,4.9094211792429674E-3,10.502261919315401,0.16666666666666666,10.502261919315401,4.590314436538903E-3,10.502261919315401,4.0032025620496396E-2,157.53392878973102,2.1598272138228944E-2,262.55654798288509,1.2221950623319483E-2,0,0,12602.714303178484,1.1123470522803115E-4,8926.9226314180924,2.4953586329427266E-4,0,0,0,0,16.012186875746359,null,105.02261919315403,0.33333333333333331,40.509202269802785,4.9094211792429674E-3,10.993013160217094,0.16666666666666666,0,4.9094211792429674E-3,37.038585326665128,null,76.396252714071238,0.08,2.2699999999999996,76.396252714071238,1.4200000000000001E-2,0,76.396252714071238,0.01,0,13.873559492875335,null,105.02261919315403,0.08,10.993013160217094,1.4200000000000001E-2,0,0.01,8.5579103223274053,null,30.458740098159758,0.18159999999999996,5.5313072018258111,null,{"$f":"IF($D143=\"Connection\",VLOOKUP(C143,'Input - General'!$F$62:$N$79,5,FALSE),0)","v":0},null,0.1801212933606588,81.013549219440051,14.592265265142933,null,8.6527813038891108E-2,95.605814484582964,8.2725620411529022]
[null,{"$f":"'Input - Inventory'!B141","v":133},{"$f":"'Input - Inventory'!C141","v":"SON1x1000 (P09)"},{"$f":"'Input - Inventory'!D141","v":"Lamp"},{"$f":"'Input - Inventory'!E141","v":"Traffic"},{"$f":"'Input - Inventory'!F141","v":"Major > 130w"},{"$f":"'Input - Inventory'!G141","v":1},null,"Lamp - SON1x1000 (P09)",null,103.87837652573586,49,5090.0404497610571,null,0,0,10.502261919315401,0.33333333333333331,0,0,10.502261919315401,4.9094211792429674E-3,10.502261919315401,0.16666666666666666,10.502261919315401,4.590314436538903E-3,10.502261919315401,4.0032025620496396E-2,157.53392878973102,2.1598272138228944E-2,262.55654798288509,1.2221950623319483E-2,0,0,12602.714303178484,1.1123470522803115E-4,8926.9226314180924,2.4953586329427266E-4,0,0,0,0,16.012186875746359,null,105.02261919315403,0.33333333333333331,40.509202269802785,4.9094211792429674E-3,10.993013160217094,0.16666666666666666,0,4.9094211792429674E-3,37.038585326665128,null,76.396252714071238,0.08,2.2699999999999996,76.396252714071238,1.4200000000000001E-2,0,76.396252714071238,0.01,0,13.873559492875335,null,105.02261919315403,0.08,10.993013160217094,1.4200000000000001E-2,0,0.01,8.5579103223274053,null,30.458740098159758,0.18159999999999996,5.5313072018258111,null,{"$f":"IF($D144=\"Connection\",VLOOKUP(C144,'Input - General'!$F$62:$N$79,5,FALSE),0)","v":0},null,0.1801212933606588,81.013549219440051,14.592265265142933,null,8.6527813038891108E-2,95.605814484582964,8.2725620411529022]
[null,{"$f":"'Input - Inventory'!B142","v":134},{"$f":"'Input - Inventory'!C142","v":"SON1x120"},{"$f":"'Input - Inventory'!D142","v":"Lamp"},{"$f":"'Input - Inventory'!E142","v":"Traffic"},{"$f":"'Input - Inventory'!F142","v":"Minor < 130w"},{"$f":"'Input - Inventory'!G142","v":"1"},null,"Lamp - SON1x120",null,79.861713342700256,0,0,null,10.502261919315401,0.33333333333333331,0,0,10.502261919315401,1.8504811250925242E-2,0,0,10.502261919315401,0.16666666666666666,10.502261919315401,4.590314436538903E-3,10.502261919315401,4.0032025620496396E-2,157.53392878973102,2.1598272138228944E-2,262.55654798288509,1.2221950623319483E-2,0,0,12602.714303178484,1.1123470522803115E-4,8926.9226314180924,2.4953586329427266E-4,0,0,0,0,16.154969223174426,null,31.506785757946208,0.33333333333333331,40.509202269802785,1.8504811250925242E-2,10.993013160217094,0.16666666666666666,0,0,13.084045921279836,null,76.396252714071238,0.12,2.2699999999999996,76.396252714071238,1.4200000000000001E-2,0,76.396252714071238,0.01,0,20.810339239313002,null,31.506785757946208,0.12,10.993013160217094,1.4200000000000001E-2,0,0.01,3.9369150778286275,null,30.458740098159758,0.27239999999999992,8.2969608027387149,null,{"$f":"IF($D145=\"Connection\",VLOOKUP(C145,'Input - General'!$F$62:$N$79,5,FALSE),0)","v":0},null,0.1801212933606588,62.283230264334613,11.218535989891677,null,8.6527813038891108E-2,73.501766254226283,6.3599470884739677]
[null,{"$f":"'Input - Inventory'!B143","v":135},{"$f":"'Input - Inventory'!C143","v":"SON1x150"},{"$f":"'Input - Inventory'!D143","v":"Lamp"},{"$f":"'Input - Inventory'!E143","v":"Traffic"},{"$f":"'Input - Inventory'!F143","v":"Major > 130w"},{"$f":"'Input - Inventory'!G143","v":"1"},null,"Lamp - SON1x150",null,86.235116086811587,714,61571.872885983474,null,0,0,10.502261919315401,0.33333333333333331,0,0,10.502261919315401,4.9094211792429674E-3,10.502261919315401,0.16666666666666666,10.502261919315401,4.590314436538903E-3,10.502261919315401,4.0032025620496396E-2,157.53392878973102,2.1598272138228944E-2,262.55654798288509,1.2221950623319483E-2,0,0,12602.714303178484,1.1123470522803115E-4,8926.9226314180924,2.4953586329427266E-4,0,0,0,0,16.012186875746359,null,31.506785757946208,0.33333333333333331,40.509202269802785,4.9094211792429674E-3,10.993013160217094,0.16666666666666666,0,4.9094211792429674E-3,12.53330751492919,null,76.396252714071238,0.14066666666666669,2.2699999999999996,76.396252714071238,1.4200000000000001E-2,0,76.396252714071238,0.01,0,24.3943421083058,null,31.506785757946208,0.14066666666666669,10.993013160217094,1.4200000000000001E-2,0,0.01,4.5880553168261837,null,30.458740098159758,0.31931333333333334,9.7258818298770535,null,{"$f":"IF($D146=\"Connection\",VLOOKUP(C146,'Input - General'!$F$62:$N$79,5,FALSE),0)","v":0},null,0.1801212933606588,67.253773645684589,12.113836692445696,null,8.6527813038891108E-2,79.367610338130291,6.8675057486812987]
[null,{"$f":"'Input - Inventory'!B144","v":136},{"$f":"'Input - Inventory'!C144","v":"SON1x150 (P09)"},{"$f":"'Input - Inventory'!D144","v":"Lamp"},{"$f":"'Input - Inventory'!E144","v":"Traffic"},{"$f":"'Input - Inventory'!F144","v":"Major > 130w"},{"$f":"'Input - Inventory'!G144","v":1},null,"Lamp - SON1x150 (P09)",null,86.235116086811587,19351.5,1668778.8489539344,null,0,0,10.502261919315401,0.33333333333333331,0,0,10.502261919315401,4.9094211792429674E-3,10.502261919315401,0.16666666666666666,10.502261919315401,4.590314436538903E-3,10.502261919315401,4.0032025620496396E-2,157.53392878973102,2.1598272138228944E-2,262.55654798288509,1.2221950623319483E-2,0,0,12602.714303178484,1.1123470522803115E-4,8926.9226314180924,2.4953586329427266E-4,0,0,0,0,16.012186875746359,null,31.506785757946208,0.33333333333333331,40.509202269802785,4.9094211792429674E-3,10.993013160217094,0.16666666666666666,0,4.9094211792429674E-3,12.53330751492919,null,76.396252714071238,0.14066666666666669,2.2699999999999996,76.396252714071238,1.4200000000000001E-2,0,76.396252714071238,0.01,0,24.3943421083058,null,31.506785757946208,0.14066666666666669,10.993013160217094,1.4200000000000001E-2,0,0.01,4.5880553168261837,null,30.458740098159758,0.31931333333333334,9.7258818298770535,null,{"$f":"IF($D147=\"Connection\",VLOOKUP(C147,'Input - General'!$F$62:$N$79,5,FALSE),0)","v":0},null,0.1801212933606588,67.253773645684589,12.113836692445696,null,8.6527813038891108E-2,79.367610338130291,6.8675057486812987]
[null,{"$f":"'Input - Inventory'!B145","v":137},{"$f":"'Input - Inventory'!C145","v":"SON1x150 AR"},{"$f":"'Input - Inventory'!D145","v":"Lamp"},{"$f":"'Input - Inventory'!E145","v":"Traffic"},{"$f":"'Input - Inventory'!F145","v":"Major > 130w"},{"$f":"'Input - Inventory'!G145","v":1},null,"Lamp - SON1x150 AR",null,63.313775815270048,194,12282.872508162389,null,0,0,10.502261919315401,0.33333333333333331,0,0,10.502261919315401,4.9094211792429674E-3,10.502261919315401,0.16666666666666666,10.502261919315401,4.590314436538903E-3,10.502261919315401,4.0032025620496396E-2,157.53392878973102,2.1598272138228944E-2,262.55654798288509,1.2221950623319483E-2,0,0,12602.714303178484,1.1123470522803115E-4,8926.9226314180924,2.4953586329427266E-4,0,0,0,0,16.012186875746359,null,31.506785757946208,0.33333333333333331,40.509202269802785,4.9094211792429674E-3,10.993013160217094,0.16666666666666666,0,4.9094211792429674E-3,12.53330751492919,null,76.396252714071238,7.0333333333333345E-2,2.2699999999999996,76.396252714071238,1.4200000000000001E-2,0,76.396252714071238,0.01,0,12.1971710541529,null,31.506785757946208,7.0333333333333345E-2,10.993013160217094,1.4200000000000001E-2,140,0.01,3.7720780518506336,null,30.458740098159758,0.15965666666666667,4.8629409149385268,null,{"$f":"IF($D148=\"Connection\",VLOOKUP(C148,'Input - General'!$F$62:$N$79,5,FALSE),0)","v":0},null,0.1801212933606588,49.377684411617608,8.8939723793750041,null,8.6527813038891108E-2,58.271656790992608,5.0421190242774374]
[null,{"$f":"'Input - Inventory'!B146","v":138},{"$f":"'Input - Inventory'!C146","v":"SON1x220"},{"$f":"'Input - Inventory'!D146","v":"Lamp"},{"$f":"'Input - Inventory'!E146","v":"Traffic"},{"$f":"'Input - Inventory'!F146","v":"Major > 130w"},{"$f":"'Input - Inventory'!G146","v":"1"},null,"Lamp - SON1x220",null,78.972457030841881,0,0,null,0,0,10.502261919315401,0.33333333333333331,0,0,10.502261919315401,4.9094211792429674E-3,10.502261919315401,0.16666666666666666,10.502261919315401,4.590314436538903E-3,10.502261919315401,4.0032025620496396E-2,157.53392878973102,2.1598272138228944E-2,262.55654798288509,1.2221950623319483E-2,0,0,12602.714303178484,1.1123470522803115E-4,8926.9226314180924,2.4953586329427266E-4,0,0,0,0,16.012186875746359,null,31.506785757946208,0.33333333333333331,40.509202269802785,4.9094211792429674E-3,10.993013160217094,0.16666666666666666,0,4.9094211792429674E-3,12.53330751492919,null,76.396252714071238,0.12,2.2699999999999996,76.396252714071238,1.4200000000000001E-2,0,76.396252714071238,0.01,0,20.810339239313002,null,31.506785757946208,0.12,10.993013160217094,1.4200000000000001E-2,0,0.01,3.9369150778286275,null,30.458740098159758,0.27239999999999992,8.2969608027387149,null,{"$f":"IF($D149=\"Connection\",VLOOKUP(C149,'Input - General'!$F$62:$N$79,5,FALSE),0)","v":0},null,0.1801212933606588,61.589709510555899,11.093618134748596,null,8.6527813038891108E-2,72.683327645304502,6.2891293855373736]
[null,{"$f":"'Input - Inventory'!B147","v":139},{"$f":"'Input - Inventory'!C147","v":"SON1x250"},{"$f":"'Input - Inventory'!D147","v":"Lamp"},{"$f":"'Input - Inventory'!E147","v":"Traffic"},{"$f":"'Input - Inventory'!F147","v":"Major > 130w"},{"$f":"'Input - Inventory'!G147","v":"1"},null,"Lamp - SON1x250",null,88.390485871163875,761,67265.159747955709,null,0,0,10.502261919315401,0.33333333333333331,0,0,10.502261919315401,4.9094211792429674E-3,10.502261919315401,0.16666666666666666,10.502261919315401,4.590314436538903E-3,10.502261919315401,4.0032025620496396E-2,157.53392878973102,2.1598272138228944E-2,262.55654798288509,1.2221950623319483E-2,0,0,12602.714303178484,1.1123470522803115E-4,8926.9226314180924,2.4953586329427266E-4,0,0,0,0,16.012186875746359,null,31.506785757946208,0.33333333333333331,40.509202269802785,4.9094211792429674E-3,10.993013160217094,0.16666666666666666,0,4.9094211792429674E-3,12.53330751492919,null,76.396252714071238,0.14680000000000001,2.2699999999999996,76.396252714071238,1.4200000000000001E-2,0,76.396252714071238,0.01,0,25.457981669426243,null,31.506785757946208,0.14680000000000001,10.993013160217094,1.4200000000000001E-2,0,0.01,4.7812969361415867,null,30.458740098159758,0.33323599999999998,10.149948715350364,null,{"$f":"IF($D150=\"Connection\",VLOOKUP(C150,'Input - General'!$F$62:$N$79,5,FALSE),0)","v":0},null,0.1801212933606588,68.934721711593738,12.416611232149352,null,8.6527813038891108E-2,81.351332943743088,7.0391529274207851]
[null,{"$f":"'Input - Inventory'!B148","v":140},{"$f":"'Input - Inventory'!C148","v":"SON1x250 (P09)"},{"$f":"'Input - Inventory'!D148","v":"Lamp"},{"$f":"'Input - Inventory'!E148","v":"Traffic"},{"$f":"'Input - Inventory'!F148","v":"Major > 130w"},{"$f":"'Input - Inventory'!G148","v":1},null,"Lamp - SON1x250 (P09)",null,88.390485871163875,24623,2176438.9336056681,null,0,0,10.502261919315401,0.33333333333333331,0,0,10.502261919315401,4.9094211792429674E-3,10.502261919315401,0.16666666666666666,10.502261919315401,4.590314436538903E-3,10.502261919315401,4.0032025620496396E-2,157.53392878973102,2.1598272138228944E-2,262.55654798288509,1.2221950623319483E-2,0,0,12602.714303178484,1.1123470522803115E-4,8926.9226314180924,2.4953586329427266E-4,0,0,0,0,16.012186875746359,null,31.506785757946208,0.33333333333333331,40.509202269802785,4.9094211792429674E-3,10.993013160217094,0.16666666666666666,0,4.9094211792429674E-3,12.53330751492919,null,76.396252714071238,0.14680000000000001,2.2699999999999996,76.396252714071238,1.4200000000000001E-2,0,76.396252714071238,0.01,0,25.457981669426243,null,31.506785757946208,0.14680000000000001,10.993013160217094,1.4200000000000001E-2,0,0.01,4.7812969361415867,null,30.458740098159758,0.33323599999999998,10.149948715350364,null,{"$f":"IF($D151=\"Connection\",VLOOKUP(C151,'Input - General'!$F$62:$N$79,5,FALSE),0)","v":0},null,0.1801212933606588,68.934721711593738,12.416611232149352,null,8.6527813038891108E-2,81.351332943743088,7.0391529274207851]
[null,{"$f":"'Input - Inventory'!B149","v":141},{"$f":"'Input - Inventory'!C149","v":"SON1x250 AR"},{"$f":"'Input - Inventory'!D149","v":"Lamp"},{"$f":"'Input - Inventory'!E149","v":"Traffic"},{"$f":"'Input - Inventory'!F149","v":"Major > 130w"},{"$f":"'Input - Inventory'!G149","v":1},null,"Lamp - SON1x250 AR",null,64.3914607074462,219,14101.729894930717,null,0,0,10.502261919315401,0.33333333333333331,0,0,10.502261919315401,4.9094211792429674E-3,10.502261919315401,0.16666666666666666,10.502261919315401,4.590314436538903E-3,10.502261919315401,4.0032025620496396E-2,157.53392878973102,2.1598272138228944E-2,262.55654798288509,1.2221950623319483E-2,0,0,12602.714303178484,1.1123470522803115E-4,8926.9226314180924,2.4953586329427266E-4,0,0,0,0,16.012186875746359,null,31.506785757946208,0.33333333333333331,40.509202269802785,4.9094211792429674E-3,10.993013160217094,0.16666666666666666,0,4.9094211792429674E-3,12.53330751492919,null,76.396252714071238,7.3400000000000007E-2,2.2699999999999996,76.396252714071238,1.4200000000000001E-2,0,76.396252714071238,0.01,0,12.728990834713121,null,31.506785757946208,7.3400000000000007E-2,10.993013160217094,1.4200000000000001E-2,140,0.01,3.8686988615083351,null,30.458740098159758,0.16661799999999999,5.074974357675182,null,{"$f":"IF($D152=\"Connection\",VLOOKUP(C152,'Input - General'!$F$62:$N$79,5,FALSE),0)","v":0},null,0.1801212933606588,50.21815844457219,9.0453596492268318,null,8.6527813038891108E-2,59.263518093799021,5.127942613647182]
[null,{"$f":"'Input - Inventory'!B150","v":142},{"$f":"'Input - Inventory'!C150","v":"SON1x310"},{"$f":"'Input - Inventory'!D150","v":"Lamp"},{"$f":"'Input - Inventory'!E150","v":"Traffic"},{"$f":"'Input - Inventory'!F150","v":"Major > 130w"},{"$f":"'Input - Inventory'!G150","v":"1"},null,"Lamp - SON1x310",null,78.972457030841881,0,0,null,0,0,10.502261919315401,0.33333333333333331,0,0,10.502261919315401,4.9094211792429674E-3,10.502261919315401,0.16666666666666666,10.502261919315401,4.590314436538903E-3,10.502261919315401,4.0032025620496396E-2,157.53392878973102,2.1598272138228944E-2,262.55654798288509,1.2221950623319483E-2,0,0,12602.714303178484,1.1123470522803115E-4,8926.9226314180924,2.4953586329427266E-4,0,0,0,0,16.012186875746359,null,31.506785757946208,0.33333333333333331,40.509202269802785,4.9094211792429674E-3,10.993013160217094,0.16666666666666666,0,4.9094211792429674E-3,12.53330751492919,null,76.396252714071238,0.12,2.2699999999999996,76.396252714071238,1.4200000000000001E-2,0,76.396252714071238,0.01,0,20.810339239313002,null,31.506785757946208,0.12,10.993013160217094,1.4200000000000001E-2,0,0.01,3.9369150778286275,null,30.458740098159758,0.27239999999999992,8.2969608027387149,null,{"$f":"IF($D153=\"Connection\",VLOOKUP(C153,'Input - General'!$F$62:$N$79,5,FALSE),0)","v":0},null,0.1801212933606588,61.589709510555899,11.093618134748596,null,8.6527813038891108E-2,72.683327645304502,6.2891293855373736]
[null,{"$f":"'Input - Inventory'!B151","v":143},{"$f":"'Input - Inventory'!C151","v":"SON1x360"},{"$f":"'Input - Inventory'!D151","v":"Lamp"},{"$f":"'Input - Inventory'!E151","v":"Traffic"},{"$f":"'Input - Inventory'!F151","v":"Major > 130w"},{"$f":"'Input - Inventory'!G151","v":"1"},null,"Lamp - SON1x360",null,78.972457030841881,0,0,null,0,0,10.502261919315401,0.33333333333333331,0,0,10.502261919315401,4.9094211792429674E-3,10.502261919315401,0.16666666666666666,10.502261919315401,4.590314436538903E-3,10.502261919315401,4.0032025620496396E-2,157.53392878973102,2.1598272138228944E-2,262.55654798288509,1.2221950623319483E-2,0,0,12602.714303178484,1.1123470522803115E-4,8926.9226314180924,2.4953586329427266E-4,0,0,0,0,16.012186875746359,null,31.506785757946208,0.33333333333333331,40.509202269802785,4.9094211792429674E-3,10.993013160217094,0.16666666666666666,0,4.9094211792429674E-3,12.53330751492919,null,76.396252714071238,0.12,2.2699999999999996,76.396252714071238,1.4200000000000001E-2,0,76.396252714071238,0.01,0,20.810339239313002,null,31.506785757946208,0.12,10.993013160217094,1.4200000000000001E-2,0,0.01,3.9369150778286275,null,30.458740098159758,0.27239999999999992,8.2969608027387149,null,{"$f":"IF($D154=\"Connection\",VLOOKUP(C154,'Input - General'!$F$62:$N$79,5,FALSE),0)","v":0},null,0.1801212933606588,61.589709510555899,11.093618134748596,null,8.6527813038891108E-2,72.683327645304502,6.2891293855373736]
[null,{"$f":"'Input - Inventory'!B152","v":144},{"$f":"'Input - Inventory'!C152","v":"SON1x400"},{"$f":"'Input - Inventory'!D152","v":"Lamp"},{"$f":"'Input - Inventory'!E152","v":"Traffic"},{"$f":"'Input - Inventory'!F152","v":"Major > 130w"},{"$f":"'Input - Inventory'!G152","v":"1"},null,"Lamp - SON1x400",null,94.235755014597558,60,5654.1453008758535,null,0,0,10.502261919315401,0.33333333333333331,0,0,10.502261919315401,4.9094211792429674E-3,10.502261919315401,0.16666666666666666,10.502261919315401,4.590314436538903E-3,10.502261919315401,4.0032025620496396E-2,157.53392878973102,2.1598272138228944E-2,262.55654798288509,1.2221950623319483E-2,0,0,12602.714303178484,1.1123470522803115E-4,8926.9226314180924,2.4953586329427266E-4,0,0,0,0,16.012186875746359,null,31.506785757946208,0.33333333333333331,40.509202269802785,4.9094211792429674E-3,10.993013160217094,0.16666666666666666,0,4.9094211792429674E-3,12.53330751492919,null,76.396252714071238,0.16343333333333335,2.2699999999999996,76.396252714071238,1.4200000000000001E-2,0,76.396252714071238,0.01,0,28.34252591398657,null,31.506785757946208,0.16343333333333335,10.993013160217094,1.4200000000000001E-2,0,0.01,5.3053598059154252,null,30.458740098159758,0.37099366666666661,11.299999671063313,null,{"$f":"IF($D155=\"Connection\",VLOOKUP(C155,'Input - General'!$F$62:$N$79,5,FALSE),0)","v":0},null,0.1801212933606588,73.493379781640854,13.237722619715242,null,8.6527813038891108E-2,86.731102401356097,7.5046526132414595]
[null,{"$f":"'Input - Inventory'!B153","v":145},{"$f":"'Input - Inventory'!C153","v":"SON1x400 (P09)"},{"$f":"'Input - Inventory'!D153","v":"Lamp"},{"$f":"'Input - Inventory'!E153","v":"Traffic"},{"$f":"'Input - Inventory'!F153","v":"Major > 130w"},{"$f":"'Input - Inventory'!G153","v":1},null,"Lamp - SON1x400 (P09)",null,94.235755014597558,2149,202512.63752637015,null,0,0,10.502261919315401,0.33333333333333331,0,0,10.502261919315401,4.9094211792429674E-3,10.502261919315401,0.16666666666666666,10.502261919315401,4.590314436538903E-3,10.502261919315401,4.0032025620496396E-2,157.53392878973102,2.1598272138228944E-2,262.55654798288509,1.2221950623319483E-2,0,0,12602.714303178484,1.1123470522803115E-4,8926.9226314180924,2.4953586329427266E-4,0,0,0,0,16.012186875746359,null,31.506785757946208,0.33333333333333331,40.509202269802785,4.9094211792429674E-3,10.993013160217094,0.16666666666666666,0,4.9094211792429674E-3,12.53330751492919,null,76.396252714071238,0.16343333333333335,2.2699999999999996,76.396252714071238,1.4200000000000001E-2,0,76.396252714071238,0.01,0,28.34252591398657,null,31.506785757946208,0.16343333333333335,10.993013160217094,1.4200000000000001E-2,0,0.01,5.3053598059154252,null,30.458740098159758,0.37099366666666661,11.299999671063313,null,{"$f":"IF($D156=\"Connection\",VLOOKUP(C156,'Input - General'!$F$62:$N$79,5,FALSE),0)","v":0},null,0.1801212933606588,73.493379781640854,13.237722619715242,null,8.6527813038891108E-2,86.731102401356097,7.5046526132414595]
[null,{"$f":"'Input - Inventory'!B154","v":146},{"$f":"'Input - Inventory'!C154","v":"SON1x400 AR"},{"$f":"'Input - Inventory'!D154","v":"Lamp"},{"$f":"'Input - Inventory'!E154","v":"Traffic"},{"$f":"'Input - Inventory'!F154","v":"Major > 130w"},{"$f":"'Input - Inventory'!G154","v":1},null,"Lamp - SON1x400 AR",null,89.753200919089267,110,9872.8521010998193,null,0,0,10.502261919315401,0.33333333333333331,0,0,10.502261919315401,4.9094211792429674E-3,10.502261919315401,0.16666666666666666,10.502261919315401,4.590314436538903E-3,10.502261919315401,4.0032025620496396E-2,157.53392878973102,2.1598272138228944E-2,262.55654798288509,1.2221950623319483E-2,0,0,12602.714303178484,1.1123470522803115E-4,8926.9226314180924,2.4953586329427266E-4,0,0,0,0,16.012186875746359,null,31.506785757946208,0.33333333333333331,40.509202269802785,4.9094211792429674E-3,10.993013160217094,0.16666666666666666,140,0.125,30.033307514929191,null,76.396252714071238,8.1716666666666674E-2,2.2699999999999996,76.396252714071238,1.4200000000000001E-2,0,76.396252714071238,0.01,0,14.171262956993285,null,31.506785757946208,8.1716666666666674E-2,10.993013160217094,1.4200000000000001E-2,140,0.01,4.1307302963952539,null,30.458740098159758,0.18549683333333331,5.6499998355316565,null,{"$f":"IF($D157=\"Connection\",VLOOKUP(C157,'Input - General'!$F$62:$N$79,5,FALSE),0)","v":0},null,0.1801212933606588,69.997487479595748,12.608037976821306,null,8.6527813038891108E-2,82.605525456417055,7.1476754626722148]
[null,{"$f":"'Input - Inventory'!B155","v":147},{"$f":"'Input - Inventory'!C155","v":"SON1x50"},{"$f":"'Input - Inventory'!D155","v":"Lamp"},{"$f":"'Input - Inventory'!E155","v":"NonTraffic"},{"$f":"'Input - Inventory'!F155","v":"Minor < 130w"},{"$f":"'Input - Inventory'!G155","v":"1"},null,"Lamp - SON1x50",null,67.42091752295498,16,1078.7346803672797,null,10.502261919315401,0.33333333333333331,0,0,10.502261919315401,1.8504811250925242E-2,0,0,10.502261919315401,0.16666666666666666,10.502261919315401,4.590314436538903E-3,10.502261919315401,4.0032025620496396E-2,157.53392878973102,2.1598272138228944E-2,262.55654798288509,1.2221950623319483E-2,0,0,12602.714303178484,1.1123470522803115E-4,8926.9226314180924,2.4953586329427266E-4,0,0,0,0,16.154969223174426,null,31.506785757946208,0.33333333333333331,40.509202269802785,1.8504811250925242E-2,10.993013160217094,0.16666666666666666,0,1.8504811250925242E-2,13.084045921279836,null,76.396252714071238,0.12,1.5133333333333332,76.396252714071238,1.4200000000000001E-2,0,76.396252714071238,0.01,0,13.873559492875335,null,31.506785757946208,0.12,10.993013160217094,1.4200000000000001E-2,0,0.01,3.9369150778286275,null,30.458740098159758,0.18159999999999998,5.531307201825812,null,{"$f":"IF($D158=\"Connection\",VLOOKUP(C158,'Input - General'!$F$62:$N$79,5,FALSE),0)","v":0},null,0.1801212933606588,52.580796916984035,9.4709211466213041,null,8.6527813038891108E-2,62.05171806360535,5.3691994593496259]
[null,{"$f":"'Input - Inventory'!B156","v":148},{"$f":"'Input - Inventory'!C156","v":"SON1x50 (P09)"},{"$f":"'Input - Inventory'!D156","v":"Lamp"},{"$f":"'Input - Inventory'!E156","v":"NonTraffic"},{"$f":"'Input - Inventory'!F156","v":"Minor < 130w"},{"$f":"'Input - Inventory'!G156","v":1},null,"Lamp - SON1x50 (P09)",null,67.42091752295498,597,40250.287761204127,null,10.502261919315401,0.33333333333333331,0,0,10.502261919315401,1.8504811250925242E-2,0,0,10.502261919315401,0.16666666666666666,10.502261919315401,4.590314436538903E-3,10.502261919315401,4.0032025620496396E-2,157.53392878973102,2.1598272138228944E-2,262.55654798288509,1.2221950623319483E-2,0,0,12602.714303178484,1.1123470522803115E-4,8926.9226314180924,2.4953586329427266E-4,0,0,0,0,16.154969223174426,null,31.506785757946208,0.33333333333333331,40.509202269802785,1.8504811250925242E-2,10.993013160217094,0.16666666666666666,0,1.8504811250925242E-2,13.084045921279836,null,76.396252714071238,0.12,1.5133333333333332,76.396252714071238,1.4200000000000001E-2,0,76.396252714071238,0.01,0,13.873559492875335,null,31.506785757946208,0.12,10.993013160217094,1.4200000000000001E-2,0,0.01,3.9369150778286275,null,30.458740098159758,0.18159999999999998,5.531307201825812,null,{"$f":"IF($D159=\"Connection\",VLOOKUP(C159,'Input - General'!$F$62:$N$79,5,FALSE),0)","v":0},null,0.1801212933606588,52.580796916984035,9.4709211466213041,null,8.6527813038891108E-2,62.05171806360535,5.3691994593496259]
[null,{"$f":"'Input - Inventory'!B157","v":149},{"$f":"'Input - Inventory'!C157","v":"SON1x70"},{"$f":"'Input - Inventory'!D157","v":"Lamp"},{"$f":"'Input - Inventory'!E157","v":"NonTraffic"},{"$f":"'Input - Inventory'!F157","v":"Minor < 130w"},{"$f":"'Input - Inventory'!G157","v":"1"},null,"Lamp - SON1x70",null,65.571083051947909,105,6884.9637204545306,null,10.502261919315401,0.33333333333333331,0,0,10.502261919315401,1.8504811250925242E-2,0,0,10.502261919315401,0.16666666666666666,10.502261919315401,4.590314436538903E-3,10.502261919315401,4.0032025620496396E-2,157.53392878973102,2.1598272138228944E-2,262.55654798288509,1.2221950623319483E-2,0,0,12602.714303178484,1.1123470522803115E-4,8926.9226314180924,2.4953586329427266E-4,0,0,0,0,16.154969223174426,null,31.506785757946208,0.33333333333333331,40.509202269802785,1.8504811250925242E-2,10.993013160217094,0.16666666666666666,0,1.8504811250925242E-2,13.084045921279836,null,76.396252714071238,0.11253333333333332,1.5133333333333332,76.396252714071238,1.4200000000000001E-2,0,76.396252714071238,0.01,0,13.010315791096426,null,31.506785757946208,0.11253333333333332,10.993013160217094,1.4200000000000001E-2,0,0.01,3.7016644108359622,null,30.458740098159758,0.17030044444444439,5.1871369759344264,null,{"$f":"IF($D160=\"Connection\",VLOOKUP(C160,'Input - General'!$F$62:$N$79,5,FALSE),0)","v":0},null,0.1801212933606588,51.138132322321077,9.2110665339449831,null,8.6527813038891108E-2,60.349198856266057,5.2218841956818505]
[null,{"$f":"'Input - Inventory'!B158","v":150},{"$f":"'Input - Inventory'!C158","v":"SON1x70 (P09)"},{"$f":"'Input - Inventory'!D158","v":"Lamp"},{"$f":"'Input - Inventory'!E158","v":"NonTraffic"},{"$f":"'Input - Inventory'!F158","v":"Minor < 130w"},{"$f":"'Input - Inventory'!G158","v":1},null,"Lamp - SON1x70 (P09)",null,65.571083051947909,2045,134092.86484123347,null,10.502261919315401,0.33333333333333331,0,0,10.502261919315401,1.8504811250925242E-2,0,0,10.502261919315401,0.16666666666666666,10.502261919315401,4.590314436538903E-3,10.502261919315401,4.0032025620496396E-2,157.53392878973102,2.1598272138228944E-2,262.55654798288509,1.2221950623319483E-2,0,0,12602.714303178484,1.1123470522803115E-4,8926.9226314180924,2.4953586329427266E-4,0,0,0,0,16.154969223174426,null,31.506785757946208,0.33333333333333331,40.509202269802785,1.8504811250925242E-2,10.993013160217094,0.16666666666666666,0,1.8504811250925242E-2,13.084045921279836,null,76.396252714071238,0.11253333333333332,1.5133333333333332,76.396252714071238,1.4200000000000001E-2,0,76.396252714071238,0.01,0,13.010315791096426,null,31.506785757946208,0.11253333333333332,10.993013160217094,1.4200000000000001E-2,0,0.01,3.7016644108359622,null,30.458740098159758,0.17030044444444439,5.1871369759344264,null,{"$f":"IF($D161=\"Connection\",VLOOKUP(C161,'Input - General'!$F$62:$N$79,5,FALSE),0)","v":0},null,0.1801212933606588,51.138132322321077,9.2110665339449831,null,8.6527813038891108E-2,60.349198856266057,5.2218841956818505]
[null,{"$f":"'Input - Inventory'!B159","v":151},{"$f":"'Input - Inventory'!C159","v":"SON2x250"},{"$f":"'Input - Inventory'!D159","v":"Lamp"},{"$f":"'Input - Inventory'!E159","v":"Traffic"},{"$f":"'Input - Inventory'!F159","v":"Major > 130w"},{"$f":"'Input - Inventory'!G159","v":"2"},null,"Lamp - SON2x250",null,145.87199329483175,0,0,null,0,0,10.502261919315401,0.33333333333333331,0,0,10.502261919315401,4.9094211792429674E-3,10.502261919315401,0.16666666666666666,10.502261919315401,4.590314436538903E-3,10.502261919315401,4.0032025620496396E-2,157.53392878973102,2.1598272138228944E-2,262.55654798288509,1.2221950623319483E-2,0,0,12602.714303178484,1.1123470522803115E-4,8926.9226314180924,2.4953586329427266E-4,0,0,0,0,16.012186875746359,null,63.013571515892416,0.33333333333333331,40.509202269802785,4.9094211792429674E-3,10.993013160217094,0.16666666666666666,0,4.9094211792429674E-3,23.035569434244593,null,76.396252714071238,0.27204976000000003,2.2699999999999996,76.396252714071238,1.4200000000000001E-2,0,76.396252714071238,0.01,0,47.178731629780714,null,31.506785757946208,0.27204976000000003,10.993013160217094,1.4200000000000001E-2,0,0.01,8.7275142906957672,null,30.458740098159758,0.61755295519999998,18.809884959287295,null,{"$f":"IF($D162=\"Connection\",VLOOKUP(C162,'Input - General'!$F$62:$N$79,5,FALSE),0)","v":0},null,0.1801212933606588,113.76388718975474,20.491298498354706,null,8.6527813038891108E-2,134.25518568810941,11.61680760672234]
[null,{"$f":"'Input - Inventory'!B160","v":152},{"$f":"'Input - Inventory'!C160","v":"SON2x250 (P09)"},{"$f":"'Input - Inventory'!D160","v":"Lamp"},{"$f":"'Input - Inventory'!E160","v":"Traffic"},{"$f":"'Input - Inventory'!F160","v":"Major > 130w"},{"$f":"'Input - Inventory'!G160","v":2},null,"Lamp - SON2x250 (P09)",null,145.87199329483175,29,4230.2878055501205,null,0,0,10.502261919315401,0.33333333333333331,0,0,10.502261919315401,4.9094211792429674E-3,10.502261919315401,0.16666666666666666,10.502261919315401,4.590314436538903E-3,10.502261919315401,4.0032025620496396E-2,157.53392878973102,2.1598272138228944E-2,262.55654798288509,1.2221950623319483E-2,0,0,12602.714303178484,1.1123470522803115E-4,8926.9226314180924,2.4953586329427266E-4,0,0,0,0,16.012186875746359,null,63.013571515892416,0.33333333333333331,40.509202269802785,4.9094211792429674E-3,10.993013160217094,0.16666666666666666,0,4.9094211792429674E-3,23.035569434244593,null,76.396252714071238,0.27204976000000003,2.2699999999999996,76.396252714071238,1.4200000000000001E-2,0,76.396252714071238,0.01,0,47.178731629780714,null,31.506785757946208,0.27204976000000003,10.993013160217094,1.4200000000000001E-2,0,0.01,8.7275142906957672,null,30.458740098159758,0.61755295519999998,18.809884959287295,null,{"$f":"IF($D163=\"Connection\",VLOOKUP(C163,'Input - General'!$F$62:$N$79,5,FALSE),0)","v":0},null,0.1801212933606588,113.76388718975474,20.491298498354706,null,8.6527813038891108E-2,134.25518568810941,11.61680760672234]
[null,{"$f":"'Input - Inventory'!B161","v":153},{"$f":"'Input - Inventory'!C161","v":"SON2x400"},{"$f":"'Input - Inventory'!D161","v":"Lamp"},{"$f":"'Input - Inventory'!E161","v":"Traffic"},{"$f":"'Input - Inventory'!F161","v":"Major > 130w"},{"$f":"'Input - Inventory'!G161","v":"2"},null,"Lamp - SON2x400",null,155.74913425110122,0,0,null,0,0,10.502261919315401,0.33333333333333331,0,0,10.502261919315401,4.9094211792429674E-3,10.502261919315401,0.16666666666666666,10.502261919315401,4.590314436538903E-3,10.502261919315401,4.0032025620496396E-2,157.53392878973102,2.1598272138228944E-2,262.55654798288509,1.2221950623319483E-2,0,0,12602.714303178484,1.1123470522803115E-4,8926.9226314180924,2.4953586329427266E-4,0,0,0,0,16.012186875746359,null,63.013571515892416,0.33333333333333331,40.509202269802785,4.9094211792429674E-3,10.993013160217094,0.16666666666666666,0,4.9094211792429674E-3,23.035569434244593,null,76.396252714071238,0.30015621222222222,2.2699999999999996,76.396252714071238,1.4200000000000001E-2,0,76.396252714071238,0.01,0,52.05293834276393,null,31.506785757946208,0.30015621222222222,10.993013160217094,1.4200000000000001E-2,0,0.01,9.613058259277274,null,30.458740098159758,0.68135460174444429,20.753202729219179,null,{"$f":"IF($D164=\"Connection\",VLOOKUP(C164,'Input - General'!$F$62:$N$79,5,FALSE),0)","v":0},null,0.1801212933606588,121.46695564125133,21.87878515068396,null,8.6527813038891108E-2,143.3457407919353,12.403393459165924]
[null,{"$f":"'Input - Inventory'!B162","v":154},{"$f":"'Input - Inventory'!C162","v":"SON2x70"},{"$f":"'Input - Inventory'!D162","v":"Lamp"},{"$f":"'Input - Inventory'!E162","v":"NonTraffic"},{"$f":"'Input - Inventory'!F162","v":"Minor < 130w"},{"$f":"'Input - Inventory'!G162","v":"2"},null,"Lamp - SON2x70",null,103.779705113167,0,0,null,10.502261919315401,0.33333333333333331,0,0,10.502261919315401,1.8504811250925242E-2,0,0,10.502261919315401,0.16666666666666666,10.502261919315401,4.590314436538903E-3,10.502261919315401,4.0032025620496396E-2,157.53392878973102,2.1598272138228944E-2,262.55654798288509,1.2221950623319483E-2,0,0,12602.714303178484,1.1123470522803115E-4,8926.9226314180924,2.4953586329427266E-4,0,0,0,0,16.154969223174426,null,63.013571515892416,0.33333333333333331,40.509202269802785,1.8504811250925242E-2,10.993013160217094,0.16666666666666666,0,1.8504811250925242E-2,23.586307840595239,null,76.396252714071238,0.21240291555555568,1.5133333333333332,76.396252714071238,1.4200000000000001E-2,0,76.396252714071238,0.01,0,24.556537378501481,null,31.506785757946208,0.21240291555555568,10.993013160217094,1.4200000000000001E-2,0,0.01,6.8482339416471154,null,30.458740098159758,0.3214364122074076,9.790548137510374,null,{"$f":"IF($D165=\"Connection\",VLOOKUP(C165,'Input - General'!$F$62:$N$79,5,FALSE),0)","v":0},null,0.1801212933606588,80.93659652142864,14.578404445649525,null,8.6527813038891108E-2,95.515000967078151,8.2647041460888424]
[null,{"$f":"'Input - Inventory'!B163","v":155},{"$f":"'Input - Inventory'!C163","v":"SON3x70"},{"$f":"'Input - Inventory'!D163","v":"Lamp"},{"$f":"'Input - Inventory'!E163","v":"NonTraffic"},{"$f":"'Input - Inventory'!F163","v":"Minor < 130w"},{"$f":"'Input - Inventory'!G163","v":"3"},null,"Lamp - SON3x70",null,139.20399836626143,0,0,null,10.502261919315401,0.33333333333333331,0,0,10.502261919315401,1.8504811250925242E-2,0,0,10.502261919315401,0.16666666666666666,10.502261919315401,4.590314436538903E-3,10.502261919315401,4.0032025620496396E-2,157.53392878973102,2.1598272138228944E-2,262.55654798288509,1.2221950623319483E-2,0,0,12602.714303178484,1.1123470522803115E-4,8926.9226314180924,2.4953586329427266E-4,0,0,0,0,16.154969223174426,null,94.520357273838627,0.33333333333333331,40.509202269802785,1.8504811250925242E-2,10.993013160217094,0.16666666666666666,0,1.8504811250925242E-2,34.088569759910648,null,76.396252714071238,0.30103384079170381,1.5133333333333332,76.396252714071238,1.4200000000000001E-2,0,76.396252714071238,0.01,0,34.803424163270542,null,31.506785757946208,0.30103384079170381,10.993013160217094,1.4200000000000001E-2,0,0.01,9.6407095145909825,null,30.458740098159758,0.45556454573144506,13.875922096370301,null,{"$f":"IF($D166=\"Connection\",VLOOKUP(C166,'Input - General'!$F$62:$N$79,5,FALSE),0)","v":0},null,0.1801212933606588,108.56359475731691,19.554615099570359,null,8.6527813038891108E-2,128.11820985688726,11.085788509374156]
[null,{"$f":"'Input - Inventory'!B164","v":156},{"$f":"'Input - Inventory'!C164","v":"SON4x250"},{"$f":"'Input - Inventory'!D164","v":"Lamp"},{"$f":"'Input - Inventory'!E164","v":"Traffic"},{"$f":"'Input - Inventory'!F164","v":"Major > 130w"},{"$f":"'Input - Inventory'!G164","v":"4"},null,"Lamp - SON4x250",null,242.39927575512593,0,0,null,0,0,10.502261919315401,0.33333333333333331,0,0,10.502261919315401,4.9094211792429674E-3,10.502261919315401,0.16666666666666666,10.502261919315401,4.590314436538903E-3,10.502261919315401,4.0032025620496396E-2,157.53392878973102,2.1598272138228944E-2,262.55654798288509,1.2221950623319483E-2,0,0,12602.714303178484,1.1123470522803115E-4,8926.9226314180924,2.4953586329427266E-4,0,0,0,0,16.012186875746359,null,126.02714303178483,0.33333333333333331,40.509202269802785,4.9094211792429674E-3,10.993013160217094,0.16666666666666666,0,4.9094211792429674E-3,44.040093272875396,null,76.396252714071238,0.47008844808394246,2.2699999999999996,76.396252714071238,1.4200000000000001E-2,0,76.396252714071238,0.01,0,81.522500642575167,null,31.506785757946208,0.47008844808394246,10.993013160217094,1.4200000000000001E-2,0,0.01,14.967076807941277,null,30.458740098159758,1.0671007771505492,32.502545229772871,null,{"$f":"IF($D167=\"Connection\",VLOOKUP(C167,'Input - General'!$F$62:$N$79,5,FALSE),0)","v":0},null,0.1801212933606588,189.04440282891107,34.05092234013685,null,8.6527813038891108E-2,223.09532516904792,19.303950586077995]
[null,{"$f":"'Input - Inventory'!B165","v":157},{"$f":"'Input - Inventory'!C165","v":"SON4x600"},{"$f":"'Input - Inventory'!D165","v":"Lamp"},{"$f":"'Input - Inventory'!E165","v":"Traffic"},{"$f":"'Input - Inventory'!F165","v":"Major > 130w"},{"$f":"'Input - Inventory'!G165","v":"4"},null,"Lamp - SON4x600",null,256.50179862400665,0,0,null,0,0,10.502261919315401,0.33333333333333331,0,0,10.502261919315401,4.9094211792429674E-3,10.502261919315401,0.16666666666666666,10.502261919315401,4.590314436538903E-3,10.502261919315401,4.0032025620496396E-2,157.53392878973102,2.1598272138228944E-2,262.55654798288509,1.2221950623319483E-2,0,0,12602.714303178484,1.1123470522803115E-4,8926.9226314180924,2.4953586329427266E-4,0,0,0,0,16.012186875746359,null,126.02714303178483,0.33333333333333331,40.509202269802785,4.9094211792429674E-3,10.993013160217094,0.16666666666666666,0,4.9094211792429674E-3,44.040093272875396,null,76.396252714071238,0.51021867270885268,2.2699999999999996,76.396252714071238,1.4200000000000001E-2,0,76.396252714071238,0.01,0,88.481863877526948,null,31.506785757946208,0.51021867270885268,10.993013160217094,1.4200000000000001E-2,0,0.01,16.231451197616579,null,30.458740098159758,1.1581963870490954,35.277202735756042,null,{"$f":"IF($D168=\"Connection\",VLOOKUP(C168,'Input - General'!$F$62:$N$79,5,FALSE),0)","v":0},null,0.1801212933606588,200.04279795952132,36.031967495953936,null,8.6527813038891108E-2,236.07476545547524,20.42703316853143]
[null,{"$f":"'Input - Inventory'!B166","v":158},{"$f":"'Input - Inventory'!C166","v":"SON4x70"},{"$f":"'Input - Inventory'!D166","v":"Lamp"},{"$f":"'Input - Inventory'!E166","v":"NonTraffic"},{"$f":"'Input - Inventory'!F166","v":"Minor < 130w"},{"$f":"'Input - Inventory'!G166","v":"4"},null,"Lamp - SON4x70",null,172.15729261310545,0,0,null,10.502261919315401,0.33333333333333331,0,0,10.502261919315401,1.8504811250925242E-2,0,0,10.502261919315401,0.16666666666666666,10.502261919315401,4.590314436538903E-3,10.502261919315401,4.0032025620496396E-2,157.53392878973102,2.1598272138228944E-2,262.55654798288509,1.2221950623319483E-2,0,0,12602.714303178484,1.1123470522803115E-4,8926.9226314180924,2.4953586329427266E-4,0,0,0,0,16.154969223174426,null,126.02714303178483,0.33333333333333331,40.509202269802785,1.8504811250925242E-2,10.993013160217094,0.16666666666666666,0,1.8504811250925242E-2,44.590831679226042,null,76.396252714071238,0.37969083257461089,1.5133333333333332,76.396252714071238,1.4200000000000001E-2,0,76.396252714071238,0.01,0,43.897194621860272,null,31.506785757946208,0.37969083257461089,10.993013160217094,1.4200000000000001E-2,0,0.01,12.118938503059571,null,30.458740098159758,0.57459879329624441,17.50155530572653,null,{"$f":"IF($D169=\"Connection\",VLOOKUP(C169,'Input - General'!$F$62:$N$79,5,FALSE),0)","v":0},null,0.1801212933606588,134.26348933304683,24.18371334978341,null,8.6527813038891108E-2,158.44720268283024,13.71008993027522]
[null,{"$f":"'Input - Inventory'!B167","v":159},{"$f":"'Input - Inventory'!C167","v":"SON8x70"},{"$f":"'Input - Inventory'!D167","v":"Lamp"},{"$f":"'Input - Inventory'!E167","v":"NonTraffic"},{"$f":"'Input - Inventory'!F167","v":"Minor < 130w"},{"$f":"'Input - Inventory'!G167","v":"8"},null,"Lamp - SON8x70",null,284.37322504997456,0,0,null,10.502261919315401,0.33333333333333331,0,0,10.502261919315401,1.8504811250925242E-2,0,0,10.502261919315401,0.16666666666666666,10.502261919315401,4.590314436538903E-3,10.502261919315401,4.0032025620496396E-2,157.53392878973102,2.1598272138228944E-2,262.55654798288509,1.2221950623319483E-2,0,0,12602.714303178484,1.1123470522803115E-4,8926.9226314180924,2.4953586329427266E-4,0,0,0,0,16.154969223174426,null,252.05428606356966,0.33333333333333331,40.509202269802785,1.8504811250925242E-2,10.993013160217094,0.16666666666666666,0,1.8504811250925242E-2,86.599879356487648,null,76.396252714071238,0.61521653680802058,1.5133333333333332,76.396252714071238,1.4200000000000001E-2,0,76.396252714071238,0.01,0,71.127026870056682,null,31.506785757946208,0.61521653680802058,10.993013160217094,1.4200000000000001E-2,0,0.01,19.539596406831013,null,30.458740098159758,0.93102769236947103,28.357930506071156,null,{"$f":"IF($D170=\"Connection\",VLOOKUP(C170,'Input - General'!$F$62:$N$79,5,FALSE),0)","v":0},null,0.1801212933606588,221.77940236262091,39.947192794309224,null,8.6527813038891108E-2,261.72659515693016,22.646629893044395]
[null,{"$f":"'Input - Inventory'!B168","v":160},{"$f":"'Input - Inventory'!C168","v":"SOX1x135"},{"$f":"'Input - Inventory'!D168","v":"Lamp"},{"$f":"'Input - Inventory'!E168","v":"Traffic"},{"$f":"'Input - Inventory'!F168","v":"Major > 130w"},{"$f":"'Input - Inventory'!G168","v":"1"},null,"Lamp - SOX1x135",null,87.406512708742184,2,174.81302541748437,null,0,0,10.502261919315401,0.33333333333333331,0,0,10.502261919315401,4.9094211792429674E-3,10.502261919315401,0.16666666666666666,10.502261919315401,4.590314436538903E-3,10.502261919315401,4.0032025620496396E-2,157.53392878973102,2.1598272138228944E-2,262.55654798288509,1.2221950623319483E-2,0,0,12602.714303178484,1.1123470522803115E-4,8926.9226314180924,2.4953586329427266E-4,0,0,0,0,16.012186875746359,null,31.506785757946208,0.33333333333333331,40.509202269802785,4.9094211792429674E-3,10.993013160217094,0.16666666666666666,0,4.9094211792429674E-3,12.53330751492919,null,76.396252714071238,0.14399999999999999,2.2699999999999996,76.396252714071238,1.4200000000000001E-2,0,76.396252714071238,0.01,0,24.972407087175601,null,31.506785757946208,0.14399999999999999,10.993013160217094,1.4200000000000001E-2,0,0.01,4.6930779360193364,null,30.458740098159758,0.32687999999999989,9.9563529632864594,null,{"$f":"IF($D171=\"Connection\",VLOOKUP(C171,'Input - General'!$F$62:$N$79,5,FALSE),0)","v":0},null,0.1801212933606588,68.167332377156953,12.278388072719421,null,8.6527813038891108E-2,80.445720449876376,6.9607922588658022]
[null,{"$f":"'Input - Inventory'!B169","v":161},{"$f":"'Input - Inventory'!C169","v":"SOX1x150"},{"$f":"'Input - Inventory'!D169","v":"Lamp"},{"$f":"'Input - Inventory'!E169","v":"Traffic"},{"$f":"'Input - Inventory'!F169","v":"Major > 130w"},{"$f":"'Input - Inventory'!G169","v":"1"},null,"Lamp - SOX1x150",null,87.406512708742184,0,0,null,0,0,10.502261919315401,0.33333333333333331,0,0,10.502261919315401,4.9094211792429674E-3,10.502261919315401,0.16666666666666666,10.502261919315401,4.590314436538903E-3,10.502261919315401,4.0032025620496396E-2,157.53392878973102,2.1598272138228944E-2,262.55654798288509,1.2221950623319483E-2,0,0,12602.714303178484,1.1123470522803115E-4,8926.9226314180924,2.4953586329427266E-4,0,0,0,0,16.012186875746359,null,31.506785757946208,0.33333333333333331,40.509202269802785,4.9094211792429674E-3,10.993013160217094,0.16666666666666666,0,4.9094211792429674E-3,12.53330751492919,null,76.396252714071238,0.14399999999999999,2.2699999999999996,76.396252714071238,1.4200000000000001E-2,0,76.396252714071238,0.01,0,24.972407087175601,null,31.506785757946208,0.14399999999999999,10.993013160217094,1.4200000000000001E-2,0,0.01,4.6930779360193364,null,30.458740098159758,0.32687999999999989,9.9563529632864594,null,{"$f":"IF($D172=\"Connection\",VLOOKUP(C172,'Input - General'!$F$62:$N$79,5,FALSE),0)","v":0},null,0.1801212933606588,68.167332377156953,12.278388072719421,null,8.6527813038891108E-2,80.445720449876376,6.9607922588658022]
[null,{"$f":"'Input - Inventory'!B170","v":162},{"$f":"'Input - Inventory'!C170","v":"SOX1x180"},{"$f":"'Input - Inventory'!D170","v":"Lamp"},{"$f":"'Input - Inventory'!E170","v":"Traffic"},{"$f":"'Input - Inventory'!F170","v":"Major > 130w"},{"$f":"'Input - Inventory'!G170","v":"1"},null,"Lamp - SOX1x180",null,132.4021226022451,0,0,null,0,0,10.502261919315401,0.33333333333333331,0,0,10.502261919315401,4.9094211792429674E-3,10.502261919315401,0.16666666666666666,10.502261919315401,4.590314436538903E-3,10.502261919315401,4.0032025620496396E-2,157.53392878973102,2.1598272138228944E-2,262.55654798288509,1.2221950623319483E-2,0,0,12602.714303178484,1.1123470522803115E-4,8926.9226314180924,2.4953586329427266E-4,0,0,0,0,16.012186875746359,null,105.02261919315403,0.33333333333333331,40.509202269802785,4.9094211792429674E-3,10.993013160217094,0.16666666666666666,0,4.9094211792429674E-3,37.038585326665128,null,76.396252714071238,0.14399999999999999,2.2699999999999996,76.396252714071238,1.4200000000000001E-2,0,76.396252714071238,0.01,0,24.972407087175601,null,105.02261919315403,0.14399999999999999,10.993013160217094,1.4200000000000001E-2,0,0.01,15.279357950689262,null,30.458740098159758,0.32687999999999989,9.9563529632864594,null,{"$f":"IF($D173=\"Connection\",VLOOKUP(C173,'Input - General'!$F$62:$N$79,5,FALSE),0)","v":0},null,0.1801212933606588,103.2588902035628,18.599124854451993,null,8.6527813038891108E-2,121.85801505801481,10.544107544230283]
[null,{"$f":"'Input - Inventory'!B171","v":163},{"$f":"'Input - Inventory'!C171","v":"SOX1x90"},{"$f":"'Input - Inventory'!D171","v":"Lamp"},{"$f":"'Input - Inventory'!E171","v":"NonTraffic"},{"$f":"'Input - Inventory'!F171","v":"Minor < 130w"},{"$f":"'Input - Inventory'!G171","v":"1"},null,"Lamp - SOX1x90",null,77.330745046207056,0,0,null,10.502261919315401,0.33333333333333331,0,0,10.502261919315401,1.8504811250925242E-2,0,0,10.502261919315401,0.16666666666666666,10.502261919315401,4.590314436538903E-3,10.502261919315401,4.0032025620496396E-2,157.53392878973102,2.1598272138228944E-2,262.55654798288509,1.2221950623319483E-2,0,0,12602.714303178484,1.1123470522803115E-4,8926.9226314180924,2.4953586329427266E-4,0,0,0,0,16.154969223174426,null,31.506785757946208,0.33333333333333331,40.509202269802785,1.8504811250925242E-2,10.993013160217094,0.16666666666666666,0,1.8504811250925242E-2,13.084045921279836,null,76.396252714071238,0.16,1.5133333333333332,76.396252714071238,1.4200000000000001E-2,0,76.396252714071238,0.01,0,18.498079323833782,null,31.506785757946208,0.16,10.993013160217094,1.4200000000000001E-2,0,0.01,5.1971865081464763,null,30.458740098159758,0.24213333333333331,7.3750762691010818,null,{"$f":"IF($D174=\"Connection\",VLOOKUP(C174,'Input - General'!$F$62:$N$79,5,FALSE),0)","v":0},null,0.1801212933606588,60.309357245535601,10.862999428815892,null,8.6527813038891108E-2,71.172356674351491,6.1583883718555592]
[null,{"$f":"'Input - Inventory'!B172","v":164},{"$f":"'Input - Inventory'!C172","v":"TF1x16"},{"$f":"'Input - Inventory'!D172","v":"Lamp"},{"$f":"'Input - Inventory'!E172","v":"NonTraffic"},{"$f":"'Input - Inventory'!F172","v":"Minor < 130w"},{"$f":"'Input - Inventory'!G172","v":"1"},null,"Lamp - TF1x16",null,108.20652500514781,1,108.20652500514781,null,10.502261919315401,0.33333333333333331,0,0,10.502261919315401,1.8504811250925242E-2,0,0,10.502261919315401,0.16666666666666666,10.502261919315401,4.590314436538903E-3,10.502261919315401,4.0032025620496396E-2,157.53392878973102,2.1598272138228944E-2,262.55654798288509,1.2221950623319483E-2,0,0,12602.714303178484,1.1123470522803115E-4,8926.9226314180924,2.4953586329427266E-4,0,0,0,0,16.154969223174426,null,10.502261919315401,0.33333333333333331,40.509202269802785,1.8504811250925242E-2,10.993013160217094,0.16666666666666666,0,1.8504811250925242E-2,6.0825379750695685,null,76.396252714071238,0.36,1.5133333333333332,76.396252714071238,1.4200000000000001E-2,0,76.396252714071238,0.01,0,41.620678478626004,null,10.502261919315401,0.36,10.993013160217094,1.4200000000000001E-2,0,0.01,3.936915077828627,null,30.458740098159758,0.54479999999999995,16.593921605477433,null,{"$f":"IF($D175=\"Connection\",VLOOKUP(C175,'Input - General'!$F$62:$N$79,5,FALSE),0)","v":0},null,0.1801212933606588,84.389022360176057,15.200259852956465,null,8.6527813038891108E-2,99.58928221313252,8.6172427920152952]
[null,{"$f":"'Input - Inventory'!B173","v":165},{"$f":"'Input - Inventory'!C173","v":"TF1x176"},{"$f":"'Input - Inventory'!D173","v":"Lamp"},{"$f":"'Input - Inventory'!E173","v":"Traffic"},{"$f":"'Input - Inventory'!F173","v":"Major > 130w"},{"$f":"'Input - Inventory'!G173","v":"1"},null,"Lamp - TF1x176",null,144.6396561525253,0,0,null,0,0,10.502261919315401,0.33333333333333331,0,0,10.502261919315401,4.9094211792429674E-3,10.502261919315401,0.16666666666666666,10.502261919315401,4.590314436538903E-3,10.502261919315401,4.0032025620496396E-2,157.53392878973102,2.1598272138228944E-2,262.55654798288509,1.2221950623319483E-2,0,0,12602.714303178484,1.1123470522803115E-4,8926.9226314180924,2.4953586329427266E-4,0,0,0,0,16.012186875746359,null,10.502261919315401,0.33333333333333331,40.509202269802785,4.9094211792429674E-3,10.993013160217094,0.16666666666666666,0,4.9094211792429674E-3,5.531799568718923,null,76.396252714071238,0.36,2.2699999999999996,76.396252714071238,1.4200000000000001E-2,0,76.396252714071238,0.01,0,62.431017717939007,null,10.502261919315401,0.36,10.993013160217094,1.4200000000000001E-2,0,0.01,3.936915077828627,null,30.458740098159758,0.81719999999999982,24.89088240821615,null,{"$f":"IF($D176=\"Connection\",VLOOKUP(C176,'Input - General'!$F$62:$N$79,5,FALSE),0)","v":0},null,0.1801212933606588,112.80280164844908,20.318186527624501,null,8.6527813038891108E-2,133.12098817607358,11.518667976451729]
[null,{"$f":"'Input - Inventory'!B174","v":166},{"$f":"'Input - Inventory'!C174","v":"TF1x20"},{"$f":"'Input - Inventory'!D174","v":"Lamp"},{"$f":"'Input - Inventory'!E174","v":"NonTraffic"},{"$f":"'Input - Inventory'!F174","v":"Minor < 130w"},{"$f":"'Input - Inventory'!G174","v":"1"},null,"Lamp - TF1x20",null,108.20652500514781,0,0,null,10.502261919315401,0.33333333333333331,0,0,10.502261919315401,1.8504811250925242E-2,0,0,10.502261919315401,0.16666666666666666,10.502261919315401,4.590314436538903E-3,10.502261919315401,4.0032025620496396E-2,157.53392878973102,2.1598272138228944E-2,262.55654798288509,1.2221950623319483E-2,0,0,12602.714303178484,1.1123470522803115E-4,8926.9226314180924,2.4953586329427266E-4,0,0,0,0,16.154969223174426,null,10.502261919315401,0.33333333333333331,40.509202269802785,1.8504811250925242E-2,10.993013160217094,0.16666666666666666,0,1.8504811250925242E-2,6.0825379750695685,null,76.396252714071238,0.36,1.5133333333333332,76.396252714071238,1.4200000000000001E-2,0,76.396252714071238,0.01,0,41.620678478626004,null,10.502261919315401,0.36,10.993013160217094,1.4200000000000001E-2,0,0.01,3.936915077828627,null,30.458740098159758,0.54479999999999995,16.593921605477433,null,{"$f":"IF($D177=\"Connection\",VLOOKUP(C177,'Input - General'!$F$62:$N$79,5,FALSE),0)","v":0},null,0.1801212933606588,84.389022360176057,15.200259852956465,null,8.6527813038891108E-2,99.58928221313252,8.6172427920152952]
[null,{"$f":"'Input - Inventory'!B175","v":167},{"$f":"'Input - Inventory'!C175","v":"TF1x236"},{"$f":"'Input - Inventory'!D175","v":"Lamp"},{"$f":"'Input - Inventory'!E175","v":"Traffic"},{"$f":"'Input - Inventory'!F175","v":"Major > 130w"},{"$f":"'Input - Inventory'!G175","v":"1"},null,"Lamp - TF1x236",null,144.6396561525253,0,0,null,0,0,10.502261919315401,0.33333333333333331,0,0,10.502261919315401,4.9094211792429674E-3,10.502261919315401,0.16666666666666666,10.502261919315401,4.590314436538903E-3,10.502261919315401,4.0032025620496396E-2,157.53392878973102,2.1598272138228944E-2,262.55654798288509,1.2221950623319483E-2,0,0,12602.714303178484,1.1123470522803115E-4,8926.9226314180924,2.4953586329427266E-4,0,0,0,0,16.012186875746359,null,10.502261919315401,0.33333333333333331,40.509202269802785,4.9094211792429674E-3,10.993013160217094,0.16666666666666666,0,4.9094211792429674E-3,5.531799568718923,null,76.396252714071238,0.36,2.2699999999999996,76.396252714071238,1.4200000000000001E-2,0,76.396252714071238,0.01,0,62.431017717939007,null,10.502261919315401,0.36,10.993013160217094,1.4200000000000001E-2,0,0.01,3.936915077828627,null,30.458740098159758,0.81719999999999982,24.89088240821615,null,{"$f":"IF($D178=\"Connection\",VLOOKUP(C178,'Input - General'!$F$62:$N$79,5,FALSE),0)","v":0},null,0.1801212933606588,112.80280164844908,20.318186527624501,null,8.6527813038891108E-2,133.12098817607358,11.518667976451729]
[null,{"$f":"'Input - Inventory'!B176","v":168},{"$f":"'Input - Inventory'!C176","v":"TF1x26"},{"$f":"'Input - Inventory'!D176","v":"Lamp"},{"$f":"'Input - Inventory'!E176","v":"NonTraffic"},{"$f":"'Input - Inventory'!F176","v":"Minor < 130w"},{"$f":"'Input - Inventory'!G176","v":"1"},null,"Lamp - TF1x26",null,108.20652500514781,0,0,null,10.502261919315401,0.33333333333333331,0,0,10.502261919315401,1.8504811250925242E-2,0,0,10.502261919315401,0.16666666666666666,10.502261919315401,4.590314436538903E-3,10.502261919315401,4.0032025620496396E-2,157.53392878973102,2.1598272138228944E-2,262.55654798288509,1.2221950623319483E-2,0,0,12602.714303178484,1.1123470522803115E-4,8926.9226314180924,2.4953586329427266E-4,0,0,0,0,16.154969223174426,null,10.502261919315401,0.33333333333333331,40.509202269802785,1.8504811250925242E-2,10.993013160217094,0.16666666666666666,0,1.8504811250925242E-2,6.0825379750695685,null,76.396252714071238,0.36,1.5133333333333332,76.396252714071238,1.4200000000000001E-2,0,76.396252714071238,0.01,0,41.620678478626004,null,10.502261919315401,0.36,10.993013160217094,1.4200000000000001E-2,0,0.01,3.936915077828627,null,30.458740098159758,0.54479999999999995,16.593921605477433,null,{"$f":"IF($D179=\"Connection\",VLOOKUP(C179,'Input - General'!$F$62:$N$79,5,FALSE),0)","v":0},null,0.1801212933606588,84.389022360176057,15.200259852956465,null,8.6527813038891108E-2,99.58928221313252,8.6172427920152952]
[null,{"$f":"'Input - Inventory'!B177","v":169},{"$f":"'Input - Inventory'!C177","v":"TF1x40"},{"$f":"'Input - Inventory'!D177","v":"Lamp"},{"$f":"'Input - Inventory'!E177","v":"NonTraffic"},{"$f":"'Input - Inventory'!F177","v":"Minor < 130w"},{"$f":"'Input - Inventory'!G177","v":"1"},null,"Lamp - TF1x40",null,63.602306945578505,86,5469.7983973197515,null,10.502261919315401,0.33333333333333331,0,0,10.502261919315401,1.8504811250925242E-2,0,0,10.502261919315401,0.16666666666666666,10.502261919315401,4.590314436538903E-3,10.502261919315401,4.0032025620496396E-2,157.53392878973102,2.1598272138228944E-2,262.55654798288509,1.2221950623319483E-2,0,0,12602.714303178484,1.1123470522803115E-4,8926.9226314180924,2.4953586329427266E-4,0,0,0,0,16.154969223174426,null,10.502261919315401,0.33333333333333331,40.509202269802785,1.8504811250925242E-2,10.993013160217094,0.16666666666666666,0,1.8504811250925242E-2,6.0825379750695685,null,76.396252714071238,0.158,1.5133333333333332,76.396252714071238,1.4200000000000001E-2,0,76.396252714071238,0.01,0,18.266853332285859,null,10.502261919315401,0.158,10.993013160217094,1.4200000000000001E-2,0,0.01,1.8154581701269161,null,30.458740098159758,0.23910666666666663,7.2828878157373182,null,{"$f":"IF($D180=\"Connection\",VLOOKUP(C180,'Input - General'!$F$62:$N$79,5,FALSE),0)","v":0},null,0.1801212933606588,49.602706516394086,8.9345036519220802,null,8.6527813038891108E-2,58.537210168316165,5.0650967772623368]
[null,{"$f":"'Input - Inventory'!B178","v":170},{"$f":"'Input - Inventory'!C178","v":"TF1x40 (P09)"},{"$f":"'Input - Inventory'!D178","v":"Lamp"},{"$f":"'Input - Inventory'!E178","v":"NonTraffic"},{"$f":"'Input - Inventory'!F178","v":"Minor < 130w"},{"$f":"'Input - Inventory'!G178","v":1},null,"Lamp - TF1x40 (P09)",null,63.602306945578505,508,32309.97192835388,null,10.502261919315401,0.33333333333333331,0,0,10.502261919315401,1.8504811250925242E-2,0,0,10.502261919315401,0.16666666666666666,10.502261919315401,4.590314436538903E-3,10.502261919315401,4.0032025620496396E-2,157.53392878973102,2.1598272138228944E-2,262.55654798288509,1.2221950623319483E-2,0,0,12602.714303178484,1.1123470522803115E-4,8926.9226314180924,2.4953586329427266E-4,0,0,0,0,16.154969223174426,null,10.502261919315401,0.33333333333333331,40.509202269802785,1.8504811250925242E-2,10.993013160217094,0.16666666666666666,0,1.8504811250925242E-2,6.0825379750695685,null,76.396252714071238,0.158,1.5133333333333332,76.396252714071238,1.4200000000000001E-2,0,76.396252714071238,0.01,0,18.266853332285859,null,10.502261919315401,0.158,10.993013160217094,1.4200000000000001E-2,0,0.01,1.8154581701269161,null,30.458740098159758,0.23910666666666663,7.2828878157373182,null,{"$f":"IF($D181=\"Connection\",VLOOKUP(C181,'Input - General'!$F$62:$N$79,5,FALSE),0)","v":0},null,0.1801212933606588,49.602706516394086,8.9345036519220802,null,8.6527813038891108E-2,58.537210168316165,5.0650967772623368]
[null,{"$f":"'Input - Inventory'!B179","v":171},{"$f":"'Input - Inventory'!C179","v":"TF1x60"},{"$f":"'Input - Inventory'!D179","v":"Lamp"},{"$f":"'Input - Inventory'!E179","v":"NonTraffic"},{"$f":"'Input - Inventory'!F179","v":"Minor < 130w"},{"$f":"'Input - Inventory'!G179","v":"1"},null,"Lamp - TF1x60",null,108.20652500514781,0,0,null,10.502261919315401,0.33333333333333331,0,0,10.502261919315401,1.8504811250925242E-2,0,0,10.502261919315401,0.16666666666666666,10.502261919315401,4.590314436538903E-3,10.502261919315401,4.0032025620496396E-2,157.53392878973102,2.1598272138228944E-2,262.55654798288509,1.2221950623319483E-2,0,0,12602.714303178484,1.1123470522803115E-4,8926.9226314180924,2.4953586329427266E-4,0,0,0,0,16.154969223174426,null,10.502261919315401,0.33333333333333331,40.509202269802785,1.8504811250925242E-2,10.993013160217094,0.16666666666666666,0,1.8504811250925242E-2,6.0825379750695685,null,76.396252714071238,0.36,1.5133333333333332,76.396252714071238,1.4200000000000001E-2,0,76.396252714071238,0.01,0,41.620678478626004,null,10.502261919315401,0.36,10.993013160217094,1.4200000000000001E-2,0,0.01,3.936915077828627,null,30.458740098159758,0.54479999999999995,16.593921605477433,null,{"$f":"IF($D182=\"Connection\",VLOOKUP(C182,'Input - General'!$F$62:$N$79,5,FALSE),0)","v":0},null,0.1801212933606588,84.389022360176057,15.200259852956465,null,8.6527813038891108E-2,99.58928221313252,8.6172427920152952]
[null,{"$f":"'Input - Inventory'!B180","v":172},{"$f":"'Input - Inventory'!C180","v":"TF1x80"},{"$f":"'Input - Inventory'!D180","v":"Lamp"},{"$f":"'Input - Inventory'!E180","v":"NonTraffic"},{"$f":"'Input - Inventory'!F180","v":"Minor < 130w"},{"$f":"'Input - Inventory'!G180","v":"1"},null,"Lamp - TF1x80",null,108.20652500514781,14,1514.8913500720694,null,10.502261919315401,0.33333333333333331,0,0,10.502261919315401,1.8504811250925242E-2,0,0,10.502261919315401,0.16666666666666666,10.502261919315401,4.590314436538903E-3,10.502261919315401,4.0032025620496396E-2,157.53392878973102,2.1598272138228944E-2,262.55654798288509,1.2221950623319483E-2,0,0,12602.714303178484,1.1123470522803115E-4,8926.9226314180924,2.4953586329427266E-4,0,0,0,0,16.154969223174426,null,10.502261919315401,0.33333333333333331,40.509202269802785,1.8504811250925242E-2,10.993013160217094,0.16666666666666666,0,1.8504811250925242E-2,6.0825379750695685,null,76.396252714071238,0.36,1.5133333333333332,76.396252714071238,1.4200000000000001E-2,0,76.396252714071238,0.01,0,41.620678478626004,null,10.502261919315401,0.36,10.993013160217094,1.4200000000000001E-2,0,0.01,3.936915077828627,null,30.458740098159758,0.54479999999999995,16.593921605477433,null,{"$f":"IF($D183=\"Connection\",VLOOKUP(C183,'Input - General'!$F$62:$N$79,5,FALSE),0)","v":0},null,0.1801212933606588,84.389022360176057,15.200259852956465,null,8.6527813038891108E-2,99.58928221313252,8.6172427920152952]
[null,{"$f":"'Input - Inventory'!B181","v":173},{"$f":"'Input - Inventory'!C181","v":"TF2x14 T5"},{"$f":"'Input - Inventory'!D181","v":"Lamp"},{"$f":"'Input - Inventory'!E181","v":"NonTraffic"},{"$f":"'Input - Inventory'!F181","v":"Minor < 130w"},{"$f":"'Input - Inventory'!G181","v":"2"},null,"Lamp - TF2x14 T5",null,37.618906268623313,4,150.47562507449325,null,10.502261919315401,0.33333333333333331,0,0,10.502261919315401,1.8504811250925242E-2,0,0,10.502261919315401,0.16666666666666666,10.502261919315401,4.590314436538903E-3,10.502261919315401,4.0032025620496396E-2,157.53392878973102,2.1598272138228944E-2,262.55654798288509,1.2221950623319483E-2,0,0,12602.714303178484,1.1123470522803115E-4,8926.9226314180924,2.4953586329427266E-4,0,0,0,0,16.154969223174426,null,21.004523838630803,0.33333333333333331,40.509202269802785,1.8504811250925242E-2,10.993013160217094,0.16666666666666666,0,1.8504811250925242E-2,9.5832919481747023,null,76.396252714071238,0.02,1.5133333333333332,76.396252714071238,1.4200000000000001E-2,0,76.396252714071238,0.01,0,2.3122599154792227,null,10.502261919315401,0.02,10.993013160217094,1.4200000000000001E-2,0,0.01,0.36614602526139078,null,30.458740098159758,3.0266666666666664E-2,0.92188453363763523,null,{"$f":"IF($D184=\"Connection\",VLOOKUP(C184,'Input - General'!$F$62:$N$79,5,FALSE),0)","v":0},null,0.1801212933606588,29.338551645727378,5.2844978677569001,null,8.6527813038891108E-2,34.623049513484276,2.9958567551390369]
[null,{"$f":"'Input - Inventory'!B182","v":174},{"$f":"'Input - Inventory'!C182","v":"TF2x14 T5 (P09)"},{"$f":"'Input - Inventory'!D182","v":"Lamp"},{"$f":"'Input - Inventory'!E182","v":"NonTraffic"},{"$f":"'Input - Inventory'!F182","v":"Minor < 130w"},{"$f":"'Input - Inventory'!G182","v":2},null,"Lamp - TF2x14 T5 (P09)",null,37.618906268623313,310,11661.860943273226,null,10.502261919315401,0.33333333333333331,0,0,10.502261919315401,1.8504811250925242E-2,0,0,10.502261919315401,0.16666666666666666,10.502261919315401,4.590314436538903E-3,10.502261919315401,4.0032025620496396E-2,157.53392878973102,2.1598272138228944E-2,262.55654798288509,1.2221950623319483E-2,0,0,12602.714303178484,1.1123470522803115E-4,8926.9226314180924,2.4953586329427266E-4,0,0,0,0,16.154969223174426,null,21.004523838630803,0.33333333333333331,40.509202269802785,1.8504811250925242E-2,10.993013160217094,0.16666666666666666,0,1.8504811250925242E-2,9.5832919481747023,null,76.396252714071238,0.02,1.5133333333333332,76.396252714071238,1.4200000000000001E-2,0,76.396252714071238,0.01,0,2.3122599154792227,null,10.502261919315401,0.02,10.993013160217094,1.4200000000000001E-2,0,0.01,0.36614602526139078,null,30.458740098159758,3.0266666666666664E-2,0.92188453363763523,null,{"$f":"IF($D185=\"Connection\",VLOOKUP(C185,'Input - General'!$F$62:$N$79,5,FALSE),0)","v":0},null,0.1801212933606588,29.338551645727378,5.2844978677569001,null,8.6527813038891108E-2,34.623049513484276,2.9958567551390369]
[null,{"$f":"'Input - Inventory'!B183","v":175},{"$f":"'Input - Inventory'!C183","v":"TF2x20"},{"$f":"'Input - Inventory'!D183","v":"Lamp"},{"$f":"'Input - Inventory'!E183","v":"NonTraffic"},{"$f":"'Input - Inventory'!F183","v":"Minor < 130w"},{"$f":"'Input - Inventory'!G183","v":"2"},null,"Lamp - TF2x20",null,55.924300709902013,378,21139.385668342962,null,10.502261919315401,0.33333333333333331,0,0,10.502261919315401,1.8504811250925242E-2,0,0,10.502261919315401,0.16666666666666666,10.502261919315401,4.590314436538903E-3,10.502261919315401,4.0032025620496396E-2,157.53392878973102,2.1598272138228944E-2,262.55654798288509,1.2221950623319483E-2,0,0,12602.714303178484,1.1123470522803115E-4,8926.9226314180924,2.4953586329427266E-4,0,0,0,0,16.154969223174426,null,21.004523838630803,0.33333333333333331,40.509202269802785,1.8504811250925242E-2,10.993013160217094,0.16666666666666666,0,1.8504811250925242E-2,9.5832919481747023,null,76.396252714071238,0.10290000000000001,1.5133333333333332,76.396252714071238,1.4200000000000001E-2,0,76.396252714071238,0.01,0,11.896577265140602,null,10.502261919315401,0.10290000000000001,10.993013160217094,1.4200000000000001E-2,0,0.01,1.2367835383726375,null,30.458740098159758,0.155722,4.7430959255656342,null,{"$f":"IF($D186=\"Connection\",VLOOKUP(C186,'Input - General'!$F$62:$N$79,5,FALSE),0)","v":0},null,0.1801212933606588,43.614717900428005,7.8559393977853693,null,8.6527813038891108E-2,51.470657298213368,4.4536434116886428]
[null,{"$f":"'Input - Inventory'!B184","v":176},{"$f":"'Input - Inventory'!C184","v":"TF2x20 (P09)"},{"$f":"'Input - Inventory'!D184","v":"Lamp"},{"$f":"'Input - Inventory'!E184","v":"NonTraffic"},{"$f":"'Input - Inventory'!F184","v":"Minor < 130w"},{"$f":"'Input - Inventory'!G184","v":2},null,"Lamp - TF2x20 (P09)",null,55.924300709902013,18453,1031971.1209998218,null,10.502261919315401,0.33333333333333331,0,0,10.502261919315401,1.8504811250925242E-2,0,0,10.502261919315401,0.16666666666666666,10.502261919315401,4.590314436538903E-3,10.502261919315401,4.0032025620496396E-2,157.53392878973102,2.1598272138228944E-2,262.55654798288509,1.2221950623319483E-2,0,0,12602.714303178484,1.1123470522803115E-4,8926.9226314180924,2.4953586329427266E-4,0,0,0,0,16.154969223174426,null,21.004523838630803,0.33333333333333331,40.509202269802785,1.8504811250925242E-2,10.993013160217094,0.16666666666666666,0,1.8504811250925242E-2,9.5832919481747023,null,76.396252714071238,0.10290000000000001,1.5133333333333332,76.396252714071238,1.4200000000000001E-2,0,76.396252714071238,0.01,0,11.896577265140602,null,10.502261919315401,0.10290000000000001,10.993013160217094,1.4200000000000001E-2,0,0.01,1.2367835383726375,null,30.458740098159758,0.155722,4.7430959255656342,null,{"$f":"IF($D187=\"Connection\",VLOOKUP(C187,'Input - General'!$F$62:$N$79,5,FALSE),0)","v":0},null,0.1801212933606588,43.614717900428005,7.8559393977853693,null,8.6527813038891108E-2,51.470657298213368,4.4536434116886428]
[null,{"$f":"'Input - Inventory'!B185","v":177},{"$f":"'Input - Inventory'!C185","v":"TF2x26"},{"$f":"'Input - Inventory'!D185","v":"Lamp"},{"$f":"'Input - Inventory'!E185","v":"NonTraffic"},{"$f":"'Input - Inventory'!F185","v":"Minor < 130w"},{"$f":"'Input - Inventory'!G185","v":"2"},null,"Lamp - TF2x26",null,112.69531290354197,0,0,null,10.502261919315401,0.33333333333333331,0,0,10.502261919315401,1.8504811250925242E-2,0,0,10.502261919315401,0.16666666666666666,10.502261919315401,4.590314436538903E-3,10.502261919315401,4.0032025620496396E-2,157.53392878973102,2.1598272138228944E-2,262.55654798288509,1.2221950623319483E-2,0,0,12602.714303178484,1.1123470522803115E-4,8926.9226314180924,2.4953586329427266E-4,0,0,0,0,16.154969223174426,null,21.004523838630803,0.33333333333333331,40.509202269802785,1.8504811250925242E-2,10.993013160217094,0.16666666666666666,0,1.8504811250925242E-2,9.5832919481747023,null,76.396252714071238,0.36,1.5133333333333332,76.396252714071238,1.4200000000000001E-2,0,76.396252714071238,0.01,0,41.620678478626004,null,10.502261919315401,0.36,10.993013160217094,1.4200000000000001E-2,0,0.01,3.936915077828627,null,30.458740098159758,0.54479999999999995,16.593921605477433,null,{"$f":"IF($D188=\"Connection\",VLOOKUP(C188,'Input - General'!$F$62:$N$79,5,FALSE),0)","v":0},null,0.1801212933606588,87.889776333281191,15.830820186329628,null,8.6527813038891108E-2,103.72059651961082,8.9747163839311455]
[null,{"$f":"'Input - Inventory'!B186","v":178},{"$f":"'Input - Inventory'!C186","v":"TF2x26 (P09)"},{"$f":"'Input - Inventory'!D186","v":"Lamp"},{"$f":"'Input - Inventory'!E186","v":"NonTraffic"},{"$f":"'Input - Inventory'!F186","v":"Minor < 130w"},{"$f":"'Input - Inventory'!G186","v":2},null,"Lamp - TF2x26 (P09)",null,112.69531290354197,28,3155.4687612991752,null,10.502261919315401,0.33333333333333331,0,0,10.502261919315401,1.8504811250925242E-2,0,0,10.502261919315401,0.16666666666666666,10.502261919315401,4.590314436538903E-3,10.502261919315401,4.0032025620496396E-2,157.53392878973102,2.1598272138228944E-2,262.55654798288509,1.2221950623319483E-2,0,0,12602.714303178484,1.1123470522803115E-4,8926.9226314180924,2.4953586329427266E-4,0,0,0,0,16.154969223174426,null,21.004523838630803,0.33333333333333331,40.509202269802785,1.8504811250925242E-2,10.993013160217094,0.16666666666666666,0,1.8504811250925242E-2,9.5832919481747023,null,76.396252714071238,0.36,1.5133333333333332,76.396252714071238,1.4200000000000001E-2,0,76.396252714071238,0.01,0,41.620678478626004,null,10.502261919315401,0.36,10.993013160217094,1.4200000000000001E-2,0,0.01,3.936915077828627,null,30.458740098159758,0.54479999999999995,16.593921605477433,null,{"$f":"IF($D189=\"Connection\",VLOOKUP(C189,'Input - General'!$F$62:$N$79,5,FALSE),0)","v":0},null,0.1801212933606588,87.889776333281191,15.830820186329628,null,8.6527813038891108E-2,103.72059651961082,8.9747163839311455]
[null,{"$f":"'Input - Inventory'!B187","v":179},{"$f":"'Input - Inventory'!C187","v":"TF2x40"},{"$f":"'Input - Inventory'!D187","v":"Lamp"},{"$f":"'Input - Inventory'!E187","v":"NonTraffic"},{"$f":"'Input - Inventory'!F187","v":"Minor < 130w"},{"$f":"'Input - Inventory'!G187","v":"2"},null,"Lamp - TF2x40",null,192.18797875227941,1,192.18797875227941,null,10.502261919315401,0.33333333333333331,0,0,10.502261919315401,1.8504811250925242E-2,0,0,10.502261919315401,0.16666666666666666,10.502261919315401,4.590314436538903E-3,10.502261919315401,4.0032025620496396E-2,157.53392878973102,2.1598272138228944E-2,262.55654798288509,1.2221950623319483E-2,0,0,12602.714303178484,1.1123470522803115E-4,8926.9226314180924,2.4953586329427266E-4,0,0,0,0,16.154969223174426,null,21.004523838630803,0.33333333333333331,40.509202269802785,1.8504811250925242E-2,10.993013160217094,0.16666666666666666,0,1.8504811250925242E-2,9.5832919481747023,null,76.396252714071238,0.72,1.5133333333333332,76.396252714071238,1.4200000000000001E-2,0,76.396252714071238,0.01,0,83.241356957252009,null,10.502261919315401,0.72,10.993013160217094,1.4200000000000001E-2,0,0.01,7.7177293687821713,null,30.458740098159758,1.0895999999999999,33.187843210954867,null,{"$f":"IF($D190=\"Connection\",VLOOKUP(C190,'Input - General'!$F$62:$N$79,5,FALSE),0)","v":0},null,0.1801212933606588,149.88519070833817,26.99751440599487,null,8.6527813038891108E-2,176.88270511433308,15.305273637946321]
[null,{"$f":"'Input - Inventory'!B188","v":180},{"$f":"'Input - Inventory'!C188","v":"TF2x58"},{"$f":"'Input - Inventory'!D188","v":"Lamp"},{"$f":"'Input - Inventory'!E188","v":"NonTraffic"},{"$f":"'Input - Inventory'!F188","v":"Minor < 130w"},{"$f":"'Input - Inventory'!G188","v":"2"},null,"Lamp - TF2x58",null,112.69531290354197,0,0,null,10.502261919315401,0.33333333333333331,0,0,10.502261919315401,1.8504811250925242E-2,0,0,10.502261919315401,0.16666666666666666,10.502261919315401,4.590314436538903E-3,10.502261919315401,4.0032025620496396E-2,157.53392878973102,2.1598272138228944E-2,262.55654798288509,1.2221950623319483E-2,0,0,12602.714303178484,1.1123470522803115E-4,8926.9226314180924,2.4953586329427266E-4,0,0,0,0,16.154969223174426,null,21.004523838630803,0.33333333333333331,40.509202269802785,1.8504811250925242E-2,10.993013160217094,0.16666666666666666,0,1.8504811250925242E-2,9.5832919481747023,null,76.396252714071238,0.36,1.5133333333333332,76.396252714071238,1.4200000000000001E-2,0,76.396252714071238,0.01,0,41.620678478626004,null,10.502261919315401,0.36,10.993013160217094,1.4200000000000001E-2,0,0.01,3.936915077828627,null,30.458740098159758,0.54479999999999995,16.593921605477433,null,{"$f":"IF($D191=\"Connection\",VLOOKUP(C191,'Input - General'!$F$62:$N$79,5,FALSE),0)","v":0},null,0.1801212933606588,87.889776333281191,15.830820186329628,null,8.6527813038891108E-2,103.72059651961082,8.9747163839311455]
[null,{"$f":"'Input - Inventory'!B189","v":181},{"$f":"'Input - Inventory'!C189","v":"TF2x80"},{"$f":"'Input - Inventory'!D189","v":"Lamp"},{"$f":"'Input - Inventory'!E189","v":"NonTraffic"},{"$f":"'Input - Inventory'!F189","v":"Minor < 130w"},{"$f":"'Input - Inventory'!G189","v":"2"},null,"Lamp - TF2x80",null,192.18797875227941,0,0,null,10.502261919315401,0.33333333333333331,0,0,10.502261919315401,1.8504811250925242E-2,0,0,10.502261919315401,0.16666666666666666,10.502261919315401,4.590314436538903E-3,10.502261919315401,4.0032025620496396E-2,157.53392878973102,2.1598272138228944E-2,262.55654798288509,1.2221950623319483E-2,0,0,12602.714303178484,1.1123470522803115E-4,8926.9226314180924,2.4953586329427266E-4,0,0,0,0,16.154969223174426,null,21.004523838630803,0.33333333333333331,40.509202269802785,1.8504811250925242E-2,10.993013160217094,0.16666666666666666,0,1.8504811250925242E-2,9.5832919481747023,null,76.396252714071238,0.72,1.5133333333333332,76.396252714071238,1.4200000000000001E-2,0,76.396252714071238,0.01,0,83.241356957252009,null,10.502261919315401,0.72,10.993013160217094,1.4200000000000001E-2,0,0.01,7.7177293687821713,null,30.458740098159758,1.0895999999999999,33.187843210954867,null,{"$f":"IF($D192=\"Connection\",VLOOKUP(C192,'Input - General'!$F$62:$N$79,5,FALSE),0)","v":0},null,0.1801212933606588,149.88519070833817,26.99751440599487,null,8.6527813038891108E-2,176.88270511433308,15.305273637946321]
[null,{"$f":"'Input - Inventory'!B190","v":182},{"$f":"'Input - Inventory'!C190","v":"TF3x20"},{"$f":"'Input - Inventory'!D190","v":"Lamp"},{"$f":"'Input - Inventory'!E190","v":"NonTraffic"},{"$f":"'Input - Inventory'!F190","v":"Minor < 130w"},{"$f":"'Input - Inventory'!G190","v":"3"},null,"Lamp - TF3x20",null,117.1841008019361,0,0,null,10.502261919315401,0.33333333333333331,0,0,10.502261919315401,1.8504811250925242E-2,0,0,10.502261919315401,0.16666666666666666,10.502261919315401,4.590314436538903E-3,10.502261919315401,4.0032025620496396E-2,157.53392878973102,2.1598272138228944E-2,262.55654798288509,1.2221950623319483E-2,0,0,12602.714303178484,1.1123470522803115E-4,8926.9226314180924,2.4953586329427266E-4,0,0,0,0,16.154969223174426,null,31.506785757946204,0.33333333333333331,40.509202269802785,1.8504811250925242E-2,10.993013160217094,0.16666666666666666,0,1.8504811250925242E-2,13.084045921279836,null,76.396252714071238,0.36,1.5133333333333332,76.396252714071238,1.4200000000000001E-2,0,76.396252714071238,0.01,0,41.620678478626004,null,10.502261919315401,0.36,10.993013160217094,1.4200000000000001E-2,0,0.01,3.936915077828627,null,30.458740098159758,0.54479999999999995,16.593921605477433,null,{"$f":"IF($D193=\"Connection\",VLOOKUP(C193,'Input - General'!$F$62:$N$79,5,FALSE),0)","v":0},null,0.1801212933606588,91.390530306386324,16.461380519702789,null,8.6527813038891108E-2,107.85191082608911,9.3321899758469939]
[null,{"$f":"'Input - Inventory'!B191","v":183},{"$f":"'Input - Inventory'!C191","v":"TF3x40"},{"$f":"'Input - Inventory'!D191","v":"Lamp"},{"$f":"'Input - Inventory'!E191","v":"NonTraffic"},{"$f":"'Input - Inventory'!F191","v":"Minor < 130w"},{"$f":"'Input - Inventory'!G191","v":"3"},null,"Lamp - TF3x40",null,276.16943249941096,0,0,null,10.502261919315401,0.33333333333333331,0,0,10.502261919315401,1.8504811250925242E-2,0,0,10.502261919315401,0.16666666666666666,10.502261919315401,4.590314436538903E-3,10.502261919315401,4.0032025620496396E-2,157.53392878973102,2.1598272138228944E-2,262.55654798288509,1.2221950623319483E-2,0,0,12602.714303178484,1.1123470522803115E-4,8926.9226314180924,2.4953586329427266E-4,0,0,0,0,16.154969223174426,null,31.506785757946204,0.33333333333333331,40.509202269802785,1.8504811250925242E-2,10.993013160217094,0.16666666666666666,0,1.8504811250925242E-2,13.084045921279836,null,76.396252714071238,1.08,1.5133333333333332,76.396252714071238,1.4200000000000001E-2,0,76.396252714071238,0.01,0,124.86203543587803,null,10.502261919315401,1.08,10.993013160217094,1.4200000000000001E-2,0,0.01,11.498543659735716,null,30.458740098159758,1.6343999999999999,49.781764816432307,null,{"$f":"IF($D194=\"Connection\",VLOOKUP(C194,'Input - General'!$F$62:$N$79,5,FALSE),0)","v":0},null,0.1801212933606588,215.38135905650029,38.79476895903327,null,8.6527813038891108E-2,254.17612801553361,21.993304483877345]
[null,{"$f":"'Input - Inventory'!B192","v":184},{"$f":"'Input - Inventory'!C192","v":"TF3x80"},{"$f":"'Input - Inventory'!D192","v":"Lamp"},{"$f":"'Input - Inventory'!E192","v":"NonTraffic"},{"$f":"'Input - Inventory'!F192","v":"Minor < 130w"},{"$f":"'Input - Inventory'!G192","v":"3"},null,"Lamp - TF3x80",null,276.16943249941096,0,0,null,10.502261919315401,0.33333333333333331,0,0,10.502261919315401,1.8504811250925242E-2,0,0,10.502261919315401,0.16666666666666666,10.502261919315401,4.590314436538903E-3,10.502261919315401,4.0032025620496396E-2,157.53392878973102,2.1598272138228944E-2,262.55654798288509,1.2221950623319483E-2,0,0,12602.714303178484,1.1123470522803115E-4,8926.9226314180924,2.4953586329427266E-4,0,0,0,0,16.154969223174426,null,31.506785757946204,0.33333333333333331,40.509202269802785,1.8504811250925242E-2,10.993013160217094,0.16666666666666666,0,1.8504811250925242E-2,13.084045921279836,null,76.396252714071238,1.08,1.5133333333333332,76.396252714071238,1.4200000000000001E-2,0,76.396252714071238,0.01,0,124.86203543587803,null,10.502261919315401,1.08,10.993013160217094,1.4200000000000001E-2,0,0.01,11.498543659735716,null,30.458740098159758,1.6343999999999999,49.781764816432307,null,{"$f":"IF($D195=\"Connection\",VLOOKUP(C195,'Input - General'!$F$62:$N$79,5,FALSE),0)","v":0},null,0.1801212933606588,215.38135905650029,38.79476895903327,null,8.6527813038891108E-2,254.17612801553361,21.993304483877345]
[null,{"$f":"'Input - Inventory'!B193","v":185},{"$f":"'Input - Inventory'!C193","v":"TF4x20"},{"$f":"'Input - Inventory'!D193","v":"Lamp"},{"$f":"'Input - Inventory'!E193","v":"NonTraffic"},{"$f":"'Input - Inventory'!F193","v":"Minor < 130w"},{"$f":"'Input - Inventory'!G193","v":"4"},null,"Lamp - TF4x20",null,121.67288870033026,50,6083.6444350165129,null,10.502261919315401,0.33333333333333331,0,0,10.502261919315401,1.8504811250925242E-2,0,0,10.502261919315401,0.16666666666666666,10.502261919315401,4.590314436538903E-3,10.502261919315401,4.0032025620496396E-2,157.53392878973102,2.1598272138228944E-2,262.55654798288509,1.2221950623319483E-2,0,0,12602.714303178484,1.1123470522803115E-4,8926.9226314180924,2.4953586329427266E-4,0,0,0,0,16.154969223174426,null,42.009047677261606,0.33333333333333331,40.509202269802785,1.8504811250925242E-2,10.993013160217094,0.16666666666666666,0,1.8504811250925242E-2,16.584799894384972,null,76.396252714071238,0.36,1.5133333333333332,76.396252714071238,1.4200000000000001E-2,0,76.396252714071238,0.01,0,41.620678478626004,null,10.502261919315401,0.36,10.993013160217094,1.4200000000000001E-2,0,0.01,3.936915077828627,null,30.458740098159758,0.54479999999999995,16.593921605477433,null,{"$f":"IF($D196=\"Connection\",VLOOKUP(C196,'Input - General'!$F$62:$N$79,5,FALSE),0)","v":0},null,0.1801212933606588,94.891284279491458,17.09194085307595,null,8.6527813038891108E-2,111.98322513256741,9.6896635677628442]
[null,{"$f":"'Input - Inventory'!B194","v":186},{"$f":"'Input - Inventory'!C194","v":"TF4x40"},{"$f":"'Input - Inventory'!D194","v":"Lamp"},{"$f":"'Input - Inventory'!E194","v":"NonTraffic"},{"$f":"'Input - Inventory'!F194","v":"Minor < 130w"},{"$f":"'Input - Inventory'!G194","v":"4"},null,"Lamp - TF4x40",null,360.15088624654243,33,11884.979246135899,null,10.502261919315401,0.33333333333333331,0,0,10.502261919315401,1.8504811250925242E-2,0,0,10.502261919315401,0.16666666666666666,10.502261919315401,4.590314436538903E-3,10.502261919315401,4.0032025620496396E-2,157.53392878973102,2.1598272138228944E-2,262.55654798288509,1.2221950623319483E-2,0,0,12602.714303178484,1.1123470522803115E-4,8926.9226314180924,2.4953586329427266E-4,0,0,0,0,16.154969223174426,null,42.009047677261606,0.33333333333333331,40.509202269802785,1.8504811250925242E-2,10.993013160217094,0.16666666666666666,0,1.8504811250925242E-2,16.584799894384972,null,76.396252714071238,1.44,1.5133333333333332,76.396252714071238,1.4200000000000001E-2,0,76.396252714071238,0.01,0,166.48271391450402,null,10.502261919315401,1.44,10.993013160217094,1.4200000000000001E-2,0,0.01,15.27935795068926,null,30.458740098159758,2.1791999999999998,66.375686421909734,null,{"$f":"IF($D197=\"Connection\",VLOOKUP(C197,'Input - General'!$F$62:$N$79,5,FALSE),0)","v":0},null,0.1801212933606588,280.87752740466237,50.59202351207167,null,8.6527813038891108E-2,331.46955091673408,28.681335329808363]
[null,{"$f":"'Input - Inventory'!B195","v":187},{"$f":"'Input - Inventory'!C195","v":"TF4x40 (P09)"},{"$f":"'Input - Inventory'!D195","v":"Lamp"},{"$f":"'Input - Inventory'!E195","v":"NonTraffic"},{"$f":"'Input - Inventory'!F195","v":"Minor < 130w"},{"$f":"'Input - Inventory'!G195","v":4},null,"Lamp - TF4x40 (P09)",null,360.15088624654243,10,3601.5088624654245,null,10.502261919315401,0.33333333333333331,0,0,10.502261919315401,1.8504811250925242E-2,0,0,10.502261919315401,0.16666666666666666,10.502261919315401,4.590314436538903E-3,10.502261919315401,4.0032025620496396E-2,157.53392878973102,2.1598272138228944E-2,262.55654798288509,1.2221950623319483E-2,0,0,12602.714303178484,1.1123470522803115E-4,8926.9226314180924,2.4953586329427266E-4,0,0,0,0,16.154969223174426,null,42.009047677261606,0.33333333333333331,40.509202269802785,1.8504811250925242E-2,10.993013160217094,0.16666666666666666,0,1.8504811250925242E-2,16.584799894384972,null,76.396252714071238,1.44,1.5133333333333332,76.396252714071238,1.4200000000000001E-2,0,76.396252714071238,0.01,0,166.48271391450402,null,10.502261919315401,1.44,10.993013160217094,1.4200000000000001E-2,0,0.01,15.27935795068926,null,30.458740098159758,2.1791999999999998,66.375686421909734,null,{"$f":"IF($D198=\"Connection\",VLOOKUP(C198,'Input - General'!$F$62:$N$79,5,FALSE),0)","v":0},null,0.1801212933606588,280.87752740466237,50.59202351207167,null,8.6527813038891108E-2,331.46955091673408,28.681335329808363]
[null,{"$f":"'Input - Inventory'!B196","v":188},{"$f":"'Input - Inventory'!C196","v":"TF4x80"},{"$f":"'Input - Inventory'!D196","v":"Lamp"},{"$f":"'Input - Inventory'!E196","v":"NonTraffic"},{"$f":"'Input - Inventory'!F196","v":"Minor < 130w"},{"$f":"'Input - Inventory'!G196","v":"4"},null,"Lamp - TF4x80",null,360.15088624654243,0,0,null,10.502261919315401,0.33333333333333331,0,0,10.502261919315401,1.8504811250925242E-2,0,0,10.502261919315401,0.16666666666666666,10.502261919315401,4.590314436538903E-3,10.502261919315401,4.0032025620496396E-2,157.53392878973102,2.1598272138228944E-2,262.55654798288509,1.2221950623319483E-2,0,0,12602.714303178484,1.1123470522803115E-4,8926.9226314180924,2.4953586329427266E-4,0,0,0,0,16.154969223174426,null,42.009047677261606,0.33333333333333331,40.509202269802785,1.8504811250925242E-2,10.993013160217094,0.16666666666666666,0,1.8504811250925242E-2,16.584799894384972,null,76.396252714071238,1.44,1.5133333333333332,76.396252714071238,1.4200000000000001E-2,0,76.396252714071238,0.01,0,166.48271391450402,null,10.502261919315401,1.44,10.993013160217094,1.4200000000000001E-2,0,0.01,15.27935795068926,null,30.458740098159758,2.1791999999999998,66.375686421909734,null,{"$f":"IF($D199=\"Connection\",VLOOKUP(C199,'Input - General'!$F$62:$N$79,5,FALSE),0)","v":0},null,0.1801212933606588,280.87752740466237,50.59202351207167,null,8.6527813038891108E-2,331.46955091673408,28.681335329808363]
[null,{"$f":"'Input - Inventory'!B197","v":189},{"$f":"'Input - Inventory'!C197","v":"TF5x58"},{"$f":"'Input - Inventory'!D197","v":"Lamp"},{"$f":"'Input - Inventory'!E197","v":"NonTraffic"},{"$f":"'Input - Inventory'!F197","v":"Minor < 130w"},{"$f":"'Input - Inventory'!G197","v":"5"},null,"Lamp - TF5x58",null,126.1616765987244,0,0,null,10.502261919315401,0.33333333333333331,0,0,10.502261919315401,1.8504811250925242E-2,0,0,10.502261919315401,0.16666666666666666,10.502261919315401,4.590314436538903E-3,10.502261919315401,4.0032025620496396E-2,157.53392878973102,2.1598272138228944E-2,262.55654798288509,1.2221950623319483E-2,0,0,12602.714303178484,1.1123470522803115E-4,8926.9226314180924,2.4953586329427266E-4,0,0,0,0,16.154969223174426,null,52.511309596577007,0.33333333333333331,40.509202269802785,1.8504811250925242E-2,10.993013160217094,0.16666666666666666,0,1.8504811250925242E-2,20.085553867490106,null,76.396252714071238,0.36,1.5133333333333332,76.396252714071238,1.4200000000000001E-2,0,76.396252714071238,0.01,0,41.620678478626004,null,10.502261919315401,0.36,10.993013160217094,1.4200000000000001E-2,0,0.01,3.936915077828627,null,30.458740098159758,0.54479999999999995,16.593921605477433,null,{"$f":"IF($D200=\"Connection\",VLOOKUP(C200,'Input - General'!$F$62:$N$79,5,FALSE),0)","v":0},null,0.1801212933606588,98.392038252596592,17.722501186449112,null,8.6527813038891108E-2,116.1145394390457,10.047137159678694]
[null,{"$f":"'Input - Inventory'!B198","v":190},{"$f":"'Input - Inventory'!C198","v":"TF5x65"},{"$f":"'Input - Inventory'!D198","v":"Lamp"},{"$f":"'Input - Inventory'!E198","v":"NonTraffic"},{"$f":"'Input - Inventory'!F198","v":"Minor < 130w"},{"$f":"'Input - Inventory'!G198","v":"5"},null,"Lamp - TF5x65",null,126.1616765987244,0,0,null,10.502261919315401,0.33333333333333331,0,0,10.502261919315401,1.8504811250925242E-2,0,0,10.502261919315401,0.16666666666666666,10.502261919315401,4.590314436538903E-3,10.502261919315401,4.0032025620496396E-2,157.53392878973102,2.1598272138228944E-2,262.55654798288509,1.2221950623319483E-2,0,0,12602.714303178484,1.1123470522803115E-4,8926.9226314180924,2.4953586329427266E-4,0,0,0,0,16.154969223174426,null,52.511309596577007,0.33333333333333331,40.509202269802785,1.8504811250925242E-2,10.993013160217094,0.16666666666666666,0,1.8504811250925242E-2,20.085553867490106,null,76.396252714071238,0.36,1.5133333333333332,76.396252714071238,1.4200000000000001E-2,0,76.396252714071238,0.01,0,41.620678478626004,null,10.502261919315401,0.36,10.993013160217094,1.4200000000000001E-2,0,0.01,3.936915077828627,null,30.458740098159758,0.54479999999999995,16.593921605477433,null,{"$f":"IF($D201=\"Connection\",VLOOKUP(C201,'Input - General'!$F$62:$N$79,5,FALSE),0)","v":0},null,0.1801212933606588,98.392038252596592,17.722501186449112,null,8.6527813038891108E-2,116.1145394390457,10.047137159678694]
[null,{"$f":"'Input - Inventory'!B199","v":191},{"$f":"'Input - Inventory'!C199","v":"TF5x80"},{"$f":"'Input - Inventory'!D199","v":"Lamp"},{"$f":"'Input - Inventory'!E199","v":"NonTraffic"},{"$f":"'Input - Inventory'!F199","v":"Minor < 130w"},{"$f":"'Input - Inventory'!G199","v":"5"},null,"Lamp - TF5x80",null,146.03484306090874,0,0,null,10.502261919315401,0.33333333333333331,0,0,10.502261919315401,1.8504811250925242E-2,0,0,10.502261919315401,0.16666666666666666,10.502261919315401,4.590314436538903E-3,10.502261919315401,4.0032025620496396E-2,157.53392878973102,2.1598272138228944E-2,262.55654798288509,1.2221950623319483E-2,0,0,12602.714303178484,1.1123470522803115E-4,8926.9226314180924,2.4953586329427266E-4,0,0,0,0,16.154969223174426,null,52.511309596577007,0.33333333333333331,40.509202269802785,1.8504811250925242E-2,10.993013160217094,0.16666666666666666,0,1.8504811250925242E-2,20.085553867490106,null,76.396252714071238,0.45,1.5133333333333332,76.396252714071238,1.4200000000000001E-2,0,76.396252714071238,0.01,0,52.025848098282509,null,10.502261919315401,0.45,10.993013160217094,1.4200000000000001E-2,0,0.01,4.8821186505670138,null,30.458740098159758,0.68099999999999994,20.742402006846792,null,{"$f":"IF($D202=\"Connection\",VLOOKUP(C202,'Input - General'!$F$62:$N$79,5,FALSE),0)","v":0},null,0.1801212933606588,113.89089184636083,20.514174741365423,null,8.6527813038891108E-2,134.40506658772625,11.629776473182487]
[null,{"$f":"'Input - Inventory'!B200","v":192},{"$f":"'Input - Inventory'!C200","v":"TF6x20"},{"$f":"'Input - Inventory'!D200","v":"Lamp"},{"$f":"'Input - Inventory'!E200","v":"NonTraffic"},{"$f":"'Input - Inventory'!F200","v":"Minor < 130w"},{"$f":"'Input - Inventory'!G200","v":"6"},null,"Lamp - TF6x20",null,130.65046449711855,0,0,null,10.502261919315401,0.33333333333333331,0,0,10.502261919315401,1.8504811250925242E-2,0,0,10.502261919315401,0.16666666666666666,10.502261919315401,4.590314436538903E-3,10.502261919315401,4.0032025620496396E-2,157.53392878973102,2.1598272138228944E-2,262.55654798288509,1.2221950623319483E-2,0,0,12602.714303178484,1.1123470522803115E-4,8926.9226314180924,2.4953586329427266E-4,0,0,0,0,16.154969223174426,null,63.013571515892409,0.33333333333333331,40.509202269802785,1.8504811250925242E-2,10.993013160217094,0.16666666666666666,0,1.8504811250925242E-2,23.586307840595239,null,76.396252714071238,0.36,1.5133333333333332,76.396252714071238,1.4200000000000001E-2,0,76.396252714071238,0.01,0,41.620678478626004,null,10.502261919315401,0.36,10.993013160217094,1.4200000000000001E-2,0,0.01,3.936915077828627,null,30.458740098159758,0.54479999999999995,16.593921605477433,null,{"$f":"IF($D203=\"Connection\",VLOOKUP(C203,'Input - General'!$F$62:$N$79,5,FALSE),0)","v":0},null,0.1801212933606588,101.89279222570173,18.353061519822276,null,8.6527813038891108E-2,120.245853745524,10.404610751594545]
[null,{"$f":"'Input - Inventory'!B201","v":193},{"$f":"'Input - Inventory'!C201","v":"TF6x36"},{"$f":"'Input - Inventory'!D201","v":"Lamp"},{"$f":"'Input - Inventory'!E201","v":"NonTraffic"},{"$f":"'Input - Inventory'!F201","v":"Minor < 130w"},{"$f":"'Input - Inventory'!G201","v":"6"},null,"Lamp - TF6x36",null,130.65046449711855,0,{"$f":"L204*K204","v":0},null,10.502261919315401,{"$f":"IF(AND($D204=\"Lamp\",CycleBulkTask1<>0, OR($F204=O$9,O$9=\"All\")),1/CycleBulkTask1,0)","v":0.33333333333333331},0,{"$f":"IF(AND($D204=\"Lamp\",CycleBulkTask2<>0, OR($F204=Q$9,Q$9=\"All\")),1/CycleBulkTask2,0)","v":0},10.502261919315401,{"$f":"IF(AND($D204=\"Lamp\",CycleBulkTask3<>0, OR($F204=S$9,S$9=\"All\")),1/CycleBulkTask3,0)","v":1.8504811250925242E-2},0,{"$f":"IF(AND($D204=\"Lamp\",CycleBulkTask4<>0, OR($F204=U$9,U$9=\"All\")),1/CycleBulkTask4,0)","v":0},10.502261919315401,{"$f":"IF(AND($D204=\"Lamp\",CycleBulkTask5<>0, OR($F204=W$9,W$9=\"All\")),1/CycleBulkTask5,0)","v":0.16666666666666666},10.502261919315401,{"$f":"IF(AND($D204=\"Lamp\",CycleBulkTask6<>0, OR($F204=Y$9,Y$9=\"All\")),1/CycleBulkTask6,0)","v":4.590314436538903E-3},10.502261919315401,{"$f":"IF(AND($D204=\"Lamp\",CycleBulkTask7<>0, OR($F204=AA$9,AA$9=\"All\")),1/CycleBulkTask7,0)","v":4.0032025620496396E-2},157.53392878973102,{"$f":"IF(AND($D204=\"Lamp\",CycleBulkTask8<>0, OR($F204=AC$9,AC$9=\"All\")),1/CycleBulkTask8,0)","v":2.1598272138228944E-2},262.55654798288509,{"$f":"IF(AND($D204=\"Lamp\",CycleBulkTask9<>0, OR($F204=AE$9,AE$9=\"All\")),1/CycleBulkTask9,0)","v":1.2221950623319483E-2},0,{"$f":"IF(AND($D204=\"Lamp\",CycleBulkTask10<>0, OR($F204=AG$9,AG$9=\"All\")),1/CycleBulkTask10,0)","v":0},12602.714303178484,{"$f":"IF(AND($D204=\"Lamp\",CycleBulkTask11<>0, OR($F204=AI$9,AI$9=\"All\")),1/CycleBulkTask11,0)","v":1.1123470522803115E-4},8926.9226314180924,{"$f":"IF(AND($D204=\"Lamp\",CycleBulkTask12<>0, OR($F204=AK$9,AK$9=\"All\")),1/CycleBulkTask12,0)","v":2.4953586329427266E-4},0,{"$f":"IF(AND($D204=\"Lamp\",CycleBulkTask13<>0, OR($F204=AM$9,AM$9=\"All\")),1/CycleBulkTask13,0)","v":0},0,{"$f":"IF(AND($D204=\"Lamp\",CycleBulkTask14<>0, OR($F204=AO$9,AO$9=\"All\")),1/CycleBulkTask14,0)","v":0},{"$f":"O204*P204+Q204*R204+S204*T204+U204*V204+W204*X204+Y204*Z204+AA204*AB204+AC204*AD204+AE204*AF204+AG204*AH204+AI204*AJ204+AK204*AL204+AM204*AN204+AO204*AP204","v":16.154969223174426},null,63.013571515892409,{"$f":"MAX(P204,R204)","v":0.33333333333333331},40.509202269802785,{"$f":"MAX(T204,V204)","v":1.8504811250925242E-2},10.993013160217094,{"$f":"X204","v":0.16666666666666666},0,{"$f":"INDIRECT($E204)*$V204 +(1-INDIRECT($E204))*$T204","v":1.8504811250925242E-2},{"$f":"AS204*AT204+AU204*AV204+AW204*AX204+AY204*AZ204","v":23.586307840595239},null,{"$f":"IF($D204=$AS$9,(INDIRECT(\"PriceLabour\" & \"FY15\")*ProportionStandardHours + INDIRECT(\"PriceLabourOvertime\" & \"FY15\")*ProportionOvertimeHours)*(1+RateOnCostAnnual),0)","v":76.396252714071238},{"$f":"BO204","v":0.36},{"$f":"IF($D204=\"Lamp\",(NumberOfCrew+INDIRECT($E204)*TrafficController)*(TimeToReplaceLamp),0)","v":1.5133333333333332},{"$f":"IF($D204=$AS$9,(INDIRECT(\"PriceLabour\" & \"FY15\")*ProportionStandardHours + INDIRECT(\"PriceLabourOvertime\" & \"FY15\")*ProportionOvertimeHours)*(1+RateOnCostAnnual),0)","v":76.396252714071238},{"$f":"BQ204","v":1.4200000000000001E-2},{"$f":"IF($D204=\"Lamp\",(NumberOfCrew+INDIRECT($E204)*TrafficController)*(TimeForPECellReplace),0)","v":0},{"$f":"IF($D204=$AS$9,(INDIRECT(\"PriceLabour\" & \"FY15\")*ProportionStandardHours + INDIRECT(\"PriceLabourOvertime\" & \"FY15\")*ProportionOvertimeHours)*(1+RateOnCostAnnual),0)","v":76.396252714071238},{"$f":"BS204","v":0.01},{"$f":"IF($D204=\"Lamp\",(NumberOfCrew+INDIRECT($E204)*TrafficController)*(TimeForOtherSpot),0)","v":0},{"$f":"BC204*BD204*BE204+BF204*BG204*BH204+BI204*BJ204*BK204","v":41.620678478626004},null,10.502261919315401,{"$f":"IF($D204=\"Lamp\",INDIRECT(BO$10 & $B204),0)","v":0.36},10.993013160217094,{"$f":"IF($D204=\"Lamp\",INDIRECT(\"FailurePECell\" & \"Annual\"),0)","v":1.4200000000000001E-2},0,{"$f":"IF($D204=\"Lamp\",INDIRECT(\"FailureMisc\" & \"Annual\"),0)","v":0.01},{"$f":"BN204*BO204+BP204*BQ204+BR204*BS204","v":3.936915077828627},null,30.458740098159758,{"$f":"BD204*BE204+BG204*BH204+BJ204*BK204","v":0.54479999999999995},{"$f":"BV204*BW204","v":16.593921605477433},null,{"$f":"IF($D204=\"Connection\",VLOOKUP(C204,'Input - General'!$F$62:$N$79,5,FALSE),0)","v":0},null,{"$f":"RateOverhead","v":0.1801212933606588},{"$f":"BX204+BL204+BT204+BA204+AQ204+BZ204","v":101.89279222570173},{"$f":"CC204*CB204","v":18.353061519822276},null,{"$f":"CorporateOverheads","v":8.6527813038891108E-2},120.245853745524,{"$f":"CG204*CF204","v":10.404610751594545}]
[null,{"$f":"'Input - Inventory'!B202","v":194},{"$f":"'Input - Inventory'!C202","v":"TF6x80"},{"$f":"'Input - Inventory'!D202","v":"Lamp"},{"$f":"'Input - Inventory'!E202","v":"NonTraffic"},{"$f":"'Input - Inventory'!F202","v":"Minor < 130w"},{"$f":"'Input - Inventory'!G202","v":"6"},null,{"$f":"CONCATENATE(D205,\" - \",C205)","v":"Lamp - TF6x80"},null,{"$f":"AQ205+BA205+BL205+BT205+BX205+BZ205+CD205+CH205","v":150.52363095930286},{"$f":"INDIRECT(L$10&$B205&\"FY15\")","v":0},0,null,{"$f":"IF(AND($D205=\"Lamp\", OR($F205=O$9, O$9=\"All\")),INDIRECT(\"PriceBulkTask1\" & \"FY15\"),0)","v":10.502261919315401},0.33333333333333331,{"$f":"IF(AND($D205=\"Lamp\", OR($F205=Q$9, Q$9=\"All\")),INDIRECT(\"PriceBulkTask2\" & \"FY15\"),0)","v":0},0,{"$f":"IF(AND($D205=\"Lamp\", OR($F205=S$9, S$9=\"All\")),INDIRECT(\"PriceBulkTask3\" & \"FY15\"),0)","v":10.502261919315401},1.8504811250925242E-2,{"$f":"IF(AND($D205=\"Lamp\", OR($F205=U$9, U$9=\"All\")),INDIRECT(\"PriceBulkTask4\" & \"FY15\"),0)","v":0},0,{"$f":"IF(AND($D205=\"Lamp\", OR($F205=W$9, W$9=\"All\")),INDIRECT(\"PriceBulkTask5\" & \"FY15\"),0)","v":10.502261919315401},0.16666666666666666,{"$f":"IF(AND($D205=\"Lamp\", OR($F205=Y$9, Y$9=\"All\")),INDIRECT(\"PriceBulkTask6\" & \"FY15\"),0)","v":10.502261919315401},4.590314436538903E-3,{"$f":"IF(AND($D205=\"Lamp\", OR($F205=AA$9, AA$9=\"All\")),INDIRECT(\"PriceBulkTask7\" & \"FY15\"),0)","v":10.502261919315401},4.0032025620496396E-2,{"$f":"IF(AND($D205=\"Lamp\", OR($F205=AC$9, AC$9=\"All\")),INDIRECT(\"PriceBulkTask8\" & \"FY15\"),0)","v":157.53392878973102},2.1598272138228944E-2,{"$f":"IF(AND($D205=\"Lamp\", OR($F205=AE$9, AE$9=\"All\")),INDIRECT(\"PriceBulkTask9\" & \"FY15\"),0)","v":262.55654798288509},1.2221950623319483E-2,{"$f":"IF(AND($D205=\"Lamp\", OR($F205=AG$9, AG$9=\"All\")),INDIRECT(\"PriceBulkTask10\" & \"FY15\"),0)","v":0},0,{"$f":"IF(AND($D205=\"Lamp\", OR($F205=AI$9, AI$9=\"All\")),INDIRECT(\"PriceBulkTask11\" & \"FY15\"),0)","v":12602.714303178484},1.1123470522803115E-4,{"$f":"IF(AND($D205=\"Lamp\", OR($F205=AK$9, AK$9=\"All\")),INDIRECT(\"PriceBulkTask12\" & \"FY15\"),0)","v":8926.9226314180924},2.4953586329427266E-4,{"$f":"IF(AND($D205=\"Lamp\", OR($F205=AM$9, AM$9=\"All\")),INDIRECT(\"PriceBulkTask13\" & \"FY15\"),0)","v":0},0,{"$f":"IF(AND($D205=\"Lamp\", OR($F205=AO$9, AO$9=\"All\")),INDIRECT(\"PriceBulkTask14\" & \"FY15\"),0)","v":0},0,16.154969223174426,null,{"$f":"IF($D205=\"Lamp\",$G205*INDIRECT(\"Price\" & $B205 & \"FY15\"),0)","v":63.013571515892409},0.33333333333333331,{"$f":"IF($D205=\"Lamp\",INDIRECT(\"PriceVisor\" & \"FY15\"),0)","v":40.509202269802785},1.8504811250925242E-2,{"$f":"IF($D205=\"Lamp\",INDIRECT(\"PricePECell\" & \"FY15\"),0)","v":10.993013160217094},0.16666666666666666,{"$f":"IF($D205=\"Lamp\",INDIRECT(\"PriceMisc\" & \"FY15\"),0)","v":0},1.8504811250925242E-2,23.586307840595239,null,76.396252714071238,0.45,1.5133333333333332,76.396252714071238,1.4200000000000001E-2,0,76.396252714071238,0.01,0,52.025848098282509,null,{"$f":"IF($D205=\"Lamp\",INDIRECT(\"Price\" & $B205 & \"FY15\"),0)","v":10.502261919315401},0.45,{"$f":"IF($D205=\"Lamp\",INDIRECT(\"pRICEpecELL\" & \"FY15\"),0)","v":10.993013160217094},1.4200000000000001E-2,{"$f":"IF($D205=\"Lamp\",INDIRECT(\"PriceMisc\" & \"FY15\"),0)","v":0},0.01,4.8821186505670138,null,{"$f":"IF(AND($D205=\"Lamp\"),INDIRECT(\"PriceEWP\"&\"FY15\"),0)","v":30.458740098159758},0.68099999999999994,20.742402006846792,null,{"$f":"IF($D205=\"Connection\",VLOOKUP(C205,'Input - General'!$F$62:$N$79,5,FALSE),0)","v":0},null,0.1801212933606588,117.39164581946596,21.144735074738584,null,8.6527813038891108E-2,{"$f":"AQ205+BA205+BL205+BT205+BX205+BZ205+CD205","v":138.53638089420454},11.987250065098337]
[null,{"$f":"'Input - Inventory'!B203","v":195},{"$f":"'Input - Inventory'!C203","v":"TH1x1000"},{"$f":"'Input - Inventory'!D203","v":"Lamp"},{"$f":"'Input - Inventory'!E203","v":"Traffic"},{"$f":"'Input - Inventory'!F203","v":"Major > 130w"},{"$f":"'Input - Inventory'!G203","v":"1"},null,"Lamp - TH1x1000",null,76.161105138208441,0,0,null,0,0,10.502261919315401,0.33333333333333331,0,0,10.502261919315401,4.9094211792429674E-3,10.502261919315401,0.16666666666666666,10.502261919315401,4.590314436538903E-3,10.502261919315401,4.0032025620496396E-2,157.53392878973102,2.1598272138228944E-2,262.55654798288509,1.2221950623319483E-2,0,0,12602.714303178484,1.1123470522803115E-4,8926.9226314180924,2.4953586329427266E-4,0,0,0,0,16.012186875746359,null,31.506785757946208,0.33333333333333331,40.509202269802785,4.9094211792429674E-3,10.993013160217094,0.16666666666666666,0,4.9094211792429674E-3,12.53330751492919,null,76.396252714071238,0.11200000000000002,2.2699999999999996,76.396252714071238,1.4200000000000001E-2,0,76.396252714071238,0.01,0,19.422983290025471,null,31.506785757946208,0.11200000000000002,10.993013160217094,1.4200000000000001E-2,0,0.01,3.6848607917650584,null,30.458740098159758,0.25423999999999997,7.7438300825561361,null,{"$f":"IF($D206=\"Connection\",VLOOKUP(C206,'Input - General'!$F$62:$N$79,5,FALSE),0)","v":0},null,0.1801212933606588,59.397168555022212,10.698694822091653,null,8.6527813038891108E-2,70.095863377113872,6.0652417610945637]
[null,{"$f":"'Input - Inventory'!B204","v":196},{"$f":"'Input - Inventory'!C204","v":"TH1x1500"},{"$f":"'Input - Inventory'!D204","v":"Lamp"},{"$f":"'Input - Inventory'!E204","v":"Traffic"},{"$f":"'Input - Inventory'!F204","v":"Major > 130w"},{"$f":"'Input - Inventory'!G204","v":"1"},null,"Lamp - TH1x1500",null,76.161105138208441,2,152.32221027641688,null,0,0,10.502261919315401,0.33333333333333331,0,0,10.502261919315401,4.9094211792429674E-3,10.502261919315401,0.16666666666666666,10.502261919315401,4.590314436538903E-3,10.502261919315401,4.0032025620496396E-2,157.53392878973102,2.1598272138228944E-2,262.55654798288509,1.2221950623319483E-2,0,0,12602.714303178484,1.1123470522803115E-4,8926.9226314180924,2.4953586329427266E-4,0,0,0,0,16.012186875746359,null,31.506785757946208,0.33333333333333331,40.509202269802785,4.9094211792429674E-3,10.993013160217094,0.16666666666666666,0,4.9094211792429674E-3,12.53330751492919,null,76.396252714071238,0.11200000000000002,2.2699999999999996,76.396252714071238,1.4200000000000001E-2,0,76.396252714071238,0.01,0,19.422983290025471,null,31.506785757946208,0.11200000000000002,10.993013160217094,1.4200000000000001E-2,0,0.01,3.6848607917650584,null,30.458740098159758,0.25423999999999997,7.7438300825561361,null,{"$f":"IF($D207=\"Connection\",VLOOKUP(C207,'Input - General'!$F$62:$N$79,5,FALSE),0)","v":0},null,0.1801212933606588,59.397168555022212,10.698694822091653,null,8.6527813038891108E-2,70.095863377113872,6.0652417610945637]
[null,{"$f":"'Input - Inventory'!B205","v":197},{"$f":"'Input - Inventory'!C205","v":"TH1x400"},{"$f":"'Input - Inventory'!D205","v":"Lamp"},{"$f":"'Input - Inventory'!E205","v":"Traffic"},{"$f":"'Input - Inventory'!F205","v":"Major > 130w"},{"$f":"'Input - Inventory'!G205","v":"1"},null,"Lamp - TH1x400",null,76.161105138208441,1,76.161105138208441,null,0,0,10.502261919315401,0.33333333333333331,0,0,10.502261919315401,4.9094211792429674E-3,10.502261919315401,0.16666666666666666,10.502261919315401,4.590314436538903E-3,10.502261919315401,4.0032025620496396E-2,157.53392878973102,2.1598272138228944E-2,262.55654798288509,1.2221950623319483E-2,0,0,12602.714303178484,1.1123470522803115E-4,8926.9226314180924,2.4953586329427266E-4,0,0,0,0,16.012186875746359,null,31.506785757946208,0.33333333333333331,40.509202269802785,4.9094211792429674E-3,10.993013160217094,0.16666666666666666,0,4.9094211792429674E-3,12.53330751492919,null,76.396252714071238,0.11200000000000002,2.2699999999999996,76.396252714071238,1.4200000000000001E-2,0,76.396252714071238,0.01,0,19.422983290025471,null,31.506785757946208,0.11200000000000002,10.993013160217094,1.4200000000000001E-2,0,0.01,3.6848607917650584,null,30.458740098159758,0.25423999999999997,7.7438300825561361,null,{"$f":"IF($D208=\"Connection\",VLOOKUP(C208,'Input - General'!$F$62:$N$79,5,FALSE),0)","v":0},null,0.1801212933606588,59.397168555022212,10.698694822091653,null,8.6527813038891108E-2,70.095863377113872,6.0652417610945637]
[null,{"$f":"'Input - Inventory'!B206","v":198},{"$f":"'Input - Inventory'!C206","v":"TH1x500"},{"$f":"'Input - Inventory'!D206","v":"Lamp"},{"$f":"'Input - Inventory'!E206","v":"Traffic"},{"$f":"'Input - Inventory'!F206","v":"Major > 130w"},{"$f":"'Input - Inventory'!G206","v":"1"},null,"Lamp - TH1x500",null,64.167063873699277,3,192.50119162109783,null,0,0,10.502261919315401,0.33333333333333331,0,0,10.502261919315401,4.9094211792429674E-3,10.502261919315401,0.16666666666666666,10.502261919315401,4.590314436538903E-3,10.502261919315401,4.0032025620496396E-2,157.53392878973102,2.1598272138228944E-2,262.55654798288509,1.2221950623319483E-2,0,0,12602.714303178484,1.1123470522803115E-4,8926.9226314180924,2.4953586329427266E-4,0,0,0,0,16.012186875746359,null,10.502261919315401,0.33333333333333331,40.509202269802785,4.9094211792429674E-3,10.993013160217094,0.16666666666666666,0,4.9094211792429674E-3,5.531799568718923,null,76.396252714071238,0.11200000000000002,2.2699999999999996,76.396252714071238,1.4200000000000001E-2,0,76.396252714071238,0.01,0,19.422983290025471,null,10.502261919315401,0.11200000000000002,10.993013160217094,1.4200000000000001E-2,0,0.01,1.3323541218384078,null,30.458740098159758,0.25423999999999997,7.7438300825561361,null,{"$f":"IF($D209=\"Connection\",VLOOKUP(C209,'Input - General'!$F$62:$N$79,5,FALSE),0)","v":0},null,0.1801212933606588,50.043153938885297,9.0138376113185661,null,8.6527813038891108E-2,59.056991550203861,5.1100723234954115]
[null,{"$f":"'Input - Inventory'!B207","v":199},{"$f":"'Input - Inventory'!C207","v":"TH1x500 (P09)"},{"$f":"'Input - Inventory'!D207","v":"Lamp"},{"$f":"'Input - Inventory'!E207","v":"Traffic"},{"$f":"'Input - Inventory'!F207","v":"Major > 130w"},{"$f":"'Input - Inventory'!G207","v":1},null,"Lamp - TH1x500 (P09)",null,64.167063873699277,10,641.67063873699271,null,0,0,10.502261919315401,0.33333333333333331,0,0,10.502261919315401,4.9094211792429674E-3,10.502261919315401,0.16666666666666666,10.502261919315401,4.590314436538903E-3,10.502261919315401,4.0032025620496396E-2,157.53392878973102,2.1598272138228944E-2,262.55654798288509,1.2221950623319483E-2,0,0,12602.714303178484,1.1123470522803115E-4,8926.9226314180924,2.4953586329427266E-4,0,0,0,0,16.012186875746359,null,10.502261919315401,0.33333333333333331,40.509202269802785,4.9094211792429674E-3,10.993013160217094,0.16666666666666666,0,4.9094211792429674E-3,5.531799568718923,null,76.396252714071238,0.11200000000000002,2.2699999999999996,76.396252714071238,1.4200000000000001E-2,0,76.396252714071238,0.01,0,19.422983290025471,null,10.502261919315401,0.11200000000000002,10.993013160217094,1.4200000000000001E-2,0,0.01,1.3323541218384078,null,30.458740098159758,0.25423999999999997,7.7438300825561361,null,{"$f":"IF($D210=\"Connection\",VLOOKUP(C210,'Input - General'!$F$62:$N$79,5,FALSE),0)","v":0},null,0.1801212933606588,50.043153938885297,9.0138376113185661,null,8.6527813038891108E-2,59.056991550203861,5.1100723234954115]
[null,{"$f":"'Input - Inventory'!B208","v":200},{"$f":"'Input - Inventory'!C208","v":"TH1x750"},{"$f":"'Input - Inventory'!D208","v":"Lamp"},{"$f":"'Input - Inventory'!E208","v":"Traffic"},{"$f":"'Input - Inventory'!F208","v":"Major > 130w"},{"$f":"'Input - Inventory'!G208","v":"1"},null,"Lamp - TH1x750",null,76.161105138208441,4,304.64442055283376,null,0,0,10.502261919315401,0.33333333333333331,0,0,10.502261919315401,4.9094211792429674E-3,10.502261919315401,0.16666666666666666,10.502261919315401,4.590314436538903E-3,10.502261919315401,4.0032025620496396E-2,157.53392878973102,2.1598272138228944E-2,262.55654798288509,1.2221950623319483E-2,0,0,12602.714303178484,1.1123470522803115E-4,8926.9226314180924,2.4953586329427266E-4,0,0,0,0,16.012186875746359,null,31.506785757946208,0.33333333333333331,40.509202269802785,4.9094211792429674E-3,10.993013160217094,0.16666666666666666,0,4.9094211792429674E-3,12.53330751492919,null,76.396252714071238,0.11200000000000002,2.2699999999999996,76.396252714071238,1.4200000000000001E-2,0,76.396252714071238,0.01,0,19.422983290025471,null,31.506785757946208,0.11200000000000002,10.993013160217094,1.4200000000000001E-2,0,0.01,3.6848607917650584,null,30.458740098159758,0.25423999999999997,7.7438300825561361,null,{"$f":"IF($D211=\"Connection\",VLOOKUP(C211,'Input - General'!$F$62:$N$79,5,FALSE),0)","v":0},null,0.1801212933606588,59.397168555022212,10.698694822091653,null,8.6527813038891108E-2,70.095863377113872,6.0652417610945637]
[null,{"$f":"'Input - Inventory'!B209","v":201},{"$f":"'Input - Inventory'!C209","v":"1000W MBF"},{"$f":"'Input - Inventory'!D209","v":"Luminaire"},{"$f":"'Input - Inventory'!E209","v":"Traffic"},{"$f":"'Input - Inventory'!F209","v":"Major > 130w"},{"$f":"'Input - Inventory'!G209","v":0},null,"Luminaire - 1000W MBF",null,0,13,0,null,0,0,0,0,0,0,0,0,0,0,0,0,0,0,0,0,0,0,0,0,0,0,0,0,0,0,0,0,0,null,0,0,0,0,0,0,0,0,0,null,0,0,0,0,0,0,0,0,0,0,null,0,0,0,0,0,0,0,null,0,0,0,null,{"$f":"IF($D212=\"Connection\",VLOOKUP(C212,'Input - General'!$F$62:$N$79,5,FALSE),0)","v":0},null,0.1801212933606588,0,0,null,8.6527813038891108E-2,0,0]
[null,{"$f":"'Input - Inventory'!B210","v":202},{"$f":"'Input - Inventory'!C210","v":"1000W SON"},{"$f":"'Input - Inventory'!D210","v":"Luminaire"},{"$f":"'Input - Inventory'!E210","v":"Traffic"},{"$f":"'Input - Inventory'!F210","v":"Major > 130w"},{"$f":"'Input - Inventory'!G210","v":0},null,"Luminaire - 1000W SON",null,0,25,0,null,0,0,0,0,0,0,0,0,0,0,0,0,0,0,0,0,0,0,0,0,0,0,0,0,0,0,0,0,0,null,0,0,0,0,0,0,0,0,0,null,0,0,0,0,0,0,0,0,0,0,null,0,0,0,0,0,0,0,null,0,0,0,null,{"$f":"IF($D213=\"Connection\",VLOOKUP(C213,'Input - General'!$F$62:$N$79,5,FALSE),0)","v":0},null,0.1801212933606588,0,0,null,8.6527813038891108E-2,0,0]
[null,{"$f":"'Input - Inventory'!B211","v":203},{"$f":"'Input - Inventory'!C211","v":"1000W SON (P09)"},{"$f":"'Input - Inventory'!D211","v":"Luminaire"},{"$f":"'Input - Inventory'!E211","v":"Traffic"},{"$f":"'Input - Inventory'!F211","v":"Major > 130w"},{"$f":"'Input - Inventory'!G211","v":0},null,"Luminaire - 1000W SON (P09)",null,0,15,0,null,0,0,0,0,0,0,0,0,0,0,0,0,0,0,0,0,0,0,0,0,0,0,0,0,0,0,0,0,0,null,0,0,0,0,0,0,0,0,0,null,0,0,0,0,0,0,0,0,0,0,null,0,0,0,0,0,0,0,null,0,0,0,null,{"$f":"IF($D214=\"Connection\",VLOOKUP(C214,'Input - General'!$F$62:$N$79,5,FALSE),0)","v":0},null,0.1801212933606588,0,0,null,8.6527813038891108E-2,0,0]
[null,{"$f":"'Input - Inventory'!B212","v":204},{"$f":"'Input - Inventory'!C212","v":"1000W SON FLOODLIGHT"},{"$f":"'Input - Inventory'!D212","v":"Luminaire"},{"$f":"'Input - Inventory'!E212","v":"Traffic"},{"$f":"'Input - Inventory'!F212","v":"Major > 130w"},{"$f":"'Input - Inventory'!G212","v":0},null,"Luminaire - 1000W SON FLOODLIGHT",null,0,5,0,null,0,0,0,0,0,0,0,0,0,0,0,0,0,0,0,0,0,0,0,0,0,0,0,0,0,0,0,0,0,null,0,0,0,0,0,0,0,0,0,null,0,0,0,0,0,0,0,0,0,0,null,0,0,0,0,0,0,0,null,0,0,0,null,{"$f":"IF($D215=\"Connection\",VLOOKUP(C215,'Input - General'!$F$62:$N$79,5,FALSE),0)","v":0},null,0.1801212933606588,0,0,null,8.6527813038891108E-2,0,0]
[null,{"$f":"'Input - Inventory'!B213","v":205},{"$f":"'Input - Inventory'!C213","v":"1000W/1500W MBI FLOODLIG"},{"$f":"'Input - Inventory'!D213","v":"Luminaire"},{"$f":"'Input - Inventory'!E213","v":"Traffic"},{"$f":"'Input - Inventory'!F213","v":"Major > 130w"},{"$f":"'Input - Inventory'!G213","v":0},null,"Luminaire - 1000W/1500W MBI FLOODLIG",null,0,0,0,null,0,0,0,0,0,0,0,0,0,0,0,0,0,0,0,0,0,0,0,0,0,0,0,0,0,0,0,0,0,null,0,0,0,0,0,0,0,0,0,null,0,0,0,0,0,0,0,0,0,0,null,0,0,0,0,0,0,0,null,0,0,0,null,{"$f":"IF($D216=\"Connection\",VLOOKUP(C216,'Input - General'!$F$62:$N$79,5,FALSE),0)","v":0},null,0.1801212933606588,0,0,null,8.6527813038891108E-2,0,0]
[null,{"$f":"'Input - Inventory'!B214","v":206},{"$f":"'Input - Inventory'!C214","v":"100W MBI"},{"$f":"'Input - Inventory'!D214","v":"Luminaire"},{"$f":"'Input - Inventory'!E214","v":"Traffic"},{"$f":"'Input - Inventory'!F214","v":"Minor < 130w"},{"$f":"'Input - Inventory'!G214","v":0},null,"Luminaire - 100W MBI",null,0,18,0,null,0,0,0,0,0,0,0,0,0,0,0,0,0,0,0,0,0,0,0,0,0,0,0,0,0,0,0,0,0,null,0,0,0,0,0,0,0,0,0,null,0,0,0,0,0,0,0,0,0,0,null,0,0,0,0,0,0,0,null,0,0,0,null,{"$f":"IF($D217=\"Connection\",VLOOKUP(C217,'Input - General'!$F$62:$N$79,5,FALSE),0)","v":0},null,0.1801212933606588,0,0,null,8.6527813038891108E-2,0,0]
[null,{"$f":"'Input - Inventory'!B215","v":207},{"$f":"'Input - Inventory'!C215","v":"100W MBI FLOODLIGHT"},{"$f":"'Input - Inventory'!D215","v":"Luminaire"},{"$f":"'Input - Inventory'!E215","v":"Traffic"},{"$f":"'Input - Inventory'!F215","v":"Minor < 130w"},{"$f":"'Input - Inventory'!G215","v":0},null,"Luminaire - 100W MBI FLOODLIGHT",null,0,17,0,null,0,0,0,0,0,0,0,0,0,0,0,0,0,0,0,0,0,0,0,0,0,0,0,0,0,0,0,0,0,null,0,0,0,0,0,0,0,0,0,null,0,0,0,0,0,0,0,0,0,0,null,0,0,0,0,0,0,0,null,0,0,0,null,{"$f":"IF($D218=\"Connection\",VLOOKUP(C218,'Input - General'!$F$62:$N$79,5,FALSE),0)","v":0},null,0.1801212933606588,0,0,null,8.6527813038891108E-2,0,0]
[null,{"$f":"'Input - Inventory'!B216","v":208},{"$f":"'Input - Inventory'!C216","v":"100W SON"},{"$f":"'Input - Inventory'!D216","v":"Luminaire"},{"$f":"'Input - Inventory'!E216","v":"Traffic"},{"$f":"'Input - Inventory'!F216","v":"Minor < 130w"},{"$f":"'Input - Inventory'!G216","v":0},null,"Luminaire - 100W SON",null,0,542,0,null,0,0,0,0,0,0,0,0,0,0,0,0,0,0,0,0,0,0,0,0,0,0,0,0,0,0,0,0,0,null,0,0,0,0,0,0,0,0,0,null,0,0,0,0,0,0,0,0,0,0,null,0,0,0,0,0,0,0,null,0,0,0,null,{"$f":"IF($D219=\"Connection\",VLOOKUP(C219,'Input - General'!$F$62:$N$79,5,FALSE),0)","v":0},null,0.1801212933606588,0,0,null,8.6527813038891108E-2,0,0]
[null,{"$f":"'Input - Inventory'!B217","v":209},{"$f":"'Input - Inventory'!C217","v":"100W SON - PARKVILLE"},{"$f":"'Input - Inventory'!D217","v":"Luminaire"},{"$f":"'Input - Inventory'!E217","v":"Traffic"},{"$f":"'Input - Inventory'!F217","v":"Minor < 130w"},{"$f":"'Input - Inventory'!G217","v":0},null,"Luminaire - 100W SON - PARKVILLE",null,0,15,0,null,0,0,0,0,0,0,0,0,0,0,0,0,0,0,0,0,0,0,0,0,0,0,0,0,0,0,0,0,0,null,0,0,0,0,0,0,0,0,0,null,0,0,0,0,0,0,0,0,0,0,null,0,0,0,0,0,0,0,null,0,0,0,null,{"$f":"IF($D220=\"Connection\",VLOOKUP(C220,'Input - General'!$F$62:$N$79,5,FALSE),0)","v":0},null,0.1801212933606588,0,0,null,8.6527813038891108E-2,0,0]
[null,{"$f":"'Input - Inventory'!B218","v":210},{"$f":"'Input - Inventory'!C218","v":"100W SON (P09)"},{"$f":"'Input - Inventory'!D218","v":"Luminaire"},{"$f":"'Input - Inventory'!E218","v":"Traffic"},{"$f":"'Input - Inventory'!F218","v":"Minor < 130w"},{"$f":"'Input - Inventory'!G218","v":0},null,"Luminaire - 100W SON (P09)",null,0,340,0,null,0,0,0,0,0,0,0,0,0,0,0,0,0,0,0,0,0,0,0,0,0,0,0,0,0,0,0,0,0,null,0,0,0,0,0,0,0,0,0,null,0,0,0,0,0,0,0,0,0,0,null,0,0,0,0,0,0,0,null,0,0,0,null,{"$f":"IF($D221=\"Connection\",VLOOKUP(C221,'Input - General'!$F$62:$N$79,5,FALSE),0)","v":0},null,0.1801212933606588,0,0,null,8.6527813038891108E-2,0,0]
[null,{"$f":"'Input - Inventory'!B219","v":211},{"$f":"'Input - Inventory'!C219","v":"100W SON FLOODLIGHT"},{"$f":"'Input - Inventory'!D219","v":"Luminaire"},{"$f":"'Input - Inventory'!E219","v":"Traffic"},{"$f":"'Input - Inventory'!F219","v":"Minor < 130w"},{"$f":"'Input - Inventory'!G219","v":0},null,"Luminaire - 100W SON FLOODLIGHT",null,0,6,0,null,0,0,0,0,0,0,0,0,0,0,0,0,0,0,0,0,0,0,0,0,0,0,0,0,0,0,0,0,0,null,0,0,0,0,0,0,0,0,0,null,0,0,0,0,0,0,0,0,0,0,null,0,0,0,0,0,0,0,null,0,0,0,null,{"$f":"IF($D222=\"Connection\",VLOOKUP(C222,'Input - General'!$F$62:$N$79,5,FALSE),0)","v":0},null,0.1801212933606588,0,0,null,8.6527813038891108E-2,0,0]
[null,{"$f":"'Input - Inventory'!B220","v":212},{"$f":"'Input - Inventory'!C220","v":"100W SON Floodlight (P09)"},{"$f":"'Input - Inventory'!D220","v":"Luminaire"},{"$f":"'Input - Inventory'!E220","v":"Traffic"},{"$f":"'Input - Inventory'!F220","v":"Minor < 130w"},{"$f":"'Input - Inventory'!G220","v":0},null,"Luminaire - 100W SON Floodlight (P09)",null,0,4,0,null,0,0,0,0,0,0,0,0,0,0,0,0,0,0,0,0,0,0,0,0,0,0,0,0,0,0,0,0,0,null,0,0,0,0,0,0,0,0,0,null,0,0,0,0,0,0,0,0,0,0,null,0,0,0,0,0,0,0,null,0,0,0,null,{"$f":"IF($D223=\"Connection\",VLOOKUP(C223,'Input - General'!$F$62:$N$79,5,FALSE),0)","v":0},null,0.1801212933606588,0,0,null,8.6527813038891108E-2,0,0]
[null,{"$f":"'Input - Inventory'!B221","v":213},{"$f":"'Input - Inventory'!C221","v":"100W SON -PLAIN"},{"$f":"'Input - Inventory'!D221","v":"Luminaire"},{"$f":"'Input - Inventory'!E221","v":"Traffic"},{"$f":"'Input - Inventory'!F221","v":"Minor < 130w"},{"$f":"'Input - Inventory'!G221","v":0},null,"Luminaire - 100W SON -PLAIN",null,0,439,0,null,0,0,0,0,0,0,0,0,0,0,0,0,0,0,0,0,0,0,0,0,0,0,0,0,0,0,0,0,0,null,0,0,0,0,0,0,0,0,0,null,0,0,0,0,0,0,0,0,0,0,null,0,0,0,0,0,0,0,null,0,0,0,null,{"$f":"IF($D224=\"Connection\",VLOOKUP(C224,'Input - General'!$F$62:$N$79,5,FALSE),0)","v":0},null,0.1801212933606588,0,0,null,8.6527813038891108E-2,0,0]
[null,{"$f":"'Input - Inventory'!B222","v":214},{"$f":"'Input - Inventory'!C222","v":"100W SON -PLAIN (P09)"},{"$f":"'Input - Inventory'!D222","v":"Luminaire"},{"$f":"'Input - Inventory'!E222","v":"Traffic"},{"$f":"'Input - Inventory'!F222","v":"Minor < 130w"},{"$f":"'Input - Inventory'!G222","v":0},null,"Luminaire - 100W SON -PLAIN (P09)",null,0,107,0,null,0,0,0,0,0,0,0,0,0,0,0,0,0,0,0,0,0,0,0,0,0,0,0,0,0,0,0,0,0,null,0,0,0,0,0,0,0,0,0,null,0,0,0,0,0,0,0,0,0,0,null,0,0,0,0,0,0,0,null,0,0,0,null,{"$f":"IF($D225=\"Connection\",VLOOKUP(C225,'Input - General'!$F$62:$N$79,5,FALSE),0)","v":0},null,0.1801212933606588,0,0,null,8.6527813038891108E-2,0,0]
[null,{"$f":"'Input - Inventory'!B223","v":215},{"$f":"'Input - Inventory'!C223","v":"125W MBF"},{"$f":"'Input - Inventory'!D223","v":"Luminaire"},{"$f":"'Input - Inventory'!E223","v":"Traffic"},{"$f":"'Input - Inventory'!F223","v":"Minor < 130w"},{"$f":"'Input - Inventory'!G223","v":0},null,"Luminaire - 125W MBF",null,0,3283,0,null,0,0,0,0,0,0,0,0,0,0,0,0,0,0,0,0,0,0,0,0,0,0,0,0,0,0,0,0,0,null,0,0,0,0,0,0,0,0,0,null,0,0,0,0,0,0,0,0,0,0,null,0,0,0,0,0,0,0,null,0,0,0,null,{"$f":"IF($D226=\"Connection\",VLOOKUP(C226,'Input - General'!$F$62:$N$79,5,FALSE),0)","v":0},null,0.1801212933606588,0,0,null,8.6527813038891108E-2,0,0]
[null,{"$f":"'Input - Inventory'!B224","v":216},{"$f":"'Input - Inventory'!C224","v":"125W MBF - BOURKE HILL"},{"$f":"'Input - Inventory'!D224","v":"Luminaire"},{"$f":"'Input - Inventory'!E224","v":"Traffic"},{"$f":"'Input - Inventory'!F224","v":"Minor < 130w"},{"$f":"'Input - Inventory'!G224","v":0},null,"Luminaire - 125W MBF - BOURKE HILL",null,0,9,0,null,0,0,0,0,0,0,0,0,0,0,0,0,0,0,0,0,0,0,0,0,0,0,0,0,0,0,0,0,0,null,0,0,0,0,0,0,0,0,0,null,0,0,0,0,0,0,0,0,0,0,null,0,0,0,0,0,0,0,null,0,0,0,null,{"$f":"IF($D227=\"Connection\",VLOOKUP(C227,'Input - General'!$F$62:$N$79,5,FALSE),0)","v":0},null,0.1801212933606588,0,0,null,8.6527813038891108E-2,0,0]
[null,{"$f":"'Input - Inventory'!B225","v":217},{"$f":"'Input - Inventory'!C225","v":"125W MBF - HYDE PARK"},{"$f":"'Input - Inventory'!D225","v":"Luminaire"},{"$f":"'Input - Inventory'!E225","v":"Traffic"},{"$f":"'Input - Inventory'!F225","v":"Minor < 130w"},{"$f":"'Input - Inventory'!G225","v":0},null,"Luminaire - 125W MBF - HYDE PARK",null,0,168,0,null,0,0,0,0,0,0,0,0,0,0,0,0,0,0,0,0,0,0,0,0,0,0,0,0,0,0,0,0,0,null,0,0,0,0,0,0,0,0,0,null,0,0,0,0,0,0,0,0,0,0,null,0,0,0,0,0,0,0,null,0,0,0,null,{"$f":"IF($D228=\"Connection\",VLOOKUP(C228,'Input - General'!$F$62:$N$79,5,FALSE),0)","v":0},null,0.1801212933606588,0,0,null,8.6527813038891108E-2,0,0]
[null,{"$f":"'Input - Inventory'!B226","v":218},{"$f":"'Input - Inventory'!C226","v":"125W MBF - NOSTALGIA"},{"$f":"'Input - Inventory'!D226","v":"Luminaire"},{"$f":"'Input - Inventory'!E226","v":"Traffic"},{"$f":"'Input - Inventory'!F226","v":"Minor < 130w"},{"$f":"'Input - Inventory'!G226","v":0},null,"Luminaire - 125W MBF - NOSTALGIA",null,0,0,0,null,0,0,0,0,0,0,0,0,0,0,0,0,0,0,0,0,0,0,0,0,0,0,0,0,0,0,0,0,0,null,0,0,0,0,0,0,0,0,0,null,0,0,0,0,0,0,0,0,0,0,null,0,0,0,0,0,0,0,null,0,0,0,null,{"$f":"IF($D229=\"Connection\",VLOOKUP(C229,'Input - General'!$F$62:$N$79,5,FALSE),0)","v":0},null,0.1801212933606588,0,0,null,8.6527813038891108E-2,0,0]
[null,{"$f":"'Input - Inventory'!B227","v":219},{"$f":"'Input - Inventory'!C227","v":"125W MBF - PARKVILLE"},{"$f":"'Input - Inventory'!D227","v":"Luminaire"},{"$f":"'Input - Inventory'!E227","v":"Traffic"},{"$f":"'Input - Inventory'!F227","v":"Minor < 130w"},{"$f":"'Input - Inventory'!G227","v":0},null,"Luminaire - 125W MBF - PARKVILLE",null,0,6,0,null,0,0,0,0,0,0,0,0,0,0,0,0,0,0,0,0,0,0,0,0,0,0,0,0,0,0,0,0,0,null,0,0,0,0,0,0,0,0,0,null,0,0,0,0,0,0,0,0,0,0,null,0,0,0,0,0,0,0,null,0,0,0,null,{"$f":"IF($D230=\"Connection\",VLOOKUP(C230,'Input - General'!$F$62:$N$79,5,FALSE),0)","v":0},null,0.1801212933606588,0,0,null,8.6527813038891108E-2,0,0]
[null,{"$f":"'Input - Inventory'!B228","v":220},{"$f":"'Input - Inventory'!C228","v":"125W MBF (P09)"},{"$f":"'Input - Inventory'!D228","v":"Luminaire"},{"$f":"'Input - Inventory'!E228","v":"Traffic"},{"$f":"'Input - Inventory'!F228","v":"Minor < 130w"},{"$f":"'Input - Inventory'!G228","v":0},null,"Luminaire - 125W MBF (P09)",null,0,1244,0,null,0,0,0,0,0,0,0,0,0,0,0,0,0,0,0,0,0,0,0,0,0,0,0,0,0,0,0,0,0,null,0,0,0,0,0,0,0,0,0,null,0,0,0,0,0,0,0,0,0,0,null,0,0,0,0,0,0,0,null,0,0,0,null,{"$f":"IF($D231=\"Connection\",VLOOKUP(C231,'Input - General'!$F$62:$N$79,5,FALSE),0)","v":0},null,0.1801212933606588,0,0,null,8.6527813038891108E-2,0,0]
[null,{"$f":"'Input - Inventory'!B229","v":221},{"$f":"'Input - Inventory'!C229","v":"125W MBF BOLLARD"},{"$f":"'Input - Inventory'!D229","v":"Luminaire"},{"$f":"'Input - Inventory'!E229","v":"Traffic"},{"$f":"'Input - Inventory'!F229","v":"Minor < 130w"},{"$f":"'Input - Inventory'!G229","v":0},null,"Luminaire - 125W MBF BOLLARD",null,0,0,0,null,0,0,0,0,0,0,0,0,0,0,0,0,0,0,0,0,0,0,0,0,0,0,0,0,0,0,0,0,0,null,0,0,0,0,0,0,0,0,0,null,0,0,0,0,0,0,0,0,0,0,null,0,0,0,0,0,0,0,null,0,0,0,null,{"$f":"IF($D232=\"Connection\",VLOOKUP(C232,'Input - General'!$F$62:$N$79,5,FALSE),0)","v":0},null,0.1801212933606588,0,0,null,8.6527813038891108E-2,0,0]
[null,{"$f":"'Input - Inventory'!B230","v":222},{"$f":"'Input - Inventory'!C230","v":"125W MBF -PLAIN"},{"$f":"'Input - Inventory'!D230","v":"Luminaire"},{"$f":"'Input - Inventory'!E230","v":"Traffic"},{"$f":"'Input - Inventory'!F230","v":"Minor < 130w"},{"$f":"'Input - Inventory'!G230","v":0},null,"Luminaire - 125W MBF -PLAIN",null,0,794,0,null,0,0,0,0,0,0,0,0,0,0,0,0,0,0,0,0,0,0,0,0,0,0,0,0,0,0,0,0,0,null,0,0,0,0,0,0,0,0,0,null,0,0,0,0,0,0,0,0,0,0,null,0,0,0,0,0,0,0,null,0,0,0,null,{"$f":"IF($D233=\"Connection\",VLOOKUP(C233,'Input - General'!$F$62:$N$79,5,FALSE),0)","v":0},null,0.1801212933606588,0,0,null,8.6527813038891108E-2,0,0]
[null,{"$f":"'Input - Inventory'!B231","v":223},{"$f":"'Input - Inventory'!C231","v":"125W MBF -PLAIN (P09)"},{"$f":"'Input - Inventory'!D231","v":"Luminaire"},{"$f":"'Input - Inventory'!E231","v":"Traffic"},{"$f":"'Input - Inventory'!F231","v":"Minor < 130w"},{"$f":"'Input - Inventory'!G231","v":0},null,"Luminaire - 125W MBF -PLAIN (P09)",null,0,151,0,null,0,0,0,0,0,0,0,0,0,0,0,0,0,0,0,0,0,0,0,0,0,0,0,0,0,0,0,0,0,null,0,0,0,0,0,0,0,0,0,null,0,0,0,0,0,0,0,0,0,0,null,0,0,0,0,0,0,0,null,0,0,0,null,{"$f":"IF($D234=\"Connection\",VLOOKUP(C234,'Input - General'!$F$62:$N$79,5,FALSE),0)","v":0},null,0.1801212933606588,0,0,null,8.6527813038891108E-2,0,0]
[null,{"$f":"'Input - Inventory'!B232","v":224},{"$f":"'Input - Inventory'!C232","v":"125W/250W MBF FLOODLIGHT"},{"$f":"'Input - Inventory'!D232","v":"Luminaire"},{"$f":"'Input - Inventory'!E232","v":"Traffic"},{"$f":"'Input - Inventory'!F232","v":"Major > 130w"},{"$f":"'Input - Inventory'!G232","v":0},null,"Luminaire - 125W/250W MBF FLOODLIGHT",null,0,54,0,null,0,0,0,0,0,0,0,0,0,0,0,0,0,0,0,0,0,0,0,0,0,0,0,0,0,0,0,0,0,null,0,0,0,0,0,0,0,0,0,null,0,0,0,0,0,0,0,0,0,0,null,0,0,0,0,0,0,0,null,0,0,0,null,{"$f":"IF($D235=\"Connection\",VLOOKUP(C235,'Input - General'!$F$62:$N$79,5,FALSE),0)","v":0},null,0.1801212933606588,0,0,null,8.6527813038891108E-2,0,0]
[null,{"$f":"'Input - Inventory'!B233","v":225},{"$f":"'Input - Inventory'!C233","v":"135W SOX"},{"$f":"'Input - Inventory'!D233","v":"Luminaire"},{"$f":"'Input - Inventory'!E233","v":"Traffic"},{"$f":"'Input - Inventory'!F233","v":"Major > 130w"},{"$f":"'Input - Inventory'!G233","v":0},null,"Luminaire - 135W SOX",null,0,32,0,null,0,0,0,0,0,0,0,0,0,0,0,0,0,0,0,0,0,0,0,0,0,0,0,0,0,0,0,0,0,null,0,0,0,0,0,0,0,0,0,null,0,0,0,0,0,0,0,0,0,0,null,0,0,0,0,0,0,0,null,0,0,0,null,{"$f":"IF($D236=\"Connection\",VLOOKUP(C236,'Input - General'!$F$62:$N$79,5,FALSE),0)","v":0},null,0.1801212933606588,0,0,null,8.6527813038891108E-2,0,0]
[null,{"$f":"'Input - Inventory'!B234","v":226},{"$f":"'Input - Inventory'!C234","v":"150W SON"},{"$f":"'Input - Inventory'!D234","v":"Luminaire"},{"$f":"'Input - Inventory'!E234","v":"Traffic"},{"$f":"'Input - Inventory'!F234","v":"Major > 130w"},{"$f":"'Input - Inventory'!G234","v":0},null,"Luminaire - 150W SON",null,0,11707.5,0,null,0,0,0,0,0,0,0,0,0,0,0,0,0,0,0,0,0,0,0,0,0,0,0,0,0,0,0,0,0,null,0,0,0,0,0,0,0,0,0,null,0,0,0,0,0,0,0,0,0,0,null,0,0,0,0,0,0,0,null,0,0,0,null,{"$f":"IF($D237=\"Connection\",VLOOKUP(C237,'Input - General'!$F$62:$N$79,5,FALSE),0)","v":0},null,0.1801212933606588,0,0,null,8.6527813038891108E-2,0,0]
[null,{"$f":"'Input - Inventory'!B235","v":227},{"$f":"'Input - Inventory'!C235","v":"150W SON - HYDE PARK"},{"$f":"'Input - Inventory'!D235","v":"Luminaire"},{"$f":"'Input - Inventory'!E235","v":"Traffic"},{"$f":"'Input - Inventory'!F235","v":"Major > 130w"},{"$f":"'Input - Inventory'!G235","v":0},null,"Luminaire - 150W SON - HYDE PARK",null,0,16,0,null,0,0,0,0,0,0,0,0,0,0,0,0,0,0,0,0,0,0,0,0,0,0,0,0,0,0,0,0,0,null,0,0,0,0,0,0,0,0,0,null,0,0,0,0,0,0,0,0,0,0,null,0,0,0,0,0,0,0,null,0,0,0,null,{"$f":"IF($D238=\"Connection\",VLOOKUP(C238,'Input - General'!$F$62:$N$79,5,FALSE),0)","v":0},null,0.1801212933606588,0,0,null,8.6527813038891108E-2,0,0]
[null,{"$f":"'Input - Inventory'!B236","v":228},{"$f":"'Input - Inventory'!C236","v":"150W SON - PARKVILLE"},{"$f":"'Input - Inventory'!D236","v":"Luminaire"},{"$f":"'Input - Inventory'!E236","v":"Traffic"},{"$f":"'Input - Inventory'!F236","v":"Major > 130w"},{"$f":"'Input - Inventory'!G236","v":0},null,"Luminaire - 150W SON - PARKVILLE",null,0,21,0,null,0,0,0,0,0,0,0,0,0,0,0,0,0,0,0,0,0,0,0,0,0,0,0,0,0,0,0,0,0,null,0,0,0,0,0,0,0,0,0,null,0,0,0,0,0,0,0,0,0,0,null,0,0,0,0,0,0,0,null,0,0,0,null,{"$f":"IF($D239=\"Connection\",VLOOKUP(C239,'Input - General'!$F$62:$N$79,5,FALSE),0)","v":0},null,0.1801212933606588,0,0,null,8.6527813038891108E-2,0,0]
[null,{"$f":"'Input - Inventory'!B237","v":229},{"$f":"'Input - Inventory'!C237","v":"150W SON - PARKWAY 1"},{"$f":"'Input - Inventory'!D237","v":"Luminaire"},{"$f":"'Input - Inventory'!E237","v":"Traffic"},{"$f":"'Input - Inventory'!F237","v":"Major > 130w"},{"$f":"'Input - Inventory'!G237","v":0},null,"Luminaire - 150W SON - PARKWAY 1",null,0,209,0,null,0,0,0,0,0,0,0,0,0,0,0,0,0,0,0,0,0,0,0,0,0,0,0,0,0,0,0,0,0,null,0,0,0,0,0,0,0,0,0,null,0,0,0,0,0,0,0,0,0,0,null,0,0,0,0,0,0,0,null,0,0,0,null,{"$f":"IF($D240=\"Connection\",VLOOKUP(C240,'Input - General'!$F$62:$N$79,5,FALSE),0)","v":0},null,0.1801212933606588,0,0,null,8.6527813038891108E-2,0,0]
[null,{"$f":"'Input - Inventory'!B238","v":230},{"$f":"'Input - Inventory'!C238","v":"150W SON - Parkway 1 (P09)"},{"$f":"'Input - Inventory'!D238","v":"Luminaire"},{"$f":"'Input - Inventory'!E238","v":"Traffic"},{"$f":"'Input - Inventory'!F238","v":"Major > 130w"},{"$f":"'Input - Inventory'!G238","v":0},null,"Luminaire - 150W SON - Parkway 1 (P09)",null,0,32,0,null,0,0,0,0,0,0,0,0,0,0,0,0,0,0,0,0,0,0,0,0,0,0,0,0,0,0,0,0,0,null,0,0,0,0,0,0,0,0,0,null,0,0,0,0,0,0,0,0,0,0,null,0,0,0,0,0,0,0,null,0,0,0,null,{"$f":"IF($D241=\"Connection\",VLOOKUP(C241,'Input - General'!$F$62:$N$79,5,FALSE),0)","v":0},null,0.1801212933606588,0,0,null,8.6527813038891108E-2,0,0]
[null,{"$f":"'Input - Inventory'!B239","v":231},{"$f":"'Input - Inventory'!C239","v":"150W SON (P09)"},{"$f":"'Input - Inventory'!D239","v":"Luminaire"},{"$f":"'Input - Inventory'!E239","v":"Traffic"},{"$f":"'Input - Inventory'!F239","v":"Major > 130w"},{"$f":"'Input - Inventory'!G239","v":0},null,"Luminaire - 150W SON (P09)",null,0,7966,0,null,0,0,0,0,0,0,0,0,0,0,0,0,0,0,0,0,0,0,0,0,0,0,0,0,0,0,0,0,0,null,0,0,0,0,0,0,0,0,0,null,0,0,0,0,0,0,0,0,0,0,null,0,0,0,0,0,0,0,null,0,0,0,null,{"$f":"IF($D242=\"Connection\",VLOOKUP(C242,'Input - General'!$F$62:$N$79,5,FALSE),0)","v":0},null,0.1801212933606588,0,0,null,8.6527813038891108E-2,0,0]
[null,{"$f":"'Input - Inventory'!B240","v":232},{"$f":"'Input - Inventory'!C240","v":"150W SON Active Reactor"},{"$f":"'Input - Inventory'!D240","v":"Luminaire"},{"$f":"'Input - Inventory'!E240","v":"Traffic"},{"$f":"'Input - Inventory'!F240","v":"Major > 130w"},{"$f":"'Input - Inventory'!G240","v":0},null,"Luminaire - 150W SON Active Reactor",null,0,187,0,null,0,0,0,0,0,0,0,0,0,0,0,0,0,0,0,0,0,0,0,0,0,0,0,0,0,0,0,0,0,null,0,0,0,0,0,0,0,0,0,null,0,0,0,0,0,0,0,0,0,0,null,0,0,0,0,0,0,0,null,0,0,0,null,{"$f":"IF($D243=\"Connection\",VLOOKUP(C243,'Input - General'!$F$62:$N$79,5,FALSE),0)","v":0},null,0.1801212933606588,0,0,null,8.6527813038891108E-2,0,0]
[null,{"$f":"'Input - Inventory'!B241","v":233},{"$f":"'Input - Inventory'!C241","v":"150W SON FLOODLIGHT"},{"$f":"'Input - Inventory'!D241","v":"Luminaire"},{"$f":"'Input - Inventory'!E241","v":"Traffic"},{"$f":"'Input - Inventory'!F241","v":"Major > 130w"},{"$f":"'Input - Inventory'!G241","v":0},null,"Luminaire - 150W SON FLOODLIGHT",null,0,71,0,null,0,0,0,0,0,0,0,0,0,0,0,0,0,0,0,0,0,0,0,0,0,0,0,0,0,0,0,0,0,null,0,0,0,0,0,0,0,0,0,null,0,0,0,0,0,0,0,0,0,0,null,0,0,0,0,0,0,0,null,0,0,0,null,{"$f":"IF($D244=\"Connection\",VLOOKUP(C244,'Input - General'!$F$62:$N$79,5,FALSE),0)","v":0},null,0.1801212933606588,0,0,null,8.6527813038891108E-2,0,0]
[null,{"$f":"'Input - Inventory'!B242","v":234},{"$f":"'Input - Inventory'!C242","v":"150W SON Floodlight (P09)"},{"$f":"'Input - Inventory'!D242","v":"Luminaire"},{"$f":"'Input - Inventory'!E242","v":"Traffic"},{"$f":"'Input - Inventory'!F242","v":"Major > 130w"},{"$f":"'Input - Inventory'!G242","v":0},null,"Luminaire - 150W SON Floodlight (P09)",null,0,46,0,null,0,0,0,0,0,0,0,0,0,0,0,0,0,0,0,0,0,0,0,0,0,0,0,0,0,0,0,0,0,null,0,0,0,0,0,0,0,0,0,null,0,0,0,0,0,0,0,0,0,0,null,0,0,0,0,0,0,0,null,0,0,0,null,{"$f":"IF($D245=\"Connection\",VLOOKUP(C245,'Input - General'!$F$62:$N$79,5,FALSE),0)","v":0},null,0.1801212933606588,0,0,null,8.6527813038891108E-2,0,0]
[null,{"$f":"'Input - Inventory'!B243","v":235},{"$f":"'Input - Inventory'!C243","v":"150W SON GEC 'BOSTON 3'"},{"$f":"'Input - Inventory'!D243","v":"Luminaire"},{"$f":"'Input - Inventory'!E243","v":"Traffic"},{"$f":"'Input - Inventory'!F243","v":"Major > 130w"},{"$f":"'Input - Inventory'!G243","v":0},null,"Luminaire - 150W SON GEC 'BOSTON 3'",null,0,45,0,null,0,0,0,0,0,0,0,0,0,0,0,0,0,0,0,0,0,0,0,0,0,0,0,0,0,0,0,0,0,null,0,0,0,0,0,0,0,0,0,null,0,0,0,0,0,0,0,0,0,0,null,0,0,0,0,0,0,0,null,0,0,0,null,{"$f":"IF($D246=\"Connection\",VLOOKUP(C246,'Input - General'!$F$62:$N$79,5,FALSE),0)","v":0},null,0.1801212933606588,0,0,null,8.6527813038891108E-2,0,0]
[null,{"$f":"'Input - Inventory'!B244","v":236},{"$f":"'Input - Inventory'!C244","v":"150W/250W MBI FLOODLIGHT"},{"$f":"'Input - Inventory'!D244","v":"Luminaire"},{"$f":"'Input - Inventory'!E244","v":"Traffic"},{"$f":"'Input - Inventory'!F244","v":"Major > 130w"},{"$f":"'Input - Inventory'!G244","v":0},null,"Luminaire - 150W/250W MBI FLOODLIGHT",null,0,47,0,null,0,0,0,0,0,0,0,0,0,0,0,0,0,0,0,0,0,0,0,0,0,0,0,0,0,0,0,0,0,null,0,0,0,0,0,0,0,0,0,null,0,0,0,0,0,0,0,0,0,0,null,0,0,0,0,0,0,0,null,0,0,0,null,{"$f":"IF($D247=\"Connection\",VLOOKUP(C247,'Input - General'!$F$62:$N$79,5,FALSE),0)","v":0},null,0.1801212933606588,0,0,null,8.6527813038891108E-2,0,0]
[null,{"$f":"'Input - Inventory'!B245","v":237},{"$f":"'Input - Inventory'!C245","v":"180W SOX"},{"$f":"'Input - Inventory'!D245","v":"Luminaire"},{"$f":"'Input - Inventory'!E245","v":"Traffic"},{"$f":"'Input - Inventory'!F245","v":"Major > 130w"},{"$f":"'Input - Inventory'!G245","v":0},null,"Luminaire - 180W SOX",null,0,0,0,null,0,0,0,0,0,0,0,0,0,0,0,0,0,0,0,0,0,0,0,0,0,0,0,0,0,0,0,0,0,null,0,0,0,0,0,0,0,0,0,null,0,0,0,0,0,0,0,0,0,0,null,0,0,0,0,0,0,0,null,0,0,0,null,{"$f":"IF($D248=\"Connection\",VLOOKUP(C248,'Input - General'!$F$62:$N$79,5,FALSE),0)","v":0},null,0.1801212933606588,0,0,null,8.6527813038891108E-2,0,0]
[null,{"$f":"'Input - Inventory'!B246","v":238},{"$f":"'Input - Inventory'!C246","v":"1x29W LED"},{"$f":"'Input - Inventory'!D246","v":"Luminaire"},{"$f":"'Input - Inventory'!E246","v":"NonTraffic"},{"$f":"'Input - Inventory'!F246","v":"Minor < 130w"},{"$f":"'Input - Inventory'!G246","v":0},null,"Luminaire - 1x29W LED",null,0,1392,0,null,0,0,0,0,0,0,0,0,0,0,0,0,0,0,0,0,0,0,0,0,0,0,0,0,0,0,0,0,0,null,0,0,0,0,0,0,0,0,0,null,0,0,0,0,0,0,0,0,0,0,null,0,0,0,0,0,0,0,null,0,0,0,null,{"$f":"IF($D249=\"Connection\",VLOOKUP(C249,'Input - General'!$F$62:$N$79,5,FALSE),0)","v":0},null,0.1801212933606588,0,0,null,8.6527813038891108E-2,0,0]
[null,{"$f":"'Input - Inventory'!B247","v":239},{"$f":"'Input - Inventory'!C247","v":"1x40W TF"},{"$f":"'Input - Inventory'!D247","v":"Luminaire"},{"$f":"'Input - Inventory'!E247","v":"NonTraffic"},{"$f":"'Input - Inventory'!F247","v":"Minor < 130w"},{"$f":"'Input - Inventory'!G247","v":0},null,"Luminaire - 1x40W TF",null,0,594,0,null,0,0,0,0,0,0,0,0,0,0,0,0,0,0,0,0,0,0,0,0,0,0,0,0,0,0,0,0,0,null,0,0,0,0,0,0,0,0,0,null,0,0,0,0,0,0,0,0,0,0,null,0,0,0,0,0,0,0,null,0,0,0,null,{"$f":"IF($D250=\"Connection\",VLOOKUP(C250,'Input - General'!$F$62:$N$79,5,FALSE),0)","v":0},null,0.1801212933606588,0,0,null,8.6527813038891108E-2,0,0]
[null,{"$f":"'Input - Inventory'!B248","v":240},{"$f":"'Input - Inventory'!C248","v":"1x80W TF"},{"$f":"'Input - Inventory'!D248","v":"Luminaire"},{"$f":"'Input - Inventory'!E248","v":"NonTraffic"},{"$f":"'Input - Inventory'!F248","v":"Minor < 130w"},{"$f":"'Input - Inventory'!G248","v":0},null,"Luminaire - 1x80W TF",null,0,119,0,null,0,0,0,0,0,0,0,0,0,0,0,0,0,0,0,0,0,0,0,0,0,0,0,0,0,0,0,0,0,null,0,0,0,0,0,0,0,0,0,null,0,0,0,0,0,0,0,0,0,0,null,0,0,0,0,0,0,0,null,0,0,0,null,{"$f":"IF($D251=\"Connection\",VLOOKUP(C251,'Input - General'!$F$62:$N$79,5,FALSE),0)","v":0},null,0.1801212933606588,0,0,null,8.6527813038891108E-2,0,0]
[null,{"$f":"'Input - Inventory'!B249","v":241},{"$f":"'Input - Inventory'!C249","v":"250W MBF"},{"$f":"'Input - Inventory'!D249","v":"Luminaire"},{"$f":"'Input - Inventory'!E249","v":"Traffic"},{"$f":"'Input - Inventory'!F249","v":"Major > 130w"},{"$f":"'Input - Inventory'!G249","v":0},null,"Luminaire - 250W MBF",null,0,17196,0,null,0,0,0,0,0,0,0,0,0,0,0,0,0,0,0,0,0,0,0,0,0,0,0,0,0,0,0,0,0,null,0,0,0,0,0,0,0,0,0,null,0,0,0,0,0,0,0,0,0,0,null,0,0,0,0,0,0,0,null,0,0,0,null,{"$f":"IF($D252=\"Connection\",VLOOKUP(C252,'Input - General'!$F$62:$N$79,5,FALSE),0)","v":0},null,0.1801212933606588,0,0,null,8.6527813038891108E-2,0,0]
[null,{"$f":"'Input - Inventory'!B250","v":242},{"$f":"'Input - Inventory'!C250","v":"250W MBF - PARKVILLE"},{"$f":"'Input - Inventory'!D250","v":"Luminaire"},{"$f":"'Input - Inventory'!E250","v":"Traffic"},{"$f":"'Input - Inventory'!F250","v":"Major > 130w"},{"$f":"'Input - Inventory'!G250","v":0},null,"Luminaire - 250W MBF - PARKVILLE",null,0,0,0,null,0,0,0,0,0,0,0,0,0,0,0,0,0,0,0,0,0,0,0,0,0,0,0,0,0,0,0,0,0,null,0,0,0,0,0,0,0,0,0,null,0,0,0,0,0,0,0,0,0,0,null,0,0,0,0,0,0,0,null,0,0,0,null,{"$f":"IF($D253=\"Connection\",VLOOKUP(C253,'Input - General'!$F$62:$N$79,5,FALSE),0)","v":0},null,0.1801212933606588,0,0,null,8.6527813038891108E-2,0,0]
[null,{"$f":"'Input - Inventory'!B251","v":243},{"$f":"'Input - Inventory'!C251","v":"250W MBF - PARKWAY 1"},{"$f":"'Input - Inventory'!D251","v":"Luminaire"},{"$f":"'Input - Inventory'!E251","v":"Traffic"},{"$f":"'Input - Inventory'!F251","v":"Major > 130w"},{"$f":"'Input - Inventory'!G251","v":0},null,"Luminaire - 250W MBF - PARKWAY 1",null,0,782,0,null,0,0,0,0,0,0,0,0,0,0,0,0,0,0,0,0,0,0,0,0,0,0,0,0,0,0,0,0,0,null,0,0,0,0,0,0,0,0,0,null,0,0,0,0,0,0,0,0,0,0,null,0,0,0,0,0,0,0,null,0,0,0,null,{"$f":"IF($D254=\"Connection\",VLOOKUP(C254,'Input - General'!$F$62:$N$79,5,FALSE),0)","v":0},null,0.1801212933606588,0,0,null,8.6527813038891108E-2,0,0]
[null,{"$f":"'Input - Inventory'!B252","v":244},{"$f":"'Input - Inventory'!C252","v":"250W MBI - SMARTPOLE"},{"$f":"'Input - Inventory'!D252","v":"Luminaire"},{"$f":"'Input - Inventory'!E252","v":"Traffic"},{"$f":"'Input - Inventory'!F252","v":"Major > 130w"},{"$f":"'Input - Inventory'!G252","v":0},null,"Luminaire - 250W MBI - SMARTPOLE",null,0,21,0,null,0,0,0,0,0,0,0,0,0,0,0,0,0,0,0,0,0,0,0,0,0,0,0,0,0,0,0,0,0,null,0,0,0,0,0,0,0,0,0,null,0,0,0,0,0,0,0,0,0,0,null,0,0,0,0,0,0,0,null,0,0,0,null,{"$f":"IF($D255=\"Connection\",VLOOKUP(C255,'Input - General'!$F$62:$N$79,5,FALSE),0)","v":0},null,0.1801212933606588,0,0,null,8.6527813038891108E-2,0,0]
[null,{"$f":"'Input - Inventory'!B253","v":245},{"$f":"'Input - Inventory'!C253","v":"250W SON"},{"$f":"'Input - Inventory'!D253","v":"Luminaire"},{"$f":"'Input - Inventory'!E253","v":"Traffic"},{"$f":"'Input - Inventory'!F253","v":"Major > 130w"},{"$f":"'Input - Inventory'!G253","v":0},null,"Luminaire - 250W SON",null,0,14498,0,null,0,0,0,0,0,0,0,0,0,0,0,0,0,0,0,0,0,0,0,0,0,0,0,0,0,0,0,0,0,null,0,0,0,0,0,0,0,0,0,null,0,0,0,0,0,0,0,0,0,0,null,0,0,0,0,0,0,0,null,0,0,0,null,{"$f":"IF($D256=\"Connection\",VLOOKUP(C256,'Input - General'!$F$62:$N$79,5,FALSE),0)","v":0},null,0.1801212933606588,0,0,null,8.6527813038891108E-2,0,0]
[null,{"$f":"'Input - Inventory'!B254","v":246},{"$f":"'Input - Inventory'!C254","v":"250W SON - PARKVILLE"},{"$f":"'Input - Inventory'!D254","v":"Luminaire"},{"$f":"'Input - Inventory'!E254","v":"Traffic"},{"$f":"'Input - Inventory'!F254","v":"Major > 130w"},{"$f":"'Input - Inventory'!G254","v":0},null,"Luminaire - 250W SON - PARKVILLE",null,0,2,0,null,0,0,0,0,0,0,0,0,0,0,0,0,0,0,0,0,0,0,0,0,0,0,0,0,0,0,0,0,0,null,0,0,0,0,0,0,0,0,0,null,0,0,0,0,0,0,0,0,0,0,null,0,0,0,0,0,0,0,null,0,0,0,null,{"$f":"IF($D257=\"Connection\",VLOOKUP(C257,'Input - General'!$F$62:$N$79,5,FALSE),0)","v":0},null,0.1801212933606588,0,0,null,8.6527813038891108E-2,0,0]
[null,{"$f":"'Input - Inventory'!B255","v":247},{"$f":"'Input - Inventory'!C255","v":"250W SON - PARKWAY 1"},{"$f":"'Input - Inventory'!D255","v":"Luminaire"},{"$f":"'Input - Inventory'!E255","v":"Traffic"},{"$f":"'Input - Inventory'!F255","v":"Major > 130w"},{"$f":"'Input - Inventory'!G255","v":0},null,"Luminaire - 250W SON - PARKWAY 1",null,0,28,0,null,0,0,0,0,0,0,0,0,0,0,0,0,0,0,0,0,0,0,0,0,0,0,0,0,0,0,0,0,0,null,0,0,0,0,0,0,0,0,0,null,0,0,0,0,0,0,0,0,0,0,null,0,0,0,0,0,0,0,null,0,0,0,null,{"$f":"IF($D258=\"Connection\",VLOOKUP(C258,'Input - General'!$F$62:$N$79,5,FALSE),0)","v":0},null,0.1801212933606588,0,0,null,8.6527813038891108E-2,0,0]
[null,{"$f":"'Input - Inventory'!B256","v":248},{"$f":"'Input - Inventory'!C256","v":"250W SON - Parkway 1(P09)"},{"$f":"'Input - Inventory'!D256","v":"Luminaire"},{"$f":"'Input - Inventory'!E256","v":"Traffic"},{"$f":"'Input - Inventory'!F256","v":"Major > 130w"},{"$f":"'Input - Inventory'!G256","v":0},null,"Luminaire - 250W SON - Parkway 1(P09)",null,0,21,0,null,0,0,0,0,0,0,0,0,0,0,0,0,0,0,0,0,0,0,0,0,0,0,0,0,0,0,0,0,0,null,0,0,0,0,0,0,0,0,0,null,0,0,0,0,0,0,0,0,0,0,null,0,0,0,0,0,0,0,null,0,0,0,null,{"$f":"IF($D259=\"Connection\",VLOOKUP(C259,'Input - General'!$F$62:$N$79,5,FALSE),0)","v":0},null,0.1801212933606588,0,0,null,8.6527813038891108E-2,0,0]
[null,{"$f":"'Input - Inventory'!B257","v":249},{"$f":"'Input - Inventory'!C257","v":"250W SON (P09)"},{"$f":"'Input - Inventory'!D257","v":"Luminaire"},{"$f":"'Input - Inventory'!E257","v":"Traffic"},{"$f":"'Input - Inventory'!F257","v":"Major > 130w"},{"$f":"'Input - Inventory'!G257","v":0},null,"Luminaire - 250W SON (P09)",null,0,9417,0,null,0,0,0,0,0,0,0,0,0,0,0,0,0,0,0,0,0,0,0,0,0,0,0,0,0,0,0,0,0,null,0,0,0,0,0,0,0,0,0,null,0,0,0,0,0,0,0,0,0,0,null,0,0,0,0,0,0,0,null,0,0,0,null,{"$f":"IF($D260=\"Connection\",VLOOKUP(C260,'Input - General'!$F$62:$N$79,5,FALSE),0)","v":0},null,0.1801212933606588,0,0,null,8.6527813038891108E-2,0,0]
[null,{"$f":"'Input - Inventory'!B258","v":250},{"$f":"'Input - Inventory'!C258","v":"250W SON Active Reactor"},{"$f":"'Input - Inventory'!D258","v":"Luminaire"},{"$f":"'Input - Inventory'!E258","v":"Traffic"},{"$f":"'Input - Inventory'!F258","v":"Major > 130w"},{"$f":"'Input - Inventory'!G258","v":0},null,"Luminaire - 250W SON Active Reactor",null,0,220,0,null,0,0,0,0,0,0,0,0,0,0,0,0,0,0,0,0,0,0,0,0,0,0,0,0,0,0,0,0,0,null,0,0,0,0,0,0,0,0,0,null,0,0,0,0,0,0,0,0,0,0,null,0,0,0,0,0,0,0,null,0,0,0,null,{"$f":"IF($D261=\"Connection\",VLOOKUP(C261,'Input - General'!$F$62:$N$79,5,FALSE),0)","v":0},null,0.1801212933606588,0,0,null,8.6527813038891108E-2,0,0]
[null,{"$f":"'Input - Inventory'!B259","v":251},{"$f":"'Input - Inventory'!C259","v":"250W SON FLOODLIGHT"},{"$f":"'Input - Inventory'!D259","v":"Luminaire"},{"$f":"'Input - Inventory'!E259","v":"Traffic"},{"$f":"'Input - Inventory'!F259","v":"Major > 130w"},{"$f":"'Input - Inventory'!G259","v":0},null,"Luminaire - 250W SON FLOODLIGHT",null,0,929,0,null,0,0,0,0,0,0,0,0,0,0,0,0,0,0,0,0,0,0,0,0,0,0,0,0,0,0,0,0,0,null,0,0,0,0,0,0,0,0,0,null,0,0,0,0,0,0,0,0,0,0,null,0,0,0,0,0,0,0,null,0,0,0,null,{"$f":"IF($D262=\"Connection\",VLOOKUP(C262,'Input - General'!$F$62:$N$79,5,FALSE),0)","v":0},null,0.1801212933606588,0,0,null,8.6527813038891108E-2,0,0]
[null,{"$f":"'Input - Inventory'!B260","v":252},{"$f":"'Input - Inventory'!C260","v":"250W SON Floodlight (P09)"},{"$f":"'Input - Inventory'!D260","v":"Luminaire"},{"$f":"'Input - Inventory'!E260","v":"Traffic"},{"$f":"'Input - Inventory'!F260","v":"Major > 130w"},{"$f":"'Input - Inventory'!G260","v":0},null,"Luminaire - 250W SON Floodlight (P09)",null,0,423,0,null,0,0,0,0,0,0,0,0,0,0,0,0,0,0,0,0,0,0,0,0,0,0,0,0,0,0,0,0,0,null,0,0,0,0,0,0,0,0,0,null,0,0,0,0,0,0,0,0,0,0,null,0,0,0,0,0,0,0,null,0,0,0,null,{"$f":"IF($D263=\"Connection\",VLOOKUP(C263,'Input - General'!$F$62:$N$79,5,FALSE),0)","v":0},null,0.1801212933606588,0,0,null,8.6527813038891108E-2,0,0]
[null,{"$f":"'Input - Inventory'!B261","v":253},{"$f":"'Input - Inventory'!C261","v":"250W SON GEC 'BOSTON 3'"},{"$f":"'Input - Inventory'!D261","v":"Luminaire"},{"$f":"'Input - Inventory'!E261","v":"Traffic"},{"$f":"'Input - Inventory'!F261","v":"Major > 130w"},{"$f":"'Input - Inventory'!G261","v":0},null,"Luminaire - 250W SON GEC 'BOSTON 3'",null,0,103,0,null,0,0,0,0,0,0,0,0,0,0,0,0,0,0,0,0,0,0,0,0,0,0,0,0,0,0,0,0,0,null,0,0,0,0,0,0,0,0,0,null,0,0,0,0,0,0,0,0,0,0,null,0,0,0,0,0,0,0,null,0,0,0,null,{"$f":"IF($D264=\"Connection\",VLOOKUP(C264,'Input - General'!$F$62:$N$79,5,FALSE),0)","v":0},null,0.1801212933606588,0,0,null,8.6527813038891108E-2,0,0]
[null,{"$f":"'Input - Inventory'!B262","v":254},{"$f":"'Input - Inventory'!C262","v":"2X14W TF - T5 PIERLIGHT"},{"$f":"'Input - Inventory'!D262","v":"Luminaire"},{"$f":"'Input - Inventory'!E262","v":"NonTraffic"},{"$f":"'Input - Inventory'!F262","v":"Minor < 130w"},{"$f":"'Input - Inventory'!G262","v":0},null,"Luminaire - 2X14W TF - T5 PIERLIGHT",null,0,145,0,null,0,0,0,0,0,0,0,0,0,0,0,0,0,0,0,0,0,0,0,0,0,0,0,0,0,0,0,0,0,null,0,0,0,0,0,0,0,0,0,null,0,0,0,0,0,0,0,0,0,0,null,0,0,0,0,0,0,0,null,0,0,0,null,{"$f":"IF($D265=\"Connection\",VLOOKUP(C265,'Input - General'!$F$62:$N$79,5,FALSE),0)","v":0},null,0.1801212933606588,0,0,null,8.6527813038891108E-2,0,0]
[null,{"$f":"'Input - Inventory'!B263","v":255},{"$f":"'Input - Inventory'!C263","v":"2x14W TF - T5 Pierlight (P09)"},{"$f":"'Input - Inventory'!D263","v":"Luminaire"},{"$f":"'Input - Inventory'!E263","v":"NonTraffic"},{"$f":"'Input - Inventory'!F263","v":"Minor < 130w"},{"$f":"'Input - Inventory'!G263","v":0},null,"Luminaire - 2x14W TF - T5 Pierlight (P09)",null,0,13,0,null,0,0,0,0,0,0,0,0,0,0,0,0,0,0,0,0,0,0,0,0,0,0,0,0,0,0,0,0,0,null,0,0,0,0,0,0,0,0,0,null,0,0,0,0,0,0,0,0,0,0,null,0,0,0,0,0,0,0,null,0,0,0,null,{"$f":"IF($D266=\"Connection\",VLOOKUP(C266,'Input - General'!$F$62:$N$79,5,FALSE),0)","v":0},null,0.1801212933606588,0,0,null,8.6527813038891108E-2,0,0]
[null,{"$f":"'Input - Inventory'!B264","v":256},{"$f":"'Input - Inventory'!C264","v":"2x14W TF - T5 PIERLITE M"},{"$f":"'Input - Inventory'!D264","v":"Luminaire"},{"$f":"'Input - Inventory'!E264","v":"NonTraffic"},{"$f":"'Input - Inventory'!F264","v":"Minor < 130w"},{"$f":"'Input - Inventory'!G264","v":0},null,"Luminaire - 2x14W TF - T5 PIERLITE M",null,0,0,0,null,0,0,0,0,0,0,0,0,0,0,0,0,0,0,0,0,0,0,0,0,0,0,0,0,0,0,0,0,0,null,0,0,0,0,0,0,0,0,0,null,0,0,0,0,0,0,0,0,0,0,null,0,0,0,0,0,0,0,null,0,0,0,null,{"$f":"IF($D267=\"Connection\",VLOOKUP(C267,'Input - General'!$F$62:$N$79,5,FALSE),0)","v":0},null,0.1801212933606588,0,0,null,8.6527813038891108E-2,0,0]
[null,{"$f":"'Input - Inventory'!B265","v":257},{"$f":"'Input - Inventory'!C265","v":"2x175W MBF - PARKWAY 2"},{"$f":"'Input - Inventory'!D265","v":"Luminaire"},{"$f":"'Input - Inventory'!E265","v":"Traffic"},{"$f":"'Input - Inventory'!F265","v":"Major > 130w"},{"$f":"'Input - Inventory'!G265","v":0},null,"Luminaire - 2x175W MBF - PARKWAY 2",null,0,0,{"$f":"L268*K268","v":0},null,0,{"$f":"IF(AND($D268=\"Lamp\",CycleBulkTask1<>0, OR($F268=O$9,O$9=\"All\")),1/CycleBulkTask1,0)","v":0},0,{"$f":"IF(AND($D268=\"Lamp\",CycleBulkTask2<>0, OR($F268=Q$9,Q$9=\"All\")),1/CycleBulkTask2,0)","v":0},0,{"$f":"IF(AND($D268=\"Lamp\",CycleBulkTask3<>0, OR($F268=S$9,S$9=\"All\")),1/CycleBulkTask3,0)","v":0},0,{"$f":"IF(AND($D268=\"Lamp\",CycleBulkTask4<>0, OR($F268=U$9,U$9=\"All\")),1/CycleBulkTask4,0)","v":0},0,{"$f":"IF(AND($D268=\"Lamp\",CycleBulkTask5<>0, OR($F268=W$9,W$9=\"All\")),1/CycleBulkTask5,0)","v":0},0,{"$f":"IF(AND($D268=\"Lamp\",CycleBulkTask6<>0, OR($F268=Y$9,Y$9=\"All\")),1/CycleBulkTask6,0)","v":0},0,{"$f":"IF(AND($D268=\"Lamp\",CycleBulkTask7<>0, OR($F268=AA$9,AA$9=\"All\")),1/CycleBulkTask7,0)","v":0},0,{"$f":"IF(AND($D268=\"Lamp\",CycleBulkTask8<>0, OR($F268=AC$9,AC$9=\"All\")),1/CycleBulkTask8,0)","v":0},0,{"$f":"IF(AND($D268=\"Lamp\",CycleBulkTask9<>0, OR($F268=AE$9,AE$9=\"All\")),1/CycleBulkTask9,0)","v":0},0,{"$f":"IF(AND($D268=\"Lamp\",CycleBulkTask10<>0, OR($F268=AG$9,AG$9=\"All\")),1/CycleBulkTask10,0)","v":0},0,{"$f":"IF(AND($D268=\"Lamp\",CycleBulkTask11<>0, OR($F268=AI$9,AI$9=\"All\")),1/CycleBulkTask11,0)","v":0},0,{"$f":"IF(AND($D268=\"Lamp\",CycleBulkTask12<>0, OR($F268=AK$9,AK$9=\"All\")),1/CycleBulkTask12,0)","v":0},0,{"$f":"IF(AND($D268=\"Lamp\",CycleBulkTask13<>0, OR($F268=AM$9,AM$9=\"All\")),1/CycleBulkTask13,0)","v":0},0,{"$f":"IF(AND($D268=\"Lamp\",CycleBulkTask14<>0, OR($F268=AO$9,AO$9=\"All\")),1/CycleBulkTask14,0)","v":0},{"$f":"O268*P268+Q268*R268+S268*T268+U268*V268+W268*X268+Y268*Z268+AA268*AB268+AC268*AD268+AE268*AF268+AG268*AH268+AI268*AJ268+AK268*AL268+AM268*AN268+AO268*AP268","v":0},null,0,{"$f":"MAX(P268,R268)","v":0},0,{"$f":"MAX(T268,V268)","v":0},0,{"$f":"X268","v":0},0,{"$f":"INDIRECT($E268)*$V268 +(1-INDIRECT($E268))*$T268","v":0},{"$f":"AS268*AT268+AU268*AV268+AW268*AX268+AY268*AZ268","v":0},null,{"$f":"IF($D268=$AS$9,(INDIRECT(\"PriceLabour\" & \"FY15\")*ProportionStandardHours + INDIRECT(\"PriceLabourOvertime\" & \"FY15\")*ProportionOvertimeHours)*(1+RateOnCostAnnual),0)","v":0},{"$f":"BO268","v":0},{"$f":"IF($D268=\"Lamp\",(NumberOfCrew+INDIRECT($E268)*TrafficController)*(TimeToReplaceLamp),0)","v":0},{"$f":"IF($D268=$AS$9,(INDIRECT(\"PriceLabour\" & \"FY15\")*ProportionStandardHours + INDIRECT(\"PriceLabourOvertime\" & \"FY15\")*ProportionOvertimeHours)*(1+RateOnCostAnnual),0)","v":0},{"$f":"BQ268","v":0},{"$f":"IF($D268=\"Lamp\",(NumberOfCrew+INDIRECT($E268)*TrafficController)*(TimeForPECellReplace),0)","v":0},{"$f":"IF($D268=$AS$9,(INDIRECT(\"PriceLabour\" & \"FY15\")*ProportionStandardHours + INDIRECT(\"PriceLabourOvertime\" & \"FY15\")*ProportionOvertimeHours)*(1+RateOnCostAnnual),0)","v":0},{"$f":"BS268","v":0},{"$f":"IF($D268=\"Lamp\",(NumberOfCrew+INDIRECT($E268)*TrafficController)*(TimeForOtherSpot),0)","v":0},{"$f":"BC268*BD268*BE268+BF268*BG268*BH268+BI268*BJ268*BK268","v":0},null,0,{"$f":"IF($D268=\"Lamp\",INDIRECT(BO$10 & $B268),0)","v":0},0,{"$f":"IF($D268=\"Lamp\",INDIRECT(\"FailurePECell\" & \"Annual\"),0)","v":0},0,{"$f":"IF($D268=\"Lamp\",INDIRECT(\"FailureMisc\" & \"Annual\"),0)","v":0},{"$f":"BN268*BO268+BP268*BQ268+BR268*BS268","v":0},null,0,{"$f":"BD268*BE268+BG268*BH268+BJ268*BK268","v":0},{"$f":"BV268*BW268","v":0},null,{"$f":"IF($D268=\"Connection\",VLOOKUP(C268,'Input - General'!$F$62:$N$79,5,FALSE),0)","v":0},null,{"$f":"RateOverhead","v":0.1801212933606588},{"$f":"BX268+BL268+BT268+BA268+AQ268+BZ268","v":0},{"$f":"CC268*CB268","v":0},null,{"$f":"CorporateOverheads","v":8.6527813038891108E-2},0,{"$f":"CG268*CF268","v":0}]
[null,{"$f":"'Input - Inventory'!B266","v":258},{"$f":"'Input - Inventory'!C266","v":"2x20W TF"},{"$f":"'Input - Inventory'!D266","v":"Luminaire"},{"$f":"'Input - Inventory'!E266","v":"NonTraffic"},{"$f":"'Input - Inventory'!F266","v":"Minor < 130w"},{"$f":"'Input - Inventory'!G266","v":0},null,{"$f":"CONCATENATE(D269,\" - \",C269)","v":"Luminaire - 2x20W TF"},null,{"$f":"AQ269+BA269+BL269+BT269+BX269+BZ269+CD269+CH269","v":0},{"$f":"INDIRECT(L$10&$B269&\"FY15\")","v":18824},0,null,{"$f":"IF(AND($D269=\"Lamp\", OR($F269=O$9, O$9=\"All\")),INDIRECT(\"PriceBulkTask1\" & \"FY15\"),0)","v":0},0,{"$f":"IF(AND($D269=\"Lamp\", OR($F269=Q$9, Q$9=\"All\")),INDIRECT(\"PriceBulkTask2\" & \"FY15\"),0)","v":0},0,{"$f":"IF(AND($D269=\"Lamp\", OR($F269=S$9, S$9=\"All\")),INDIRECT(\"PriceBulkTask3\" & \"FY15\"),0)","v":0},0,{"$f":"IF(AND($D269=\"Lamp\", OR($F269=U$9, U$9=\"All\")),INDIRECT(\"PriceBulkTask4\" & \"FY15\"),0)","v":0},0,{"$f":"IF(AND($D269=\"Lamp\", OR($F269=W$9, W$9=\"All\")),INDIRECT(\"PriceBulkTask5\" & \"FY15\"),0)","v":0},0,{"$f":"IF(AND($D269=\"Lamp\", OR($F269=Y$9, Y$9=\"All\")),INDIRECT(\"PriceBulkTask6\" & \"FY15\"),0)","v":0},0,{"$f":"IF(AND($D269=\"Lamp\", OR($F269=AA$9, AA$9=\"All\")),INDIRECT(\"PriceBulkTask7\" & \"FY15\"),0)","v":0},0,{"$f":"IF(AND($D269=\"Lamp\", OR($F269=AC$9, AC$9=\"All\")),INDIRECT(\"PriceBulkTask8\" & \"FY15\"),0)","v":0},0,{"$f":"IF(AND($D269=\"Lamp\", OR($F269=AE$9, AE$9=\"All\")),INDIRECT(\"PriceBulkTask9\" & \"FY15\"),0)","v":0},0,{"$f":"IF(AND($D269=\"Lamp\", OR($F269=AG$9, AG$9=\"All\")),INDIRECT(\"PriceBulkTask10\" & \"FY15\"),0)","v":0},0,{"$f":"IF(AND($D269=\"Lamp\", OR($F269=AI$9, AI$9=\"All\")),INDIRECT(\"PriceBulkTask11\" & \"FY15\"),0)","v":0},0,{"$f":"IF(AND($D269=\"Lamp\", OR($F269=AK$9, AK$9=\"All\")),INDIRECT(\"PriceBulkTask12\" & \"FY15\"),0)","v":0},0,{"$f":"IF(AND($D269=\"Lamp\", OR($F269=AM$9, AM$9=\"All\")),INDIRECT(\"PriceBulkTask13\" & \"FY15\"),0)","v":0},0,{"$f":"IF(AND($D269=\"Lamp\", OR($F269=AO$9, AO$9=\"All\")),INDIRECT(\"PriceBulkTask14\" & \"FY15\"),0)","v":0},0,0,null,{"$f":"IF($D269=\"Lamp\",$G269*INDIRECT(\"Price\" & $B269 & \"FY15\"),0)","v":0},0,{"$f":"IF($D269=\"Lamp\",INDIRECT(\"PriceVisor\" & \"FY15\"),0)","v":0},0,{"$f":"IF($D269=\"Lamp\",INDIRECT(\"PricePECell\" & \"FY15\"),0)","v":0},0,{"$f":"IF($D269=\"Lamp\",INDIRECT(\"PriceMisc\" & \"FY15\"),0)","v":0},0,0,null,0,0,0,0,0,0,0,0,0,0,null,{"$f":"IF($D269=\"Lamp\",INDIRECT(\"Price\" & $B269 & \"FY15\"),0)","v":0},0,{"$f":"IF($D269=\"Lamp\",INDIRECT(\"pRICEpecELL\" & \"FY15\"),0)","v":0},0,{"$f":"IF($D269=\"Lamp\",INDIRECT(\"PriceMisc\" & \"FY15\"),0)","v":0},0,0,null,{"$f":"IF(AND($D269=\"Lamp\"),INDIRECT(\"PriceEWP\"&\"FY15\"),0)","v":0},0,0,null,{"$f":"IF($D269=\"Connection\",VLOOKUP(C269,'Input - General'!$F$62:$N$79,5,FALSE),0)","v":0},null,0.1801212933606588,0,0,null,8.6527813038891108E-2,{"$f":"AQ269+BA269+BL269+BT269+BX269+BZ269+CD269","v":0},0]
[null,{"$f":"'Input - Inventory'!B267","v":259},{"$f":"'Input - Inventory'!C267","v":"2x20W TF - WAVERLEY"},{"$f":"'Input - Inventory'!D267","v":"Luminaire"},{"$f":"'Input - Inventory'!E267","v":"NonTraffic"},{"$f":"'Input - Inventory'!F267","v":"Minor < 130w"},{"$f":"'Input - Inventory'!G267","v":0},null,"Luminaire - 2x20W TF - WAVERLEY",null,0,0,0,null,0,0,0,0,0,0,0,0,0,0,0,0,0,0,0,0,0,0,0,0,0,0,0,0,0,0,0,0,0,null,0,0,0,0,0,0,0,0,0,null,0,0,0,0,0,0,0,0,0,0,null,0,0,0,0,0,0,0,null,0,0,0,null,{"$f":"IF($D270=\"Connection\",VLOOKUP(C270,'Input - General'!$F$62:$N$79,5,FALSE),0)","v":0},null,0.1801212933606588,0,0,null,8.6527813038891108E-2,0,0]
[null,{"$f":"'Input - Inventory'!B268","v":260},{"$f":"'Input - Inventory'!C268","v":"2x250W SON FLOODLIGHT"},{"$f":"'Input - Inventory'!D268","v":"Luminaire"},{"$f":"'Input - Inventory'!E268","v":"Traffic"},{"$f":"'Input - Inventory'!F268","v":"Major > 130w"},{"$f":"'Input - Inventory'!G268","v":0},null,"Luminaire - 2x250W SON FLOODLIGHT",null,0,2,0,null,0,0,0,0,0,0,0,0,0,0,0,0,0,0,0,0,0,0,0,0,0,0,0,0,0,0,0,0,0,null,0,0,0,0,0,0,0,0,0,null,0,0,0,0,0,0,0,0,0,0,null,0,0,0,0,0,0,0,null,0,0,0,null,{"$f":"IF($D271=\"Connection\",VLOOKUP(C271,'Input - General'!$F$62:$N$79,5,FALSE),0)","v":0},null,0.1801212933606588,0,0,null,8.6527813038891108E-2,0,0]
[null,{"$f":"'Input - Inventory'!B269","v":261},{"$f":"'Input - Inventory'!C269","v":"2x26W TF MACQUARIE DEC."},{"$f":"'Input - Inventory'!D269","v":"Luminaire"},{"$f":"'Input - Inventory'!E269","v":"NonTraffic"},{"$f":"'Input - Inventory'!F269","v":"Minor < 130w"},{"$f":"'Input - Inventory'!G269","v":0},null,"Luminaire - 2x26W TF MACQUARIE DEC.",null,0,0,0,null,0,0,0,0,0,0,0,0,0,0,0,0,0,0,0,0,0,0,0,0,0,0,0,0,0,0,0,0,0,null,0,0,0,0,0,0,0,0,0,null,0,0,0,0,0,0,0,0,0,0,null,0,0,0,0,0,0,0,null,0,0,0,null,{"$f":"IF($D272=\"Connection\",VLOOKUP(C272,'Input - General'!$F$62:$N$79,5,FALSE),0)","v":0},null,0.1801212933606588,0,0,null,8.6527813038891108E-2,0,0]
[null,{"$f":"'Input - Inventory'!B270","v":262},{"$f":"'Input - Inventory'!C270","v":"2x400W MBF - PARKWAY 2"},{"$f":"'Input - Inventory'!D270","v":"Luminaire"},{"$f":"'Input - Inventory'!E270","v":"Traffic"},{"$f":"'Input - Inventory'!F270","v":"Major > 130w"},{"$f":"'Input - Inventory'!G270","v":0},null,"Luminaire - 2x400W MBF - PARKWAY 2",null,0,0,0,null,0,0,0,0,0,0,0,0,0,0,0,0,0,0,0,0,0,0,0,0,0,0,0,0,0,0,0,0,0,null,0,0,0,0,0,0,0,0,0,null,0,0,0,0,0,0,0,0,0,0,null,0,0,0,0,0,0,0,null,0,0,0,null,{"$f":"IF($D273=\"Connection\",VLOOKUP(C273,'Input - General'!$F$62:$N$79,5,FALSE),0)","v":0},null,0.1801212933606588,0,0,null,8.6527813038891108E-2,0,0]
[null,{"$f":"'Input - Inventory'!B271","v":263},{"$f":"'Input - Inventory'!C271","v":"2x400W MBI FLOODLIGHT"},{"$f":"'Input - Inventory'!D271","v":"Luminaire"},{"$f":"'Input - Inventory'!E271","v":"Traffic"},{"$f":"'Input - Inventory'!F271","v":"Major > 130w"},{"$f":"'Input - Inventory'!G271","v":0},null,"Luminaire - 2x400W MBI FLOODLIGHT",null,0,0,0,null,0,0,0,0,0,0,0,0,0,0,0,0,0,0,0,0,0,0,0,0,0,0,0,0,0,0,0,0,0,null,0,0,0,0,0,0,0,0,0,null,0,0,0,0,0,0,0,0,0,0,null,0,0,0,0,0,0,0,null,0,0,0,null,{"$f":"IF($D274=\"Connection\",VLOOKUP(C274,'Input - General'!$F$62:$N$79,5,FALSE),0)","v":0},null,0.1801212933606588,0,0,null,8.6527813038891108E-2,0,0]
[null,{"$f":"'Input - Inventory'!B272","v":264},{"$f":"'Input - Inventory'!C272","v":"2x400W SON FLOODLIGHT"},{"$f":"'Input - Inventory'!D272","v":"Luminaire"},{"$f":"'Input - Inventory'!E272","v":"Traffic"},{"$f":"'Input - Inventory'!F272","v":"Major > 130w"},{"$f":"'Input - Inventory'!G272","v":0},null,"Luminaire - 2x400W SON FLOODLIGHT",null,0,1,0,null,0,0,0,0,0,0,0,0,0,0,0,0,0,0,0,0,0,0,0,0,0,0,0,0,0,0,0,0,0,null,0,0,0,0,0,0,0,0,0,null,0,0,0,0,0,0,0,0,0,0,null,0,0,0,0,0,0,0,null,0,0,0,null,{"$f":"IF($D275=\"Connection\",VLOOKUP(C275,'Input - General'!$F$62:$N$79,5,FALSE),0)","v":0},null,0.1801212933606588,0,0,null,8.6527813038891108E-2,0,0]
[null,{"$f":"'Input - Inventory'!B273","v":265},{"$f":"'Input - Inventory'!C273","v":"2x40W TF"},{"$f":"'Input - Inventory'!D273","v":"Luminaire"},{"$f":"'Input - Inventory'!E273","v":"NonTraffic"},{"$f":"'Input - Inventory'!F273","v":"Minor < 130w"},{"$f":"'Input - Inventory'!G273","v":0},null,"Luminaire - 2x40W TF",null,0,14,0,null,0,0,0,0,0,0,0,0,0,0,0,0,0,0,0,0,0,0,0,0,0,0,0,0,0,0,0,0,0,null,0,0,0,0,0,0,0,0,0,null,0,0,0,0,0,0,0,0,0,0,null,0,0,0,0,0,0,0,null,0,0,0,null,{"$f":"IF($D276=\"Connection\",VLOOKUP(C276,'Input - General'!$F$62:$N$79,5,FALSE),0)","v":0},null,0.1801212933606588,0,0,null,8.6527813038891108E-2,0,0]
[null,{"$f":"'Input - Inventory'!B274","v":266},{"$f":"'Input - Inventory'!C274","v":"2x70W SON - BOURKE HILL"},{"$f":"'Input - Inventory'!D274","v":"Luminaire"},{"$f":"'Input - Inventory'!E274","v":"NonTraffic"},{"$f":"'Input - Inventory'!F274","v":"Minor < 130w"},{"$f":"'Input - Inventory'!G274","v":0},null,"Luminaire - 2x70W SON - BOURKE HILL",null,0,0,0,null,0,0,0,0,0,0,0,0,0,0,0,0,0,0,0,0,0,0,0,0,0,0,0,0,0,0,0,0,0,null,0,0,0,0,0,0,0,0,0,null,0,0,0,0,0,0,0,0,0,0,null,0,0,0,0,0,0,0,null,0,0,0,null,{"$f":"IF($D277=\"Connection\",VLOOKUP(C277,'Input - General'!$F$62:$N$79,5,FALSE),0)","v":0},null,0.1801212933606588,0,0,null,8.6527813038891108E-2,0,0]
[null,{"$f":"'Input - Inventory'!B275","v":267},{"$f":"'Input - Inventory'!C275","v":"2x80W MBF - BOURKE HILL"},{"$f":"'Input - Inventory'!D275","v":"Luminaire"},{"$f":"'Input - Inventory'!E275","v":"NonTraffic"},{"$f":"'Input - Inventory'!F275","v":"Minor < 130w"},{"$f":"'Input - Inventory'!G275","v":0},null,"Luminaire - 2x80W MBF - BOURKE HILL",null,0,53,0,null,0,0,0,0,0,0,0,0,0,0,0,0,0,0,0,0,0,0,0,0,0,0,0,0,0,0,0,0,0,null,0,0,0,0,0,0,0,0,0,null,0,0,0,0,0,0,0,0,0,0,null,0,0,0,0,0,0,0,null,0,0,0,null,{"$f":"IF($D278=\"Connection\",VLOOKUP(C278,'Input - General'!$F$62:$N$79,5,FALSE),0)","v":0},null,0.1801212933606588,0,0,null,8.6527813038891108E-2,0,0]
[null,{"$f":"'Input - Inventory'!B276","v":268},{"$f":"'Input - Inventory'!C276","v":"3x400W MBF - PARKWAY 3"},{"$f":"'Input - Inventory'!D276","v":"Luminaire"},{"$f":"'Input - Inventory'!E276","v":"Traffic"},{"$f":"'Input - Inventory'!F276","v":"Major > 130w"},{"$f":"'Input - Inventory'!G276","v":0},null,"Luminaire - 3x400W MBF - PARKWAY 3",null,0,0,0,null,0,0,0,0,0,0,0,0,0,0,0,0,0,0,0,0,0,0,0,0,0,0,0,0,0,0,0,0,0,null,0,0,0,0,0,0,0,0,0,null,0,0,0,0,0,0,0,0,0,0,null,0,0,0,0,0,0,0,null,0,0,0,null,{"$f":"IF($D279=\"Connection\",VLOOKUP(C279,'Input - General'!$F$62:$N$79,5,FALSE),0)","v":0},null,0.1801212933606588,0,0,null,8.6527813038891108E-2,0,0]
[null,{"$f":"'Input - Inventory'!B277","v":269},{"$f":"'Input - Inventory'!C277","v":"400W MBF"},{"$f":"'Input - Inventory'!D277","v":"Luminaire"},{"$f":"'Input - Inventory'!E277","v":"Traffic"},{"$f":"'Input - Inventory'!F277","v":"Major > 130w"},{"$f":"'Input - Inventory'!G277","v":0},null,"Luminaire - 400W MBF",null,0,6514.5,0,null,0,0,0,0,0,0,0,0,0,0,0,0,0,0,0,0,0,0,0,0,0,0,0,0,0,0,0,0,0,null,0,0,0,0,0,0,0,0,0,null,0,0,0,0,0,0,0,0,0,0,null,0,0,0,0,0,0,0,null,0,0,0,null,{"$f":"IF($D280=\"Connection\",VLOOKUP(C280,'Input - General'!$F$62:$N$79,5,FALSE),0)","v":0},null,0.1801212933606588,0,0,null,8.6527813038891108E-2,0,0]
[null,{"$f":"'Input - Inventory'!B278","v":270},{"$f":"'Input - Inventory'!C278","v":"400W MBF - PARKWAY 1"},{"$f":"'Input - Inventory'!D278","v":"Luminaire"},{"$f":"'Input - Inventory'!E278","v":"Traffic"},{"$f":"'Input - Inventory'!F278","v":"Major > 130w"},{"$f":"'Input - Inventory'!G278","v":0},null,"Luminaire - 400W MBF - PARKWAY 1",null,0,252,0,null,0,0,0,0,0,0,0,0,0,0,0,0,0,0,0,0,0,0,0,0,0,0,0,0,0,0,0,0,0,null,0,0,0,0,0,0,0,0,0,null,0,0,0,0,0,0,0,0,0,0,null,0,0,0,0,0,0,0,null,0,0,0,null,{"$f":"IF($D281=\"Connection\",VLOOKUP(C281,'Input - General'!$F$62:$N$79,5,FALSE),0)","v":0},null,0.1801212933606588,0,0,null,8.6527813038891108E-2,0,0]
[null,{"$f":"'Input - Inventory'!B279","v":271},{"$f":"'Input - Inventory'!C279","v":"400W MBF FLOODLIGHT"},{"$f":"'Input - Inventory'!D279","v":"Luminaire"},{"$f":"'Input - Inventory'!E279","v":"Traffic"},{"$f":"'Input - Inventory'!F279","v":"Major > 130w"},{"$f":"'Input - Inventory'!G279","v":0},null,"Luminaire - 400W MBF FLOODLIGHT",null,0,96,0,null,0,0,0,0,0,0,0,0,0,0,0,0,0,0,0,0,0,0,0,0,0,0,0,0,0,0,0,0,0,null,0,0,0,0,0,0,0,0,0,null,0,0,0,0,0,0,0,0,0,0,null,0,0,0,0,0,0,0,null,0,0,0,null,{"$f":"IF($D282=\"Connection\",VLOOKUP(C282,'Input - General'!$F$62:$N$79,5,FALSE),0)","v":0},null,0.1801212933606588,0,0,null,8.6527813038891108E-2,0,0]
[null,{"$f":"'Input - Inventory'!B280","v":272},{"$f":"'Input - Inventory'!C280","v":"400W MBI - SMARTPOLE"},{"$f":"'Input - Inventory'!D280","v":"Luminaire"},{"$f":"'Input - Inventory'!E280","v":"Traffic"},{"$f":"'Input - Inventory'!F280","v":"Major > 130w"},{"$f":"'Input - Inventory'!G280","v":0},null,"Luminaire - 400W MBI - SMARTPOLE",null,0,0,0,null,0,0,0,0,0,0,0,0,0,0,0,0,0,0,0,0,0,0,0,0,0,0,0,0,0,0,0,0,0,null,0,0,0,0,0,0,0,0,0,null,0,0,0,0,0,0,0,0,0,0,null,0,0,0,0,0,0,0,null,0,0,0,null,{"$f":"IF($D283=\"Connection\",VLOOKUP(C283,'Input - General'!$F$62:$N$79,5,FALSE),0)","v":0},null,0.1801212933606588,0,0,null,8.6527813038891108E-2,0,0]
[null,{"$f":"'Input - Inventory'!B281","v":273},{"$f":"'Input - Inventory'!C281","v":"400W MBI FLOODLIGHT"},{"$f":"'Input - Inventory'!D281","v":"Luminaire"},{"$f":"'Input - Inventory'!E281","v":"Traffic"},{"$f":"'Input - Inventory'!F281","v":"Major > 130w"},{"$f":"'Input - Inventory'!G281","v":0},null,"Luminaire - 400W MBI FLOODLIGHT",null,0,117,0,null,0,0,0,0,0,0,0,0,0,0,0,0,0,0,0,0,0,0,0,0,0,0,0,0,0,0,0,0,0,null,0,0,0,0,0,0,0,0,0,null,0,0,0,0,0,0,0,0,0,0,null,0,0,0,0,0,0,0,null,0,0,0,null,{"$f":"IF($D284=\"Connection\",VLOOKUP(C284,'Input - General'!$F$62:$N$79,5,FALSE),0)","v":0},null,0.1801212933606588,0,0,null,8.6527813038891108E-2,0,0]
[null,{"$f":"'Input - Inventory'!B282","v":274},{"$f":"'Input - Inventory'!C282","v":"400W SON"},{"$f":"'Input - Inventory'!D282","v":"Luminaire"},{"$f":"'Input - Inventory'!E282","v":"Traffic"},{"$f":"'Input - Inventory'!F282","v":"Major > 130w"},{"$f":"'Input - Inventory'!G282","v":0},null,"Luminaire - 400W SON",null,0,1082,0,null,0,0,0,0,0,0,0,0,0,0,0,0,0,0,0,0,0,0,0,0,0,0,0,0,0,0,0,0,0,null,0,0,0,0,0,0,0,0,0,null,0,0,0,0,0,0,0,0,0,0,null,0,0,0,0,0,0,0,null,0,0,0,null,{"$f":"IF($D285=\"Connection\",VLOOKUP(C285,'Input - General'!$F$62:$N$79,5,FALSE),0)","v":0},null,0.1801212933606588,0,0,null,8.6527813038891108E-2,0,0]
[null,{"$f":"'Input - Inventory'!B283","v":275},{"$f":"'Input - Inventory'!C283","v":"400W SON - PARKWAY 1"},{"$f":"'Input - Inventory'!D283","v":"Luminaire"},{"$f":"'Input - Inventory'!E283","v":"Traffic"},{"$f":"'Input - Inventory'!F283","v":"Major > 130w"},{"$f":"'Input - Inventory'!G283","v":0},null,"Luminaire - 400W SON - PARKWAY 1",null,0,19,0,null,0,0,0,0,0,0,0,0,0,0,0,0,0,0,0,0,0,0,0,0,0,0,0,0,0,0,0,0,0,null,0,0,0,0,0,0,0,0,0,null,0,0,0,0,0,0,0,0,0,0,null,0,0,0,0,0,0,0,null,0,0,0,null,{"$f":"IF($D286=\"Connection\",VLOOKUP(C286,'Input - General'!$F$62:$N$79,5,FALSE),0)","v":0},null,0.1801212933606588,0,0,null,8.6527813038891108E-2,0,0]
[null,{"$f":"'Input - Inventory'!B284","v":276},{"$f":"'Input - Inventory'!C284","v":"400W SON - Parkway 1(P09)"},{"$f":"'Input - Inventory'!D284","v":"Luminaire"},{"$f":"'Input - Inventory'!E284","v":"Traffic"},{"$f":"'Input - Inventory'!F284","v":"Major > 130w"},{"$f":"'Input - Inventory'!G284","v":0},null,"Luminaire - 400W SON - Parkway 1(P09)",null,0,3,0,null,0,0,0,0,0,0,0,0,0,0,0,0,0,0,0,0,0,0,0,0,0,0,0,0,0,0,0,0,0,null,0,0,0,0,0,0,0,0,0,null,0,0,0,0,0,0,0,0,0,0,null,0,0,0,0,0,0,0,null,0,0,0,null,{"$f":"IF($D287=\"Connection\",VLOOKUP(C287,'Input - General'!$F$62:$N$79,5,FALSE),0)","v":0},null,0.1801212933606588,0,0,null,8.6527813038891108E-2,0,0]
[null,{"$f":"'Input - Inventory'!B285","v":277},{"$f":"'Input - Inventory'!C285","v":"400W SON (P09)"},{"$f":"'Input - Inventory'!D285","v":"Luminaire"},{"$f":"'Input - Inventory'!E285","v":"Traffic"},{"$f":"'Input - Inventory'!F285","v":"Major > 130w"},{"$f":"'Input - Inventory'!G285","v":0},null,"Luminaire - 400W SON (P09)",null,0,643.5,0,null,0,0,0,0,0,0,0,0,0,0,0,0,0,0,0,0,0,0,0,0,0,0,0,0,0,0,0,0,0,null,0,0,0,0,0,0,0,0,0,null,0,0,0,0,0,0,0,0,0,0,null,0,0,0,0,0,0,0,null,0,0,0,null,{"$f":"IF($D288=\"Connection\",VLOOKUP(C288,'Input - General'!$F$62:$N$79,5,FALSE),0)","v":0},null,0.1801212933606588,0,0,null,8.6527813038891108E-2,0,0]
[null,{"$f":"'Input - Inventory'!B286","v":278},{"$f":"'Input - Inventory'!C286","v":"400W SON Active Reactor"},{"$f":"'Input - Inventory'!D286","v":"Luminaire"},{"$f":"'Input - Inventory'!E286","v":"Traffic"},{"$f":"'Input - Inventory'!F286","v":"Major > 130w"},{"$f":"'Input - Inventory'!G286","v":0},null,"Luminaire - 400W SON Active Reactor",null,0,108,0,null,0,0,0,0,0,0,0,0,0,0,0,0,0,0,0,0,0,0,0,0,0,0,0,0,0,0,0,0,0,null,0,0,0,0,0,0,0,0,0,null,0,0,0,0,0,0,0,0,0,0,null,0,0,0,0,0,0,0,null,0,0,0,null,{"$f":"IF($D289=\"Connection\",VLOOKUP(C289,'Input - General'!$F$62:$N$79,5,FALSE),0)","v":0},null,0.1801212933606588,0,0,null,8.6527813038891108E-2,0,0]
[null,{"$f":"'Input - Inventory'!B287","v":279},{"$f":"'Input - Inventory'!C287","v":"400W SON FLOODLIGHT"},{"$f":"'Input - Inventory'!D287","v":"Luminaire"},{"$f":"'Input - Inventory'!E287","v":"Traffic"},{"$f":"'Input - Inventory'!F287","v":"Major > 130w"},{"$f":"'Input - Inventory'!G287","v":0},null,"Luminaire - 400W SON FLOODLIGHT",null,0,283,0,null,0,0,0,0,0,0,0,0,0,0,0,0,0,0,0,0,0,0,0,0,0,0,0,0,0,0,0,0,0,null,0,0,0,0,0,0,0,0,0,null,0,0,0,0,0,0,0,0,0,0,null,0,0,0,0,0,0,0,null,0,0,0,null,{"$f":"IF($D290=\"Connection\",VLOOKUP(C290,'Input - General'!$F$62:$N$79,5,FALSE),0)","v":0},null,0.1801212933606588,0,0,null,8.6527813038891108E-2,0,0]
[null,{"$f":"'Input - Inventory'!B288","v":280},{"$f":"'Input - Inventory'!C288","v":"400W SON Floodlight (P09)"},{"$f":"'Input - Inventory'!D288","v":"Luminaire"},{"$f":"'Input - Inventory'!E288","v":"Traffic"},{"$f":"'Input - Inventory'!F288","v":"Major > 130w"},{"$f":"'Input - Inventory'!G288","v":0},null,"Luminaire - 400W SON Floodlight (P09)",null,0,186,0,null,0,0,0,0,0,0,0,0,0,0,0,0,0,0,0,0,0,0,0,0,0,0,0,0,0,0,0,0,0,null,0,0,0,0,0,0,0,0,0,null,0,0,0,0,0,0,0,0,0,0,null,0,0,0,0,0,0,0,null,0,0,0,null,{"$f":"IF($D291=\"Connection\",VLOOKUP(C291,'Input - General'!$F$62:$N$79,5,FALSE),0)","v":0},null,0.1801212933606588,0,0,null,8.6527813038891108E-2,0,0]
[null,{"$f":"'Input - Inventory'!B289","v":281},{"$f":"'Input - Inventory'!C289","v":"40W SOX"},{"$f":"'Input - Inventory'!D289","v":"Luminaire"},{"$f":"'Input - Inventory'!E289","v":"NonTraffic"},{"$f":"'Input - Inventory'!F289","v":"Minor < 130w"},{"$f":"'Input - Inventory'!G289","v":0},null,"Luminaire - 40W SOX",null,0,0,0,null,0,0,0,0,0,0,0,0,0,0,0,0,0,0,0,0,0,0,0,0,0,0,0,0,0,0,0,0,0,null,0,0,0,0,0,0,0,0,0,null,0,0,0,0,0,0,0,0,0,0,null,0,0,0,0,0,0,0,null,0,0,0,null,{"$f":"IF($D292=\"Connection\",VLOOKUP(C292,'Input - General'!$F$62:$N$79,5,FALSE),0)","v":0},null,0.1801212933606588,0,0,null,8.6527813038891108E-2,0,0]
[null,{"$f":"'Input - Inventory'!B290","v":282},{"$f":"'Input - Inventory'!C290","v":"42W MBF - Sylvania Suburban Ec (P09)"},{"$f":"'Input - Inventory'!D290","v":"Luminaire"},{"$f":"'Input - Inventory'!E290","v":"NonTraffic"},{"$f":"'Input - Inventory'!F290","v":"Minor < 130w"},{"$f":"'Input - Inventory'!G290","v":0},null,"Luminaire - 42W MBF - Sylvania Suburban Ec (P09)",null,0,44381.5,0,null,0,0,0,0,0,0,0,0,0,0,0,0,0,0,0,0,0,0,0,0,0,0,0,0,0,0,0,0,0,null,0,0,0,0,0,0,0,0,0,null,0,0,0,0,0,0,0,0,0,0,null,0,0,0,0,0,0,0,null,0,0,0,null,{"$f":"IF($D293=\"Connection\",VLOOKUP(C293,'Input - General'!$F$62:$N$79,5,FALSE),0)","v":0},null,0.1801212933606588,0,0,null,8.6527813038891108E-2,0,0]
[null,{"$f":"'Input - Inventory'!B291","v":283},{"$f":"'Input - Inventory'!C291","v":"42W MBF SYLVANIA SUB ECO"},{"$f":"'Input - Inventory'!D291","v":"Luminaire"},{"$f":"'Input - Inventory'!E291","v":"NonTraffic"},{"$f":"'Input - Inventory'!F291","v":"Minor < 130w"},{"$f":"'Input - Inventory'!G291","v":0},null,"Luminaire - 42W MBF SYLVANIA SUB ECO",null,0,0,0,null,0,0,0,0,0,0,0,0,0,0,0,0,0,0,0,0,0,0,0,0,0,0,0,0,0,0,0,0,0,null,0,0,0,0,0,0,0,0,0,null,0,0,0,0,0,0,0,0,0,0,null,0,0,0,0,0,0,0,null,0,0,0,null,{"$f":"IF($D294=\"Connection\",VLOOKUP(C294,'Input - General'!$F$62:$N$79,5,FALSE),0)","v":0},null,0.1801212933606588,0,0,null,8.6527813038891108E-2,0,0]
[null,{"$f":"'Input - Inventory'!B292","v":284},{"$f":"'Input - Inventory'!C292","v":"4x1000W MBF"},{"$f":"'Input - Inventory'!D292","v":"Luminaire"},{"$f":"'Input - Inventory'!E292","v":"Traffic"},{"$f":"'Input - Inventory'!F292","v":"Major > 130w"},{"$f":"'Input - Inventory'!G292","v":0},null,{"$f":"CONCATENATE(D295,\" - \",C295)","v":"Luminaire - 4x1000W MBF"},null,0,0,{"$f":"L295*K295","v":0},null,0,{"$f":"IF(AND($D295=\"Lamp\",CycleBulkTask1<>0, OR($F295=O$9,O$9=\"All\")),1/CycleBulkTask1,0)","v":0},0,{"$f":"IF(AND($D295=\"Lamp\",CycleBulkTask2<>0, OR($F295=Q$9,Q$9=\"All\")),1/CycleBulkTask2,0)","v":0},0,{"$f":"IF(AND($D295=\"Lamp\",CycleBulkTask3<>0, OR($F295=S$9,S$9=\"All\")),1/CycleBulkTask3,0)","v":0},0,{"$f":"IF(AND($D295=\"Lamp\",CycleBulkTask4<>0, OR($F295=U$9,U$9=\"All\")),1/CycleBulkTask4,0)","v":0},0,{"$f":"IF(AND($D295=\"Lamp\",CycleBulkTask5<>0, OR($F295=W$9,W$9=\"All\")),1/CycleBulkTask5,0)","v":0},0,{"$f":"IF(AND($D295=\"Lamp\",CycleBulkTask6<>0, OR($F295=Y$9,Y$9=\"All\")),1/CycleBulkTask6,0)","v":0},0,{"$f":"IF(AND($D295=\"Lamp\",CycleBulkTask7<>0, OR($F295=AA$9,AA$9=\"All\")),1/CycleBulkTask7,0)","v":0},0,{"$f":"IF(AND($D295=\"Lamp\",CycleBulkTask8<>0, OR($F295=AC$9,AC$9=\"All\")),1/CycleBulkTask8,0)","v":0},0,{"$f":"IF(AND($D295=\"Lamp\",CycleBulkTask9<>0, OR($F295=AE$9,AE$9=\"All\")),1/CycleBulkTask9,0)","v":0},0,{"$f":"IF(AND($D295=\"Lamp\",CycleBulkTask10<>0, OR($F295=AG$9,AG$9=\"All\")),1/CycleBulkTask10,0)","v":0},0,{"$f":"IF(AND($D295=\"Lamp\",CycleBulkTask11<>0, OR($F295=AI$9,AI$9=\"All\")),1/CycleBulkTask11,0)","v":0},0,{"$f":"IF(AND($D295=\"Lamp\",CycleBulkTask12<>0, OR($F295=AK$9,AK$9=\"All\")),1/CycleBulkTask12,0)","v":0},0,{"$f":"IF(AND($D295=\"Lamp\",CycleBulkTask13<>0, OR($F295=AM$9,AM$9=\"All\")),1/CycleBulkTask13,0)","v":0},0,{"$f":"IF(AND($D295=\"Lamp\",CycleBulkTask14<>0, OR($F295=AO$9,AO$9=\"All\")),1/CycleBulkTask14,0)","v":0},{"$f":"O295*P295+Q295*R295+S295*T295+U295*V295+W295*X295+Y295*Z295+AA295*AB295+AC295*AD295+AE295*AF295+AG295*AH295+AI295*AJ295+AK295*AL295+AM295*AN295+AO295*AP295","v":0},null,0,{"$f":"MAX(P295,R295)","v":0},0,{"$f":"MAX(T295,V295)","v":0},0,{"$f":"X295","v":0},0,0,{"$f":"AS295*AT295+AU295*AV295+AW295*AX295+AY295*AZ295","v":0},null,0,{"$f":"BO295","v":0},0,0,{"$f":"BQ295","v":0},0,0,{"$f":"BS295","v":0},0,{"$f":"BC295*BD295*BE295+BF295*BG295*BH295+BI295*BJ295*BK295","v":0},null,0,0,0,0,0,0,{"$f":"BN295*BO295+BP295*BQ295+BR295*BS295","v":0},null,0,{"$f":"BD295*BE295+BG295*BH295+BJ295*BK295","v":0},{"$f":"BV295*BW295","v":0},null,{"$f":"IF($D295=\"Connection\",VLOOKUP(C295,'Input - General'!$F$62:$N$79,5,FALSE),0)","v":0},null,0.1801212933606588,{"$f":"BX295+BL295+BT295+BA295+AQ295+BZ295","v":0},{"$f":"CC295*CB295","v":0},null,8.6527813038891108E-2,0,0]
[null,{"$f":"'Input - Inventory'!B293","v":285},{"$f":"'Input - Inventory'!C293","v":"4x20W TF"},{"$f":"'Input - Inventory'!D293","v":"Luminaire"},{"$f":"'Input - Inventory'!E293","v":"NonTraffic"},{"$f":"'Input - Inventory'!F293","v":"Minor < 130w"},{"$f":"'Input - Inventory'!G293","v":0},null,"Luminaire - 4x20W TF",null,0,6,0,null,0,0,0,0,0,0,0,0,0,0,0,0,0,0,0,0,0,0,0,0,0,0,0,0,0,0,0,0,0,null,0,0,0,0,0,0,0,0,0,null,0,0,0,0,0,0,0,0,0,0,null,0,0,0,0,0,0,0,null,0,0,0,null,{"$f":"IF($D296=\"Connection\",VLOOKUP(C296,'Input - General'!$F$62:$N$79,5,FALSE),0)","v":0},null,0.1801212933606588,0,0,null,8.6527813038891108E-2,0,0]
[null,{"$f":"'Input - Inventory'!B294","v":286},{"$f":"'Input - Inventory'!C294","v":"4x20W TF - WAVERLEY"},{"$f":"'Input - Inventory'!D294","v":"Luminaire"},{"$f":"'Input - Inventory'!E294","v":"NonTraffic"},{"$f":"'Input - Inventory'!F294","v":"Minor < 130w"},{"$f":"'Input - Inventory'!G294","v":0},null,"Luminaire - 4x20W TF - WAVERLEY",null,0,47,0,null,0,0,0,0,0,0,0,0,0,0,0,0,0,0,0,0,0,0,0,0,0,0,0,0,0,0,0,0,0,null,0,0,0,0,0,0,0,0,0,null,0,0,0,0,0,0,0,0,0,0,null,0,0,0,0,0,0,0,null,0,0,0,null,{"$f":"IF($D297=\"Connection\",VLOOKUP(C297,'Input - General'!$F$62:$N$79,5,FALSE),0)","v":0},null,0.1801212933606588,0,0,null,8.6527813038891108E-2,0,0]
[null,{"$f":"'Input - Inventory'!B295","v":287},{"$f":"'Input - Inventory'!C295","v":"4x250W SON"},{"$f":"'Input - Inventory'!D295","v":"Luminaire"},{"$f":"'Input - Inventory'!E295","v":"Traffic"},{"$f":"'Input - Inventory'!F295","v":"Major > 130w"},{"$f":"'Input - Inventory'!G295","v":0},null,"Luminaire - 4x250W SON",null,0,7,0,null,0,0,0,0,0,0,0,0,0,0,0,0,0,0,0,0,0,0,0,0,0,0,0,0,0,0,0,0,0,null,0,0,0,0,0,0,0,0,0,null,0,0,0,0,0,0,0,0,0,0,null,0,0,0,0,0,0,0,null,0,0,0,null,{"$f":"IF($D298=\"Connection\",VLOOKUP(C298,'Input - General'!$F$62:$N$79,5,FALSE),0)","v":0},null,0.1801212933606588,0,0,null,8.6527813038891108E-2,0,0]
[null,{"$f":"'Input - Inventory'!B296","v":288},{"$f":"'Input - Inventory'!C296","v":"4x40W TF"},{"$f":"'Input - Inventory'!D296","v":"Luminaire"},{"$f":"'Input - Inventory'!E296","v":"NonTraffic"},{"$f":"'Input - Inventory'!F296","v":"Minor < 130w"},{"$f":"'Input - Inventory'!G296","v":0},null,"Luminaire - 4x40W TF",null,0,0,0,null,0,0,0,0,0,0,0,0,0,0,0,0,0,0,0,0,0,0,0,0,0,0,0,0,0,0,0,0,0,null,0,0,0,0,0,0,0,0,0,null,0,0,0,0,0,0,0,0,0,0,null,0,0,0,0,0,0,0,null,0,0,0,null,{"$f":"IF($D299=\"Connection\",VLOOKUP(C299,'Input - General'!$F$62:$N$79,5,FALSE),0)","v":0},null,0.1801212933606588,0,0,null,8.6527813038891108E-2,0,0]
[null,{"$f":"'Input - Inventory'!B297","v":289},{"$f":"'Input - Inventory'!C297","v":"4x40W TF - WAVERLEY"},{"$f":"'Input - Inventory'!D297","v":"Luminaire"},{"$f":"'Input - Inventory'!E297","v":"NonTraffic"},{"$f":"'Input - Inventory'!F297","v":"Minor < 130w"},{"$f":"'Input - Inventory'!G297","v":0},null,"Luminaire - 4x40W TF - WAVERLEY",null,0,43,0,null,0,0,0,0,0,0,0,0,0,0,0,0,0,0,0,0,0,0,0,0,0,0,0,0,0,0,0,0,0,null,0,0,0,0,0,0,0,0,0,null,0,0,0,0,0,0,0,0,0,0,null,0,0,0,0,0,0,0,null,0,0,0,null,{"$f":"IF($D300=\"Connection\",VLOOKUP(C300,'Input - General'!$F$62:$N$79,5,FALSE),0)","v":0},null,0.1801212933606588,0,0,null,8.6527813038891108E-2,0,0]
[null,{"$f":"'Input - Inventory'!B298","v":290},{"$f":"'Input - Inventory'!C298","v":"4x600W SON"},{"$f":"'Input - Inventory'!D298","v":"Luminaire"},{"$f":"'Input - Inventory'!E298","v":"Traffic"},{"$f":"'Input - Inventory'!F298","v":"Major > 130w"},{"$f":"'Input - Inventory'!G298","v":0},null,"Luminaire - 4x600W SON",null,0,2,0,null,0,0,0,0,0,0,0,0,0,0,0,0,0,0,0,0,0,0,0,0,0,0,0,0,0,0,0,0,0,null,0,0,0,0,0,0,0,0,0,null,0,0,0,0,0,0,0,0,0,0,null,0,0,0,0,0,0,0,null,0,0,0,null,{"$f":"IF($D301=\"Connection\",VLOOKUP(C301,'Input - General'!$F$62:$N$79,5,FALSE),0)","v":0},null,0.1801212933606588,0,0,null,8.6527813038891108E-2,0,0]
[null,{"$f":"'Input - Inventory'!B299","v":291},{"$f":"'Input - Inventory'!C299","v":"500W MBI FLOODLIGHT"},{"$f":"'Input - Inventory'!D299","v":"Luminaire"},{"$f":"'Input - Inventory'!E299","v":"Traffic"},{"$f":"'Input - Inventory'!F299","v":"Major > 130w"},{"$f":"'Input - Inventory'!G299","v":0},null,"Luminaire - 500W MBI FLOODLIGHT",null,0,2,0,null,0,0,0,0,0,0,0,0,0,0,0,0,0,0,0,0,0,0,0,0,0,0,0,0,0,0,0,0,0,null,0,0,0,0,0,0,0,0,0,null,0,0,0,0,0,0,0,0,0,0,null,0,0,0,0,0,0,0,null,0,0,0,null,{"$f":"IF($D302=\"Connection\",VLOOKUP(C302,'Input - General'!$F$62:$N$79,5,FALSE),0)","v":0},null,0.1801212933606588,0,0,null,8.6527813038891108E-2,0,0]
[null,{"$f":"'Input - Inventory'!B300","v":292},{"$f":"'Input - Inventory'!C300","v":"50W MBF"},{"$f":"'Input - Inventory'!D300","v":"Luminaire"},{"$f":"'Input - Inventory'!E300","v":"NonTraffic"},{"$f":"'Input - Inventory'!F300","v":"Minor < 130w"},{"$f":"'Input - Inventory'!G300","v":0},null,"Luminaire - 50W MBF",null,0,11811,0,null,0,0,0,0,0,0,0,0,0,0,0,0,0,0,0,0,0,0,0,0,0,0,0,0,0,0,0,0,0,null,0,0,0,0,0,0,0,0,0,null,0,0,0,0,0,0,0,0,0,0,null,0,0,0,0,0,0,0,null,0,0,0,null,{"$f":"IF($D303=\"Connection\",VLOOKUP(C303,'Input - General'!$F$62:$N$79,5,FALSE),0)","v":0},null,0.1801212933606588,0,0,null,8.6527813038891108E-2,0,0]
[null,{"$f":"'Input - Inventory'!B301","v":293},{"$f":"'Input - Inventory'!C301","v":"50W MBF - BOURKE HILL"},{"$f":"'Input - Inventory'!D301","v":"Luminaire"},{"$f":"'Input - Inventory'!E301","v":"NonTraffic"},{"$f":"'Input - Inventory'!F301","v":"Minor < 130w"},{"$f":"'Input - Inventory'!G301","v":0},null,"Luminaire - 50W MBF - BOURKE HILL",null,0,16,0,null,0,0,0,0,0,0,0,0,0,0,0,0,0,0,0,0,0,0,0,0,0,0,0,0,0,0,0,0,0,null,0,0,0,0,0,0,0,0,0,null,0,0,0,0,0,0,0,0,0,0,null,0,0,0,0,0,0,0,null,0,0,0,null,{"$f":"IF($D304=\"Connection\",VLOOKUP(C304,'Input - General'!$F$62:$N$79,5,FALSE),0)","v":0},null,0.1801212933606588,0,0,null,8.6527813038891108E-2,0,0]
[null,{"$f":"'Input - Inventory'!B302","v":294},{"$f":"'Input - Inventory'!C302","v":"50W MBF - NOSTALGIA"},{"$f":"'Input - Inventory'!D302","v":"Luminaire"},{"$f":"'Input - Inventory'!E302","v":"NonTraffic"},{"$f":"'Input - Inventory'!F302","v":"Minor < 130w"},{"$f":"'Input - Inventory'!G302","v":0},null,"Luminaire - 50W MBF - NOSTALGIA",null,0,139,0,null,0,0,0,0,0,0,0,0,0,0,0,0,0,0,0,0,0,0,0,0,0,0,0,0,0,0,0,0,0,null,0,0,0,0,0,0,0,0,0,null,0,0,0,0,0,0,0,0,0,0,null,0,0,0,0,0,0,0,null,0,0,0,null,{"$f":"IF($D305=\"Connection\",VLOOKUP(C305,'Input - General'!$F$62:$N$79,5,FALSE),0)","v":0},null,0.1801212933606588,0,0,null,8.6527813038891108E-2,0,0]
[null,{"$f":"'Input - Inventory'!B303","v":295},{"$f":"'Input - Inventory'!C303","v":"50W MBF - PLAIN"},{"$f":"'Input - Inventory'!D303","v":"Luminaire"},{"$f":"'Input - Inventory'!E303","v":"NonTraffic"},{"$f":"'Input - Inventory'!F303","v":"Minor < 130w"},{"$f":"'Input - Inventory'!G303","v":0},null,"Luminaire - 50W MBF - PLAIN",null,0,11,0,null,0,0,0,0,0,0,0,0,0,0,0,0,0,0,0,0,0,0,0,0,0,0,0,0,0,0,0,0,0,null,0,0,0,0,0,0,0,0,0,null,0,0,0,0,0,0,0,0,0,0,null,0,0,0,0,0,0,0,null,0,0,0,null,{"$f":"IF($D306=\"Connection\",VLOOKUP(C306,'Input - General'!$F$62:$N$79,5,FALSE),0)","v":0},null,0.1801212933606588,0,0,null,8.6527813038891108E-2,0,0]
[null,{"$f":"'Input - Inventory'!B304","v":296},{"$f":"'Input - Inventory'!C304","v":"50W MBF BOLLARD"},{"$f":"'Input - Inventory'!D304","v":"Luminaire"},{"$f":"'Input - Inventory'!E304","v":"NonTraffic"},{"$f":"'Input - Inventory'!F304","v":"Minor < 130w"},{"$f":"'Input - Inventory'!G304","v":0},null,"Luminaire - 50W MBF BOLLARD",null,0,0,0,null,0,0,0,0,0,0,0,0,0,0,0,0,0,0,0,0,0,0,0,0,0,0,0,0,0,0,0,0,0,null,0,0,0,0,0,0,0,0,0,null,0,0,0,0,0,0,0,0,0,0,null,0,0,0,0,0,0,0,null,0,0,0,null,{"$f":"IF($D307=\"Connection\",VLOOKUP(C307,'Input - General'!$F$62:$N$79,5,FALSE),0)","v":0},null,0.1801212933606588,0,0,null,8.6527813038891108E-2,0,0]
[null,{"$f":"'Input - Inventory'!B305","v":297},{"$f":"'Input - Inventory'!C305","v":"50W SON"},{"$f":"'Input - Inventory'!D305","v":"Luminaire"},{"$f":"'Input - Inventory'!E305","v":"NonTraffic"},{"$f":"'Input - Inventory'!F305","v":"Minor < 130w"},{"$f":"'Input - Inventory'!G305","v":0},null,"Luminaire - 50W SON",null,0,607,0,null,0,0,0,0,0,0,0,0,0,0,0,0,0,0,0,0,0,0,0,0,0,0,0,0,0,0,0,0,0,null,0,0,0,0,0,0,0,0,0,null,0,0,0,0,0,0,0,0,0,0,null,0,0,0,0,0,0,0,null,0,0,0,null,{"$f":"IF($D308=\"Connection\",VLOOKUP(C308,'Input - General'!$F$62:$N$79,5,FALSE),0)","v":0},null,0.1801212933606588,0,0,null,8.6527813038891108E-2,0,0]
[null,{"$f":"'Input - Inventory'!B306","v":298},{"$f":"'Input - Inventory'!C306","v":"50W SON - BOURKE HILL"},{"$f":"'Input - Inventory'!D306","v":"Luminaire"},{"$f":"'Input - Inventory'!E306","v":"NonTraffic"},{"$f":"'Input - Inventory'!F306","v":"Minor < 130w"},{"$f":"'Input - Inventory'!G306","v":0},null,"Luminaire - 50W SON - BOURKE HILL",null,0,0,0,null,0,0,0,0,0,0,0,0,0,0,0,0,0,0,0,0,0,0,0,0,0,0,0,0,0,0,0,0,0,null,0,0,0,0,0,0,0,0,0,null,0,0,0,0,0,0,0,0,0,0,null,0,0,0,0,0,0,0,null,0,0,0,null,{"$f":"IF($D309=\"Connection\",VLOOKUP(C309,'Input - General'!$F$62:$N$79,5,FALSE),0)","v":0},null,0.1801212933606588,0,0,null,8.6527813038891108E-2,0,0]
[null,{"$f":"'Input - Inventory'!B307","v":299},{"$f":"'Input - Inventory'!C307","v":"50W SON - NOSTALGIA"},{"$f":"'Input - Inventory'!D307","v":"Luminaire"},{"$f":"'Input - Inventory'!E307","v":"NonTraffic"},{"$f":"'Input - Inventory'!F307","v":"Minor < 130w"},{"$f":"'Input - Inventory'!G307","v":0},null,"Luminaire - 50W SON - NOSTALGIA",null,0,10,0,null,0,0,0,0,0,0,0,0,0,0,0,0,0,0,0,0,0,0,0,0,0,0,0,0,0,0,0,0,0,null,0,0,0,0,0,0,0,0,0,null,0,0,0,0,0,0,0,0,0,0,null,0,0,0,0,0,0,0,null,0,0,0,null,{"$f":"IF($D310=\"Connection\",VLOOKUP(C310,'Input - General'!$F$62:$N$79,5,FALSE),0)","v":0},null,0.1801212933606588,0,0,null,8.6527813038891108E-2,0,0]
[null,{"$f":"'Input - Inventory'!B308","v":300},{"$f":"'Input - Inventory'!C308","v":"60W SOX"},{"$f":"'Input - Inventory'!D308","v":"Luminaire"},{"$f":"'Input - Inventory'!E308","v":"NonTraffic"},{"$f":"'Input - Inventory'!F308","v":"Minor < 130w"},{"$f":"'Input - Inventory'!G308","v":0},null,"Luminaire - 60W SOX",null,0,0,0,null,0,0,0,0,0,0,0,0,0,0,0,0,0,0,0,0,0,0,0,0,0,0,0,0,0,0,0,0,0,null,0,0,0,0,0,0,0,0,0,null,0,0,0,0,0,0,0,0,0,0,null,0,0,0,0,0,0,0,null,0,0,0,null,{"$f":"IF($D311=\"Connection\",VLOOKUP(C311,'Input - General'!$F$62:$N$79,5,FALSE),0)","v":0},null,0.1801212933606588,0,0,null,8.6527813038891108E-2,0,0]
[null,{"$f":"'Input - Inventory'!B309","v":301},{"$f":"'Input - Inventory'!C309","v":"700W MBF"},{"$f":"'Input - Inventory'!D309","v":"Luminaire"},{"$f":"'Input - Inventory'!E309","v":"Traffic"},{"$f":"'Input - Inventory'!F309","v":"Major > 130w"},{"$f":"'Input - Inventory'!G309","v":0},null,"Luminaire - 700W MBF",null,0,34,0,null,0,0,0,0,0,0,0,0,0,0,0,0,0,0,0,0,0,0,0,0,0,0,0,0,0,0,0,0,0,null,0,0,0,0,0,0,0,0,0,null,0,0,0,0,0,0,0,0,0,0,null,0,0,0,0,0,0,0,null,0,0,0,null,{"$f":"IF($D312=\"Connection\",VLOOKUP(C312,'Input - General'!$F$62:$N$79,5,FALSE),0)","v":0},null,0.1801212933606588,0,0,null,8.6527813038891108E-2,0,0]
[null,{"$f":"'Input - Inventory'!B310","v":302},{"$f":"'Input - Inventory'!C310","v":"70W MBI"},{"$f":"'Input - Inventory'!D310","v":"Luminaire"},{"$f":"'Input - Inventory'!E310","v":"NonTraffic"},{"$f":"'Input - Inventory'!F310","v":"Minor < 130w"},{"$f":"'Input - Inventory'!G310","v":0},null,"Luminaire - 70W MBI",null,0,59,0,null,0,0,0,0,0,0,0,0,0,0,0,0,0,0,0,0,0,0,0,0,0,0,0,0,0,0,0,0,0,null,0,0,0,0,0,0,0,0,0,null,0,0,0,0,0,0,0,0,0,0,null,0,0,0,0,0,0,0,null,0,0,0,null,{"$f":"IF($D313=\"Connection\",VLOOKUP(C313,'Input - General'!$F$62:$N$79,5,FALSE),0)","v":0},null,0.1801212933606588,0,0,null,8.6527813038891108E-2,0,0]
[null,{"$f":"'Input - Inventory'!B311","v":303},{"$f":"'Input - Inventory'!C311","v":"70W MBI - MACQUARIE DEC."},{"$f":"'Input - Inventory'!D311","v":"Luminaire"},{"$f":"'Input - Inventory'!E311","v":"NonTraffic"},{"$f":"'Input - Inventory'!F311","v":"Minor < 130w"},{"$f":"'Input - Inventory'!G311","v":0},null,"Luminaire - 70W MBI - MACQUARIE DEC.",null,0,0,0,null,0,0,0,0,0,0,0,0,0,0,0,0,0,0,0,0,0,0,0,0,0,0,0,0,0,0,0,0,0,null,0,0,0,0,0,0,0,0,0,null,0,0,0,0,0,0,0,0,0,0,null,0,0,0,0,0,0,0,null,0,0,0,null,{"$f":"IF($D314=\"Connection\",VLOOKUP(C314,'Input - General'!$F$62:$N$79,5,FALSE),0)","v":0},null,0.1801212933606588,0,0,null,8.6527813038891108E-2,0,0]
[null,{"$f":"'Input - Inventory'!B312","v":304},{"$f":"'Input - Inventory'!C312","v":"70W MBI II"},{"$f":"'Input - Inventory'!D312","v":"Luminaire"},{"$f":"'Input - Inventory'!E312","v":"Traffic"},{"$f":"'Input - Inventory'!F312","v":"Minor < 130w"},{"$f":"'Input - Inventory'!G312","v":0},null,"Luminaire - 70W MBI II",null,0,72,0,null,0,0,0,0,0,0,0,0,0,0,0,0,0,0,0,0,0,0,0,0,0,0,0,0,0,0,0,0,0,null,0,0,0,0,0,0,0,0,0,null,0,0,0,0,0,0,0,0,0,0,null,0,0,0,0,0,0,0,null,0,0,0,null,{"$f":"IF($D315=\"Connection\",VLOOKUP(C315,'Input - General'!$F$62:$N$79,5,FALSE),0)","v":0},null,0.1801212933606588,0,0,null,8.6527813038891108E-2,0,0]
[null,{"$f":"'Input - Inventory'!B313","v":305},{"$f":"'Input - Inventory'!C313","v":"70W MBI II AERO"},{"$f":"'Input - Inventory'!D313","v":"Luminaire"},{"$f":"'Input - Inventory'!E313","v":"Traffic"},{"$f":"'Input - Inventory'!F313","v":"Minor < 130w"},{"$f":"'Input - Inventory'!G313","v":0},null,"Luminaire - 70W MBI II AERO",null,0,8,0,null,0,0,0,0,0,0,0,0,0,0,0,0,0,0,0,0,0,0,0,0,0,0,0,0,0,0,0,0,0,null,0,0,0,0,0,0,0,0,0,null,0,0,0,0,0,0,0,0,0,0,null,0,0,0,0,0,0,0,null,0,0,0,null,{"$f":"IF($D316=\"Connection\",VLOOKUP(C316,'Input - General'!$F$62:$N$79,5,FALSE),0)","v":0},null,0.1801212933606588,0,0,null,8.6527813038891108E-2,0,0]
[null,{"$f":"'Input - Inventory'!B314","v":306},{"$f":"'Input - Inventory'!C314","v":"70W SON"},{"$f":"'Input - Inventory'!D314","v":"Luminaire"},{"$f":"'Input - Inventory'!E314","v":"NonTraffic"},{"$f":"'Input - Inventory'!F314","v":"Minor < 130w"},{"$f":"'Input - Inventory'!G314","v":0},null,"Luminaire - 70W SON",null,0,1361,0,null,0,0,0,0,0,0,0,0,0,0,0,0,0,0,0,0,0,0,0,0,0,0,0,0,0,0,0,0,0,null,0,0,0,0,0,0,0,0,0,null,0,0,0,0,0,0,0,0,0,0,null,0,0,0,0,0,0,0,null,0,0,0,null,{"$f":"IF($D317=\"Connection\",VLOOKUP(C317,'Input - General'!$F$62:$N$79,5,FALSE),0)","v":0},null,0.1801212933606588,0,0,null,8.6527813038891108E-2,0,0]
[null,{"$f":"'Input - Inventory'!B315","v":307},{"$f":"'Input - Inventory'!C315","v":"70W SON - BOURKE HILL"},{"$f":"'Input - Inventory'!D315","v":"Luminaire"},{"$f":"'Input - Inventory'!E315","v":"NonTraffic"},{"$f":"'Input - Inventory'!F315","v":"Minor < 130w"},{"$f":"'Input - Inventory'!G315","v":0},null,"Luminaire - 70W SON - BOURKE HILL",null,0,12,0,null,0,0,0,0,0,0,0,0,0,0,0,0,0,0,0,0,0,0,0,0,0,0,0,0,0,0,0,0,0,null,0,0,0,0,0,0,0,0,0,null,0,0,0,0,0,0,0,0,0,0,null,0,0,0,0,0,0,0,null,0,0,0,null,{"$f":"IF($D318=\"Connection\",VLOOKUP(C318,'Input - General'!$F$62:$N$79,5,FALSE),0)","v":0},null,0.1801212933606588,0,0,null,8.6527813038891108E-2,0,0]
[null,{"$f":"'Input - Inventory'!B316","v":308},{"$f":"'Input - Inventory'!C316","v":"70W SON - GEC BOSTON 2"},{"$f":"'Input - Inventory'!D316","v":"Luminaire"},{"$f":"'Input - Inventory'!E316","v":"NonTraffic"},{"$f":"'Input - Inventory'!F316","v":"Minor < 130w"},{"$f":"'Input - Inventory'!G316","v":0},null,"Luminaire - 70W SON - GEC BOSTON 2",null,0,6,0,null,0,0,0,0,0,0,0,0,0,0,0,0,0,0,0,0,0,0,0,0,0,0,0,0,0,0,0,0,0,null,0,0,0,0,0,0,0,0,0,null,0,0,0,0,0,0,0,0,0,0,null,0,0,0,0,0,0,0,null,0,0,0,null,{"$f":"IF($D319=\"Connection\",VLOOKUP(C319,'Input - General'!$F$62:$N$79,5,FALSE),0)","v":0},null,0.1801212933606588,0,0,null,8.6527813038891108E-2,0,0]
[null,{"$f":"'Input - Inventory'!B317","v":309},{"$f":"'Input - Inventory'!C317","v":"70W SON - NOSTALGIA"},{"$f":"'Input - Inventory'!D317","v":"Luminaire"},{"$f":"'Input - Inventory'!E317","v":"NonTraffic"},{"$f":"'Input - Inventory'!F317","v":"Minor < 130w"},{"$f":"'Input - Inventory'!G317","v":0},null,"Luminaire - 70W SON - NOSTALGIA",null,0,22,0,null,0,0,0,0,0,0,0,0,0,0,0,0,0,0,0,0,0,0,0,0,0,0,0,0,0,0,0,0,0,null,0,0,0,0,0,0,0,0,0,null,0,0,0,0,0,0,0,0,0,0,null,0,0,0,0,0,0,0,null,0,0,0,null,{"$f":"IF($D320=\"Connection\",VLOOKUP(C320,'Input - General'!$F$62:$N$79,5,FALSE),0)","v":0},null,0.1801212933606588,0,0,null,8.6527813038891108E-2,0,0]
[null,{"$f":"'Input - Inventory'!B318","v":310},{"$f":"'Input - Inventory'!C318","v":"70W SON - Nostalgia (P09)"},{"$f":"'Input - Inventory'!D318","v":"Luminaire"},{"$f":"'Input - Inventory'!E318","v":"Traffic"},{"$f":"'Input - Inventory'!F318","v":"Minor < 130w"},{"$f":"'Input - Inventory'!G318","v":0},null,"Luminaire - 70W SON - Nostalgia (P09)",null,0,50,0,null,0,0,0,0,0,0,0,0,0,0,0,0,0,0,0,0,0,0,0,0,0,0,0,0,0,0,0,0,0,null,0,0,0,0,0,0,0,0,0,null,0,0,0,0,0,0,0,0,0,0,null,0,0,0,0,0,0,0,null,0,0,0,null,{"$f":"IF($D321=\"Connection\",VLOOKUP(C321,'Input - General'!$F$62:$N$79,5,FALSE),0)","v":0},null,0.1801212933606588,0,0,null,8.6527813038891108E-2,0,0]
[null,{"$f":"'Input - Inventory'!B319","v":311},{"$f":"'Input - Inventory'!C319","v":"70W SON - PARKVILLE"},{"$f":"'Input - Inventory'!D319","v":"Luminaire"},{"$f":"'Input - Inventory'!E319","v":"NonTraffic"},{"$f":"'Input - Inventory'!F319","v":"Minor < 130w"},{"$f":"'Input - Inventory'!G319","v":0},null,"Luminaire - 70W SON - PARKVILLE",null,0,6,0,null,0,0,0,0,0,0,0,0,0,0,0,0,0,0,0,0,0,0,0,0,0,0,0,0,0,0,0,0,0,null,0,0,0,0,0,0,0,0,0,null,0,0,0,0,0,0,0,0,0,0,null,0,0,0,0,0,0,0,null,0,0,0,null,{"$f":"IF($D322=\"Connection\",VLOOKUP(C322,'Input - General'!$F$62:$N$79,5,FALSE),0)","v":0},null,0.1801212933606588,0,0,null,8.6527813038891108E-2,0,0]
[null,{"$f":"'Input - Inventory'!B320","v":312},{"$f":"'Input - Inventory'!C320","v":"70W SON - REGAL/FLINDERS"},{"$f":"'Input - Inventory'!D320","v":"Luminaire"},{"$f":"'Input - Inventory'!E320","v":"NonTraffic"},{"$f":"'Input - Inventory'!F320","v":"Minor < 130w"},{"$f":"'Input - Inventory'!G320","v":0},null,"Luminaire - 70W SON - REGAL/FLINDERS",null,0,0,0,null,0,0,0,0,0,0,0,0,0,0,0,0,0,0,0,0,0,0,0,0,0,0,0,0,0,0,0,0,0,null,0,0,0,0,0,0,0,0,0,null,0,0,0,0,0,0,0,0,0,0,null,0,0,0,0,0,0,0,null,0,0,0,null,{"$f":"IF($D323=\"Connection\",VLOOKUP(C323,'Input - General'!$F$62:$N$79,5,FALSE),0)","v":0},null,0.1801212933606588,0,0,null,8.6527813038891108E-2,0,0]
[null,{"$f":"'Input - Inventory'!B321","v":313},{"$f":"'Input - Inventory'!C321","v":"70W SON (P09)"},{"$f":"'Input - Inventory'!D321","v":"Luminaire"},{"$f":"'Input - Inventory'!E321","v":"NonTraffic"},{"$f":"'Input - Inventory'!F321","v":"Minor < 130w"},{"$f":"'Input - Inventory'!G321","v":0},null,"Luminaire - 70W SON (P09)",null,0,419,0,null,0,0,0,0,0,0,0,0,0,0,0,0,0,0,0,0,0,0,0,0,0,0,0,0,0,0,0,0,0,null,0,0,0,0,0,0,0,0,0,null,0,0,0,0,0,0,0,0,0,0,null,0,0,0,0,0,0,0,null,0,0,0,null,{"$f":"IF($D324=\"Connection\",VLOOKUP(C324,'Input - General'!$F$62:$N$79,5,FALSE),0)","v":0},null,0.1801212933606588,0,0,null,8.6527813038891108E-2,0,0]
[null,{"$f":"'Input - Inventory'!B322","v":314},{"$f":"'Input - Inventory'!C322","v":"70W SON BOLLARD"},{"$f":"'Input - Inventory'!D322","v":"Luminaire"},{"$f":"'Input - Inventory'!E322","v":"NonTraffic"},{"$f":"'Input - Inventory'!F322","v":"Minor < 130w"},{"$f":"'Input - Inventory'!G322","v":0},null,"Luminaire - 70W SON BOLLARD",null,0,9,0,null,0,0,0,0,0,0,0,0,0,0,0,0,0,0,0,0,0,0,0,0,0,0,0,0,0,0,0,0,0,null,0,0,0,0,0,0,0,0,0,null,0,0,0,0,0,0,0,0,0,0,null,0,0,0,0,0,0,0,null,0,0,0,null,{"$f":"IF($D325=\"Connection\",VLOOKUP(C325,'Input - General'!$F$62:$N$79,5,FALSE),0)","v":0},null,0.1801212933606588,0,0,null,8.6527813038891108E-2,0,0]
[null,{"$f":"'Input - Inventory'!B323","v":315},{"$f":"'Input - Inventory'!C323","v":"70W SON FLOODLIGHT"},{"$f":"'Input - Inventory'!D323","v":"Luminaire"},{"$f":"'Input - Inventory'!E323","v":"NonTraffic"},{"$f":"'Input - Inventory'!F323","v":"Minor < 130w"},{"$f":"'Input - Inventory'!G323","v":0},null,"Luminaire - 70W SON FLOODLIGHT",null,0,16,0,null,0,0,0,0,0,0,0,0,0,0,0,0,0,0,0,0,0,0,0,0,0,0,0,0,0,0,0,0,0,null,0,0,0,0,0,0,0,0,0,null,0,0,0,0,0,0,0,0,0,0,null,0,0,0,0,0,0,0,null,0,0,0,null,{"$f":"IF($D326=\"Connection\",VLOOKUP(C326,'Input - General'!$F$62:$N$79,5,FALSE),0)","v":0},null,0.1801212933606588,0,0,null,8.6527813038891108E-2,0,0]
[null,{"$f":"'Input - Inventory'!B324","v":316},{"$f":"'Input - Inventory'!C324","v":"70W SON Floodlight (P09)"},{"$f":"'Input - Inventory'!D324","v":"Luminaire"},{"$f":"'Input - Inventory'!E324","v":"NonTraffic"},{"$f":"'Input - Inventory'!F324","v":"Minor < 130w"},{"$f":"'Input - Inventory'!G324","v":0},null,"Luminaire - 70W SON Floodlight (P09)",null,0,12,0,null,0,0,0,0,0,0,0,0,0,0,0,0,0,0,0,0,0,0,0,0,0,0,0,0,0,0,0,0,0,null,0,0,0,0,0,0,0,0,0,null,0,0,0,0,0,0,0,0,0,0,null,0,0,0,0,0,0,0,null,0,0,0,null,{"$f":"IF($D327=\"Connection\",VLOOKUP(C327,'Input - General'!$F$62:$N$79,5,FALSE),0)","v":0},null,0.1801212933606588,0,0,null,8.6527813038891108E-2,0,0]
[null,{"$f":"'Input - Inventory'!B325","v":317},{"$f":"'Input - Inventory'!C325","v":"70W SON -PLAIN"},{"$f":"'Input - Inventory'!D325","v":"Luminaire"},{"$f":"'Input - Inventory'!E325","v":"NonTraffic"},{"$f":"'Input - Inventory'!F325","v":"Minor < 130w"},{"$f":"'Input - Inventory'!G325","v":0},null,"Luminaire - 70W SON -PLAIN",null,0,202,0,null,0,0,0,0,0,0,0,0,0,0,0,0,0,0,0,0,0,0,0,0,0,0,0,0,0,0,0,0,0,null,0,0,0,0,0,0,0,0,0,null,0,0,0,0,0,0,0,0,0,0,null,0,0,0,0,0,0,0,null,0,0,0,null,{"$f":"IF($D328=\"Connection\",VLOOKUP(C328,'Input - General'!$F$62:$N$79,5,FALSE),0)","v":0},null,0.1801212933606588,0,0,null,8.6527813038891108E-2,0,0]
[null,{"$f":"'Input - Inventory'!B326","v":318},{"$f":"'Input - Inventory'!C326","v":"70W SON -PLAIN (P09)"},{"$f":"'Input - Inventory'!D326","v":"Luminaire"},{"$f":"'Input - Inventory'!E326","v":"NonTraffic"},{"$f":"'Input - Inventory'!F326","v":"Minor < 130w"},{"$f":"'Input - Inventory'!G326","v":0},null,"Luminaire - 70W SON -PLAIN (P09)",null,0,20,0,null,0,0,0,0,0,0,0,0,0,0,0,0,0,0,0,0,0,0,0,0,0,0,0,0,0,0,0,0,0,null,0,0,0,0,0,0,0,0,0,null,0,0,0,0,0,0,0,0,0,0,null,0,0,0,0,0,0,0,null,0,0,0,null,{"$f":"IF($D329=\"Connection\",VLOOKUP(C329,'Input - General'!$F$62:$N$79,5,FALSE),0)","v":0},null,0.1801212933606588,0,0,null,8.6527813038891108E-2,0,0]
[null,{"$f":"'Input - Inventory'!B327","v":319},{"$f":"'Input - Inventory'!C327","v":"750W MBI FLOODLIGHT"},{"$f":"'Input - Inventory'!D327","v":"Luminaire"},{"$f":"'Input - Inventory'!E327","v":"Traffic"},{"$f":"'Input - Inventory'!F327","v":"Major > 130w"},{"$f":"'Input - Inventory'!G327","v":0},null,"Luminaire - 750W MBI FLOODLIGHT",null,0,0,0,null,0,0,0,0,0,0,0,0,0,0,0,0,0,0,0,0,0,0,0,0,0,0,0,0,0,0,0,0,0,null,0,0,0,0,0,0,0,0,0,null,0,0,0,0,0,0,0,0,0,0,null,0,0,0,0,0,0,0,null,0,0,0,null,{"$f":"IF($D330=\"Connection\",VLOOKUP(C330,'Input - General'!$F$62:$N$79,5,FALSE),0)","v":0},null,0.1801212933606588,0,0,null,8.6527813038891108E-2,0,0]
[null,{"$f":"'Input - Inventory'!B328","v":320},{"$f":"'Input - Inventory'!C328","v":"80W MBF"},{"$f":"'Input - Inventory'!D328","v":"Luminaire"},{"$f":"'Input - Inventory'!E328","v":"NonTraffic"},{"$f":"'Input - Inventory'!F328","v":"Minor < 130w"},{"$f":"'Input - Inventory'!G328","v":0},null,"Luminaire - 80W MBF",null,0,22785,0,null,0,0,0,0,0,0,0,0,0,0,0,0,0,0,0,0,0,0,0,0,0,0,0,0,0,0,0,0,0,null,0,0,0,0,0,0,0,0,0,null,0,0,0,0,0,0,0,0,0,0,null,0,0,0,0,0,0,0,null,0,0,0,null,{"$f":"IF($D331=\"Connection\",VLOOKUP(C331,'Input - General'!$F$62:$N$79,5,FALSE),0)","v":0},null,0.1801212933606588,0,0,null,8.6527813038891108E-2,0,0]
[null,{"$f":"'Input - Inventory'!B329","v":321},{"$f":"'Input - Inventory'!C329","v":"80W MBF - BEGA+CURVE BRA"},{"$f":"'Input - Inventory'!D329","v":"Luminaire"},{"$f":"'Input - Inventory'!E329","v":"NonTraffic"},{"$f":"'Input - Inventory'!F329","v":"Minor < 130w"},{"$f":"'Input - Inventory'!G329","v":0},null,"Luminaire - 80W MBF - BEGA+CURVE BRA",null,0,0,0,null,0,0,0,0,0,0,0,0,0,0,0,0,0,0,0,0,0,0,0,0,0,0,0,0,0,0,0,0,0,null,0,0,0,0,0,0,0,{"$f":"INDIRECT($E332)*$V332 +(1-INDIRECT($E332))*$T332","v":0},0,null,{"$f":"IF($D332=$AS$9,(INDIRECT(\"PriceLabour\" & \"FY15\")*ProportionStandardHours + INDIRECT(\"PriceLabourOvertime\" & \"FY15\")*ProportionOvertimeHours)*(1+RateOnCostAnnual),0)","v":0},0,{"$f":"IF($D332=\"Lamp\",(NumberOfCrew+INDIRECT($E332)*TrafficController)*(TimeToReplaceLamp),0)","v":0},{"$f":"IF($D332=$AS$9,(INDIRECT(\"PriceLabour\" & \"FY15\")*ProportionStandardHours + INDIRECT(\"PriceLabourOvertime\" & \"FY15\")*ProportionOvertimeHours)*(1+RateOnCostAnnual),0)","v":0},0,{"$f":"IF($D332=\"Lamp\",(NumberOfCrew+INDIRECT($E332)*TrafficController)*(TimeForPECellReplace),0)","v":0},{"$f":"IF($D332=$AS$9,(INDIRECT(\"PriceLabour\" & \"FY15\")*ProportionStandardHours + INDIRECT(\"PriceLabourOvertime\" & \"FY15\")*ProportionOvertimeHours)*(1+RateOnCostAnnual),0)","v":0},0,{"$f":"IF($D332=\"Lamp\",(NumberOfCrew+INDIRECT($E332)*TrafficController)*(TimeForOtherSpot),0)","v":0},0,null,0,{"$f":"IF($D332=\"Lamp\",INDIRECT(BO$10 & $B332),0)","v":0},0,{"$f":"IF($D332=\"Lamp\",INDIRECT(\"FailurePECell\" & \"Annual\"),0)","v":0},0,{"$f":"IF($D332=\"Lamp\",INDIRECT(\"FailureMisc\" & \"Annual\"),0)","v":0},0,null,0,0,0,null,{"$f":"IF($D332=\"Connection\",VLOOKUP(C332,'Input - General'!$F$62:$N$79,5,FALSE),0)","v":0},null,{"$f":"RateOverhead","v":0.1801212933606588},0,0,null,{"$f":"CorporateOverheads","v":8.6527813038891108E-2},0,{"$f":"CG332*CF332","v":0}]
[null,{"$f":"'Input - Inventory'!B330","v":322},{"$f":"'Input - Inventory'!C330","v":"80W MBF - BOURKE HILL"},{"$f":"'Input - Inventory'!D330","v":"Luminaire"},{"$f":"'Input - Inventory'!E330","v":"NonTraffic"},{"$f":"'Input - Inventory'!F330","v":"Minor < 130w"},{"$f":"'Input - Inventory'!G330","v":0},null,"Luminaire - 80W MBF - BOURKE HILL",null,{"$f":"AQ333+BA333+BL333+BT333+BX333+BZ333+CD333+CH333","v":0},{"$f":"INDIRECT(L$10&$B333&\"FY15\")","v":714},0,null,{"$f":"IF(AND($D333=\"Lamp\", OR($F333=O$9, O$9=\"All\")),INDIRECT(\"PriceBulkTask1\" & \"FY15\"),0)","v":0},0,{"$f":"IF(AND($D333=\"Lamp\", OR($F333=Q$9, Q$9=\"All\")),INDIRECT(\"PriceBulkTask2\" & \"FY15\"),0)","v":0},0,{"$f":"IF(AND($D333=\"Lamp\", OR($F333=S$9, S$9=\"All\")),INDIRECT(\"PriceBulkTask3\" & \"FY15\"),0)","v":0},0,{"$f":"IF(AND($D333=\"Lamp\", OR($F333=U$9, U$9=\"All\")),INDIRECT(\"PriceBulkTask4\" & \"FY15\"),0)","v":0},0,{"$f":"IF(AND($D333=\"Lamp\", OR($F333=W$9, W$9=\"All\")),INDIRECT(\"PriceBulkTask5\" & \"FY15\"),0)","v":0},0,{"$f":"IF(AND($D333=\"Lamp\", OR($F333=Y$9, Y$9=\"All\")),INDIRECT(\"PriceBulkTask6\" & \"FY15\"),0)","v":0},0,{"$f":"IF(AND($D333=\"Lamp\", OR($F333=AA$9, AA$9=\"All\")),INDIRECT(\"PriceBulkTask7\" & \"FY15\"),0)","v":0},0,{"$f":"IF(AND($D333=\"Lamp\", OR($F333=AC$9, AC$9=\"All\")),INDIRECT(\"PriceBulkTask8\" & \"FY15\"),0)","v":0},0,{"$f":"IF(AND($D333=\"Lamp\", OR($F333=AE$9, AE$9=\"All\")),INDIRECT(\"PriceBulkTask9\" & \"FY15\"),0)","v":0},0,{"$f":"IF(AND($D333=\"Lamp\", OR($F333=AG$9, AG$9=\"All\")),INDIRECT(\"PriceBulkTask10\" & \"FY15\"),0)","v":0},0,{"$f":"IF(AND($D333=\"Lamp\", OR($F333=AI$9, AI$9=\"All\")),INDIRECT(\"PriceBulkTask11\" & \"FY15\"),0)","v":0},0,{"$f":"IF(AND($D333=\"Lamp\", OR($F333=AK$9, AK$9=\"All\")),INDIRECT(\"PriceBulkTask12\" & \"FY15\"),0)","v":0},0,{"$f":"IF(AND($D333=\"Lamp\", OR($F333=AM$9, AM$9=\"All\")),INDIRECT(\"PriceBulkTask13\" & \"FY15\"),0)","v":0},0,{"$f":"IF(AND($D333=\"Lamp\", OR($F333=AO$9, AO$9=\"All\")),INDIRECT(\"PriceBulkTask14\" & \"FY15\"),0)","v":0},0,0,null,{"$f":"IF($D333=\"Lamp\",$G333*INDIRECT(\"Price\" & $B333 & \"FY15\"),0)","v":0},0,{"$f":"IF($D333=\"Lamp\",INDIRECT(\"PriceVisor\" & \"FY15\"),0)","v":0},0,{"$f":"IF($D333=\"Lamp\",INDIRECT(\"PricePECell\" & \"FY15\"),0)","v":0},0,{"$f":"IF($D333=\"Lamp\",INDIRECT(\"PriceMisc\" & \"FY15\"),0)","v":0},0,0,null,0,0,0,0,0,0,0,0,0,0,null,{"$f":"IF($D333=\"Lamp\",INDIRECT(\"Price\" & $B333 & \"FY15\"),0)","v":0},0,{"$f":"IF($D333=\"Lamp\",INDIRECT(\"pRICEpecELL\" & \"FY15\"),0)","v":0},0,{"$f":"IF($D333=\"Lamp\",INDIRECT(\"PriceMisc\" & \"FY15\"),0)","v":0},0,0,null,{"$f":"IF(AND($D333=\"Lamp\"),INDIRECT(\"PriceEWP\"&\"FY15\"),0)","v":0},0,0,null,{"$f":"IF($D333=\"Connection\",VLOOKUP(C333,'Input - General'!$F$62:$N$79,5,FALSE),0)","v":0},null,0.1801212933606588,0,0,null,8.6527813038891108E-2,{"$f":"AQ333+BA333+BL333+BT333+BX333+BZ333+CD333","v":0},0]
[null,{"$f":"'Input - Inventory'!B331","v":323},{"$f":"'Input - Inventory'!C331","v":"80W MBF - Bourke Hill (P09)"},{"$f":"'Input - Inventory'!D331","v":"Luminaire"},{"$f":"'Input - Inventory'!E331","v":"NonTraffic"},{"$f":"'Input - Inventory'!F331","v":"Minor < 130w"},{"$f":"'Input - Inventory'!G331","v":0},null,"Luminaire - 80W MBF - Bourke Hill (P09)",null,0,175,0,null,0,0,0,0,0,0,0,0,0,0,0,0,0,0,0,0,0,0,0,0,0,0,0,0,0,0,0,0,0,null,0,0,0,0,0,0,0,0,0,null,0,0,0,0,0,0,0,0,0,0,null,0,0,0,0,0,0,0,null,0,0,0,null,{"$f":"IF($D334=\"Connection\",VLOOKUP(C334,'Input - General'!$F$62:$N$79,5,FALSE),0)","v":0},null,0.1801212933606588,0,0,null,8.6527813038891108E-2,0,0]
[null,{"$f":"'Input - Inventory'!B332","v":324},{"$f":"'Input - Inventory'!C332","v":"80W MBF - GEC BOSTON 2"},{"$f":"'Input - Inventory'!D332","v":"Luminaire"},{"$f":"'Input - Inventory'!E332","v":"NonTraffic"},{"$f":"'Input - Inventory'!F332","v":"Minor < 130w"},{"$f":"'Input - Inventory'!G332","v":0},null,"Luminaire - 80W MBF - GEC BOSTON 2",null,0,12,0,null,0,0,0,0,0,0,0,0,0,0,0,0,0,0,0,0,0,0,0,0,0,0,0,0,0,0,0,0,0,null,0,0,0,0,0,0,0,0,0,null,0,0,0,0,0,0,0,0,0,0,null,0,0,0,0,0,0,0,null,0,0,0,null,{"$f":"IF($D335=\"Connection\",VLOOKUP(C335,'Input - General'!$F$62:$N$79,5,FALSE),0)","v":0},null,0.1801212933606588,0,0,null,8.6527813038891108E-2,0,0]
[null,{"$f":"'Input - Inventory'!B333","v":325},{"$f":"'Input - Inventory'!C333","v":"80W MBF - NOSTALGIA"},{"$f":"'Input - Inventory'!D333","v":"Luminaire"},{"$f":"'Input - Inventory'!E333","v":"NonTraffic"},{"$f":"'Input - Inventory'!F333","v":"Minor < 130w"},{"$f":"'Input - Inventory'!G333","v":0},null,"Luminaire - 80W MBF - NOSTALGIA",null,0,562,0,null,0,0,0,0,0,0,0,0,0,0,0,0,0,0,0,0,0,0,0,0,0,0,0,0,0,0,0,0,0,null,0,0,0,0,0,0,0,0,0,null,0,0,0,0,0,0,0,0,0,0,null,0,0,0,0,0,0,0,null,0,0,0,null,{"$f":"IF($D336=\"Connection\",VLOOKUP(C336,'Input - General'!$F$62:$N$79,5,FALSE),0)","v":0},null,0.1801212933606588,0,0,null,8.6527813038891108E-2,0,0]
[null,{"$f":"'Input - Inventory'!B334","v":326},{"$f":"'Input - Inventory'!C334","v":"80W MBF - PLAIN"},{"$f":"'Input - Inventory'!D334","v":"Luminaire"},{"$f":"'Input - Inventory'!E334","v":"NonTraffic"},{"$f":"'Input - Inventory'!F334","v":"Minor < 130w"},{"$f":"'Input - Inventory'!G334","v":0},null,"Luminaire - 80W MBF - PLAIN",null,0,318,0,null,0,0,0,0,0,0,0,0,0,0,0,0,0,0,0,0,0,0,0,0,0,0,0,0,0,0,0,0,0,null,0,0,0,0,0,0,0,0,0,null,0,0,0,0,0,0,0,0,0,0,null,0,0,0,0,0,0,0,null,0,0,0,null,{"$f":"IF($D337=\"Connection\",VLOOKUP(C337,'Input - General'!$F$62:$N$79,5,FALSE),0)","v":0},null,0.1801212933606588,0,0,null,8.6527813038891108E-2,0,0]
[null,{"$f":"'Input - Inventory'!B335","v":327},{"$f":"'Input - Inventory'!C335","v":"80W MBF - PLAIN (P09)"},{"$f":"'Input - Inventory'!D335","v":"Luminaire"},{"$f":"'Input - Inventory'!E335","v":"NonTraffic"},{"$f":"'Input - Inventory'!F335","v":"Minor < 130w"},{"$f":"'Input - Inventory'!G335","v":0},null,"Luminaire - 80W MBF - PLAIN (P09)",null,0,285,0,null,0,0,0,0,0,0,0,0,0,0,0,0,0,0,0,0,0,0,0,0,0,0,0,0,0,0,0,0,0,null,0,0,0,0,0,0,0,0,0,null,0,0,0,0,0,0,0,0,0,0,null,0,0,0,0,0,0,0,null,0,0,0,null,{"$f":"IF($D338=\"Connection\",VLOOKUP(C338,'Input - General'!$F$62:$N$79,5,FALSE),0)","v":0},null,0.1801212933606588,0,0,null,8.6527813038891108E-2,0,0]
[null,{"$f":"'Input - Inventory'!B336","v":328},{"$f":"'Input - Inventory'!C336","v":"80W MBF - REGAL/FLINDERS"},{"$f":"'Input - Inventory'!D336","v":"Luminaire"},{"$f":"'Input - Inventory'!E336","v":"NonTraffic"},{"$f":"'Input - Inventory'!F336","v":"Minor < 130w"},{"$f":"'Input - Inventory'!G336","v":0},null,{"$f":"CONCATENATE(D339,\" - \",C339)","v":"Luminaire - 80W MBF - REGAL/FLINDERS"},null,0,0,{"$f":"L339*K339","v":0},null,0,{"$f":"IF(AND($D339=\"Lamp\",CycleBulkTask1<>0, OR($F339=O$9,O$9=\"All\")),1/CycleBulkTask1,0)","v":0},0,{"$f":"IF(AND($D339=\"Lamp\",CycleBulkTask2<>0, OR($F339=Q$9,Q$9=\"All\")),1/CycleBulkTask2,0)","v":0},0,{"$f":"IF(AND($D339=\"Lamp\",CycleBulkTask3<>0, OR($F339=S$9,S$9=\"All\")),1/CycleBulkTask3,0)","v":0},0,{"$f":"IF(AND($D339=\"Lamp\",CycleBulkTask4<>0, OR($F339=U$9,U$9=\"All\")),1/CycleBulkTask4,0)","v":0},0,{"$f":"IF(AND($D339=\"Lamp\",CycleBulkTask5<>0, OR($F339=W$9,W$9=\"All\")),1/CycleBulkTask5,0)","v":0},0,{"$f":"IF(AND($D339=\"Lamp\",CycleBulkTask6<>0, OR($F339=Y$9,Y$9=\"All\")),1/CycleBulkTask6,0)","v":0},0,{"$f":"IF(AND($D339=\"Lamp\",CycleBulkTask7<>0, OR($F339=AA$9,AA$9=\"All\")),1/CycleBulkTask7,0)","v":0},0,{"$f":"IF(AND($D339=\"Lamp\",CycleBulkTask8<>0, OR($F339=AC$9,AC$9=\"All\")),1/CycleBulkTask8,0)","v":0},0,{"$f":"IF(AND($D339=\"Lamp\",CycleBulkTask9<>0, OR($F339=AE$9,AE$9=\"All\")),1/CycleBulkTask9,0)","v":0},0,{"$f":"IF(AND($D339=\"Lamp\",CycleBulkTask10<>0, OR($F339=AG$9,AG$9=\"All\")),1/CycleBulkTask10,0)","v":0},0,{"$f":"IF(AND($D339=\"Lamp\",CycleBulkTask11<>0, OR($F339=AI$9,AI$9=\"All\")),1/CycleBulkTask11,0)","v":0},0,{"$f":"IF(AND($D339=\"Lamp\",CycleBulkTask12<>0, OR($F339=AK$9,AK$9=\"All\")),1/CycleBulkTask12,0)","v":0},0,{"$f":"IF(AND($D339=\"Lamp\",CycleBulkTask13<>0, OR($F339=AM$9,AM$9=\"All\")),1/CycleBulkTask13,0)","v":0},0,{"$f":"IF(AND($D339=\"Lamp\",CycleBulkTask14<>0, OR($F339=AO$9,AO$9=\"All\")),1/CycleBulkTask14,0)","v":0},{"$f":"O339*P339+Q339*R339+S339*T339+U339*V339+W339*X339+Y339*Z339+AA339*AB339+AC339*AD339+AE339*AF339+AG339*AH339+AI339*AJ339+AK339*AL339+AM339*AN339+AO339*AP339","v":0},null,0,{"$f":"MAX(P339,R339)","v":0},0,{"$f":"MAX(T339,V339)","v":0},0,{"$f":"X339","v":0},0,0,{"$f":"AS339*AT339+AU339*AV339+AW339*AX339+AY339*AZ339","v":0},null,0,{"$f":"BO339","v":0},0,0,{"$f":"BQ339","v":0},0,0,{"$f":"BS339","v":0},0,{"$f":"BC339*BD339*BE339+BF339*BG339*BH339+BI339*BJ339*BK339","v":0},null,0,0,0,0,0,0,{"$f":"BN339*BO339+BP339*BQ339+BR339*BS339","v":0},null,0,{"$f":"BD339*BE339+BG339*BH339+BJ339*BK339","v":0},{"$f":"BV339*BW339","v":0},null,{"$f":"IF($D339=\"Connection\",VLOOKUP(C339,'Input - General'!$F$62:$N$79,5,FALSE),0)","v":0},null,0.1801212933606588,{"$f":"BX339+BL339+BT339+BA339+AQ339+BZ339","v":0},{"$f":"CC339*CB339","v":0},null,8.6527813038891108E-2,0,0]
[null,{"$f":"'Input - Inventory'!B337","v":329},{"$f":"'Input - Inventory'!C337","v":"80W MBF - SYLVANIA SUBUR"},{"$f":"'Input - Inventory'!D337","v":"Luminaire"},{"$f":"'Input - Inventory'!E337","v":"NonTraffic"},{"$f":"'Input - Inventory'!F337","v":"Minor < 130w"},{"$f":"'Input - Inventory'!G337","v":0},null,"Luminaire - 80W MBF - SYLVANIA SUBUR",null,0,0,0,null,0,0,0,0,0,0,0,0,0,0,0,0,0,0,0,0,0,0,0,0,0,0,0,0,0,0,0,0,0,null,0,0,0,0,0,0,0,0,0,null,0,0,0,0,0,0,0,0,0,0,null,0,0,0,0,0,0,0,null,0,0,0,null,{"$f":"IF($D340=\"Connection\",VLOOKUP(C340,'Input - General'!$F$62:$N$79,5,FALSE),0)","v":0},null,0.1801212933606588,0,0,null,8.6527813038891108E-2,0,0]
[null,{"$f":"'Input - Inventory'!B338","v":330},{"$f":"'Input - Inventory'!C338","v":"80W MBF - Sylvania Suburban (P09)"},{"$f":"'Input - Inventory'!D338","v":"Luminaire"},{"$f":"'Input - Inventory'!E338","v":"NonTraffic"},{"$f":"'Input - Inventory'!F338","v":"Minor < 130w"},{"$f":"'Input - Inventory'!G338","v":0},null,"Luminaire - 80W MBF - Sylvania Suburban (P09)",null,0,8214.5,0,null,0,0,0,0,0,0,0,0,0,0,0,0,0,0,0,0,0,0,0,0,0,0,0,0,0,0,0,0,0,null,0,0,0,0,0,0,0,0,0,null,0,0,0,0,0,0,0,0,0,0,null,0,0,0,0,0,0,0,null,0,0,0,null,{"$f":"IF($D341=\"Connection\",VLOOKUP(C341,'Input - General'!$F$62:$N$79,5,FALSE),0)","v":0},null,0.1801212933606588,0,0,null,8.6527813038891108E-2,0,0]
[null,{"$f":"'Input - Inventory'!B339","v":331},{"$f":"'Input - Inventory'!C339","v":"80W MBF BOLLARD"},{"$f":"'Input - Inventory'!D339","v":"Luminaire"},{"$f":"'Input - Inventory'!E339","v":"NonTraffic"},{"$f":"'Input - Inventory'!F339","v":"Minor < 130w"},{"$f":"'Input - Inventory'!G339","v":0},null,"Luminaire - 80W MBF BOLLARD",null,0,68,0,null,0,0,0,0,0,0,0,0,0,0,0,0,0,0,0,0,0,0,0,0,0,0,0,0,0,0,0,0,0,null,0,0,0,0,0,0,0,0,0,null,0,0,0,0,0,0,0,0,0,0,null,0,0,0,0,0,0,0,null,0,0,0,null,{"$f":"IF($D342=\"Connection\",VLOOKUP(C342,'Input - General'!$F$62:$N$79,5,FALSE),0)","v":0},null,0.1801212933606588,0,0,null,8.6527813038891108E-2,0,0]
[null,{"$f":"'Input - Inventory'!B340","v":332},{"$f":"'Input - Inventory'!C340","v":"80W MBF TOORAK"},{"$f":"'Input - Inventory'!D340","v":"Luminaire"},{"$f":"'Input - Inventory'!E340","v":"NonTraffic"},{"$f":"'Input - Inventory'!F340","v":"Minor < 130w"},{"$f":"'Input - Inventory'!G340","v":0},null,"Luminaire - 80W MBF TOORAK",null,0,107,0,null,0,0,0,0,0,0,0,0,0,0,0,0,0,0,0,0,0,0,0,0,0,0,0,0,0,0,0,0,0,null,0,0,0,0,0,0,0,0,0,null,0,0,0,0,0,0,0,0,0,0,null,0,0,0,0,0,0,0,null,0,0,0,null,{"$f":"IF($D343=\"Connection\",VLOOKUP(C343,'Input - General'!$F$62:$N$79,5,FALSE),0)","v":0},null,0.1801212933606588,0,0,null,8.6527813038891108E-2,0,0]
[null,{"$f":"'Input - Inventory'!B341","v":333},{"$f":"'Input - Inventory'!C341","v":"90W SOX"},{"$f":"'Input - Inventory'!D341","v":"Luminaire"},{"$f":"'Input - Inventory'!E341","v":"Traffic"},{"$f":"'Input - Inventory'!F341","v":"Minor < 130w"},{"$f":"'Input - Inventory'!G341","v":0},null,"Luminaire - 90W SOX",null,0,1,0,null,0,0,0,0,0,0,0,0,0,0,0,0,0,0,0,0,0,0,0,0,0,0,0,0,0,0,0,0,0,null,0,0,0,0,0,0,0,0,0,null,0,0,0,0,0,0,0,0,0,0,null,0,0,0,0,0,0,0,null,0,0,0,null,{"$f":"IF($D344=\"Connection\",VLOOKUP(C344,'Input - General'!$F$62:$N$79,5,FALSE),0)","v":0},null,0.1801212933606588,0,0,null,8.6527813038891108E-2,0,0]
[null,{"$f":"'Input - Inventory'!B342","v":334},{"$f":"'Input - Inventory'!C342","v":"EMPTY"},{"$f":"'Input - Inventory'!D342","v":"Luminaire"},{"$f":"'Input - Inventory'!E342","v":"NonTraffic"},{"$f":"'Input - Inventory'!F342","v":"Minor < 130w"},{"$f":"'Input - Inventory'!G342","v":0},null,"Luminaire - EMPTY",null,0,0,0,null,0,0,0,0,0,0,0,0,0,0,0,0,0,0,0,0,0,0,0,0,0,0,0,0,0,0,0,0,0,null,0,0,0,0,0,0,0,0,0,null,0,0,0,0,0,0,0,0,0,0,null,0,0,0,0,0,0,0,null,0,0,0,null,{"$f":"IF($D345=\"Connection\",VLOOKUP(C345,'Input - General'!$F$62:$N$79,5,FALSE),0)","v":0},null,0.1801212933606588,0,0,null,8.6527813038891108E-2,0,0]
[null,{"$f":"'Input - Inventory'!B343","v":335},{"$f":"'Input - Inventory'!C343","v":"INCANDESCENT"},{"$f":"'Input - Inventory'!D343","v":"Luminaire"},{"$f":"'Input - Inventory'!E343","v":"NonTraffic"},{"$f":"'Input - Inventory'!F343","v":"Minor < 130w"},{"$f":"'Input - Inventory'!G343","v":0},null,"Luminaire - INCANDESCENT",null,0,12,0,null,0,0,0,0,0,0,0,0,0,0,0,0,0,0,0,0,0,0,0,0,0,0,0,0,0,0,0,0,0,null,0,0,0,0,0,0,0,0,0,null,0,0,0,0,0,0,0,0,0,0,null,0,0,0,0,0,0,0,null,0,0,0,null,{"$f":"IF($D346=\"Connection\",VLOOKUP(C346,'Input - General'!$F$62:$N$79,5,FALSE),0)","v":0},null,0.1801212933606588,0,0,null,8.6527813038891108E-2,0,0]
[null,{"$f":"'Input - Inventory'!B344","v":336},{"$f":"'Input - Inventory'!C344","v":"PRIVATE"},{"$f":"'Input - Inventory'!D344","v":"Luminaire"},{"$f":"'Input - Inventory'!E344","v":"NonTraffic"},{"$f":"'Input - Inventory'!F344","v":"Minor < 130w"},{"$f":"'Input - Inventory'!G344","v":0},null,"Luminaire - PRIVATE",null,0,113,0,null,0,0,0,0,0,0,0,0,0,0,0,0,0,0,0,0,0,0,0,0,0,0,0,0,0,0,0,0,0,null,0,0,0,0,0,0,0,0,0,null,0,0,0,0,0,0,0,0,0,0,null,0,0,0,0,0,0,0,null,0,0,0,null,{"$f":"IF($D347=\"Connection\",VLOOKUP(C347,'Input - General'!$F$62:$N$79,5,FALSE),0)","v":0},null,0.1801212933606588,0,0,null,8.6527813038891108E-2,0,0]
[null,{"$f":"'Input - Inventory'!B345","v":337},{"$f":"'Input - Inventory'!C345","v":"TH FLOODLIGHT"},{"$f":"'Input - Inventory'!D345","v":"Luminaire"},{"$f":"'Input - Inventory'!E345","v":"Traffic"},{"$f":"'Input - Inventory'!F345","v":"Major > 130w"},{"$f":"'Input - Inventory'!G345","v":0},null,"Luminaire - TH FLOODLIGHT",null,0,32,0,null,0,0,0,0,0,0,0,0,0,0,0,0,0,0,0,0,0,0,0,0,0,0,0,0,0,0,0,0,0,null,0,0,0,0,0,0,0,0,0,null,0,0,0,0,0,0,0,0,0,0,null,0,0,0,0,0,0,0,null,0,0,0,null,{"$f":"IF($D348=\"Connection\",VLOOKUP(C348,'Input - General'!$F$62:$N$79,5,FALSE),0)","v":0},null,0.1801212933606588,0,0,null,8.6527813038891108E-2,0,0]
[null,{"$f":"'Input - Inventory'!B346","v":338},{"$f":"'Input - Inventory'!C346","v":"2ND LIGHT NON-TRL"},{"$f":"'Input - Inventory'!D346","v":"Support"},{"$f":"'Input - Inventory'!E346","v":"NonTraffic"},{"$f":"'Input - Inventory'!F346","v":"n/a"},{"$f":"'Input - Inventory'!G346","v":0},null,"Support - 2ND LIGHT NON-TRL",null,0,427,0,null,0,0,0,0,0,0,0,0,0,0,0,0,0,0,0,0,0,0,0,0,0,0,0,0,0,0,0,0,0,null,0,0,0,0,0,0,0,0,0,null,0,0,0,0,0,0,0,0,0,0,null,0,0,0,0,0,0,0,null,0,0,0,null,{"$f":"IF($D349=\"Connection\",VLOOKUP(C349,'Input - General'!$F$62:$N$79,5,FALSE),0)","v":0},null,0.1801212933606588,0,0,null,8.6527813038891108E-2,0,0]
[null,{"$f":"'Input - Inventory'!B347","v":339},{"$f":"'Input - Inventory'!C347","v":"2nd Light non-TRL (P09)"},{"$f":"'Input - Inventory'!D347","v":"Support"},{"$f":"'Input - Inventory'!E347","v":"NonTraffic"},{"$f":"'Input - Inventory'!F347","v":"n/a"},{"$f":"'Input - Inventory'!G347","v":0},null,"Support - 2nd Light non-TRL (P09)",null,0,56,0,null,0,0,0,0,0,0,0,0,0,0,0,0,0,0,0,0,0,0,0,0,0,0,0,0,0,0,0,0,0,null,0,0,0,0,0,0,0,0,0,null,0,0,0,0,0,0,0,0,0,0,null,0,0,0,0,0,0,0,null,0,0,0,null,{"$f":"IF($D350=\"Connection\",VLOOKUP(C350,'Input - General'!$F$62:$N$79,5,FALSE),0)","v":0},null,0.1801212933606588,0,0,null,8.6527813038891108E-2,0,0]
[null,{"$f":"'Input - Inventory'!B348","v":340},{"$f":"'Input - Inventory'!C348","v":"2ND LIGHT TRL"},{"$f":"'Input - Inventory'!D348","v":"Support"},{"$f":"'Input - Inventory'!E348","v":"Traffic"},{"$f":"'Input - Inventory'!F348","v":"n/a"},{"$f":"'Input - Inventory'!G348","v":0},null,"Support - 2ND LIGHT TRL",null,0,367,0,null,0,0,0,0,0,0,0,0,0,0,0,0,0,0,0,0,0,0,0,0,0,0,0,0,0,0,0,0,0,null,0,0,0,0,0,0,0,0,0,null,0,0,0,0,0,0,0,0,0,0,null,0,0,0,0,0,0,0,null,0,0,0,null,{"$f":"IF($D351=\"Connection\",VLOOKUP(C351,'Input - General'!$F$62:$N$79,5,FALSE),0)","v":0},null,0.1801212933606588,0,0,null,8.6527813038891108E-2,0,0]
[null,{"$f":"'Input - Inventory'!B349","v":341},{"$f":"'Input - Inventory'!C349","v":"2nd Light TRL (P09)"},{"$f":"'Input - Inventory'!D349","v":"Support"},{"$f":"'Input - Inventory'!E349","v":"Traffic"},{"$f":"'Input - Inventory'!F349","v":"n/a"},{"$f":"'Input - Inventory'!G349","v":0},null,"Support - 2nd Light TRL (P09)",null,0,18,0,null,0,0,0,0,0,0,0,0,0,0,0,0,0,0,0,0,0,0,0,0,0,0,0,0,0,0,0,0,0,null,0,0,0,0,0,0,0,0,0,null,0,0,0,0,0,0,0,0,0,0,null,0,0,0,0,0,0,0,null,0,0,0,null,{"$f":"IF($D352=\"Connection\",VLOOKUP(C352,'Input - General'!$F$62:$N$79,5,FALSE),0)","v":0},null,0.1801212933606588,0,0,null,8.6527813038891108E-2,0,0]
[null,{"$f":"'Input - Inventory'!B350","v":342},{"$f":"'Input - Inventory'!C350","v":"BOLLARD"},{"$f":"'Input - Inventory'!D350","v":"Support"},{"$f":"'Input - Inventory'!E350","v":"NonTraffic"},{"$f":"'Input - Inventory'!F350","v":"n/a"},{"$f":"'Input - Inventory'!G350","v":0},null,"Support - BOLLARD",null,0,73,0,null,0,0,0,0,0,0,0,0,0,0,0,0,0,0,0,0,0,0,0,0,0,0,0,0,0,0,0,0,0,null,0,0,0,0,0,0,0,0,0,null,0,0,0,0,0,0,0,0,0,0,null,0,0,0,0,0,0,0,null,0,0,0,null,{"$f":"IF($D353=\"Connection\",VLOOKUP(C353,'Input - General'!$F$62:$N$79,5,FALSE),0)","v":0},null,0.1801212933606588,0,0,null,8.6527813038891108E-2,0,0]
[null,{"$f":"'Input - Inventory'!B351","v":343},{"$f":"'Input - Inventory'!C351","v":"COLUMN 10.5M-13.5M"},{"$f":"'Input - Inventory'!D351","v":"Support"},{"$f":"'Input - Inventory'!E351","v":"Traffic"},{"$f":"'Input - Inventory'!F351","v":"n/a"},{"$f":"'Input - Inventory'!G351","v":0},null,"Support - COLUMN 10.5M-13.5M",null,0,9205,0,null,0,0,0,0,0,0,0,0,0,0,0,0,0,0,0,0,0,0,0,0,0,0,0,0,0,0,0,0,0,null,0,0,0,0,0,0,0,0,0,null,0,0,0,0,0,0,0,0,0,0,null,0,0,0,0,0,0,0,null,0,0,0,null,{"$f":"IF($D354=\"Connection\",VLOOKUP(C354,'Input - General'!$F$62:$N$79,5,FALSE),0)","v":0},null,0.1801212933606588,0,0,null,8.6527813038891108E-2,0,0]
[null,{"$f":"'Input - Inventory'!B352","v":344},{"$f":"'Input - Inventory'!C352","v":"Column 10.5m-13.5m (P09)"},{"$f":"'Input - Inventory'!D352","v":"Support"},{"$f":"'Input - Inventory'!E352","v":"Traffic"},{"$f":"'Input - Inventory'!F352","v":"n/a"},{"$f":"'Input - Inventory'!G352","v":0},null,"Support - Column 10.5m-13.5m (P09)",null,0,850,0,null,0,0,0,0,0,0,0,0,0,0,0,0,0,0,0,0,0,0,0,0,0,0,0,0,0,0,0,0,0,null,0,0,0,0,0,0,0,0,0,null,0,0,0,0,0,0,0,0,0,0,null,0,0,0,0,0,0,0,null,0,0,0,null,{"$f":"IF($D355=\"Connection\",VLOOKUP(C355,'Input - General'!$F$62:$N$79,5,FALSE),0)","v":0},null,0.1801212933606588,0,0,null,8.6527813038891108E-2,0,0]
[null,{"$f":"'Input - Inventory'!B353","v":345},{"$f":"'Input - Inventory'!C353","v":"COLUMN 14M-15M"},{"$f":"'Input - Inventory'!D353","v":"Support"},{"$f":"'Input - Inventory'!E353","v":"Traffic"},{"$f":"'Input - Inventory'!F353","v":"n/a"},{"$f":"'Input - Inventory'!G353","v":0},null,"Support - COLUMN 14M-15M",null,0,34,0,null,0,0,0,0,0,0,0,0,0,0,0,0,0,0,0,0,0,0,0,0,0,0,0,0,0,0,0,0,0,null,0,0,0,0,0,0,0,0,0,null,0,0,0,0,0,0,0,0,0,0,null,0,0,0,0,0,0,0,null,0,0,0,null,{"$f":"IF($D356=\"Connection\",VLOOKUP(C356,'Input - General'!$F$62:$N$79,5,FALSE),0)","v":0},null,0.1801212933606588,0,0,null,8.6527813038891108E-2,0,0]
[null,{"$f":"'Input - Inventory'!B354","v":346},{"$f":"'Input - Inventory'!C354","v":"COLUMN 2.5M-3.5M"},{"$f":"'Input - Inventory'!D354","v":"Support"},{"$f":"'Input - Inventory'!E354","v":"NonTraffic"},{"$f":"'Input - Inventory'!F354","v":"n/a"},{"$f":"'Input - Inventory'!G354","v":0},null,"Support - COLUMN 2.5M-3.5M",null,0,223,0,null,0,0,0,0,0,0,0,0,0,0,0,0,0,0,0,0,0,0,0,0,0,0,0,0,0,0,0,0,0,null,0,0,0,0,0,0,0,0,0,null,0,0,0,0,0,0,0,0,0,0,null,0,0,0,0,0,0,0,null,0,0,0,null,{"$f":"IF($D357=\"Connection\",VLOOKUP(C357,'Input - General'!$F$62:$N$79,5,FALSE),0)","v":0},null,0.1801212933606588,0,0,null,8.6527813038891108E-2,0,0]
[null,{"$f":"'Input - Inventory'!B355","v":347},{"$f":"'Input - Inventory'!C355","v":"Column 2.5m-3.5m (P09)"},{"$f":"'Input - Inventory'!D355","v":"Support"},{"$f":"'Input - Inventory'!E355","v":"NonTraffic"},{"$f":"'Input - Inventory'!F355","v":"n/a"},{"$f":"'Input - Inventory'!G355","v":0},null,"Support - Column 2.5m-3.5m (P09)",null,0,75,0,null,0,0,0,0,0,0,0,0,0,0,0,0,0,0,0,0,0,0,0,0,0,0,0,0,0,0,0,0,0,null,0,0,0,0,0,0,0,0,0,null,0,0,0,0,0,0,0,0,0,0,null,0,0,0,0,0,0,0,null,0,0,0,null,{"$f":"IF($D358=\"Connection\",VLOOKUP(C358,'Input - General'!$F$62:$N$79,5,FALSE),0)","v":0},null,0.1801212933606588,0,0,null,8.6527813038891108E-2,0,0]
[null,{"$f":"'Input - Inventory'!B356","v":348},{"$f":"'Input - Inventory'!C356","v":"COLUMN 4-6.5M ORION WATE"},{"$f":"'Input - Inventory'!D356","v":"Support"},{"$f":"'Input - Inventory'!E356","v":"NonTraffic"},{"$f":"'Input - Inventory'!F356","v":"n/a"},{"$f":"'Input - Inventory'!G356","v":0},null,"Support - COLUMN 4-6.5M ORION WATE",null,0,0,0,null,0,0,0,0,0,0,0,0,0,0,0,0,0,0,0,0,0,0,0,0,0,0,0,0,0,0,0,0,0,null,0,0,0,0,0,0,0,0,0,null,0,0,0,0,0,0,0,0,0,0,null,0,0,0,0,0,0,0,null,0,0,0,null,{"$f":"IF($D359=\"Connection\",VLOOKUP(C359,'Input - General'!$F$62:$N$79,5,FALSE),0)","v":0},null,0.1801212933606588,0,0,null,8.6527813038891108E-2,0,0]
[null,{"$f":"'Input - Inventory'!B357","v":349},{"$f":"'Input - Inventory'!C357","v":"COLUMN 4M-6.5M"},{"$f":"'Input - Inventory'!D357","v":"Support"},{"$f":"'Input - Inventory'!E357","v":"NonTraffic"},{"$f":"'Input - Inventory'!F357","v":"n/a"},{"$f":"'Input - Inventory'!G357","v":0},null,"Support - COLUMN 4M-6.5M",null,0,17881,0,null,0,0,0,0,0,0,0,0,0,0,0,0,0,0,0,0,0,0,0,0,0,0,0,0,0,0,0,0,0,null,0,0,0,0,0,0,0,0,0,null,0,0,0,0,0,0,0,0,0,0,null,0,0,0,0,0,0,0,null,0,0,0,null,{"$f":"IF($D360=\"Connection\",VLOOKUP(C360,'Input - General'!$F$62:$N$79,5,FALSE),0)","v":0},null,0.1801212933606588,0,0,null,8.6527813038891108E-2,0,0]
[null,{"$f":"'Input - Inventory'!B358","v":350},{"$f":"'Input - Inventory'!C358","v":"Column 4m-6.5m (P09)"},{"$f":"'Input - Inventory'!D358","v":"Support"},{"$f":"'Input - Inventory'!E358","v":"NonTraffic"},{"$f":"'Input - Inventory'!F358","v":"n/a"},{"$f":"'Input - Inventory'!G358","v":0},null,"Support - Column 4m-6.5m (P09)",null,0,4025,0,null,0,0,0,0,0,0,0,0,0,0,0,0,0,0,0,0,0,0,0,0,0,0,0,0,0,0,0,0,0,null,0,0,0,0,0,0,0,0,0,null,0,0,0,0,0,0,0,0,0,0,null,0,0,0,0,0,0,0,null,0,0,0,null,{"$f":"IF($D361=\"Connection\",VLOOKUP(C361,'Input - General'!$F$62:$N$79,5,FALSE),0)","v":0},null,0.1801212933606588,0,0,null,8.6527813038891108E-2,0,0]
[null,{"$f":"'Input - Inventory'!B359","v":351},{"$f":"'Input - Inventory'!C359","v":"COLUMN 7M-10M"},{"$f":"'Input - Inventory'!D359","v":"Support"},{"$f":"'Input - Inventory'!E359","v":"Traffic"},{"$f":"'Input - Inventory'!F359","v":"n/a"},{"$f":"'Input - Inventory'!G359","v":0},null,"Support - COLUMN 7M-10M",null,0,5824,0,null,0,0,0,0,0,0,0,0,0,0,0,0,0,0,0,0,0,0,0,0,0,0,0,0,0,0,0,0,0,null,0,0,0,0,0,0,0,0,0,null,0,0,0,0,0,0,0,0,0,0,null,0,0,0,0,0,0,0,null,0,0,0,null,{"$f":"IF($D362=\"Connection\",VLOOKUP(C362,'Input - General'!$F$62:$N$79,5,FALSE),0)","v":0},null,0.1801212933606588,0,0,null,8.6527813038891108E-2,0,0]
[null,{"$f":"'Input - Inventory'!B360","v":352},{"$f":"'Input - Inventory'!C360","v":"Column 7m-10m (P09)"},{"$f":"'Input - Inventory'!D360","v":"Support"},{"$f":"'Input - Inventory'!E360","v":"Traffic"},{"$f":"'Input - Inventory'!F360","v":"n/a"},{"$f":"'Input - Inventory'!G360","v":0},null,"Support - Column 7m-10m (P09)",null,0,678,0,null,0,0,0,0,0,0,0,0,0,0,0,0,0,0,0,0,0,0,0,0,0,0,0,0,0,0,0,0,0,null,0,0,0,0,0,0,0,0,0,null,0,0,0,0,0,0,0,0,0,0,null,0,0,0,0,0,0,0,null,0,0,0,null,{"$f":"IF($D363=\"Connection\",VLOOKUP(C363,'Input - General'!$F$62:$N$79,5,FALSE),0)","v":0},null,0.1801212933606588,0,0,null,8.6527813038891108E-2,0,0]
[null,{"$f":"'Input - Inventory'!B361","v":353},{"$f":"'Input - Inventory'!C361","v":"DECORATIVE COLUMN"},{"$f":"'Input - Inventory'!D361","v":"Support"},{"$f":"'Input - Inventory'!E361","v":"NonTraffic"},{"$f":"'Input - Inventory'!F361","v":"n/a"},{"$f":"'Input - Inventory'!G361","v":0},null,"Support - DECORATIVE COLUMN",null,0,2093,0,null,0,0,0,0,0,0,0,0,0,0,0,0,0,0,0,0,0,0,0,0,0,0,0,0,0,0,0,0,0,null,0,0,0,0,0,0,0,0,0,null,0,0,0,0,0,0,0,0,0,0,null,0,0,0,0,0,0,0,null,0,0,0,null,{"$f":"IF($D364=\"Connection\",VLOOKUP(C364,'Input - General'!$F$62:$N$79,5,FALSE),0)","v":0},null,0.1801212933606588,0,0,null,8.6527813038891108E-2,0,0]
[null,{"$f":"'Input - Inventory'!B362","v":354},{"$f":"'Input - Inventory'!C362","v":"DEDICATED SUPPORT & COND"},{"$f":"'Input - Inventory'!D362","v":"Support"},{"$f":"'Input - Inventory'!E362","v":"NonTraffic"},{"$f":"'Input - Inventory'!F362","v":"n/a"},{"$f":"'Input - Inventory'!G362","v":0},null,"Support - DEDICATED SUPPORT & COND",null,0,0,0,null,0,0,0,0,0,0,0,0,0,0,0,0,0,0,0,0,0,0,0,0,0,0,0,0,0,0,0,0,0,null,0,0,0,0,0,0,0,0,0,null,0,0,0,0,0,0,0,0,0,0,null,0,0,0,0,0,0,0,null,0,0,0,null,{"$f":"IF($D365=\"Connection\",VLOOKUP(C365,'Input - General'!$F$62:$N$79,5,FALSE),0)","v":0},null,0.1801212933606588,0,0,null,8.6527813038891108E-2,0,0]
[null,{"$f":"'Input - Inventory'!B363","v":355},{"$f":"'Input - Inventory'!C363","v":"Dedicated Support & Conductor (P09)"},{"$f":"'Input - Inventory'!D363","v":"Support"},{"$f":"'Input - Inventory'!E363","v":"NonTraffic"},{"$f":"'Input - Inventory'!F363","v":"n/a"},{"$f":"'Input - Inventory'!G363","v":0},null,"Support - Dedicated Support & Conductor (P09)",null,0,48,0,null,0,0,0,0,0,0,0,0,0,0,0,0,0,0,0,0,0,0,0,0,0,0,0,0,0,0,0,0,0,null,0,0,0,0,0,0,0,0,0,null,0,0,0,0,0,0,0,0,0,0,null,0,0,0,0,0,0,0,null,0,0,0,null,{"$f":"IF($D366=\"Connection\",VLOOKUP(C366,'Input - General'!$F$62:$N$79,5,FALSE),0)","v":0},null,0.1801212933606588,0,0,null,8.6527813038891108E-2,0,0]
[null,{"$f":"'Input - Inventory'!B364","v":356},{"$f":"'Input - Inventory'!C364","v":"EMPTY"},{"$f":"'Input - Inventory'!D364","v":"Support"},{"$f":"'Input - Inventory'!E364","v":"NonTraffic"},{"$f":"'Input - Inventory'!F364","v":"n/a"},{"$f":"'Input - Inventory'!G364","v":0},null,"Support - EMPTY",null,0,0,0,null,0,0,0,0,0,0,0,0,0,0,0,0,0,0,0,0,0,0,0,0,0,0,0,0,0,0,0,0,0,null,0,0,0,0,0,0,0,0,0,null,0,0,0,0,0,0,0,0,0,0,null,0,0,0,0,0,0,0,null,0,0,0,null,{"$f":"IF($D367=\"Connection\",VLOOKUP(C367,'Input - General'!$F$62:$N$79,5,FALSE),0)","v":0},null,0.1801212933606588,0,0,null,8.6527813038891108E-2,0,0]
[null,{"$f":"'Input - Inventory'!B365","v":357},{"$f":"'Input - Inventory'!C365","v":"HYDE PARK STANDARD"},{"$f":"'Input - Inventory'!D365","v":"Support"},{"$f":"'Input - Inventory'!E365","v":"NonTraffic"},{"$f":"'Input - Inventory'!F365","v":"n/a"},{"$f":"'Input - Inventory'!G365","v":0},null,"Support - HYDE PARK STANDARD",null,0,184,0,null,0,0,0,0,0,0,0,0,0,0,0,0,0,0,0,0,0,0,0,0,0,0,0,0,0,0,0,0,0,null,0,0,0,0,0,0,0,0,0,null,0,0,0,0,0,0,0,0,0,0,null,0,0,0,0,0,0,0,null,0,0,0,null,{"$f":"IF($D368=\"Connection\",VLOOKUP(C368,'Input - General'!$F$62:$N$79,5,FALSE),0)","v":0},null,0.1801212933606588,0,0,null,8.6527813038891108E-2,0,0]
[null,{"$f":"'Input - Inventory'!B366","v":358},{"$f":"'Input - Inventory'!C366","v":"MACQUARIE STANDARD"},{"$f":"'Input - Inventory'!D366","v":"Support"},{"$f":"'Input - Inventory'!E366","v":"Traffic"},{"$f":"'Input - Inventory'!F366","v":"n/a"},{"$f":"'Input - Inventory'!G366","v":0},null,"Support - MACQUARIE STANDARD",null,0,28,0,null,0,0,0,0,0,0,0,0,0,0,0,0,0,0,0,0,0,0,0,0,0,0,0,0,0,0,0,0,0,null,0,0,0,0,0,0,0,0,0,null,0,0,0,0,0,0,0,0,0,0,null,0,0,0,0,0,0,0,null,0,0,0,null,{"$f":"IF($D369=\"Connection\",VLOOKUP(C369,'Input - General'!$F$62:$N$79,5,FALSE),0)","v":0},null,0.1801212933606588,0,0,null,8.6527813038891108E-2,0,0]
[null,{"$f":"'Input - Inventory'!B367","v":359},{"$f":"'Input - Inventory'!C367","v":"Macquarie Standard (P09)"},{"$f":"'Input - Inventory'!D367","v":"Support"},{"$f":"'Input - Inventory'!E367","v":"NonTraffic"},{"$f":"'Input - Inventory'!F367","v":"n/a"},{"$f":"'Input - Inventory'!G367","v":0},null,"Support - Macquarie Standard (P09)",null,0,7,0,null,0,0,0,0,0,0,0,0,0,0,0,0,0,0,0,0,0,0,0,0,0,0,0,0,0,0,0,0,0,null,0,0,0,0,0,0,0,0,0,null,0,0,0,0,0,0,0,0,0,0,null,0,0,0,0,0,0,0,null,0,0,0,null,{"$f":"IF($D370=\"Connection\",VLOOKUP(C370,'Input - General'!$F$62:$N$79,5,FALSE),0)","v":0},null,0.1801212933606588,0,0,null,8.6527813038891108E-2,0,0]
[null,{"$f":"'Input - Inventory'!B368","v":360},{"$f":"'Input - Inventory'!C368","v":"MAST 15.5M-30M"},{"$f":"'Input - Inventory'!D368","v":"Support"},{"$f":"'Input - Inventory'!E368","v":"Traffic"},{"$f":"'Input - Inventory'!F368","v":"n/a"},{"$f":"'Input - Inventory'!G368","v":0},null,"Support - MAST 15.5M-30M",null,0,15,0,null,0,0,0,0,0,0,0,0,0,0,0,0,0,0,0,0,0,0,0,0,0,0,0,0,0,0,0,0,0,null,0,0,0,0,0,0,0,0,0,null,0,0,0,0,0,0,0,0,0,0,null,0,0,0,0,0,0,0,null,0,0,0,null,{"$f":"IF($D371=\"Connection\",VLOOKUP(C371,'Input - General'!$F$62:$N$79,5,FALSE),0)","v":0},null,0.1801212933606588,0,0,null,8.6527813038891108E-2,0,0]
[null,{"$f":"'Input - Inventory'!B369","v":361},{"$f":"'Input - Inventory'!C369","v":"MAST 23M"},{"$f":"'Input - Inventory'!D369","v":"Support"},{"$f":"'Input - Inventory'!E369","v":"Traffic"},{"$f":"'Input - Inventory'!F369","v":"n/a"},{"$f":"'Input - Inventory'!G369","v":0},null,"Support - MAST 23M",null,0,3,0,null,0,0,0,0,0,0,0,0,0,0,0,0,0,0,0,0,0,0,0,0,0,0,0,0,0,0,0,0,0,null,0,0,0,0,0,0,0,0,0,null,0,0,0,0,0,0,0,0,0,0,null,0,0,0,0,0,0,0,null,0,0,0,null,{"$f":"IF($D372=\"Connection\",VLOOKUP(C372,'Input - General'!$F$62:$N$79,5,FALSE),0)","v":0},null,0.1801212933606588,0,0,null,8.6527813038891108E-2,0,0]
[null,{"$f":"'Input - Inventory'!B370","v":362},{"$f":"'Input - Inventory'!C370","v":"MAST 25M"},{"$f":"'Input - Inventory'!D370","v":"Support"},{"$f":"'Input - Inventory'!E370","v":"Traffic"},{"$f":"'Input - Inventory'!F370","v":"n/a"},{"$f":"'Input - Inventory'!G370","v":0},null,"Support - MAST 25M",null,0,4,0,null,0,0,0,0,0,0,0,0,0,0,0,0,0,0,0,0,0,0,0,0,0,0,0,0,0,0,0,0,0,null,0,0,0,0,0,0,0,0,0,null,0,0,0,0,0,0,0,0,0,0,null,0,0,0,0,0,0,0,null,0,0,0,null,{"$f":"IF($D373=\"Connection\",VLOOKUP(C373,'Input - General'!$F$62:$N$79,5,FALSE),0)","v":0},null,0.1801212933606588,0,0,null,8.6527813038891108E-2,0,0]
[null,{"$f":"'Input - Inventory'!B371","v":363},{"$f":"'Input - Inventory'!C371","v":"ORION DOUBLE ARM"},{"$f":"'Input - Inventory'!D371","v":"Support"},{"$f":"'Input - Inventory'!E371","v":"NonTraffic"},{"$f":"'Input - Inventory'!F371","v":"n/a"},{"$f":"'Input - Inventory'!G371","v":0},null,"Support - ORION DOUBLE ARM",null,0,6,0,null,0,0,0,0,0,0,0,0,0,0,0,0,0,0,0,0,0,0,0,0,0,0,0,0,0,0,0,0,0,null,0,0,0,0,0,0,0,0,0,null,0,0,0,0,0,0,0,0,0,0,null,0,0,0,0,0,0,0,null,0,0,0,null,{"$f":"IF($D374=\"Connection\",VLOOKUP(C374,'Input - General'!$F$62:$N$79,5,FALSE),0)","v":0},null,0.1801212933606588,0,0,null,8.6527813038891108E-2,0,0]
[null,{"$f":"'Input - Inventory'!B372","v":364},{"$f":"'Input - Inventory'!C372","v":"Orion Double Arm (P09)"},{"$f":"'Input - Inventory'!D372","v":"Support"},{"$f":"'Input - Inventory'!E372","v":"NonTraffic"},{"$f":"'Input - Inventory'!F372","v":"n/a"},{"$f":"'Input - Inventory'!G372","v":0},null,"Support - Orion Double Arm (P09)",null,0,1,0,null,0,0,0,0,0,0,0,0,0,0,0,0,0,0,0,0,0,0,0,0,0,0,0,0,0,0,0,0,0,null,0,0,0,0,0,0,0,0,0,null,0,0,0,0,0,0,0,0,0,0,null,0,0,0,0,0,0,0,null,0,0,0,null,{"$f":"IF($D375=\"Connection\",VLOOKUP(C375,'Input - General'!$F$62:$N$79,5,FALSE),0)","v":0},null,0.1801212933606588,0,0,null,8.6527813038891108E-2,0,0]
[null,{"$f":"'Input - Inventory'!B373","v":365},{"$f":"'Input - Inventory'!C373","v":"POLO 10.5M DECORATIVE 2M"},{"$f":"'Input - Inventory'!D373","v":"Support"},{"$f":"'Input - Inventory'!E373","v":"NonTraffic"},{"$f":"'Input - Inventory'!F373","v":"n/a"},{"$f":"'Input - Inventory'!G373","v":0},null,"Support - POLO 10.5M DECORATIVE 2M",null,0,0,0,null,0,0,0,0,0,0,0,0,0,0,0,0,0,0,0,0,0,0,0,0,0,0,0,0,0,0,0,0,0,null,0,0,0,0,0,0,0,0,0,null,0,0,0,0,0,0,0,0,0,0,null,0,0,0,0,0,0,0,null,0,0,0,null,{"$f":"IF($D376=\"Connection\",VLOOKUP(C376,'Input - General'!$F$62:$N$79,5,FALSE),0)","v":0},null,0.1801212933606588,0,0,null,8.6527813038891108E-2,0,0]
[null,{"$f":"'Input - Inventory'!B374","v":366},{"$f":"'Input - Inventory'!C374","v":"POLO 4.5M DECORATIVE 1.2"},{"$f":"'Input - Inventory'!D374","v":"Support"},{"$f":"'Input - Inventory'!E374","v":"NonTraffic"},{"$f":"'Input - Inventory'!F374","v":"n/a"},{"$f":"'Input - Inventory'!G374","v":0},null,"Support - POLO 4.5M DECORATIVE 1.2",null,0,0,0,null,0,0,0,0,0,0,0,0,0,0,0,0,0,0,0,0,0,0,0,0,0,0,0,0,0,0,0,0,0,null,0,0,0,0,0,0,0,0,0,null,0,0,0,0,0,0,0,0,0,0,null,0,0,0,0,0,0,0,null,0,0,0,null,{"$f":"IF($D377=\"Connection\",VLOOKUP(C377,'Input - General'!$F$62:$N$79,5,FALSE),0)","v":0},null,0.1801212933606588,0,0,null,8.6527813038891108E-2,0,0]
[null,{"$f":"'Input - Inventory'!B375","v":367},{"$f":"'Input - Inventory'!C375","v":"PRIVATE"},{"$f":"'Input - Inventory'!D375","v":"Support"},{"$f":"'Input - Inventory'!E375","v":"NonTraffic"},{"$f":"'Input - Inventory'!F375","v":"n/a"},{"$f":"'Input - Inventory'!G375","v":0},null,"Support - PRIVATE",null,0,113,0,null,0,0,0,0,0,0,0,0,0,0,0,0,0,0,0,0,0,0,0,0,0,0,0,0,0,0,0,0,0,null,0,0,0,0,0,0,0,0,0,null,0,0,0,0,0,0,0,0,0,0,null,0,0,0,0,0,0,0,null,0,0,0,null,{"$f":"IF($D378=\"Connection\",VLOOKUP(C378,'Input - General'!$F$62:$N$79,5,FALSE),0)","v":0},null,0.1801212933606588,0,0,null,8.6527813038891108E-2,0,0]
[null,{"$f":"'Input - Inventory'!B376","v":368},{"$f":"'Input - Inventory'!C376","v":"Private (P09)"},{"$f":"'Input - Inventory'!D376","v":"Support"},{"$f":"'Input - Inventory'!E376","v":"NonTraffic"},{"$f":"'Input - Inventory'!F376","v":"n/a"},{"$f":"'Input - Inventory'!G376","v":0},null,"Support - Private (P09)",null,0,10,0,null,0,0,0,0,0,0,0,0,0,0,0,0,0,0,0,0,0,0,0,0,0,0,0,0,0,0,0,0,0,null,0,0,0,0,0,0,0,0,0,null,0,0,0,0,0,0,0,0,0,0,null,0,0,0,0,0,0,0,null,0,0,0,null,{"$f":"IF($D379=\"Connection\",VLOOKUP(C379,'Input - General'!$F$62:$N$79,5,FALSE),0)","v":0},null,0.1801212933606588,0,0,null,8.6527813038891108E-2,0,0]
[null,{"$f":"'Input - Inventory'!B377","v":369},{"$f":"'Input - Inventory'!C377","v":"ROCKS STANDARD"},{"$f":"'Input - Inventory'!D377","v":"Support"},{"$f":"'Input - Inventory'!E377","v":"NonTraffic"},{"$f":"'Input - Inventory'!F377","v":"n/a"},{"$f":"'Input - Inventory'!G377","v":0},null,"Support - ROCKS STANDARD",null,0,1829,0,null,0,0,0,0,0,0,0,0,0,0,0,0,0,0,0,0,0,0,0,0,0,0,0,0,0,0,0,0,0,null,0,0,0,0,0,0,0,0,0,null,0,0,0,0,0,0,0,0,0,0,null,0,0,0,0,0,0,0,null,0,0,0,null,{"$f":"IF($D380=\"Connection\",VLOOKUP(C380,'Input - General'!$F$62:$N$79,5,FALSE),0)","v":0},null,0.1801212933606588,0,0,null,8.6527813038891108E-2,0,0]
[null,{"$f":"'Input - Inventory'!B378","v":370},{"$f":"'Input - Inventory'!C378","v":"SMARTPOLE A"},{"$f":"'Input - Inventory'!D378","v":"Support"},{"$f":"'Input - Inventory'!E378","v":"NonTraffic"},{"$f":"'Input - Inventory'!F378","v":"n/a"},{"$f":"'Input - Inventory'!G378","v":0},null,"Support - SMARTPOLE A",null,0,5,0,null,0,0,0,0,0,0,0,0,0,0,0,0,0,0,0,0,0,0,0,0,0,0,0,0,0,0,0,0,0,null,0,0,0,0,0,0,0,0,0,null,0,0,0,0,0,0,0,0,0,0,null,0,0,0,0,0,0,0,null,0,0,0,null,{"$f":"IF($D381=\"Connection\",VLOOKUP(C381,'Input - General'!$F$62:$N$79,5,FALSE),0)","v":0},null,0.1801212933606588,0,0,null,8.6527813038891108E-2,0,0]
[null,{"$f":"'Input - Inventory'!B379","v":371},{"$f":"'Input - Inventory'!C379","v":"SMARTPOLE AB"},{"$f":"'Input - Inventory'!D379","v":"Support"},{"$f":"'Input - Inventory'!E379","v":"NonTraffic"},{"$f":"'Input - Inventory'!F379","v":"n/a"},{"$f":"'Input - Inventory'!G379","v":0},null,"Support - SMARTPOLE AB",null,0,0,0,null,0,0,0,0,0,0,0,0,0,0,0,0,0,0,0,0,0,0,0,0,0,0,0,0,0,0,0,0,0,null,0,0,0,0,0,0,0,0,0,null,0,0,0,0,0,0,0,0,0,0,null,0,0,0,0,0,0,0,null,0,0,0,null,{"$f":"IF($D382=\"Connection\",VLOOKUP(C382,'Input - General'!$F$62:$N$79,5,FALSE),0)","v":0},null,0.1801212933606588,0,0,null,8.6527813038891108E-2,0,0]
[null,{"$f":"'Input - Inventory'!B380","v":372},{"$f":"'Input - Inventory'!C380","v":"SMARTPOLE B"},{"$f":"'Input - Inventory'!D380","v":"Support"},{"$f":"'Input - Inventory'!E380","v":"NonTraffic"},{"$f":"'Input - Inventory'!F380","v":"n/a"},{"$f":"'Input - Inventory'!G380","v":0},null,"Support - SMARTPOLE B",null,0,0,0,null,0,0,0,0,0,0,0,0,0,0,0,0,0,0,0,0,0,0,0,0,0,0,0,0,0,0,0,0,0,null,0,0,0,0,0,0,0,0,0,null,0,0,0,0,0,0,0,0,0,0,null,0,0,0,0,0,0,0,null,0,0,0,null,{"$f":"IF($D383=\"Connection\",VLOOKUP(C383,'Input - General'!$F$62:$N$79,5,FALSE),0)","v":0},null,0.1801212933606588,0,0,null,8.6527813038891108E-2,0,0]
[null,{"$f":"'Input - Inventory'!B381","v":373},{"$f":"'Input - Inventory'!C381","v":"SMARTPOLE C"},{"$f":"'Input - Inventory'!D381","v":"Support"},{"$f":"'Input - Inventory'!E381","v":"NonTraffic"},{"$f":"'Input - Inventory'!F381","v":"n/a"},{"$f":"'Input - Inventory'!G381","v":0},null,"Support - SMARTPOLE C",null,0,0,0,null,0,0,0,0,0,0,0,0,0,0,0,0,0,0,0,0,0,0,0,0,0,0,0,0,0,0,0,0,0,null,0,0,0,0,0,0,0,0,0,null,0,0,0,0,0,0,0,0,0,0,null,0,0,0,0,0,0,0,null,0,0,0,null,{"$f":"IF($D384=\"Connection\",VLOOKUP(C384,'Input - General'!$F$62:$N$79,5,FALSE),0)","v":0},null,0.1801212933606588,0,0,null,8.6527813038891108E-2,0,0]
[null,{"$f":"'Input - Inventory'!B382","v":374},{"$f":"'Input - Inventory'!C382","v":"SUSPENDED"},{"$f":"'Input - Inventory'!D382","v":"Support"},{"$f":"'Input - Inventory'!E382","v":"NonTraffic"},{"$f":"'Input - Inventory'!F382","v":"n/a"},{"$f":"'Input - Inventory'!G382","v":0},null,"Support - SUSPENDED",null,0,153,0,null,0,0,0,0,0,0,0,0,0,0,0,0,0,0,0,0,0,0,0,0,0,0,0,0,0,0,0,0,0,null,0,0,0,0,0,0,0,0,0,null,0,0,0,0,0,0,0,0,0,0,null,0,0,0,0,0,0,0,null,0,0,0,null,{"$f":"IF($D385=\"Connection\",VLOOKUP(C385,'Input - General'!$F$62:$N$79,5,FALSE),0)","v":0},null,0.1801212933606588,0,0,null,8.6527813038891108E-2,0,0]
[null,{"$f":"'Input - Inventory'!B383","v":375},{"$f":"'Input - Inventory'!C383","v":"Suspended (P09)"},{"$f":"'Input - Inventory'!D383","v":"Support"},{"$f":"'Input - Inventory'!E383","v":"NonTraffic"},{"$f":"'Input - Inventory'!F383","v":"n/a"},{"$f":"'Input - Inventory'!G383","v":0},null,"Support - Suspended (P09)",null,0,5,0,null,0,0,0,0,0,0,0,0,0,0,0,0,0,0,0,0,0,0,0,0,0,0,0,0,0,0,0,0,0,null,0,0,0,0,0,0,0,0,0,null,0,0,0,0,0,0,0,0,0,0,null,0,0,0,0,0,0,0,null,0,0,0,null,{"$f":"IF($D386=\"Connection\",VLOOKUP(C386,'Input - General'!$F$62:$N$79,5,FALSE),0)","v":0},null,0.1801212933606588,0,0,null,8.6527813038891108E-2,0,0]
[null,{"$f":"'Input - Inventory'!B384","v":376},{"$f":"'Input - Inventory'!C384","v":"UNKNOWN"},{"$f":"'Input - Inventory'!D384","v":"Support"},{"$f":"'Input - Inventory'!E384","v":"NonTraffic"},{"$f":"'Input - Inventory'!F384","v":"n/a"},{"$f":"'Input - Inventory'!G384","v":0},null,"Support - UNKNOWN",null,0,207,0,null,0,0,0,0,0,0,0,0,0,0,0,0,0,0,0,0,0,0,0,0,0,0,0,0,0,0,0,0,0,null,0,0,0,0,0,0,0,0,0,null,0,0,0,0,0,0,0,0,0,0,null,0,0,0,0,0,0,0,null,0,0,0,null,{"$f":"IF($D387=\"Connection\",VLOOKUP(C387,'Input - General'!$F$62:$N$79,5,FALSE),0)","v":0},null,0.1801212933606588,0,0,null,8.6527813038891108E-2,0,0]
[null,{"$f":"'Input - Inventory'!B385","v":377},{"$f":"'Input - Inventory'!C385","v":"WALL"},{"$f":"'Input - Inventory'!D385","v":"Support"},{"$f":"'Input - Inventory'!E385","v":"NonTraffic"},{"$f":"'Input - Inventory'!F385","v":"n/a"},{"$f":"'Input - Inventory'!G385","v":0},null,"Support - WALL",null,0,369,0,null,0,0,0,0,0,0,0,0,0,0,0,0,0,0,0,0,0,0,0,0,0,0,0,0,0,0,0,0,0,null,0,0,0,0,0,0,0,0,0,null,0,0,0,0,0,0,0,0,0,0,null,0,0,0,0,0,0,0,null,0,0,0,null,{"$f":"IF($D388=\"Connection\",VLOOKUP(C388,'Input - General'!$F$62:$N$79,5,FALSE),0)","v":0},null,0.1801212933606588,0,0,null,8.6527813038891108E-2,0,0]
[null,{"$f":"'Input - Inventory'!B386","v":378},{"$f":"'Input - Inventory'!C386","v":"Wall (P09)"},{"$f":"'Input - Inventory'!D386","v":"Support"},{"$f":"'Input - Inventory'!E386","v":"NonTraffic"},{"$f":"'Input - Inventory'!F386","v":"n/a"},{"$f":"'Input - Inventory'!G386","v":0},null,"Support - Wall (P09)",null,0,54,0,null,0,0,0,0,0,0,0,0,0,0,0,0,0,0,0,0,0,0,0,0,0,0,0,0,0,0,0,0,0,null,0,0,0,0,0,0,0,0,0,null,0,0,0,0,0,0,0,0,0,0,null,0,0,0,0,0,0,0,null,0,0,0,null,{"$f":"IF($D389=\"Connection\",VLOOKUP(C389,'Input - General'!$F$62:$N$79,5,FALSE),0)","v":0},null,0.1801212933606588,0,0,null,8.6527813038891108E-2,0,0]
[null,{"$f":"'Input - Inventory'!B387","v":379},{"$f":"'Input - Inventory'!C387","v":"WOOD POLE NON-TRL"},{"$f":"'Input - Inventory'!D387","v":"Support"},{"$f":"'Input - Inventory'!E387","v":"NonTraffic"},{"$f":"'Input - Inventory'!F387","v":"n/a"},{"$f":"'Input - Inventory'!G387","v":0},null,"Support - WOOD POLE NON-TRL",null,0,143400.5,0,null,0,0,0,0,0,0,0,0,0,0,0,0,0,0,0,0,0,0,0,0,0,0,0,0,0,0,0,0,0,null,0,0,0,0,0,0,0,0,0,null,0,0,0,0,0,0,0,0,0,0,null,0,0,0,0,0,0,0,null,0,0,0,null,{"$f":"IF($D390=\"Connection\",VLOOKUP(C390,'Input - General'!$F$62:$N$79,5,FALSE),0)","v":0},null,0.1801212933606588,0,0,null,8.6527813038891108E-2,0,0]
[null,{"$f":"'Input - Inventory'!B388","v":380},{"$f":"'Input - Inventory'!C388","v":"Wood Pole non-TRL (P09)"},{"$f":"'Input - Inventory'!D388","v":"Support"},{"$f":"'Input - Inventory'!E388","v":"NonTraffic"},{"$f":"'Input - Inventory'!F388","v":"n/a"},{"$f":"'Input - Inventory'!G388","v":0},null,"Support - Wood Pole non-TRL (P09)",null,0,4464.5,0,null,0,0,0,0,0,0,0,0,0,0,0,0,0,0,0,0,0,0,0,0,0,0,0,0,0,0,0,0,0,null,0,0,0,0,0,0,0,0,0,null,0,0,0,0,0,0,0,0,0,0,null,0,0,0,0,0,0,0,null,0,0,0,null,{"$f":"IF($D391=\"Connection\",VLOOKUP(C391,'Input - General'!$F$62:$N$79,5,FALSE),0)","v":0},null,0.1801212933606588,0,0,null,8.6527813038891108E-2,0,0]
[null,{"$f":"'Input - Inventory'!B389","v":381},{"$f":"'Input - Inventory'!C389","v":"WOOD POLE TRL"},{"$f":"'Input - Inventory'!D389","v":"Support"},{"$f":"'Input - Inventory'!E389","v":"NonTraffic"},{"$f":"'Input - Inventory'!F389","v":"n/a"},{"$f":"'Input - Inventory'!G389","v":0},null,"Support - WOOD POLE TRL",null,0,47735,0,null,0,0,0,0,0,0,0,0,0,0,0,0,0,0,0,0,0,0,0,0,0,0,0,0,0,0,0,0,0,null,0,0,0,0,0,0,0,0,0,null,0,0,0,0,0,0,0,0,0,0,null,0,0,0,0,0,0,0,null,0,0,0,null,{"$f":"IF($D392=\"Connection\",VLOOKUP(C392,'Input - General'!$F$62:$N$79,5,FALSE),0)","v":0},null,0.1801212933606588,0,0,null,8.6527813038891108E-2,0,0]
[null,{"$f":"'Input - Inventory'!B390","v":382},{"$f":"'Input - Inventory'!C390","v":"Wood Pole TRL (P09)"},{"$f":"'Input - Inventory'!D390","v":"Support"},{"$f":"'Input - Inventory'!E390","v":"Traffic"},{"$f":"'Input - Inventory'!F390","v":"n/a"},{"$f":"'Input - Inventory'!G390","v":0},null,"Support - Wood Pole TRL (P09)",null,0,1550.5,0,null,0,0,0,0,0,0,0,0,0,0,0,0,0,0,0,0,0,0,0,0,0,0,0,0,0,0,0,0,0,null,0,0,0,0,0,0,0,0,0,null,0,0,0,0,0,0,0,0,0,0,null,0,0,0,0,0,0,0,null,0,0,0,null,{"$f":"IF($D393=\"Connection\",VLOOKUP(C393,'Input - General'!$F$62:$N$79,5,FALSE),0)","v":0},null,0.1801212933606588,0,0,null,8.6527813038891108E-2,0,0]

{"sheet":"Calc - Opex FY16","index":4,"n_rows":393,"n_cols":86,"rows_kept":393,"cut":false,"hidden":false,"merged":[[7,85,9,85],[8,67,8,68],[8,69,8,70],[7,42,9,42],[7,52,9,52],[7,63,9,63],[8,54,8,56],[8,57,8,59],[8,60,8,62],[8,50,8,51],[8,46,8,47],[8,44,8,45],[8,48,8,49],[1,1,8,6],[8,65,8,66],[7,81,9,81],[8,14,8,15],[8,16,8,17],[8,18,8,19],[8,20,8,21],[8,22,8,23],[7,71,9,71],[7,75,9,75],[8,74,9,74],[8,73,9,73],[7,77,9,77],[8,32,8,33],[8,34,8,35],[8,36,8,37],[8,38,8,39],[8,40,8,41],[7,14,7,15],[7,12,9,12],[7,36,7,37],[7,34,7,35],[7,32,7,33],[7,16,7,17],[8,24,8,25],[8,26,8,27],[8,28,8,29],[7,18,7,19],[7,20,7,21],[7,22,7,23],[7,24,7,25],[8,30,8,31],[7,38,7,39],[7,30,7,31],[7,26,7,27],[7,28,7,29],[7,40,7,41]]}
[]
[null,{"$f":"CONCATENATE(\"This sheet contains no inputs and all values are calculated for \" & \"FY16\" )","v":"This sheet contains no inputs and all values are calculated for FY16"},null,null,null,null,null,null,null,null,null,null,null,null,null,null,null,null,null,null,null,null,null,null,null,null,null,null,null,null,null,null,null,null,null,null,null,null,null,null,null,null,"Bulk contract",null,null,null,null,null,null,null,null,null,"Bulk materials",null,null,null,null,null,null,null,null,null,null,"Spot labour",null,null,null,null,null,null,null,"Spot materials",null,null,null,"EWP costs",null,"Connections",null,null,null,"Overheads",null,null,null,"CAM"]
[]
[null,null,null,null,null,null,null,null,null,null,null,"Totals --->   ",{"$f":"SUM(M12:M475)","v":19217627.844901163},null,{"$f":"SUMPRODUCT(O12:O294,P12:P294,$L$12:$L$294)","v":622873.78571263107},null,{"$f":"SUMPRODUCT(Q12:Q294,R12:R294,$L$12:$L$294)","v":263020.9956209971},null,{"$f":"SUMPRODUCT(S12:S294,T12:T294,$L$12:$L$294)","v":34716.564790053439},null,{"$f":"SUMPRODUCT(U12:U294,V12:V294,$L$12:$L$294)","v":3873.8425394618835},null,{"$f":"SUMPRODUCT(W12:W294,X12:X294,$L$12:$L$294)","v":444191.02468624641},null,{"$f":"SUMPRODUCT(Y12:Y294,Z12:Z294,$L$12:$L$294)","v":12233.858839189708},null,{"$f":"SUMPRODUCT(AA12:AA294,AB12:AB294,$L$12:$L$294)","v":106691.19888380614},null,{"$f":"SUMPRODUCT(AC12:AC294,AD12:AD294,$L$12:$L$294)","v":863438.27692790877},null,{"$f":"SUMPRODUCT(AE12:AE294,AF12:AF294,$L$12:$L$294)","v":814332.11565554864},null,{"$f":"SUMPRODUCT(AG12:AG294,AH12:AH294,$L$12:$L$294)","v":0},null,{"$f":"SUMPRODUCT(AI12:AI294,AJ12:AJ294,$L$12:$L$294)","v":355748.09541056462},null,{"$f":"SUMPRODUCT(AK12:AK294,AL12:AL294,$L$12:$L$294)","v":565292.11314451532},null,{"$f":"SUMPRODUCT(AM12:AM294,AN12:AN294,$L$12:$L$294)","v":0},null,{"$f":"SUMPRODUCT(AO12:AO294,AP12:AP294,$L$12:$L$294)","v":0},null,{"$f":"SUMPRODUCT(AQ12:AQ475,$L$12:$L$475)","v":4086411.8722109231},null,{"$f":"SUMPRODUCT(AS12:AS294,AT12:AT294,$L$12:$L$294)","v":1337252.5711527076},null,{"$f":"SUMPRODUCT(AU12:AU294,AV12:AV294,$L$12:$L$294)","v":148850.46937463162},null,{"$f":"SUMPRODUCT(AW12:AW294,AX12:AX294,$L$12:$L$294)","v":464947.24827282963},null,{"$f":"SUMPRODUCT(AY12:AY294,AZ12:AZ294,$L$12:$L$294)","v":1925},null,{"$f":"SUMPRODUCT(BA12:BA475,$L$12:$L$475)","v":1952975.2888001681},null,{"$f":"SUMPRODUCT(BC12:BC294,BD12:BD294,BE12:BE294,$L$12:$L$294)","v":4255961.6867993651},null,null,{"$f":"SUMPRODUCT(BF12:BF294,BG12:BG294,BH12:BH294,$L$12:$L$294)","v":0},null,null,{"$f":"SUMPRODUCT(BI12:BI294,BJ12:BJ294,BK12:BK294,$L$12:$L$294)","v":0},null,null,{"$f":"SUMPRODUCT(BL12:BL475,$L$12:$L$475)","v":4255961.6867993651},null,{"$f":"SUMPRODUCT(BN12:BN294,BO12:BO294,$L$12:$L$294)","v":489042.73811114917},null,{"$f":"SUMPRODUCT(BP12:BP294,BQ12:BQ294,$L$12:$L$294)","v":39613.505552845083},null,{"$f":"SUMPRODUCT(BR12:BR294,BS12:BS294,$L$12:$L$294)","v":732.2},null,{"$f":"SUMPRODUCT(BT12:BT475,$L$12:$L$475)","v":529388.4436639942},null,null,null,{"$f":"SUMPRODUCT(BX12:BX475,$L$12:$L$475)","v":1670734.6666993939},null,{"$f":"SUMPRODUCT(BZ12:BZ475,$L$12:$L$475)","v":2492134.6194863459},null,null,null,{"$f":"SUMPRODUCT(CD12:CD475,$L$12:$L$475)","v":2699587.0811488712},null,null,null,{"$f":"SUMPRODUCT(CH12:CH475,$L$12:$L$475)","v":1530434.1860920908}]
[]
[null,null,null,null,null,null,null,null,null,null,null,"Percent --->   ",null,null,null,null,null,null,null,null,null,null,null,null,null,null,null,null,null,null,null,null,null,null,null,null,null,null,null,null,null,null,{"$f":"TotalOpexBulkContract/TotalOpex","v":0.21263872446646079},null,null,null,null,null,null,null,null,null,{"$f":"TotalOpexBulkMaterials/TotalOpex","v":0.10162416009727929},null,null,null,null,null,null,null,null,null,null,{"$f":"TotalOpexSpotLabour/TotalOpex","v":0.22146134378018775},null,null,null,null,null,null,null,{"$f":"TotalOpexSpotMaterials/TotalOpex","v":2.7547023385846862E-2},null,null,null,{"$f":"TotalOpexSpotOther/TotalOpex","v":8.6937611664837947E-2},null,{"$f":"BZ4/TotalOpex","v":0.12967961704740583},null,null,null,{"$f":"TotalOpexOverheads/TotalOpex","v":0.14047452177429526},null,null,null,{"$f":"CH4/TotalOpex","v":7.9636997783685715E-2}]
[]
[null,null,null,null,null,null,null,null,null,null,null,null,"Sub-total annual cost",null,"Task 1",null,"Task 2",null,"Task 3",null,"Task 4",null,"Task 5",null,"Task 6",null,"Task 7",null,"Task 8",null,"Task 9",null,"Task 10",null,"Task 11",null,"Task 12",null,"Task 13",null,"Task 14",null,"Sub-total annual cost per asset",null,null,null,null,null,null,null,null,null,"Sub-total annual cost per asset",null,null,null,null,null,null,null,null,null,null,"Sub-total annual cost per asset",null,null,null,null,null,null,null,"Sub-total annual cost per asset",null,null,null,"Sub-total annual cost per asset",null,"Sub-total annual cost per asset",null,null,null,"Sub-total annual cost per asset",null,null,null,"Sub-total annual cost per asset"]
[null,null,null,null,null,null,null,null,null,null,null,null,null,null,"Minor < 130w",null,"Major > 130w",null,"Minor < 130w",null,"Major > 130w",null,"All",null,"All",null,"All",null,"All",null,"All",null,"All",null,"All",null,"All",null,"All",null,"All",null,null,null,"Lamp",null,"Visors",null,"PE Cell",null,"Misc",null,null,null,"Lamp change",null,null,"PE Cell change",null,null,"Misc",null,null,null,null,"Lamp",null,"PE Cell",null,"Misc",null,null,null,"Price","Hours (weighted by failure)"]
[null,"#","Description","Type","Route","Category","Lamps (#)",null,null,null,"Price","Count",null,null,"Price","Cycle","Price","Cycle","Price","Cycle","Price","Cycle","Price","Cycle","Price","Cycle","Price","Cycle","Price","Cycle","Price","Cycle","Price","Cycle","Price","Cycle","Price","Cycle","Price","Cycle","Price","Cycle",null,null,"Price","Cycle","Price","Cycle","Price","Cycle","Price","Cycle",null,null,"Price","Failure","Hours","Price","Failure","Hours","Price","Failure","Hours",null,null,"Price","Failure","Price","Failure","Price","Failure",null,null,null,null,null,null,null,null,"Rate","Cost",null,null,"Rate","Cost"]
[]
[null,{"$f":"'Input - Inventory'!B9","v":1},{"$f":"'Input - Inventory'!C9","v":"0.5"},{"$f":"'Input - Inventory'!D9","v":"Bracket"},{"$f":"'Input - Inventory'!E9","v":"NonTraffic"},{"$f":"'Input - Inventory'!F9","v":"n/a"},{"$f":"'Input - Inventory'!G9","v":0},null,{"$f":"CONCATENATE(D12,\" - \",C12)","v":"Bracket - 0.5"},null,{"$f":"AQ12+BA12+BL12+BT12+BX12+BZ12+CD12+CH12","v":0},{"$f":"INDIRECT(L$10&$B12&\"FY16\")","v":33642},{"$f":"L12*K12","v":0},null,{"$f":"IF(AND($D12=\"Lamp\", OR($F12=O$9, O$9=\"All\")),INDIRECT(\"PriceBulkTask1\" & \"FY16\"),0)","v":0},{"$f":"IF(AND($D12=\"Lamp\",CycleBulkTask1<>0, OR($F12=O$9,O$9=\"All\")),1/CycleBulkTask1,0)","v":0},{"$f":"IF(AND($D12=\"Lamp\", OR($F12=Q$9, Q$9=\"All\")),INDIRECT(\"PriceBulkTask2\" & \"FY16\"),0)","v":0},{"$f":"IF(AND($D12=\"Lamp\",CycleBulkTask2<>0, OR($F12=Q$9,Q$9=\"All\")),1/CycleBulkTask2,0)","v":0},{"$f":"IF(AND($D12=\"Lamp\", OR($F12=S$9, S$9=\"All\")),INDIRECT(\"PriceBulkTask3\" & \"FY16\"),0)","v":0},{"$f":"IF(AND($D12=\"Lamp\",CycleBulkTask3<>0, OR($F12=S$9,S$9=\"All\")),1/CycleBulkTask3,0)","v":0},{"$f":"IF(AND($D12=\"Lamp\", OR($F12=U$9, U$9=\"All\")),INDIRECT(\"PriceBulkTask4\" & \"FY16\"),0)","v":0},{"$f":"IF(AND($D12=\"Lamp\",CycleBulkTask4<>0, OR($F12=U$9,U$9=\"All\")),1/CycleBulkTask4,0)","v":0},{"$f":"IF(AND($D12=\"Lamp\", OR($F12=W$9, W$9=\"All\")),INDIRECT(\"PriceBulkTask5\" & \"FY16\"),0)","v":0},{"$f":"IF(AND($D12=\"Lamp\",CycleBulkTask5<>0, OR($F12=W$9,W$9=\"All\")),1/CycleBulkTask5,0)","v":0},{"$f":"IF(AND($D12=\"Lamp\", OR($F12=Y$9, Y$9=\"All\")),INDIRECT(\"PriceBulkTask6\" & \"FY16\"),0)","v":0},{"$f":"IF(AND($D12=\"Lamp\",CycleBulkTask6<>0, OR($F12=Y$9,Y$9=\"All\")),1/CycleBulkTask6,0)","v":0},{"$f":"IF(AND($D12=\"Lamp\", OR($F12=AA$9, AA$9=\"All\")),INDIRECT(\"PriceBulkTask7\" & \"FY16\"),0)","v":0},{"$f":"IF(AND($D12=\"Lamp\",CycleBulkTask7<>0, OR($F12=AA$9,AA$9=\"All\")),1/CycleBulkTask7,0)","v":0},{"$f":"IF(AND($D12=\"Lamp\", OR($F12=AC$9, AC$9=\"All\")),INDIRECT(\"PriceBulkTask8\" & \"FY16\"),0)","v":0},{"$f":"IF(AND($D12=\"Lamp\",CycleBulkTask8<>0, OR($F12=AC$9,AC$9=\"All\")),1/CycleBulkTask8,0)","v":0},{"$f":"IF(AND($D12=\"Lamp\", OR($F12=AE$9, AE$9=\"All\")),INDIRECT(\"PriceBulkTask9\" & \"FY16\"),0)","v":0},{"$f":"IF(AND($D12=\"Lamp\",CycleBulkTask9<>0, OR($F12=AE$9,AE$9=\"All\")),1/CycleBulkTask9,0)","v":0},{"$f":"IF(AND($D12=\"Lamp\", OR($F12=AG$9, AG$9=\"All\")),INDIRECT(\"PriceBulkTask10\" & \"FY16\"),0)","v":0},{"$f":"IF(AND($D12=\"Lamp\",CycleBulkTask10<>0, OR($F12=AG$9,AG$9=\"All\")),1/CycleBulkTask10,0)","v":0},{"$f":"IF(AND($D12=\"Lamp\", OR($F12=AI$9, AI$9=\"All\")),INDIRECT(\"PriceBulkTask11\" & \"FY16\"),0)","v":0},{"$f":"IF(AND($D12=\"Lamp\",CycleBulkTask11<>0, OR($F12=AI$9,AI$9=\"All\")),1/CycleBulkTask11,0)","v":0},{"$f":"IF(AND($D12=\"Lamp\", OR($F12=AK$9, AK$9=\"All\")),INDIRECT(\"PriceBulkTask12\" & \"FY16\"),0)","v":0},{"$f":"IF(AND($D12=\"Lamp\",CycleBulkTask12<>0, OR($F12=AK$9,AK$9=\"All\")),1/CycleBulkTask12,0)","v":0},{"$f":"IF(AND($D12=\"Lamp\", OR($F12=AM$9, AM$9=\"All\")),INDIRECT(\"PriceBulkTask13\" & \"FY16\"),0)","v":0},{"$f":"IF(AND($D12=\"Lamp\",CycleBulkTask13<>0, OR($F12=AM$9,AM$9=\"All\")),1/CycleBulkTask13,0)","v":0},{"$f":"IF(AND($D12=\"Lamp\", OR($F12=AO$9, AO$9=\"All\")),INDIRECT(\"PriceBulkTask14\" & \"FY16\"),0)","v":0},{"$f":"IF(AND($D12=\"Lamp\",CycleBulkTask14<>0, OR($F12=AO$9,AO$9=\"All\")),1/CycleBulkTask14,0)","v":0},{"$f":"O12*P12+Q12*R12+S12*T12+U12*V12+W12*X12+Y12*Z12+AA12*AB12+AC12*AD12+AE12*AF12+AG12*AH12+AI12*AJ12+AK12*AL12+AM12*AN12+AO12*AP12","v":0},null,{"$f":"IF($D12=\"Lamp\",$G12*INDIRECT(\"Price\" & $B12 & \"FY16\"),0)","v":0},{"$f":"MAX(P12,R12)","v":0},{"$f":"IF($D12=\"Lamp\",INDIRECT(\"PriceVisor\" & \"FY16\"),0)","v":0},{"$f":"MAX(T12,V12)","v":0},{"$f":"IF($D12=\"Lamp\",INDIRECT(\"PricePECell\" & \"FY16\"),0)","v":0},{"$f":"X12","v":0},{"$f":"IF($D12=\"Lamp\",INDIRECT(\"PriceMisc\" & \"FY16\"),0)","v":0},{"$f":"INDIRECT($E12)*$V12 +(1-INDIRECT($E12))*$T12","v":0},{"$f":"AS12*AT12+AU12*AV12+AW12*AX12+AY12*AZ12","v":0},null,{"$f":"IF($D12=$AS$9,(INDIRECT(\"PriceLabour\" & \"FY16\")*ProportionStandardHours + INDIRECT(\"PriceLabourOvertime\" & \"FY16\")*ProportionOvertimeHours)*(1+RateOnCostAnnual),0)","v":0},{"$f":"BO12","v":0},{"$f":"IF($D12=\"Lamp\",(NumberOfCrew+INDIRECT($E12)*TrafficController)*(TimeToReplaceLamp),0)","v":0},{"$f":"IF($D12=$AS$9,(INDIRECT(\"PriceLabour\" & \"FY16\")*ProportionStandardHours + INDIRECT(\"PriceLabourOvertime\" & \"FY16\")*ProportionOvertimeHours)*(1+RateOnCostAnnual),0)","v":0},{"$f":"BQ12","v":0},{"$f":"IF($D12=\"Lamp\",(NumberOfCrew+INDIRECT($E12)*TrafficController)*(TimeForPECellReplace),0)","v":0},{"$f":"IF($D12=$AS$9,(INDIRECT(\"PriceLabour\" & \"FY16\")*ProportionStandardHours + INDIRECT(\"PriceLabourOvertime\" & \"FY16\")*ProportionOvertimeHours)*(1+RateOnCostAnnual),0)","v":0},{"$f":"BS12","v":0},{"$f":"IF($D12=\"Lamp\",(NumberOfCrew+INDIRECT($E12)*TrafficController)*(TimeForOtherSpot),0)","v":0},{"$f":"BC12*BD12*BE12+BF12*BG12*BH12+BI12*BJ12*BK12","v":0},null,{"$f":"IF($D12=\"Lamp\",INDIRECT(\"Price\" & $B12 & \"FY16\"),0)","v":0},{"$f":"IF($D12=\"Lamp\",INDIRECT(BO$10 & $B12),0)","v":0},{"$f":"IF($D12=\"Lamp\",INDIRECT(\"pRICEpecELL\" & \"FY16\"),0)","v":0},{"$f":"IF($D12=\"Lamp\",INDIRECT(\"FailurePECell\" & \"Annual\"),0)","v":0},{"$f":"IF($D12=\"Lamp\",INDIRECT(\"PriceMisc\" & \"FY16\"),0)","v":0},{"$f":"IF($D12=\"Lamp\",INDIRECT(\"FailureMisc\" & \"Annual\"),0)","v":0},{"$f":"BN12*BO12+BP12*BQ12+BR12*BS12","v":0},null,{"$f":"IF(AND($D12=\"Lamp\"),INDIRECT(\"PriceEWP\"&\"FY16\"),0)","v":0},{"$f":"BD12*BE12+BG12*BH12+BJ12*BK12","v":0},{"$f":"BV12*BW12","v":0},null,{"$f":"IF($D12=\"Connection\",VLOOKUP(C12,'Input - General'!$F$62:$N$79,6,FALSE),0)","v":0},null,{"$f":"RateOverhead","v":0.1801212933606588},{"$f":"BX12+BL12+BT12+BA12+AQ12+BZ12","v":0},{"$f":"CC12*CB12","v":0},null,{"$f":"CorporateOverheads","v":8.6527813038891108E-2},{"$f":"AQ12+BA12+BL12+BT12+BX12+BZ12+CD12","v":0},{"$f":"CG12*CF12","v":0}]
[null,{"$f":"'Input - Inventory'!B10","v":2},{"$f":"'Input - Inventory'!C10","v":"0.5 (P09)"},{"$f":"'Input - Inventory'!D10","v":"Bracket"},{"$f":"'Input - Inventory'!E10","v":"NonTraffic"},{"$f":"'Input - Inventory'!F10","v":"n/a"},{"$f":"'Input - Inventory'!G10","v":0},null,{"$f":"CONCATENATE(D13,\" - \",C13)","v":"Bracket - 0.5 (P09)"},null,{"$f":"AQ13+BA13+BL13+BT13+BX13+BZ13+CD13+CH13","v":0},{"$f":"INDIRECT(L$10&$B13&\"FY16\")","v":1150},0,null,{"$f":"IF(AND($D13=\"Lamp\", OR($F13=O$9, O$9=\"All\")),INDIRECT(\"PriceBulkTask1\" & \"FY16\"),0)","v":0},0,{"$f":"IF(AND($D13=\"Lamp\", OR($F13=Q$9, Q$9=\"All\")),INDIRECT(\"PriceBulkTask2\" & \"FY16\"),0)","v":0},0,{"$f":"IF(AND($D13=\"Lamp\", OR($F13=S$9, S$9=\"All\")),INDIRECT(\"PriceBulkTask3\" & \"FY16\"),0)","v":0},0,{"$f":"IF(AND($D13=\"Lamp\", OR($F13=U$9, U$9=\"All\")),INDIRECT(\"PriceBulkTask4\" & \"FY16\"),0)","v":0},0,{"$f":"IF(AND($D13=\"Lamp\", OR($F13=W$9, W$9=\"All\")),INDIRECT(\"PriceBulkTask5\" & \"FY16\"),0)","v":0},0,{"$f":"IF(AND($D13=\"Lamp\", OR($F13=Y$9, Y$9=\"All\")),INDIRECT(\"PriceBulkTask6\" & \"FY16\"),0)","v":0},0,{"$f":"IF(AND($D13=\"Lamp\", OR($F13=AA$9, AA$9=\"All\")),INDIRECT(\"PriceBulkTask7\" & \"FY16\"),0)","v":0},0,{"$f":"IF(AND($D13=\"Lamp\", OR($F13=AC$9, AC$9=\"All\")),INDIRECT(\"PriceBulkTask8\" & \"FY16\"),0)","v":0},0,{"$f":"IF(AND($D13=\"Lamp\", OR($F13=AE$9, AE$9=\"All\")),INDIRECT(\"PriceBulkTask9\" & \"FY16\"),0)","v":0},0,{"$f":"IF(AND($D13=\"Lamp\", OR($F13=AG$9, AG$9=\"All\")),INDIRECT(\"PriceBulkTask10\" & \"FY16\"),0)","v":0},0,{"$f":"IF(AND($D13=\"Lamp\", OR($F13=AI$9, AI$9=\"All\")),INDIRECT(\"PriceBulkTask11\" & \"FY16\"),0)","v":0},0,{"$f":"IF(AND($D13=\"Lamp\", OR($F13=AK$9, AK$9=\"All\")),INDIRECT(\"PriceBulkTask12\" & \"FY16\"),0)","v":0},0,{"$f":"IF(AND($D13=\"Lamp\", OR($F13=AM$9, AM$9=\"All\")),INDIRECT(\"PriceBulkTask13\" & \"FY16\"),0)","v":0},0,{"$f":"IF(AND($D13=\"Lamp\", OR($F13=AO$9, AO$9=\"All\")),INDIRECT(\"PriceBulkTask14\" & \"FY16\"),0)","v":0},0,0,null,{"$f":"IF($D13=\"Lamp\",$G13*INDIRECT(\"Price\" & $B13 & \"FY16\"),0)","v":0},0,{"$f":"IF($D13=\"Lamp\",INDIRECT(\"PriceVisor\" & \"FY16\"),0)","v":0},0,{"$f":"IF($D13=\"Lamp\",INDIRECT(\"PricePECell\" & \"FY16\"),0)","v":0},0,{"$f":"IF($D13=\"Lamp\",INDIRECT(\"PriceMisc\" & \"FY16\"),0)","v":0},0,0,null,0,0,0,0,0,0,0,0,0,0,null,{"$f":"IF($D13=\"Lamp\",INDIRECT(\"Price\" & $B13 & \"FY16\"),0)","v":0},0,{"$f":"IF($D13=\"Lamp\",INDIRECT(\"pRICEpecELL\" & \"FY16\"),0)","v":0},0,{"$f":"IF($D13=\"Lamp\",INDIRECT(\"PriceMisc\" & \"FY16\"),0)","v":0},0,0,null,{"$f":"IF(AND($D13=\"Lamp\"),INDIRECT(\"PriceEWP\"&\"FY16\"),0)","v":0},0,0,null,{"$f":"IF($D13=\"Connection\",VLOOKUP(C13,'Input - General'!$F$62:$N$79,6,FALSE),0)","v":0},null,0.1801212933606588,0,0,null,8.6527813038891108E-2,{"$f":"AQ13+BA13+BL13+BT13+BX13+BZ13+CD13","v":0},0]
[null,{"$f":"'Input - Inventory'!B11","v":3},{"$f":"'Input - Inventory'!C11","v":"0.6"},{"$f":"'Input - Inventory'!D11","v":"Bracket"},{"$f":"'Input - Inventory'!E11","v":"NonTraffic"},{"$f":"'Input - Inventory'!F11","v":"n/a"},{"$f":"'Input - Inventory'!G11","v":0},null,"Bracket - 0.6",null,0,149,0,null,0,0,0,0,0,0,0,0,0,0,0,0,0,0,0,0,0,0,0,0,0,0,0,0,0,0,0,0,0,null,0,0,0,0,0,0,0,0,0,null,0,0,0,0,0,0,0,0,0,0,null,0,0,0,0,0,0,0,null,0,0,0,null,{"$f":"IF($D14=\"Connection\",VLOOKUP(C14,'Input - General'!$F$62:$N$79,6,FALSE),0)","v":0},null,0.1801212933606588,0,0,null,8.6527813038891108E-2,0,0]
[null,{"$f":"'Input - Inventory'!B12","v":4},{"$f":"'Input - Inventory'!C12","v":"1.0"},{"$f":"'Input - Inventory'!D12","v":"Bracket"},{"$f":"'Input - Inventory'!E12","v":"NonTraffic"},{"$f":"'Input - Inventory'!F12","v":"n/a"},{"$f":"'Input - Inventory'!G12","v":0},null,"Bracket - 1.0",null,0,8607,0,null,0,0,0,0,0,0,0,0,0,0,0,0,0,0,0,0,0,0,0,0,0,0,0,0,0,0,0,0,0,null,0,0,0,0,0,0,0,0,0,null,0,0,0,0,0,0,0,0,0,0,null,0,0,0,0,0,0,0,null,0,0,0,null,{"$f":"IF($D15=\"Connection\",VLOOKUP(C15,'Input - General'!$F$62:$N$79,6,FALSE),0)","v":0},null,0.1801212933606588,0,0,null,8.6527813038891108E-2,0,0]
[null,{"$f":"'Input - Inventory'!B13","v":5},{"$f":"'Input - Inventory'!C13","v":"1.2"},{"$f":"'Input - Inventory'!D13","v":"Bracket"},{"$f":"'Input - Inventory'!E13","v":"NonTraffic"},{"$f":"'Input - Inventory'!F13","v":"n/a"},{"$f":"'Input - Inventory'!G13","v":0},null,"Bracket - 1.2",null,0,24937,0,null,0,0,0,0,0,0,0,0,0,0,0,0,0,0,0,0,0,0,0,0,0,0,0,0,0,0,0,0,0,null,0,0,0,0,0,0,0,0,0,null,0,0,0,0,0,0,0,0,0,0,null,0,0,0,0,0,0,0,null,0,0,0,null,{"$f":"IF($D16=\"Connection\",VLOOKUP(C16,'Input - General'!$F$62:$N$79,6,FALSE),0)","v":0},null,0.1801212933606588,0,0,null,8.6527813038891108E-2,0,0]
[null,{"$f":"'Input - Inventory'!B14","v":6},{"$f":"'Input - Inventory'!C14","v":"1.2 (P09)"},{"$f":"'Input - Inventory'!D14","v":"Bracket"},{"$f":"'Input - Inventory'!E14","v":"NonTraffic"},{"$f":"'Input - Inventory'!F14","v":"n/a"},{"$f":"'Input - Inventory'!G14","v":0},null,"Bracket - 1.2 (P09)",null,0,696,0,null,0,0,0,0,0,0,0,0,0,0,0,0,0,0,0,0,0,0,0,0,0,0,0,0,0,0,0,0,0,null,0,0,0,0,0,0,0,0,0,null,0,0,0,0,0,0,0,0,0,0,null,0,0,0,0,0,0,0,null,0,0,0,null,{"$f":"IF($D17=\"Connection\",VLOOKUP(C17,'Input - General'!$F$62:$N$79,6,FALSE),0)","v":0},null,0.1801212933606588,0,0,null,8.6527813038891108E-2,0,0]
[null,{"$f":"'Input - Inventory'!B15","v":7},{"$f":"'Input - Inventory'!C15","v":"1.5"},{"$f":"'Input - Inventory'!D15","v":"Bracket"},{"$f":"'Input - Inventory'!E15","v":"NonTraffic"},{"$f":"'Input - Inventory'!F15","v":"n/a"},{"$f":"'Input - Inventory'!G15","v":0},null,"Bracket - 1.5",null,0,3808,0,null,0,0,0,0,0,0,0,0,0,0,0,0,0,0,0,0,0,0,0,0,0,0,0,0,0,0,0,0,0,null,0,0,0,0,0,0,0,0,0,null,0,0,0,0,0,0,0,0,0,0,null,0,0,0,0,0,0,0,null,0,0,0,null,{"$f":"IF($D18=\"Connection\",VLOOKUP(C18,'Input - General'!$F$62:$N$79,6,FALSE),0)","v":0},null,0.1801212933606588,0,0,null,8.6527813038891108E-2,0,0]
[null,{"$f":"'Input - Inventory'!B16","v":8},{"$f":"'Input - Inventory'!C16","v":"2.0"},{"$f":"'Input - Inventory'!D16","v":"Bracket"},{"$f":"'Input - Inventory'!E16","v":"NonTraffic"},{"$f":"'Input - Inventory'!F16","v":"n/a"},{"$f":"'Input - Inventory'!G16","v":0},null,"Bracket - 2.0",null,0,70865,0,null,0,0,0,0,0,0,0,0,0,0,0,0,0,0,0,0,0,0,0,0,0,0,0,0,0,0,0,0,0,null,0,0,0,0,0,0,0,0,0,null,0,0,0,0,0,0,0,0,0,0,null,0,0,0,0,0,0,0,null,0,0,0,null,{"$f":"IF($D19=\"Connection\",VLOOKUP(C19,'Input - General'!$F$62:$N$79,6,FALSE),0)","v":0},null,0.1801212933606588,0,0,null,8.6527813038891108E-2,0,0]
[null,{"$f":"'Input - Inventory'!B17","v":9},{"$f":"'Input - Inventory'!C17","v":"2.0 (P09)"},{"$f":"'Input - Inventory'!D17","v":"Bracket"},{"$f":"'Input - Inventory'!E17","v":"NonTraffic"},{"$f":"'Input - Inventory'!F17","v":"n/a"},{"$f":"'Input - Inventory'!G17","v":0},null,"Bracket - 2.0 (P09)",null,0,17415.5,0,null,0,0,0,0,0,0,0,0,0,0,0,0,0,0,0,0,0,0,0,0,0,0,0,0,0,0,0,0,0,null,0,0,0,0,0,0,0,0,0,null,0,0,0,0,0,0,0,0,0,0,null,0,0,0,0,0,0,0,null,0,0,0,null,{"$f":"IF($D20=\"Connection\",VLOOKUP(C20,'Input - General'!$F$62:$N$79,6,FALSE),0)","v":0},null,0.1801212933606588,0,0,null,8.6527813038891108E-2,0,0]
[null,{"$f":"'Input - Inventory'!B18","v":10},{"$f":"'Input - Inventory'!C18","v":"2.5"},{"$f":"'Input - Inventory'!D18","v":"Bracket"},{"$f":"'Input - Inventory'!E18","v":"Traffic"},{"$f":"'Input - Inventory'!F18","v":"n/a"},{"$f":"'Input - Inventory'!G18","v":0},null,"Bracket - 2.5",null,0,518,0,null,0,0,0,0,0,0,0,0,0,0,0,0,0,0,0,0,0,0,0,0,0,0,0,0,0,0,0,0,0,null,0,0,0,0,0,0,0,0,0,null,0,0,0,0,0,0,0,0,0,0,null,0,0,0,0,0,0,0,null,0,0,0,null,{"$f":"IF($D21=\"Connection\",VLOOKUP(C21,'Input - General'!$F$62:$N$79,6,FALSE),0)","v":0},null,0.1801212933606588,0,0,null,8.6527813038891108E-2,0,0]
[null,{"$f":"'Input - Inventory'!B19","v":11},{"$f":"'Input - Inventory'!C19","v":"3.0"},{"$f":"'Input - Inventory'!D19","v":"Bracket"},{"$f":"'Input - Inventory'!E19","v":"Traffic"},{"$f":"'Input - Inventory'!F19","v":"n/a"},{"$f":"'Input - Inventory'!G19","v":0},null,"Bracket - 3.0",null,0,5928,0,null,0,0,0,0,0,0,0,0,0,0,0,0,0,0,0,0,0,0,0,0,0,0,0,0,0,0,0,0,0,null,0,0,0,0,0,0,0,0,0,null,0,0,0,0,0,0,0,0,0,0,null,0,0,0,0,0,0,0,null,0,0,0,null,{"$f":"IF($D22=\"Connection\",VLOOKUP(C22,'Input - General'!$F$62:$N$79,6,FALSE),0)","v":0},null,0.1801212933606588,0,0,null,8.6527813038891108E-2,0,0]
[null,{"$f":"'Input - Inventory'!B20","v":12},{"$f":"'Input - Inventory'!C20","v":"3.0 (P09)"},{"$f":"'Input - Inventory'!D20","v":"Bracket"},{"$f":"'Input - Inventory'!E20","v":"Traffic"},{"$f":"'Input - Inventory'!F20","v":"n/a"},{"$f":"'Input - Inventory'!G20","v":0},null,"Bracket - 3.0 (P09)",null,0,603,0,null,0,0,0,0,0,0,0,0,0,0,0,0,0,0,0,0,0,0,0,0,0,0,0,0,0,0,0,0,0,null,0,0,0,0,0,0,0,0,0,null,0,0,0,0,0,0,0,0,0,0,null,0,0,0,0,0,0,0,null,0,0,0,null,{"$f":"IF($D23=\"Connection\",VLOOKUP(C23,'Input - General'!$F$62:$N$79,6,FALSE),0)","v":0},null,0.1801212933606588,0,0,null,8.6527813038891108E-2,0,0]
[null,{"$f":"'Input - Inventory'!B21","v":13},{"$f":"'Input - Inventory'!C21","v":"3.5"},{"$f":"'Input - Inventory'!D21","v":"Bracket"},{"$f":"'Input - Inventory'!E21","v":"Traffic"},{"$f":"'Input - Inventory'!F21","v":"n/a"},{"$f":"'Input - Inventory'!G21","v":0},null,"Bracket - 3.5",null,0,7196,0,null,0,0,0,0,0,0,0,0,0,0,0,0,0,0,0,0,0,0,0,0,0,0,0,0,0,0,0,0,0,null,0,0,0,0,0,0,0,0,0,null,0,0,0,0,0,0,0,0,0,0,null,0,0,0,0,0,0,0,null,0,0,0,null,{"$f":"IF($D24=\"Connection\",VLOOKUP(C24,'Input - General'!$F$62:$N$79,6,FALSE),0)","v":0},null,0.1801212933606588,0,0,null,8.6527813038891108E-2,0,0]
[null,{"$f":"'Input - Inventory'!B22","v":14},{"$f":"'Input - Inventory'!C22","v":"3.5 (P09)"},{"$f":"'Input - Inventory'!D22","v":"Bracket"},{"$f":"'Input - Inventory'!E22","v":"Traffic"},{"$f":"'Input - Inventory'!F22","v":"n/a"},{"$f":"'Input - Inventory'!G22","v":0},null,"Bracket - 3.5 (P09)",null,0,787,0,null,0,0,0,0,0,0,0,0,0,0,0,0,0,0,0,0,0,0,0,0,0,0,0,0,0,0,0,0,0,null,0,0,0,0,0,0,0,0,0,null,0,0,0,0,0,0,0,0,0,0,null,0,0,0,0,0,0,0,null,0,0,0,null,{"$f":"IF($D25=\"Connection\",VLOOKUP(C25,'Input - General'!$F$62:$N$79,6,FALSE),0)","v":0},null,0.1801212933606588,0,0,null,8.6527813038891108E-2,0,0]
[null,{"$f":"'Input - Inventory'!B23","v":15},{"$f":"'Input - Inventory'!C23","v":"4.0"},{"$f":"'Input - Inventory'!D23","v":"Bracket"},{"$f":"'Input - Inventory'!E23","v":"Traffic"},{"$f":"'Input - Inventory'!F23","v":"n/a"},{"$f":"'Input - Inventory'!G23","v":0},null,"Bracket - 4.0",null,0,983,0,null,0,0,0,0,0,0,0,0,0,0,0,0,0,0,0,0,0,0,0,0,0,0,0,0,0,0,0,0,0,null,0,0,0,0,0,0,0,0,0,null,0,0,0,0,0,0,0,0,0,0,null,0,0,0,0,0,0,0,null,0,0,0,null,{"$f":"IF($D26=\"Connection\",VLOOKUP(C26,'Input - General'!$F$62:$N$79,6,FALSE),0)","v":0},null,0.1801212933606588,0,0,null,8.6527813038891108E-2,0,0]
[null,{"$f":"'Input - Inventory'!B24","v":16},{"$f":"'Input - Inventory'!C24","v":"4.0 (P09)"},{"$f":"'Input - Inventory'!D24","v":"Bracket"},{"$f":"'Input - Inventory'!E24","v":"Traffic"},{"$f":"'Input - Inventory'!F24","v":"n/a"},{"$f":"'Input - Inventory'!G24","v":0},null,"Bracket - 4.0 (P09)",null,0,466,0,null,0,0,0,0,0,0,0,0,0,0,0,0,0,0,0,0,0,0,0,0,0,0,0,0,0,0,0,0,0,null,0,0,0,0,0,0,0,0,0,null,0,0,0,0,0,0,0,0,0,0,null,0,0,0,0,0,0,0,null,0,0,0,null,{"$f":"IF($D27=\"Connection\",VLOOKUP(C27,'Input - General'!$F$62:$N$79,6,FALSE),0)","v":0},null,0.1801212933606588,0,0,null,8.6527813038891108E-2,0,0]
[null,{"$f":"'Input - Inventory'!B25","v":17},{"$f":"'Input - Inventory'!C25","v":"4.5"},{"$f":"'Input - Inventory'!D25","v":"Bracket"},{"$f":"'Input - Inventory'!E25","v":"Traffic"},{"$f":"'Input - Inventory'!F25","v":"n/a"},{"$f":"'Input - Inventory'!G25","v":0},null,"Bracket - 4.5",null,0,3037,0,null,0,0,0,0,0,0,0,0,0,0,0,0,0,0,0,0,0,0,0,0,0,0,0,0,0,0,0,0,0,null,0,0,0,0,0,0,0,0,0,null,0,0,0,0,0,0,0,0,0,0,null,0,0,0,0,0,0,0,null,0,0,0,null,{"$f":"IF($D28=\"Connection\",VLOOKUP(C28,'Input - General'!$F$62:$N$79,6,FALSE),0)","v":0},null,0.1801212933606588,0,0,null,8.6527813038891108E-2,0,0]
[null,{"$f":"'Input - Inventory'!B26","v":18},{"$f":"'Input - Inventory'!C26","v":"5.0"},{"$f":"'Input - Inventory'!D26","v":"Bracket"},{"$f":"'Input - Inventory'!E26","v":"Traffic"},{"$f":"'Input - Inventory'!F26","v":"n/a"},{"$f":"'Input - Inventory'!G26","v":0},null,"Bracket - 5.0",null,0,423,0,null,0,0,0,0,0,0,0,0,0,0,0,0,0,0,0,0,0,0,0,0,0,0,0,0,0,0,0,0,0,null,0,0,0,0,0,0,0,0,0,null,0,0,0,0,0,0,0,0,0,0,null,0,0,0,0,0,0,0,null,0,0,0,null,{"$f":"IF($D29=\"Connection\",VLOOKUP(C29,'Input - General'!$F$62:$N$79,6,FALSE),0)","v":0},null,0.1801212933606588,0,0,null,8.6527813038891108E-2,0,0]
[null,{"$f":"'Input - Inventory'!B27","v":19},{"$f":"'Input - Inventory'!C27","v":"6.0"},{"$f":"'Input - Inventory'!D27","v":"Bracket"},{"$f":"'Input - Inventory'!E27","v":"Traffic"},{"$f":"'Input - Inventory'!F27","v":"n/a"},{"$f":"'Input - Inventory'!G27","v":0},null,"Bracket - 6.0",null,0,1100.5,0,null,0,0,0,0,0,0,0,0,0,0,0,0,0,0,0,0,0,0,0,0,0,0,0,0,0,0,0,0,0,null,0,0,0,0,0,0,0,0,0,null,0,0,0,0,0,0,0,0,0,0,null,0,0,0,0,0,0,0,null,0,0,0,null,{"$f":"IF($D30=\"Connection\",VLOOKUP(C30,'Input - General'!$F$62:$N$79,6,FALSE),0)","v":0},null,0.1801212933606588,0,0,null,8.6527813038891108E-2,0,0]
[null,{"$f":"'Input - Inventory'!B28","v":20},{"$f":"'Input - Inventory'!C28","v":"6.5"},{"$f":"'Input - Inventory'!D28","v":"Bracket"},{"$f":"'Input - Inventory'!E28","v":"Traffic"},{"$f":"'Input - Inventory'!F28","v":"n/a"},{"$f":"'Input - Inventory'!G28","v":0},null,"Bracket - 6.5",null,0,60,0,null,0,0,0,0,0,0,0,0,0,0,0,0,0,0,0,0,0,0,0,0,0,0,0,0,0,0,0,0,0,null,0,0,0,0,0,0,0,0,0,null,0,0,0,0,0,0,0,0,0,0,null,0,0,0,0,0,0,0,null,0,0,0,null,{"$f":"IF($D31=\"Connection\",VLOOKUP(C31,'Input - General'!$F$62:$N$79,6,FALSE),0)","v":0},null,0.1801212933606588,0,0,null,8.6527813038891108E-2,0,0]
[null,{"$f":"'Input - Inventory'!B29","v":21},{"$f":"'Input - Inventory'!C29","v":"7.0"},{"$f":"'Input - Inventory'!D29","v":"Bracket"},{"$f":"'Input - Inventory'!E29","v":"Traffic"},{"$f":"'Input - Inventory'!F29","v":"n/a"},{"$f":"'Input - Inventory'!G29","v":0},null,"Bracket - 7.0",null,0,80,0,null,0,0,0,0,0,0,0,0,0,0,0,0,0,0,0,0,0,0,0,0,0,0,0,0,0,0,0,0,0,null,0,0,0,0,0,0,0,0,0,null,0,0,0,0,0,0,0,0,0,0,null,0,0,0,0,0,0,0,null,0,0,0,null,{"$f":"IF($D32=\"Connection\",VLOOKUP(C32,'Input - General'!$F$62:$N$79,6,FALSE),0)","v":0},null,0.1801212933606588,0,0,null,8.6527813038891108E-2,0,0]
[null,{"$f":"'Input - Inventory'!B30","v":22},{"$f":"'Input - Inventory'!C30","v":"8.0"},{"$f":"'Input - Inventory'!D30","v":"Bracket"},{"$f":"'Input - Inventory'!E30","v":"Traffic"},{"$f":"'Input - Inventory'!F30","v":"n/a"},{"$f":"'Input - Inventory'!G30","v":0},null,"Bracket - 8.0",null,0,27,0,null,0,0,0,0,0,0,0,0,0,0,0,0,0,0,0,0,0,0,0,0,0,0,0,0,0,0,0,0,0,null,0,0,0,0,0,0,0,0,0,null,0,0,0,0,0,0,0,0,0,0,null,0,0,0,0,0,0,0,null,0,0,0,null,{"$f":"IF($D33=\"Connection\",VLOOKUP(C33,'Input - General'!$F$62:$N$79,6,FALSE),0)","v":0},null,0.1801212933606588,0,0,null,8.6527813038891108E-2,0,0]
[null,{"$f":"'Input - Inventory'!B31","v":23},{"$f":"'Input - Inventory'!C31","v":"C4"},{"$f":"'Input - Inventory'!D31","v":"Bracket"},{"$f":"'Input - Inventory'!E31","v":"Traffic"},{"$f":"'Input - Inventory'!F31","v":"n/a"},{"$f":"'Input - Inventory'!G31","v":0},null,"Bracket - C4",null,0,87,0,null,0,0,0,0,0,0,0,0,0,0,0,0,0,0,0,0,0,0,0,0,0,0,0,0,0,0,0,0,0,null,0,0,0,0,0,0,0,0,0,null,0,0,0,0,0,0,0,0,0,0,null,0,0,0,0,0,0,0,null,0,0,0,null,{"$f":"IF($D34=\"Connection\",VLOOKUP(C34,'Input - General'!$F$62:$N$79,6,FALSE),0)","v":0},null,0.1801212933606588,0,0,null,8.6527813038891108E-2,0,0]
[null,{"$f":"'Input - Inventory'!B32","v":24},{"$f":"'Input - Inventory'!C32","v":"NIL"},{"$f":"'Input - Inventory'!D32","v":"Bracket"},{"$f":"'Input - Inventory'!E32","v":"NonTraffic"},{"$f":"'Input - Inventory'!F32","v":"n/a"},{"$f":"'Input - Inventory'!G32","v":0},null,"Bracket - NIL",null,0,12976,0,null,0,0,0,0,0,0,0,0,0,0,0,0,0,0,0,0,0,0,0,0,0,0,0,0,0,0,0,0,0,null,0,0,0,0,0,0,0,0,0,null,0,0,0,0,0,0,0,0,0,0,null,0,0,0,0,0,0,0,null,0,0,0,null,{"$f":"IF($D35=\"Connection\",VLOOKUP(C35,'Input - General'!$F$62:$N$79,6,FALSE),0)","v":0},null,0.1801212933606588,0,0,null,8.6527813038891108E-2,0,0]
[null,{"$f":"'Input - Inventory'!B33","v":25},{"$f":"'Input - Inventory'!C33","v":"PRIVATE"},{"$f":"'Input - Inventory'!D33","v":"Bracket"},{"$f":"'Input - Inventory'!E33","v":"NonTraffic"},{"$f":"'Input - Inventory'!F33","v":"n/a"},{"$f":"'Input - Inventory'!G33","v":0},null,"Bracket - PRIVATE",null,0,113,0,null,0,0,0,0,0,0,0,0,0,0,0,0,0,0,0,0,0,0,0,0,0,0,0,0,0,0,0,0,0,null,0,0,0,0,0,0,0,0,0,null,0,0,0,0,0,0,0,0,0,0,null,0,0,0,0,0,0,0,null,0,0,0,null,{"$f":"IF($D36=\"Connection\",VLOOKUP(C36,'Input - General'!$F$62:$N$79,6,FALSE),0)","v":0},null,0.1801212933606588,0,0,null,8.6527813038891108E-2,0,0]
[null,{"$f":"'Input - Inventory'!B34","v":26},{"$f":"'Input - Inventory'!C34","v":"SMARTPOLE DOUBLE"},{"$f":"'Input - Inventory'!D34","v":"Bracket"},{"$f":"'Input - Inventory'!E34","v":"NonTraffic"},{"$f":"'Input - Inventory'!F34","v":"n/a"},{"$f":"'Input - Inventory'!G34","v":0},null,"Bracket - SMARTPOLE DOUBLE",null,0,0,0,null,0,0,0,0,0,0,0,0,0,0,0,0,0,0,0,0,0,0,0,0,0,0,0,0,0,0,0,0,0,null,0,0,0,0,0,0,0,0,0,null,0,0,0,0,0,0,0,0,0,0,null,0,0,0,0,0,0,0,null,0,0,0,null,{"$f":"IF($D37=\"Connection\",VLOOKUP(C37,'Input - General'!$F$62:$N$79,6,FALSE),0)","v":0},null,0.1801212933606588,0,0,null,8.6527813038891108E-2,0,0]
[null,{"$f":"'Input - Inventory'!B35","v":27},{"$f":"'Input - Inventory'!C35","v":"SMARTPOLE SINGLE LONG"},{"$f":"'Input - Inventory'!D35","v":"Bracket"},{"$f":"'Input - Inventory'!E35","v":"NonTraffic"},{"$f":"'Input - Inventory'!F35","v":"n/a"},{"$f":"'Input - Inventory'!G35","v":0},null,"Bracket - SMARTPOLE SINGLE LONG",null,0,0,0,null,0,0,0,0,0,0,0,0,0,0,0,0,0,0,0,0,0,0,0,0,0,0,0,0,0,0,0,0,0,null,0,0,0,0,0,0,0,0,0,null,0,0,0,0,0,0,0,0,0,0,null,0,0,0,0,0,0,0,null,0,0,0,null,{"$f":"IF($D38=\"Connection\",VLOOKUP(C38,'Input - General'!$F$62:$N$79,6,FALSE),0)","v":0},null,0.1801212933606588,0,0,null,8.6527813038891108E-2,0,0]
[null,{"$f":"'Input - Inventory'!B36","v":28},{"$f":"'Input - Inventory'!C36","v":"SMARTPOLE SINGLE SHORT"},{"$f":"'Input - Inventory'!D36","v":"Bracket"},{"$f":"'Input - Inventory'!E36","v":"NonTraffic"},{"$f":"'Input - Inventory'!F36","v":"n/a"},{"$f":"'Input - Inventory'!G36","v":0},null,"Bracket - SMARTPOLE SINGLE SHORT",null,0,1,0,null,0,0,0,0,0,0,0,0,0,0,0,0,0,0,0,0,0,0,0,0,0,0,0,0,0,0,0,0,0,null,0,0,0,0,0,0,0,0,0,null,0,0,0,0,0,0,0,0,0,0,null,0,0,0,0,0,0,0,null,0,0,0,null,{"$f":"IF($D39=\"Connection\",VLOOKUP(C39,'Input - General'!$F$62:$N$79,6,FALSE),0)","v":0},null,0.1801212933606588,0,0,null,8.6527813038891108E-2,0,0]
[null,{"$f":"'Input - Inventory'!B37","v":29},{"$f":"'Input - Inventory'!C37","v":"SUSPENDED"},{"$f":"'Input - Inventory'!D37","v":"Bracket"},{"$f":"'Input - Inventory'!E37","v":"NonTraffic"},{"$f":"'Input - Inventory'!F37","v":"n/a"},{"$f":"'Input - Inventory'!G37","v":0},null,"Bracket - SUSPENDED",null,0,153,0,null,0,0,0,0,0,0,0,0,0,0,0,0,0,0,0,0,0,0,0,0,0,0,0,0,0,0,0,0,0,null,0,0,0,0,0,0,0,0,0,null,0,0,0,0,0,0,0,0,0,0,null,0,0,0,0,0,0,0,null,0,0,0,null,{"$f":"IF($D40=\"Connection\",VLOOKUP(C40,'Input - General'!$F$62:$N$79,6,FALSE),0)","v":0},null,0.1801212933606588,0,0,null,8.6527813038891108E-2,0,0]
[null,{"$f":"'Input - Inventory'!B38","v":30},{"$f":"'Input - Inventory'!C38","v":"T1"},{"$f":"'Input - Inventory'!D38","v":"Bracket"},{"$f":"'Input - Inventory'!E38","v":"NonTraffic"},{"$f":"'Input - Inventory'!F38","v":"n/a"},{"$f":"'Input - Inventory'!G38","v":0},null,"Bracket - T1",null,0,19762,0,null,0,0,0,0,0,0,0,0,0,0,0,0,0,0,0,0,0,0,0,0,0,0,0,0,0,0,0,0,0,null,0,0,0,0,0,0,0,0,0,null,0,0,0,0,0,0,0,0,0,0,null,0,0,0,0,0,0,0,null,0,0,0,null,{"$f":"IF($D41=\"Connection\",VLOOKUP(C41,'Input - General'!$F$62:$N$79,6,FALSE),0)","v":0},null,0.1801212933606588,0,0,null,8.6527813038891108E-2,0,0]
[null,{"$f":"'Input - Inventory'!B39","v":31},{"$f":"'Input - Inventory'!C39","v":"T1 (P09)"},{"$f":"'Input - Inventory'!D39","v":"Bracket"},{"$f":"'Input - Inventory'!E39","v":"NonTraffic"},{"$f":"'Input - Inventory'!F39","v":"n/a"},{"$f":"'Input - Inventory'!G39","v":0},null,"Bracket - T1 (P09)",null,0,1335,0,null,0,0,0,0,0,0,0,0,0,0,0,0,0,0,0,0,0,0,0,0,0,0,0,0,0,0,0,0,0,null,0,0,0,0,0,0,0,0,0,null,0,0,0,0,0,0,0,0,0,0,null,0,0,0,0,0,0,0,null,0,0,0,null,{"$f":"IF($D42=\"Connection\",VLOOKUP(C42,'Input - General'!$F$62:$N$79,6,FALSE),0)","v":0},null,0.1801212933606588,0,0,null,8.6527813038891108E-2,0,0]
[null,{"$f":"'Input - Inventory'!B40","v":32},{"$f":"'Input - Inventory'!C40","v":"T2"},{"$f":"'Input - Inventory'!D40","v":"Bracket"},{"$f":"'Input - Inventory'!E40","v":"Traffic"},{"$f":"'Input - Inventory'!F40","v":"n/a"},{"$f":"'Input - Inventory'!G40","v":0},null,"Bracket - T2",null,0,9830.5,0,null,0,0,0,0,0,0,0,0,0,0,0,0,0,0,0,0,0,0,0,0,0,0,0,0,0,0,0,0,0,null,0,0,0,0,0,0,0,0,0,null,0,0,0,0,0,0,0,0,0,0,null,0,0,0,0,0,0,0,null,0,0,0,null,{"$f":"IF($D43=\"Connection\",VLOOKUP(C43,'Input - General'!$F$62:$N$79,6,FALSE),0)","v":0},null,0.1801212933606588,0,0,null,8.6527813038891108E-2,0,0]
[null,{"$f":"'Input - Inventory'!B41","v":33},{"$f":"'Input - Inventory'!C41","v":"T2A"},{"$f":"'Input - Inventory'!D41","v":"Bracket"},{"$f":"'Input - Inventory'!E41","v":"Traffic"},{"$f":"'Input - Inventory'!F41","v":"n/a"},{"$f":"'Input - Inventory'!G41","v":0},null,"Bracket - T2A",null,0,1196,0,null,0,0,0,0,0,0,0,0,0,0,0,0,0,0,0,0,0,0,0,0,0,0,0,0,0,0,0,0,0,null,0,0,0,0,0,0,0,0,0,null,0,0,0,0,0,0,0,0,0,0,null,0,0,0,0,0,0,0,null,0,0,0,null,{"$f":"IF($D44=\"Connection\",VLOOKUP(C44,'Input - General'!$F$62:$N$79,6,FALSE),0)","v":0},null,0.1801212933606588,0,0,null,8.6527813038891108E-2,0,0]
[null,{"$f":"'Input - Inventory'!B42","v":34},{"$f":"'Input - Inventory'!C42","v":"T2A (P09)"},{"$f":"'Input - Inventory'!D42","v":"Bracket"},{"$f":"'Input - Inventory'!E42","v":"Traffic"},{"$f":"'Input - Inventory'!F42","v":"n/a"},{"$f":"'Input - Inventory'!G42","v":0},null,"Bracket - T2A (P09)",null,0,174,0,null,0,0,0,0,0,0,0,0,0,0,0,0,0,0,0,0,0,0,0,0,0,0,0,0,0,0,0,0,0,null,0,0,0,0,0,0,0,0,0,null,0,0,0,0,0,0,0,0,0,0,null,0,0,0,0,0,0,0,null,0,0,0,null,{"$f":"IF($D45=\"Connection\",VLOOKUP(C45,'Input - General'!$F$62:$N$79,6,FALSE),0)","v":0},null,0.1801212933606588,0,0,null,8.6527813038891108E-2,0,0]
[null,{"$f":"'Input - Inventory'!B43","v":35},{"$f":"'Input - Inventory'!C43","v":"T3"},{"$f":"'Input - Inventory'!D43","v":"Bracket"},{"$f":"'Input - Inventory'!E43","v":"Traffic"},{"$f":"'Input - Inventory'!F43","v":"n/a"},{"$f":"'Input - Inventory'!G43","v":0},null,"Bracket - T3",null,0,3628,0,null,0,0,0,0,0,0,0,0,0,0,0,0,0,0,0,0,0,0,0,0,0,0,0,0,0,0,0,0,0,null,0,0,0,0,0,0,0,0,0,null,0,0,0,0,0,0,0,0,0,0,null,0,0,0,0,0,0,0,null,0,0,0,null,{"$f":"IF($D46=\"Connection\",VLOOKUP(C46,'Input - General'!$F$62:$N$79,6,FALSE),0)","v":0},null,0.1801212933606588,0,0,null,8.6527813038891108E-2,0,0]
[null,{"$f":"'Input - Inventory'!B44","v":36},{"$f":"'Input - Inventory'!C44","v":"T3 (P09)"},{"$f":"'Input - Inventory'!D44","v":"Bracket"},{"$f":"'Input - Inventory'!E44","v":"Traffic"},{"$f":"'Input - Inventory'!F44","v":"n/a"},{"$f":"'Input - Inventory'!G44","v":0},null,"Bracket - T3 (P09)",null,0,649.5,0,null,0,0,0,0,0,0,0,0,0,0,0,0,0,0,0,0,0,0,0,0,0,0,0,0,0,0,0,0,0,null,0,0,0,0,0,0,0,0,0,null,0,0,0,0,0,0,0,0,0,0,null,0,0,0,0,0,0,0,null,0,0,0,null,{"$f":"IF($D47=\"Connection\",VLOOKUP(C47,'Input - General'!$F$62:$N$79,6,FALSE),0)","v":0},null,0.1801212933606588,0,0,null,8.6527813038891108E-2,0,0]
[null,{"$f":"'Input - Inventory'!B45","v":37},{"$f":"'Input - Inventory'!C45","v":"T3A"},{"$f":"'Input - Inventory'!D45","v":"Bracket"},{"$f":"'Input - Inventory'!E45","v":"Traffic"},{"$f":"'Input - Inventory'!F45","v":"n/a"},{"$f":"'Input - Inventory'!G45","v":0},null,"Bracket - T3A",null,0,1031,0,null,0,0,0,0,0,0,0,0,0,0,0,0,0,0,0,0,0,0,0,0,0,0,0,0,0,0,0,0,0,null,0,0,0,0,0,0,0,0,0,null,0,0,0,0,0,0,0,0,0,0,null,0,0,0,0,0,0,0,null,0,0,0,null,{"$f":"IF($D48=\"Connection\",VLOOKUP(C48,'Input - General'!$F$62:$N$79,6,FALSE),0)","v":0},null,0.1801212933606588,0,0,null,8.6527813038891108E-2,0,0]
[null,{"$f":"'Input - Inventory'!B46","v":38},{"$f":"'Input - Inventory'!C46","v":"T4"},{"$f":"'Input - Inventory'!D46","v":"Bracket"},{"$f":"'Input - Inventory'!E46","v":"Traffic"},{"$f":"'Input - Inventory'!F46","v":"n/a"},{"$f":"'Input - Inventory'!G46","v":0},null,"Bracket - T4",null,0,11045,0,null,0,0,0,0,0,0,0,0,0,0,0,0,0,0,0,0,0,0,0,0,0,0,0,0,0,0,0,0,0,null,0,0,0,0,0,0,0,0,0,null,0,0,0,0,0,0,0,0,0,0,null,0,0,0,0,0,0,0,null,0,0,0,null,{"$f":"IF($D49=\"Connection\",VLOOKUP(C49,'Input - General'!$F$62:$N$79,6,FALSE),0)","v":0},null,0.1801212933606588,0,0,null,8.6527813038891108E-2,0,0]
[null,{"$f":"'Input - Inventory'!B47","v":39},{"$f":"'Input - Inventory'!C47","v":"T4 (P09)"},{"$f":"'Input - Inventory'!D47","v":"Bracket"},{"$f":"'Input - Inventory'!E47","v":"Traffic"},{"$f":"'Input - Inventory'!F47","v":"n/a"},{"$f":"'Input - Inventory'!G47","v":0},null,"Bracket - T4 (P09)",null,0,500,0,null,0,0,0,0,0,0,0,0,0,0,0,0,0,0,0,0,0,0,0,0,0,0,0,0,0,0,0,0,0,null,0,0,0,0,0,0,0,0,0,null,0,0,0,0,0,0,0,0,0,0,null,0,0,0,0,0,0,0,null,0,0,0,null,{"$f":"IF($D50=\"Connection\",VLOOKUP(C50,'Input - General'!$F$62:$N$79,6,FALSE),0)","v":0},null,0.1801212933606588,0,0,null,8.6527813038891108E-2,0,0]
[null,{"$f":"'Input - Inventory'!B48","v":40},{"$f":"'Input - Inventory'!C48","v":"T5"},{"$f":"'Input - Inventory'!D48","v":"Bracket"},{"$f":"'Input - Inventory'!E48","v":"Traffic"},{"$f":"'Input - Inventory'!F48","v":"n/a"},{"$f":"'Input - Inventory'!G48","v":0},null,"Bracket - T5",null,0,515,0,null,0,0,0,0,0,0,0,0,0,0,0,0,0,0,0,0,0,0,0,0,0,0,0,0,0,0,0,0,0,null,0,0,0,0,0,0,0,0,0,null,0,0,0,0,0,0,0,0,0,0,null,0,0,0,0,0,0,0,null,0,0,0,null,{"$f":"IF($D51=\"Connection\",VLOOKUP(C51,'Input - General'!$F$62:$N$79,6,FALSE),0)","v":0},null,0.1801212933606588,0,0,null,8.6527813038891108E-2,0,0]
[null,{"$f":"'Input - Inventory'!B49","v":41},{"$f":"'Input - Inventory'!C49","v":"T5 (P09)"},{"$f":"'Input - Inventory'!D49","v":"Bracket"},{"$f":"'Input - Inventory'!E49","v":"Traffic"},{"$f":"'Input - Inventory'!F49","v":"n/a"},{"$f":"'Input - Inventory'!G49","v":0},null,"Bracket - T5 (P09)",null,0,80,0,null,0,0,0,0,0,0,0,0,0,0,0,0,0,0,0,0,0,0,0,0,0,0,0,0,0,0,0,0,0,null,0,0,0,0,0,0,0,0,0,null,0,0,0,0,0,0,0,0,0,0,null,0,0,0,0,0,0,0,null,0,0,0,null,{"$f":"IF($D52=\"Connection\",VLOOKUP(C52,'Input - General'!$F$62:$N$79,6,FALSE),0)","v":0},null,0.1801212933606588,0,0,null,8.6527813038891108E-2,0,0]
[null,{"$f":"'Input - Inventory'!B50","v":42},{"$f":"'Input - Inventory'!C50","v":"T6"},{"$f":"'Input - Inventory'!D50","v":"Bracket"},{"$f":"'Input - Inventory'!E50","v":"Traffic"},{"$f":"'Input - Inventory'!F50","v":"n/a"},{"$f":"'Input - Inventory'!G50","v":0},null,"Bracket - T6",null,0,2029,0,null,0,0,0,0,0,0,0,0,0,0,0,0,0,0,0,0,0,0,0,0,0,0,0,0,0,0,0,0,0,null,0,0,0,0,0,0,0,0,0,null,0,0,0,0,0,0,0,0,0,0,null,0,0,0,0,0,0,0,null,0,0,0,null,{"$f":"IF($D53=\"Connection\",VLOOKUP(C53,'Input - General'!$F$62:$N$79,6,FALSE),0)","v":0},null,0.1801212933606588,0,0,null,8.6527813038891108E-2,0,0]
[null,{"$f":"'Input - Inventory'!B51","v":43},{"$f":"'Input - Inventory'!C51","v":"T6 (P09)"},{"$f":"'Input - Inventory'!D51","v":"Bracket"},{"$f":"'Input - Inventory'!E51","v":"Traffic"},{"$f":"'Input - Inventory'!F51","v":"n/a"},{"$f":"'Input - Inventory'!G51","v":0},null,"Bracket - T6 (P09)",null,0,347,0,null,0,0,0,0,0,0,0,0,0,0,0,0,0,0,0,0,0,0,0,0,0,0,0,0,0,0,0,0,0,null,0,0,0,0,0,0,0,0,0,null,0,0,0,0,0,0,0,0,0,0,null,0,0,0,0,0,0,0,null,0,0,0,null,{"$f":"IF($D54=\"Connection\",VLOOKUP(C54,'Input - General'!$F$62:$N$79,6,FALSE),0)","v":0},null,0.1801212933606588,0,0,null,8.6527813038891108E-2,0,0]
[null,{"$f":"'Input - Inventory'!B52","v":44},{"$f":"'Input - Inventory'!C52","v":"T7"},{"$f":"'Input - Inventory'!D52","v":"Bracket"},{"$f":"'Input - Inventory'!E52","v":"Traffic"},{"$f":"'Input - Inventory'!F52","v":"n/a"},{"$f":"'Input - Inventory'!G52","v":0},null,"Bracket - T7",null,0,722,0,null,0,0,0,0,0,0,0,0,0,0,0,0,0,0,0,0,0,0,0,0,0,0,0,0,0,0,0,0,0,null,0,0,0,0,0,0,0,0,0,null,0,0,0,0,0,0,0,0,0,0,null,0,0,0,0,0,0,0,null,0,0,0,null,{"$f":"IF($D55=\"Connection\",VLOOKUP(C55,'Input - General'!$F$62:$N$79,6,FALSE),0)","v":0},null,0.1801212933606588,0,0,null,8.6527813038891108E-2,0,0]
[null,{"$f":"'Input - Inventory'!B53","v":45},{"$f":"'Input - Inventory'!C53","v":"T7 (P09)"},{"$f":"'Input - Inventory'!D53","v":"Bracket"},{"$f":"'Input - Inventory'!E53","v":"Traffic"},{"$f":"'Input - Inventory'!F53","v":"n/a"},{"$f":"'Input - Inventory'!G53","v":0},null,"Bracket - T7 (P09)",null,0,182.5,0,null,0,0,0,0,0,0,0,0,0,0,0,0,0,0,0,0,0,0,0,0,0,0,0,0,0,0,0,0,0,null,0,0,0,0,0,0,0,0,0,null,0,0,0,0,0,0,0,0,0,0,null,0,0,0,0,0,0,0,null,0,0,0,null,{"$f":"IF($D56=\"Connection\",VLOOKUP(C56,'Input - General'!$F$62:$N$79,6,FALSE),0)","v":0},null,0.1801212933606588,0,0,null,8.6527813038891108E-2,0,0]
[null,{"$f":"'Input - Inventory'!B54","v":46},{"$f":"'Input - Inventory'!C54","v":"EMPTY"},{"$f":"'Input - Inventory'!D54","v":"Connection"},{"$f":"'Input - Inventory'!E54","v":"NonTraffic"},{"$f":"'Input - Inventory'!F54","v":"n/a"},{"$f":"'Input - Inventory'!G54","v":0},null,"Connection - EMPTY",null,0,0,0,null,0,0,0,0,0,0,0,0,0,0,0,0,0,0,0,0,0,0,0,0,0,0,0,0,0,0,0,0,0,null,0,0,0,0,0,0,0,0,0,null,0,0,0,0,0,0,0,0,0,0,null,0,0,0,0,0,0,0,null,0,0,0,null,{"$f":"IF($D57=\"Connection\",VLOOKUP(C57,'Input - General'!$F$62:$N$79,6,FALSE),0)","v":0},null,0.1801212933606588,0,0,null,8.6527813038891108E-2,0,0]
[null,{"$f":"'Input - Inventory'!B55","v":47},{"$f":"'Input - Inventory'!C55","v":"O/U (P09)"},{"$f":"'Input - Inventory'!D55","v":"Connection"},{"$f":"'Input - Inventory'!E55","v":"NonTraffic"},{"$f":"'Input - Inventory'!F55","v":"n/a"},{"$f":"'Input - Inventory'!G55","v":0},null,"Connection - O/U (P09)",null,92.446212073209736,14,1294.2469690249363,null,0,0,0,0,0,0,0,0,0,0,0,0,0,0,0,0,0,0,0,0,0,0,0,0,0,0,0,0,0,null,0,0,0,0,0,0,0,0,0,null,0,0,0,0,0,0,0,0,0,0,null,0,0,0,0,0,0,0,null,0,0,0,null,{"$f":"IF($D58=\"Connection\",VLOOKUP(C58,'Input - General'!$F$62:$N$79,6,FALSE),0)","v":72.09773585639617},null,0.1801212933606588,72.09773585639617,12.986337430829224,null,8.6527813038891108E-2,85.084073287225394,7.3621387859843477]
[null,{"$f":"'Input - Inventory'!B56","v":48},{"$f":"'Input - Inventory'!C56","v":"OH"},{"$f":"'Input - Inventory'!D56","v":"Connection"},{"$f":"'Input - Inventory'!E56","v":"NonTraffic"},{"$f":"'Input - Inventory'!F56","v":"n/a"},{"$f":"'Input - Inventory'!G56","v":0},null,"Connection - OH",null,0,191303.5,0,null,0,0,0,0,0,0,0,0,0,0,0,0,0,0,0,0,0,0,0,0,0,0,0,0,0,0,0,0,0,null,0,0,0,0,0,0,0,0,0,null,0,0,0,0,0,0,0,0,0,0,null,0,0,0,0,0,0,0,null,0,0,0,null,{"$f":"IF($D59=\"Connection\",VLOOKUP(C59,'Input - General'!$F$62:$N$79,6,FALSE),0)","v":0},null,0.1801212933606588,0,0,null,8.6527813038891108E-2,0,0]
[null,{"$f":"'Input - Inventory'!B57","v":49},{"$f":"'Input - Inventory'!C57","v":"OH(P09)"},{"$f":"'Input - Inventory'!D57","v":"Connection"},{"$f":"'Input - Inventory'!E57","v":"NonTraffic"},{"$f":"'Input - Inventory'!F57","v":"n/a"},{"$f":"'Input - Inventory'!G57","v":0},null,"Connection - OH(P09)",null,0,5736,0,null,0,0,0,0,0,0,0,0,0,0,0,0,0,0,0,0,0,0,0,0,0,0,0,0,0,0,0,0,0,null,0,0,0,0,0,0,0,0,0,null,0,0,0,0,0,0,0,0,0,0,null,0,0,0,0,0,0,0,null,0,0,0,null,{"$f":"IF($D60=\"Connection\",VLOOKUP(C60,'Input - General'!$F$62:$N$79,6,FALSE),0)","v":0},null,0.1801212933606588,0,0,null,8.6527813038891108E-2,0,0]
[null,{"$f":"'Input - Inventory'!B58","v":50},{"$f":"'Input - Inventory'!C58","v":"OH2"},{"$f":"'Input - Inventory'!D58","v":"Connection"},{"$f":"'Input - Inventory'!E58","v":"NonTraffic"},{"$f":"'Input - Inventory'!F58","v":"n/a"},{"$f":"'Input - Inventory'!G58","v":0},null,"Connection - OH2",null,0,484,0,null,0,0,0,0,0,0,0,0,0,0,0,0,0,0,0,0,0,0,0,0,0,0,0,0,0,0,0,0,0,null,0,0,0,0,0,0,0,0,0,null,0,0,0,0,0,0,0,0,0,0,null,0,0,0,0,0,0,0,null,0,0,0,null,{"$f":"IF($D61=\"Connection\",VLOOKUP(C61,'Input - General'!$F$62:$N$79,6,FALSE),0)","v":0},null,0.1801212933606588,0,0,null,8.6527813038891108E-2,0,0]
[null,{"$f":"'Input - Inventory'!B59","v":51},{"$f":"'Input - Inventory'!C59","v":"OH2 (P09)"},{"$f":"'Input - Inventory'!D59","v":"Connection"},{"$f":"'Input - Inventory'!E59","v":"NonTraffic"},{"$f":"'Input - Inventory'!F59","v":"n/a"},{"$f":"'Input - Inventory'!G59","v":0},null,"Connection - OH2 (P09)",null,0,119,0,null,0,0,0,0,0,0,0,0,0,0,0,0,0,0,0,0,0,0,0,0,0,0,0,0,0,0,0,0,0,null,0,0,0,0,0,0,0,0,0,null,0,0,0,0,0,0,0,0,0,0,null,0,0,0,0,0,0,0,null,0,0,0,null,{"$f":"IF($D62=\"Connection\",VLOOKUP(C62,'Input - General'!$F$62:$N$79,6,FALSE),0)","v":0},null,0.1801212933606588,0,0,null,8.6527813038891108E-2,0,0]
[null,{"$f":"'Input - Inventory'!B60","v":52},{"$f":"'Input - Inventory'!C60","v":"OHS"},{"$f":"'Input - Inventory'!D60","v":"Connection"},{"$f":"'Input - Inventory'!E60","v":"NonTraffic"},{"$f":"'Input - Inventory'!F60","v":"n/a"},{"$f":"'Input - Inventory'!G60","v":0},null,"Connection - OHS",null,0,4,0,null,0,0,0,0,0,0,0,0,0,0,0,0,0,0,0,0,0,0,0,0,0,0,0,0,0,0,0,0,0,null,0,0,0,0,0,0,0,0,0,null,0,0,0,0,0,0,0,0,0,0,null,0,0,0,0,0,0,0,null,0,0,0,null,{"$f":"IF($D63=\"Connection\",VLOOKUP(C63,'Input - General'!$F$62:$N$79,6,FALSE),0)","v":0},null,0.1801212933606588,0,0,null,8.6527813038891108E-2,0,0]
[null,{"$f":"'Input - Inventory'!B61","v":53},{"$f":"'Input - Inventory'!C61","v":"O/U"},{"$f":"'Input - Inventory'!D61","v":"Connection"},{"$f":"'Input - Inventory'!E61","v":"NonTraffic"},{"$f":"'Input - Inventory'!F61","v":"n/a"},{"$f":"'Input - Inventory'!G61","v":0},null,"Connection - O/U",null,92.449500643200423,587,54267.856877558646,null,0,0,0,0,0,0,0,0,0,0,0,0,0,0,0,0,0,0,0,0,0,0,0,0,0,0,0,0,0,null,0,0,0,0,0,0,0,0,0,null,0,0,0,0,0,0,0,0,0,0,null,0,0,0,0,0,0,0,null,0,0,0,null,{"$f":"IF($D64=\"Connection\",VLOOKUP(C64,'Input - General'!$F$62:$N$79,6,FALSE),0)","v":72.100300574249033},null,0.1801212933606588,72.100300574249033,12.986799391125986,null,8.6527813038891108E-2,85.087099965375018,7.3624006778254074]
[null,{"$f":"'Input - Inventory'!B62","v":54},{"$f":"'Input - Inventory'!C62","v":"UG2"},{"$f":"'Input - Inventory'!D62","v":"Connection"},{"$f":"'Input - Inventory'!E62","v":"NonTraffic"},{"$f":"'Input - Inventory'!F62","v":"n/a"},{"$f":"'Input - Inventory'!G62","v":0},null,"Connection - UG2",null,0,1897,0,null,0,0,0,0,0,0,0,0,0,0,0,0,0,0,0,0,0,0,0,0,0,0,0,0,0,0,0,0,0,null,0,0,0,0,0,0,0,0,0,null,0,0,0,0,0,0,0,0,0,0,null,0,0,0,0,0,0,0,null,0,0,0,null,{"$f":"IF($D65=\"Connection\",VLOOKUP(C65,'Input - General'!$F$62:$N$79,6,FALSE),0)","v":0},null,0.1801212933606588,0,0,null,8.6527813038891108E-2,0,0]
[null,{"$f":"'Input - Inventory'!B63","v":55},{"$f":"'Input - Inventory'!C63","v":"UG2 (P09)"},{"$f":"'Input - Inventory'!D63","v":"Connection"},{"$f":"'Input - Inventory'!E63","v":"NonTraffic"},{"$f":"'Input - Inventory'!F63","v":"n/a"},{"$f":"'Input - Inventory'!G63","v":0},null,"Connection - UG2 (P09)",null,0,405,0,null,0,0,0,0,0,0,0,0,0,0,0,0,0,0,0,0,0,0,0,0,0,0,0,0,0,0,0,0,0,null,0,0,0,0,0,0,0,0,0,null,0,0,0,0,0,0,0,0,0,0,null,0,0,0,0,0,0,0,null,0,0,0,null,{"$f":"IF($D66=\"Connection\",VLOOKUP(C66,'Input - General'!$F$62:$N$79,6,FALSE),0)","v":0},null,0.1801212933606588,0,0,null,8.6527813038891108E-2,0,0]
[null,{"$f":"'Input - Inventory'!B64","v":56},{"$f":"'Input - Inventory'!C64","v":"UGORDA"},{"$f":"'Input - Inventory'!D64","v":"Connection"},{"$f":"'Input - Inventory'!E64","v":"NonTraffic"},{"$f":"'Input - Inventory'!F64","v":"n/a"},{"$f":"'Input - Inventory'!G64","v":0},null,"Connection - UGORDA",null,0,1,0,null,0,0,0,0,0,0,0,0,0,0,0,0,0,0,0,0,0,0,0,0,0,0,0,0,0,0,0,0,0,null,0,0,0,0,0,0,0,0,0,null,0,0,0,0,0,0,0,0,0,0,null,0,0,0,0,0,0,0,null,0,0,0,null,{"$f":"IF($D67=\"Connection\",VLOOKUP(C67,'Input - General'!$F$62:$N$79,6,FALSE),0)","v":0},null,0.1801212933606588,0,0,null,8.6527813038891108E-2,0,0]
[null,{"$f":"'Input - Inventory'!B65","v":57},{"$f":"'Input - Inventory'!C65","v":"UGR1"},{"$f":"'Input - Inventory'!D65","v":"Connection"},{"$f":"'Input - Inventory'!E65","v":"NonTraffic"},{"$f":"'Input - Inventory'!F65","v":"n/a"},{"$f":"'Input - Inventory'!G65","v":0},null,"Connection - UGR1",null,84.743233234097062,26497,2245441.45100387,null,0,0,0,0,0,0,0,0,0,0,0,0,0,0,0,0,0,0,0,0,0,0,0,0,0,0,0,0,0,null,0,0,0,0,0,0,0,0,0,null,0,0,0,0,0,0,0,0,0,0,null,0,0,0,0,0,0,0,null,0,0,0,null,{"$f":"IF($D68=\"Connection\",VLOOKUP(C68,'Input - General'!$F$62:$N$79,6,FALSE),0)","v":66.090271394683555},null,0.1801212933606588,66.090271394683555,11.904265162167352,null,8.6527813038891108E-2,77.994536556850903,6.7486966772461532]
[null,{"$f":"'Input - Inventory'!B66","v":58},{"$f":"'Input - Inventory'!C66","v":"UGR1 (P09)"},{"$f":"'Input - Inventory'!D66","v":"Connection"},{"$f":"'Input - Inventory'!E66","v":"NonTraffic"},{"$f":"'Input - Inventory'!F66","v":"n/a"},{"$f":"'Input - Inventory'!G66","v":0},null,"Connection - UGR1 (P09)",null,84.746493912296543,4244,359664.12016378652,null,0,0,0,0,0,0,0,0,0,0,0,0,0,0,0,0,0,0,0,0,0,0,0,0,0,0,0,0,0,null,0,0,0,0,0,0,0,0,0,null,0,0,0,0,0,0,0,0,0,0,null,0,0,0,0,0,0,0,null,0,0,0,null,{"$f":"IF($D69=\"Connection\",VLOOKUP(C69,'Input - General'!$F$62:$N$79,6,FALSE),0)","v":66.092814360049758},null,0.1801212933606588,66.092814360049758,11.904723204378085,null,8.6527813038891108E-2,77.997537564427844,6.7489563478686989]
[null,{"$f":"'Input - Inventory'!B67","v":59},{"$f":"'Input - Inventory'!C67","v":"UGR2"},{"$f":"'Input - Inventory'!D67","v":"Connection"},{"$f":"'Input - Inventory'!E67","v":"NonTraffic"},{"$f":"'Input - Inventory'!F67","v":"n/a"},{"$f":"'Input - Inventory'!G67","v":0},null,"Connection - UGR2",null,30.811915356450736,14175,436758.90017768921,null,0,0,0,0,0,0,0,0,0,0,0,0,0,0,0,0,0,0,0,0,0,0,0,0,0,0,0,0,0,null,0,0,0,0,0,0,0,0,0,null,0,0,0,0,0,0,0,0,0,0,null,0,0,0,0,0,0,0,null,0,0,0,null,{"$f":"IF($D70=\"Connection\",VLOOKUP(C70,'Input - General'!$F$62:$N$79,6,FALSE),0)","v":24.029857846850472},null,0.1801212933606588,24.029857846850472,4.3282890746474827,null,8.6527813038891108E-2,28.358146921497955,2.4537684349527806]
[null,{"$f":"'Input - Inventory'!B68","v":60},{"$f":"'Input - Inventory'!C68","v":"UGR2 (P09)"},{"$f":"'Input - Inventory'!D68","v":"Connection"},{"$f":"'Input - Inventory'!E68","v":"NonTraffic"},{"$f":"'Input - Inventory'!F68","v":"n/a"},{"$f":"'Input - Inventory'!G68","v":0},null,"Connection - UGR2 (P09)",null,30.812026923615651,3183,98074.681697868611,null,0,0,0,0,0,0,0,0,0,0,0,0,0,0,0,0,0,0,0,0,0,0,0,0,0,0,0,0,0,null,0,0,0,0,0,0,0,0,0,null,0,0,0,0,0,0,0,0,0,0,null,0,0,0,0,0,0,0,null,0,0,0,null,{"$f":"IF($D71=\"Connection\",VLOOKUP(C71,'Input - General'!$F$62:$N$79,6,FALSE),0)","v":24.029944856797187},null,0.1801212933606588,24.029944856797187,4.3283047469916198,null,8.6527813038891108E-2,28.358249603788806,2.4537773198268455]
[null,{"$f":"'Input - Inventory'!B69","v":61},{"$f":"'Input - Inventory'!C69","v":"UGS"},{"$f":"'Input - Inventory'!D69","v":"Connection"},{"$f":"'Input - Inventory'!E69","v":"NonTraffic"},{"$f":"'Input - Inventory'!F69","v":"n/a"},{"$f":"'Input - Inventory'!G69","v":0},null,"Connection - UGS",null,0,43,0,null,0,0,0,0,0,0,0,0,0,0,0,0,0,0,0,0,0,0,0,0,0,0,0,0,0,0,0,0,0,null,0,0,0,0,0,0,0,0,0,null,0,0,0,0,0,0,0,0,0,0,null,0,0,0,0,0,0,0,null,0,0,0,null,{"$f":"IF($D72=\"Connection\",VLOOKUP(C72,'Input - General'!$F$62:$N$79,6,FALSE),0)","v":0},null,0.1801212933606588,0,0,null,8.6527813038891108E-2,0,0]
[null,{"$f":"'Input - Inventory'!B70","v":62},{"$f":"'Input - Inventory'!C70","v":"UG-SP"},{"$f":"'Input - Inventory'!D70","v":"Connection"},{"$f":"'Input - Inventory'!E70","v":"NonTraffic"},{"$f":"'Input - Inventory'!F70","v":"n/a"},{"$f":"'Input - Inventory'!G70","v":0},null,"Connection - UG-SP",null,0,1,0,null,0,0,0,0,0,0,0,0,0,0,0,0,0,0,0,0,0,0,0,0,0,0,0,0,0,0,0,0,0,null,0,0,0,0,0,0,0,0,0,null,0,0,0,0,0,0,0,0,0,0,null,0,0,0,0,0,0,0,null,0,0,0,null,{"$f":"IF($D73=\"Connection\",VLOOKUP(C73,'Input - General'!$F$62:$N$79,6,FALSE),0)","v":0},null,0.1801212933606588,0,0,null,8.6527813038891108E-2,0,0]
[null,{"$f":"'Input - Inventory'!B71","v":63},{"$f":"'Input - Inventory'!C71","v":"UG-SP (P09)"},{"$f":"'Input - Inventory'!D71","v":"Connection"},{"$f":"'Input - Inventory'!E71","v":"NonTraffic"},{"$f":"'Input - Inventory'!F71","v":"n/a"},{"$f":"'Input - Inventory'!G71","v":0},null,"Connection - UG-SP (P09)",null,0,15,0,null,0,0,0,0,0,0,0,0,0,0,0,0,0,0,0,0,0,0,0,0,0,0,0,0,0,0,0,0,0,null,0,0,0,0,0,0,0,0,0,null,0,0,0,0,0,0,0,0,0,0,null,0,0,0,0,0,0,0,null,0,0,0,null,{"$f":"IF($D74=\"Connection\",VLOOKUP(C74,'Input - General'!$F$62:$N$79,6,FALSE),0)","v":0},null,0.1801212933606588,0,0,null,8.6527813038891108E-2,0,0]
[null,{"$f":"'Input - Inventory'!B72","v":64},{"$f":"'Input - Inventory'!C72","v":"EMPTY"},{"$f":"'Input - Inventory'!D72","v":"Lamp"},{"$f":"'Input - Inventory'!E72","v":"NonTraffic"},{"$f":"'Input - Inventory'!F72","v":"Minor < 130w"},{"$f":"'Input - Inventory'!G72","v":1},null,"Lamp - EMPTY",null,24.747362946221248,0,0,null,10.728690318612468,0.33333333333333331,0,0,10.728690318612468,1.8504811250925242E-2,0,0,10.728690318612468,0.16666666666666666,10.728690318612468,4.590314436538903E-3,10.728690318612468,4.0032025620496396E-2,160.93035477918701,2.1598272138228944E-2,268.21725796531177,1.2221950623319483E-2,0,0,12874.428382334963,1.1123470522803115E-4,9119.3867708205998,2.4953586329427266E-4,0,0,0,0,16.503269794041849,null,0,0.33333333333333331,41.382579252515711,1.8504811250925242E-2,11.230022139086838,0.16666666666666666,0,1.8504811250925242E-2,2.6374471746587314,null,79.262182275227715,0,1.5133333333333332,79.262182275227715,1.4200000000000001E-2,0,79.262182275227715,0.01,0,0,null,0,0,11.230022139086838,1.4200000000000001E-2,0,0.01,0.15946631437503311,null,31.115429468317959,0,0,null,{"$f":"IF($D75=\"Connection\",VLOOKUP(C75,'Input - General'!$F$62:$N$79,6,FALSE),0)","v":0},null,0.1801212933606588,19.300183283075611,3.4763739750453451,null,8.6527813038891108E-2,22.77655725812096,1.9708056881002887]
[null,{"$f":"'Input - Inventory'!B73","v":65},{"$f":"'Input - Inventory'!C73","v":"INC1x100"},{"$f":"'Input - Inventory'!D73","v":"Lamp"},{"$f":"'Input - Inventory'!E73","v":"NonTraffic"},{"$f":"'Input - Inventory'!F73","v":"Minor < 130w"},{"$f":"'Input - Inventory'!G73","v":"1"},null,"Lamp - INC1x100",null,266.38923435864751,1,{"$f":"L76*K76","v":266.38923435864751},null,10.728690318612468,{"$f":"IF(AND($D76=\"Lamp\",CycleBulkTask1<>0, OR($F76=O$9,O$9=\"All\")),1/CycleBulkTask1,0)","v":0.33333333333333331},0,{"$f":"IF(AND($D76=\"Lamp\",CycleBulkTask2<>0, OR($F76=Q$9,Q$9=\"All\")),1/CycleBulkTask2,0)","v":0},10.728690318612468,{"$f":"IF(AND($D76=\"Lamp\",CycleBulkTask3<>0, OR($F76=S$9,S$9=\"All\")),1/CycleBulkTask3,0)","v":1.8504811250925242E-2},0,{"$f":"IF(AND($D76=\"Lamp\",CycleBulkTask4<>0, OR($F76=U$9,U$9=\"All\")),1/CycleBulkTask4,0)","v":0},10.728690318612468,{"$f":"IF(AND($D76=\"Lamp\",CycleBulkTask5<>0, OR($F76=W$9,W$9=\"All\")),1/CycleBulkTask5,0)","v":0.16666666666666666},10.728690318612468,{"$f":"IF(AND($D76=\"Lamp\",CycleBulkTask6<>0, OR($F76=Y$9,Y$9=\"All\")),1/CycleBulkTask6,0)","v":4.590314436538903E-3},10.728690318612468,{"$f":"IF(AND($D76=\"Lamp\",CycleBulkTask7<>0, OR($F76=AA$9,AA$9=\"All\")),1/CycleBulkTask7,0)","v":4.0032025620496396E-2},160.93035477918701,{"$f":"IF(AND($D76=\"Lamp\",CycleBulkTask8<>0, OR($F76=AC$9,AC$9=\"All\")),1/CycleBulkTask8,0)","v":2.1598272138228944E-2},268.21725796531177,{"$f":"IF(AND($D76=\"Lamp\",CycleBulkTask9<>0, OR($F76=AE$9,AE$9=\"All\")),1/CycleBulkTask9,0)","v":1.2221950623319483E-2},0,{"$f":"IF(AND($D76=\"Lamp\",CycleBulkTask10<>0, OR($F76=AG$9,AG$9=\"All\")),1/CycleBulkTask10,0)","v":0},12874.428382334963,{"$f":"IF(AND($D76=\"Lamp\",CycleBulkTask11<>0, OR($F76=AI$9,AI$9=\"All\")),1/CycleBulkTask11,0)","v":1.1123470522803115E-4},9119.3867708205998,{"$f":"IF(AND($D76=\"Lamp\",CycleBulkTask12<>0, OR($F76=AK$9,AK$9=\"All\")),1/CycleBulkTask12,0)","v":2.4953586329427266E-4},0,{"$f":"IF(AND($D76=\"Lamp\",CycleBulkTask13<>0, OR($F76=AM$9,AM$9=\"All\")),1/CycleBulkTask13,0)","v":0},0,{"$f":"IF(AND($D76=\"Lamp\",CycleBulkTask14<>0, OR($F76=AO$9,AO$9=\"All\")),1/CycleBulkTask14,0)","v":0},{"$f":"O76*P76+Q76*R76+S76*T76+U76*V76+W76*X76+Y76*Z76+AA76*AB76+AC76*AD76+AE76*AF76+AG76*AH76+AI76*AJ76+AK76*AL76+AM76*AN76+AO76*AP76","v":16.503269794041849},null,10.728690318612468,{"$f":"MAX(P76,R76)","v":0.33333333333333331},41.382579252515711,{"$f":"MAX(T76,V76)","v":1.8504811250925242E-2},11.230022139086838,{"$f":"X76","v":0.16666666666666666},0,{"$f":"INDIRECT($E76)*$V76 +(1-INDIRECT($E76))*$T76","v":1.8504811250925242E-2},{"$f":"AS76*AT76+AU76*AV76+AW76*AX76+AY76*AZ76","v":6.2136772808628873},null,{"$f":"IF($D76=$AS$9,(INDIRECT(\"PriceLabour\" & \"FY16\")*ProportionStandardHours + INDIRECT(\"PriceLabourOvertime\" & \"FY16\")*ProportionOvertimeHours)*(1+RateOnCostAnnual),0)","v":79.262182275227715},{"$f":"BO76","v":1.04},{"$f":"IF($D76=\"Lamp\",(NumberOfCrew+INDIRECT($E76)*TrafficController)*(TimeToReplaceLamp),0)","v":1.5133333333333332},{"$f":"IF($D76=$AS$9,(INDIRECT(\"PriceLabour\" & \"FY16\")*ProportionStandardHours + INDIRECT(\"PriceLabourOvertime\" & \"FY16\")*ProportionOvertimeHours)*(1+RateOnCostAnnual),0)","v":79.262182275227715},{"$f":"BQ76","v":1.4200000000000001E-2},{"$f":"IF($D76=\"Lamp\",(NumberOfCrew+INDIRECT($E76)*TrafficController)*(TimeForPECellReplace),0)","v":0},{"$f":"IF($D76=$AS$9,(INDIRECT(\"PriceLabour\" & \"FY16\")*ProportionStandardHours + INDIRECT(\"PriceLabourOvertime\" & \"FY16\")*ProportionOvertimeHours)*(1+RateOnCostAnnual),0)","v":79.262182275227715},{"$f":"BS76","v":0.01},{"$f":"IF($D76=\"Lamp\",(NumberOfCrew+INDIRECT($E76)*TrafficController)*(TimeForOtherSpot),0)","v":0},{"$f":"BC76*BD76*BE76+BF76*BG76*BH76+BI76*BJ76*BK76","v":124.74810661023838},null,10.728690318612468,{"$f":"IF($D76=\"Lamp\",INDIRECT(BO$10 & $B76),0)","v":1.04},11.230022139086838,{"$f":"IF($D76=\"Lamp\",INDIRECT(\"FailurePECell\" & \"Annual\"),0)","v":1.4200000000000001E-2},0,{"$f":"IF($D76=\"Lamp\",INDIRECT(\"FailureMisc\" & \"Annual\"),0)","v":0.01},{"$f":"BN76*BO76+BP76*BQ76+BR76*BS76","v":11.317304245732},null,31.115429468317959,{"$f":"BD76*BE76+BG76*BH76+BJ76*BK76","v":1.5738666666666665},{"$f":"BV76*BW76","v":48.971537259203352},null,{"$f":"IF($D76=\"Connection\",VLOOKUP(C76,'Input - General'!$F$62:$N$79,6,FALSE),0)","v":0},null,{"$f":"RateOverhead","v":0.1801212933606588},{"$f":"BX76+BL76+BT76+BA76+AQ76+BZ76","v":207.75389519007848},{"$f":"CC76*CB76","v":37.42090030235169},null,{"$f":"CorporateOverheads","v":8.6527813038891108E-2},245.17479549243018,{"$f":"CG76*CF76","v":21.21443886621736}]
[null,{"$f":"'Input - Inventory'!B74","v":66},{"$f":"'Input - Inventory'!C74","v":"INC1x1000"},{"$f":"'Input - Inventory'!D74","v":"Lamp"},{"$f":"'Input - Inventory'!E74","v":"Traffic"},{"$f":"'Input - Inventory'!F74","v":"Major > 130w"},{"$f":"'Input - Inventory'!G74","v":"1"},null,{"$f":"CONCATENATE(D77,\" - \",C77)","v":"Lamp - INC1x1000"},null,{"$f":"AQ77+BA77+BL77+BT77+BX77+BZ77+CD77+CH77","v":546.88826302981727},{"$f":"INDIRECT(L$10&$B77&\"FY16\")","v":0},0,null,{"$f":"IF(AND($D77=\"Lamp\", OR($F77=O$9, O$9=\"All\")),INDIRECT(\"PriceBulkTask1\" & \"FY16\"),0)","v":0},0,{"$f":"IF(AND($D77=\"Lamp\", OR($F77=Q$9, Q$9=\"All\")),INDIRECT(\"PriceBulkTask2\" & \"FY16\"),0)","v":10.728690318612468},0.33333333333333331,{"$f":"IF(AND($D77=\"Lamp\", OR($F77=S$9, S$9=\"All\")),INDIRECT(\"PriceBulkTask3\" & \"FY16\"),0)","v":0},0,{"$f":"IF(AND($D77=\"Lamp\", OR($F77=U$9, U$9=\"All\")),INDIRECT(\"PriceBulkTask4\" & \"FY16\"),0)","v":10.728690318612468},4.9094211792429674E-3,{"$f":"IF(AND($D77=\"Lamp\", OR($F77=W$9, W$9=\"All\")),INDIRECT(\"PriceBulkTask5\" & \"FY16\"),0)","v":10.728690318612468},0.16666666666666666,{"$f":"IF(AND($D77=\"Lamp\", OR($F77=Y$9, Y$9=\"All\")),INDIRECT(\"PriceBulkTask6\" & \"FY16\"),0)","v":10.728690318612468},4.590314436538903E-3,{"$f":"IF(AND($D77=\"Lamp\", OR($F77=AA$9, AA$9=\"All\")),INDIRECT(\"PriceBulkTask7\" & \"FY16\"),0)","v":10.728690318612468},4.0032025620496396E-2,{"$f":"IF(AND($D77=\"Lamp\", OR($F77=AC$9, AC$9=\"All\")),INDIRECT(\"PriceBulkTask8\" & \"FY16\"),0)","v":160.93035477918701},2.1598272138228944E-2,{"$f":"IF(AND($D77=\"Lamp\", OR($F77=AE$9, AE$9=\"All\")),INDIRECT(\"PriceBulkTask9\" & \"FY16\"),0)","v":268.21725796531177},1.2221950623319483E-2,{"$f":"IF(AND($D77=\"Lamp\", OR($F77=AG$9, AG$9=\"All\")),INDIRECT(\"PriceBulkTask10\" & \"FY16\"),0)","v":0},0,{"$f":"IF(AND($D77=\"Lamp\", OR($F77=AI$9, AI$9=\"All\")),INDIRECT(\"PriceBulkTask11\" & \"FY16\"),0)","v":12874.428382334963},1.1123470522803115E-4,{"$f":"IF(AND($D77=\"Lamp\", OR($F77=AK$9, AK$9=\"All\")),INDIRECT(\"PriceBulkTask12\" & \"FY16\"),0)","v":9119.3867708205998},2.4953586329427266E-4,{"$f":"IF(AND($D77=\"Lamp\", OR($F77=AM$9, AM$9=\"All\")),INDIRECT(\"PriceBulkTask13\" & \"FY16\"),0)","v":0},0,{"$f":"IF(AND($D77=\"Lamp\", OR($F77=AO$9, AO$9=\"All\")),INDIRECT(\"PriceBulkTask14\" & \"FY16\"),0)","v":0},0,16.357409064202031,null,{"$f":"IF($D77=\"Lamp\",$G77*INDIRECT(\"Price\" & $B77 & \"FY16\"),0)","v":107.28690318612469},0.33333333333333331,{"$f":"IF($D77=\"Lamp\",INDIRECT(\"PriceVisor\" & \"FY16\"),0)","v":41.382579252515711},4.9094211792429674E-3,{"$f":"IF($D77=\"Lamp\",INDIRECT(\"PricePECell\" & \"FY16\"),0)","v":11.230022139086838},0.16666666666666666,{"$f":"IF($D77=\"Lamp\",INDIRECT(\"PriceMisc\" & \"FY16\"),0)","v":0},4.9094211792429674E-3,37.837135929590033,null,79.262182275227715,1.04,2.2699999999999996,79.262182275227715,1.4200000000000001E-2,0,79.262182275227715,0.01,0,187.12215991535757,null,{"$f":"IF($D77=\"Lamp\",INDIRECT(\"Price\" & $B77 & \"FY16\"),0)","v":107.28690318612469},1.04,{"$f":"IF($D77=\"Lamp\",INDIRECT(\"pRICEpecELL\" & \"FY16\"),0)","v":11.230022139086838},1.4200000000000001E-2,{"$f":"IF($D77=\"Lamp\",INDIRECT(\"PriceMisc\" & \"FY16\"),0)","v":0},0.01,111.73784562794472,null,{"$f":"IF(AND($D77=\"Lamp\"),INDIRECT(\"PriceEWP\"&\"FY16\"),0)","v":31.115429468317959},2.3607999999999998,73.457305888805038,null,{"$f":"IF($D77=\"Connection\",VLOOKUP(C77,'Input - General'!$F$62:$N$79,6,FALSE),0)","v":0},null,0.1801212933606588,426.5118564258994,76.823867213088604,null,8.6527813038891108E-2,{"$f":"AQ77+BA77+BL77+BT77+BX77+BZ77+CD77","v":503.33572363898793},43.55253939082931]
[null,{"$f":"'Input - Inventory'!B75","v":67},{"$f":"'Input - Inventory'!C75","v":"INC1x1440"},{"$f":"'Input - Inventory'!D75","v":"Lamp"},{"$f":"'Input - Inventory'!E75","v":"NonTraffic"},{"$f":"'Input - Inventory'!F75","v":"Major > 130w"},{"$f":"'Input - Inventory'!G75","v":"1"},null,"Lamp - INC1x1440",null,246.58827375751287,0,0,null,0,0,10.728690318612468,0.33333333333333331,0,0,10.728690318612468,4.9094211792429674E-3,10.728690318612468,0.16666666666666666,10.728690318612468,4.590314436538903E-3,10.728690318612468,4.0032025620496396E-2,160.93035477918701,2.1598272138228944E-2,268.21725796531177,1.2221950623319483E-2,0,0,12874.428382334963,1.1123470522803115E-4,9119.3867708205998,2.4953586329427266E-4,0,0,0,0,16.357409064202031,null,0,0.33333333333333331,41.382579252515711,4.9094211792429674E-3,11.230022139086838,0.16666666666666666,0,0,2.074834867548474,null,79.262182275227715,1.04,1.5133333333333332,79.262182275227715,1.4200000000000001E-2,0,79.262182275227715,0.01,0,124.74810661023838,null,0,1.04,11.230022139086838,1.4200000000000001E-2,0,0.01,0.15946631437503311,null,31.115429468317959,1.5738666666666665,48.971537259203352,null,{"$f":"IF($D78=\"Connection\",VLOOKUP(C78,'Input - General'!$F$62:$N$79,6,FALSE),0)","v":0},null,0.1801212933606588,192.31135411556727,34.639369831235626,null,8.6527813038891108E-2,226.95072394680292,19.637549810709949]
[null,{"$f":"'Input - Inventory'!B76","v":68},{"$f":"'Input - Inventory'!C76","v":"INC1x150"},{"$f":"'Input - Inventory'!D76","v":"Lamp"},{"$f":"'Input - Inventory'!E76","v":"NonTraffic"},{"$f":"'Input - Inventory'!F76","v":"Major > 130w"},{"$f":"'Input - Inventory'!G76","v":"1"},null,"Lamp - INC1x150",null,265.48080571183829,0,0,null,0,0,10.728690318612468,0.33333333333333331,0,0,10.728690318612468,4.9094211792429674E-3,10.728690318612468,0.16666666666666666,10.728690318612468,4.590314436538903E-3,10.728690318612468,4.0032025620496396E-2,160.93035477918701,2.1598272138228944E-2,268.21725796531177,1.2221950623319483E-2,0,0,12874.428382334963,1.1123470522803115E-4,9119.3867708205998,2.4953586329427266E-4,0,0,0,0,16.357409064202031,null,10.728690318612468,0.33333333333333331,41.382579252515711,4.9094211792429674E-3,11.230022139086838,0.16666666666666666,0,0,5.6510649737526304,null,79.262182275227715,1.04,1.5133333333333332,79.262182275227715,1.4200000000000001E-2,0,79.262182275227715,0.01,0,124.74810661023838,null,10.728690318612468,1.04,11.230022139086838,1.4200000000000001E-2,0,0.01,11.317304245732,null,31.115429468317959,1.5738666666666665,48.971537259203352,null,{"$f":"IF($D79=\"Connection\",VLOOKUP(C79,'Input - General'!$F$62:$N$79,6,FALSE),0)","v":0},null,0.1801212933606588,207.04542215312841,37.293289222625084,null,8.6527813038891108E-2,244.33871137575349,21.142094336084774]
[null,{"$f":"'Input - Inventory'!B77","v":69},{"$f":"'Input - Inventory'!C77","v":"INC1x150 (P09)"},{"$f":"'Input - Inventory'!D77","v":"Lamp"},{"$f":"'Input - Inventory'!E77","v":"NonTraffic"},{"$f":"'Input - Inventory'!F77","v":"Major > 130w"},{"$f":"'Input - Inventory'!G77","v":1},null,"Lamp - INC1x150 (P09)",null,265.48080571183829,13,3451.2504742538977,null,0,0,10.728690318612468,0.33333333333333331,0,0,10.728690318612468,4.9094211792429674E-3,10.728690318612468,0.16666666666666666,10.728690318612468,4.590314436538903E-3,10.728690318612468,4.0032025620496396E-2,160.93035477918701,2.1598272138228944E-2,268.21725796531177,1.2221950623319483E-2,0,0,12874.428382334963,1.1123470522803115E-4,9119.3867708205998,2.4953586329427266E-4,0,0,0,0,16.357409064202031,null,10.728690318612468,0.33333333333333331,41.382579252515711,4.9094211792429674E-3,11.230022139086838,0.16666666666666666,0,0,5.6510649737526304,null,79.262182275227715,1.04,1.5133333333333332,79.262182275227715,1.4200000000000001E-2,0,79.262182275227715,0.01,0,124.74810661023838,null,10.728690318612468,1.04,11.230022139086838,1.4200000000000001E-2,0,0.01,11.317304245732,null,31.115429468317959,1.5738666666666665,48.971537259203352,null,{"$f":"IF($D80=\"Connection\",VLOOKUP(C80,'Input - General'!$F$62:$N$79,6,FALSE),0)","v":0},null,0.1801212933606588,207.04542215312841,37.293289222625084,null,8.6527813038891108E-2,244.33871137575349,21.142094336084774]
[null,{"$f":"'Input - Inventory'!B78","v":70},{"$f":"'Input - Inventory'!C78","v":"INC1x200"},{"$f":"'Input - Inventory'!D78","v":"Lamp"},{"$f":"'Input - Inventory'!E78","v":"NonTraffic"},{"$f":"'Input - Inventory'!F78","v":"Major > 130w"},{"$f":"'Input - Inventory'!G78","v":"1"},null,"Lamp - INC1x200",null,265.48080571183829,0,0,null,0,0,10.728690318612468,0.33333333333333331,0,0,10.728690318612468,4.9094211792429674E-3,10.728690318612468,0.16666666666666666,10.728690318612468,4.590314436538903E-3,10.728690318612468,4.0032025620496396E-2,160.93035477918701,2.1598272138228944E-2,268.21725796531177,1.2221950623319483E-2,0,0,12874.428382334963,1.1123470522803115E-4,9119.3867708205998,2.4953586329427266E-4,0,0,0,0,16.357409064202031,null,10.728690318612468,0.33333333333333331,41.382579252515711,4.9094211792429674E-3,11.230022139086838,0.16666666666666666,0,0,5.6510649737526304,null,79.262182275227715,1.04,1.5133333333333332,79.262182275227715,1.4200000000000001E-2,0,79.262182275227715,0.01,0,124.74810661023838,null,10.728690318612468,1.04,11.230022139086838,1.4200000000000001E-2,0,0.01,11.317304245732,null,31.115429468317959,1.5738666666666665,48.971537259203352,null,{"$f":"IF($D81=\"Connection\",VLOOKUP(C81,'Input - General'!$F$62:$N$79,6,FALSE),0)","v":0},null,0.1801212933606588,207.04542215312841,37.293289222625084,null,8.6527813038891108E-2,244.33871137575349,21.142094336084774]
[null,{"$f":"'Input - Inventory'!B79","v":71},{"$f":"'Input - Inventory'!C79","v":"INC1x300"},{"$f":"'Input - Inventory'!D79","v":"Lamp"},{"$f":"'Input - Inventory'!E79","v":"NonTraffic"},{"$f":"'Input - Inventory'!F79","v":"Major > 130w"},{"$f":"'Input - Inventory'!G79","v":"1"},null,"Lamp - INC1x300",null,303.26586962048907,0,0,null,0,0,10.728690318612468,0.33333333333333331,0,0,10.728690318612468,4.9094211792429674E-3,10.728690318612468,0.16666666666666666,10.728690318612468,4.590314436538903E-3,10.728690318612468,4.0032025620496396E-2,160.93035477918701,2.1598272138228944E-2,268.21725796531177,1.2221950623319483E-2,0,0,12874.428382334963,1.1123470522803115E-4,9119.3867708205998,2.4953586329427266E-4,0,0,0,0,16.357409064202031,null,32.186070955837408,0.33333333333333331,41.382579252515711,4.9094211792429674E-3,11.230022139086838,0.16666666666666666,0,0,12.803525186160943,null,79.262182275227715,1.04,1.5133333333333332,79.262182275227715,1.4200000000000001E-2,0,79.262182275227715,0.01,0,124.74810661023838,null,32.186070955837408,1.04,11.230022139086838,1.4200000000000001E-2,0,0.01,33.632980108445935,null,31.115429468317959,1.5738666666666665,48.971537259203352,null,{"$f":"IF($D82=\"Connection\",VLOOKUP(C82,'Input - General'!$F$62:$N$79,6,FALSE),0)","v":0},null,0.1801212933606588,236.51355822825064,42.601128005403993,null,8.6527813038891108E-2,279.11468623365465,24.151183386834422]
[null,{"$f":"'Input - Inventory'!B80","v":72},{"$f":"'Input - Inventory'!C80","v":"INC1x40"},{"$f":"'Input - Inventory'!D80","v":"Lamp"},{"$f":"'Input - Inventory'!E80","v":"NonTraffic"},{"$f":"'Input - Inventory'!F80","v":"Minor < 130w"},{"$f":"'Input - Inventory'!G80","v":"1"},null,"Lamp - INC1x40",null,266.38923435864751,0,0,null,10.728690318612468,0.33333333333333331,0,0,10.728690318612468,1.8504811250925242E-2,0,0,10.728690318612468,0.16666666666666666,10.728690318612468,4.590314436538903E-3,10.728690318612468,4.0032025620496396E-2,160.93035477918701,2.1598272138228944E-2,268.21725796531177,1.2221950623319483E-2,0,0,12874.428382334963,1.1123470522803115E-4,9119.3867708205998,2.4953586329427266E-4,0,0,0,0,16.503269794041849,null,10.728690318612468,0.33333333333333331,41.382579252515711,1.8504811250925242E-2,11.230022139086838,0.16666666666666666,0,1.8504811250925242E-2,6.2136772808628873,null,79.262182275227715,1.04,1.5133333333333332,79.262182275227715,1.4200000000000001E-2,0,79.262182275227715,0.01,0,124.74810661023838,null,10.728690318612468,1.04,11.230022139086838,1.4200000000000001E-2,0,0.01,11.317304245732,null,31.115429468317959,1.5738666666666665,48.971537259203352,null,{"$f":"IF($D83=\"Connection\",VLOOKUP(C83,'Input - General'!$F$62:$N$79,6,FALSE),0)","v":0},null,0.1801212933606588,207.75389519007848,37.42090030235169,null,8.6527813038891108E-2,245.17479549243018,21.21443886621736]
[null,{"$f":"'Input - Inventory'!B81","v":73},{"$f":"'Input - Inventory'!C81","v":"INC1x500"},{"$f":"'Input - Inventory'!D81","v":"Lamp"},{"$f":"'Input - Inventory'!E81","v":"NonTraffic"},{"$f":"'Input - Inventory'!F81","v":"Major > 130w"},{"$f":"'Input - Inventory'!G81","v":"1"},null,"Lamp - INC1x500",null,303.26586962048907,0,0,null,0,0,10.728690318612468,0.33333333333333331,0,0,10.728690318612468,4.9094211792429674E-3,10.728690318612468,0.16666666666666666,10.728690318612468,4.590314436538903E-3,10.728690318612468,4.0032025620496396E-2,160.93035477918701,2.1598272138228944E-2,268.21725796531177,1.2221950623319483E-2,0,0,12874.428382334963,1.1123470522803115E-4,9119.3867708205998,2.4953586329427266E-4,0,0,0,0,16.357409064202031,null,32.186070955837408,0.33333333333333331,41.382579252515711,4.9094211792429674E-3,11.230022139086838,0.16666666666666666,0,0,12.803525186160943,null,79.262182275227715,1.04,1.5133333333333332,79.262182275227715,1.4200000000000001E-2,0,79.262182275227715,0.01,0,124.74810661023838,null,32.186070955837408,1.04,11.230022139086838,1.4200000000000001E-2,0,0.01,33.632980108445935,null,31.115429468317959,1.5738666666666665,48.971537259203352,null,{"$f":"IF($D84=\"Connection\",VLOOKUP(C84,'Input - General'!$F$62:$N$79,6,FALSE),0)","v":0},null,0.1801212933606588,236.51355822825064,42.601128005403993,null,8.6527813038891108E-2,279.11468623365465,24.151183386834422]
[null,{"$f":"'Input - Inventory'!B82","v":74},{"$f":"'Input - Inventory'!C82","v":"INC1x60"},{"$f":"'Input - Inventory'!D82","v":"Lamp"},{"$f":"'Input - Inventory'!E82","v":"NonTraffic"},{"$f":"'Input - Inventory'!F82","v":"Minor < 130w"},{"$f":"'Input - Inventory'!G82","v":"1"},null,"Lamp - INC1x60",null,266.38923435864751,0,0,null,10.728690318612468,0.33333333333333331,0,0,10.728690318612468,1.8504811250925242E-2,0,0,10.728690318612468,0.16666666666666666,10.728690318612468,4.590314436538903E-3,10.728690318612468,4.0032025620496396E-2,160.93035477918701,2.1598272138228944E-2,268.21725796531177,1.2221950623319483E-2,0,0,12874.428382334963,1.1123470522803115E-4,9119.3867708205998,2.4953586329427266E-4,0,0,0,0,16.503269794041849,null,10.728690318612468,0.33333333333333331,41.382579252515711,1.8504811250925242E-2,11.230022139086838,0.16666666666666666,0,1.8504811250925242E-2,6.2136772808628873,null,79.262182275227715,1.04,1.5133333333333332,79.262182275227715,1.4200000000000001E-2,0,79.262182275227715,0.01,0,124.74810661023838,null,10.728690318612468,1.04,11.230022139086838,1.4200000000000001E-2,0,0.01,11.317304245732,null,31.115429468317959,1.5738666666666665,48.971537259203352,null,{"$f":"IF($D85=\"Connection\",VLOOKUP(C85,'Input - General'!$F$62:$N$79,6,FALSE),0)","v":0},null,0.1801212933606588,207.75389519007848,37.42090030235169,null,8.6527813038891108E-2,245.17479549243018,21.21443886621736]
[null,{"$f":"'Input - Inventory'!B83","v":75},{"$f":"'Input - Inventory'!C83","v":"INC1x75"},{"$f":"'Input - Inventory'!D83","v":"Lamp"},{"$f":"'Input - Inventory'!E83","v":"NonTraffic"},{"$f":"'Input - Inventory'!F83","v":"Minor < 130w"},{"$f":"'Input - Inventory'!G83","v":"1"},null,"Lamp - INC1x75",null,266.38923435864751,0,0,null,10.728690318612468,0.33333333333333331,0,0,10.728690318612468,1.8504811250925242E-2,0,0,10.728690318612468,0.16666666666666666,10.728690318612468,4.590314436538903E-3,10.728690318612468,4.0032025620496396E-2,160.93035477918701,2.1598272138228944E-2,268.21725796531177,1.2221950623319483E-2,0,0,12874.428382334963,1.1123470522803115E-4,9119.3867708205998,2.4953586329427266E-4,0,0,0,0,16.503269794041849,null,10.728690318612468,0.33333333333333331,41.382579252515711,1.8504811250925242E-2,11.230022139086838,0.16666666666666666,0,1.8504811250925242E-2,6.2136772808628873,null,79.262182275227715,1.04,1.5133333333333332,79.262182275227715,1.4200000000000001E-2,0,79.262182275227715,0.01,0,124.74810661023838,null,10.728690318612468,1.04,11.230022139086838,1.4200000000000001E-2,0,0.01,11.317304245732,null,31.115429468317959,1.5738666666666665,48.971537259203352,null,{"$f":"IF($D86=\"Connection\",VLOOKUP(C86,'Input - General'!$F$62:$N$79,6,FALSE),0)","v":0},null,0.1801212933606588,207.75389519007848,37.42090030235169,null,8.6527813038891108E-2,245.17479549243018,21.21443886621736]
[null,{"$f":"'Input - Inventory'!B84","v":76},{"$f":"'Input - Inventory'!C84","v":"INC3x100"},{"$f":"'Input - Inventory'!D84","v":"Lamp"},{"$f":"'Input - Inventory'!E84","v":"NonTraffic"},{"$f":"'Input - Inventory'!F84","v":"Minor < 130w"},{"$f":"'Input - Inventory'!G84","v":"3"},null,"Lamp - INC3x100",null,275.56036637531031,0,0,null,10.728690318612468,0.33333333333333331,0,0,10.728690318612468,1.8504811250925242E-2,0,0,10.728690318612468,0.16666666666666666,10.728690318612468,4.590314436538903E-3,10.728690318612468,4.0032025620496396E-2,160.93035477918701,2.1598272138228944E-2,268.21725796531177,1.2221950623319483E-2,0,0,12874.428382334963,1.1123470522803115E-4,9119.3867708205998,2.4953586329427266E-4,0,0,0,0,16.503269794041849,null,32.186070955837408,0.33333333333333331,41.382579252515711,1.8504811250925242E-2,11.230022139086838,0.16666666666666666,0,1.8504811250925242E-2,13.3661374932712,null,79.262182275227715,1.04,1.5133333333333332,79.262182275227715,1.4200000000000001E-2,0,79.262182275227715,0.01,0,124.74810661023838,null,10.728690318612468,1.04,11.230022139086838,1.4200000000000001E-2,0,0.01,11.317304245732,null,31.115429468317959,1.5738666666666665,48.971537259203352,null,{"$f":"IF($D87=\"Connection\",VLOOKUP(C87,'Input - General'!$F$62:$N$79,6,FALSE),0)","v":0},null,0.1801212933606588,214.90635540248678,38.709210686521324,null,8.6527813038891108E-2,253.6155660890081,21.944800286302225]
[null,{"$f":"'Input - Inventory'!B85","v":77},{"$f":"'Input - Inventory'!C85","v":"LED1x237"},{"$f":"'Input - Inventory'!D85","v":"Lamp"},{"$f":"'Input - Inventory'!E85","v":"NonTraffic"},{"$f":"'Input - Inventory'!F85","v":"Major > 130w"},{"$f":"'Input - Inventory'!G85","v":1},null,"Lamp - LED1x237",null,25.980754871124496,1,25.980754871124496,null,0,0,10.728690318612468,0.33333333333333331,0,0,10.728690318612468,4.9094211792429674E-3,10.728690318612468,0.16666666666666666,10.728690318612468,4.590314436538903E-3,10.728690318612468,4.0032025620496396E-2,160.93035477918701,2.1598272138228944E-2,268.21725796531177,1.2221950623319483E-2,0,0,12874.428382334963,1.1123470522803115E-4,9119.3867708205998,2.4953586329427266E-4,0,0,0,0,16.357409064202031,null,0,0.33333333333333331,41.382579252515711,4.9094211792429674E-3,11.230022139086838,0.16666666666666666,0,0,2.074834867548474,null,79.262182275227715,0.01,1.5133333333333332,79.262182275227715,1.4200000000000001E-2,0,79.262182275227715,0.01,0,1.1995010250984461,null,0,0.01,11.230022139086838,1.4200000000000001E-2,0,0.01,0.15946631437503311,null,31.115429468317959,1.5133333333333332E-2,0.47088016595387838,null,{"$f":"IF($D88=\"Connection\",VLOOKUP(C88,'Input - General'!$F$62:$N$79,6,FALSE),0)","v":0},null,0.1801212933606588,20.262091437177862,3.6496341158564061,null,8.6527813038891108E-2,23.911725553034273,2.0690293180902248]
[null,{"$f":"'Input - Inventory'!B86","v":78},{"$f":"'Input - Inventory'!C86","v":"LED1x29"},{"$f":"'Input - Inventory'!D86","v":"Lamp"},{"$f":"'Input - Inventory'!E86","v":"NonTraffic"},{"$f":"'Input - Inventory'!F86","v":"Minor < 130w"},{"$f":"'Input - Inventory'!G86","v":1},null,"Lamp - LED1x29",null,24.596400513768053,1391,34213.593114651361,null,10.728690318612468,{"$f":"1/6","v":0.16666666666666666},0,0,10.728690318612468,1.8504811250925242E-2,0,0,10.728690318612468,0.16666666666666666,10.728690318612468,4.590314436538903E-3,10.728690318612468,4.0032025620496396E-2,160.93035477918701,2.1598272138228944E-2,268.21725796531177,1.2221950623319483E-2,0,0,12874.428382334963,1.1123470522803115E-4,9119.3867708205998,2.4953586329427266E-4,0,0,0,0,14.715154740939772,null,0,0.16666666666666666,41.382579252515711,1.8504811250925242E-2,11.230022139086838,0.16666666666666666,0,1.8504811250925242E-2,2.6374471746587314,null,79.262182275227715,0.01,1.5133333333333332,79.262182275227715,1.4200000000000001E-2,0,79.262182275227715,0.01,0,1.1995010250984461,null,0,0.01,11.230022139086838,1.4200000000000001E-2,0,0.01,0.15946631437503311,null,31.115429468317959,1.5133333333333332E-2,0.47088016595387838,null,{"$f":"IF($D89=\"Connection\",VLOOKUP(C89,'Input - General'!$F$62:$N$79,6,FALSE),0)","v":0},null,0.1801212933606588,19.182449421025861,3.4551675995405988,null,8.6527813038891108E-2,22.637617020566459,1.9587834932015937]
[null,{"$f":"'Input - Inventory'!B87","v":79},{"$f":"'Input - Inventory'!C87","v":"MBF1x1000"},{"$f":"'Input - Inventory'!D87","v":"Lamp"},{"$f":"'Input - Inventory'!E87","v":"Traffic"},{"$f":"'Input - Inventory'!F87","v":"Major > 130w"},{"$f":"'Input - Inventory'!G87","v":"1"},null,"Lamp - MBF1x1000",null,106.40179966327153,1,106.40179966327153,null,0,0,10.728690318612468,0.33333333333333331,0,0,10.728690318612468,4.9094211792429674E-3,10.728690318612468,0.16666666666666666,10.728690318612468,4.590314436538903E-3,10.728690318612468,4.0032025620496396E-2,160.93035477918701,2.1598272138228944E-2,268.21725796531177,1.2221950623319483E-2,0,0,12874.428382334963,1.1123470522803115E-4,9119.3867708205998,2.4953586329427266E-4,0,0,0,0,16.357409064202031,null,107.28690318612469,0.33333333333333331,41.382579252515711,4.9094211792429674E-3,11.230022139086838,0.16666666666666666,0,4.9094211792429674E-3,37.837135929590033,null,79.262182275227715,0.08,2.2699999999999996,79.262182275227715,1.4200000000000001E-2,0,79.262182275227715,0.01,0,14.394012301181352,null,107.28690318612469,0.08,11.230022139086838,1.4200000000000001E-2,0,0.01,8.7424185692650074,null,31.115429468317959,0.18159999999999996,5.6505619914465397,null,{"$f":"IF($D90=\"Connection\",VLOOKUP(C90,'Input - General'!$F$62:$N$79,6,FALSE),0)","v":0},null,0.1801212933606588,82.981537855684962,14.946741923622444,null,8.6527813038891108E-2,97.928279779307402,8.4735198839641317]
[null,{"$f":"'Input - Inventory'!B88","v":80},{"$f":"'Input - Inventory'!C88","v":"MBF1x1000 (P09)"},{"$f":"'Input - Inventory'!D88","v":"Lamp"},{"$f":"'Input - Inventory'!E88","v":"Traffic"},{"$f":"'Input - Inventory'!F88","v":"Major > 130w"},{"$f":"'Input - Inventory'!G88","v":1},null,"Lamp - MBF1x1000 (P09)",null,106.40179966327153,13,1383.22339562253,null,0,0,10.728690318612468,0.33333333333333331,0,0,10.728690318612468,4.9094211792429674E-3,10.728690318612468,0.16666666666666666,10.728690318612468,4.590314436538903E-3,10.728690318612468,4.0032025620496396E-2,160.93035477918701,2.1598272138228944E-2,268.21725796531177,1.2221950623319483E-2,0,0,12874.428382334963,1.1123470522803115E-4,9119.3867708205998,2.4953586329427266E-4,0,0,0,0,16.357409064202031,null,107.28690318612469,0.33333333333333331,41.382579252515711,4.9094211792429674E-3,11.230022139086838,0.16666666666666666,0,4.9094211792429674E-3,37.837135929590033,null,79.262182275227715,0.08,2.2699999999999996,79.262182275227715,1.4200000000000001E-2,0,79.262182275227715,0.01,0,14.394012301181352,null,107.28690318612469,0.08,11.230022139086838,1.4200000000000001E-2,0,0.01,8.7424185692650074,null,31.115429468317959,0.18159999999999996,5.6505619914465397,null,{"$f":"IF($D91=\"Connection\",VLOOKUP(C91,'Input - General'!$F$62:$N$79,6,FALSE),0)","v":0},null,0.1801212933606588,82.981537855684962,14.946741923622444,null,8.6527813038891108E-2,97.928279779307402,8.4735198839641317]
[null,{"$f":"'Input - Inventory'!B89","v":81},{"$f":"'Input - Inventory'!C89","v":"MBF1x125"},{"$f":"'Input - Inventory'!D89","v":"Lamp"},{"$f":"'Input - Inventory'!E89","v":"NonTraffic"},{"$f":"'Input - Inventory'!F89","v":"Minor < 130w"},{"$f":"'Input - Inventory'!G89","v":"1"},null,"Lamp - MBF1x125",null,60.264218034683111,338,20369.305695722891,null,10.728690318612468,0.33333333333333331,0,0,10.728690318612468,1.8504811250925242E-2,0,0,10.728690318612468,0.16666666666666666,10.728690318612468,4.590314436538903E-3,10.728690318612468,4.0032025620496396E-2,160.93035477918701,2.1598272138228944E-2,268.21725796531177,1.2221950623319483E-2,0,0,12874.428382334963,1.1123470522803115E-4,9119.3867708205998,2.4953586329427266E-4,0,0,0,0,16.503269794041849,null,10.728690318612468,0.33333333333333331,41.382579252515711,1.8504811250925242E-2,11.230022139086838,0.16666666666666666,0,1.8504811250925242E-2,6.2136772808628873,null,79.262182275227715,0.13570000000000002,1.5133333333333332,79.262182275227715,1.4200000000000001E-2,0,79.262182275227715,0.01,0,16.277228910585912,null,10.728690318612468,0.13570000000000002,11.230022139086838,1.4200000000000001E-2,0,0.01,1.6153495906107453,null,31.115429468317959,0.20535933333333334,6.3898438519941303,null,{"$f":"IF($D92=\"Connection\",VLOOKUP(C92,'Input - General'!$F$62:$N$79,6,FALSE),0)","v":0},null,0.1801212933606588,46.99936942809552,8.4655872085239707,null,8.6527813038891108E-2,55.464956636619497,4.7992613980636145]
[null,{"$f":"'Input - Inventory'!B90","v":82},{"$f":"'Input - Inventory'!C90","v":"MBF1x125 (P09)"},{"$f":"'Input - Inventory'!D90","v":"Lamp"},{"$f":"'Input - Inventory'!E90","v":"NonTraffic"},{"$f":"'Input - Inventory'!F90","v":"Minor < 130w"},{"$f":"'Input - Inventory'!G90","v":1},null,"Lamp - MBF1x125 (P09)",null,60.264218034683111,5341,321871.18852324248,null,10.728690318612468,0.33333333333333331,0,0,10.728690318612468,1.8504811250925242E-2,0,0,10.728690318612468,0.16666666666666666,10.728690318612468,4.590314436538903E-3,10.728690318612468,4.0032025620496396E-2,160.93035477918701,2.1598272138228944E-2,268.21725796531177,1.2221950623319483E-2,0,0,12874.428382334963,1.1123470522803115E-4,9119.3867708205998,2.4953586329427266E-4,0,0,0,0,16.503269794041849,null,10.728690318612468,0.33333333333333331,41.382579252515711,1.8504811250925242E-2,11.230022139086838,0.16666666666666666,0,1.8504811250925242E-2,6.2136772808628873,null,79.262182275227715,0.13570000000000002,1.5133333333333332,79.262182275227715,1.4200000000000001E-2,0,79.262182275227715,0.01,0,16.277228910585912,null,10.728690318612468,0.13570000000000002,11.230022139086838,1.4200000000000001E-2,0,0.01,1.6153495906107453,null,31.115429468317959,0.20535933333333334,6.3898438519941303,null,{"$f":"IF($D93=\"Connection\",VLOOKUP(C93,'Input - General'!$F$62:$N$79,6,FALSE),0)","v":0},null,0.1801212933606588,46.99936942809552,8.4655872085239707,null,8.6527813038891108E-2,55.464956636619497,4.7992613980636145]
[null,{"$f":"'Input - Inventory'!B91","v":83},{"$f":"'Input - Inventory'!C91","v":"MBF1x160"},{"$f":"'Input - Inventory'!D91","v":"Lamp"},{"$f":"'Input - Inventory'!E91","v":"NonTraffic"},{"$f":"'Input - Inventory'!F91","v":"Major > 130w"},{"$f":"'Input - Inventory'!G91","v":"1"},null,"Lamp - MBF1x160",null,28.424500307743397,1,28.424500307743397,null,0,0,10.728690318612468,0.33333333333333331,0,0,10.728690318612468,4.9094211792429674E-3,10.728690318612468,0.16666666666666666,10.728690318612468,4.590314436538903E-3,10.728690318612468,4.0032025620496396E-2,160.93035477918701,2.1598272138228944E-2,268.21725796531177,1.2221950623319483E-2,0,0,12874.428382334963,1.1123470522803115E-4,9119.3867708205998,2.4953586329427266E-4,0,0,0,0,16.357409064202031,null,10.728690318612468,0.33333333333333331,41.382579252515711,4.9094211792429674E-3,11.230022139086838,0.16666666666666666,0,0,5.6510649737526304,null,79.262182275227715,0,1.5133333333333332,79.262182275227715,1.4200000000000001E-2,0,79.262182275227715,0.01,0,0,null,10.728690318612468,0,11.230022139086838,1.4200000000000001E-2,0,0.01,0.15946631437503311,null,31.115429468317959,0,0,null,{"$f":"IF($D94=\"Connection\",VLOOKUP(C94,'Input - General'!$F$62:$N$79,6,FALSE),0)","v":0},null,0.1801212933606588,22.167940352329694,3.9929180874035626,null,8.6527813038891108E-2,26.160858439733261,2.263641868010136]
[null,{"$f":"'Input - Inventory'!B92","v":84},{"$f":"'Input - Inventory'!C92","v":"MBF1x250"},{"$f":"'Input - Inventory'!D92","v":"Lamp"},{"$f":"'Input - Inventory'!E92","v":"Traffic"},{"$f":"'Input - Inventory'!F92","v":"Major > 130w"},{"$f":"'Input - Inventory'!G92","v":"1"},null,"Lamp - MBF1x250",null,68.047356069679253,1153,78458.601548340186,null,0,0,10.728690318612468,0.33333333333333331,0,0,10.728690318612468,4.9094211792429674E-3,10.728690318612468,0.16666666666666666,10.728690318612468,4.590314436538903E-3,10.728690318612468,4.0032025620496396E-2,160.93035477918701,2.1598272138228944E-2,268.21725796531177,1.2221950623319483E-2,0,0,12874.428382334963,1.1123470522803115E-4,9119.3867708205998,2.4953586329427266E-4,0,0,0,0,16.357409064202031,null,10.728690318612468,0.33333333333333331,41.382579252515711,4.9094211792429674E-3,11.230022139086838,0.16666666666666666,0,4.9094211792429674E-3,5.6510649737526304,null,79.262182275227715,0.11826666666666664,2.2699999999999996,79.262182275227715,1.4200000000000001E-2,0,79.262182275227715,0.01,0,21.279148185246427,null,10.728690318612468,0.11826666666666664,11.230022139086838,1.4200000000000001E-2,0,0.01,1.4283127560562674,null,31.115429468317959,0.26846533333333322,8.3534141440217997,null,{"$f":"IF($D95=\"Connection\",VLOOKUP(C95,'Input - General'!$F$62:$N$79,6,FALSE),0)","v":0},null,0.1801212933606588,53.069349123279153,9.558919801893385,null,8.6527813038891108E-2,62.628268925172534,5.4190871445067232]
[null,{"$f":"'Input - Inventory'!B93","v":85},{"$f":"'Input - Inventory'!C93","v":"MBF1x250 (P09)"},{"$f":"'Input - Inventory'!D93","v":"Lamp"},{"$f":"'Input - Inventory'!E93","v":"Traffic"},{"$f":"'Input - Inventory'!F93","v":"Major > 130w"},{"$f":"'Input - Inventory'!G93","v":1},null,"Lamp - MBF1x250 (P09)",null,68.047356069679253,16912,1150816.8858504156,null,0,0,10.728690318612468,0.33333333333333331,0,0,10.728690318612468,4.9094211792429674E-3,10.728690318612468,0.16666666666666666,10.728690318612468,4.590314436538903E-3,10.728690318612468,4.0032025620496396E-2,160.93035477918701,2.1598272138228944E-2,268.21725796531177,1.2221950623319483E-2,0,0,12874.428382334963,1.1123470522803115E-4,9119.3867708205998,2.4953586329427266E-4,0,0,0,0,16.357409064202031,null,10.728690318612468,0.33333333333333331,41.382579252515711,4.9094211792429674E-3,11.230022139086838,0.16666666666666666,0,4.9094211792429674E-3,5.6510649737526304,null,79.262182275227715,0.11826666666666664,2.2699999999999996,79.262182275227715,1.4200000000000001E-2,0,79.262182275227715,0.01,0,21.279148185246427,null,10.728690318612468,0.11826666666666664,11.230022139086838,1.4200000000000001E-2,0,0.01,1.4283127560562674,null,31.115429468317959,0.26846533333333322,8.3534141440217997,null,{"$f":"IF($D96=\"Connection\",VLOOKUP(C96,'Input - General'!$F$62:$N$79,6,FALSE),0)","v":0},null,0.1801212933606588,53.069349123279153,9.558919801893385,null,8.6527813038891108E-2,62.628268925172534,5.4190871445067232]
[null,{"$f":"'Input - Inventory'!B94","v":86},{"$f":"'Input - Inventory'!C94","v":"MBF1x400"},{"$f":"'Input - Inventory'!D94","v":"Lamp"},{"$f":"'Input - Inventory'!E94","v":"Traffic"},{"$f":"'Input - Inventory'!F94","v":"Major > 130w"},{"$f":"'Input - Inventory'!G94","v":"1"},null,"Lamp - MBF1x400",null,70.414899875071157,343,24152.310657149406,null,0,0,10.728690318612468,0.33333333333333331,0,0,10.728690318612468,4.9094211792429674E-3,10.728690318612468,0.16666666666666666,10.728690318612468,4.590314436538903E-3,10.728690318612468,4.0032025620496396E-2,160.93035477918701,2.1598272138228944E-2,268.21725796531177,1.2221950623319483E-2,0,0,12874.428382334963,1.1123470522803115E-4,9119.3867708205998,2.4953586329427266E-4,0,0,0,0,16.357409064202031,null,10.728690318612468,0.33333333333333331,41.382579252515711,4.9094211792429674E-3,11.230022139086838,0.16666666666666666,0,4.9094211792429674E-3,5.6510649737526304,null,79.262182275227715,0.12533333333333332,2.2699999999999996,79.262182275227715,1.4200000000000001E-2,0,79.262182275227715,0.01,0,22.550619271850781,null,10.728690318612468,0.12533333333333332,11.230022139086838,1.4200000000000001E-2,0,0.01,1.5041288343077959,null,31.115429468317959,0.28450666666666657,8.8525471199329129,null,{"$f":"IF($D97=\"Connection\",VLOOKUP(C97,'Input - General'!$F$62:$N$79,6,FALSE),0)","v":0},null,0.1801212933606588,54.915769264046155,9.8914993857355071,null,8.6527813038891108E-2,64.807268649781662,5.6076312252894969]
[null,{"$f":"'Input - Inventory'!B95","v":87},{"$f":"'Input - Inventory'!C95","v":"MBF1x400 (P09)"},{"$f":"'Input - Inventory'!D95","v":"Lamp"},{"$f":"'Input - Inventory'!E95","v":"Traffic"},{"$f":"'Input - Inventory'!F95","v":"Major > 130w"},{"$f":"'Input - Inventory'!G95","v":1},null,"Lamp - MBF1x400 (P09)",null,70.414899875071157,6550.5,461252.80163165362,null,0,0,10.728690318612468,0.33333333333333331,0,0,10.728690318612468,4.9094211792429674E-3,10.728690318612468,0.16666666666666666,10.728690318612468,4.590314436538903E-3,10.728690318612468,4.0032025620496396E-2,160.93035477918701,2.1598272138228944E-2,268.21725796531177,1.2221950623319483E-2,0,0,12874.428382334963,1.1123470522803115E-4,9119.3867708205998,2.4953586329427266E-4,0,0,0,0,16.357409064202031,null,10.728690318612468,0.33333333333333331,41.382579252515711,4.9094211792429674E-3,11.230022139086838,0.16666666666666666,0,4.9094211792429674E-3,5.6510649737526304,null,79.262182275227715,0.12533333333333332,2.2699999999999996,79.262182275227715,1.4200000000000001E-2,0,79.262182275227715,0.01,0,22.550619271850781,null,10.728690318612468,0.12533333333333332,11.230022139086838,1.4200000000000001E-2,0,0.01,1.5041288343077959,null,31.115429468317959,0.28450666666666657,8.8525471199329129,null,{"$f":"IF($D98=\"Connection\",VLOOKUP(C98,'Input - General'!$F$62:$N$79,6,FALSE),0)","v":0},null,0.1801212933606588,54.915769264046155,9.8914993857355071,null,8.6527813038891108E-2,64.807268649781662,5.6076312252894969]
[null,{"$f":"'Input - Inventory'!B96","v":88},{"$f":"'Input - Inventory'!C96","v":"MBF1x42"},{"$f":"'Input - Inventory'!D96","v":"Lamp"},{"$f":"'Input - Inventory'!E96","v":"NonTraffic"},{"$f":"'Input - Inventory'!F96","v":"Minor < 130w"},{"$f":"'Input - Inventory'!G96","v":"1"},null,"Lamp - MBF1x42",null,64.458291130294015,197,12698.283352667921,null,10.728690318612468,0.33333333333333331,0,0,10.728690318612468,1.8504811250925242E-2,0,0,10.728690318612468,0.16666666666666666,10.728690318612468,4.590314436538903E-3,10.728690318612468,4.0032025620496396E-2,160.93035477918701,2.1598272138228944E-2,268.21725796531177,1.2221950623319483E-2,0,0,12874.428382334963,1.1123470522803115E-4,9119.3867708205998,2.4953586329427266E-4,0,0,0,0,16.503269794041849,null,10.728690318612468,0.33333333333333331,41.382579252515711,1.8504811250925242E-2,11.230022139086838,0.16666666666666666,0,1.8504811250925242E-2,6.2136772808628873,null,79.262182275227715,0.15409999999999999,1.5133333333333332,79.262182275227715,1.4200000000000001E-2,0,79.262182275227715,0.01,0,18.484310796767051,null,10.728690318612468,0.15409999999999999,11.230022139086838,1.4200000000000001E-2,0,0.01,1.8127574924732142,null,31.115429468317959,0.23320466666666662,7.2562633573492654,null,{"$f":"IF($D99=\"Connection\",VLOOKUP(C99,'Input - General'!$F$62:$N$79,6,FALSE),0)","v":0},null,0.1801212933606588,50.270278721494265,9.054747620916352,null,8.6527813038891108E-2,59.325026342410617,5.1332647878833955]
[null,{"$f":"'Input - Inventory'!B97","v":89},{"$f":"'Input - Inventory'!C97","v":"MBF1x42 (P09)"},{"$f":"'Input - Inventory'!D97","v":"Lamp"},{"$f":"'Input - Inventory'!E97","v":"NonTraffic"},{"$f":"'Input - Inventory'!F97","v":"Minor < 130w"},{"$f":"'Input - Inventory'!G97","v":1},null,"Lamp - MBF1x42 (P09)",null,64.458291130294015,52383.5,3376550.8934237566,null,10.728690318612468,0.33333333333333331,0,0,10.728690318612468,1.8504811250925242E-2,0,0,10.728690318612468,0.16666666666666666,10.728690318612468,4.590314436538903E-3,10.728690318612468,4.0032025620496396E-2,160.93035477918701,2.1598272138228944E-2,268.21725796531177,1.2221950623319483E-2,0,0,12874.428382334963,1.1123470522803115E-4,9119.3867708205998,2.4953586329427266E-4,0,0,0,0,16.503269794041849,null,10.728690318612468,0.33333333333333331,41.382579252515711,1.8504811250925242E-2,11.230022139086838,0.16666666666666666,0,1.8504811250925242E-2,6.2136772808628873,null,79.262182275227715,0.15409999999999999,1.5133333333333332,79.262182275227715,1.4200000000000001E-2,0,79.262182275227715,0.01,0,18.484310796767051,null,10.728690318612468,0.15409999999999999,11.230022139086838,1.4200000000000001E-2,0,0.01,1.8127574924732142,null,31.115429468317959,0.23320466666666662,7.2562633573492654,null,{"$f":"IF($D100=\"Connection\",VLOOKUP(C100,'Input - General'!$F$62:$N$79,6,FALSE),0)","v":0},null,0.1801212933606588,50.270278721494265,9.054747620916352,null,8.6527813038891108E-2,59.325026342410617,5.1332647878833955]
[null,{"$f":"'Input - Inventory'!B98","v":90},{"$f":"'Input - Inventory'!C98","v":"MBF1x50"},{"$f":"'Input - Inventory'!D98","v":"Lamp"},{"$f":"'Input - Inventory'!E98","v":"NonTraffic"},{"$f":"'Input - Inventory'!F98","v":"Minor < 130w"},{"$f":"'Input - Inventory'!G98","v":"1"},null,"Lamp - MBF1x50",null,72.436147562162589,271,19630.195989346063,null,10.728690318612468,0.33333333333333331,0,0,10.728690318612468,1.8504811250925242E-2,0,0,10.728690318612468,0.16666666666666666,10.728690318612468,4.590314436538903E-3,10.728690318612468,4.0032025620496396E-2,160.93035477918701,2.1598272138228944E-2,268.21725796531177,1.2221950623319483E-2,0,0,12874.428382334963,1.1123470522803115E-4,9119.3867708205998,2.4953586329427266E-4,0,0,0,0,16.503269794041849,null,10.728690318612468,0.33333333333333331,41.382579252515711,1.8504811250925242E-2,11.230022139086838,0.16666666666666666,0,1.8504811250925242E-2,6.2136772808628873,null,79.262182275227715,0.18909999999999996,1.5133333333333332,79.262182275227715,1.4200000000000001E-2,0,79.262182275227715,0.01,0,22.682564384611609,null,10.728690318612468,0.18909999999999996,11.230022139086838,1.4200000000000001E-2,0,0.01,2.1882616536246506,null,31.115429468317959,0.28617133333333328,8.9043439381878393,null,{"$f":"IF($D101=\"Connection\",VLOOKUP(C101,'Input - General'!$F$62:$N$79,6,FALSE),0)","v":0},null,0.1801212933606588,56.49211705132884,10.175433187967077,null,8.6527813038891108E-2,66.667550239295906,5.7685973228666763]
[null,{"$f":"'Input - Inventory'!B99","v":91},{"$f":"'Input - Inventory'!C99","v":"MBF1x50 (P09)"},{"$f":"'Input - Inventory'!D99","v":"Lamp"},{"$f":"'Input - Inventory'!E99","v":"NonTraffic"},{"$f":"'Input - Inventory'!F99","v":"Minor < 130w"},{"$f":"'Input - Inventory'!G99","v":1},null,"Lamp - MBF1x50 (P09)",null,72.436147562162589,11869,859744.63541530771,null,10.728690318612468,0.33333333333333331,0,0,10.728690318612468,1.8504811250925242E-2,0,0,10.728690318612468,0.16666666666666666,10.728690318612468,4.590314436538903E-3,10.728690318612468,4.0032025620496396E-2,160.93035477918701,2.1598272138228944E-2,268.21725796531177,1.2221950623319483E-2,0,0,12874.428382334963,1.1123470522803115E-4,9119.3867708205998,2.4953586329427266E-4,0,0,0,0,16.503269794041849,null,10.728690318612468,0.33333333333333331,41.382579252515711,1.8504811250925242E-2,11.230022139086838,0.16666666666666666,0,1.8504811250925242E-2,6.2136772808628873,null,79.262182275227715,0.18909999999999996,1.5133333333333332,79.262182275227715,1.4200000000000001E-2,0,79.262182275227715,0.01,0,22.682564384611609,null,10.728690318612468,0.18909999999999996,11.230022139086838,1.4200000000000001E-2,0,0.01,2.1882616536246506,null,31.115429468317959,0.28617133333333328,8.9043439381878393,null,{"$f":"IF($D102=\"Connection\",VLOOKUP(C102,'Input - General'!$F$62:$N$79,6,FALSE),0)","v":0},null,0.1801212933606588,56.49211705132884,10.175433187967077,null,8.6527813038891108E-2,66.667550239295906,5.7685973228666763]
[null,{"$f":"'Input - Inventory'!B100","v":92},{"$f":"'Input - Inventory'!C100","v":"MBF1x500"},{"$f":"'Input - Inventory'!D100","v":"Lamp"},{"$f":"'Input - Inventory'!E100","v":"Traffic"},{"$f":"'Input - Inventory'!F100","v":"Major > 130w"},{"$f":"'Input - Inventory'!G100","v":"1"},null,"Lamp - MBF1x500",null,135.76756388770789,0,0,null,0,0,10.728690318612468,0.33333333333333331,0,0,10.728690318612468,4.9094211792429674E-3,10.728690318612468,0.16666666666666666,10.728690318612468,4.590314436538903E-3,10.728690318612468,4.0032025620496396E-2,160.93035477918701,2.1598272138228944E-2,268.21725796531177,1.2221950623319483E-2,0,0,12874.428382334963,1.1123470522803115E-4,9119.3867708205998,2.4953586329427266E-4,0,0,0,0,16.357409064202031,null,107.28690318612469,0.33333333333333331,41.382579252515711,4.9094211792429674E-3,11.230022139086838,0.16666666666666666,0,4.9094211792429674E-3,37.837135929590033,null,79.262182275227715,0.14399999999999999,2.2699999999999996,79.262182275227715,1.4200000000000001E-2,0,79.262182275227715,0.01,0,25.909222142126428,null,107.28690318612469,0.14399999999999999,11.230022139086838,1.4200000000000001E-2,0,0.01,15.608780373176987,null,31.115429468317959,0.32687999999999989,10.171011584603772,null,{"$f":"IF($D103=\"Connection\",VLOOKUP(C103,'Input - General'!$F$62:$N$79,6,FALSE),0)","v":0},null,0.1801212933606588,105.88355909369925,19.071883609586852,null,8.6527813038891108E-2,124.9554427032861,10.812121184421809]
[null,{"$f":"'Input - Inventory'!B101","v":93},{"$f":"'Input - Inventory'!C101","v":"MBF1x700"},{"$f":"'Input - Inventory'!D101","v":"Lamp"},{"$f":"'Input - Inventory'!E101","v":"Traffic"},{"$f":"'Input - Inventory'!F101","v":"Major > 130w"},{"$f":"'Input - Inventory'!G101","v":"1"},null,"Lamp - MBF1x700",null,91.845789181753361,2,183.69157836350672,null,0,0,10.728690318612468,0.33333333333333331,0,0,10.728690318612468,4.9094211792429674E-3,10.728690318612468,0.16666666666666666,10.728690318612468,4.590314436538903E-3,10.728690318612468,4.0032025620496396E-2,160.93035477918701,2.1598272138228944E-2,268.21725796531177,1.2221950623319483E-2,0,0,12874.428382334963,1.1123470522803115E-4,9119.3867708205998,2.4953586329427266E-4,0,0,0,0,16.357409064202031,null,107.28690318612469,0.33333333333333331,41.382579252515711,4.9094211792429674E-3,11.230022139086838,0.16666666666666666,0,4.9094211792429674E-3,37.837135929590033,null,79.262182275227715,4.8276505126947922E-2,2.2699999999999996,79.262182275227715,1.4200000000000001E-2,0,79.262182275227715,0.01,0,8.686157608191662,null,107.28690318612469,4.8276505126947922E-2,11.230022139086838,1.4200000000000001E-2,0,0.01,5.3389030460943463,null,31.115429468317959,0.10958766663817177,3.4098673118775746,null,{"$f":"IF($D104=\"Connection\",VLOOKUP(C104,'Input - General'!$F$62:$N$79,6,FALSE),0)","v":0},null,0.1801212933606588,71.629472959955649,12.901993312289548,null,8.6527813038891108E-2,84.531466272245197,7.3143229095081619]
[null,{"$f":"'Input - Inventory'!B102","v":94},{"$f":"'Input - Inventory'!C102","v":"MBF1x80"},{"$f":"'Input - Inventory'!D102","v":"Lamp"},{"$f":"'Input - Inventory'!E102","v":"NonTraffic"},{"$f":"'Input - Inventory'!F102","v":"Minor < 130w"},{"$f":"'Input - Inventory'!G102","v":"1"},null,"Lamp - MBF1x80",null,48.168268092269038,1665,80200.166373627944,null,10.728690318612468,0.33333333333333331,0,0,10.728690318612468,1.8504811250925242E-2,0,0,10.728690318612468,0.16666666666666666,10.728690318612468,4.590314436538903E-3,10.728690318612468,4.0032025620496396E-2,160.93035477918701,2.1598272138228944E-2,268.21725796531177,1.2221950623319483E-2,0,0,12874.428382334963,1.1123470522803115E-4,9119.3867708205998,2.4953586329427266E-4,0,0,0,0,16.503269794041849,null,10.728690318612468,0.33333333333333331,41.382579252515711,1.8504811250925242E-2,11.230022139086838,0.16666666666666666,0,1.8504811250925242E-2,6.2136772808628873,null,79.262182275227715,8.2633333333333323E-2,1.5133333333333332,79.262182275227715,1.4200000000000001E-2,0,79.262182275227715,0.01,0,9.9118768040634908,null,10.728690318612468,8.2633333333333323E-2,11.230022139086838,1.4200000000000001E-2,0,0.01,1.0460137577030433,null,31.115429468317959,0.12505177777777776,3.8910397713322151,null,{"$f":"IF($D105=\"Connection\",VLOOKUP(C105,'Input - General'!$F$62:$N$79,6,FALSE),0)","v":0},null,0.1801212933606588,37.565877408003487,6.7664144249575404,null,8.6527813038891108E-2,44.332291832961026,3.8359762593080107]
[null,{"$f":"'Input - Inventory'!B103","v":95},{"$f":"'Input - Inventory'!C103","v":"MBF1x80 (P09)"},{"$f":"'Input - Inventory'!D103","v":"Lamp"},{"$f":"'Input - Inventory'!E103","v":"NonTraffic"},{"$f":"'Input - Inventory'!F103","v":"Minor < 130w"},{"$f":"'Input - Inventory'!G103","v":1},null,"Lamp - MBF1x80 (P09)",null,48.168268092269038,77027.5,3710281.2704772535,null,10.728690318612468,0.33333333333333331,0,0,10.728690318612468,1.8504811250925242E-2,0,0,10.728690318612468,0.16666666666666666,10.728690318612468,4.590314436538903E-3,10.728690318612468,4.0032025620496396E-2,160.93035477918701,2.1598272138228944E-2,268.21725796531177,1.2221950623319483E-2,0,0,12874.428382334963,1.1123470522803115E-4,9119.3867708205998,2.4953586329427266E-4,0,0,0,0,16.503269794041849,null,10.728690318612468,0.33333333333333331,41.382579252515711,1.8504811250925242E-2,11.230022139086838,0.16666666666666666,0,1.8504811250925242E-2,6.2136772808628873,null,79.262182275227715,8.2633333333333323E-2,1.5133333333333332,79.262182275227715,1.4200000000000001E-2,0,79.262182275227715,0.01,0,9.9118768040634908,null,10.728690318612468,8.2633333333333323E-2,11.230022139086838,1.4200000000000001E-2,0,0.01,1.0460137577030433,null,31.115429468317959,0.12505177777777776,3.8910397713322151,null,{"$f":"IF($D106=\"Connection\",VLOOKUP(C106,'Input - General'!$F$62:$N$79,6,FALSE),0)","v":0},null,0.1801212933606588,37.565877408003487,6.7664144249575404,null,8.6527813038891108E-2,44.332291832961026,3.8359762593080107]
[null,{"$f":"'Input - Inventory'!B104","v":96},{"$f":"'Input - Inventory'!C104","v":"MBF1x800"},{"$f":"'Input - Inventory'!D104","v":"Lamp"},{"$f":"'Input - Inventory'!E104","v":"Traffic"},{"$f":"'Input - Inventory'!F104","v":"Major > 130w"},{"$f":"'Input - Inventory'!G104","v":"1"},null,"Lamp - MBF1x800",null,135.76756388770789,0,0,null,0,0,10.728690318612468,0.33333333333333331,0,0,10.728690318612468,4.9094211792429674E-3,10.728690318612468,0.16666666666666666,10.728690318612468,4.590314436538903E-3,10.728690318612468,4.0032025620496396E-2,160.93035477918701,2.1598272138228944E-2,268.21725796531177,1.2221950623319483E-2,0,0,12874.428382334963,1.1123470522803115E-4,9119.3867708205998,2.4953586329427266E-4,0,0,0,0,16.357409064202031,null,107.28690318612469,0.33333333333333331,41.382579252515711,4.9094211792429674E-3,11.230022139086838,0.16666666666666666,0,4.9094211792429674E-3,37.837135929590033,null,79.262182275227715,0.14399999999999999,2.2699999999999996,79.262182275227715,1.4200000000000001E-2,0,79.262182275227715,0.01,0,25.909222142126428,null,107.28690318612469,0.14399999999999999,11.230022139086838,1.4200000000000001E-2,0,0.01,15.608780373176987,null,31.115429468317959,0.32687999999999989,10.171011584603772,null,{"$f":"IF($D107=\"Connection\",VLOOKUP(C107,'Input - General'!$F$62:$N$79,6,FALSE),0)","v":0},null,0.1801212933606588,105.88355909369925,19.071883609586852,null,8.6527813038891108E-2,124.9554427032861,10.812121184421809]
[null,{"$f":"'Input - Inventory'!B105","v":97},{"$f":"'Input - Inventory'!C105","v":"MBF2x125"},{"$f":"'Input - Inventory'!D105","v":"Lamp"},{"$f":"'Input - Inventory'!E105","v":"Traffic"},{"$f":"'Input - Inventory'!F105","v":"Major > 130w"},{"$f":"'Input - Inventory'!G105","v":"2"},null,"Lamp - MBF2x125",null,117.76774703132105,0,0,null,0,0,10.728690318612468,0.33333333333333331,0,0,10.728690318612468,4.9094211792429674E-3,10.728690318612468,0.16666666666666666,10.728690318612468,4.590314436538903E-3,10.728690318612468,4.0032025620496396E-2,160.93035477918701,2.1598272138228944E-2,268.21725796531177,1.2221950623319483E-2,0,0,12874.428382334963,1.1123470522803115E-4,9119.3867708205998,2.4953586329427266E-4,0,0,0,0,16.357409064202031,null,21.457380637224936,0.33333333333333331,41.382579252515711,4.9094211792429674E-3,11.230022139086838,0.16666666666666666,0,4.9094211792429674E-3,9.2272950799567859,null,79.262182275227715,0.25298551000000002,2.2699999999999996,79.262182275227715,1.4200000000000001E-2,0,79.262182275227715,0.01,0,45.518456787007977,null,10.728690318612468,0.25298551000000002,11.230022139086838,1.4200000000000001E-2,0,0.01,2.8736695062612712,null,31.115429468317959,0.57427710769999996,17.868878839908984,null,{"$f":"IF($D108=\"Connection\",VLOOKUP(C108,'Input - General'!$F$62:$N$79,6,FALSE),0)","v":0},null,0.1801212933606588,91.84570927733705,16.543367944661007,null,8.6527813038891108E-2,108.38907722199806,9.3786698093229788]
[null,{"$f":"'Input - Inventory'!B106","v":98},{"$f":"'Input - Inventory'!C106","v":"MBF2x125 (P09)"},{"$f":"'Input - Inventory'!D106","v":"Lamp"},{"$f":"'Input - Inventory'!E106","v":"Traffic"},{"$f":"'Input - Inventory'!F106","v":"Major > 130w"},{"$f":"'Input - Inventory'!G106","v":2},null,"Lamp - MBF2x125 (P09)",null,117.76774703132105,1,117.76774703132105,null,0,0,10.728690318612468,0.33333333333333331,0,0,10.728690318612468,4.9094211792429674E-3,10.728690318612468,0.16666666666666666,10.728690318612468,4.590314436538903E-3,10.728690318612468,4.0032025620496396E-2,160.93035477918701,2.1598272138228944E-2,268.21725796531177,1.2221950623319483E-2,0,0,12874.428382334963,1.1123470522803115E-4,9119.3867708205998,2.4953586329427266E-4,0,0,0,0,16.357409064202031,null,21.457380637224936,0.33333333333333331,41.382579252515711,4.9094211792429674E-3,11.230022139086838,0.16666666666666666,0,4.9094211792429674E-3,9.2272950799567859,null,79.262182275227715,0.25298551000000002,2.2699999999999996,79.262182275227715,1.4200000000000001E-2,0,79.262182275227715,0.01,0,45.518456787007977,null,10.728690318612468,0.25298551000000002,11.230022139086838,1.4200000000000001E-2,0,0.01,2.8736695062612712,null,31.115429468317959,0.57427710769999996,17.868878839908984,null,{"$f":"IF($D109=\"Connection\",VLOOKUP(C109,'Input - General'!$F$62:$N$79,6,FALSE),0)","v":0},null,0.1801212933606588,91.84570927733705,16.543367944661007,null,8.6527813038891108E-2,108.38907722199806,9.3786698093229788]
[null,{"$f":"'Input - Inventory'!B107","v":99},{"$f":"'Input - Inventory'!C107","v":"MBF2x160"},{"$f":"'Input - Inventory'!D107","v":"Lamp"},{"$f":"'Input - Inventory'!E107","v":"Traffic"},{"$f":"'Input - Inventory'!F107","v":"Major > 130w"},{"$f":"'Input - Inventory'!G107","v":"2"},null,"Lamp - MBF2x160",null,33.010066316074806,0,0,null,0,0,10.728690318612468,0.33333333333333331,0,0,10.728690318612468,4.9094211792429674E-3,10.728690318612468,0.16666666666666666,10.728690318612468,4.590314436538903E-3,10.728690318612468,4.0032025620496396E-2,160.93035477918701,2.1598272138228944E-2,268.21725796531177,1.2221950623319483E-2,0,0,12874.428382334963,1.1123470522803115E-4,9119.3867708205998,2.4953586329427266E-4,0,0,0,0,16.357409064202031,null,21.457380637224936,0.33333333333333331,41.382579252515711,4.9094211792429674E-3,11.230022139086838,0.16666666666666666,0,4.9094211792429674E-3,9.2272950799567859,null,79.262182275227715,0,2.2699999999999996,79.262182275227715,1.4200000000000001E-2,0,79.262182275227715,0.01,0,0,null,10.728690318612468,0,11.230022139086838,1.4200000000000001E-2,0,0.01,0.15946631437503311,null,31.115429468317959,0,0,null,{"$f":"IF($D110=\"Connection\",VLOOKUP(C110,'Input - General'!$F$62:$N$79,6,FALSE),0)","v":0},null,0.1801212933606588,25.744170458533851,4.6370732794883818,null,8.6527813038891108E-2,30.381243738022235,2.6288225780525694]
[null,{"$f":"'Input - Inventory'!B108","v":100},{"$f":"'Input - Inventory'!C108","v":"MBF2x175"},{"$f":"'Input - Inventory'!D108","v":"Lamp"},{"$f":"'Input - Inventory'!E108","v":"Traffic"},{"$f":"'Input - Inventory'!F108","v":"Major > 130w"},{"$f":"'Input - Inventory'!G108","v":"2"},null,"Lamp - MBF2x175",null,33.010066316074806,0,0,null,0,0,10.728690318612468,0.33333333333333331,0,0,10.728690318612468,4.9094211792429674E-3,10.728690318612468,0.16666666666666666,10.728690318612468,4.590314436538903E-3,10.728690318612468,4.0032025620496396E-2,160.93035477918701,2.1598272138228944E-2,268.21725796531177,1.2221950623319483E-2,0,0,12874.428382334963,1.1123470522803115E-4,9119.3867708205998,2.4953586329427266E-4,0,0,0,0,16.357409064202031,null,21.457380637224936,0.33333333333333331,41.382579252515711,4.9094211792429674E-3,11.230022139086838,0.16666666666666666,0,4.9094211792429674E-3,9.2272950799567859,null,79.262182275227715,0,2.2699999999999996,79.262182275227715,1.4200000000000001E-2,0,79.262182275227715,0.01,0,0,null,10.728690318612468,0,11.230022139086838,1.4200000000000001E-2,0,0.01,0.15946631437503311,null,31.115429468317959,0,0,null,{"$f":"IF($D111=\"Connection\",VLOOKUP(C111,'Input - General'!$F$62:$N$79,6,FALSE),0)","v":0},null,0.1801212933606588,25.744170458533851,4.6370732794883818,null,8.6527813038891108E-2,30.381243738022235,2.6288225780525694]
[null,{"$f":"'Input - Inventory'!B109","v":101},{"$f":"'Input - Inventory'!C109","v":"MBF2x400"},{"$f":"'Input - Inventory'!D109","v":"Lamp"},{"$f":"'Input - Inventory'!E109","v":"Traffic"},{"$f":"'Input - Inventory'!F109","v":"Major > 130w"},{"$f":"'Input - Inventory'!G109","v":"2"},null,"Lamp - MBF2x400",null,107.56971476516826,0,0,null,0,0,10.728690318612468,0.33333333333333331,0,0,10.728690318612468,4.9094211792429674E-3,10.728690318612468,0.16666666666666666,10.728690318612468,4.590314436538903E-3,10.728690318612468,4.0032025620496396E-2,160.93035477918701,2.1598272138228944E-2,268.21725796531177,1.2221950623319483E-2,0,0,12874.428382334963,1.1123470522803115E-4,9119.3867708205998,2.4953586329427266E-4,0,0,0,0,16.357409064202031,null,21.457380637224936,0.33333333333333331,41.382579252515711,4.9094211792429674E-3,11.230022139086838,0.16666666666666666,0,4.9094211792429674E-3,9.2272950799567859,null,79.262182275227715,0.22254632888888881,2.2699999999999996,79.262182275227715,1.4200000000000001E-2,0,79.262182275227715,0.01,0,40.041682445117701,null,10.728690318612468,0.22254632888888881,11.230022139086838,1.4200000000000001E-2,0,0.01,2.5470969585680008,null,31.115429468317959,0.50518016657777753,15.718897841943955,null,{"$f":"IF($D112=\"Connection\",VLOOKUP(C112,'Input - General'!$F$62:$N$79,6,FALSE),0)","v":0},null,0.1801212933606588,83.892381389788468,15.110804239034362,null,8.6527813038891108E-2,99.003185628822848,8.5665291363454141]
[null,{"$f":"'Input - Inventory'!B110","v":102},{"$f":"'Input - Inventory'!C110","v":"MBF2x80"},{"$f":"'Input - Inventory'!D110","v":"Lamp"},{"$f":"'Input - Inventory'!E110","v":"NonTraffic"},{"$f":"'Input - Inventory'!F110","v":"Minor < 130w"},{"$f":"'Input - Inventory'!G110","v":"2"},null,"Lamp - MBF2x80",null,70.032746380903546,0,0,null,10.728690318612468,0.33333333333333331,0,0,10.728690318612468,1.8504811250925242E-2,0,0,10.728690318612468,0.16666666666666666,10.728690318612468,4.590314436538903E-3,10.728690318612468,4.0032025620496396E-2,160.93035477918701,2.1598272138228944E-2,268.21725796531177,1.2221950623319483E-2,0,0,12874.428382334963,1.1123470522803115E-4,9119.3867708205998,2.4953586329427266E-4,0,0,0,0,16.503269794041849,null,21.457380637224936,0.33333333333333331,41.382579252515711,1.8504811250925242E-2,11.230022139086838,0.16666666666666666,0,1.8504811250925242E-2,9.7899073870670428,null,79.262182275227715,0.15843839888888889,1.5133333333333332,79.262182275227715,1.4200000000000001E-2,0,79.262182275227715,0.01,0,19.00470218821787,null,10.728690318612468,0.15843839888888889,11.230022139086838,1.4200000000000001E-2,0,0.01,1.8593028306307158,null,31.115429468317959,0.2397701103185185,7.4605499562266786,null,{"$f":"IF($D113=\"Connection\",VLOOKUP(C113,'Input - General'!$F$62:$N$79,6,FALSE),0)","v":0},null,0.1801212933606588,54.617732156184154,9.8378165563979341,null,8.6527813038891108E-2,64.4555487125821,5.5771976683214426]
[null,{"$f":"'Input - Inventory'!B111","v":103},{"$f":"'Input - Inventory'!C111","v":"MBF3x160"},{"$f":"'Input - Inventory'!D111","v":"Lamp"},{"$f":"'Input - Inventory'!E111","v":"Traffic"},{"$f":"'Input - Inventory'!F111","v":"Major > 130w"},{"$f":"'Input - Inventory'!G111","v":"3"},null,"Lamp - MBF3x160",null,37.595632324406211,0,0,null,0,0,10.728690318612468,0.33333333333333331,0,0,10.728690318612468,4.9094211792429674E-3,10.728690318612468,0.16666666666666666,10.728690318612468,4.590314436538903E-3,10.728690318612468,4.0032025620496396E-2,160.93035477918701,2.1598272138228944E-2,268.21725796531177,1.2221950623319483E-2,0,0,12874.428382334963,1.1123470522803115E-4,9119.3867708205998,2.4953586329427266E-4,0,0,0,0,16.357409064202031,null,32.186070955837408,0.33333333333333331,41.382579252515711,4.9094211792429674E-3,11.230022139086838,0.16666666666666666,0,4.9094211792429674E-3,12.803525186160943,null,79.262182275227715,0,2.2699999999999996,79.262182275227715,1.4200000000000001E-2,0,79.262182275227715,0.01,0,0,null,10.728690318612468,0,11.230022139086838,1.4200000000000001E-2,0,0.01,0.15946631437503311,null,31.115429468317959,0,0,null,{"$f":"IF($D114=\"Connection\",VLOOKUP(C114,'Input - General'!$F$62:$N$79,6,FALSE),0)","v":0},null,0.1801212933606588,29.320400564738009,5.2812284715732005,null,8.6527813038891108E-2,34.601629036311209,2.9940032880950023]
[null,{"$f":"'Input - Inventory'!B112","v":104},{"$f":"'Input - Inventory'!C112","v":"MBF3x250"},{"$f":"'Input - Inventory'!D112","v":"Lamp"},{"$f":"'Input - Inventory'!E112","v":"Traffic"},{"$f":"'Input - Inventory'!F112","v":"Major > 130w"},{"$f":"'Input - Inventory'!G112","v":"3"},null,"Lamp - MBF3x250",null,142.96021544552275,0,0,null,0,0,10.728690318612468,0.33333333333333331,0,0,10.728690318612468,4.9094211792429674E-3,10.728690318612468,0.16666666666666666,10.728690318612468,4.590314436538903E-3,10.728690318612468,4.0032025620496396E-2,160.93035477918701,2.1598272138228944E-2,268.21725796531177,1.2221950623319483E-2,0,0,12874.428382334963,1.1123470522803115E-4,9119.3867708205998,2.4953586329427266E-4,0,0,0,0,16.357409064202031,null,32.186070955837408,0.33333333333333331,41.382579252515711,4.9094211792429674E-3,11.230022139086838,0.16666666666666666,0,4.9094211792429674E-3,12.803525186160943,null,79.262182275227715,0.3144931830589629,2.2699999999999996,79.262182275227715,1.4200000000000001E-2,0,79.262182275227715,0.01,0,56.585234319854877,null,10.728690318612468,0.3144931830589629,11.230022139086838,1.4200000000000001E-2,0,0.01,3.533566282729347,null,31.115429468317959,0.71389952554384561,22.213290334525183,null,{"$f":"IF($D115=\"Connection\",VLOOKUP(C115,'Input - General'!$F$62:$N$79,6,FALSE),0)","v":0},null,0.1801212933606588,111.49302518747238,20.082267897460035,null,8.6527813038891108E-2,131.57529308493241,11.384922360590334]
[null,{"$f":"'Input - Inventory'!B113","v":105},{"$f":"'Input - Inventory'!C113","v":"MBF3x400"},{"$f":"'Input - Inventory'!D113","v":"Lamp"},{"$f":"'Input - Inventory'!E113","v":"Traffic"},{"$f":"'Input - Inventory'!F113","v":"Major > 130w"},{"$f":"'Input - Inventory'!G113","v":"3"},null,"Lamp - MBF3x400",null,148.43804464787763,0,0,null,0,0,10.728690318612468,0.33333333333333331,0,0,10.728690318612468,4.9094211792429674E-3,10.728690318612468,0.16666666666666666,10.728690318612468,4.590314436538903E-3,10.728690318612468,4.0032025620496396E-2,160.93035477918701,2.1598272138228944E-2,268.21725796531177,1.2221950623319483E-2,0,0,12874.428382334963,1.1123470522803115E-4,9119.3867708205998,2.4953586329427266E-4,0,0,0,0,16.357409064202031,null,32.186070955837408,0.33333333333333331,41.382579252515711,4.9094211792429674E-3,11.230022139086838,0.16666666666666666,0,4.9094211792429674E-3,12.803525186160943,null,79.262182275227715,0.33084345837037032,2.2699999999999996,79.262182275227715,1.4200000000000001E-2,0,79.262182275227715,0.01,0,59.527060119356129,null,10.728690318612468,0.33084345837037032,11.230022139086838,1.4200000000000001E-2,0,0.01,3.7089833231694924,null,31.115429468317959,0.75101465050074045,23.368143387329251,null,{"$f":"IF($D116=\"Connection\",VLOOKUP(C116,'Input - General'!$F$62:$N$79,6,FALSE),0)","v":0},null,0.1801212933606588,115.76512108021784,20.851763335022103,null,8.6527813038891108E-2,136.61688441523995,11.821160232637679]
[null,{"$f":"'Input - Inventory'!B114","v":106},{"$f":"'Input - Inventory'!C114","v":"MBF3x80"},{"$f":"'Input - Inventory'!D114","v":"Lamp"},{"$f":"'Input - Inventory'!E114","v":"NonTraffic"},{"$f":"'Input - Inventory'!F114","v":"Minor < 130w"},{"$f":"'Input - Inventory'!G114","v":"3"},null,"Lamp - MBF3x80",null,90.469410551442323,0,0,null,10.728690318612468,0.33333333333333331,0,0,10.728690318612468,1.8504811250925242E-2,0,0,10.728690318612468,0.16666666666666666,10.728690318612468,4.590314436538903E-3,10.728690318612468,4.0032025620496396E-2,160.93035477918701,2.1598272138228944E-2,268.21725796531177,1.2221950623319483E-2,0,0,12874.428382334963,1.1123470522803115E-4,9119.3867708205998,2.4953586329427266E-4,0,0,0,0,16.503269794041849,null,32.186070955837408,0.33333333333333331,41.382579252515711,1.8504811250925242E-2,11.230022139086838,0.16666666666666666,0,1.8504811250925242E-2,13.3661374932712,null,79.262182275227715,0.22797943919403707,1.5133333333333332,79.262182275227715,1.4200000000000001E-2,0,79.262182275227715,0.01,0,27.346157101461632,null,10.728690318612468,0.22797943919403707,11.230022139086838,1.4200000000000001E-2,0,0.01,2.6053871164987985,null,31.115429468317959,0.34500888464697604,10.735099616176029,null,{"$f":"IF($D117=\"Connection\",VLOOKUP(C117,'Input - General'!$F$62:$N$79,6,FALSE),0)","v":0},null,0.1801212933606588,70.556051121449514,12.708647182416247,null,8.6527813038891108E-2,83.264698303865757,7.2047122475765697]
[null,{"$f":"'Input - Inventory'!B115","v":107},{"$f":"'Input - Inventory'!C115","v":"MBF4x1000"},{"$f":"'Input - Inventory'!D115","v":"Lamp"},{"$f":"'Input - Inventory'!E115","v":"Traffic"},{"$f":"'Input - Inventory'!F115","v":"Major > 130w"},{"$f":"'Input - Inventory'!G115","v":"4"},null,"Lamp - MBF4x1000",null,337.39184758626669,0,0,null,0,0,10.728690318612468,0.33333333333333331,0,0,10.728690318612468,4.9094211792429674E-3,10.728690318612468,0.16666666666666666,10.728690318612468,4.590314436538903E-3,10.728690318612468,4.0032025620496396E-2,160.93035477918701,2.1598272138228944E-2,268.21725796531177,1.2221950623319483E-2,0,0,12874.428382334963,1.1123470522803115E-4,9119.3867708205998,2.4953586329427266E-4,0,0,0,0,16.357409064202031,null,429.14761274449876,0.33333333333333331,41.382579252515711,4.9094211792429674E-3,11.230022139086838,0.16666666666666666,0,4.9094211792429674E-3,145.12403911571471,null,79.262182275227715,0.28360703999999992,2.2699999999999996,79.262182275227715,1.4200000000000001E-2,0,79.262182275227715,0.01,0,51.028040280770377,null,107.28690318612469,0.28360703999999992,11.230022139086838,1.4200000000000001E-2,0,0.01,30.586787357758418,null,31.115429468317959,0.64378798079999966,20.031739509133224,null,{"$f":"IF($D118=\"Connection\",VLOOKUP(C118,'Input - General'!$F$62:$N$79,6,FALSE),0)","v":0},null,0.1801212933606588,263.12801532757874,47.394958440226731,null,8.6527813038891108E-2,310.52297376780552,26.868873818461164]
[null,{"$f":"'Input - Inventory'!B116","v":108},{"$f":"'Input - Inventory'!C116","v":"MBF4x80"},{"$f":"'Input - Inventory'!D116","v":"Lamp"},{"$f":"'Input - Inventory'!E116","v":"NonTraffic"},{"$f":"'Input - Inventory'!F116","v":"Minor < 130w"},{"$f":"'Input - Inventory'!G116","v":"4"},null,"Lamp - MBF4x80",null,109.59624564384403,0,0,null,10.728690318612468,0.33333333333333331,0,0,10.728690318612468,1.8504811250925242E-2,0,0,10.728690318612468,0.16666666666666666,10.728690318612468,4.590314436538903E-3,10.728690318612468,4.0032025620496396E-2,160.93035477918701,2.1598272138228944E-2,268.21725796531177,1.2221950623319483E-2,0,0,12874.428382334963,1.1123470522803115E-4,9119.3867708205998,2.4953586329427266E-4,0,0,0,0,16.503269794041849,null,42.914761274449873,0.33333333333333331,41.382579252515711,1.8504811250925242E-2,11.230022139086838,0.16666666666666666,0,1.8504811250925242E-2,16.942367599475354,null,79.262182275227715,0.2917740715353031,1.5133333333333332,79.262182275227715,1.4200000000000001E-2,0,79.262182275227715,0.01,0,34.998329790374335,null,10.728690318612468,0.2917740715353031,11.230022139086838,1.4200000000000001E-2,0,0.01,3.2898199708779812,null,31.115429468317959,0.44155142825675864,13.739062322558231,null,{"$f":"IF($D119=\"Connection\",VLOOKUP(C119,'Input - General'!$F$62:$N$79,6,FALSE),0)","v":0},null,0.1801212933606588,85.472849477327742,15.395480195077182,null,8.6527813038891108E-2,100.86832967240494,8.7279159714390868]
[null,{"$f":"'Input - Inventory'!B117","v":109},{"$f":"'Input - Inventory'!C117","v":"MBF6x125"},{"$f":"'Input - Inventory'!D117","v":"Lamp"},{"$f":"'Input - Inventory'!E117","v":"Traffic"},{"$f":"'Input - Inventory'!F117","v":"Major > 130w"},{"$f":"'Input - Inventory'!G117","v":"6"},null,"Lamp - MBF6x125",null,246.72261021311627,0,0,null,0,0,10.728690318612468,0.33333333333333331,0,0,10.728690318612468,4.9094211792429674E-3,10.728690318612468,0.16666666666666666,10.728690318612468,4.590314436538903E-3,10.728690318612468,4.0032025620496396E-2,160.93035477918701,2.1598272138228944E-2,268.21725796531177,1.2221950623319483E-2,0,0,12874.428382334963,1.1123470522803115E-4,9119.3867708205998,2.4953586329427266E-4,0,0,0,0,16.357409064202031,null,64.372141911674817,0.33333333333333331,41.382579252515711,4.9094211792429674E-3,11.230022139086838,0.16666666666666666,0,4.9094211792429674E-3,23.532215504773411,null,79.262182275227715,0.58314301987824635,2.2699999999999996,79.262182275227715,1.4200000000000001E-2,0,79.262182275227715,0.01,0,104.92209751844398,null,10.728690318612468,0.58314301987824635,11.230022139086838,1.4200000000000001E-2,0,0.01,6.4158271861092127,null,31.115429468317959,1.3237346551236189,41.188572296267161,null,{"$f":"IF($D120=\"Connection\",VLOOKUP(C120,'Input - General'!$F$62:$N$79,6,FALSE),0)","v":0},null,0.1801212933606588,192.41612156979579,34.658240680593373,null,8.6527813038891108E-2,227.07436225038916,19.648247962727105]
[null,{"$f":"'Input - Inventory'!B118","v":110},{"$f":"'Input - Inventory'!C118","v":"MBF6x160"},{"$f":"'Input - Inventory'!D118","v":"Lamp"},{"$f":"'Input - Inventory'!E118","v":"Traffic"},{"$f":"'Input - Inventory'!F118","v":"Major > 130w"},{"$f":"'Input - Inventory'!G118","v":"6"},null,"Lamp - MBF6x160",null,51.352330349400432,0,0,null,0,0,10.728690318612468,0.33333333333333331,0,0,10.728690318612468,4.9094211792429674E-3,10.728690318612468,0.16666666666666666,10.728690318612468,4.590314436538903E-3,10.728690318612468,4.0032025620496396E-2,160.93035477918701,2.1598272138228944E-2,268.21725796531177,1.2221950623319483E-2,0,0,12874.428382334963,1.1123470522803115E-4,9119.3867708205998,2.4953586329427266E-4,0,0,0,0,16.357409064202031,null,64.372141911674817,0.33333333333333331,41.382579252515711,4.9094211792429674E-3,11.230022139086838,0.16666666666666666,0,4.9094211792429674E-3,23.532215504773411,null,79.262182275227715,0,2.2699999999999996,79.262182275227715,1.4200000000000001E-2,0,79.262182275227715,0.01,0,0,null,10.728690318612468,0,11.230022139086838,1.4200000000000001E-2,0,0.01,0.15946631437503311,null,31.115429468317959,0,0,null,{"$f":"IF($D121=\"Connection\",VLOOKUP(C121,'Input - General'!$F$62:$N$79,6,FALSE),0)","v":0},null,0.1801212933606588,40.049090883350473,7.2136940478276568,null,8.6527813038891108E-2,47.262784931178132,4.0895454182223014]
[null,{"$f":"'Input - Inventory'!B119","v":111},{"$f":"'Input - Inventory'!C119","v":"MBF9x160"},{"$f":"'Input - Inventory'!D119","v":"Lamp"},{"$f":"'Input - Inventory'!E119","v":"Traffic"},{"$f":"'Input - Inventory'!F119","v":"Major > 130w"},{"$f":"'Input - Inventory'!G119","v":"9"},null,"Lamp - MBF9x160",null,65.109028374394654,0,0,null,0,0,10.728690318612468,0.33333333333333331,0,0,10.728690318612468,4.9094211792429674E-3,10.728690318612468,0.16666666666666666,10.728690318612468,4.590314436538903E-3,10.728690318612468,4.0032025620496396E-2,160.93035477918701,2.1598272138228944E-2,268.21725796531177,1.2221950623319483E-2,0,0,12874.428382334963,1.1123470522803115E-4,9119.3867708205998,2.4953586329427266E-4,0,0,0,0,16.357409064202031,null,96.558212867512211,0.33333333333333331,41.382579252515711,4.9094211792429674E-3,11.230022139086838,0.16666666666666666,0,4.9094211792429674E-3,34.260905823385876,null,79.262182275227715,0,2.2699999999999996,79.262182275227715,1.4200000000000001E-2,0,79.262182275227715,0.01,0,0,null,10.728690318612468,0,11.230022139086838,1.4200000000000001E-2,0,0.01,0.15946631437503311,null,31.115429468317959,0,0,null,{"$f":"IF($D122=\"Connection\",VLOOKUP(C122,'Input - General'!$F$62:$N$79,6,FALSE),0)","v":0},null,0.1801212933606588,50.777781201962938,9.1461596240821113,null,8.6527813038891108E-2,59.923940826045047,5.1850875483495997]
[null,{"$f":"'Input - Inventory'!B120","v":112},{"$f":"'Input - Inventory'!C120","v":"MBI1x100"},{"$f":"'Input - Inventory'!D120","v":"Lamp"},{"$f":"'Input - Inventory'!E120","v":"Traffic"},{"$f":"'Input - Inventory'!F120","v":"Minor < 130w"},{"$f":"'Input - Inventory'!G120","v":"1"},null,"Lamp - MBI1x100",null,96.510969744312888,1,96.510969744312888,null,10.728690318612468,0.33333333333333331,0,0,10.728690318612468,1.8504811250925242E-2,0,0,10.728690318612468,0.16666666666666666,10.728690318612468,4.590314436538903E-3,10.728690318612468,4.0032025620496396E-2,160.93035477918701,2.1598272138228944E-2,268.21725796531177,1.2221950623319483E-2,0,0,12874.428382334963,1.1123470522803115E-4,9119.3867708205998,2.4953586329427266E-4,0,0,0,0,16.503269794041849,null,32.186070955837408,0.33333333333333331,41.382579252515711,1.8504811250925242E-2,11.230022139086838,0.16666666666666666,0,0,13.3661374932712,null,79.262182275227715,0.16,2.2699999999999996,79.262182275227715,1.4200000000000001E-2,0,79.262182275227715,0.01,0,28.788024602362704,null,32.186070955837408,0.16,11.230022139086838,1.4200000000000001E-2,0,0.01,5.3092376673090182,null,31.115429468317959,0.36319999999999991,11.301123982893079,null,{"$f":"IF($D123=\"Connection\",VLOOKUP(C123,'Input - General'!$F$62:$N$79,6,FALSE),0)","v":0},null,0.1801212933606588,75.267793539877857,13.557332320805839,null,8.6527813038891108E-2,88.825125860683684,7.6858438836292091]
[null,{"$f":"'Input - Inventory'!B121","v":113},{"$f":"'Input - Inventory'!C121","v":"MBI1x100 (P09)"},{"$f":"'Input - Inventory'!D121","v":"Lamp"},{"$f":"'Input - Inventory'!E121","v":"Traffic"},{"$f":"'Input - Inventory'!F121","v":"Minor < 130w"},{"$f":"'Input - Inventory'!G121","v":1},null,"Lamp - MBI1x100 (P09)",null,96.510969744312888,34,3281.3729713066382,null,10.728690318612468,0.33333333333333331,0,0,10.728690318612468,1.8504811250925242E-2,0,0,10.728690318612468,0.16666666666666666,10.728690318612468,4.590314436538903E-3,10.728690318612468,4.0032025620496396E-2,160.93035477918701,2.1598272138228944E-2,268.21725796531177,1.2221950623319483E-2,0,0,12874.428382334963,1.1123470522803115E-4,9119.3867708205998,2.4953586329427266E-4,0,0,0,0,16.503269794041849,null,32.186070955837408,0.33333333333333331,41.382579252515711,1.8504811250925242E-2,11.230022139086838,0.16666666666666666,0,0,13.3661374932712,null,79.262182275227715,0.16,2.2699999999999996,79.262182275227715,1.4200000000000001E-2,0,79.262182275227715,0.01,0,28.788024602362704,null,32.186070955837408,0.16,11.230022139086838,1.4200000000000001E-2,0,0.01,5.3092376673090182,null,31.115429468317959,0.36319999999999991,11.301123982893079,null,{"$f":"IF($D124=\"Connection\",VLOOKUP(C124,'Input - General'!$F$62:$N$79,6,FALSE),0)","v":0},null,0.1801212933606588,75.267793539877857,13.557332320805839,null,8.6527813038891108E-2,88.825125860683684,7.6858438836292091]
[null,{"$f":"'Input - Inventory'!B122","v":114},{"$f":"'Input - Inventory'!C122","v":"MBI1x1000"},{"$f":"'Input - Inventory'!D122","v":"Lamp"},{"$f":"'Input - Inventory'!E122","v":"Traffic"},{"$f":"'Input - Inventory'!F122","v":"Major > 130w"},{"$f":"'Input - Inventory'!G122","v":"1"},null,"Lamp - MBI1x1000",null,143.10900494381701,1,143.10900494381701,null,0,0,10.728690318612468,0.33333333333333331,0,0,10.728690318612468,4.9094211792429674E-3,10.728690318612468,0.16666666666666666,10.728690318612468,4.590314436538903E-3,10.728690318612468,4.0032025620496396E-2,160.93035477918701,2.1598272138228944E-2,268.21725796531177,1.2221950623319483E-2,0,0,12874.428382334963,1.1123470522803115E-4,9119.3867708205998,2.4953586329427266E-4,0,0,0,0,16.357409064202031,null,107.28690318612469,0.33333333333333331,41.382579252515711,4.9094211792429674E-3,11.230022139086838,0.16666666666666666,0,4.9094211792429674E-3,37.837135929590033,null,79.262182275227715,0.16,2.2699999999999996,79.262182275227715,1.4200000000000001E-2,0,79.262182275227715,0.01,0,28.788024602362704,null,107.28690318612469,0.16,11.230022139086838,1.4200000000000001E-2,0,0.01,17.325370824154984,null,31.115429468317959,0.36319999999999991,11.301123982893079,null,{"$f":"IF($D125=\"Connection\",VLOOKUP(C125,'Input - General'!$F$62:$N$79,6,FALSE),0)","v":0},null,0.1801212933606588,111.60906440320284,20.103169031077957,null,8.6527813038891108E-2,131.71223343428079,11.396771509536231]
[null,{"$f":"'Input - Inventory'!B123","v":115},{"$f":"'Input - Inventory'!C123","v":"MBI1x1000 (P09)"},{"$f":"'Input - Inventory'!D123","v":"Lamp"},{"$f":"'Input - Inventory'!E123","v":"Traffic"},{"$f":"'Input - Inventory'!F123","v":"Major > 130w"},{"$f":"'Input - Inventory'!G123","v":1},null,"Lamp - MBI1x1000 (P09)",null,143.10900494381701,10,1431.0900494381701,null,0,0,10.728690318612468,0.33333333333333331,0,0,10.728690318612468,4.9094211792429674E-3,10.728690318612468,0.16666666666666666,10.728690318612468,4.590314436538903E-3,10.728690318612468,4.0032025620496396E-2,160.93035477918701,2.1598272138228944E-2,268.21725796531177,1.2221950623319483E-2,0,0,12874.428382334963,1.1123470522803115E-4,9119.3867708205998,2.4953586329427266E-4,0,0,0,0,16.357409064202031,null,107.28690318612469,0.33333333333333331,41.382579252515711,4.9094211792429674E-3,11.230022139086838,0.16666666666666666,0,4.9094211792429674E-3,37.837135929590033,null,79.262182275227715,0.16,2.2699999999999996,79.262182275227715,1.4200000000000001E-2,0,79.262182275227715,0.01,0,28.788024602362704,null,107.28690318612469,0.16,11.230022139086838,1.4200000000000001E-2,0,0.01,17.325370824154984,null,31.115429468317959,0.36319999999999991,11.301123982893079,null,{"$f":"IF($D126=\"Connection\",VLOOKUP(C126,'Input - General'!$F$62:$N$79,6,FALSE),0)","v":0},null,0.1801212933606588,111.60906440320284,20.103169031077957,null,8.6527813038891108E-2,131.71223343428079,11.396771509536231]
[null,{"$f":"'Input - Inventory'!B124","v":116},{"$f":"'Input - Inventory'!C124","v":"MBI1x150"},{"$f":"'Input - Inventory'!D124","v":"Lamp"},{"$f":"'Input - Inventory'!E124","v":"Traffic"},{"$f":"'Input - Inventory'!F124","v":"Major > 130w"},{"$f":"'Input - Inventory'!G124","v":"1"},null,"Lamp - MBI1x150",null,143.10900494381704,5,715.54502471908518,null,0,0,10.728690318612468,0.33333333333333331,0,0,10.728690318612468,4.9094211792429674E-3,10.728690318612468,0.16666666666666666,10.728690318612468,4.590314436538903E-3,10.728690318612468,4.0032025620496396E-2,160.93035477918701,2.1598272138228944E-2,268.21725796531177,1.2221950623319483E-2,0,0,12874.428382334963,1.1123470522803115E-4,9119.3867708205998,2.4953586329427266E-4,0,0,0,0,16.357409064202031,null,107.28690318612469,0.33333333333333331,41.382579252515711,4.9094211792429674E-3,11.230022139086838,0.16666666666666666,0,4.9094211792429674E-3,37.837135929590033,null,79.262182275227715,0.16000000000000003,2.2699999999999996,79.262182275227715,1.4200000000000001E-2,0,79.262182275227715,0.01,0,28.788024602362707,null,107.28690318612469,0.16000000000000003,11.230022139086838,1.4200000000000001E-2,0,0.01,17.325370824154987,null,31.115429468317959,0.36320000000000002,11.301123982893083,null,{"$f":"IF($D127=\"Connection\",VLOOKUP(C127,'Input - General'!$F$62:$N$79,6,FALSE),0)","v":0},null,0.1801212933606588,111.60906440320285,20.103169031077961,null,8.6527813038891108E-2,131.71223343428082,11.396771509536233]
[null,{"$f":"'Input - Inventory'!B125","v":117},{"$f":"'Input - Inventory'!C125","v":"MBI1x150 (P09)"},{"$f":"'Input - Inventory'!D125","v":"Lamp"},{"$f":"'Input - Inventory'!E125","v":"Traffic"},{"$f":"'Input - Inventory'!F125","v":"Major > 130w"},{"$f":"'Input - Inventory'!G125","v":1},null,"Lamp - MBI1x150 (P09)",null,143.10900494381704,69,9874.5213411233763,null,0,0,10.728690318612468,0.33333333333333331,0,0,10.728690318612468,4.9094211792429674E-3,10.728690318612468,0.16666666666666666,10.728690318612468,4.590314436538903E-3,10.728690318612468,4.0032025620496396E-2,160.93035477918701,2.1598272138228944E-2,268.21725796531177,1.2221950623319483E-2,0,0,12874.428382334963,1.1123470522803115E-4,9119.3867708205998,2.4953586329427266E-4,0,0,0,0,16.357409064202031,null,107.28690318612469,0.33333333333333331,41.382579252515711,4.9094211792429674E-3,11.230022139086838,0.16666666666666666,0,4.9094211792429674E-3,37.837135929590033,null,79.262182275227715,0.16000000000000003,2.2699999999999996,79.262182275227715,1.4200000000000001E-2,0,79.262182275227715,0.01,0,28.788024602362707,null,107.28690318612469,0.16000000000000003,11.230022139086838,1.4200000000000001E-2,0,0.01,17.325370824154987,null,31.115429468317959,0.36320000000000002,11.301123982893083,null,{"$f":"IF($D128=\"Connection\",VLOOKUP(C128,'Input - General'!$F$62:$N$79,6,FALSE),0)","v":0},null,0.1801212933606588,111.60906440320285,20.103169031077961,null,8.6527813038891108E-2,131.71223343428082,11.396771509536233]
[null,{"$f":"'Input - Inventory'!B126","v":118},{"$f":"'Input - Inventory'!C126","v":"MBI1x1500"},{"$f":"'Input - Inventory'!D126","v":"Lamp"},{"$f":"'Input - Inventory'!E126","v":"Traffic"},{"$f":"'Input - Inventory'!F126","v":"Major > 130w"},{"$f":"'Input - Inventory'!G126","v":"1"},null,"Lamp - MBI1x1500",null,143.10900494381701,0,0,null,0,0,10.728690318612468,0.33333333333333331,0,0,10.728690318612468,4.9094211792429674E-3,10.728690318612468,0.16666666666666666,10.728690318612468,4.590314436538903E-3,10.728690318612468,4.0032025620496396E-2,160.93035477918701,2.1598272138228944E-2,268.21725796531177,1.2221950623319483E-2,0,0,12874.428382334963,1.1123470522803115E-4,9119.3867708205998,2.4953586329427266E-4,0,0,0,0,16.357409064202031,null,107.28690318612469,0.33333333333333331,41.382579252515711,4.9094211792429674E-3,11.230022139086838,0.16666666666666666,0,4.9094211792429674E-3,37.837135929590033,null,79.262182275227715,0.16,2.2699999999999996,79.262182275227715,1.4200000000000001E-2,0,79.262182275227715,0.01,0,28.788024602362704,null,107.28690318612469,0.16,11.230022139086838,1.4200000000000001E-2,0,0.01,17.325370824154984,null,31.115429468317959,0.36319999999999991,11.301123982893079,null,{"$f":"IF($D129=\"Connection\",VLOOKUP(C129,'Input - General'!$F$62:$N$79,6,FALSE),0)","v":0},null,0.1801212933606588,111.60906440320284,20.103169031077957,null,8.6527813038891108E-2,131.71223343428079,11.396771509536231]
[null,{"$f":"'Input - Inventory'!B127","v":119},{"$f":"'Input - Inventory'!C127","v":"MBI1x250"},{"$f":"'Input - Inventory'!D127","v":"Lamp"},{"$f":"'Input - Inventory'!E127","v":"Traffic"},{"$f":"'Input - Inventory'!F127","v":"Major > 130w"},{"$f":"'Input - Inventory'!G127","v":"1"},null,"Lamp - MBI1x250",null,95.602541097503646,2,191.20508219500729,null,0,0,10.728690318612468,0.33333333333333331,0,0,10.728690318612468,4.9094211792429674E-3,10.728690318612468,0.16666666666666666,10.728690318612468,4.590314436538903E-3,10.728690318612468,4.0032025620496396E-2,160.93035477918701,2.1598272138228944E-2,268.21725796531177,1.2221950623319483E-2,0,0,12874.428382334963,1.1123470522803115E-4,9119.3867708205998,2.4953586329427266E-4,0,0,0,0,16.357409064202031,null,32.186070955837408,0.33333333333333331,41.382579252515711,4.9094211792429674E-3,11.230022139086838,0.16666666666666666,0,4.9094211792429674E-3,12.803525186160943,null,79.262182275227715,0.16000000000000003,2.2699999999999996,79.262182275227715,1.4200000000000001E-2,0,79.262182275227715,0.01,0,28.788024602362707,null,32.186070955837408,0.16000000000000003,11.230022139086838,1.4200000000000001E-2,0,0.01,5.3092376673090191,null,31.115429468317959,0.36320000000000002,11.301123982893083,null,{"$f":"IF($D130=\"Connection\",VLOOKUP(C130,'Input - General'!$F$62:$N$79,6,FALSE),0)","v":0},null,0.1801212933606588,74.55932050292779,13.429721241079239,null,8.6527813038891108E-2,87.989041744007025,7.6134993534966249]
[null,{"$f":"'Input - Inventory'!B128","v":120},{"$f":"'Input - Inventory'!C128","v":"MBI1x250 (P09)"},{"$f":"'Input - Inventory'!D128","v":"Lamp"},{"$f":"'Input - Inventory'!E128","v":"Traffic"},{"$f":"'Input - Inventory'!F128","v":"Major > 130w"},{"$f":"'Input - Inventory'!G128","v":1},null,"Lamp - MBI1x250 (P09)",null,95.602541097503646,61,5831.755006947722,null,0,0,10.728690318612468,0.33333333333333331,0,0,10.728690318612468,4.9094211792429674E-3,10.728690318612468,0.16666666666666666,10.728690318612468,4.590314436538903E-3,10.728690318612468,4.0032025620496396E-2,160.93035477918701,2.1598272138228944E-2,268.21725796531177,1.2221950623319483E-2,0,0,12874.428382334963,1.1123470522803115E-4,9119.3867708205998,2.4953586329427266E-4,0,0,0,0,16.357409064202031,null,32.186070955837408,0.33333333333333331,41.382579252515711,4.9094211792429674E-3,11.230022139086838,0.16666666666666666,0,4.9094211792429674E-3,12.803525186160943,null,79.262182275227715,0.16000000000000003,2.2699999999999996,79.262182275227715,1.4200000000000001E-2,0,79.262182275227715,0.01,0,28.788024602362707,null,32.186070955837408,0.16000000000000003,11.230022139086838,1.4200000000000001E-2,0,0.01,5.3092376673090191,null,31.115429468317959,0.36320000000000002,11.301123982893083,null,{"$f":"IF($D131=\"Connection\",VLOOKUP(C131,'Input - General'!$F$62:$N$79,6,FALSE),0)","v":0},null,0.1801212933606588,74.55932050292779,13.429721241079239,null,8.6527813038891108E-2,87.989041744007025,7.6134993534966249]
[null,{"$f":"'Input - Inventory'!B129","v":121},{"$f":"'Input - Inventory'!C129","v":"MBI1x3745"},{"$f":"'Input - Inventory'!D129","v":"Lamp"},{"$f":"'Input - Inventory'!E129","v":"Traffic"},{"$f":"'Input - Inventory'!F129","v":"Major > 130w"},{"$f":"'Input - Inventory'!G129","v":"1"},null,"Lamp - MBI1x3745",null,75.242628020512171,0,0,null,0,0,10.728690318612468,0.33333333333333331,0,0,10.728690318612468,4.9094211792429674E-3,10.728690318612468,0.16666666666666666,10.728690318612468,4.590314436538903E-3,10.728690318612468,4.0032025620496396E-2,160.93035477918701,2.1598272138228944E-2,268.21725796531177,1.2221950623319483E-2,0,0,12874.428382334963,1.1123470522803115E-4,9119.3867708205998,2.4953586329427266E-4,0,0,0,0,16.357409064202031,null,0,0.33333333333333331,41.382579252515711,4.9094211792429674E-3,11.230022139086838,0.16666666666666666,0,4.9094211792429674E-3,2.074834867548474,null,79.262182275227715,0.16,2.2699999999999996,79.262182275227715,1.4200000000000001E-2,0,79.262182275227715,0.01,0,28.788024602362704,null,0,0.16,11.230022139086838,1.4200000000000001E-2,0,0.01,0.15946631437503311,null,31.115429468317959,0.36319999999999991,11.301123982893079,null,{"$f":"IF($D132=\"Connection\",VLOOKUP(C132,'Input - General'!$F$62:$N$79,6,FALSE),0)","v":0},null,0.1801212933606588,58.680858831381322,10.56967218822264,null,8.6527813038891108E-2,69.250531019603955,5.9920970009082204]
[null,{"$f":"'Input - Inventory'!B130","v":122},{"$f":"'Input - Inventory'!C130","v":"MBI1x400"},{"$f":"'Input - Inventory'!D130","v":"Lamp"},{"$f":"'Input - Inventory'!E130","v":"Traffic"},{"$f":"'Input - Inventory'!F130","v":"Major > 130w"},{"$f":"'Input - Inventory'!G130","v":"1"},null,"Lamp - MBI1x400",null,81.10081390422927,13,1054.3105807549805,null,0,0,10.728690318612468,0.33333333333333331,0,0,10.728690318612468,4.9094211792429674E-3,10.728690318612468,0.16666666666666666,10.728690318612468,4.590314436538903E-3,10.728690318612468,4.0032025620496396E-2,160.93035477918701,2.1598272138228944E-2,268.21725796531177,1.2221950623319483E-2,0,0,12874.428382334963,1.1123470522803115E-4,9119.3867708205998,2.4953586329427266E-4,0,0,0,0,16.357409064202031,null,32.186070955837408,0.33333333333333331,41.382579252515711,4.9094211792429674E-3,11.230022139086838,0.16666666666666666,0,4.9094211792429674E-3,12.803525186160943,null,79.262182275227715,0.12,2.2699999999999996,79.262182275227715,1.4200000000000001E-2,0,79.262182275227715,0.01,0,21.591018451772026,null,32.186070955837408,0.12,11.230022139086838,1.4200000000000001E-2,0,0.01,4.0217948290755219,null,31.115429468317959,0.27239999999999992,8.4758429871698091,null,{"$f":"IF($D133=\"Connection\",VLOOKUP(C133,'Input - General'!$F$62:$N$79,6,FALSE),0)","v":0},null,0.1801212933606588,63.24959051838033,11.392598048702727,null,8.6527813038891108E-2,74.642188567083053,6.4586253371462181]
[null,{"$f":"'Input - Inventory'!B131","v":123},{"$f":"'Input - Inventory'!C131","v":"MBI1x400 (P09)"},{"$f":"'Input - Inventory'!D131","v":"Lamp"},{"$f":"'Input - Inventory'!E131","v":"Traffic"},{"$f":"'Input - Inventory'!F131","v":"Major > 130w"},{"$f":"'Input - Inventory'!G131","v":1},null,"Lamp - MBI1x400 (P09)",null,81.10081390422927,109,8839.9887155609904,null,0,0,10.728690318612468,0.33333333333333331,0,0,10.728690318612468,4.9094211792429674E-3,10.728690318612468,0.16666666666666666,10.728690318612468,4.590314436538903E-3,10.728690318612468,4.0032025620496396E-2,160.93035477918701,2.1598272138228944E-2,268.21725796531177,1.2221950623319483E-2,0,0,12874.428382334963,1.1123470522803115E-4,9119.3867708205998,2.4953586329427266E-4,0,0,0,0,16.357409064202031,null,32.186070955837408,0.33333333333333331,41.382579252515711,4.9094211792429674E-3,11.230022139086838,0.16666666666666666,0,4.9094211792429674E-3,12.803525186160943,null,79.262182275227715,0.12,2.2699999999999996,79.262182275227715,1.4200000000000001E-2,0,79.262182275227715,0.01,0,21.591018451772026,null,32.186070955837408,0.12,11.230022139086838,1.4200000000000001E-2,0,0.01,4.0217948290755219,null,31.115429468317959,0.27239999999999992,8.4758429871698091,null,{"$f":"IF($D134=\"Connection\",VLOOKUP(C134,'Input - General'!$F$62:$N$79,6,FALSE),0)","v":0},null,0.1801212933606588,63.24959051838033,11.392598048702727,null,8.6527813038891108E-2,74.642188567083053,6.4586253371462181]
[null,{"$f":"'Input - Inventory'!B132","v":124},{"$f":"'Input - Inventory'!C132","v":"MBI1x500"},{"$f":"'Input - Inventory'!D132","v":"Lamp"},{"$f":"'Input - Inventory'!E132","v":"Traffic"},{"$f":"'Input - Inventory'!F132","v":"Major > 130w"},{"$f":"'Input - Inventory'!G132","v":"1"},null,"Lamp - MBI1x500",null,143.10900494381701,0,0,null,0,0,10.728690318612468,0.33333333333333331,0,0,10.728690318612468,4.9094211792429674E-3,10.728690318612468,0.16666666666666666,10.728690318612468,4.590314436538903E-3,10.728690318612468,4.0032025620496396E-2,160.93035477918701,2.1598272138228944E-2,268.21725796531177,1.2221950623319483E-2,0,0,12874.428382334963,1.1123470522803115E-4,9119.3867708205998,2.4953586329427266E-4,0,0,0,0,16.357409064202031,null,107.28690318612469,0.33333333333333331,41.382579252515711,4.9094211792429674E-3,11.230022139086838,0.16666666666666666,0,4.9094211792429674E-3,37.837135929590033,null,79.262182275227715,0.16,2.2699999999999996,79.262182275227715,1.4200000000000001E-2,0,79.262182275227715,0.01,0,28.788024602362704,null,107.28690318612469,0.16,11.230022139086838,1.4200000000000001E-2,0,0.01,17.325370824154984,null,31.115429468317959,0.36319999999999991,11.301123982893079,null,{"$f":"IF($D135=\"Connection\",VLOOKUP(C135,'Input - General'!$F$62:$N$79,6,FALSE),0)","v":0},null,0.1801212933606588,111.60906440320284,20.103169031077957,null,8.6527813038891108E-2,131.71223343428079,11.396771509536231]
[null,{"$f":"'Input - Inventory'!B133","v":125},{"$f":"'Input - Inventory'!C133","v":"MBI1x70"},{"$f":"'Input - Inventory'!D133","v":"Lamp"},{"$f":"'Input - Inventory'!E133","v":"NonTraffic"},{"$f":"'Input - Inventory'!F133","v":"Minor < 130w"},{"$f":"'Input - Inventory'!G133","v":"1"},null,"Lamp - MBI1x70",null,69.158319120763494,0,0,null,10.728690318612468,0.33333333333333331,0,0,10.728690318612468,1.8504811250925242E-2,0,0,10.728690318612468,0.16666666666666666,10.728690318612468,4.590314436538903E-3,10.728690318612468,4.0032025620496396E-2,160.93035477918701,2.1598272138228944E-2,268.21725796531177,1.2221950623319483E-2,0,0,12874.428382334963,1.1123470522803115E-4,9119.3867708205998,2.4953586329427266E-4,0,0,0,0,16.503269794041849,null,32.186070955837408,0.33333333333333331,41.382579252515711,1.8504811250925242E-2,11.230022139086838,0.16666666666666666,0,1.8504811250925242E-2,13.3661374932712,null,79.262182275227715,0.12,1.5133333333333332,79.262182275227715,1.4200000000000001E-2,0,79.262182275227715,0.01,0,14.394012301181352,null,32.186070955837408,0.12,11.230022139086838,1.4200000000000001E-2,0,0.01,4.0217948290755219,null,31.115429468317959,0.18159999999999998,5.6505619914465406,null,{"$f":"IF($D136=\"Connection\",VLOOKUP(C136,'Input - General'!$F$62:$N$79,6,FALSE),0)","v":0},null,0.1801212933606588,53.935776409016462,9.7149818052033545,null,8.6527813038891108E-2,63.65075821421982,5.5075609065436755]
[null,{"$f":"'Input - Inventory'!B134","v":126},{"$f":"'Input - Inventory'!C134","v":"MBI1x70 (P09)"},{"$f":"'Input - Inventory'!D134","v":"Lamp"},{"$f":"'Input - Inventory'!E134","v":"NonTraffic"},{"$f":"'Input - Inventory'!F134","v":"Minor < 130w"},{"$f":"'Input - Inventory'!G134","v":1},null,"Lamp - MBI1x70 (P09)",null,69.158319120763494,183,12655.972399099719,null,10.728690318612468,0.33333333333333331,0,0,10.728690318612468,1.8504811250925242E-2,0,0,10.728690318612468,0.16666666666666666,10.728690318612468,4.590314436538903E-3,10.728690318612468,4.0032025620496396E-2,160.93035477918701,2.1598272138228944E-2,268.21725796531177,1.2221950623319483E-2,0,0,12874.428382334963,1.1123470522803115E-4,9119.3867708205998,2.4953586329427266E-4,0,0,0,0,16.503269794041849,null,32.186070955837408,0.33333333333333331,41.382579252515711,1.8504811250925242E-2,11.230022139086838,0.16666666666666666,0,1.8504811250925242E-2,13.3661374932712,null,79.262182275227715,0.12,1.5133333333333332,79.262182275227715,1.4200000000000001E-2,0,79.262182275227715,0.01,0,14.394012301181352,null,32.186070955837408,0.12,11.230022139086838,1.4200000000000001E-2,0,0.01,4.0217948290755219,null,31.115429468317959,0.18159999999999998,5.6505619914465406,null,{"$f":"IF($D137=\"Connection\",VLOOKUP(C137,'Input - General'!$F$62:$N$79,6,FALSE),0)","v":0},null,0.1801212933606588,53.935776409016462,9.7149818052033545,null,8.6527813038891108E-2,63.65075821421982,5.5075609065436755]
[null,{"$f":"'Input - Inventory'!B135","v":127},{"$f":"'Input - Inventory'!C135","v":"MBI1x70 II"},{"$f":"'Input - Inventory'!D135","v":"Lamp"},{"$f":"'Input - Inventory'!E135","v":"Traffic"},{"$f":"'Input - Inventory'!F135","v":"Minor < 130w"},{"$f":"'Input - Inventory'!G135","v":1},null,"Lamp - MBI1x70 II",null,50.467985905666815,79,3986.9708865476782,null,10.728690318612468,0.33333333333333331,0,0,10.728690318612468,1.8504811250925242E-2,0,0,10.728690318612468,0.16666666666666666,10.728690318612468,4.590314436538903E-3,10.728690318612468,4.0032025620496396E-2,160.93035477918701,2.1598272138228944E-2,268.21725796531177,1.2221950623319483E-2,0,0,12874.428382334963,1.1123470522803115E-4,9119.3867708205998,2.4953586329427266E-4,0,0,0,0,16.503269794041849,null,32.186070955837408,0.33333333333333331,41.382579252515711,1.8504811250925242E-2,11.230022139086838,0.16666666666666666,0,0,13.3661374932712,null,79.262182275227715,3.3000000000000002E-2,2.2699999999999996,79.262182275227715,1.4200000000000001E-2,0,79.262182275227715,0.01,0,5.9375300742373067,null,32.186070955837408,3.3000000000000002E-2,11.230022139086838,1.4200000000000001E-2,0,0.01,1.2216066559176677,null,31.115429468317959,7.490999999999999E-2,2.330856821471698,null,{"$f":"IF($D138=\"Connection\",VLOOKUP(C138,'Input - General'!$F$62:$N$79,6,FALSE),0)","v":0},null,0.1801212933606588,39.35940083893972,7.089466185010421,null,8.6527813038891108E-2,46.448867023950143,4.0191188817166728]
[null,{"$f":"'Input - Inventory'!B136","v":128},{"$f":"'Input - Inventory'!C136","v":"MBI2x400"},{"$f":"'Input - Inventory'!D136","v":"Lamp"},{"$f":"'Input - Inventory'!E136","v":"Traffic"},{"$f":"'Input - Inventory'!F136","v":"Major > 130w"},{"$f":"'Input - Inventory'!G136","v":"2"},null,"Lamp - MBI2x400",null,94.857511929223492,0,0,null,0,0,10.728690318612468,0.33333333333333331,0,0,10.728690318612468,4.9094211792429674E-3,10.728690318612468,0.16666666666666666,10.728690318612468,4.590314436538903E-3,10.728690318612468,4.0032025620496396E-2,160.93035477918701,2.1598272138228944E-2,268.21725796531177,1.2221950623319483E-2,0,0,12874.428382334963,1.1123470522803115E-4,9119.3867708205998,2.4953586329427266E-4,0,0,0,0,16.357409064202031,null,64.372141911674817,0.33333333333333331,41.382579252515711,4.9094211792429674E-3,11.230022139086838,0.16666666666666666,0,4.9094211792429674E-3,23.532215504773411,null,79.262182275227715,0.12,2.2699999999999996,79.262182275227715,1.4200000000000001E-2,0,79.262182275227715,0.01,0,21.591018451772026,null,32.186070955837408,0.12,11.230022139086838,1.4200000000000001E-2,0,0.01,4.0217948290755219,null,31.115429468317959,0.27239999999999992,8.4758429871698091,null,{"$f":"IF($D139=\"Connection\",VLOOKUP(C139,'Input - General'!$F$62:$N$79,6,FALSE),0)","v":0},null,0.1801212933606588,73.978280836992809,13.325063624957185,null,8.6527813038891108E-2,87.303344461949976,7.5541674672735173]
[null,{"$f":"'Input - Inventory'!B137","v":129},{"$f":"'Input - Inventory'!C137","v":"MBI4x150"},{"$f":"'Input - Inventory'!D137","v":"Lamp"},{"$f":"'Input - Inventory'!E137","v":"Traffic"},{"$f":"'Input - Inventory'!F137","v":"Major > 130w"},{"$f":"'Input - Inventory'!G137","v":"4"},null,"Lamp - MBI4x150",null,262.32238255348653,5,{"$f":"L140*K140","v":1311.6119127674326},null,0,{"$f":"IF(AND($D140=\"Lamp\",CycleBulkTask1<>0, OR($F140=O$9,O$9=\"All\")),1/CycleBulkTask1,0)","v":0},10.728690318612468,{"$f":"IF(AND($D140=\"Lamp\",CycleBulkTask2<>0, OR($F140=Q$9,Q$9=\"All\")),1/CycleBulkTask2,0)","v":0.33333333333333331},0,{"$f":"IF(AND($D140=\"Lamp\",CycleBulkTask3<>0, OR($F140=S$9,S$9=\"All\")),1/CycleBulkTask3,0)","v":0},10.728690318612468,{"$f":"IF(AND($D140=\"Lamp\",CycleBulkTask4<>0, OR($F140=U$9,U$9=\"All\")),1/CycleBulkTask4,0)","v":4.9094211792429674E-3},10.728690318612468,{"$f":"IF(AND($D140=\"Lamp\",CycleBulkTask5<>0, OR($F140=W$9,W$9=\"All\")),1/CycleBulkTask5,0)","v":0.16666666666666666},10.728690318612468,{"$f":"IF(AND($D140=\"Lamp\",CycleBulkTask6<>0, OR($F140=Y$9,Y$9=\"All\")),1/CycleBulkTask6,0)","v":4.590314436538903E-3},10.728690318612468,{"$f":"IF(AND($D140=\"Lamp\",CycleBulkTask7<>0, OR($F140=AA$9,AA$9=\"All\")),1/CycleBulkTask7,0)","v":4.0032025620496396E-2},160.93035477918701,{"$f":"IF(AND($D140=\"Lamp\",CycleBulkTask8<>0, OR($F140=AC$9,AC$9=\"All\")),1/CycleBulkTask8,0)","v":2.1598272138228944E-2},268.21725796531177,{"$f":"IF(AND($D140=\"Lamp\",CycleBulkTask9<>0, OR($F140=AE$9,AE$9=\"All\")),1/CycleBulkTask9,0)","v":1.2221950623319483E-2},0,{"$f":"IF(AND($D140=\"Lamp\",CycleBulkTask10<>0, OR($F140=AG$9,AG$9=\"All\")),1/CycleBulkTask10,0)","v":0},12874.428382334963,{"$f":"IF(AND($D140=\"Lamp\",CycleBulkTask11<>0, OR($F140=AI$9,AI$9=\"All\")),1/CycleBulkTask11,0)","v":1.1123470522803115E-4},9119.3867708205998,{"$f":"IF(AND($D140=\"Lamp\",CycleBulkTask12<>0, OR($F140=AK$9,AK$9=\"All\")),1/CycleBulkTask12,0)","v":2.4953586329427266E-4},0,{"$f":"IF(AND($D140=\"Lamp\",CycleBulkTask13<>0, OR($F140=AM$9,AM$9=\"All\")),1/CycleBulkTask13,0)","v":0},0,{"$f":"IF(AND($D140=\"Lamp\",CycleBulkTask14<>0, OR($F140=AO$9,AO$9=\"All\")),1/CycleBulkTask14,0)","v":0},{"$f":"O140*P140+Q140*R140+S140*T140+U140*V140+W140*X140+Y140*Z140+AA140*AB140+AC140*AD140+AE140*AF140+AG140*AH140+AI140*AJ140+AK140*AL140+AM140*AN140+AO140*AP140","v":16.357409064202031},null,429.14761274449876,{"$f":"MAX(P140,R140)","v":0.33333333333333331},41.382579252515711,{"$f":"MAX(T140,V140)","v":4.9094211792429674E-3},11.230022139086838,{"$f":"X140","v":0.16666666666666666},0,{"$f":"INDIRECT($E140)*$V140 +(1-INDIRECT($E140))*$T140","v":4.9094211792429674E-3},{"$f":"AS140*AT140+AU140*AV140+AW140*AX140+AY140*AZ140","v":145.12403911571471},null,{"$f":"IF($D140=$AS$9,(INDIRECT(\"PriceLabour\" & \"FY16\")*ProportionStandardHours + INDIRECT(\"PriceLabourOvertime\" & \"FY16\")*ProportionOvertimeHours)*(1+RateOnCostAnnual),0)","v":79.262182275227715},{"$f":"BO140","v":0.12},{"$f":"IF($D140=\"Lamp\",(NumberOfCrew+INDIRECT($E140)*TrafficController)*(TimeToReplaceLamp),0)","v":2.2699999999999996},{"$f":"IF($D140=$AS$9,(INDIRECT(\"PriceLabour\" & \"FY16\")*ProportionStandardHours + INDIRECT(\"PriceLabourOvertime\" & \"FY16\")*ProportionOvertimeHours)*(1+RateOnCostAnnual),0)","v":79.262182275227715},{"$f":"BQ140","v":1.4200000000000001E-2},{"$f":"IF($D140=\"Lamp\",(NumberOfCrew+INDIRECT($E140)*TrafficController)*(TimeForPECellReplace),0)","v":0},{"$f":"IF($D140=$AS$9,(INDIRECT(\"PriceLabour\" & \"FY16\")*ProportionStandardHours + INDIRECT(\"PriceLabourOvertime\" & \"FY16\")*ProportionOvertimeHours)*(1+RateOnCostAnnual),0)","v":79.262182275227715},{"$f":"BS140","v":0.01},{"$f":"IF($D140=\"Lamp\",(NumberOfCrew+INDIRECT($E140)*TrafficController)*(TimeForOtherSpot),0)","v":0},{"$f":"BC140*BD140*BE140+BF140*BG140*BH140+BI140*BJ140*BK140","v":21.591018451772026},null,107.28690318612469,{"$f":"IF($D140=\"Lamp\",INDIRECT(BO$10 & $B140),0)","v":0.12},11.230022139086838,{"$f":"IF($D140=\"Lamp\",INDIRECT(\"FailurePECell\" & \"Annual\"),0)","v":1.4200000000000001E-2},0,{"$f":"IF($D140=\"Lamp\",INDIRECT(\"FailureMisc\" & \"Annual\"),0)","v":0.01},{"$f":"BN140*BO140+BP140*BQ140+BR140*BS140","v":13.033894696709995},null,31.115429468317959,{"$f":"BD140*BE140+BG140*BH140+BJ140*BK140","v":0.27239999999999992},{"$f":"BV140*BW140","v":8.4758429871698091},null,{"$f":"IF($D140=\"Connection\",VLOOKUP(C140,'Input - General'!$F$62:$N$79,6,FALSE),0)","v":0},null,{"$f":"RateOverhead","v":0.1801212933606588},{"$f":"BX140+BL140+BT140+BA140+AQ140+BZ140","v":204.58220431556856},{"$f":"CC140*CB140","v":36.849611239894763},null,{"$f":"CorporateOverheads","v":8.6527813038891108E-2},241.43181555546334,{"$f":"CG140*CF140","v":20.890566998023175}]
[null,{"$f":"'Input - Inventory'!B138","v":130},{"$f":"'Input - Inventory'!C138","v":"SON1x100"},{"$f":"'Input - Inventory'!D138","v":"Lamp"},{"$f":"'Input - Inventory'!E138","v":"Traffic"},{"$f":"'Input - Inventory'!F138","v":"Minor < 130w"},{"$f":"'Input - Inventory'!G138","v":"1"},null,{"$f":"CONCATENATE(D141,\" - \",C141)","v":"Lamp - SON1x100"},null,{"$f":"AQ141+BA141+BL141+BT141+BX141+BZ141+CD141+CH141","v":87.229864340617311},{"$f":"INDIRECT(L$10&$B141&\"FY16\")","v":63},5495.4814534588904,null,{"$f":"IF(AND($D141=\"Lamp\", OR($F141=O$9, O$9=\"All\")),INDIRECT(\"PriceBulkTask1\" & \"FY16\"),0)","v":10.728690318612468},0.33333333333333331,{"$f":"IF(AND($D141=\"Lamp\", OR($F141=Q$9, Q$9=\"All\")),INDIRECT(\"PriceBulkTask2\" & \"FY16\"),0)","v":0},0,{"$f":"IF(AND($D141=\"Lamp\", OR($F141=S$9, S$9=\"All\")),INDIRECT(\"PriceBulkTask3\" & \"FY16\"),0)","v":10.728690318612468},1.8504811250925242E-2,{"$f":"IF(AND($D141=\"Lamp\", OR($F141=U$9, U$9=\"All\")),INDIRECT(\"PriceBulkTask4\" & \"FY16\"),0)","v":0},0,{"$f":"IF(AND($D141=\"Lamp\", OR($F141=W$9, W$9=\"All\")),INDIRECT(\"PriceBulkTask5\" & \"FY16\"),0)","v":10.728690318612468},0.16666666666666666,{"$f":"IF(AND($D141=\"Lamp\", OR($F141=Y$9, Y$9=\"All\")),INDIRECT(\"PriceBulkTask6\" & \"FY16\"),0)","v":10.728690318612468},4.590314436538903E-3,{"$f":"IF(AND($D141=\"Lamp\", OR($F141=AA$9, AA$9=\"All\")),INDIRECT(\"PriceBulkTask7\" & \"FY16\"),0)","v":10.728690318612468},4.0032025620496396E-2,{"$f":"IF(AND($D141=\"Lamp\", OR($F141=AC$9, AC$9=\"All\")),INDIRECT(\"PriceBulkTask8\" & \"FY16\"),0)","v":160.93035477918701},2.1598272138228944E-2,{"$f":"IF(AND($D141=\"Lamp\", OR($F141=AE$9, AE$9=\"All\")),INDIRECT(\"PriceBulkTask9\" & \"FY16\"),0)","v":268.21725796531177},1.2221950623319483E-2,{"$f":"IF(AND($D141=\"Lamp\", OR($F141=AG$9, AG$9=\"All\")),INDIRECT(\"PriceBulkTask10\" & \"FY16\"),0)","v":0},0,{"$f":"IF(AND($D141=\"Lamp\", OR($F141=AI$9, AI$9=\"All\")),INDIRECT(\"PriceBulkTask11\" & \"FY16\"),0)","v":12874.428382334963},1.1123470522803115E-4,{"$f":"IF(AND($D141=\"Lamp\", OR($F141=AK$9, AK$9=\"All\")),INDIRECT(\"PriceBulkTask12\" & \"FY16\"),0)","v":9119.3867708205998},2.4953586329427266E-4,{"$f":"IF(AND($D141=\"Lamp\", OR($F141=AM$9, AM$9=\"All\")),INDIRECT(\"PriceBulkTask13\" & \"FY16\"),0)","v":0},0,{"$f":"IF(AND($D141=\"Lamp\", OR($F141=AO$9, AO$9=\"All\")),INDIRECT(\"PriceBulkTask14\" & \"FY16\"),0)","v":0},0,16.503269794041849,null,{"$f":"IF($D141=\"Lamp\",$G141*INDIRECT(\"Price\" & $B141 & \"FY16\"),0)","v":32.186070955837408},0.33333333333333331,{"$f":"IF($D141=\"Lamp\",INDIRECT(\"PriceVisor\" & \"FY16\"),0)","v":41.382579252515711},1.8504811250925242E-2,{"$f":"IF($D141=\"Lamp\",INDIRECT(\"PricePECell\" & \"FY16\"),0)","v":11.230022139086838},0.16666666666666666,{"$f":"IF($D141=\"Lamp\",INDIRECT(\"PriceMisc\" & \"FY16\"),0)","v":0},0,13.3661374932712,null,79.262182275227715,0.13439999999999999,2.2699999999999996,79.262182275227715,1.4200000000000001E-2,0,79.262182275227715,0.01,0,24.181940665984669,null,{"$f":"IF($D141=\"Lamp\",INDIRECT(\"Price\" & $B141 & \"FY16\"),0)","v":32.186070955837408},0.13439999999999999,{"$f":"IF($D141=\"Lamp\",INDIRECT(\"pRICEpecELL\" & \"FY16\"),0)","v":11.230022139086838},1.4200000000000001E-2,{"$f":"IF($D141=\"Lamp\",INDIRECT(\"PriceMisc\" & \"FY16\"),0)","v":0},0.01,4.4852742508395798,null,{"$f":"IF(AND($D141=\"Lamp\"),INDIRECT(\"PriceEWP\"&\"FY16\"),0)","v":31.115429468317959},0.30508799999999991,9.4929441456301866,null,{"$f":"IF($D141=\"Connection\",VLOOKUP(C141,'Input - General'!$F$62:$N$79,6,FALSE),0)","v":0},null,0.1801212933606588,68.029566349767492,12.253573477684872,null,8.6527813038891108E-2,{"$f":"AQ141+BA141+BL141+BT141+BX141+BZ141+CD141","v":80.283139827452359},6.9467245131649502]
[null,{"$f":"'Input - Inventory'!B139","v":131},{"$f":"'Input - Inventory'!C139","v":"SON1x100 (P09)"},{"$f":"'Input - Inventory'!D139","v":"Lamp"},{"$f":"'Input - Inventory'!E139","v":"Traffic"},{"$f":"'Input - Inventory'!F139","v":"Minor < 130w"},{"$f":"'Input - Inventory'!G139","v":1},null,"Lamp - SON1x100 (P09)",null,87.229864340617311,1383,120638.90238307374,null,10.728690318612468,0.33333333333333331,0,0,10.728690318612468,1.8504811250925242E-2,0,0,10.728690318612468,0.16666666666666666,10.728690318612468,4.590314436538903E-3,10.728690318612468,4.0032025620496396E-2,160.93035477918701,2.1598272138228944E-2,268.21725796531177,1.2221950623319483E-2,0,0,12874.428382334963,1.1123470522803115E-4,9119.3867708205998,2.4953586329427266E-4,0,0,0,0,16.503269794041849,null,32.186070955837408,0.33333333333333331,41.382579252515711,1.8504811250925242E-2,11.230022139086838,0.16666666666666666,0,0,13.3661374932712,null,79.262182275227715,0.13439999999999999,2.2699999999999996,79.262182275227715,1.4200000000000001E-2,0,79.262182275227715,0.01,0,24.181940665984669,null,32.186070955837408,0.13439999999999999,11.230022139086838,1.4200000000000001E-2,0,0.01,4.4852742508395798,null,31.115429468317959,0.30508799999999991,9.4929441456301866,null,{"$f":"IF($D142=\"Connection\",VLOOKUP(C142,'Input - General'!$F$62:$N$79,6,FALSE),0)","v":0},null,0.1801212933606588,68.029566349767492,12.253573477684872,null,8.6527813038891108E-2,80.283139827452359,6.9467245131649502]
[null,{"$f":"'Input - Inventory'!B140","v":132},{"$f":"'Input - Inventory'!C140","v":"SON1x1000"},{"$f":"'Input - Inventory'!D140","v":"Lamp"},{"$f":"'Input - Inventory'!E140","v":"Traffic"},{"$f":"'Input - Inventory'!F140","v":"Major > 130w"},{"$f":"'Input - Inventory'!G140","v":"1"},null,"Lamp - SON1x1000",null,106.40179966327153,0,0,null,0,0,10.728690318612468,0.33333333333333331,0,0,10.728690318612468,4.9094211792429674E-3,10.728690318612468,0.16666666666666666,10.728690318612468,4.590314436538903E-3,10.728690318612468,4.0032025620496396E-2,160.93035477918701,2.1598272138228944E-2,268.21725796531177,1.2221950623319483E-2,0,0,12874.428382334963,1.1123470522803115E-4,9119.3867708205998,2.4953586329427266E-4,0,0,0,0,16.357409064202031,null,107.28690318612469,0.33333333333333331,41.382579252515711,4.9094211792429674E-3,11.230022139086838,0.16666666666666666,0,4.9094211792429674E-3,37.837135929590033,null,79.262182275227715,0.08,2.2699999999999996,79.262182275227715,1.4200000000000001E-2,0,79.262182275227715,0.01,0,14.394012301181352,null,107.28690318612469,0.08,11.230022139086838,1.4200000000000001E-2,0,0.01,8.7424185692650074,null,31.115429468317959,0.18159999999999996,5.6505619914465397,null,{"$f":"IF($D143=\"Connection\",VLOOKUP(C143,'Input - General'!$F$62:$N$79,6,FALSE),0)","v":0},null,0.1801212933606588,82.981537855684962,14.946741923622444,null,8.6527813038891108E-2,97.928279779307402,8.4735198839641317]
[null,{"$f":"'Input - Inventory'!B141","v":133},{"$f":"'Input - Inventory'!C141","v":"SON1x1000 (P09)"},{"$f":"'Input - Inventory'!D141","v":"Lamp"},{"$f":"'Input - Inventory'!E141","v":"Traffic"},{"$f":"'Input - Inventory'!F141","v":"Major > 130w"},{"$f":"'Input - Inventory'!G141","v":1},null,"Lamp - SON1x1000 (P09)",null,106.40179966327153,49,5213.6881835003051,null,0,0,10.728690318612468,0.33333333333333331,0,0,10.728690318612468,4.9094211792429674E-3,10.728690318612468,0.16666666666666666,10.728690318612468,4.590314436538903E-3,10.728690318612468,4.0032025620496396E-2,160.93035477918701,2.1598272138228944E-2,268.21725796531177,1.2221950623319483E-2,0,0,12874.428382334963,1.1123470522803115E-4,9119.3867708205998,2.4953586329427266E-4,0,0,0,0,16.357409064202031,null,107.28690318612469,0.33333333333333331,41.382579252515711,4.9094211792429674E-3,11.230022139086838,0.16666666666666666,0,4.9094211792429674E-3,37.837135929590033,null,79.262182275227715,0.08,2.2699999999999996,79.262182275227715,1.4200000000000001E-2,0,79.262182275227715,0.01,0,14.394012301181352,null,107.28690318612469,0.08,11.230022139086838,1.4200000000000001E-2,0,0.01,8.7424185692650074,null,31.115429468317959,0.18159999999999996,5.6505619914465397,null,{"$f":"IF($D144=\"Connection\",VLOOKUP(C144,'Input - General'!$F$62:$N$79,6,FALSE),0)","v":0},null,0.1801212933606588,82.981537855684962,14.946741923622444,null,8.6527813038891108E-2,97.928279779307402,8.4735198839641317]
[null,{"$f":"'Input - Inventory'!B142","v":134},{"$f":"'Input - Inventory'!C142","v":"SON1x120"},{"$f":"'Input - Inventory'!D142","v":"Lamp"},{"$f":"'Input - Inventory'!E142","v":"Traffic"},{"$f":"'Input - Inventory'!F142","v":"Minor < 130w"},{"$f":"'Input - Inventory'!G142","v":"1"},null,"Lamp - SON1x120",null,82.00924255103854,0,0,null,10.728690318612468,0.33333333333333331,0,0,10.728690318612468,1.8504811250925242E-2,0,0,10.728690318612468,0.16666666666666666,10.728690318612468,4.590314436538903E-3,10.728690318612468,4.0032025620496396E-2,160.93035477918701,2.1598272138228944E-2,268.21725796531177,1.2221950623319483E-2,0,0,12874.428382334963,1.1123470522803115E-4,9119.3867708205998,2.4953586329427266E-4,0,0,0,0,16.503269794041849,null,32.186070955837408,0.33333333333333331,41.382579252515711,1.8504811250925242E-2,11.230022139086838,0.16666666666666666,0,0,13.3661374932712,null,79.262182275227715,0.12,2.2699999999999996,79.262182275227715,1.4200000000000001E-2,0,79.262182275227715,0.01,0,21.591018451772026,null,32.186070955837408,0.12,11.230022139086838,1.4200000000000001E-2,0,0.01,4.0217948290755219,null,31.115429468317959,0.27239999999999992,8.4758429871698091,null,{"$f":"IF($D145=\"Connection\",VLOOKUP(C145,'Input - General'!$F$62:$N$79,6,FALSE),0)","v":0},null,0.1801212933606588,63.958063555330405,11.520209128429327,null,8.6527813038891108E-2,75.478272683759741,6.530969867278805]
[null,{"$f":"'Input - Inventory'!B143","v":135},{"$f":"'Input - Inventory'!C143","v":"SON1x150"},{"$f":"'Input - Inventory'!D143","v":"Lamp"},{"$f":"'Input - Inventory'!E143","v":"Traffic"},{"$f":"'Input - Inventory'!F143","v":"Major > 130w"},{"$f":"'Input - Inventory'!G143","v":"1"},null,"Lamp - SON1x150",null,88.593372954087698,714,63255.668289218615,null,0,0,10.728690318612468,0.33333333333333331,0,0,10.728690318612468,4.9094211792429674E-3,10.728690318612468,0.16666666666666666,10.728690318612468,4.590314436538903E-3,10.728690318612468,4.0032025620496396E-2,160.93035477918701,2.1598272138228944E-2,268.21725796531177,1.2221950623319483E-2,0,0,12874.428382334963,1.1123470522803115E-4,9119.3867708205998,2.4953586329427266E-4,0,0,0,0,16.357409064202031,null,32.186070955837408,0.33333333333333331,41.382579252515711,4.9094211792429674E-3,11.230022139086838,0.16666666666666666,0,4.9094211792429674E-3,12.803525186160943,null,79.262182275227715,0.14066666666666669,2.2699999999999996,79.262182275227715,1.4200000000000001E-2,0,79.262182275227715,0.01,0,25.30947162957721,null,32.186070955837408,0.14066666666666669,11.230022139086838,1.4200000000000001E-2,0,0.01,4.6869736288294952,null,31.115429468317959,0.31931333333333334,9.9355715016268356,null,{"$f":"IF($D146=\"Connection\",VLOOKUP(C146,'Input - General'!$F$62:$N$79,6,FALSE),0)","v":0},null,0.1801212933606588,69.092951010396504,12.445111698097255,null,8.6527813038891108E-2,81.538062708493769,7.0553102455939278]
[null,{"$f":"'Input - Inventory'!B144","v":136},{"$f":"'Input - Inventory'!C144","v":"SON1x150 (P09)"},{"$f":"'Input - Inventory'!D144","v":"Lamp"},{"$f":"'Input - Inventory'!E144","v":"Traffic"},{"$f":"'Input - Inventory'!F144","v":"Major > 130w"},{"$f":"'Input - Inventory'!G144","v":1},null,"Lamp - SON1x150 (P09)",null,88.593372954087698,19351.5,1714414.656721028,null,0,0,10.728690318612468,0.33333333333333331,0,0,10.728690318612468,4.9094211792429674E-3,10.728690318612468,0.16666666666666666,10.728690318612468,4.590314436538903E-3,10.728690318612468,4.0032025620496396E-2,160.93035477918701,2.1598272138228944E-2,268.21725796531177,1.2221950623319483E-2,0,0,12874.428382334963,1.1123470522803115E-4,9119.3867708205998,2.4953586329427266E-4,0,0,0,0,16.357409064202031,null,32.186070955837408,0.33333333333333331,41.382579252515711,4.9094211792429674E-3,11.230022139086838,0.16666666666666666,0,4.9094211792429674E-3,12.803525186160943,null,79.262182275227715,0.14066666666666669,2.2699999999999996,79.262182275227715,1.4200000000000001E-2,0,79.262182275227715,0.01,0,25.30947162957721,null,32.186070955837408,0.14066666666666669,11.230022139086838,1.4200000000000001E-2,0,0.01,4.6869736288294952,null,31.115429468317959,0.31931333333333334,9.9355715016268356,null,{"$f":"IF($D147=\"Connection\",VLOOKUP(C147,'Input - General'!$F$62:$N$79,6,FALSE),0)","v":0},null,0.1801212933606588,69.092951010396504,12.445111698097255,null,8.6527813038891108E-2,81.538062708493769,7.0553102455939278]
[null,{"$f":"'Input - Inventory'!B145","v":137},{"$f":"'Input - Inventory'!C145","v":"SON1x150 AR"},{"$f":"'Input - Inventory'!D145","v":"Lamp"},{"$f":"'Input - Inventory'!E145","v":"Traffic"},{"$f":"'Input - Inventory'!F145","v":"Major > 130w"},{"$f":"'Input - Inventory'!G145","v":1},null,"Lamp - SON1x150 AR",null,64.889631090441057,194,12588.588431545564,null,0,0,10.728690318612468,0.33333333333333331,0,0,10.728690318612468,4.9094211792429674E-3,10.728690318612468,0.16666666666666666,10.728690318612468,4.590314436538903E-3,10.728690318612468,4.0032025620496396E-2,160.93035477918701,2.1598272138228944E-2,268.21725796531177,1.2221950623319483E-2,0,0,12874.428382334963,1.1123470522803115E-4,9119.3867708205998,2.4953586329427266E-4,0,0,0,0,16.357409064202031,null,32.186070955837408,0.33333333333333331,41.382579252515711,4.9094211792429674E-3,11.230022139086838,0.16666666666666666,0,4.9094211792429674E-3,12.803525186160943,null,79.262182275227715,7.0333333333333345E-2,2.2699999999999996,79.262182275227715,1.4200000000000001E-2,0,79.262182275227715,0.01,0,12.654735814788605,null,32.186070955837408,7.0333333333333345E-2,11.230022139086838,1.4200000000000001E-2,140,0.01,3.8232199716022643,null,31.115429468317959,0.15965666666666667,4.9677857508134178,null,{"$f":"IF($D148=\"Connection\",VLOOKUP(C148,'Input - General'!$F$62:$N$79,6,FALSE),0)","v":0},null,0.1801212933606588,50.606675787567255,9.1153398955401492,null,8.6527813038891108E-2,59.722015683107415,5.1676154073336411]
[null,{"$f":"'Input - Inventory'!B146","v":138},{"$f":"'Input - Inventory'!C146","v":"SON1x220"},{"$f":"'Input - Inventory'!D146","v":"Lamp"},{"$f":"'Input - Inventory'!E146","v":"Traffic"},{"$f":"'Input - Inventory'!F146","v":"Major > 130w"},{"$f":"'Input - Inventory'!G146","v":"1"},null,"Lamp - SON1x220",null,81.10081390422927,0,0,null,0,0,10.728690318612468,0.33333333333333331,0,0,10.728690318612468,4.9094211792429674E-3,10.728690318612468,0.16666666666666666,10.728690318612468,4.590314436538903E-3,10.728690318612468,4.0032025620496396E-2,160.93035477918701,2.1598272138228944E-2,268.21725796531177,1.2221950623319483E-2,0,0,12874.428382334963,1.1123470522803115E-4,9119.3867708205998,2.4953586329427266E-4,0,0,0,0,16.357409064202031,null,32.186070955837408,0.33333333333333331,41.382579252515711,4.9094211792429674E-3,11.230022139086838,0.16666666666666666,0,4.9094211792429674E-3,12.803525186160943,null,79.262182275227715,0.12,2.2699999999999996,79.262182275227715,1.4200000000000001E-2,0,79.262182275227715,0.01,0,21.591018451772026,null,32.186070955837408,0.12,11.230022139086838,1.4200000000000001E-2,0,0.01,4.0217948290755219,null,31.115429468317959,0.27239999999999992,8.4758429871698091,null,{"$f":"IF($D149=\"Connection\",VLOOKUP(C149,'Input - General'!$F$62:$N$79,6,FALSE),0)","v":0},null,0.1801212933606588,63.24959051838033,11.392598048702727,null,8.6527813038891108E-2,74.642188567083053,6.4586253371462181]
[null,{"$f":"'Input - Inventory'!B147","v":139},{"$f":"'Input - Inventory'!C147","v":"SON1x250"},{"$f":"'Input - Inventory'!D147","v":"Lamp"},{"$f":"'Input - Inventory'!E147","v":"Traffic"},{"$f":"'Input - Inventory'!F147","v":"Major > 130w"},{"$f":"'Input - Inventory'!G147","v":"1"},null,"Lamp - SON1x250",null,90.816971123723121,761,69111.715025153302,null,0,0,10.728690318612468,0.33333333333333331,0,0,10.728690318612468,4.9094211792429674E-3,10.728690318612468,0.16666666666666666,10.728690318612468,4.590314436538903E-3,10.728690318612468,4.0032025620496396E-2,160.93035477918701,2.1598272138228944E-2,268.21725796531177,1.2221950623319483E-2,0,0,12874.428382334963,1.1123470522803115E-4,9119.3867708205998,2.4953586329427266E-4,0,0,0,0,16.357409064202031,null,32.186070955837408,0.33333333333333331,41.382579252515711,4.9094211792429674E-3,11.230022139086838,0.16666666666666666,0,4.9094211792429674E-3,12.803525186160943,null,79.262182275227715,0.14680000000000001,2.2699999999999996,79.262182275227715,1.4200000000000001E-2,0,79.262182275227715,0.01,0,26.413012572667782,null,32.186070955837408,0.14680000000000001,11.230022139086838,1.4200000000000001E-2,0,0.01,4.8843815306919645,null,31.115429468317959,0.33323599999999998,10.368781254304404,null,{"$f":"IF($D150=\"Connection\",VLOOKUP(C150,'Input - General'!$F$62:$N$79,6,FALSE),0)","v":0},null,0.1801212933606588,70.827109608027115,12.757470587594987,null,8.6527813038891108E-2,83.584580195622124,7.2323909281009913]
[null,{"$f":"'Input - Inventory'!B148","v":140},{"$f":"'Input - Inventory'!C148","v":"SON1x250 (P09)"},{"$f":"'Input - Inventory'!D148","v":"Lamp"},{"$f":"'Input - Inventory'!E148","v":"Traffic"},{"$f":"'Input - Inventory'!F148","v":"Major > 130w"},{"$f":"'Input - Inventory'!G148","v":1},null,"Lamp - SON1x250 (P09)",null,90.816971123723121,24623,2236186.2799794343,null,0,0,10.728690318612468,0.33333333333333331,0,0,10.728690318612468,4.9094211792429674E-3,10.728690318612468,0.16666666666666666,10.728690318612468,4.590314436538903E-3,10.728690318612468,4.0032025620496396E-2,160.93035477918701,2.1598272138228944E-2,268.21725796531177,1.2221950623319483E-2,0,0,12874.428382334963,1.1123470522803115E-4,9119.3867708205998,2.4953586329427266E-4,0,0,0,0,16.357409064202031,null,32.186070955837408,0.33333333333333331,41.382579252515711,4.9094211792429674E-3,11.230022139086838,0.16666666666666666,0,4.9094211792429674E-3,12.803525186160943,null,79.262182275227715,0.14680000000000001,2.2699999999999996,79.262182275227715,1.4200000000000001E-2,0,79.262182275227715,0.01,0,26.413012572667782,null,32.186070955837408,0.14680000000000001,11.230022139086838,1.4200000000000001E-2,0,0.01,4.8843815306919645,null,31.115429468317959,0.33323599999999998,10.368781254304404,null,{"$f":"IF($D151=\"Connection\",VLOOKUP(C151,'Input - General'!$F$62:$N$79,6,FALSE),0)","v":0},null,0.1801212933606588,70.827109608027115,12.757470587594987,null,8.6527813038891108E-2,83.584580195622124,7.2323909281009913]
[null,{"$f":"'Input - Inventory'!B149","v":141},{"$f":"'Input - Inventory'!C149","v":"SON1x250 AR"},{"$f":"'Input - Inventory'!D149","v":"Lamp"},{"$f":"'Input - Inventory'!E149","v":"Traffic"},{"$f":"'Input - Inventory'!F149","v":"Major > 130w"},{"$f":"'Input - Inventory'!G149","v":1},null,"Lamp - SON1x250 AR",null,66.001430175258761,219,14454.313208381669,null,0,0,10.728690318612468,0.33333333333333331,0,0,10.728690318612468,4.9094211792429674E-3,10.728690318612468,0.16666666666666666,10.728690318612468,4.590314436538903E-3,10.728690318612468,4.0032025620496396E-2,160.93035477918701,2.1598272138228944E-2,268.21725796531177,1.2221950623319483E-2,0,0,12874.428382334963,1.1123470522803115E-4,9119.3867708205998,2.4953586329427266E-4,0,0,0,0,16.357409064202031,null,32.186070955837408,0.33333333333333331,41.382579252515711,4.9094211792429674E-3,11.230022139086838,0.16666666666666666,0,4.9094211792429674E-3,12.803525186160943,null,79.262182275227715,7.3400000000000007E-2,2.2699999999999996,79.262182275227715,1.4200000000000001E-2,0,79.262182275227715,0.01,0,13.206506286333891,null,32.186070955837408,7.3400000000000007E-2,11.230022139086838,1.4200000000000001E-2,140,0.01,3.921923922533499,null,31.115429468317959,0.16661799999999999,5.1843906271522018,null,{"$f":"IF($D152=\"Connection\",VLOOKUP(C152,'Input - General'!$F$62:$N$79,6,FALSE),0)","v":0},null,0.1801212933606588,51.473755086382567,9.2715193402890179,null,8.6527813038891108E-2,60.745274426671585,5.2561557485871724]
[null,{"$f":"'Input - Inventory'!B150","v":142},{"$f":"'Input - Inventory'!C150","v":"SON1x310"},{"$f":"'Input - Inventory'!D150","v":"Lamp"},{"$f":"'Input - Inventory'!E150","v":"Traffic"},{"$f":"'Input - Inventory'!F150","v":"Major > 130w"},{"$f":"'Input - Inventory'!G150","v":"1"},null,"Lamp - SON1x310",null,81.10081390422927,0,0,null,0,0,10.728690318612468,0.33333333333333331,0,0,10.728690318612468,4.9094211792429674E-3,10.728690318612468,0.16666666666666666,10.728690318612468,4.590314436538903E-3,10.728690318612468,4.0032025620496396E-2,160.93035477918701,2.1598272138228944E-2,268.21725796531177,1.2221950623319483E-2,0,0,12874.428382334963,1.1123470522803115E-4,9119.3867708205998,2.4953586329427266E-4,0,0,0,0,16.357409064202031,null,32.186070955837408,0.33333333333333331,41.382579252515711,4.9094211792429674E-3,11.230022139086838,0.16666666666666666,0,4.9094211792429674E-3,12.803525186160943,null,79.262182275227715,0.12,2.2699999999999996,79.262182275227715,1.4200000000000001E-2,0,79.262182275227715,0.01,0,21.591018451772026,null,32.186070955837408,0.12,11.230022139086838,1.4200000000000001E-2,0,0.01,4.0217948290755219,null,31.115429468317959,0.27239999999999992,8.4758429871698091,null,{"$f":"IF($D153=\"Connection\",VLOOKUP(C153,'Input - General'!$F$62:$N$79,6,FALSE),0)","v":0},null,0.1801212933606588,63.24959051838033,11.392598048702727,null,8.6527813038891108E-2,74.642188567083053,6.4586253371462181]
[null,{"$f":"'Input - Inventory'!B151","v":143},{"$f":"'Input - Inventory'!C151","v":"SON1x360"},{"$f":"'Input - Inventory'!D151","v":"Lamp"},{"$f":"'Input - Inventory'!E151","v":"Traffic"},{"$f":"'Input - Inventory'!F151","v":"Major > 130w"},{"$f":"'Input - Inventory'!G151","v":"1"},null,"Lamp - SON1x360",null,81.10081390422927,0,0,null,0,0,10.728690318612468,0.33333333333333331,0,0,10.728690318612468,4.9094211792429674E-3,10.728690318612468,0.16666666666666666,10.728690318612468,4.590314436538903E-3,10.728690318612468,4.0032025620496396E-2,160.93035477918701,2.1598272138228944E-2,268.21725796531177,1.2221950623319483E-2,0,0,12874.428382334963,1.1123470522803115E-4,9119.3867708205998,2.4953586329427266E-4,0,0,0,0,16.357409064202031,null,32.186070955837408,0.33333333333333331,41.382579252515711,4.9094211792429674E-3,11.230022139086838,0.16666666666666666,0,4.9094211792429674E-3,12.803525186160943,null,79.262182275227715,0.12,2.2699999999999996,79.262182275227715,1.4200000000000001E-2,0,79.262182275227715,0.01,0,21.591018451772026,null,32.186070955837408,0.12,11.230022139086838,1.4200000000000001E-2,0,0.01,4.0217948290755219,null,31.115429468317959,0.27239999999999992,8.4758429871698091,null,{"$f":"IF($D154=\"Connection\",VLOOKUP(C154,'Input - General'!$F$62:$N$79,6,FALSE),0)","v":0},null,0.1801212933606588,63.24959051838033,11.392598048702727,null,8.6527813038891108E-2,74.642188567083053,6.4586253371462181]
[null,{"$f":"'Input - Inventory'!B152","v":144},{"$f":"'Input - Inventory'!C152","v":"SON1x400"},{"$f":"'Input - Inventory'!D152","v":"Lamp"},{"$f":"'Input - Inventory'!E152","v":"Traffic"},{"$f":"'Input - Inventory'!F152","v":"Major > 130w"},{"$f":"'Input - Inventory'!G152","v":"1"},null,"Lamp - SON1x400",null,96.847272681593012,60,5810.8363608955806,null,0,0,10.728690318612468,0.33333333333333331,0,0,10.728690318612468,4.9094211792429674E-3,10.728690318612468,0.16666666666666666,10.728690318612468,4.590314436538903E-3,10.728690318612468,4.0032025620496396E-2,160.93035477918701,2.1598272138228944E-2,268.21725796531177,1.2221950623319483E-2,0,0,12874.428382334963,1.1123470522803115E-4,9119.3867708205998,2.4953586329427266E-4,0,0,0,0,16.357409064202031,null,32.186070955837408,0.33333333333333331,41.382579252515711,4.9094211792429674E-3,11.230022139086838,0.16666666666666666,0,4.9094211792429674E-3,12.803525186160943,null,79.262182275227715,0.16343333333333335,2.2699999999999996,79.262182275227715,1.4200000000000001E-2,0,79.262182275227715,0.01,0,29.405767630288405,null,32.186070955837408,0.16343333333333335,11.230022139086838,1.4200000000000001E-2,0,0.01,5.4197431775907265,null,31.115429468317959,0.37099366666666661,11.543627268359328,null,{"$f":"IF($D155=\"Connection\",VLOOKUP(C155,'Input - General'!$F$62:$N$79,6,FALSE),0)","v":0},null,0.1801212933606588,75.530072326601427,13.604574315091552,null,8.6527813038891108E-2,89.134646641692981,7.7126260399000337]
[null,{"$f":"'Input - Inventory'!B153","v":145},{"$f":"'Input - Inventory'!C153","v":"SON1x400 (P09)"},{"$f":"'Input - Inventory'!D153","v":"Lamp"},{"$f":"'Input - Inventory'!E153","v":"Traffic"},{"$f":"'Input - Inventory'!F153","v":"Major > 130w"},{"$f":"'Input - Inventory'!G153","v":1},null,"Lamp - SON1x400 (P09)",null,96.847272681593012,2149,208124.78899274339,null,0,0,10.728690318612468,0.33333333333333331,0,0,10.728690318612468,4.9094211792429674E-3,10.728690318612468,0.16666666666666666,10.728690318612468,4.590314436538903E-3,10.728690318612468,4.0032025620496396E-2,160.93035477918701,2.1598272138228944E-2,268.21725796531177,1.2221950623319483E-2,0,0,12874.428382334963,1.1123470522803115E-4,9119.3867708205998,2.4953586329427266E-4,0,0,0,0,16.357409064202031,null,32.186070955837408,0.33333333333333331,41.382579252515711,4.9094211792429674E-3,11.230022139086838,0.16666666666666666,0,4.9094211792429674E-3,12.803525186160943,null,79.262182275227715,0.16343333333333335,2.2699999999999996,79.262182275227715,1.4200000000000001E-2,0,79.262182275227715,0.01,0,29.405767630288405,null,32.186070955837408,0.16343333333333335,11.230022139086838,1.4200000000000001E-2,0,0.01,5.4197431775907265,null,31.115429468317959,0.37099366666666661,11.543627268359328,null,{"$f":"IF($D156=\"Connection\",VLOOKUP(C156,'Input - General'!$F$62:$N$79,6,FALSE),0)","v":0},null,0.1801212933606588,75.530072326601427,13.604574315091552,null,8.6527813038891108E-2,89.134646641692981,7.7126260399000337]
[null,{"$f":"'Input - Inventory'!B154","v":146},{"$f":"'Input - Inventory'!C154","v":"SON1x400 AR"},{"$f":"'Input - Inventory'!D154","v":"Lamp"},{"$f":"'Input - Inventory'!E154","v":"Traffic"},{"$f":"'Input - Inventory'!F154","v":"Major > 130w"},{"$f":"'Input - Inventory'!G154","v":1},null,"Lamp - SON1x400 AR",null,91.455686594119925,110,10060.125525353193,null,0,0,10.728690318612468,0.33333333333333331,0,0,10.728690318612468,4.9094211792429674E-3,10.728690318612468,0.16666666666666666,10.728690318612468,4.590314436538903E-3,10.728690318612468,4.0032025620496396E-2,160.93035477918701,2.1598272138228944E-2,268.21725796531177,1.2221950623319483E-2,0,0,12874.428382334963,1.1123470522803115E-4,9119.3867708205998,2.4953586329427266E-4,0,0,0,0,16.357409064202031,null,32.186070955837408,0.33333333333333331,41.382579252515711,4.9094211792429674E-3,11.230022139086838,0.16666666666666666,140,0.125,30.303525186160943,null,79.262182275227715,8.1716666666666674E-2,2.2699999999999996,79.262182275227715,1.4200000000000001E-2,0,79.262182275227715,0.01,0,14.702883815144203,null,32.186070955837408,8.1716666666666674E-2,11.230022139086838,1.4200000000000001E-2,140,0.01,4.18960474598288,null,31.115429468317959,0.18549683333333331,5.7718136341796642,null,{"$f":"IF($D157=\"Connection\",VLOOKUP(C157,'Input - General'!$F$62:$N$79,6,FALSE),0)","v":0},null,0.1801212933606588,71.325236445669717,12.847193837848828,null,8.6527813038891108E-2,84.172430283518537,7.2832563106013879]
[null,{"$f":"'Input - Inventory'!B155","v":147},{"$f":"'Input - Inventory'!C155","v":"SON1x50"},{"$f":"'Input - Inventory'!D155","v":"Lamp"},{"$f":"'Input - Inventory'!E155","v":"NonTraffic"},{"$f":"'Input - Inventory'!F155","v":"Minor < 130w"},{"$f":"'Input - Inventory'!G155","v":"1"},null,"Lamp - SON1x50",null,69.158319120763494,16,1106.5331059322159,null,10.728690318612468,0.33333333333333331,0,0,10.728690318612468,1.8504811250925242E-2,0,0,10.728690318612468,0.16666666666666666,10.728690318612468,4.590314436538903E-3,10.728690318612468,4.0032025620496396E-2,160.93035477918701,2.1598272138228944E-2,268.21725796531177,1.2221950623319483E-2,0,0,12874.428382334963,1.1123470522803115E-4,9119.3867708205998,2.4953586329427266E-4,0,0,0,0,16.503269794041849,null,32.186070955837408,0.33333333333333331,41.382579252515711,1.8504811250925242E-2,11.230022139086838,0.16666666666666666,0,1.8504811250925242E-2,13.3661374932712,null,79.262182275227715,0.12,1.5133333333333332,79.262182275227715,1.4200000000000001E-2,0,79.262182275227715,0.01,0,14.394012301181352,null,32.186070955837408,0.12,11.230022139086838,1.4200000000000001E-2,0,0.01,4.0217948290755219,null,31.115429468317959,0.18159999999999998,5.6505619914465406,null,{"$f":"IF($D158=\"Connection\",VLOOKUP(C158,'Input - General'!$F$62:$N$79,6,FALSE),0)","v":0},null,0.1801212933606588,53.935776409016462,9.7149818052033545,null,8.6527813038891108E-2,63.65075821421982,5.5075609065436755]
[null,{"$f":"'Input - Inventory'!B156","v":148},{"$f":"'Input - Inventory'!C156","v":"SON1x50 (P09)"},{"$f":"'Input - Inventory'!D156","v":"Lamp"},{"$f":"'Input - Inventory'!E156","v":"NonTraffic"},{"$f":"'Input - Inventory'!F156","v":"Minor < 130w"},{"$f":"'Input - Inventory'!G156","v":1},null,"Lamp - SON1x50 (P09)",null,69.158319120763494,597,41287.516515095806,null,10.728690318612468,0.33333333333333331,0,0,10.728690318612468,1.8504811250925242E-2,0,0,10.728690318612468,0.16666666666666666,10.728690318612468,4.590314436538903E-3,10.728690318612468,4.0032025620496396E-2,160.93035477918701,2.1598272138228944E-2,268.21725796531177,1.2221950623319483E-2,0,0,12874.428382334963,1.1123470522803115E-4,9119.3867708205998,2.4953586329427266E-4,0,0,0,0,16.503269794041849,null,32.186070955837408,0.33333333333333331,41.382579252515711,1.8504811250925242E-2,11.230022139086838,0.16666666666666666,0,1.8504811250925242E-2,13.3661374932712,null,79.262182275227715,0.12,1.5133333333333332,79.262182275227715,1.4200000000000001E-2,0,79.262182275227715,0.01,0,14.394012301181352,null,32.186070955837408,0.12,11.230022139086838,1.4200000000000001E-2,0,0.01,4.0217948290755219,null,31.115429468317959,0.18159999999999998,5.6505619914465406,null,{"$f":"IF($D159=\"Connection\",VLOOKUP(C159,'Input - General'!$F$62:$N$79,6,FALSE),0)","v":0},null,0.1801212933606588,53.935776409016462,9.7149818052033545,null,8.6527813038891108E-2,63.65075821421982,5.5075609065436755]
[null,{"$f":"'Input - Inventory'!B157","v":149},{"$f":"'Input - Inventory'!C157","v":"SON1x70"},{"$f":"'Input - Inventory'!D157","v":"Lamp"},{"$f":"'Input - Inventory'!E157","v":"NonTraffic"},{"$f":"'Input - Inventory'!F157","v":"Minor < 130w"},{"$f":"'Input - Inventory'!G157","v":"1"},null,"Lamp - SON1x70",null,67.250943058124932,105,7061.3490211031176,null,10.728690318612468,0.33333333333333331,0,0,10.728690318612468,1.8504811250925242E-2,0,0,10.728690318612468,0.16666666666666666,10.728690318612468,4.590314436538903E-3,10.728690318612468,4.0032025620496396E-2,160.93035477918701,2.1598272138228944E-2,268.21725796531177,1.2221950623319483E-2,0,0,12874.428382334963,1.1123470522803115E-4,9119.3867708205998,2.4953586329427266E-4,0,0,0,0,16.503269794041849,null,32.186070955837408,0.33333333333333331,41.382579252515711,1.8504811250925242E-2,11.230022139086838,0.16666666666666666,0,1.8504811250925242E-2,13.3661374932712,null,79.262182275227715,0.11253333333333332,1.5133333333333332,79.262182275227715,1.4200000000000001E-2,0,79.262182275227715,0.01,0,13.498384869107843,null,32.186070955837408,0.11253333333333332,11.230022139086838,1.4200000000000001E-2,0,0.01,3.7814721659386024,null,31.115429468317959,0.17030044444444439,5.2989714675343107,null,{"$f":"IF($D160=\"Connection\",VLOOKUP(C160,'Input - General'!$F$62:$N$79,6,FALSE),0)","v":0},null,0.1801212933606588,52.448235789893808,9.4470440649604672,null,8.6527813038891108E-2,61.895279854854266,5.355663203270673]
[null,{"$f":"'Input - Inventory'!B158","v":150},{"$f":"'Input - Inventory'!C158","v":"SON1x70 (P09)"},{"$f":"'Input - Inventory'!D158","v":"Lamp"},{"$f":"'Input - Inventory'!E158","v":"NonTraffic"},{"$f":"'Input - Inventory'!F158","v":"Minor < 130w"},{"$f":"'Input - Inventory'!G158","v":1},null,"Lamp - SON1x70 (P09)",null,67.250943058124932,2045,137528.17855386549,null,10.728690318612468,0.33333333333333331,0,0,10.728690318612468,1.8504811250925242E-2,0,0,10.728690318612468,0.16666666666666666,10.728690318612468,4.590314436538903E-3,10.728690318612468,4.0032025620496396E-2,160.93035477918701,2.1598272138228944E-2,268.21725796531177,1.2221950623319483E-2,0,0,12874.428382334963,1.1123470522803115E-4,9119.3867708205998,2.4953586329427266E-4,0,0,0,0,16.503269794041849,null,32.186070955837408,0.33333333333333331,41.382579252515711,1.8504811250925242E-2,11.230022139086838,0.16666666666666666,0,1.8504811250925242E-2,13.3661374932712,null,79.262182275227715,0.11253333333333332,1.5133333333333332,79.262182275227715,1.4200000000000001E-2,0,79.262182275227715,0.01,0,13.498384869107843,null,32.186070955837408,0.11253333333333332,11.230022139086838,1.4200000000000001E-2,0,0.01,3.7814721659386024,null,31.115429468317959,0.17030044444444439,5.2989714675343107,null,{"$f":"IF($D161=\"Connection\",VLOOKUP(C161,'Input - General'!$F$62:$N$79,6,FALSE),0)","v":0},null,0.1801212933606588,52.448235789893808,9.4470440649604672,null,8.6527813038891108E-2,61.895279854854266,5.355663203270673]
[null,{"$f":"'Input - Inventory'!B159","v":151},{"$f":"'Input - Inventory'!C159","v":"SON2x250"},{"$f":"'Input - Inventory'!D159","v":"Lamp"},{"$f":"'Input - Inventory'!E159","v":"Traffic"},{"$f":"'Input - Inventory'!F159","v":"Major > 130w"},{"$f":"'Input - Inventory'!G159","v":"2"},null,"Lamp - SON2x250",null,149.98211541229449,0,0,null,0,0,10.728690318612468,0.33333333333333331,0,0,10.728690318612468,4.9094211792429674E-3,10.728690318612468,0.16666666666666666,10.728690318612468,4.590314436538903E-3,10.728690318612468,4.0032025620496396E-2,160.93035477918701,2.1598272138228944E-2,268.21725796531177,1.2221950623319483E-2,0,0,12874.428382334963,1.1123470522803115E-4,9119.3867708205998,2.4953586329427266E-4,0,0,0,0,16.357409064202031,null,64.372141911674817,0.33333333333333331,41.382579252515711,4.9094211792429674E-3,11.230022139086838,0.16666666666666666,0,4.9094211792429674E-3,23.532215504773411,null,79.262182275227715,0.27204976000000003,2.2699999999999996,79.262182275227715,1.4200000000000001E-2,0,79.262182275227715,0.01,0,48.948594899667931,null,32.186070955837408,0.27204976000000003,11.230022139086838,1.4200000000000001E-2,0,0.01,8.9156791932535704,null,31.115429468317959,0.61755295519999998,19.215425420476919,null,{"$f":"IF($D162=\"Connection\",VLOOKUP(C162,'Input - General'!$F$62:$N$79,6,FALSE),0)","v":0},null,0.1801212933606588,116.96932408237386,21.068665937239235,null,8.6527813038891108E-2,138.03799001961309,11.944125392681398]
[null,{"$f":"'Input - Inventory'!B160","v":152},{"$f":"'Input - Inventory'!C160","v":"SON2x250 (P09)"},{"$f":"'Input - Inventory'!D160","v":"Lamp"},{"$f":"'Input - Inventory'!E160","v":"Traffic"},{"$f":"'Input - Inventory'!F160","v":"Major > 130w"},{"$f":"'Input - Inventory'!G160","v":2},null,"Lamp - SON2x250 (P09)",null,149.98211541229449,29,4349.4813469565406,null,0,0,10.728690318612468,0.33333333333333331,0,0,10.728690318612468,4.9094211792429674E-3,10.728690318612468,0.16666666666666666,10.728690318612468,4.590314436538903E-3,10.728690318612468,4.0032025620496396E-2,160.93035477918701,2.1598272138228944E-2,268.21725796531177,1.2221950623319483E-2,0,0,12874.428382334963,1.1123470522803115E-4,9119.3867708205998,2.4953586329427266E-4,0,0,0,0,16.357409064202031,null,64.372141911674817,0.33333333333333331,41.382579252515711,4.9094211792429674E-3,11.230022139086838,0.16666666666666666,0,4.9094211792429674E-3,23.532215504773411,null,79.262182275227715,0.27204976000000003,2.2699999999999996,79.262182275227715,1.4200000000000001E-2,0,79.262182275227715,0.01,0,48.948594899667931,null,32.186070955837408,0.27204976000000003,11.230022139086838,1.4200000000000001E-2,0,0.01,8.9156791932535704,null,31.115429468317959,0.61755295519999998,19.215425420476919,null,{"$f":"IF($D163=\"Connection\",VLOOKUP(C163,'Input - General'!$F$62:$N$79,6,FALSE),0)","v":0},null,0.1801212933606588,116.96932408237386,21.068665937239235,null,8.6527813038891108E-2,138.03799001961309,11.944125392681398]
[null,{"$f":"'Input - Inventory'!B161","v":153},{"$f":"'Input - Inventory'!C161","v":"SON2x400"},{"$f":"'Input - Inventory'!D161","v":"Lamp"},{"$f":"'Input - Inventory'!E161","v":"Traffic"},{"$f":"'Input - Inventory'!F161","v":"Major > 130w"},{"$f":"'Input - Inventory'!G161","v":"2"},null,"Lamp - SON2x400",null,160.17191797473114,0,0,null,0,0,10.728690318612468,0.33333333333333331,0,0,10.728690318612468,4.9094211792429674E-3,10.728690318612468,0.16666666666666666,10.728690318612468,4.590314436538903E-3,10.728690318612468,4.0032025620496396E-2,160.93035477918701,2.1598272138228944E-2,268.21725796531177,1.2221950623319483E-2,0,0,12874.428382334963,1.1123470522803115E-4,9119.3867708205998,2.4953586329427266E-4,0,0,0,0,16.357409064202031,null,64.372141911674817,0.33333333333333331,41.382579252515711,4.9094211792429674E-3,11.230022139086838,0.16666666666666666,0,4.9094211792429674E-3,23.532215504773411,null,79.262182275227715,0.30015621222222222,2.2699999999999996,79.262182275227715,1.4200000000000001E-2,0,79.262182275227715,0.01,0,54.005652637533338,null,32.186070955837408,0.30015621222222222,11.230022139086838,1.4200000000000001E-2,0,0.01,9.8203154587948678,null,31.115429468317959,0.68135460174444429,21.200641053493129,null,{"$f":"IF($D164=\"Connection\",VLOOKUP(C164,'Input - General'!$F$62:$N$79,6,FALSE),0)","v":0},null,0.1801212933606588,124.91623371879679,22.500073579172014,null,8.6527813038891108E-2,147.41630729796879,12.755610676762362]
[null,{"$f":"'Input - Inventory'!B162","v":154},{"$f":"'Input - Inventory'!C162","v":"SON2x70"},{"$f":"'Input - Inventory'!D162","v":"Lamp"},{"$f":"'Input - Inventory'!E162","v":"NonTraffic"},{"$f":"'Input - Inventory'!F162","v":"Minor < 130w"},{"$f":"'Input - Inventory'!G162","v":"2"},null,"Lamp - SON2x70",null,106.51954070584847,0,0,null,10.728690318612468,0.33333333333333331,0,0,10.728690318612468,1.8504811250925242E-2,0,0,10.728690318612468,0.16666666666666666,10.728690318612468,4.590314436538903E-3,10.728690318612468,4.0032025620496396E-2,160.93035477918701,2.1598272138228944E-2,268.21725796531177,1.2221950623319483E-2,0,0,12874.428382334963,1.1123470522803115E-4,9119.3867708205998,2.4953586329427266E-4,0,0,0,0,16.503269794041849,null,64.372141911674817,0.33333333333333331,41.382579252515711,1.8504811250925242E-2,11.230022139086838,0.16666666666666666,0,1.8504811250925242E-2,24.094827811883668,null,79.262182275227715,0.21240291555555568,1.5133333333333332,79.262182275227715,1.4200000000000001E-2,0,79.262182275227715,0.01,0,25.477751494278774,null,32.186070955837408,0.21240291555555568,11.230022139086838,1.4200000000000001E-2,0,0.01,6.9958816256728893,null,31.115429468317959,0.3214364122074076,10.001632012588768,null,{"$f":"IF($D165=\"Connection\",VLOOKUP(C165,'Input - General'!$F$62:$N$79,6,FALSE),0)","v":0},null,0.1801212933606588,83.073362738465931,14.963281540271643,null,8.6527813038891108E-2,98.036644278737597,8.4828964271108802]
[null,{"$f":"'Input - Inventory'!B163","v":155},{"$f":"'Input - Inventory'!C163","v":"SON3x70"},{"$f":"'Input - Inventory'!D163","v":"Lamp"},{"$f":"'Input - Inventory'!E163","v":"NonTraffic"},{"$f":"'Input - Inventory'!F163","v":"Minor < 130w"},{"$f":"'Input - Inventory'!G163","v":"3"},null,"Lamp - SON3x70",null,142.91719924936083,0,0,null,10.728690318612468,0.33333333333333331,0,0,10.728690318612468,1.8504811250925242E-2,0,0,10.728690318612468,0.16666666666666666,10.728690318612468,4.590314436538903E-3,10.728690318612468,4.0032025620496396E-2,160.93035477918701,2.1598272138228944E-2,268.21725796531177,1.2221950623319483E-2,0,0,12874.428382334963,1.1123470522803115E-4,9119.3867708205998,2.4953586329427266E-4,0,0,0,0,16.503269794041849,null,96.558212867512225,0.33333333333333331,41.382579252515711,1.8504811250925242E-2,11.230022139086838,0.16666666666666666,0,1.8504811250925242E-2,34.82351813049614,null,79.262182275227715,0.30103384079170381,1.5133333333333332,79.262182275227715,1.4200000000000001E-2,0,79.262182275227715,0.01,0,36.109040061897112,null,32.186070955837408,0.30103384079170381,11.230022139086838,1.4200000000000001E-2,0,0.01,9.8485628742050739,null,31.115429468317959,0.45556454573144506,14.17508649097309,null,{"$f":"IF($D166=\"Connection\",VLOOKUP(C166,'Input - General'!$F$62:$N$79,6,FALSE),0)","v":0},null,0.1801212933606588,111.45947735161326,20.076225217875638,null,8.6527813038891108E-2,131.5357025694889,11.381496679871924]
[null,{"$f":"'Input - Inventory'!B164","v":156},{"$f":"'Input - Inventory'!C164","v":"SON4x250"},{"$f":"'Input - Inventory'!D164","v":"Lamp"},{"$f":"'Input - Inventory'!E164","v":"Traffic"},{"$f":"'Input - Inventory'!F164","v":"Major > 130w"},{"$f":"'Input - Inventory'!G164","v":"4"},null,"Lamp - SON4x250",null,249.29308716996508,0,0,null,0,0,10.728690318612468,0.33333333333333331,0,0,10.728690318612468,4.9094211792429674E-3,10.728690318612468,0.16666666666666666,10.728690318612468,4.590314436538903E-3,10.728690318612468,4.0032025620496396E-2,160.93035477918701,2.1598272138228944E-2,268.21725796531177,1.2221950623319483E-2,0,0,12874.428382334963,1.1123470522803115E-4,9119.3867708205998,2.4953586329427266E-4,0,0,0,0,16.357409064202031,null,128.74428382334963,0.33333333333333331,41.382579252515711,4.9094211792429674E-3,11.230022139086838,0.16666666666666666,0,4.9094211792429674E-3,44.989596141998348,null,79.262182275227715,0.47008844808394246,2.2699999999999996,79.262182275227715,1.4200000000000001E-2,0,79.262182275227715,0.01,0,84.580736304543976,null,32.186070955837408,0.47008844808394246,11.230022139086838,1.4200000000000001E-2,0,0.01,15.289766459924294,null,31.115429468317959,1.0671007771505492,33.203298967015193,null,{"$f":"IF($D167=\"Connection\",VLOOKUP(C167,'Input - General'!$F$62:$N$79,6,FALSE),0)","v":0},null,0.1801212933606588,194.42080693768384,35.019327201838557,null,8.6527813038891108E-2,229.4401341395224,19.852953030442691]
[null,{"$f":"'Input - Inventory'!B165","v":157},{"$f":"'Input - Inventory'!C165","v":"SON4x600"},{"$f":"'Input - Inventory'!D165","v":"Lamp"},{"$f":"'Input - Inventory'!E165","v":"Traffic"},{"$f":"'Input - Inventory'!F165","v":"Major > 130w"},{"$f":"'Input - Inventory'!G165","v":"4"},null,"Lamp - SON4x600",null,263.84202641284685,0,0,null,0,0,10.728690318612468,0.33333333333333331,0,0,10.728690318612468,4.9094211792429674E-3,10.728690318612468,0.16666666666666666,10.728690318612468,4.590314436538903E-3,10.728690318612468,4.0032025620496396E-2,160.93035477918701,2.1598272138228944E-2,268.21725796531177,1.2221950623319483E-2,0,0,12874.428382334963,1.1123470522803115E-4,9119.3867708205998,2.4953586329427266E-4,0,0,0,0,16.357409064202031,null,128.74428382334963,0.33333333333333331,41.382579252515711,4.9094211792429674E-3,11.230022139086838,0.16666666666666666,0,4.9094211792429674E-3,44.989596141998348,null,79.262182275227715,0.51021867270885268,2.2699999999999996,79.262182275227715,1.4200000000000001E-2,0,79.262182275227715,0.01,0,91.801173140795584,null,32.186070955837408,0.51021867270885268,11.230022139086838,1.4200000000000001E-2,0,0.01,16.581400717175349,null,31.115429468317959,1.1581963870490954,36.037777991686816,null,{"$f":"IF($D168=\"Connection\",VLOOKUP(C168,'Input - General'!$F$62:$N$79,6,FALSE),0)","v":0},null,0.1801212933606588,205.76735705585816,37.063082484305653,null,8.6527813038891108E-2,242.83043954016378,21.011586872683043]
[null,{"$f":"'Input - Inventory'!B166","v":158},{"$f":"'Input - Inventory'!C166","v":"SON4x70"},{"$f":"'Input - Inventory'!D166","v":"Lamp"},{"$f":"'Input - Inventory'!E166","v":"NonTraffic"},{"$f":"'Input - Inventory'!F166","v":"Minor < 130w"},{"$f":"'Input - Inventory'!G166","v":"4"},null,"Lamp - SON4x70",null,176.76699503585596,0,0,null,10.728690318612468,0.33333333333333331,0,0,10.728690318612468,1.8504811250925242E-2,0,0,10.728690318612468,0.16666666666666666,10.728690318612468,4.590314436538903E-3,10.728690318612468,4.0032025620496396E-2,160.93035477918701,2.1598272138228944E-2,268.21725796531177,1.2221950623319483E-2,0,0,12874.428382334963,1.1123470522803115E-4,9119.3867708205998,2.4953586329427266E-4,0,0,0,0,16.503269794041849,null,128.74428382334963,0.33333333333333331,41.382579252515711,1.8504811250925242E-2,11.230022139086838,0.16666666666666666,0,1.8504811250925242E-2,45.552208449108605,null,79.262182275227715,0.37969083257461089,1.5133333333333332,79.262182275227715,1.4200000000000001E-2,0,79.262182275227715,0.01,0,45.54395428937282,null,32.186070955837408,0.37969083257461089,11.230022139086838,1.4200000000000001E-2,0,0.01,12.380222392902441,null,31.115429468317959,0.57459879329624441,17.878888225389904,null,{"$f":"IF($D169=\"Connection\",VLOOKUP(C169,'Input - General'!$F$62:$N$79,6,FALSE),0)","v":0},null,0.1801212933606588,137.85854315081562,24.831259093141099,null,8.6527813038891108E-2,162.68980224395671,14.077192791899252]
[null,{"$f":"'Input - Inventory'!B167","v":159},{"$f":"'Input - Inventory'!C167","v":"SON8x70"},{"$f":"'Input - Inventory'!D167","v":"Lamp"},{"$f":"'Input - Inventory'!E167","v":"NonTraffic"},{"$f":"'Input - Inventory'!F167","v":"Minor < 130w"},{"$f":"'Input - Inventory'!G167","v":"8"},null,"Lamp - SON8x70",null,291.95933495604152,0,0,null,10.728690318612468,0.33333333333333331,0,0,10.728690318612468,1.8504811250925242E-2,0,0,10.728690318612468,0.16666666666666666,10.728690318612468,4.590314436538903E-3,10.728690318612468,4.0032025620496396E-2,160.93035477918701,2.1598272138228944E-2,268.21725796531177,1.2221950623319483E-2,0,0,12874.428382334963,1.1123470522803115E-4,9119.3867708205998,2.4953586329427266E-4,0,0,0,0,16.503269794041849,null,257.48856764669927,0.33333333333333331,41.382579252515711,1.8504811250925242E-2,11.230022139086838,0.16666666666666666,0,1.8504811250925242E-2,88.466969723558478,null,79.262182275227715,0.61521653680802058,1.5133333333333332,79.262182275227715,1.4200000000000001E-2,0,79.262182275227715,0.01,0,73.795286655873653,null,32.186070955837408,0.61521653680802058,11.230022139086838,1.4200000000000001E-2,0,0.01,19.960869421282542,null,31.115429468317959,0.93102769236947103,28.969326494973107,null,{"$f":"IF($D170=\"Connection\",VLOOKUP(C170,'Input - General'!$F$62:$N$79,6,FALSE),0)","v":0},null,0.1801212933606588,227.6957220897296,41.012847955491225,null,8.6527813038891108E-2,268.70857004522088,23.250764910820649]
[null,{"$f":"'Input - Inventory'!B168","v":160},{"$f":"'Input - Inventory'!C168","v":"SOX1x135"},{"$f":"'Input - Inventory'!D168","v":"Lamp"},{"$f":"'Input - Inventory'!E168","v":"Traffic"},{"$f":"'Input - Inventory'!F168","v":"Major > 130w"},{"$f":"'Input - Inventory'!G168","v":"1"},null,"Lamp - SOX1x135",null,89.801850220193884,2,179.60370044038777,null,0,0,10.728690318612468,0.33333333333333331,0,0,10.728690318612468,4.9094211792429674E-3,10.728690318612468,0.16666666666666666,10.728690318612468,4.590314436538903E-3,10.728690318612468,4.0032025620496396E-2,160.93035477918701,2.1598272138228944E-2,268.21725796531177,1.2221950623319483E-2,0,0,12874.428382334963,1.1123470522803115E-4,9119.3867708205998,2.4953586329427266E-4,0,0,0,0,16.357409064202031,null,32.186070955837408,0.33333333333333331,41.382579252515711,4.9094211792429674E-3,11.230022139086838,0.16666666666666666,0,4.9094211792429674E-3,12.803525186160943,null,79.262182275227715,0.14399999999999999,2.2699999999999996,79.262182275227715,1.4200000000000001E-2,0,79.262182275227715,0.01,0,25.909222142126428,null,32.186070955837408,0.14399999999999999,11.230022139086838,1.4200000000000001E-2,0,0.01,4.7942605320156195,null,31.115429468317959,0.32687999999999989,10.171011584603772,null,{"$f":"IF($D171=\"Connection\",VLOOKUP(C171,'Input - General'!$F$62:$N$79,6,FALSE),0)","v":0},null,0.1801212933606588,70.035428509108797,12.614871964128632,null,8.6527813038891108E-2,82.650300473237422,7.1515497469564613]
[null,{"$f":"'Input - Inventory'!B169","v":161},{"$f":"'Input - Inventory'!C169","v":"SOX1x150"},{"$f":"'Input - Inventory'!D169","v":"Lamp"},{"$f":"'Input - Inventory'!E169","v":"Traffic"},{"$f":"'Input - Inventory'!F169","v":"Major > 130w"},{"$f":"'Input - Inventory'!G169","v":"1"},null,"Lamp - SOX1x150",null,89.801850220193884,0,0,null,0,0,10.728690318612468,0.33333333333333331,0,0,10.728690318612468,4.9094211792429674E-3,10.728690318612468,0.16666666666666666,10.728690318612468,4.590314436538903E-3,10.728690318612468,4.0032025620496396E-2,160.93035477918701,2.1598272138228944E-2,268.21725796531177,1.2221950623319483E-2,0,0,12874.428382334963,1.1123470522803115E-4,9119.3867708205998,2.4953586329427266E-4,0,0,0,0,16.357409064202031,null,32.186070955837408,0.33333333333333331,41.382579252515711,4.9094211792429674E-3,11.230022139086838,0.16666666666666666,0,4.9094211792429674E-3,12.803525186160943,null,79.262182275227715,0.14399999999999999,2.2699999999999996,79.262182275227715,1.4200000000000001E-2,0,79.262182275227715,0.01,0,25.909222142126428,null,32.186070955837408,0.14399999999999999,11.230022139086838,1.4200000000000001E-2,0,0.01,4.7942605320156195,null,31.115429468317959,0.32687999999999989,10.171011584603772,null,{"$f":"IF($D172=\"Connection\",VLOOKUP(C172,'Input - General'!$F$62:$N$79,6,FALSE),0)","v":0},null,0.1801212933606588,70.035428509108797,12.614871964128632,null,8.6527813038891108E-2,82.650300473237422,7.1515497469564613]
[null,{"$f":"'Input - Inventory'!B170","v":162},{"$f":"'Input - Inventory'!C170","v":"SOX1x180"},{"$f":"'Input - Inventory'!D170","v":"Lamp"},{"$f":"'Input - Inventory'!E170","v":"Traffic"},{"$f":"'Input - Inventory'!F170","v":"Major > 130w"},{"$f":"'Input - Inventory'!G170","v":"1"},null,"Lamp - SOX1x180",null,135.76756388770789,0,0,null,0,0,10.728690318612468,0.33333333333333331,0,0,10.728690318612468,4.9094211792429674E-3,10.728690318612468,0.16666666666666666,10.728690318612468,4.590314436538903E-3,10.728690318612468,4.0032025620496396E-2,160.93035477918701,2.1598272138228944E-2,268.21725796531177,1.2221950623319483E-2,0,0,12874.428382334963,1.1123470522803115E-4,9119.3867708205998,2.4953586329427266E-4,0,0,0,0,16.357409064202031,null,107.28690318612469,0.33333333333333331,41.382579252515711,4.9094211792429674E-3,11.230022139086838,0.16666666666666666,0,4.9094211792429674E-3,37.837135929590033,null,79.262182275227715,0.14399999999999999,2.2699999999999996,79.262182275227715,1.4200000000000001E-2,0,79.262182275227715,0.01,0,25.909222142126428,null,107.28690318612469,0.14399999999999999,11.230022139086838,1.4200000000000001E-2,0,0.01,15.608780373176987,null,31.115429468317959,0.32687999999999989,10.171011584603772,null,{"$f":"IF($D173=\"Connection\",VLOOKUP(C173,'Input - General'!$F$62:$N$79,6,FALSE),0)","v":0},null,0.1801212933606588,105.88355909369925,19.071883609586852,null,8.6527813038891108E-2,124.9554427032861,10.812121184421809]
[null,{"$f":"'Input - Inventory'!B171","v":163},{"$f":"'Input - Inventory'!C171","v":"SOX1x90"},{"$f":"'Input - Inventory'!D171","v":"Lamp"},{"$f":"'Input - Inventory'!E171","v":"NonTraffic"},{"$f":"'Input - Inventory'!F171","v":"Minor < 130w"},{"$f":"'Input - Inventory'!G171","v":"1"},null,"Lamp - SOX1x90",null,79.376405170612841,0,0,null,10.728690318612468,0.33333333333333331,0,0,10.728690318612468,1.8504811250925242E-2,0,0,10.728690318612468,0.16666666666666666,10.728690318612468,4.590314436538903E-3,10.728690318612468,4.0032025620496396E-2,160.93035477918701,2.1598272138228944E-2,268.21725796531177,1.2221950623319483E-2,0,0,12874.428382334963,1.1123470522803115E-4,9119.3867708205998,2.4953586329427266E-4,0,0,0,0,16.503269794041849,null,32.186070955837408,0.33333333333333331,41.382579252515711,1.8504811250925242E-2,11.230022139086838,0.16666666666666666,0,1.8504811250925242E-2,13.3661374932712,null,79.262182275227715,0.16,1.5133333333333332,79.262182275227715,1.4200000000000001E-2,0,79.262182275227715,0.01,0,19.192016401575138,null,32.186070955837408,0.16,11.230022139086838,1.4200000000000001E-2,0,0.01,5.3092376673090182,null,31.115429468317959,0.24213333333333331,7.5340826552620541,null,{"$f":"IF($D174=\"Connection\",VLOOKUP(C174,'Input - General'!$F$62:$N$79,6,FALSE),0)","v":0},null,0.1801212933606588,61.904744011459265,11.15036255650454,null,8.6527813038891108E-2,73.055106567963804,6.3212986026490379]
[null,{"$f":"'Input - Inventory'!B172","v":164},{"$f":"'Input - Inventory'!C172","v":"TF1x16"},{"$f":"'Input - Inventory'!D172","v":"Lamp"},{"$f":"'Input - Inventory'!E172","v":"NonTraffic"},{"$f":"'Input - Inventory'!F172","v":"Minor < 130w"},{"$f":"'Input - Inventory'!G172","v":"1"},null,"Lamp - TF1x16",null,111.39088082520088,1,111.39088082520088,null,10.728690318612468,0.33333333333333331,0,0,10.728690318612468,1.8504811250925242E-2,0,0,10.728690318612468,0.16666666666666666,10.728690318612468,4.590314436538903E-3,10.728690318612468,4.0032025620496396E-2,160.93035477918701,2.1598272138228944E-2,268.21725796531177,1.2221950623319483E-2,0,0,12874.428382334963,1.1123470522803115E-4,9119.3867708205998,2.4953586329427266E-4,0,0,0,0,16.503269794041849,null,10.728690318612468,0.33333333333333331,41.382579252515711,1.8504811250925242E-2,11.230022139086838,0.16666666666666666,0,1.8504811250925242E-2,6.2136772808628873,null,79.262182275227715,0.36,1.5133333333333332,79.262182275227715,1.4200000000000001E-2,0,79.262182275227715,0.01,0,43.182036903544052,null,10.728690318612468,0.36,11.230022139086838,1.4200000000000001E-2,0,0.01,4.021794829075521,null,31.115429468317959,0.54479999999999995,16.951685974339622,null,{"$f":"IF($D175=\"Connection\",VLOOKUP(C175,'Input - General'!$F$62:$N$79,6,FALSE),0)","v":0},null,0.1801212933606588,86.872464781863926,15.647580713937613,null,8.6527813038891108E-2,102.52004549580155,8.870835329399327]
[null,{"$f":"'Input - Inventory'!B173","v":165},{"$f":"'Input - Inventory'!C173","v":"TF1x176"},{"$f":"'Input - Inventory'!D173","v":"Lamp"},{"$f":"'Input - Inventory'!E173","v":"Traffic"},{"$f":"'Input - Inventory'!F173","v":"Major > 130w"},{"$f":"'Input - Inventory'!G173","v":"1"},null,"Lamp - TF1x176",null,149.03522246921676,0,0,null,0,0,10.728690318612468,0.33333333333333331,0,0,10.728690318612468,4.9094211792429674E-3,10.728690318612468,0.16666666666666666,10.728690318612468,4.590314436538903E-3,10.728690318612468,4.0032025620496396E-2,160.93035477918701,2.1598272138228944E-2,268.21725796531177,1.2221950623319483E-2,0,0,12874.428382334963,1.1123470522803115E-4,9119.3867708205998,2.4953586329427266E-4,0,0,0,0,16.357409064202031,null,10.728690318612468,0.33333333333333331,41.382579252515711,4.9094211792429674E-3,11.230022139086838,0.16666666666666666,0,4.9094211792429674E-3,5.6510649737526304,null,79.262182275227715,0.36,2.2699999999999996,79.262182275227715,1.4200000000000001E-2,0,79.262182275227715,0.01,0,64.773055355316075,null,10.728690318612468,0.36,11.230022139086838,1.4200000000000001E-2,0,0.01,4.021794829075521,null,31.115429468317959,0.81719999999999982,25.427528961509431,null,{"$f":"IF($D176=\"Connection\",VLOOKUP(C176,'Input - General'!$F$62:$N$79,6,FALSE),0)","v":0},null,0.1801212933606588,116.23085318385569,20.935651603888932,null,8.6527813038891108E-2,137.16650478774463,11.868717681472129]
[null,{"$f":"'Input - Inventory'!B174","v":166},{"$f":"'Input - Inventory'!C174","v":"TF1x20"},{"$f":"'Input - Inventory'!D174","v":"Lamp"},{"$f":"'Input - Inventory'!E174","v":"NonTraffic"},{"$f":"'Input - Inventory'!F174","v":"Minor < 130w"},{"$f":"'Input - Inventory'!G174","v":"1"},null,"Lamp - TF1x20",null,111.39088082520088,0,0,null,10.728690318612468,0.33333333333333331,0,0,10.728690318612468,1.8504811250925242E-2,0,0,10.728690318612468,0.16666666666666666,10.728690318612468,4.590314436538903E-3,10.728690318612468,4.0032025620496396E-2,160.93035477918701,2.1598272138228944E-2,268.21725796531177,1.2221950623319483E-2,0,0,12874.428382334963,1.1123470522803115E-4,9119.3867708205998,2.4953586329427266E-4,0,0,0,0,16.503269794041849,null,10.728690318612468,0.33333333333333331,41.382579252515711,1.8504811250925242E-2,11.230022139086838,0.16666666666666666,0,1.8504811250925242E-2,6.2136772808628873,null,79.262182275227715,0.36,1.5133333333333332,79.262182275227715,1.4200000000000001E-2,0,79.262182275227715,0.01,0,43.182036903544052,null,10.728690318612468,0.36,11.230022139086838,1.4200000000000001E-2,0,0.01,4.021794829075521,null,31.115429468317959,0.54479999999999995,16.951685974339622,null,{"$f":"IF($D177=\"Connection\",VLOOKUP(C177,'Input - General'!$F$62:$N$79,6,FALSE),0)","v":0},null,0.1801212933606588,86.872464781863926,15.647580713937613,null,8.6527813038891108E-2,102.52004549580155,8.870835329399327]
[null,{"$f":"'Input - Inventory'!B175","v":167},{"$f":"'Input - Inventory'!C175","v":"TF1x236"},{"$f":"'Input - Inventory'!D175","v":"Lamp"},{"$f":"'Input - Inventory'!E175","v":"Traffic"},{"$f":"'Input - Inventory'!F175","v":"Major > 130w"},{"$f":"'Input - Inventory'!G175","v":"1"},null,"Lamp - TF1x236",null,149.03522246921676,0,0,null,0,0,10.728690318612468,0.33333333333333331,0,0,10.728690318612468,4.9094211792429674E-3,10.728690318612468,0.16666666666666666,10.728690318612468,4.590314436538903E-3,10.728690318612468,4.0032025620496396E-2,160.93035477918701,2.1598272138228944E-2,268.21725796531177,1.2221950623319483E-2,0,0,12874.428382334963,1.1123470522803115E-4,9119.3867708205998,2.4953586329427266E-4,0,0,0,0,16.357409064202031,null,10.728690318612468,0.33333333333333331,41.382579252515711,4.9094211792429674E-3,11.230022139086838,0.16666666666666666,0,4.9094211792429674E-3,5.6510649737526304,null,79.262182275227715,0.36,2.2699999999999996,79.262182275227715,1.4200000000000001E-2,0,79.262182275227715,0.01,0,64.773055355316075,null,10.728690318612468,0.36,11.230022139086838,1.4200000000000001E-2,0,0.01,4.021794829075521,null,31.115429468317959,0.81719999999999982,25.427528961509431,null,{"$f":"IF($D178=\"Connection\",VLOOKUP(C178,'Input - General'!$F$62:$N$79,6,FALSE),0)","v":0},null,0.1801212933606588,116.23085318385569,20.935651603888932,null,8.6527813038891108E-2,137.16650478774463,11.868717681472129]
[null,{"$f":"'Input - Inventory'!B176","v":168},{"$f":"'Input - Inventory'!C176","v":"TF1x26"},{"$f":"'Input - Inventory'!D176","v":"Lamp"},{"$f":"'Input - Inventory'!E176","v":"NonTraffic"},{"$f":"'Input - Inventory'!F176","v":"Minor < 130w"},{"$f":"'Input - Inventory'!G176","v":"1"},null,"Lamp - TF1x26",null,111.39088082520088,0,0,null,10.728690318612468,0.33333333333333331,0,0,10.728690318612468,1.8504811250925242E-2,0,0,10.728690318612468,0.16666666666666666,10.728690318612468,4.590314436538903E-3,10.728690318612468,4.0032025620496396E-2,160.93035477918701,2.1598272138228944E-2,268.21725796531177,1.2221950623319483E-2,0,0,12874.428382334963,1.1123470522803115E-4,9119.3867708205998,2.4953586329427266E-4,0,0,0,0,16.503269794041849,null,10.728690318612468,0.33333333333333331,41.382579252515711,1.8504811250925242E-2,11.230022139086838,0.16666666666666666,0,1.8504811250925242E-2,6.2136772808628873,null,79.262182275227715,0.36,1.5133333333333332,79.262182275227715,1.4200000000000001E-2,0,79.262182275227715,0.01,0,43.182036903544052,null,10.728690318612468,0.36,11.230022139086838,1.4200000000000001E-2,0,0.01,4.021794829075521,null,31.115429468317959,0.54479999999999995,16.951685974339622,null,{"$f":"IF($D179=\"Connection\",VLOOKUP(C179,'Input - General'!$F$62:$N$79,6,FALSE),0)","v":0},null,0.1801212933606588,86.872464781863926,15.647580713937613,null,8.6527813038891108E-2,102.52004549580155,8.870835329399327]
[null,{"$f":"'Input - Inventory'!B177","v":169},{"$f":"'Input - Inventory'!C177","v":"TF1x40"},{"$f":"'Input - Inventory'!D177","v":"Lamp"},{"$f":"'Input - Inventory'!E177","v":"NonTraffic"},{"$f":"'Input - Inventory'!F177","v":"Minor < 130w"},{"$f":"'Input - Inventory'!G177","v":"1"},null,"Lamp - TF1x40",null,65.347252275559384,86,5619.8636956981072,null,10.728690318612468,0.33333333333333331,0,0,10.728690318612468,1.8504811250925242E-2,0,0,10.728690318612468,0.16666666666666666,10.728690318612468,4.590314436538903E-3,10.728690318612468,4.0032025620496396E-2,160.93035477918701,2.1598272138228944E-2,268.21725796531177,1.2221950623319483E-2,0,0,12874.428382334963,1.1123470522803115E-4,9119.3867708205998,2.4953586329427266E-4,0,0,0,0,16.503269794041849,null,10.728690318612468,0.33333333333333331,41.382579252515711,1.8504811250925242E-2,11.230022139086838,0.16666666666666666,0,1.8504811250925242E-2,6.2136772808628873,null,79.262182275227715,0.158,1.5133333333333332,79.262182275227715,1.4200000000000001E-2,0,79.262182275227715,0.01,0,18.952116196555448,null,10.728690318612468,0.158,11.230022139086838,1.4200000000000001E-2,0,0.01,1.8545993847158031,null,31.115429468317959,0.23910666666666663,7.4399066220712786,null,{"$f":"IF($D180=\"Connection\",VLOOKUP(C180,'Input - General'!$F$62:$N$79,6,FALSE),0)","v":0},null,0.1801212933606588,50.96356927824727,9.1796240126734343,null,8.6527813038891108E-2,60.143193290920706,5.2040589846386771]
[null,{"$f":"'Input - Inventory'!B178","v":170},{"$f":"'Input - Inventory'!C178","v":"TF1x40 (P09)"},{"$f":"'Input - Inventory'!D178","v":"Lamp"},{"$f":"'Input - Inventory'!E178","v":"NonTraffic"},{"$f":"'Input - Inventory'!F178","v":"Minor < 130w"},{"$f":"'Input - Inventory'!G178","v":1},null,"Lamp - TF1x40 (P09)",null,65.347252275559384,508,33196.404155984164,null,10.728690318612468,0.33333333333333331,0,0,10.728690318612468,1.8504811250925242E-2,0,0,10.728690318612468,0.16666666666666666,10.728690318612468,4.590314436538903E-3,10.728690318612468,4.0032025620496396E-2,160.93035477918701,2.1598272138228944E-2,268.21725796531177,1.2221950623319483E-2,0,0,12874.428382334963,1.1123470522803115E-4,9119.3867708205998,2.4953586329427266E-4,0,0,0,0,16.503269794041849,null,10.728690318612468,0.33333333333333331,41.382579252515711,1.8504811250925242E-2,11.230022139086838,0.16666666666666666,0,1.8504811250925242E-2,6.2136772808628873,null,79.262182275227715,0.158,1.5133333333333332,79.262182275227715,1.4200000000000001E-2,0,79.262182275227715,0.01,0,18.952116196555448,null,10.728690318612468,0.158,11.230022139086838,1.4200000000000001E-2,0,0.01,1.8545993847158031,null,31.115429468317959,0.23910666666666663,7.4399066220712786,null,{"$f":"IF($D181=\"Connection\",VLOOKUP(C181,'Input - General'!$F$62:$N$79,6,FALSE),0)","v":0},null,0.1801212933606588,50.96356927824727,9.1796240126734343,null,8.6527813038891108E-2,60.143193290920706,5.2040589846386771]
[null,{"$f":"'Input - Inventory'!B179","v":171},{"$f":"'Input - Inventory'!C179","v":"TF1x60"},{"$f":"'Input - Inventory'!D179","v":"Lamp"},{"$f":"'Input - Inventory'!E179","v":"NonTraffic"},{"$f":"'Input - Inventory'!F179","v":"Minor < 130w"},{"$f":"'Input - Inventory'!G179","v":"1"},null,"Lamp - TF1x60",null,111.39088082520088,0,0,null,10.728690318612468,0.33333333333333331,0,0,10.728690318612468,1.8504811250925242E-2,0,0,10.728690318612468,0.16666666666666666,10.728690318612468,4.590314436538903E-3,10.728690318612468,4.0032025620496396E-2,160.93035477918701,2.1598272138228944E-2,268.21725796531177,1.2221950623319483E-2,0,0,12874.428382334963,1.1123470522803115E-4,9119.3867708205998,2.4953586329427266E-4,0,0,0,0,16.503269794041849,null,10.728690318612468,0.33333333333333331,41.382579252515711,1.8504811250925242E-2,11.230022139086838,0.16666666666666666,0,1.8504811250925242E-2,6.2136772808628873,null,79.262182275227715,0.36,1.5133333333333332,79.262182275227715,1.4200000000000001E-2,0,79.262182275227715,0.01,0,43.182036903544052,null,10.728690318612468,0.36,11.230022139086838,1.4200000000000001E-2,0,0.01,4.021794829075521,null,31.115429468317959,0.54479999999999995,16.951685974339622,null,{"$f":"IF($D182=\"Connection\",VLOOKUP(C182,'Input - General'!$F$62:$N$79,6,FALSE),0)","v":0},null,0.1801212933606588,86.872464781863926,15.647580713937613,null,8.6527813038891108E-2,102.52004549580155,8.870835329399327]
[null,{"$f":"'Input - Inventory'!B180","v":172},{"$f":"'Input - Inventory'!C180","v":"TF1x80"},{"$f":"'Input - Inventory'!D180","v":"Lamp"},{"$f":"'Input - Inventory'!E180","v":"NonTraffic"},{"$f":"'Input - Inventory'!F180","v":"Minor < 130w"},{"$f":"'Input - Inventory'!G180","v":"1"},null,"Lamp - TF1x80",null,111.39088082520088,14,1559.4723315528124,null,10.728690318612468,0.33333333333333331,0,0,10.728690318612468,1.8504811250925242E-2,0,0,10.728690318612468,0.16666666666666666,10.728690318612468,4.590314436538903E-3,10.728690318612468,4.0032025620496396E-2,160.93035477918701,2.1598272138228944E-2,268.21725796531177,1.2221950623319483E-2,0,0,12874.428382334963,1.1123470522803115E-4,9119.3867708205998,2.4953586329427266E-4,0,0,0,0,16.503269794041849,null,10.728690318612468,0.33333333333333331,41.382579252515711,1.8504811250925242E-2,11.230022139086838,0.16666666666666666,0,1.8504811250925242E-2,6.2136772808628873,null,79.262182275227715,0.36,1.5133333333333332,79.262182275227715,1.4200000000000001E-2,0,79.262182275227715,0.01,0,43.182036903544052,null,10.728690318612468,0.36,11.230022139086838,1.4200000000000001E-2,0,0.01,4.021794829075521,null,31.115429468317959,0.54479999999999995,16.951685974339622,null,{"$f":"IF($D183=\"Connection\",VLOOKUP(C183,'Input - General'!$F$62:$N$79,6,FALSE),0)","v":0},null,0.1801212933606588,86.872464781863926,15.647580713937613,null,8.6527813038891108E-2,102.52004549580155,8.870835329399327]
[null,{"$f":"'Input - Inventory'!B181","v":173},{"$f":"'Input - Inventory'!C181","v":"TF2x14 T5"},{"$f":"'Input - Inventory'!D181","v":"Lamp"},{"$f":"'Input - Inventory'!E181","v":"NonTraffic"},{"$f":"'Input - Inventory'!F181","v":"Minor < 130w"},{"$f":"'Input - Inventory'!G181","v":"2"},null,"Lamp - TF2x14 T5",null,38.477270066808963,4,153.90908026723585,null,10.728690318612468,0.33333333333333331,0,0,10.728690318612468,1.8504811250925242E-2,0,0,10.728690318612468,0.16666666666666666,10.728690318612468,4.590314436538903E-3,10.728690318612468,4.0032025620496396E-2,160.93035477918701,2.1598272138228944E-2,268.21725796531177,1.2221950623319483E-2,0,0,12874.428382334963,1.1123470522803115E-4,9119.3867708205998,2.4953586329427266E-4,0,0,0,0,16.503269794041849,null,21.457380637224936,0.33333333333333331,41.382579252515711,1.8504811250925242E-2,11.230022139086838,0.16666666666666666,0,1.8504811250925242E-2,9.7899073870670428,null,79.262182275227715,0.02,1.5133333333333332,79.262182275227715,1.4200000000000001E-2,0,79.262182275227715,0.01,0,2.3990020501968923,null,10.728690318612468,0.02,11.230022139086838,1.4200000000000001E-2,0,0.01,0.37404012074728249,null,31.115429468317959,3.0266666666666664E-2,0.94176033190775676,null,{"$f":"IF($D184=\"Connection\",VLOOKUP(C184,'Input - General'!$F$62:$N$79,6,FALSE),0)","v":0},null,0.1801212933606588,30.007979683960823,5.4050761118153963,null,8.6527813038891108E-2,35.413055795776216,3.0642142710327436]
[null,{"$f":"'Input - Inventory'!B182","v":174},{"$f":"'Input - Inventory'!C182","v":"TF2x14 T5 (P09)"},{"$f":"'Input - Inventory'!D182","v":"Lamp"},{"$f":"'Input - Inventory'!E182","v":"NonTraffic"},{"$f":"'Input - Inventory'!F182","v":"Minor < 130w"},{"$f":"'Input - Inventory'!G182","v":2},null,"Lamp - TF2x14 T5 (P09)",null,38.477270066808963,310,11927.953720710779,null,10.728690318612468,0.33333333333333331,0,0,10.728690318612468,1.8504811250925242E-2,0,0,10.728690318612468,0.16666666666666666,10.728690318612468,4.590314436538903E-3,10.728690318612468,4.0032025620496396E-2,160.93035477918701,2.1598272138228944E-2,268.21725796531177,1.2221950623319483E-2,0,0,12874.428382334963,1.1123470522803115E-4,9119.3867708205998,2.4953586329427266E-4,0,0,0,0,16.503269794041849,null,21.457380637224936,0.33333333333333331,41.382579252515711,1.8504811250925242E-2,11.230022139086838,0.16666666666666666,0,1.8504811250925242E-2,9.7899073870670428,null,79.262182275227715,0.02,1.5133333333333332,79.262182275227715,1.4200000000000001E-2,0,79.262182275227715,0.01,0,2.3990020501968923,null,10.728690318612468,0.02,11.230022139086838,1.4200000000000001E-2,0,0.01,0.37404012074728249,null,31.115429468317959,3.0266666666666664E-2,0.94176033190775676,null,{"$f":"IF($D185=\"Connection\",VLOOKUP(C185,'Input - General'!$F$62:$N$79,6,FALSE),0)","v":0},null,0.1801212933606588,30.007979683960823,5.4050761118153963,null,8.6527813038891108E-2,35.413055795776216,3.0642142710327436]
[null,{"$f":"'Input - Inventory'!B183","v":175},{"$f":"'Input - Inventory'!C183","v":"TF2x20"},{"$f":"'Input - Inventory'!D183","v":"Lamp"},{"$f":"'Input - Inventory'!E183","v":"NonTraffic"},{"$f":"'Input - Inventory'!F183","v":"Minor < 130w"},{"$f":"'Input - Inventory'!G183","v":"2"},null,"Lamp - TF2x20",null,57.373392872577689,378,21687.142505834367,null,10.728690318612468,0.33333333333333331,0,0,10.728690318612468,1.8504811250925242E-2,0,0,10.728690318612468,0.16666666666666666,10.728690318612468,4.590314436538903E-3,10.728690318612468,4.0032025620496396E-2,160.93035477918701,2.1598272138228944E-2,268.21725796531177,1.2221950623319483E-2,0,0,12874.428382334963,1.1123470522803115E-4,9119.3867708205998,2.4953586329427266E-4,0,0,0,0,16.503269794041849,null,21.457380637224936,0.33333333333333331,41.382579252515711,1.8504811250925242E-2,11.230022139086838,0.16666666666666666,0,1.8504811250925242E-2,9.7899073870670428,null,79.262182275227715,0.10290000000000001,1.5133333333333332,79.262182275227715,1.4200000000000001E-2,0,79.262182275227715,0.01,0,12.342865548263008,null,10.728690318612468,0.10290000000000001,11.230022139086838,1.4200000000000001E-2,0,0.01,1.2634485481602562,null,31.115429468317959,0.155722,4.8453569076654093,null,{"$f":"IF($D186=\"Connection\",VLOOKUP(C186,'Input - General'!$F$62:$N$79,6,FALSE),0)","v":0},null,0.1801212933606588,44.744848185197569,8.0594999263441132,null,8.6527813038891108E-2,52.804348111541685,4.5690447610360021]
[null,{"$f":"'Input - Inventory'!B184","v":176},{"$f":"'Input - Inventory'!C184","v":"TF2x20 (P09)"},{"$f":"'Input - Inventory'!D184","v":"Lamp"},{"$f":"'Input - Inventory'!E184","v":"NonTraffic"},{"$f":"'Input - Inventory'!F184","v":"Minor < 130w"},{"$f":"'Input - Inventory'!G184","v":2},null,"Lamp - TF2x20 (P09)",null,57.373392872577689,18453,1058711.218677676,null,10.728690318612468,0.33333333333333331,0,0,10.728690318612468,1.8504811250925242E-2,0,0,10.728690318612468,0.16666666666666666,10.728690318612468,4.590314436538903E-3,10.728690318612468,4.0032025620496396E-2,160.93035477918701,2.1598272138228944E-2,268.21725796531177,1.2221950623319483E-2,0,0,12874.428382334963,1.1123470522803115E-4,9119.3867708205998,2.4953586329427266E-4,0,0,0,0,16.503269794041849,null,21.457380637224936,0.33333333333333331,41.382579252515711,1.8504811250925242E-2,11.230022139086838,0.16666666666666666,0,1.8504811250925242E-2,9.7899073870670428,null,79.262182275227715,0.10290000000000001,1.5133333333333332,79.262182275227715,1.4200000000000001E-2,0,79.262182275227715,0.01,0,12.342865548263008,null,10.728690318612468,0.10290000000000001,11.230022139086838,1.4200000000000001E-2,0,0.01,1.2634485481602562,null,31.115429468317959,0.155722,4.8453569076654093,null,{"$f":"IF($D187=\"Connection\",VLOOKUP(C187,'Input - General'!$F$62:$N$79,6,FALSE),0)","v":0},null,0.1801212933606588,44.744848185197569,8.0594999263441132,null,8.6527813038891108E-2,52.804348111541685,4.5690447610360021]
[null,{"$f":"'Input - Inventory'!B185","v":177},{"$f":"'Input - Inventory'!C185","v":"TF2x26"},{"$f":"'Input - Inventory'!D185","v":"Lamp"},{"$f":"'Input - Inventory'!E185","v":"NonTraffic"},{"$f":"'Input - Inventory'!F185","v":"Minor < 130w"},{"$f":"'Input - Inventory'!G185","v":"2"},null,"Lamp - TF2x26",null,115.97644683353228,0,0,null,10.728690318612468,0.33333333333333331,0,0,10.728690318612468,1.8504811250925242E-2,0,0,10.728690318612468,0.16666666666666666,10.728690318612468,4.590314436538903E-3,10.728690318612468,4.0032025620496396E-2,160.93035477918701,2.1598272138228944E-2,268.21725796531177,1.2221950623319483E-2,0,0,12874.428382334963,1.1123470522803115E-4,9119.3867708205998,2.4953586329427266E-4,0,0,0,0,16.503269794041849,null,21.457380637224936,0.33333333333333331,41.382579252515711,1.8504811250925242E-2,11.230022139086838,0.16666666666666666,0,1.8504811250925242E-2,9.7899073870670428,null,79.262182275227715,0.36,1.5133333333333332,79.262182275227715,1.4200000000000001E-2,0,79.262182275227715,0.01,0,43.182036903544052,null,10.728690318612468,0.36,11.230022139086838,1.4200000000000001E-2,0,0.01,4.021794829075521,null,31.115429468317959,0.54479999999999995,16.951685974339622,null,{"$f":"IF($D188=\"Connection\",VLOOKUP(C188,'Input - General'!$F$62:$N$79,6,FALSE),0)","v":0},null,0.1801212933606588,90.448694888068076,16.291735906022428,null,8.6527813038891108E-2,106.74043079409051,9.2360160394417594]
[null,{"$f":"'Input - Inventory'!B186","v":178},{"$f":"'Input - Inventory'!C186","v":"TF2x26 (P09)"},{"$f":"'Input - Inventory'!D186","v":"Lamp"},{"$f":"'Input - Inventory'!E186","v":"NonTraffic"},{"$f":"'Input - Inventory'!F186","v":"Minor < 130w"},{"$f":"'Input - Inventory'!G186","v":2},null,"Lamp - TF2x26 (P09)",null,115.97644683353228,28,3247.340511338904,null,10.728690318612468,0.33333333333333331,0,0,10.728690318612468,1.8504811250925242E-2,0,0,10.728690318612468,0.16666666666666666,10.728690318612468,4.590314436538903E-3,10.728690318612468,4.0032025620496396E-2,160.93035477918701,2.1598272138228944E-2,268.21725796531177,1.2221950623319483E-2,0,0,12874.428382334963,1.1123470522803115E-4,9119.3867708205998,2.4953586329427266E-4,0,0,0,0,16.503269794041849,null,21.457380637224936,0.33333333333333331,41.382579252515711,1.8504811250925242E-2,11.230022139086838,0.16666666666666666,0,1.8504811250925242E-2,9.7899073870670428,null,79.262182275227715,0.36,1.5133333333333332,79.262182275227715,1.4200000000000001E-2,0,79.262182275227715,0.01,0,43.182036903544052,null,10.728690318612468,0.36,11.230022139086838,1.4200000000000001E-2,0,0.01,4.021794829075521,null,31.115429468317959,0.54479999999999995,16.951685974339622,null,{"$f":"IF($D189=\"Connection\",VLOOKUP(C189,'Input - General'!$F$62:$N$79,6,FALSE),0)","v":0},null,0.1801212933606588,90.448694888068076,16.291735906022428,null,8.6527813038891108E-2,106.74043079409051,9.2360160394417594]
[null,{"$f":"'Input - Inventory'!B187","v":179},{"$f":"'Input - Inventory'!C187","v":"TF2x40"},{"$f":"'Input - Inventory'!D187","v":"Lamp"},{"$f":"'Input - Inventory'!E187","v":"NonTraffic"},{"$f":"'Input - Inventory'!F187","v":"Minor < 130w"},{"$f":"'Input - Inventory'!G187","v":"2"},null,"Lamp - TF2x40",null,198.03439870418049,1,198.03439870418049,null,10.728690318612468,0.33333333333333331,0,0,10.728690318612468,1.8504811250925242E-2,0,0,10.728690318612468,0.16666666666666666,10.728690318612468,4.590314436538903E-3,10.728690318612468,4.0032025620496396E-2,160.93035477918701,2.1598272138228944E-2,268.21725796531177,1.2221950623319483E-2,0,0,12874.428382334963,1.1123470522803115E-4,9119.3867708205998,2.4953586329427266E-4,0,0,0,0,16.503269794041849,null,21.457380637224936,0.33333333333333331,41.382579252515711,1.8504811250925242E-2,11.230022139086838,0.16666666666666666,0,1.8504811250925242E-2,9.7899073870670428,null,79.262182275227715,0.72,1.5133333333333332,79.262182275227715,1.4200000000000001E-2,0,79.262182275227715,0.01,0,86.364073807088104,null,10.728690318612468,0.72,11.230022139086838,1.4200000000000001E-2,0,0.01,7.8841233437760092,null,31.115429468317959,1.0895999999999999,33.903371948679244,null,{"$f":"IF($D190=\"Connection\",VLOOKUP(C190,'Input - General'!$F$62:$N$79,6,FALSE),0)","v":0},null,0.1801212933606588,154.44474628065223,27.818787452829877,null,8.6527813038891108E-2,182.26353373348212,15.770864970698364]
[null,{"$f":"'Input - Inventory'!B188","v":180},{"$f":"'Input - Inventory'!C188","v":"TF2x58"},{"$f":"'Input - Inventory'!D188","v":"Lamp"},{"$f":"'Input - Inventory'!E188","v":"NonTraffic"},{"$f":"'Input - Inventory'!F188","v":"Minor < 130w"},{"$f":"'Input - Inventory'!G188","v":"2"},null,"Lamp - TF2x58",null,115.97644683353228,0,0,null,10.728690318612468,0.33333333333333331,0,0,10.728690318612468,1.8504811250925242E-2,0,0,10.728690318612468,0.16666666666666666,10.728690318612468,4.590314436538903E-3,10.728690318612468,4.0032025620496396E-2,160.93035477918701,2.1598272138228944E-2,268.21725796531177,1.2221950623319483E-2,0,0,12874.428382334963,1.1123470522803115E-4,9119.3867708205998,2.4953586329427266E-4,0,0,0,0,16.503269794041849,null,21.457380637224936,0.33333333333333331,41.382579252515711,1.8504811250925242E-2,11.230022139086838,0.16666666666666666,0,1.8504811250925242E-2,9.7899073870670428,null,79.262182275227715,0.36,1.5133333333333332,79.262182275227715,1.4200000000000001E-2,0,79.262182275227715,0.01,0,43.182036903544052,null,10.728690318612468,0.36,11.230022139086838,1.4200000000000001E-2,0,0.01,4.021794829075521,null,31.115429468317959,0.54479999999999995,16.951685974339622,null,{"$f":"IF($D191=\"Connection\",VLOOKUP(C191,'Input - General'!$F$62:$N$79,6,FALSE),0)","v":0},null,0.1801212933606588,90.448694888068076,16.291735906022428,null,8.6527813038891108E-2,106.74043079409051,9.2360160394417594]
[null,{"$f":"'Input - Inventory'!B189","v":181},{"$f":"'Input - Inventory'!C189","v":"TF2x80"},{"$f":"'Input - Inventory'!D189","v":"Lamp"},{"$f":"'Input - Inventory'!E189","v":"NonTraffic"},{"$f":"'Input - Inventory'!F189","v":"Minor < 130w"},{"$f":"'Input - Inventory'!G189","v":"2"},null,"Lamp - TF2x80",null,198.03439870418049,0,0,null,10.728690318612468,0.33333333333333331,0,0,10.728690318612468,1.8504811250925242E-2,0,0,10.728690318612468,0.16666666666666666,10.728690318612468,4.590314436538903E-3,10.728690318612468,4.0032025620496396E-2,160.93035477918701,2.1598272138228944E-2,268.21725796531177,1.2221950623319483E-2,0,0,12874.428382334963,1.1123470522803115E-4,9119.3867708205998,2.4953586329427266E-4,0,0,0,0,16.503269794041849,null,21.457380637224936,0.33333333333333331,41.382579252515711,1.8504811250925242E-2,11.230022139086838,0.16666666666666666,0,1.8504811250925242E-2,9.7899073870670428,null,79.262182275227715,0.72,1.5133333333333332,79.262182275227715,1.4200000000000001E-2,0,79.262182275227715,0.01,0,86.364073807088104,null,10.728690318612468,0.72,11.230022139086838,1.4200000000000001E-2,0,0.01,7.8841233437760092,null,31.115429468317959,1.0895999999999999,33.903371948679244,null,{"$f":"IF($D192=\"Connection\",VLOOKUP(C192,'Input - General'!$F$62:$N$79,6,FALSE),0)","v":0},null,0.1801212933606588,154.44474628065223,27.818787452829877,null,8.6527813038891108E-2,182.26353373348212,15.770864970698364]
[null,{"$f":"'Input - Inventory'!B190","v":182},{"$f":"'Input - Inventory'!C190","v":"TF3x20"},{"$f":"'Input - Inventory'!D190","v":"Lamp"},{"$f":"'Input - Inventory'!E190","v":"NonTraffic"},{"$f":"'Input - Inventory'!F190","v":"Minor < 130w"},{"$f":"'Input - Inventory'!G190","v":"3"},null,"Lamp - TF3x20",null,120.56201284186368,0,0,null,10.728690318612468,0.33333333333333331,0,0,10.728690318612468,1.8504811250925242E-2,0,0,10.728690318612468,0.16666666666666666,10.728690318612468,4.590314436538903E-3,10.728690318612468,4.0032025620496396E-2,160.93035477918701,2.1598272138228944E-2,268.21725796531177,1.2221950623319483E-2,0,0,12874.428382334963,1.1123470522803115E-4,9119.3867708205998,2.4953586329427266E-4,0,0,0,0,16.503269794041849,null,32.186070955837408,0.33333333333333331,41.382579252515711,1.8504811250925242E-2,11.230022139086838,0.16666666666666666,0,1.8504811250925242E-2,13.3661374932712,null,79.262182275227715,0.36,1.5133333333333332,79.262182275227715,1.4200000000000001E-2,0,79.262182275227715,0.01,0,43.182036903544052,null,10.728690318612468,0.36,11.230022139086838,1.4200000000000001E-2,0,0.01,4.021794829075521,null,31.115429468317959,0.54479999999999995,16.951685974339622,null,{"$f":"IF($D193=\"Connection\",VLOOKUP(C193,'Input - General'!$F$62:$N$79,6,FALSE),0)","v":0},null,0.1801212933606588,94.024924994272226,16.935891098107248,null,8.6527813038891108E-2,110.96081609237949,9.6011967494841919]
[null,{"$f":"'Input - Inventory'!B191","v":183},{"$f":"'Input - Inventory'!C191","v":"TF3x40"},{"$f":"'Input - Inventory'!D191","v":"Lamp"},{"$f":"'Input - Inventory'!E191","v":"NonTraffic"},{"$f":"'Input - Inventory'!F191","v":"Minor < 130w"},{"$f":"'Input - Inventory'!G191","v":"3"},null,"Lamp - TF3x40",null,284.67791658316014,0,0,null,10.728690318612468,0.33333333333333331,0,0,10.728690318612468,1.8504811250925242E-2,0,0,10.728690318612468,0.16666666666666666,10.728690318612468,4.590314436538903E-3,10.728690318612468,4.0032025620496396E-2,160.93035477918701,2.1598272138228944E-2,268.21725796531177,1.2221950623319483E-2,0,0,12874.428382334963,1.1123470522803115E-4,9119.3867708205998,2.4953586329427266E-4,0,0,0,0,16.503269794041849,null,32.186070955837408,0.33333333333333331,41.382579252515711,1.8504811250925242E-2,11.230022139086838,0.16666666666666666,0,1.8504811250925242E-2,13.3661374932712,null,79.262182275227715,1.08,1.5133333333333332,79.262182275227715,1.4200000000000001E-2,0,79.262182275227715,0.01,0,129.54611071063218,null,10.728690318612468,1.08,11.230022139086838,1.4200000000000001E-2,0,0.01,11.746451858476499,null,31.115429468317959,1.6343999999999999,50.855057923018869,null,{"$f":"IF($D194=\"Connection\",VLOOKUP(C194,'Input - General'!$F$62:$N$79,6,FALSE),0)","v":0},null,0.1801212933606588,222.01702777944058,39.989994191722154,null,8.6527813038891108E-2,262.00702197116271,22.670894611997401]
[null,{"$f":"'Input - Inventory'!B192","v":184},{"$f":"'Input - Inventory'!C192","v":"TF3x80"},{"$f":"'Input - Inventory'!D192","v":"Lamp"},{"$f":"'Input - Inventory'!E192","v":"NonTraffic"},{"$f":"'Input - Inventory'!F192","v":"Minor < 130w"},{"$f":"'Input - Inventory'!G192","v":"3"},null,"Lamp - TF3x80",null,284.67791658316014,0,0,null,10.728690318612468,0.33333333333333331,0,0,10.728690318612468,1.8504811250925242E-2,0,0,10.728690318612468,0.16666666666666666,10.728690318612468,4.590314436538903E-3,10.728690318612468,4.0032025620496396E-2,160.93035477918701,2.1598272138228944E-2,268.21725796531177,1.2221950623319483E-2,0,0,12874.428382334963,1.1123470522803115E-4,9119.3867708205998,2.4953586329427266E-4,0,0,0,0,16.503269794041849,null,32.186070955837408,0.33333333333333331,41.382579252515711,1.8504811250925242E-2,11.230022139086838,0.16666666666666666,0,1.8504811250925242E-2,13.3661374932712,null,79.262182275227715,1.08,1.5133333333333332,79.262182275227715,1.4200000000000001E-2,0,79.262182275227715,0.01,0,129.54611071063218,null,10.728690318612468,1.08,11.230022139086838,1.4200000000000001E-2,0,0.01,11.746451858476499,null,31.115429468317959,1.6343999999999999,50.855057923018869,null,{"$f":"IF($D195=\"Connection\",VLOOKUP(C195,'Input - General'!$F$62:$N$79,6,FALSE),0)","v":0},null,0.1801212933606588,222.01702777944058,39.989994191722154,null,8.6527813038891108E-2,262.00702197116271,22.670894611997401]
[null,{"$f":"'Input - Inventory'!B193","v":185},{"$f":"'Input - Inventory'!C193","v":"TF4x20"},{"$f":"'Input - Inventory'!D193","v":"Lamp"},{"$f":"'Input - Inventory'!E193","v":"NonTraffic"},{"$f":"'Input - Inventory'!F193","v":"Minor < 130w"},{"$f":"'Input - Inventory'!G193","v":"4"},null,"Lamp - TF4x20",null,125.14757885019509,50,6257.3789425097548,null,10.728690318612468,0.33333333333333331,0,0,10.728690318612468,1.8504811250925242E-2,0,0,10.728690318612468,0.16666666666666666,10.728690318612468,4.590314436538903E-3,10.728690318612468,4.0032025620496396E-2,160.93035477918701,2.1598272138228944E-2,268.21725796531177,1.2221950623319483E-2,0,0,12874.428382334963,1.1123470522803115E-4,9119.3867708205998,2.4953586329427266E-4,0,0,0,0,16.503269794041849,null,42.914761274449873,0.33333333333333331,41.382579252515711,1.8504811250925242E-2,11.230022139086838,0.16666666666666666,0,1.8504811250925242E-2,16.942367599475354,null,79.262182275227715,0.36,1.5133333333333332,79.262182275227715,1.4200000000000001E-2,0,79.262182275227715,0.01,0,43.182036903544052,null,10.728690318612468,0.36,11.230022139086838,1.4200000000000001E-2,0,0.01,4.021794829075521,null,31.115429468317959,0.54479999999999995,16.951685974339622,null,{"$f":"IF($D196=\"Connection\",VLOOKUP(C196,'Input - General'!$F$62:$N$79,6,FALSE),0)","v":0},null,0.1801212933606588,97.601155100476376,17.580046290192065,null,8.6527813038891108E-2,115.18120139066846,9.9663774595266243]
[null,{"$f":"'Input - Inventory'!B194","v":186},{"$f":"'Input - Inventory'!C194","v":"TF4x40"},{"$f":"'Input - Inventory'!D194","v":"Lamp"},{"$f":"'Input - Inventory'!E194","v":"NonTraffic"},{"$f":"'Input - Inventory'!F194","v":"Minor < 130w"},{"$f":"'Input - Inventory'!G194","v":"4"},null,"Lamp - TF4x40",null,371.32143446213973,33,12253.607337250611,null,10.728690318612468,0.33333333333333331,0,0,10.728690318612468,1.8504811250925242E-2,0,0,10.728690318612468,0.16666666666666666,10.728690318612468,4.590314436538903E-3,10.728690318612468,4.0032025620496396E-2,160.93035477918701,2.1598272138228944E-2,268.21725796531177,1.2221950623319483E-2,0,0,12874.428382334963,1.1123470522803115E-4,9119.3867708205998,2.4953586329427266E-4,0,0,0,0,16.503269794041849,null,42.914761274449873,0.33333333333333331,41.382579252515711,1.8504811250925242E-2,11.230022139086838,0.16666666666666666,0,1.8504811250925242E-2,16.942367599475354,null,79.262182275227715,1.44,1.5133333333333332,79.262182275227715,1.4200000000000001E-2,0,79.262182275227715,0.01,0,172.72814761417621,null,10.728690318612468,1.44,11.230022139086838,1.4200000000000001E-2,0,0.01,15.608780373176986,null,31.115429468317959,2.1791999999999998,67.806743897358487,null,{"$f":"IF($D197=\"Connection\",VLOOKUP(C197,'Input - General'!$F$62:$N$79,6,FALSE),0)","v":0},null,0.1801212933606588,289.58930927822888,52.161200930614413,null,8.6527813038891108E-2,341.75051020884331,29.57092425329644]
[null,{"$f":"'Input - Inventory'!B195","v":187},{"$f":"'Input - Inventory'!C195","v":"TF4x40 (P09)"},{"$f":"'Input - Inventory'!D195","v":"Lamp"},{"$f":"'Input - Inventory'!E195","v":"NonTraffic"},{"$f":"'Input - Inventory'!F195","v":"Minor < 130w"},{"$f":"'Input - Inventory'!G195","v":4},null,"Lamp - TF4x40 (P09)",null,371.32143446213973,10,3713.2143446213972,null,10.728690318612468,0.33333333333333331,0,0,10.728690318612468,1.8504811250925242E-2,0,0,10.728690318612468,0.16666666666666666,10.728690318612468,4.590314436538903E-3,10.728690318612468,4.0032025620496396E-2,160.93035477918701,2.1598272138228944E-2,268.21725796531177,1.2221950623319483E-2,0,0,12874.428382334963,1.1123470522803115E-4,9119.3867708205998,2.4953586329427266E-4,0,0,0,0,16.503269794041849,null,42.914761274449873,0.33333333333333331,41.382579252515711,1.8504811250925242E-2,11.230022139086838,0.16666666666666666,0,1.8504811250925242E-2,16.942367599475354,null,79.262182275227715,1.44,1.5133333333333332,79.262182275227715,1.4200000000000001E-2,0,79.262182275227715,0.01,0,172.72814761417621,null,10.728690318612468,1.44,11.230022139086838,1.4200000000000001E-2,0,0.01,15.608780373176986,null,31.115429468317959,2.1791999999999998,67.806743897358487,null,{"$f":"IF($D198=\"Connection\",VLOOKUP(C198,'Input - General'!$F$62:$N$79,6,FALSE),0)","v":0},null,0.1801212933606588,289.58930927822888,52.161200930614413,null,8.6527813038891108E-2,341.75051020884331,29.57092425329644]
[null,{"$f":"'Input - Inventory'!B196","v":188},{"$f":"'Input - Inventory'!C196","v":"TF4x80"},{"$f":"'Input - Inventory'!D196","v":"Lamp"},{"$f":"'Input - Inventory'!E196","v":"NonTraffic"},{"$f":"'Input - Inventory'!F196","v":"Minor < 130w"},{"$f":"'Input - Inventory'!G196","v":"4"},null,"Lamp - TF4x80",null,371.32143446213973,0,0,null,10.728690318612468,0.33333333333333331,0,0,10.728690318612468,1.8504811250925242E-2,0,0,10.728690318612468,0.16666666666666666,10.728690318612468,4.590314436538903E-3,10.728690318612468,4.0032025620496396E-2,160.93035477918701,2.1598272138228944E-2,268.21725796531177,1.2221950623319483E-2,0,0,12874.428382334963,1.1123470522803115E-4,9119.3867708205998,2.4953586329427266E-4,0,0,0,0,16.503269794041849,null,42.914761274449873,0.33333333333333331,41.382579252515711,1.8504811250925242E-2,11.230022139086838,0.16666666666666666,0,1.8504811250925242E-2,16.942367599475354,null,79.262182275227715,1.44,1.5133333333333332,79.262182275227715,1.4200000000000001E-2,0,79.262182275227715,0.01,0,172.72814761417621,null,10.728690318612468,1.44,11.230022139086838,1.4200000000000001E-2,0,0.01,15.608780373176986,null,31.115429468317959,2.1791999999999998,67.806743897358487,null,{"$f":"IF($D199=\"Connection\",VLOOKUP(C199,'Input - General'!$F$62:$N$79,6,FALSE),0)","v":0},null,0.1801212933606588,289.58930927822888,52.161200930614413,null,8.6527813038891108E-2,341.75051020884331,29.57092425329644]
[null,{"$f":"'Input - Inventory'!B197","v":189},{"$f":"'Input - Inventory'!C197","v":"TF5x58"},{"$f":"'Input - Inventory'!D197","v":"Lamp"},{"$f":"'Input - Inventory'!E197","v":"NonTraffic"},{"$f":"'Input - Inventory'!F197","v":"Minor < 130w"},{"$f":"'Input - Inventory'!G197","v":"5"},null,"Lamp - TF5x58",null,129.73314485852652,0,0,null,10.728690318612468,0.33333333333333331,0,0,10.728690318612468,1.8504811250925242E-2,0,0,10.728690318612468,0.16666666666666666,10.728690318612468,4.590314436538903E-3,10.728690318612468,4.0032025620496396E-2,160.93035477918701,2.1598272138228944E-2,268.21725796531177,1.2221950623319483E-2,0,0,12874.428382334963,1.1123470522803115E-4,9119.3867708205998,2.4953586329427266E-4,0,0,0,0,16.503269794041849,null,53.643451593062338,0.33333333333333331,41.382579252515711,1.8504811250925242E-2,11.230022139086838,0.16666666666666666,0,1.8504811250925242E-2,20.518597705679511,null,79.262182275227715,0.36,1.5133333333333332,79.262182275227715,1.4200000000000001E-2,0,79.262182275227715,0.01,0,43.182036903544052,null,10.728690318612468,0.36,11.230022139086838,1.4200000000000001E-2,0,0.01,4.021794829075521,null,31.115429468317959,0.54479999999999995,16.951685974339622,null,{"$f":"IF($D200=\"Connection\",VLOOKUP(C200,'Input - General'!$F$62:$N$79,6,FALSE),0)","v":0},null,0.1801212933606588,101.17738520668055,18.224201482276889,null,8.6527813038891108E-2,119.40158668895745,10.331558169569059]
[null,{"$f":"'Input - Inventory'!B198","v":190},{"$f":"'Input - Inventory'!C198","v":"TF5x65"},{"$f":"'Input - Inventory'!D198","v":"Lamp"},{"$f":"'Input - Inventory'!E198","v":"NonTraffic"},{"$f":"'Input - Inventory'!F198","v":"Minor < 130w"},{"$f":"'Input - Inventory'!G198","v":"5"},null,"Lamp - TF5x65",null,129.73314485852652,0,0,null,10.728690318612468,0.33333333333333331,0,0,10.728690318612468,1.8504811250925242E-2,0,0,10.728690318612468,0.16666666666666666,10.728690318612468,4.590314436538903E-3,10.728690318612468,4.0032025620496396E-2,160.93035477918701,2.1598272138228944E-2,268.21725796531177,1.2221950623319483E-2,0,0,12874.428382334963,1.1123470522803115E-4,9119.3867708205998,2.4953586329427266E-4,0,0,0,0,16.503269794041849,null,53.643451593062338,0.33333333333333331,41.382579252515711,1.8504811250925242E-2,11.230022139086838,0.16666666666666666,0,1.8504811250925242E-2,20.518597705679511,null,79.262182275227715,0.36,1.5133333333333332,79.262182275227715,1.4200000000000001E-2,0,79.262182275227715,0.01,0,43.182036903544052,null,10.728690318612468,0.36,11.230022139086838,1.4200000000000001E-2,0,0.01,4.021794829075521,null,31.115429468317959,0.54479999999999995,16.951685974339622,null,{"$f":"IF($D201=\"Connection\",VLOOKUP(C201,'Input - General'!$F$62:$N$79,6,FALSE),0)","v":0},null,0.1801212933606588,101.17738520668055,18.224201482276889,null,8.6527813038891108E-2,119.40158668895745,10.331558169569059]
[null,{"$f":"'Input - Inventory'!B199","v":191},{"$f":"'Input - Inventory'!C199","v":"TF5x80"},{"$f":"'Input - Inventory'!D199","v":"Lamp"},{"$f":"'Input - Inventory'!E199","v":"NonTraffic"},{"$f":"'Input - Inventory'!F199","v":"Minor < 130w"},{"$f":"'Input - Inventory'!G199","v":"5"},null,"Lamp - TF5x80",null,150.24763282618855,0,0,null,10.728690318612468,0.33333333333333331,0,0,10.728690318612468,1.8504811250925242E-2,0,0,10.728690318612468,0.16666666666666666,10.728690318612468,4.590314436538903E-3,10.728690318612468,4.0032025620496396E-2,160.93035477918701,2.1598272138228944E-2,268.21725796531177,1.2221950623319483E-2,0,0,12874.428382334963,1.1123470522803115E-4,9119.3867708205998,2.4953586329427266E-4,0,0,0,0,16.503269794041849,null,53.643451593062338,0.33333333333333331,41.382579252515711,1.8504811250925242E-2,11.230022139086838,0.16666666666666666,0,1.8504811250925242E-2,20.518597705679511,null,79.262182275227715,0.45,1.5133333333333332,79.262182275227715,1.4200000000000001E-2,0,79.262182275227715,0.01,0,53.977546129430074,null,10.728690318612468,0.45,11.230022139086838,1.4200000000000001E-2,0,0.01,4.9873769577506435,null,31.115429468317959,0.68099999999999994,21.189607467924528,null,{"$f":"IF($D202=\"Connection\",VLOOKUP(C202,'Input - General'!$F$62:$N$79,6,FALSE),0)","v":0},null,0.1801212933606588,117.17639805482659,21.10596436897875,null,8.6527813038891108E-2,138.28236242380535,11.96527040238321]
[null,{"$f":"'Input - Inventory'!B200","v":192},{"$f":"'Input - Inventory'!C200","v":"TF6x20"},{"$f":"'Input - Inventory'!D200","v":"Lamp"},{"$f":"'Input - Inventory'!E200","v":"NonTraffic"},{"$f":"'Input - Inventory'!F200","v":"Minor < 130w"},{"$f":"'Input - Inventory'!G200","v":"6"},null,"Lamp - TF6x20",null,134.31871086685791,0,0,null,10.728690318612468,0.33333333333333331,0,0,10.728690318612468,1.8504811250925242E-2,0,0,10.728690318612468,0.16666666666666666,10.728690318612468,4.590314436538903E-3,10.728690318612468,4.0032025620496396E-2,160.93035477918701,2.1598272138228944E-2,268.21725796531177,1.2221950623319483E-2,0,0,12874.428382334963,1.1123470522803115E-4,9119.3867708205998,2.4953586329427266E-4,0,0,0,0,16.503269794041849,null,64.372141911674817,0.33333333333333331,41.382579252515711,1.8504811250925242E-2,11.230022139086838,0.16666666666666666,0,1.8504811250925242E-2,24.094827811883668,null,79.262182275227715,0.36,1.5133333333333332,79.262182275227715,1.4200000000000001E-2,0,79.262182275227715,0.01,0,43.182036903544052,null,10.728690318612468,0.36,11.230022139086838,1.4200000000000001E-2,0,0.01,4.021794829075521,null,31.115429468317959,0.54479999999999995,16.951685974339622,null,{"$f":"IF($D203=\"Connection\",VLOOKUP(C203,'Input - General'!$F$62:$N$79,6,FALSE),0)","v":0},null,0.1801212933606588,104.7536153128847,18.868356674361706,null,8.6527813038891108E-2,123.62197198724643,10.696738879611493]
[null,{"$f":"'Input - Inventory'!B201","v":193},{"$f":"'Input - Inventory'!C201","v":"TF6x36"},{"$f":"'Input - Inventory'!D201","v":"Lamp"},{"$f":"'Input - Inventory'!E201","v":"NonTraffic"},{"$f":"'Input - Inventory'!F201","v":"Minor < 130w"},{"$f":"'Input - Inventory'!G201","v":"6"},null,"Lamp - TF6x36",null,134.31871086685791,0,{"$f":"L204*K204","v":0},null,10.728690318612468,{"$f":"IF(AND($D204=\"Lamp\",CycleBulkTask1<>0, OR($F204=O$9,O$9=\"All\")),1/CycleBulkTask1,0)","v":0.33333333333333331},0,{"$f":"IF(AND($D204=\"Lamp\",CycleBulkTask2<>0, OR($F204=Q$9,Q$9=\"All\")),1/CycleBulkTask2,0)","v":0},10.728690318612468,{"$f":"IF(AND($D204=\"Lamp\",CycleBulkTask3<>0, OR($F204=S$9,S$9=\"All\")),1/CycleBulkTask3,0)","v":1.8504811250925242E-2},0,{"$f":"IF(AND($D204=\"Lamp\",CycleBulkTask4<>0, OR($F204=U$9,U$9=\"All\")),1/CycleBulkTask4,0)","v":0},10.728690318612468,{"$f":"IF(AND($D204=\"Lamp\",CycleBulkTask5<>0, OR($F204=W$9,W$9=\"All\")),1/CycleBulkTask5,0)","v":0.16666666666666666},10.728690318612468,{"$f":"IF(AND($D204=\"Lamp\",CycleBulkTask6<>0, OR($F204=Y$9,Y$9=\"All\")),1/CycleBulkTask6,0)","v":4.590314436538903E-3},10.728690318612468,{"$f":"IF(AND($D204=\"Lamp\",CycleBulkTask7<>0, OR($F204=AA$9,AA$9=\"All\")),1/CycleBulkTask7,0)","v":4.0032025620496396E-2},160.93035477918701,{"$f":"IF(AND($D204=\"Lamp\",CycleBulkTask8<>0, OR($F204=AC$9,AC$9=\"All\")),1/CycleBulkTask8,0)","v":2.1598272138228944E-2},268.21725796531177,{"$f":"IF(AND($D204=\"Lamp\",CycleBulkTask9<>0, OR($F204=AE$9,AE$9=\"All\")),1/CycleBulkTask9,0)","v":1.2221950623319483E-2},0,{"$f":"IF(AND($D204=\"Lamp\",CycleBulkTask10<>0, OR($F204=AG$9,AG$9=\"All\")),1/CycleBulkTask10,0)","v":0},12874.428382334963,{"$f":"IF(AND($D204=\"Lamp\",CycleBulkTask11<>0, OR($F204=AI$9,AI$9=\"All\")),1/CycleBulkTask11,0)","v":1.1123470522803115E-4},9119.3867708205998,{"$f":"IF(AND($D204=\"Lamp\",CycleBulkTask12<>0, OR($F204=AK$9,AK$9=\"All\")),1/CycleBulkTask12,0)","v":2.4953586329427266E-4},0,{"$f":"IF(AND($D204=\"Lamp\",CycleBulkTask13<>0, OR($F204=AM$9,AM$9=\"All\")),1/CycleBulkTask13,0)","v":0},0,{"$f":"IF(AND($D204=\"Lamp\",CycleBulkTask14<>0, OR($F204=AO$9,AO$9=\"All\")),1/CycleBulkTask14,0)","v":0},{"$f":"O204*P204+Q204*R204+S204*T204+U204*V204+W204*X204+Y204*Z204+AA204*AB204+AC204*AD204+AE204*AF204+AG204*AH204+AI204*AJ204+AK204*AL204+AM204*AN204+AO204*AP204","v":16.503269794041849},null,64.372141911674817,{"$f":"MAX(P204,R204)","v":0.33333333333333331},41.382579252515711,{"$f":"MAX(T204,V204)","v":1.8504811250925242E-2},11.230022139086838,{"$f":"X204","v":0.16666666666666666},0,{"$f":"INDIRECT($E204)*$V204 +(1-INDIRECT($E204))*$T204","v":1.8504811250925242E-2},{"$f":"AS204*AT204+AU204*AV204+AW204*AX204+AY204*AZ204","v":24.094827811883668},null,{"$f":"IF($D204=$AS$9,(INDIRECT(\"PriceLabour\" & \"FY16\")*ProportionStandardHours + INDIRECT(\"PriceLabourOvertime\" & \"FY16\")*ProportionOvertimeHours)*(1+RateOnCostAnnual),0)","v":79.262182275227715},{"$f":"BO204","v":0.36},{"$f":"IF($D204=\"Lamp\",(NumberOfCrew+INDIRECT($E204)*TrafficController)*(TimeToReplaceLamp),0)","v":1.5133333333333332},{"$f":"IF($D204=$AS$9,(INDIRECT(\"PriceLabour\" & \"FY16\")*ProportionStandardHours + INDIRECT(\"PriceLabourOvertime\" & \"FY16\")*ProportionOvertimeHours)*(1+RateOnCostAnnual),0)","v":79.262182275227715},{"$f":"BQ204","v":1.4200000000000001E-2},{"$f":"IF($D204=\"Lamp\",(NumberOfCrew+INDIRECT($E204)*TrafficController)*(TimeForPECellReplace),0)","v":0},{"$f":"IF($D204=$AS$9,(INDIRECT(\"PriceLabour\" & \"FY16\")*ProportionStandardHours + INDIRECT(\"PriceLabourOvertime\" & \"FY16\")*ProportionOvertimeHours)*(1+RateOnCostAnnual),0)","v":79.262182275227715},{"$f":"BS204","v":0.01},{"$f":"IF($D204=\"Lamp\",(NumberOfCrew+INDIRECT($E204)*TrafficController)*(TimeForOtherSpot),0)","v":0},{"$f":"BC204*BD204*BE204+BF204*BG204*BH204+BI204*BJ204*BK204","v":43.182036903544052},null,10.728690318612468,{"$f":"IF($D204=\"Lamp\",INDIRECT(BO$10 & $B204),0)","v":0.36},11.230022139086838,{"$f":"IF($D204=\"Lamp\",INDIRECT(\"FailurePECell\" & \"Annual\"),0)","v":1.4200000000000001E-2},0,{"$f":"IF($D204=\"Lamp\",INDIRECT(\"FailureMisc\" & \"Annual\"),0)","v":0.01},{"$f":"BN204*BO204+BP204*BQ204+BR204*BS204","v":4.021794829075521},null,31.115429468317959,{"$f":"BD204*BE204+BG204*BH204+BJ204*BK204","v":0.54479999999999995},{"$f":"BV204*BW204","v":16.951685974339622},null,{"$f":"IF($D204=\"Connection\",VLOOKUP(C204,'Input - General'!$F$62:$N$79,6,FALSE),0)","v":0},null,{"$f":"RateOverhead","v":0.1801212933606588},{"$f":"BX204+BL204+BT204+BA204+AQ204+BZ204","v":104.7536153128847},{"$f":"CC204*CB204","v":18.868356674361706},null,{"$f":"CorporateOverheads","v":8.6527813038891108E-2},123.62197198724643,{"$f":"CG204*CF204","v":10.696738879611493}]
[null,{"$f":"'Input - Inventory'!B202","v":194},{"$f":"'Input - Inventory'!C202","v":"TF6x80"},{"$f":"'Input - Inventory'!D202","v":"Lamp"},{"$f":"'Input - Inventory'!E202","v":"NonTraffic"},{"$f":"'Input - Inventory'!F202","v":"Minor < 130w"},{"$f":"'Input - Inventory'!G202","v":"6"},null,{"$f":"CONCATENATE(D205,\" - \",C205)","v":"Lamp - TF6x80"},null,{"$f":"AQ205+BA205+BL205+BT205+BX205+BZ205+CD205+CH205","v":154.83319883451995},{"$f":"INDIRECT(L$10&$B205&\"FY16\")","v":0},0,null,{"$f":"IF(AND($D205=\"Lamp\", OR($F205=O$9, O$9=\"All\")),INDIRECT(\"PriceBulkTask1\" & \"FY16\"),0)","v":10.728690318612468},0.33333333333333331,{"$f":"IF(AND($D205=\"Lamp\", OR($F205=Q$9, Q$9=\"All\")),INDIRECT(\"PriceBulkTask2\" & \"FY16\"),0)","v":0},0,{"$f":"IF(AND($D205=\"Lamp\", OR($F205=S$9, S$9=\"All\")),INDIRECT(\"PriceBulkTask3\" & \"FY16\"),0)","v":10.728690318612468},1.8504811250925242E-2,{"$f":"IF(AND($D205=\"Lamp\", OR($F205=U$9, U$9=\"All\")),INDIRECT(\"PriceBulkTask4\" & \"FY16\"),0)","v":0},0,{"$f":"IF(AND($D205=\"Lamp\", OR($F205=W$9, W$9=\"All\")),INDIRECT(\"PriceBulkTask5\" & \"FY16\"),0)","v":10.728690318612468},0.16666666666666666,{"$f":"IF(AND($D205=\"Lamp\", OR($F205=Y$9, Y$9=\"All\")),INDIRECT(\"PriceBulkTask6\" & \"FY16\"),0)","v":10.728690318612468},4.590314436538903E-3,{"$f":"IF(AND($D205=\"Lamp\", OR($F205=AA$9, AA$9=\"All\")),INDIRECT(\"PriceBulkTask7\" & \"FY16\"),0)","v":10.728690318612468},4.0032025620496396E-2,{"$f":"IF(AND($D205=\"Lamp\", OR($F205=AC$9, AC$9=\"All\")),INDIRECT(\"PriceBulkTask8\" & \"FY16\"),0)","v":160.93035477918701},2.1598272138228944E-2,{"$f":"IF(AND($D205=\"Lamp\", OR($F205=AE$9, AE$9=\"All\")),INDIRECT(\"PriceBulkTask9\" & \"FY16\"),0)","v":268.21725796531177},1.2221950623319483E-2,{"$f":"IF(AND($D205=\"Lamp\", OR($F205=AG$9, AG$9=\"All\")),INDIRECT(\"PriceBulkTask10\" & \"FY16\"),0)","v":0},0,{"$f":"IF(AND($D205=\"Lamp\", OR($F205=AI$9, AI$9=\"All\")),INDIRECT(\"PriceBulkTask11\" & \"FY16\"),0)","v":12874.428382334963},1.1123470522803115E-4,{"$f":"IF(AND($D205=\"Lamp\", OR($F205=AK$9, AK$9=\"All\")),INDIRECT(\"PriceBulkTask12\" & \"FY16\"),0)","v":9119.3867708205998},2.4953586329427266E-4,{"$f":"IF(AND($D205=\"Lamp\", OR($F205=AM$9, AM$9=\"All\")),INDIRECT(\"PriceBulkTask13\" & \"FY16\"),0)","v":0},0,{"$f":"IF(AND($D205=\"Lamp\", OR($F205=AO$9, AO$9=\"All\")),INDIRECT(\"PriceBulkTask14\" & \"FY16\"),0)","v":0},0,16.503269794041849,null,{"$f":"IF($D205=\"Lamp\",$G205*INDIRECT(\"Price\" & $B205 & \"FY16\"),0)","v":64.372141911674817},0.33333333333333331,{"$f":"IF($D205=\"Lamp\",INDIRECT(\"PriceVisor\" & \"FY16\"),0)","v":41.382579252515711},1.8504811250925242E-2,{"$f":"IF($D205=\"Lamp\",INDIRECT(\"PricePECell\" & \"FY16\"),0)","v":11.230022139086838},0.16666666666666666,{"$f":"IF($D205=\"Lamp\",INDIRECT(\"PriceMisc\" & \"FY16\"),0)","v":0},1.8504811250925242E-2,24.094827811883668,null,79.262182275227715,0.45,1.5133333333333332,79.262182275227715,1.4200000000000001E-2,0,79.262182275227715,0.01,0,53.977546129430074,null,{"$f":"IF($D205=\"Lamp\",INDIRECT(\"Price\" & $B205 & \"FY16\"),0)","v":10.728690318612468},0.45,{"$f":"IF($D205=\"Lamp\",INDIRECT(\"pRICEpecELL\" & \"FY16\"),0)","v":11.230022139086838},1.4200000000000001E-2,{"$f":"IF($D205=\"Lamp\",INDIRECT(\"PriceMisc\" & \"FY16\"),0)","v":0},0.01,4.9873769577506435,null,{"$f":"IF(AND($D205=\"Lamp\"),INDIRECT(\"PriceEWP\"&\"FY16\"),0)","v":31.115429468317959},0.68099999999999994,21.189607467924528,null,{"$f":"IF($D205=\"Connection\",VLOOKUP(C205,'Input - General'!$F$62:$N$79,6,FALSE),0)","v":0},null,0.1801212933606588,120.75262816103074,21.750119561063567,null,8.6527813038891108E-2,{"$f":"AQ205+BA205+BL205+BT205+BX205+BZ205+CD205","v":142.50274772209431},12.330451112425642]
[null,{"$f":"'Input - Inventory'!B203","v":195},{"$f":"'Input - Inventory'!C203","v":"TH1x1000"},{"$f":"'Input - Inventory'!D203","v":"Lamp"},{"$f":"'Input - Inventory'!E203","v":"Traffic"},{"$f":"'Input - Inventory'!F203","v":"Major > 130w"},{"$f":"'Input - Inventory'!G203","v":"1"},null,"Lamp - TH1x1000",null,78.200468465574417,0,0,null,0,0,10.728690318612468,0.33333333333333331,0,0,10.728690318612468,4.9094211792429674E-3,10.728690318612468,0.16666666666666666,10.728690318612468,4.590314436538903E-3,10.728690318612468,4.0032025620496396E-2,160.93035477918701,2.1598272138228944E-2,268.21725796531177,1.2221950623319483E-2,0,0,12874.428382334963,1.1123470522803115E-4,9119.3867708205998,2.4953586329427266E-4,0,0,0,0,16.357409064202031,null,32.186070955837408,0.33333333333333331,41.382579252515711,4.9094211792429674E-3,11.230022139086838,0.16666666666666666,0,4.9094211792429674E-3,12.803525186160943,null,79.262182275227715,0.11200000000000002,2.2699999999999996,79.262182275227715,1.4200000000000001E-2,0,79.262182275227715,0.01,0,20.151617221653893,null,32.186070955837408,0.11200000000000002,11.230022139086838,1.4200000000000001E-2,0,0.01,3.7643062614288234,null,31.115429468317959,0.25423999999999997,7.910786788025157,null,{"$f":"IF($D206=\"Connection\",VLOOKUP(C206,'Input - General'!$F$62:$N$79,6,FALSE),0)","v":0},null,0.1801212933606588,60.987644521470848,10.985173410227427,null,8.6527813038891108E-2,71.972817931698273,6.2276505338761377]
[null,{"$f":"'Input - Inventory'!B204","v":196},{"$f":"'Input - Inventory'!C204","v":"TH1x1500"},{"$f":"'Input - Inventory'!D204","v":"Lamp"},{"$f":"'Input - Inventory'!E204","v":"Traffic"},{"$f":"'Input - Inventory'!F204","v":"Major > 130w"},{"$f":"'Input - Inventory'!G204","v":"1"},null,"Lamp - TH1x1500",null,78.200468465574417,2,156.40093693114883,null,0,0,10.728690318612468,0.33333333333333331,0,0,10.728690318612468,4.9094211792429674E-3,10.728690318612468,0.16666666666666666,10.728690318612468,4.590314436538903E-3,10.728690318612468,4.0032025620496396E-2,160.93035477918701,2.1598272138228944E-2,268.21725796531177,1.2221950623319483E-2,0,0,12874.428382334963,1.1123470522803115E-4,9119.3867708205998,2.4953586329427266E-4,0,0,0,0,16.357409064202031,null,32.186070955837408,0.33333333333333331,41.382579252515711,4.9094211792429674E-3,11.230022139086838,0.16666666666666666,0,4.9094211792429674E-3,12.803525186160943,null,79.262182275227715,0.11200000000000002,2.2699999999999996,79.262182275227715,1.4200000000000001E-2,0,79.262182275227715,0.01,0,20.151617221653893,null,32.186070955837408,0.11200000000000002,11.230022139086838,1.4200000000000001E-2,0,0.01,3.7643062614288234,null,31.115429468317959,0.25423999999999997,7.910786788025157,null,{"$f":"IF($D207=\"Connection\",VLOOKUP(C207,'Input - General'!$F$62:$N$79,6,FALSE),0)","v":0},null,0.1801212933606588,60.987644521470848,10.985173410227427,null,8.6527813038891108E-2,71.972817931698273,6.2276505338761377]
[null,{"$f":"'Input - Inventory'!B205","v":197},{"$f":"'Input - Inventory'!C205","v":"TH1x400"},{"$f":"'Input - Inventory'!D205","v":"Lamp"},{"$f":"'Input - Inventory'!E205","v":"Traffic"},{"$f":"'Input - Inventory'!F205","v":"Major > 130w"},{"$f":"'Input - Inventory'!G205","v":"1"},null,"Lamp - TH1x400",null,78.200468465574417,1,78.200468465574417,null,0,0,10.728690318612468,0.33333333333333331,0,0,10.728690318612468,4.9094211792429674E-3,10.728690318612468,0.16666666666666666,10.728690318612468,4.590314436538903E-3,10.728690318612468,4.0032025620496396E-2,160.93035477918701,2.1598272138228944E-2,268.21725796531177,1.2221950623319483E-2,0,0,12874.428382334963,1.1123470522803115E-4,9119.3867708205998,2.4953586329427266E-4,0,0,0,0,16.357409064202031,null,32.186070955837408,0.33333333333333331,41.382579252515711,4.9094211792429674E-3,11.230022139086838,0.16666666666666666,0,4.9094211792429674E-3,12.803525186160943,null,79.262182275227715,0.11200000000000002,2.2699999999999996,79.262182275227715,1.4200000000000001E-2,0,79.262182275227715,0.01,0,20.151617221653893,null,32.186070955837408,0.11200000000000002,11.230022139086838,1.4200000000000001E-2,0,0.01,3.7643062614288234,null,31.115429468317959,0.25423999999999997,7.910786788025157,null,{"$f":"IF($D208=\"Connection\",VLOOKUP(C208,'Input - General'!$F$62:$N$79,6,FALSE),0)","v":0},null,0.1801212933606588,60.987644521470848,10.985173410227427,null,8.6527813038891108E-2,71.972817931698273,6.2276505338761377]
[null,{"$f":"'Input - Inventory'!B206","v":198},{"$f":"'Input - Inventory'!C206","v":"TH1x500"},{"$f":"'Input - Inventory'!D206","v":"Lamp"},{"$f":"'Input - Inventory'!E206","v":"Traffic"},{"$f":"'Input - Inventory'!F206","v":"Major > 130w"},{"$f":"'Input - Inventory'!G206","v":"1"},null,"Lamp - TH1x500",null,65.94783609131288,3,197.84350827393865,null,0,0,10.728690318612468,0.33333333333333331,0,0,10.728690318612468,4.9094211792429674E-3,10.728690318612468,0.16666666666666666,10.728690318612468,4.590314436538903E-3,10.728690318612468,4.0032025620496396E-2,160.93035477918701,2.1598272138228944E-2,268.21725796531177,1.2221950623319483E-2,0,0,12874.428382334963,1.1123470522803115E-4,9119.3867708205998,2.4953586329427266E-4,0,0,0,0,16.357409064202031,null,10.728690318612468,0.33333333333333331,41.382579252515711,4.9094211792429674E-3,11.230022139086838,0.16666666666666666,0,4.9094211792429674E-3,5.6510649737526304,null,79.262182275227715,0.11200000000000002,2.2699999999999996,79.262182275227715,1.4200000000000001E-2,0,79.262182275227715,0.01,0,20.151617221653893,null,10.728690318612468,0.11200000000000002,11.230022139086838,1.4200000000000001E-2,0,0.01,1.36107963005963,null,31.115429468317959,0.25423999999999997,7.910786788025157,null,{"$f":"IF($D209=\"Connection\",VLOOKUP(C209,'Input - General'!$F$62:$N$79,6,FALSE),0)","v":0},null,0.1801212933606588,51.43195767769334,9.2639907369767904,null,8.6527813038891108E-2,60.695948414670127,5.251887676642756]
[null,{"$f":"'Input - Inventory'!B207","v":199},{"$f":"'Input - Inventory'!C207","v":"TH1x500 (P09)"},{"$f":"'Input - Inventory'!D207","v":"Lamp"},{"$f":"'Input - Inventory'!E207","v":"Traffic"},{"$f":"'Input - Inventory'!F207","v":"Major > 130w"},{"$f":"'Input - Inventory'!G207","v":1},null,"Lamp - TH1x500 (P09)",null,65.94783609131288,10,659.47836091312877,null,0,0,10.728690318612468,0.33333333333333331,0,0,10.728690318612468,4.9094211792429674E-3,10.728690318612468,0.16666666666666666,10.728690318612468,4.590314436538903E-3,10.728690318612468,4.0032025620496396E-2,160.93035477918701,2.1598272138228944E-2,268.21725796531177,1.2221950623319483E-2,0,0,12874.428382334963,1.1123470522803115E-4,9119.3867708205998,2.4953586329427266E-4,0,0,0,0,16.357409064202031,null,10.728690318612468,0.33333333333333331,41.382579252515711,4.9094211792429674E-3,11.230022139086838,0.16666666666666666,0,4.9094211792429674E-3,5.6510649737526304,null,79.262182275227715,0.11200000000000002,2.2699999999999996,79.262182275227715,1.4200000000000001E-2,0,79.262182275227715,0.01,0,20.151617221653893,null,10.728690318612468,0.11200000000000002,11.230022139086838,1.4200000000000001E-2,0,0.01,1.36107963005963,null,31.115429468317959,0.25423999999999997,7.910786788025157,null,{"$f":"IF($D210=\"Connection\",VLOOKUP(C210,'Input - General'!$F$62:$N$79,6,FALSE),0)","v":0},null,0.1801212933606588,51.43195767769334,9.2639907369767904,null,8.6527813038891108E-2,60.695948414670127,5.251887676642756]
[null,{"$f":"'Input - Inventory'!B208","v":200},{"$f":"'Input - Inventory'!C208","v":"TH1x750"},{"$f":"'Input - Inventory'!D208","v":"Lamp"},{"$f":"'Input - Inventory'!E208","v":"Traffic"},{"$f":"'Input - Inventory'!F208","v":"Major > 130w"},{"$f":"'Input - Inventory'!G208","v":"1"},null,"Lamp - TH1x750",null,78.200468465574417,4,312.80187386229767,null,0,0,10.728690318612468,0.33333333333333331,0,0,10.728690318612468,4.9094211792429674E-3,10.728690318612468,0.16666666666666666,10.728690318612468,4.590314436538903E-3,10.728690318612468,4.0032025620496396E-2,160.93035477918701,2.1598272138228944E-2,268.21725796531177,1.2221950623319483E-2,0,0,12874.428382334963,1.1123470522803115E-4,9119.3867708205998,2.4953586329427266E-4,0,0,0,0,16.357409064202031,null,32.186070955837408,0.33333333333333331,41.382579252515711,4.9094211792429674E-3,11.230022139086838,0.16666666666666666,0,4.9094211792429674E-3,12.803525186160943,null,79.262182275227715,0.11200000000000002,2.2699999999999996,79.262182275227715,1.4200000000000001E-2,0,79.262182275227715,0.01,0,20.151617221653893,null,32.186070955837408,0.11200000000000002,11.230022139086838,1.4200000000000001E-2,0,0.01,3.7643062614288234,null,31.115429468317959,0.25423999999999997,7.910786788025157,null,{"$f":"IF($D211=\"Connection\",VLOOKUP(C211,'Input - General'!$F$62:$N$79,6,FALSE),0)","v":0},null,0.1801212933606588,60.987644521470848,10.985173410227427,null,8.6527813038891108E-2,71.972817931698273,6.2276505338761377]
[null,{"$f":"'Input - Inventory'!B209","v":201},{"$f":"'Input - Inventory'!C209","v":"1000W MBF"},{"$f":"'Input - Inventory'!D209","v":"Luminaire"},{"$f":"'Input - Inventory'!E209","v":"Traffic"},{"$f":"'Input - Inventory'!F209","v":"Major > 130w"},{"$f":"'Input - Inventory'!G209","v":0},null,"Luminaire - 1000W MBF",null,0,13,0,null,0,0,0,0,0,0,0,0,0,0,0,0,0,0,0,0,0,0,0,0,0,0,0,0,0,0,0,0,0,null,0,0,0,0,0,0,0,0,0,null,0,0,0,0,0,0,0,0,0,0,null,0,0,0,0,0,0,0,null,0,0,0,null,{"$f":"IF($D212=\"Connection\",VLOOKUP(C212,'Input - General'!$F$62:$N$79,6,FALSE),0)","v":0},null,0.1801212933606588,0,0,null,8.6527813038891108E-2,0,0]
[null,{"$f":"'Input - Inventory'!B210","v":202},{"$f":"'Input - Inventory'!C210","v":"1000W SON"},{"$f":"'Input - Inventory'!D210","v":"Luminaire"},{"$f":"'Input - Inventory'!E210","v":"Traffic"},{"$f":"'Input - Inventory'!F210","v":"Major > 130w"},{"$f":"'Input - Inventory'!G210","v":0},null,"Luminaire - 1000W SON",null,0,25,0,null,0,0,0,0,0,0,0,0,0,0,0,0,0,0,0,0,0,0,0,0,0,0,0,0,0,0,0,0,0,null,0,0,0,0,0,0,0,0,0,null,0,0,0,0,0,0,0,0,0,0,null,0,0,0,0,0,0,0,null,0,0,0,null,{"$f":"IF($D213=\"Connection\",VLOOKUP(C213,'Input - General'!$F$62:$N$79,6,FALSE),0)","v":0},null,0.1801212933606588,0,0,null,8.6527813038891108E-2,0,0]
[null,{"$f":"'Input - Inventory'!B211","v":203},{"$f":"'Input - Inventory'!C211","v":"1000W SON (P09)"},{"$f":"'Input - Inventory'!D211","v":"Luminaire"},{"$f":"'Input - Inventory'!E211","v":"Traffic"},{"$f":"'Input - Inventory'!F211","v":"Major > 130w"},{"$f":"'Input - Inventory'!G211","v":0},null,"Luminaire - 1000W SON (P09)",null,0,15,0,null,0,0,0,0,0,0,0,0,0,0,0,0,0,0,0,0,0,0,0,0,0,0,0,0,0,0,0,0,0,null,0,0,0,0,0,0,0,0,0,null,0,0,0,0,0,0,0,0,0,0,null,0,0,0,0,0,0,0,null,0,0,0,null,{"$f":"IF($D214=\"Connection\",VLOOKUP(C214,'Input - General'!$F$62:$N$79,6,FALSE),0)","v":0},null,0.1801212933606588,0,0,null,8.6527813038891108E-2,0,0]
[null,{"$f":"'Input - Inventory'!B212","v":204},{"$f":"'Input - Inventory'!C212","v":"1000W SON FLOODLIGHT"},{"$f":"'Input - Inventory'!D212","v":"Luminaire"},{"$f":"'Input - Inventory'!E212","v":"Traffic"},{"$f":"'Input - Inventory'!F212","v":"Major > 130w"},{"$f":"'Input - Inventory'!G212","v":0},null,"Luminaire - 1000W SON FLOODLIGHT",null,0,5,0,null,0,0,0,0,0,0,0,0,0,0,0,0,0,0,0,0,0,0,0,0,0,0,0,0,0,0,0,0,0,null,0,0,0,0,0,0,0,0,0,null,0,0,0,0,0,0,0,0,0,0,null,0,0,0,0,0,0,0,null,0,0,0,null,{"$f":"IF($D215=\"Connection\",VLOOKUP(C215,'Input - General'!$F$62:$N$79,6,FALSE),0)","v":0},null,0.1801212933606588,0,0,null,8.6527813038891108E-2,0,0]
[null,{"$f":"'Input - Inventory'!B213","v":205},{"$f":"'Input - Inventory'!C213","v":"1000W/1500W MBI FLOODLIG"},{"$f":"'Input - Inventory'!D213","v":"Luminaire"},{"$f":"'Input - Inventory'!E213","v":"Traffic"},{"$f":"'Input - Inventory'!F213","v":"Major > 130w"},{"$f":"'Input - Inventory'!G213","v":0},null,"Luminaire - 1000W/1500W MBI FLOODLIG",null,0,0,0,null,0,0,0,0,0,0,0,0,0,0,0,0,0,0,0,0,0,0,0,0,0,0,0,0,0,0,0,0,0,null,0,0,0,0,0,0,0,0,0,null,0,0,0,0,0,0,0,0,0,0,null,0,0,0,0,0,0,0,null,0,0,0,null,{"$f":"IF($D216=\"Connection\",VLOOKUP(C216,'Input - General'!$F$62:$N$79,6,FALSE),0)","v":0},null,0.1801212933606588,0,0,null,8.6527813038891108E-2,0,0]
[null,{"$f":"'Input - Inventory'!B214","v":206},{"$f":"'Input - Inventory'!C214","v":"100W MBI"},{"$f":"'Input - Inventory'!D214","v":"Luminaire"},{"$f":"'Input - Inventory'!E214","v":"Traffic"},{"$f":"'Input - Inventory'!F214","v":"Minor < 130w"},{"$f":"'Input - Inventory'!G214","v":0},null,"Luminaire - 100W MBI",null,0,18,0,null,0,0,0,0,0,0,0,0,0,0,0,0,0,0,0,0,0,0,0,0,0,0,0,0,0,0,0,0,0,null,0,0,0,0,0,0,0,0,0,null,0,0,0,0,0,0,0,0,0,0,null,0,0,0,0,0,0,0,null,0,0,0,null,{"$f":"IF($D217=\"Connection\",VLOOKUP(C217,'Input - General'!$F$62:$N$79,6,FALSE),0)","v":0},null,0.1801212933606588,0,0,null,8.6527813038891108E-2,0,0]
[null,{"$f":"'Input - Inventory'!B215","v":207},{"$f":"'Input - Inventory'!C215","v":"100W MBI FLOODLIGHT"},{"$f":"'Input - Inventory'!D215","v":"Luminaire"},{"$f":"'Input - Inventory'!E215","v":"Traffic"},{"$f":"'Input - Inventory'!F215","v":"Minor < 130w"},{"$f":"'Input - Inventory'!G215","v":0},null,"Luminaire - 100W MBI FLOODLIGHT",null,0,17,0,null,0,0,0,0,0,0,0,0,0,0,0,0,0,0,0,0,0,0,0,0,0,0,0,0,0,0,0,0,0,null,0,0,0,0,0,0,0,0,0,null,0,0,0,0,0,0,0,0,0,0,null,0,0,0,0,0,0,0,null,0,0,0,null,{"$f":"IF($D218=\"Connection\",VLOOKUP(C218,'Input - General'!$F$62:$N$79,6,FALSE),0)","v":0},null,0.1801212933606588,0,0,null,8.6527813038891108E-2,0,0]
[null,{"$f":"'Input - Inventory'!B216","v":208},{"$f":"'Input - Inventory'!C216","v":"100W SON"},{"$f":"'Input - Inventory'!D216","v":"Luminaire"},{"$f":"'Input - Inventory'!E216","v":"Traffic"},{"$f":"'Input - Inventory'!F216","v":"Minor < 130w"},{"$f":"'Input - Inventory'!G216","v":0},null,"Luminaire - 100W SON",null,0,542,0,null,0,0,0,0,0,0,0,0,0,0,0,0,0,0,0,0,0,0,0,0,0,0,0,0,0,0,0,0,0,null,0,0,0,0,0,0,0,0,0,null,0,0,0,0,0,0,0,0,0,0,null,0,0,0,0,0,0,0,null,0,0,0,null,{"$f":"IF($D219=\"Connection\",VLOOKUP(C219,'Input - General'!$F$62:$N$79,6,FALSE),0)","v":0},null,0.1801212933606588,0,0,null,8.6527813038891108E-2,0,0]
[null,{"$f":"'Input - Inventory'!B217","v":209},{"$f":"'Input - Inventory'!C217","v":"100W SON - PARKVILLE"},{"$f":"'Input - Inventory'!D217","v":"Luminaire"},{"$f":"'Input - Inventory'!E217","v":"Traffic"},{"$f":"'Input - Inventory'!F217","v":"Minor < 130w"},{"$f":"'Input - Inventory'!G217","v":0},null,"Luminaire - 100W SON - PARKVILLE",null,0,15,0,null,0,0,0,0,0,0,0,0,0,0,0,0,0,0,0,0,0,0,0,0,0,0,0,0,0,0,0,0,0,null,0,0,0,0,0,0,0,0,0,null,0,0,0,0,0,0,0,0,0,0,null,0,0,0,0,0,0,0,null,0,0,0,null,{"$f":"IF($D220=\"Connection\",VLOOKUP(C220,'Input - General'!$F$62:$N$79,6,FALSE),0)","v":0},null,0.1801212933606588,0,0,null,8.6527813038891108E-2,0,0]
[null,{"$f":"'Input - Inventory'!B218","v":210},{"$f":"'Input - Inventory'!C218","v":"100W SON (P09)"},{"$f":"'Input - Inventory'!D218","v":"Luminaire"},{"$f":"'Input - Inventory'!E218","v":"Traffic"},{"$f":"'Input - Inventory'!F218","v":"Minor < 130w"},{"$f":"'Input - Inventory'!G218","v":0},null,"Luminaire - 100W SON (P09)",null,0,340,0,null,0,0,0,0,0,0,0,0,0,0,0,0,0,0,0,0,0,0,0,0,0,0,0,0,0,0,0,0,0,null,0,0,0,0,0,0,0,0,0,null,0,0,0,0,0,0,0,0,0,0,null,0,0,0,0,0,0,0,null,0,0,0,null,{"$f":"IF($D221=\"Connection\",VLOOKUP(C221,'Input - General'!$F$62:$N$79,6,FALSE),0)","v":0},null,0.1801212933606588,0,0,null,8.6527813038891108E-2,0,0]
[null,{"$f":"'Input - Inventory'!B219","v":211},{"$f":"'Input - Inventory'!C219","v":"100W SON FLOODLIGHT"},{"$f":"'Input - Inventory'!D219","v":"Luminaire"},{"$f":"'Input - Inventory'!E219","v":"Traffic"},{"$f":"'Input - Inventory'!F219","v":"Minor < 130w"},{"$f":"'Input - Inventory'!G219","v":0},null,"Luminaire - 100W SON FLOODLIGHT",null,0,6,0,null,0,0,0,0,0,0,0,0,0,0,0,0,0,0,0,0,0,0,0,0,0,0,0,0,0,0,0,0,0,null,0,0,0,0,0,0,0,0,0,null,0,0,0,0,0,0,0,0,0,0,null,0,0,0,0,0,0,0,null,0,0,0,null,{"$f":"IF($D222=\"Connection\",VLOOKUP(C222,'Input - General'!$F$62:$N$79,6,FALSE),0)","v":0},null,0.1801212933606588,0,0,null,8.6527813038891108E-2,0,0]
[null,{"$f":"'Input - Inventory'!B220","v":212},{"$f":"'Input - Inventory'!C220","v":"100W SON Floodlight (P09)"},{"$f":"'Input - Inventory'!D220","v":"Luminaire"},{"$f":"'Input - Inventory'!E220","v":"Traffic"},{"$f":"'Input - Inventory'!F220","v":"Minor < 130w"},{"$f":"'Input - Inventory'!G220","v":0},null,"Luminaire - 100W SON Floodlight (P09)",null,0,4,0,null,0,0,0,0,0,0,0,0,0,0,0,0,0,0,0,0,0,0,0,0,0,0,0,0,0,0,0,0,0,null,0,0,0,0,0,0,0,0,0,null,0,0,0,0,0,0,0,0,0,0,null,0,0,0,0,0,0,0,null,0,0,0,null,{"$f":"IF($D223=\"Connection\",VLOOKUP(C223,'Input - General'!$F$62:$N$79,6,FALSE),0)","v":0},null,0.1801212933606588,0,0,null,8.6527813038891108E-2,0,0]
[null,{"$f":"'Input - Inventory'!B221","v":213},{"$f":"'Input - Inventory'!C221","v":"100W SON -PLAIN"},{"$f":"'Input - Inventory'!D221","v":"Luminaire"},{"$f":"'Input - Inventory'!E221","v":"Traffic"},{"$f":"'Input - Inventory'!F221","v":"Minor < 130w"},{"$f":"'Input - Inventory'!G221","v":0},null,"Luminaire - 100W SON -PLAIN",null,0,439,0,null,0,0,0,0,0,0,0,0,0,0,0,0,0,0,0,0,0,0,0,0,0,0,0,0,0,0,0,0,0,null,0,0,0,0,0,0,0,0,0,null,0,0,0,0,0,0,0,0,0,0,null,0,0,0,0,0,0,0,null,0,0,0,null,{"$f":"IF($D224=\"Connection\",VLOOKUP(C224,'Input - General'!$F$62:$N$79,6,FALSE),0)","v":0},null,0.1801212933606588,0,0,null,8.6527813038891108E-2,0,0]
[null,{"$f":"'Input - Inventory'!B222","v":214},{"$f":"'Input - Inventory'!C222","v":"100W SON -PLAIN (P09)"},{"$f":"'Input - Inventory'!D222","v":"Luminaire"},{"$f":"'Input - Inventory'!E222","v":"Traffic"},{"$f":"'Input - Inventory'!F222","v":"Minor < 130w"},{"$f":"'Input - Inventory'!G222","v":0},null,"Luminaire - 100W SON -PLAIN (P09)",null,0,107,0,null,0,0,0,0,0,0,0,0,0,0,0,0,0,0,0,0,0,0,0,0,0,0,0,0,0,0,0,0,0,null,0,0,0,0,0,0,0,0,0,null,0,0,0,0,0,0,0,0,0,0,null,0,0,0,0,0,0,0,null,0,0,0,null,{"$f":"IF($D225=\"Connection\",VLOOKUP(C225,'Input - General'!$F$62:$N$79,6,FALSE),0)","v":0},null,0.1801212933606588,0,0,null,8.6527813038891108E-2,0,0]
[null,{"$f":"'Input - Inventory'!B223","v":215},{"$f":"'Input - Inventory'!C223","v":"125W MBF"},{"$f":"'Input - Inventory'!D223","v":"Luminaire"},{"$f":"'Input - Inventory'!E223","v":"Traffic"},{"$f":"'Input - Inventory'!F223","v":"Minor < 130w"},{"$f":"'Input - Inventory'!G223","v":0},null,"Luminaire - 125W MBF",null,0,3283,0,null,0,0,0,0,0,0,0,0,0,0,0,0,0,0,0,0,0,0,0,0,0,0,0,0,0,0,0,0,0,null,0,0,0,0,0,0,0,0,0,null,0,0,0,0,0,0,0,0,0,0,null,0,0,0,0,0,0,0,null,0,0,0,null,{"$f":"IF($D226=\"Connection\",VLOOKUP(C226,'Input - General'!$F$62:$N$79,6,FALSE),0)","v":0},null,0.1801212933606588,0,0,null,8.6527813038891108E-2,0,0]
[null,{"$f":"'Input - Inventory'!B224","v":216},{"$f":"'Input - Inventory'!C224","v":"125W MBF - BOURKE HILL"},{"$f":"'Input - Inventory'!D224","v":"Luminaire"},{"$f":"'Input - Inventory'!E224","v":"Traffic"},{"$f":"'Input - Inventory'!F224","v":"Minor < 130w"},{"$f":"'Input - Inventory'!G224","v":0},null,"Luminaire - 125W MBF - BOURKE HILL",null,0,9,0,null,0,0,0,0,0,0,0,0,0,0,0,0,0,0,0,0,0,0,0,0,0,0,0,0,0,0,0,0,0,null,0,0,0,0,0,0,0,0,0,null,0,0,0,0,0,0,0,0,0,0,null,0,0,0,0,0,0,0,null,0,0,0,null,{"$f":"IF($D227=\"Connection\",VLOOKUP(C227,'Input - General'!$F$62:$N$79,6,FALSE),0)","v":0},null,0.1801212933606588,0,0,null,8.6527813038891108E-2,0,0]
[null,{"$f":"'Input - Inventory'!B225","v":217},{"$f":"'Input - Inventory'!C225","v":"125W MBF - HYDE PARK"},{"$f":"'Input - Inventory'!D225","v":"Luminaire"},{"$f":"'Input - Inventory'!E225","v":"Traffic"},{"$f":"'Input - Inventory'!F225","v":"Minor < 130w"},{"$f":"'Input - Inventory'!G225","v":0},null,"Luminaire - 125W MBF - HYDE PARK",null,0,168,0,null,0,0,0,0,0,0,0,0,0,0,0,0,0,0,0,0,0,0,0,0,0,0,0,0,0,0,0,0,0,null,0,0,0,0,0,0,0,0,0,null,0,0,0,0,0,0,0,0,0,0,null,0,0,0,0,0,0,0,null,0,0,0,null,{"$f":"IF($D228=\"Connection\",VLOOKUP(C228,'Input - General'!$F$62:$N$79,6,FALSE),0)","v":0},null,0.1801212933606588,0,0,null,8.6527813038891108E-2,0,0]
[null,{"$f":"'Input - Inventory'!B226","v":218},{"$f":"'Input - Inventory'!C226","v":"125W MBF - NOSTALGIA"},{"$f":"'Input - Inventory'!D226","v":"Luminaire"},{"$f":"'Input - Inventory'!E226","v":"Traffic"},{"$f":"'Input - Inventory'!F226","v":"Minor < 130w"},{"$f":"'Input - Inventory'!G226","v":0},null,"Luminaire - 125W MBF - NOSTALGIA",null,0,0,0,null,0,0,0,0,0,0,0,0,0,0,0,0,0,0,0,0,0,0,0,0,0,0,0,0,0,0,0,0,0,null,0,0,0,0,0,0,0,0,0,null,0,0,0,0,0,0,0,0,0,0,null,0,0,0,0,0,0,0,null,0,0,0,null,{"$f":"IF($D229=\"Connection\",VLOOKUP(C229,'Input - General'!$F$62:$N$79,6,FALSE),0)","v":0},null,0.1801212933606588,0,0,null,8.6527813038891108E-2,0,0]
[null,{"$f":"'Input - Inventory'!B227","v":219},{"$f":"'Input - Inventory'!C227","v":"125W MBF - PARKVILLE"},{"$f":"'Input - Inventory'!D227","v":"Luminaire"},{"$f":"'Input - Inventory'!E227","v":"Traffic"},{"$f":"'Input - Inventory'!F227","v":"Minor < 130w"},{"$f":"'Input - Inventory'!G227","v":0},null,"Luminaire - 125W MBF - PARKVILLE",null,0,6,0,null,0,0,0,0,0,0,0,0,0,0,0,0,0,0,0,0,0,0,0,0,0,0,0,0,0,0,0,0,0,null,0,0,0,0,0,0,0,0,0,null,0,0,0,0,0,0,0,0,0,0,null,0,0,0,0,0,0,0,null,0,0,0,null,{"$f":"IF($D230=\"Connection\",VLOOKUP(C230,'Input - General'!$F$62:$N$79,6,FALSE),0)","v":0},null,0.1801212933606588,0,0,null,8.6527813038891108E-2,0,0]
[null,{"$f":"'Input - Inventory'!B228","v":220},{"$f":"'Input - Inventory'!C228","v":"125W MBF (P09)"},{"$f":"'Input - Inventory'!D228","v":"Luminaire"},{"$f":"'Input - Inventory'!E228","v":"Traffic"},{"$f":"'Input - Inventory'!F228","v":"Minor < 130w"},{"$f":"'Input - Inventory'!G228","v":0},null,"Luminaire - 125W MBF (P09)",null,0,1244,0,null,0,0,0,0,0,0,0,0,0,0,0,0,0,0,0,0,0,0,0,0,0,0,0,0,0,0,0,0,0,null,0,0,0,0,0,0,0,0,0,null,0,0,0,0,0,0,0,0,0,0,null,0,0,0,0,0,0,0,null,0,0,0,null,{"$f":"IF($D231=\"Connection\",VLOOKUP(C231,'Input - General'!$F$62:$N$79,6,FALSE),0)","v":0},null,0.1801212933606588,0,0,null,8.6527813038891108E-2,0,0]
[null,{"$f":"'Input - Inventory'!B229","v":221},{"$f":"'Input - Inventory'!C229","v":"125W MBF BOLLARD"},{"$f":"'Input - Inventory'!D229","v":"Luminaire"},{"$f":"'Input - Inventory'!E229","v":"Traffic"},{"$f":"'Input - Inventory'!F229","v":"Minor < 130w"},{"$f":"'Input - Inventory'!G229","v":0},null,"Luminaire - 125W MBF BOLLARD",null,0,0,0,null,0,0,0,0,0,0,0,0,0,0,0,0,0,0,0,0,0,0,0,0,0,0,0,0,0,0,0,0,0,null,0,0,0,0,0,0,0,0,0,null,0,0,0,0,0,0,0,0,0,0,null,0,0,0,0,0,0,0,null,0,0,0,null,{"$f":"IF($D232=\"Connection\",VLOOKUP(C232,'Input - General'!$F$62:$N$79,6,FALSE),0)","v":0},null,0.1801212933606588,0,0,null,8.6527813038891108E-2,0,0]
[null,{"$f":"'Input - Inventory'!B230","v":222},{"$f":"'Input - Inventory'!C230","v":"125W MBF -PLAIN"},{"$f":"'Input - Inventory'!D230","v":"Luminaire"},{"$f":"'Input - Inventory'!E230","v":"Traffic"},{"$f":"'Input - Inventory'!F230","v":"Minor < 130w"},{"$f":"'Input - Inventory'!G230","v":0},null,"Luminaire - 125W MBF -PLAIN",null,0,794,0,null,0,0,0,0,0,0,0,0,0,0,0,0,0,0,0,0,0,0,0,0,0,0,0,0,0,0,0,0,0,null,0,0,0,0,0,0,0,0,0,null,0,0,0,0,0,0,0,0,0,0,null,0,0,0,0,0,0,0,null,0,0,0,null,{"$f":"IF($D233=\"Connection\",VLOOKUP(C233,'Input - General'!$F$62:$N$79,6,FALSE),0)","v":0},null,0.1801212933606588,0,0,null,8.6527813038891108E-2,0,0]
[null,{"$f":"'Input - Inventory'!B231","v":223},{"$f":"'Input - Inventory'!C231","v":"125W MBF -PLAIN (P09)"},{"$f":"'Input - Inventory'!D231","v":"Luminaire"},{"$f":"'Input - Inventory'!E231","v":"Traffic"},{"$f":"'Input - Inventory'!F231","v":"Minor < 130w"},{"$f":"'Input - Inventory'!G231","v":0},null,"Luminaire - 125W MBF -PLAIN (P09)",null,0,151,0,null,0,0,0,0,0,0,0,0,0,0,0,0,0,0,0,0,0,0,0,0,0,0,0,0,0,0,0,0,0,null,0,0,0,0,0,0,0,0,0,null,0,0,0,0,0,0,0,0,0,0,null,0,0,0,0,0,0,0,null,0,0,0,null,{"$f":"IF($D234=\"Connection\",VLOOKUP(C234,'Input - General'!$F$62:$N$79,6,FALSE),0)","v":0},null,0.1801212933606588,0,0,null,8.6527813038891108E-2,0,0]
[null,{"$f":"'Input - Inventory'!B232","v":224},{"$f":"'Input - Inventory'!C232","v":"125W/250W MBF FLOODLIGHT"},{"$f":"'Input - Inventory'!D232","v":"Luminaire"},{"$f":"'Input - Inventory'!E232","v":"Traffic"},{"$f":"'Input - Inventory'!F232","v":"Major > 130w"},{"$f":"'Input - Inventory'!G232","v":0},null,"Luminaire - 125W/250W MBF FLOODLIGHT",null,0,54,0,null,0,0,0,0,0,0,0,0,0,0,0,0,0,0,0,0,0,0,0,0,0,0,0,0,0,0,0,0,0,null,0,0,0,0,0,0,0,0,0,null,0,0,0,0,0,0,0,0,0,0,null,0,0,0,0,0,0,0,null,0,0,0,null,{"$f":"IF($D235=\"Connection\",VLOOKUP(C235,'Input - General'!$F$62:$N$79,6,FALSE),0)","v":0},null,0.1801212933606588,0,0,null,8.6527813038891108E-2,0,0]
[null,{"$f":"'Input - Inventory'!B233","v":225},{"$f":"'Input - Inventory'!C233","v":"135W SOX"},{"$f":"'Input - Inventory'!D233","v":"Luminaire"},{"$f":"'Input - Inventory'!E233","v":"Traffic"},{"$f":"'Input - Inventory'!F233","v":"Major > 130w"},{"$f":"'Input - Inventory'!G233","v":0},null,"Luminaire - 135W SOX",null,0,32,0,null,0,0,0,0,0,0,0,0,0,0,0,0,0,0,0,0,0,0,0,0,0,0,0,0,0,0,0,0,0,null,0,0,0,0,0,0,0,0,0,null,0,0,0,0,0,0,0,0,0,0,null,0,0,0,0,0,0,0,null,0,0,0,null,{"$f":"IF($D236=\"Connection\",VLOOKUP(C236,'Input - General'!$F$62:$N$79,6,FALSE),0)","v":0},null,0.1801212933606588,0,0,null,8.6527813038891108E-2,0,0]
[null,{"$f":"'Input - Inventory'!B234","v":226},{"$f":"'Input - Inventory'!C234","v":"150W SON"},{"$f":"'Input - Inventory'!D234","v":"Luminaire"},{"$f":"'Input - Inventory'!E234","v":"Traffic"},{"$f":"'Input - Inventory'!F234","v":"Major > 130w"},{"$f":"'Input - Inventory'!G234","v":0},null,"Luminaire - 150W SON",null,0,11707.5,0,null,0,0,0,0,0,0,0,0,0,0,0,0,0,0,0,0,0,0,0,0,0,0,0,0,0,0,0,0,0,null,0,0,0,0,0,0,0,0,0,null,0,0,0,0,0,0,0,0,0,0,null,0,0,0,0,0,0,0,null,0,0,0,null,{"$f":"IF($D237=\"Connection\",VLOOKUP(C237,'Input - General'!$F$62:$N$79,6,FALSE),0)","v":0},null,0.1801212933606588,0,0,null,8.6527813038891108E-2,0,0]
[null,{"$f":"'Input - Inventory'!B235","v":227},{"$f":"'Input - Inventory'!C235","v":"150W SON - HYDE PARK"},{"$f":"'Input - Inventory'!D235","v":"Luminaire"},{"$f":"'Input - Inventory'!E235","v":"Traffic"},{"$f":"'Input - Inventory'!F235","v":"Major > 130w"},{"$f":"'Input - Inventory'!G235","v":0},null,"Luminaire - 150W SON - HYDE PARK",null,0,16,0,null,0,0,0,0,0,0,0,0,0,0,0,0,0,0,0,0,0,0,0,0,0,0,0,0,0,0,0,0,0,null,0,0,0,0,0,0,0,0,0,null,0,0,0,0,0,0,0,0,0,0,null,0,0,0,0,0,0,0,null,0,0,0,null,{"$f":"IF($D238=\"Connection\",VLOOKUP(C238,'Input - General'!$F$62:$N$79,6,FALSE),0)","v":0},null,0.1801212933606588,0,0,null,8.6527813038891108E-2,0,0]
[null,{"$f":"'Input - Inventory'!B236","v":228},{"$f":"'Input - Inventory'!C236","v":"150W SON - PARKVILLE"},{"$f":"'Input - Inventory'!D236","v":"Luminaire"},{"$f":"'Input - Inventory'!E236","v":"Traffic"},{"$f":"'Input - Inventory'!F236","v":"Major > 130w"},{"$f":"'Input - Inventory'!G236","v":0},null,"Luminaire - 150W SON - PARKVILLE",null,0,21,0,null,0,0,0,0,0,0,0,0,0,0,0,0,0,0,0,0,0,0,0,0,0,0,0,0,0,0,0,0,0,null,0,0,0,0,0,0,0,0,0,null,0,0,0,0,0,0,0,0,0,0,null,0,0,0,0,0,0,0,null,0,0,0,null,{"$f":"IF($D239=\"Connection\",VLOOKUP(C239,'Input - General'!$F$62:$N$79,6,FALSE),0)","v":0},null,0.1801212933606588,0,0,null,8.6527813038891108E-2,0,0]
[null,{"$f":"'Input - Inventory'!B237","v":229},{"$f":"'Input - Inventory'!C237","v":"150W SON - PARKWAY 1"},{"$f":"'Input - Inventory'!D237","v":"Luminaire"},{"$f":"'Input - Inventory'!E237","v":"Traffic"},{"$f":"'Input - Inventory'!F237","v":"Major > 130w"},{"$f":"'Input - Inventory'!G237","v":0},null,"Luminaire - 150W SON - PARKWAY 1",null,0,209,0,null,0,0,0,0,0,0,0,0,0,0,0,0,0,0,0,0,0,0,0,0,0,0,0,0,0,0,0,0,0,null,0,0,0,0,0,0,0,0,0,null,0,0,0,0,0,0,0,0,0,0,null,0,0,0,0,0,0,0,null,0,0,0,null,{"$f":"IF($D240=\"Connection\",VLOOKUP(C240,'Input - General'!$F$62:$N$79,6,FALSE),0)","v":0},null,0.1801212933606588,0,0,null,8.6527813038891108E-2,0,0]
[null,{"$f":"'Input - Inventory'!B238","v":230},{"$f":"'Input - Inventory'!C238","v":"150W SON - Parkway 1 (P09)"},{"$f":"'Input - Inventory'!D238","v":"Luminaire"},{"$f":"'Input - Inventory'!E238","v":"Traffic"},{"$f":"'Input - Inventory'!F238","v":"Major > 130w"},{"$f":"'Input - Inventory'!G238","v":0},null,"Luminaire - 150W SON - Parkway 1 (P09)",null,0,32,0,null,0,0,0,0,0,0,0,0,0,0,0,0,0,0,0,0,0,0,0,0,0,0,0,0,0,0,0,0,0,null,0,0,0,0,0,0,0,0,0,null,0,0,0,0,0,0,0,0,0,0,null,0,0,0,0,0,0,0,null,0,0,0,null,{"$f":"IF($D241=\"Connection\",VLOOKUP(C241,'Input - General'!$F$62:$N$79,6,FALSE),0)","v":0},null,0.1801212933606588,0,0,null,8.6527813038891108E-2,0,0]
[null,{"$f":"'Input - Inventory'!B239","v":231},{"$f":"'Input - Inventory'!C239","v":"150W SON (P09)"},{"$f":"'Input - Inventory'!D239","v":"Luminaire"},{"$f":"'Input - Inventory'!E239","v":"Traffic"},{"$f":"'Input - Inventory'!F239","v":"Major > 130w"},{"$f":"'Input - Inventory'!G239","v":0},null,"Luminaire - 150W SON (P09)",null,0,7966,0,null,0,0,0,0,0,0,0,0,0,0,0,0,0,0,0,0,0,0,0,0,0,0,0,0,0,0,0,0,0,null,0,0,0,0,0,0,0,0,0,null,0,0,0,0,0,0,0,0,0,0,null,0,0,0,0,0,0,0,null,0,0,0,null,{"$f":"IF($D242=\"Connection\",VLOOKUP(C242,'Input - General'!$F$62:$N$79,6,FALSE),0)","v":0},null,0.1801212933606588,0,0,null,8.6527813038891108E-2,0,0]
[null,{"$f":"'Input - Inventory'!B240","v":232},{"$f":"'Input - Inventory'!C240","v":"150W SON Active Reactor"},{"$f":"'Input - Inventory'!D240","v":"Luminaire"},{"$f":"'Input - Inventory'!E240","v":"Traffic"},{"$f":"'Input - Inventory'!F240","v":"Major > 130w"},{"$f":"'Input - Inventory'!G240","v":0},null,"Luminaire - 150W SON Active Reactor",null,0,187,0,null,0,0,0,0,0,0,0,0,0,0,0,0,0,0,0,0,0,0,0,0,0,0,0,0,0,0,0,0,0,null,0,0,0,0,0,0,0,0,0,null,0,0,0,0,0,0,0,0,0,0,null,0,0,0,0,0,0,0,null,0,0,0,null,{"$f":"IF($D243=\"Connection\",VLOOKUP(C243,'Input - General'!$F$62:$N$79,6,FALSE),0)","v":0},null,0.1801212933606588,0,0,null,8.6527813038891108E-2,0,0]
[null,{"$f":"'Input - Inventory'!B241","v":233},{"$f":"'Input - Inventory'!C241","v":"150W SON FLOODLIGHT"},{"$f":"'Input - Inventory'!D241","v":"Luminaire"},{"$f":"'Input - Inventory'!E241","v":"Traffic"},{"$f":"'Input - Inventory'!F241","v":"Major > 130w"},{"$f":"'Input - Inventory'!G241","v":0},null,"Luminaire - 150W SON FLOODLIGHT",null,0,71,0,null,0,0,0,0,0,0,0,0,0,0,0,0,0,0,0,0,0,0,0,0,0,0,0,0,0,0,0,0,0,null,0,0,0,0,0,0,0,0,0,null,0,0,0,0,0,0,0,0,0,0,null,0,0,0,0,0,0,0,null,0,0,0,null,{"$f":"IF($D244=\"Connection\",VLOOKUP(C244,'Input - General'!$F$62:$N$79,6,FALSE),0)","v":0},null,0.1801212933606588,0,0,null,8.6527813038891108E-2,0,0]
[null,{"$f":"'Input - Inventory'!B242","v":234},{"$f":"'Input - Inventory'!C242","v":"150W SON Floodlight (P09)"},{"$f":"'Input - Inventory'!D242","v":"Luminaire"},{"$f":"'Input - Inventory'!E242","v":"Traffic"},{"$f":"'Input - Inventory'!F242","v":"Major > 130w"},{"$f":"'Input - Inventory'!G242","v":0},null,"Luminaire - 150W SON Floodlight (P09)",null,0,46,0,null,0,0,0,0,0,0,0,0,0,0,0,0,0,0,0,0,0,0,0,0,0,0,0,0,0,0,0,0,0,null,0,0,0,0,0,0,0,0,0,null,0,0,0,0,0,0,0,0,0,0,null,0,0,0,0,0,0,0,null,0,0,0,null,{"$f":"IF($D245=\"Connection\",VLOOKUP(C245,'Input - General'!$F$62:$N$79,6,FALSE),0)","v":0},null,0.1801212933606588,0,0,null,8.6527813038891108E-2,0,0]
[null,{"$f":"'Input - Inventory'!B243","v":235},{"$f":"'Input - Inventory'!C243","v":"150W SON GEC 'BOSTON 3'"},{"$f":"'Input - Inventory'!D243","v":"Luminaire"},{"$f":"'Input - Inventory'!E243","v":"Traffic"},{"$f":"'Input - Inventory'!F243","v":"Major > 130w"},{"$f":"'Input - Inventory'!G243","v":0},null,"Luminaire - 150W SON GEC 'BOSTON 3'",null,0,45,0,null,0,0,0,0,0,0,0,0,0,0,0,0,0,0,0,0,0,0,0,0,0,0,0,0,0,0,0,0,0,null,0,0,0,0,0,0,0,0,0,null,0,0,0,0,0,0,0,0,0,0,null,0,0,0,0,0,0,0,null,0,0,0,null,{"$f":"IF($D246=\"Connection\",VLOOKUP(C246,'Input - General'!$F$62:$N$79,6,FALSE),0)","v":0},null,0.1801212933606588,0,0,null,8.6527813038891108E-2,0,0]
[null,{"$f":"'Input - Inventory'!B244","v":236},{"$f":"'Input - Inventory'!C244","v":"150W/250W MBI FLOODLIGHT"},{"$f":"'Input - Inventory'!D244","v":"Luminaire"},{"$f":"'Input - Inventory'!E244","v":"Traffic"},{"$f":"'Input - Inventory'!F244","v":"Major > 130w"},{"$f":"'Input - Inventory'!G244","v":0},null,"Luminaire - 150W/250W MBI FLOODLIGHT",null,0,47,0,null,0,0,0,0,0,0,0,0,0,0,0,0,0,0,0,0,0,0,0,0,0,0,0,0,0,0,0,0,0,null,0,0,0,0,0,0,0,0,0,null,0,0,0,0,0,0,0,0,0,0,null,0,0,0,0,0,0,0,null,0,0,0,null,{"$f":"IF($D247=\"Connection\",VLOOKUP(C247,'Input - General'!$F$62:$N$79,6,FALSE),0)","v":0},null,0.1801212933606588,0,0,null,8.6527813038891108E-2,0,0]
[null,{"$f":"'Input - Inventory'!B245","v":237},{"$f":"'Input - Inventory'!C245","v":"180W SOX"},{"$f":"'Input - Inventory'!D245","v":"Luminaire"},{"$f":"'Input - Inventory'!E245","v":"Traffic"},{"$f":"'Input - Inventory'!F245","v":"Major > 130w"},{"$f":"'Input - Inventory'!G245","v":0},null,"Luminaire - 180W SOX",null,0,0,0,null,0,0,0,0,0,0,0,0,0,0,0,0,0,0,0,0,0,0,0,0,0,0,0,0,0,0,0,0,0,null,0,0,0,0,0,0,0,0,0,null,0,0,0,0,0,0,0,0,0,0,null,0,0,0,0,0,0,0,null,0,0,0,null,{"$f":"IF($D248=\"Connection\",VLOOKUP(C248,'Input - General'!$F$62:$N$79,6,FALSE),0)","v":0},null,0.1801212933606588,0,0,null,8.6527813038891108E-2,0,0]
[null,{"$f":"'Input - Inventory'!B246","v":238},{"$f":"'Input - Inventory'!C246","v":"1x29W LED"},{"$f":"'Input - Inventory'!D246","v":"Luminaire"},{"$f":"'Input - Inventory'!E246","v":"NonTraffic"},{"$f":"'Input - Inventory'!F246","v":"Minor < 130w"},{"$f":"'Input - Inventory'!G246","v":0},null,"Luminaire - 1x29W LED",null,0,1392,0,null,0,0,0,0,0,0,0,0,0,0,0,0,0,0,0,0,0,0,0,0,0,0,0,0,0,0,0,0,0,null,0,0,0,0,0,0,0,0,0,null,0,0,0,0,0,0,0,0,0,0,null,0,0,0,0,0,0,0,null,0,0,0,null,{"$f":"IF($D249=\"Connection\",VLOOKUP(C249,'Input - General'!$F$62:$N$79,6,FALSE),0)","v":0},null,0.1801212933606588,0,0,null,8.6527813038891108E-2,0,0]
[null,{"$f":"'Input - Inventory'!B247","v":239},{"$f":"'Input - Inventory'!C247","v":"1x40W TF"},{"$f":"'Input - Inventory'!D247","v":"Luminaire"},{"$f":"'Input - Inventory'!E247","v":"NonTraffic"},{"$f":"'Input - Inventory'!F247","v":"Minor < 130w"},{"$f":"'Input - Inventory'!G247","v":0},null,"Luminaire - 1x40W TF",null,0,594,0,null,0,0,0,0,0,0,0,0,0,0,0,0,0,0,0,0,0,0,0,0,0,0,0,0,0,0,0,0,0,null,0,0,0,0,0,0,0,0,0,null,0,0,0,0,0,0,0,0,0,0,null,0,0,0,0,0,0,0,null,0,0,0,null,{"$f":"IF($D250=\"Connection\",VLOOKUP(C250,'Input - General'!$F$62:$N$79,6,FALSE),0)","v":0},null,0.1801212933606588,0,0,null,8.6527813038891108E-2,0,0]
[null,{"$f":"'Input - Inventory'!B248","v":240},{"$f":"'Input - Inventory'!C248","v":"1x80W TF"},{"$f":"'Input - Inventory'!D248","v":"Luminaire"},{"$f":"'Input - Inventory'!E248","v":"NonTraffic"},{"$f":"'Input - Inventory'!F248","v":"Minor < 130w"},{"$f":"'Input - Inventory'!G248","v":0},null,"Luminaire - 1x80W TF",null,0,119,0,null,0,0,0,0,0,0,0,0,0,0,0,0,0,0,0,0,0,0,0,0,0,0,0,0,0,0,0,0,0,null,0,0,0,0,0,0,0,0,0,null,0,0,0,0,0,0,0,0,0,0,null,0,0,0,0,0,0,0,null,0,0,0,null,{"$f":"IF($D251=\"Connection\",VLOOKUP(C251,'Input - General'!$F$62:$N$79,6,FALSE),0)","v":0},null,0.1801212933606588,0,0,null,8.6527813038891108E-2,0,0]
[null,{"$f":"'Input - Inventory'!B249","v":241},{"$f":"'Input - Inventory'!C249","v":"250W MBF"},{"$f":"'Input - Inventory'!D249","v":"Luminaire"},{"$f":"'Input - Inventory'!E249","v":"Traffic"},{"$f":"'Input - Inventory'!F249","v":"Major > 130w"},{"$f":"'Input - Inventory'!G249","v":0},null,"Luminaire - 250W MBF",null,0,17196,0,null,0,0,0,0,0,0,0,0,0,0,0,0,0,0,0,0,0,0,0,0,0,0,0,0,0,0,0,0,0,null,0,0,0,0,0,0,0,0,0,null,0,0,0,0,0,0,0,0,0,0,null,0,0,0,0,0,0,0,null,0,0,0,null,{"$f":"IF($D252=\"Connection\",VLOOKUP(C252,'Input - General'!$F$62:$N$79,6,FALSE),0)","v":0},null,0.1801212933606588,0,0,null,8.6527813038891108E-2,0,0]
[null,{"$f":"'Input - Inventory'!B250","v":242},{"$f":"'Input - Inventory'!C250","v":"250W MBF - PARKVILLE"},{"$f":"'Input - Inventory'!D250","v":"Luminaire"},{"$f":"'Input - Inventory'!E250","v":"Traffic"},{"$f":"'Input - Inventory'!F250","v":"Major > 130w"},{"$f":"'Input - Inventory'!G250","v":0},null,"Luminaire - 250W MBF - PARKVILLE",null,0,0,0,null,0,0,0,0,0,0,0,0,0,0,0,0,0,0,0,0,0,0,0,0,0,0,0,0,0,0,0,0,0,null,0,0,0,0,0,0,0,0,0,null,0,0,0,0,0,0,0,0,0,0,null,0,0,0,0,0,0,0,null,0,0,0,null,{"$f":"IF($D253=\"Connection\",VLOOKUP(C253,'Input - General'!$F$62:$N$79,6,FALSE),0)","v":0},null,0.1801212933606588,0,0,null,8.6527813038891108E-2,0,0]
[null,{"$f":"'Input - Inventory'!B251","v":243},{"$f":"'Input - Inventory'!C251","v":"250W MBF - PARKWAY 1"},{"$f":"'Input - Inventory'!D251","v":"Luminaire"},{"$f":"'Input - Inventory'!E251","v":"Traffic"},{"$f":"'Input - Inventory'!F251","v":"Major > 130w"},{"$f":"'Input - Inventory'!G251","v":0},null,"Luminaire - 250W MBF - PARKWAY 1",null,0,782,0,null,0,0,0,0,0,0,0,0,0,0,0,0,0,0,0,0,0,0,0,0,0,0,0,0,0,0,0,0,0,null,0,0,0,0,0,0,0,0,0,null,0,0,0,0,0,0,0,0,0,0,null,0,0,0,0,0,0,0,null,0,0,0,null,{"$f":"IF($D254=\"Connection\",VLOOKUP(C254,'Input - General'!$F$62:$N$79,6,FALSE),0)","v":0},null,0.1801212933606588,0,0,null,8.6527813038891108E-2,0,0]
[null,{"$f":"'Input - Inventory'!B252","v":244},{"$f":"'Input - Inventory'!C252","v":"250W MBI - SMARTPOLE"},{"$f":"'Input - Inventory'!D252","v":"Luminaire"},{"$f":"'Input - Inventory'!E252","v":"Traffic"},{"$f":"'Input - Inventory'!F252","v":"Major > 130w"},{"$f":"'Input - Inventory'!G252","v":0},null,"Luminaire - 250W MBI - SMARTPOLE",null,0,21,0,null,0,0,0,0,0,0,0,0,0,0,0,0,0,0,0,0,0,0,0,0,0,0,0,0,0,0,0,0,0,null,0,0,0,0,0,0,0,0,0,null,0,0,0,0,0,0,0,0,0,0,null,0,0,0,0,0,0,0,null,0,0,0,null,{"$f":"IF($D255=\"Connection\",VLOOKUP(C255,'Input - General'!$F$62:$N$79,6,FALSE),0)","v":0},null,0.1801212933606588,0,0,null,8.6527813038891108E-2,0,0]
[null,{"$f":"'Input - Inventory'!B253","v":245},{"$f":"'Input - Inventory'!C253","v":"250W SON"},{"$f":"'Input - Inventory'!D253","v":"Luminaire"},{"$f":"'Input - Inventory'!E253","v":"Traffic"},{"$f":"'Input - Inventory'!F253","v":"Major > 130w"},{"$f":"'Input - Inventory'!G253","v":0},null,"Luminaire - 250W SON",null,0,14498,0,null,0,0,0,0,0,0,0,0,0,0,0,0,0,0,0,0,0,0,0,0,0,0,0,0,0,0,0,0,0,null,0,0,0,0,0,0,0,0,0,null,0,0,0,0,0,0,0,0,0,0,null,0,0,0,0,0,0,0,null,0,0,0,null,{"$f":"IF($D256=\"Connection\",VLOOKUP(C256,'Input - General'!$F$62:$N$79,6,FALSE),0)","v":0},null,0.1801212933606588,0,0,null,8.6527813038891108E-2,0,0]
[null,{"$f":"'Input - Inventory'!B254","v":246},{"$f":"'Input - Inventory'!C254","v":"250W SON - PARKVILLE"},{"$f":"'Input - Inventory'!D254","v":"Luminaire"},{"$f":"'Input - Inventory'!E254","v":"Traffic"},{"$f":"'Input - Inventory'!F254","v":"Major > 130w"},{"$f":"'Input - Inventory'!G254","v":0},null,"Luminaire - 250W SON - PARKVILLE",null,0,2,0,null,0,0,0,0,0,0,0,0,0,0,0,0,0,0,0,0,0,0,0,0,0,0,0,0,0,0,0,0,0,null,0,0,0,0,0,0,0,0,0,null,0,0,0,0,0,0,0,0,0,0,null,0,0,0,0,0,0,0,null,0,0,0,null,{"$f":"IF($D257=\"Connection\",VLOOKUP(C257,'Input - General'!$F$62:$N$79,6,FALSE),0)","v":0},null,0.1801212933606588,0,0,null,8.6527813038891108E-2,0,0]
[null,{"$f":"'Input - Inventory'!B255","v":247},{"$f":"'Input - Inventory'!C255","v":"250W SON - PARKWAY 1"},{"$f":"'Input - Inventory'!D255","v":"Luminaire"},{"$f":"'Input - Inventory'!E255","v":"Traffic"},{"$f":"'Input - Inventory'!F255","v":"Major > 130w"},{"$f":"'Input - Inventory'!G255","v":0},null,"Luminaire - 250W SON - PARKWAY 1",null,0,28,0,null,0,0,0,0,0,0,0,0,0,0,0,0,0,0,0,0,0,0,0,0,0,0,0,0,0,0,0,0,0,null,0,0,0,0,0,0,0,0,0,null,0,0,0,0,0,0,0,0,0,0,null,0,0,0,0,0,0,0,null,0,0,0,null,{"$f":"IF($D258=\"Connection\",VLOOKUP(C258,'Input - General'!$F$62:$N$79,6,FALSE),0)","v":0},null,0.1801212933606588,0,0,null,8.6527813038891108E-2,0,0]
[null,{"$f":"'Input - Inventory'!B256","v":248},{"$f":"'Input - Inventory'!C256","v":"250W SON - Parkway 1(P09)"},{"$f":"'Input - Inventory'!D256","v":"Luminaire"},{"$f":"'Input - Inventory'!E256","v":"Traffic"},{"$f":"'Input - Inventory'!F256","v":"Major > 130w"},{"$f":"'Input - Inventory'!G256","v":0},null,"Luminaire - 250W SON - Parkway 1(P09)",null,0,21,0,null,0,0,0,0,0,0,0,0,0,0,0,0,0,0,0,0,0,0,0,0,0,0,0,0,0,0,0,0,0,null,0,0,0,0,0,0,0,0,0,null,0,0,0,0,0,0,0,0,0,0,null,0,0,0,0,0,0,0,null,0,0,0,null,{"$f":"IF($D259=\"Connection\",VLOOKUP(C259,'Input - General'!$F$62:$N$79,6,FALSE),0)","v":0},null,0.1801212933606588,0,0,null,8.6527813038891108E-2,0,0]
[null,{"$f":"'Input - Inventory'!B257","v":249},{"$f":"'Input - Inventory'!C257","v":"250W SON (P09)"},{"$f":"'Input - Inventory'!D257","v":"Luminaire"},{"$f":"'Input - Inventory'!E257","v":"Traffic"},{"$f":"'Input - Inventory'!F257","v":"Major > 130w"},{"$f":"'Input - Inventory'!G257","v":0},null,"Luminaire - 250W SON (P09)",null,0,9417,0,null,0,0,0,0,0,0,0,0,0,0,0,0,0,0,0,0,0,0,0,0,0,0,0,0,0,0,0,0,0,null,0,0,0,0,0,0,0,0,0,null,0,0,0,0,0,0,0,0,0,0,null,0,0,0,0,0,0,0,null,0,0,0,null,{"$f":"IF($D260=\"Connection\",VLOOKUP(C260,'Input - General'!$F$62:$N$79,6,FALSE),0)","v":0},null,0.1801212933606588,0,0,null,8.6527813038891108E-2,0,0]
[null,{"$f":"'Input - Inventory'!B258","v":250},{"$f":"'Input - Inventory'!C258","v":"250W SON Active Reactor"},{"$f":"'Input - Inventory'!D258","v":"Luminaire"},{"$f":"'Input - Inventory'!E258","v":"Traffic"},{"$f":"'Input - Inventory'!F258","v":"Major > 130w"},{"$f":"'Input - Inventory'!G258","v":0},null,"Luminaire - 250W SON Active Reactor",null,0,220,0,null,0,0,0,0,0,0,0,0,0,0,0,0,0,0,0,0,0,0,0,0,0,0,0,0,0,0,0,0,0,null,0,0,0,0,0,0,0,0,0,null,0,0,0,0,0,0,0,0,0,0,null,0,0,0,0,0,0,0,null,0,0,0,null,{"$f":"IF($D261=\"Connection\",VLOOKUP(C261,'Input - General'!$F$62:$N$79,6,FALSE),0)","v":0},null,0.1801212933606588,0,0,null,8.6527813038891108E-2,0,0]
[null,{"$f":"'Input - Inventory'!B259","v":251},{"$f":"'Input - Inventory'!C259","v":"250W SON FLOODLIGHT"},{"$f":"'Input - Inventory'!D259","v":"Luminaire"},{"$f":"'Input - Inventory'!E259","v":"Traffic"},{"$f":"'Input - Inventory'!F259","v":"Major > 130w"},{"$f":"'Input - Inventory'!G259","v":0},null,"Luminaire - 250W SON FLOODLIGHT",null,0,929,0,null,0,0,0,0,0,0,0,0,0,0,0,0,0,0,0,0,0,0,0,0,0,0,0,0,0,0,0,0,0,null,0,0,0,0,0,0,0,0,0,null,0,0,0,0,0,0,0,0,0,0,null,0,0,0,0,0,0,0,null,0,0,0,null,{"$f":"IF($D262=\"Connection\",VLOOKUP(C262,'Input - General'!$F$62:$N$79,6,FALSE),0)","v":0},null,0.1801212933606588,0,0,null,8.6527813038891108E-2,0,0]
[null,{"$f":"'Input - Inventory'!B260","v":252},{"$f":"'Input - Inventory'!C260","v":"250W SON Floodlight (P09)"},{"$f":"'Input - Inventory'!D260","v":"Luminaire"},{"$f":"'Input - Inventory'!E260","v":"Traffic"},{"$f":"'Input - Inventory'!F260","v":"Major > 130w"},{"$f":"'Input - Inventory'!G260","v":0},null,"Luminaire - 250W SON Floodlight (P09)",null,0,423,0,null,0,0,0,0,0,0,0,0,0,0,0,0,0,0,0,0,0,0,0,0,0,0,0,0,0,0,0,0,0,null,0,0,0,0,0,0,0,0,0,null,0,0,0,0,0,0,0,0,0,0,null,0,0,0,0,0,0,0,null,0,0,0,null,{"$f":"IF($D263=\"Connection\",VLOOKUP(C263,'Input - General'!$F$62:$N$79,6,FALSE),0)","v":0},null,0.1801212933606588,0,0,null,8.6527813038891108E-2,0,0]
[null,{"$f":"'Input - Inventory'!B261","v":253},{"$f":"'Input - Inventory'!C261","v":"250W SON GEC 'BOSTON 3'"},{"$f":"'Input - Inventory'!D261","v":"Luminaire"},{"$f":"'Input - Inventory'!E261","v":"Traffic"},{"$f":"'Input - Inventory'!F261","v":"Major > 130w"},{"$f":"'Input - Inventory'!G261","v":0},null,"Luminaire - 250W SON GEC 'BOSTON 3'",null,0,103,0,null,0,0,0,0,0,0,0,0,0,0,0,0,0,0,0,0,0,0,0,0,0,0,0,0,0,0,0,0,0,null,0,0,0,0,0,0,0,0,0,null,0,0,0,0,0,0,0,0,0,0,null,0,0,0,0,0,0,0,null,0,0,0,null,{"$f":"IF($D264=\"Connection\",VLOOKUP(C264,'Input - General'!$F$62:$N$79,6,FALSE),0)","v":0},null,0.1801212933606588,0,0,null,8.6527813038891108E-2,0,0]
[null,{"$f":"'Input - Inventory'!B262","v":254},{"$f":"'Input - Inventory'!C262","v":"2X14W TF - T5 PIERLIGHT"},{"$f":"'Input - Inventory'!D262","v":"Luminaire"},{"$f":"'Input - Inventory'!E262","v":"NonTraffic"},{"$f":"'Input - Inventory'!F262","v":"Minor < 130w"},{"$f":"'Input - Inventory'!G262","v":0},null,"Luminaire - 2X14W TF - T5 PIERLIGHT",null,0,145,0,null,0,0,0,0,0,0,0,0,0,0,0,0,0,0,0,0,0,0,0,0,0,0,0,0,0,0,0,0,0,null,0,0,0,0,0,0,0,0,0,null,0,0,0,0,0,0,0,0,0,0,null,0,0,0,0,0,0,0,null,0,0,0,null,{"$f":"IF($D265=\"Connection\",VLOOKUP(C265,'Input - General'!$F$62:$N$79,6,FALSE),0)","v":0},null,0.1801212933606588,0,0,null,8.6527813038891108E-2,0,0]
[null,{"$f":"'Input - Inventory'!B263","v":255},{"$f":"'Input - Inventory'!C263","v":"2x14W TF - T5 Pierlight (P09)"},{"$f":"'Input - Inventory'!D263","v":"Luminaire"},{"$f":"'Input - Inventory'!E263","v":"NonTraffic"},{"$f":"'Input - Inventory'!F263","v":"Minor < 130w"},{"$f":"'Input - Inventory'!G263","v":0},null,"Luminaire - 2x14W TF - T5 Pierlight (P09)",null,0,13,0,null,0,0,0,0,0,0,0,0,0,0,0,0,0,0,0,0,0,0,0,0,0,0,0,0,0,0,0,0,0,null,0,0,0,0,0,0,0,0,0,null,0,0,0,0,0,0,0,0,0,0,null,0,0,0,0,0,0,0,null,0,0,0,null,{"$f":"IF($D266=\"Connection\",VLOOKUP(C266,'Input - General'!$F$62:$N$79,6,FALSE),0)","v":0},null,0.1801212933606588,0,0,null,8.6527813038891108E-2,0,0]
[null,{"$f":"'Input - Inventory'!B264","v":256},{"$f":"'Input - Inventory'!C264","v":"2x14W TF - T5 PIERLITE M"},{"$f":"'Input - Inventory'!D264","v":"Luminaire"},{"$f":"'Input - Inventory'!E264","v":"NonTraffic"},{"$f":"'Input - Inventory'!F264","v":"Minor < 130w"},{"$f":"'Input - Inventory'!G264","v":0},null,"Luminaire - 2x14W TF - T5 PIERLITE M",null,0,0,0,null,0,0,0,0,0,0,0,0,0,0,0,0,0,0,0,0,0,0,0,0,0,0,0,0,0,0,0,0,0,null,0,0,0,0,0,0,0,0,0,null,0,0,0,0,0,0,0,0,0,0,null,0,0,0,0,0,0,0,null,0,0,0,null,{"$f":"IF($D267=\"Connection\",VLOOKUP(C267,'Input - General'!$F$62:$N$79,6,FALSE),0)","v":0},null,0.1801212933606588,0,0,null,8.6527813038891108E-2,0,0]
[null,{"$f":"'Input - Inventory'!B265","v":257},{"$f":"'Input - Inventory'!C265","v":"2x175W MBF - PARKWAY 2"},{"$f":"'Input - Inventory'!D265","v":"Luminaire"},{"$f":"'Input - Inventory'!E265","v":"Traffic"},{"$f":"'Input - Inventory'!F265","v":"Major > 130w"},{"$f":"'Input - Inventory'!G265","v":0},null,"Luminaire - 2x175W MBF - PARKWAY 2",null,0,0,{"$f":"L268*K268","v":0},null,0,{"$f":"IF(AND($D268=\"Lamp\",CycleBulkTask1<>0, OR($F268=O$9,O$9=\"All\")),1/CycleBulkTask1,0)","v":0},0,{"$f":"IF(AND($D268=\"Lamp\",CycleBulkTask2<>0, OR($F268=Q$9,Q$9=\"All\")),1/CycleBulkTask2,0)","v":0},0,{"$f":"IF(AND($D268=\"Lamp\",CycleBulkTask3<>0, OR($F268=S$9,S$9=\"All\")),1/CycleBulkTask3,0)","v":0},0,{"$f":"IF(AND($D268=\"Lamp\",CycleBulkTask4<>0, OR($F268=U$9,U$9=\"All\")),1/CycleBulkTask4,0)","v":0},0,{"$f":"IF(AND($D268=\"Lamp\",CycleBulkTask5<>0, OR($F268=W$9,W$9=\"All\")),1/CycleBulkTask5,0)","v":0},0,{"$f":"IF(AND($D268=\"Lamp\",CycleBulkTask6<>0, OR($F268=Y$9,Y$9=\"All\")),1/CycleBulkTask6,0)","v":0},0,{"$f":"IF(AND($D268=\"Lamp\",CycleBulkTask7<>0, OR($F268=AA$9,AA$9=\"All\")),1/CycleBulkTask7,0)","v":0},0,{"$f":"IF(AND($D268=\"Lamp\",CycleBulkTask8<>0, OR($F268=AC$9,AC$9=\"All\")),1/CycleBulkTask8,0)","v":0},0,{"$f":"IF(AND($D268=\"Lamp\",CycleBulkTask9<>0, OR($F268=AE$9,AE$9=\"All\")),1/CycleBulkTask9,0)","v":0},0,{"$f":"IF(AND($D268=\"Lamp\",CycleBulkTask10<>0, OR($F268=AG$9,AG$9=\"All\")),1/CycleBulkTask10,0)","v":0},0,{"$f":"IF(AND($D268=\"Lamp\",CycleBulkTask11<>0, OR($F268=AI$9,AI$9=\"All\")),1/CycleBulkTask11,0)","v":0},0,{"$f":"IF(AND($D268=\"Lamp\",CycleBulkTask12<>0, OR($F268=AK$9,AK$9=\"All\")),1/CycleBulkTask12,0)","v":0},0,{"$f":"IF(AND($D268=\"Lamp\",CycleBulkTask13<>0, OR($F268=AM$9,AM$9=\"All\")),1/CycleBulkTask13,0)","v":0},0,{"$f":"IF(AND($D268=\"Lamp\",CycleBulkTask14<>0, OR($F268=AO$9,AO$9=\"All\")),1/CycleBulkTask14,0)","v":0},{"$f":"O268*P268+Q268*R268+S268*T268+U268*V268+W268*X268+Y268*Z268+AA268*AB268+AC268*AD268+AE268*AF268+AG268*AH268+AI268*AJ268+AK268*AL268+AM268*AN268+AO268*AP268","v":0},null,0,{"$f":"MAX(P268,R268)","v":0},0,{"$f":"MAX(T268,V268)","v":0},0,{"$f":"X268","v":0},0,{"$f":"INDIRECT($E268)*$V268 +(1-INDIRECT($E268))*$T268","v":0},{"$f":"AS268*AT268+AU268*AV268+AW268*AX268+AY268*AZ268","v":0},null,{"$f":"IF($D268=$AS$9,(INDIRECT(\"PriceLabour\" & \"FY16\")*ProportionStandardHours + INDIRECT(\"PriceLabourOvertime\" & \"FY16\")*ProportionOvertimeHours)*(1+RateOnCostAnnual),0)","v":0},{"$f":"BO268","v":0},{"$f":"IF($D268=\"Lamp\",(NumberOfCrew+INDIRECT($E268)*TrafficController)*(TimeToReplaceLamp),0)","v":0},{"$f":"IF($D268=$AS$9,(INDIRECT(\"PriceLabour\" & \"FY16\")*ProportionStandardHours + INDIRECT(\"PriceLabourOvertime\" & \"FY16\")*ProportionOvertimeHours)*(1+RateOnCostAnnual),0)","v":0},{"$f":"BQ268","v":0},{"$f":"IF($D268=\"Lamp\",(NumberOfCrew+INDIRECT($E268)*TrafficController)*(TimeForPECellReplace),0)","v":0},{"$f":"IF($D268=$AS$9,(INDIRECT(\"PriceLabour\" & \"FY16\")*ProportionStandardHours + INDIRECT(\"PriceLabourOvertime\" & \"FY16\")*ProportionOvertimeHours)*(1+RateOnCostAnnual),0)","v":0},{"$f":"BS268","v":0},{"$f":"IF($D268=\"Lamp\",(NumberOfCrew+INDIRECT($E268)*TrafficController)*(TimeForOtherSpot),0)","v":0},{"$f":"BC268*BD268*BE268+BF268*BG268*BH268+BI268*BJ268*BK268","v":0},null,0,{"$f":"IF($D268=\"Lamp\",INDIRECT(BO$10 & $B268),0)","v":0},0,{"$f":"IF($D268=\"Lamp\",INDIRECT(\"FailurePECell\" & \"Annual\"),0)","v":0},0,{"$f":"IF($D268=\"Lamp\",INDIRECT(\"FailureMisc\" & \"Annual\"),0)","v":0},{"$f":"BN268*BO268+BP268*BQ268+BR268*BS268","v":0},null,0,{"$f":"BD268*BE268+BG268*BH268+BJ268*BK268","v":0},{"$f":"BV268*BW268","v":0},null,{"$f":"IF($D268=\"Connection\",VLOOKUP(C268,'Input - General'!$F$62:$N$79,6,FALSE),0)","v":0},null,{"$f":"RateOverhead","v":0.1801212933606588},{"$f":"BX268+BL268+BT268+BA268+AQ268+BZ268","v":0},{"$f":"CC268*CB268","v":0},null,{"$f":"CorporateOverheads","v":8.6527813038891108E-2},0,{"$f":"CG268*CF268","v":0}]
[null,{"$f":"'Input - Inventory'!B266","v":258},{"$f":"'Input - Inventory'!C266","v":"2x20W TF"},{"$f":"'Input - Inventory'!D266","v":"Luminaire"},{"$f":"'Input - Inventory'!E266","v":"NonTraffic"},{"$f":"'Input - Inventory'!F266","v":"Minor < 130w"},{"$f":"'Input - Inventory'!G266","v":0},null,{"$f":"CONCATENATE(D269,\" - \",C269)","v":"Luminaire - 2x20W TF"},null,{"$f":"AQ269+BA269+BL269+BT269+BX269+BZ269+CD269+CH269","v":0},{"$f":"INDIRECT(L$10&$B269&\"FY16\")","v":18824},0,null,{"$f":"IF(AND($D269=\"Lamp\", OR($F269=O$9, O$9=\"All\")),INDIRECT(\"PriceBulkTask1\" & \"FY16\"),0)","v":0},0,{"$f":"IF(AND($D269=\"Lamp\", OR($F269=Q$9, Q$9=\"All\")),INDIRECT(\"PriceBulkTask2\" & \"FY16\"),0)","v":0},0,{"$f":"IF(AND($D269=\"Lamp\", OR($F269=S$9, S$9=\"All\")),INDIRECT(\"PriceBulkTask3\" & \"FY16\"),0)","v":0},0,{"$f":"IF(AND($D269=\"Lamp\", OR($F269=U$9, U$9=\"All\")),INDIRECT(\"PriceBulkTask4\" & \"FY16\"),0)","v":0},0,{"$f":"IF(AND($D269=\"Lamp\", OR($F269=W$9, W$9=\"All\")),INDIRECT(\"PriceBulkTask5\" & \"FY16\"),0)","v":0},0,{"$f":"IF(AND($D269=\"Lamp\", OR($F269=Y$9, Y$9=\"All\")),INDIRECT(\"PriceBulkTask6\" & \"FY16\"),0)","v":0},0,{"$f":"IF(AND($D269=\"Lamp\", OR($F269=AA$9, AA$9=\"All\")),INDIRECT(\"PriceBulkTask7\" & \"FY16\"),0)","v":0},0,{"$f":"IF(AND($D269=\"Lamp\", OR($F269=AC$9, AC$9=\"All\")),INDIRECT(\"PriceBulkTask8\" & \"FY16\"),0)","v":0},0,{"$f":"IF(AND($D269=\"Lamp\", OR($F269=AE$9, AE$9=\"All\")),INDIRECT(\"PriceBulkTask9\" & \"FY16\"),0)","v":0},0,{"$f":"IF(AND($D269=\"Lamp\", OR($F269=AG$9, AG$9=\"All\")),INDIRECT(\"PriceBulkTask10\" & \"FY16\"),0)","v":0},0,{"$f":"IF(AND($D269=\"Lamp\", OR($F269=AI$9, AI$9=\"All\")),INDIRECT(\"PriceBulkTask11\" & \"FY16\"),0)","v":0},0,{"$f":"IF(AND($D269=\"Lamp\", OR($F269=AK$9, AK$9=\"All\")),INDIRECT(\"PriceBulkTask12\" & \"FY16\"),0)","v":0},0,{"$f":"IF(AND($D269=\"Lamp\", OR($F269=AM$9, AM$9=\"All\")),INDIRECT(\"PriceBulkTask13\" & \"FY16\"),0)","v":0},0,{"$f":"IF(AND($D269=\"Lamp\", OR($F269=AO$9, AO$9=\"All\")),INDIRECT(\"PriceBulkTask14\" & \"FY16\"),0)","v":0},0,0,null,{"$f":"IF($D269=\"Lamp\",$G269*INDIRECT(\"Price\" & $B269 & \"FY16\"),0)","v":0},0,{"$f":"IF($D269=\"Lamp\",INDIRECT(\"PriceVisor\" & \"FY16\"),0)","v":0},0,{"$f":"IF($D269=\"Lamp\",INDIRECT(\"PricePECell\" & \"FY16\"),0)","v":0},0,{"$f":"IF($D269=\"Lamp\",INDIRECT(\"PriceMisc\" & \"FY16\"),0)","v":0},0,0,null,0,0,0,0,0,0,0,0,0,0,null,{"$f":"IF($D269=\"Lamp\",INDIRECT(\"Price\" & $B269 & \"FY16\"),0)","v":0},0,{"$f":"IF($D269=\"Lamp\",INDIRECT(\"pRICEpecELL\" & \"FY16\"),0)","v":0},0,{"$f":"IF($D269=\"Lamp\",INDIRECT(\"PriceMisc\" & \"FY16\"),0)","v":0},0,0,null,{"$f":"IF(AND($D269=\"Lamp\"),INDIRECT(\"PriceEWP\"&\"FY16\"),0)","v":0},0,0,null,{"$f":"IF($D269=\"Connection\",VLOOKUP(C269,'Input - General'!$F$62:$N$79,6,FALSE),0)","v":0},null,0.1801212933606588,0,0,null,8.6527813038891108E-2,{"$f":"AQ269+BA269+BL269+BT269+BX269+BZ269+CD269","v":0},0]
[null,{"$f":"'Input - Inventory'!B267","v":259},{"$f":"'Input - Inventory'!C267","v":"2x20W TF - WAVERLEY"},{"$f":"'Input - Inventory'!D267","v":"Luminaire"},{"$f":"'Input - Inventory'!E267","v":"NonTraffic"},{"$f":"'Input - Inventory'!F267","v":"Minor < 130w"},{"$f":"'Input - Inventory'!G267","v":0},null,"Luminaire - 2x20W TF - WAVERLEY",null,0,0,0,null,0,0,0,0,0,0,0,0,0,0,0,0,0,0,0,0,0,0,0,0,0,0,0,0,0,0,0,0,0,null,0,0,0,0,0,0,0,0,0,null,0,0,0,0,0,0,0,0,0,0,null,0,0,0,0,0,0,0,null,0,0,0,null,{"$f":"IF($D270=\"Connection\",VLOOKUP(C270,'Input - General'!$F$62:$N$79,6,FALSE),0)","v":0},null,0.1801212933606588,0,0,null,8.6527813038891108E-2,0,0]
[null,{"$f":"'Input - Inventory'!B268","v":260},{"$f":"'Input - Inventory'!C268","v":"2x250W SON FLOODLIGHT"},{"$f":"'Input - Inventory'!D268","v":"Luminaire"},{"$f":"'Input - Inventory'!E268","v":"Traffic"},{"$f":"'Input - Inventory'!F268","v":"Major > 130w"},{"$f":"'Input - Inventory'!G268","v":0},null,"Luminaire - 2x250W SON FLOODLIGHT",null,0,2,0,null,0,0,0,0,0,0,0,0,0,0,0,0,0,0,0,0,0,0,0,0,0,0,0,0,0,0,0,0,0,null,0,0,0,0,0,0,0,0,0,null,0,0,0,0,0,0,0,0,0,0,null,0,0,0,0,0,0,0,null,0,0,0,null,{"$f":"IF($D271=\"Connection\",VLOOKUP(C271,'Input - General'!$F$62:$N$79,6,FALSE),0)","v":0},null,0.1801212933606588,0,0,null,8.6527813038891108E-2,0,0]
[null,{"$f":"'Input - Inventory'!B269","v":261},{"$f":"'Input - Inventory'!C269","v":"2x26W TF MACQUARIE DEC."},{"$f":"'Input - Inventory'!D269","v":"Luminaire"},{"$f":"'Input - Inventory'!E269","v":"NonTraffic"},{"$f":"'Input - Inventory'!F269","v":"Minor < 130w"},{"$f":"'Input - Inventory'!G269","v":0},null,"Luminaire - 2x26W TF MACQUARIE DEC.",null,0,0,0,null,0,0,0,0,0,0,0,0,0,0,0,0,0,0,0,0,0,0,0,0,0,0,0,0,0,0,0,0,0,null,0,0,0,0,0,0,0,0,0,null,0,0,0,0,0,0,0,0,0,0,null,0,0,0,0,0,0,0,null,0,0,0,null,{"$f":"IF($D272=\"Connection\",VLOOKUP(C272,'Input - General'!$F$62:$N$79,6,FALSE),0)","v":0},null,0.1801212933606588,0,0,null,8.6527813038891108E-2,0,0]
[null,{"$f":"'Input - Inventory'!B270","v":262},{"$f":"'Input - Inventory'!C270","v":"2x400W MBF - PARKWAY 2"},{"$f":"'Input - Inventory'!D270","v":"Luminaire"},{"$f":"'Input - Inventory'!E270","v":"Traffic"},{"$f":"'Input - Inventory'!F270","v":"Major > 130w"},{"$f":"'Input - Inventory'!G270","v":0},null,"Luminaire - 2x400W MBF - PARKWAY 2",null,0,0,0,null,0,0,0,0,0,0,0,0,0,0,0,0,0,0,0,0,0,0,0,0,0,0,0,0,0,0,0,0,0,null,0,0,0,0,0,0,0,0,0,null,0,0,0,0,0,0,0,0,0,0,null,0,0,0,0,0,0,0,null,0,0,0,null,{"$f":"IF($D273=\"Connection\",VLOOKUP(C273,'Input - General'!$F$62:$N$79,6,FALSE),0)","v":0},null,0.1801212933606588,0,0,null,8.6527813038891108E-2,0,0]
[null,{"$f":"'Input - Inventory'!B271","v":263},{"$f":"'Input - Inventory'!C271","v":"2x400W MBI FLOODLIGHT"},{"$f":"'Input - Inventory'!D271","v":"Luminaire"},{"$f":"'Input - Inventory'!E271","v":"Traffic"},{"$f":"'Input - Inventory'!F271","v":"Major > 130w"},{"$f":"'Input - Inventory'!G271","v":0},null,"Luminaire - 2x400W MBI FLOODLIGHT",null,0,0,0,null,0,0,0,0,0,0,0,0,0,0,0,0,0,0,0,0,0,0,0,0,0,0,0,0,0,0,0,0,0,null,0,0,0,0,0,0,0,0,0,null,0,0,0,0,0,0,0,0,0,0,null,0,0,0,0,0,0,0,null,0,0,0,null,{"$f":"IF($D274=\"Connection\",VLOOKUP(C274,'Input - General'!$F$62:$N$79,6,FALSE),0)","v":0},null,0.1801212933606588,0,0,null,8.6527813038891108E-2,0,0]
[null,{"$f":"'Input - Inventory'!B272","v":264},{"$f":"'Input - Inventory'!C272","v":"2x400W SON FLOODLIGHT"},{"$f":"'Input - Inventory'!D272","v":"Luminaire"},{"$f":"'Input - Inventory'!E272","v":"Traffic"},{"$f":"'Input - Inventory'!F272","v":"Major > 130w"},{"$f":"'Input - Inventory'!G272","v":0},null,"Luminaire - 2x400W SON FLOODLIGHT",null,0,1,0,null,0,0,0,0,0,0,0,0,0,0,0,0,0,0,0,0,0,0,0,0,0,0,0,0,0,0,0,0,0,null,0,0,0,0,0,0,0,0,0,null,0,0,0,0,0,0,0,0,0,0,null,0,0,0,0,0,0,0,null,0,0,0,null,{"$f":"IF($D275=\"Connection\",VLOOKUP(C275,'Input - General'!$F$62:$N$79,6,FALSE),0)","v":0},null,0.1801212933606588,0,0,null,8.6527813038891108E-2,0,0]
[null,{"$f":"'Input - Inventory'!B273","v":265},{"$f":"'Input - Inventory'!C273","v":"2x40W TF"},{"$f":"'Input - Inventory'!D273","v":"Luminaire"},{"$f":"'Input - Inventory'!E273","v":"NonTraffic"},{"$f":"'Input - Inventory'!F273","v":"Minor < 130w"},{"$f":"'Input - Inventory'!G273","v":0},null,"Luminaire - 2x40W TF",null,0,14,0,null,0,0,0,0,0,0,0,0,0,0,0,0,0,0,0,0,0,0,0,0,0,0,0,0,0,0,0,0,0,null,0,0,0,0,0,0,0,0,0,null,0,0,0,0,0,0,0,0,0,0,null,0,0,0,0,0,0,0,null,0,0,0,null,{"$f":"IF($D276=\"Connection\",VLOOKUP(C276,'Input - General'!$F$62:$N$79,6,FALSE),0)","v":0},null,0.1801212933606588,0,0,null,8.6527813038891108E-2,0,0]
[null,{"$f":"'Input - Inventory'!B274","v":266},{"$f":"'Input - Inventory'!C274","v":"2x70W SON - BOURKE HILL"},{"$f":"'Input - Inventory'!D274","v":"Luminaire"},{"$f":"'Input - Inventory'!E274","v":"NonTraffic"},{"$f":"'Input - Inventory'!F274","v":"Minor < 130w"},{"$f":"'Input - Inventory'!G274","v":0},null,"Luminaire - 2x70W SON - BOURKE HILL",null,0,0,0,null,0,0,0,0,0,0,0,0,0,0,0,0,0,0,0,0,0,0,0,0,0,0,0,0,0,0,0,0,0,null,0,0,0,0,0,0,0,0,0,null,0,0,0,0,0,0,0,0,0,0,null,0,0,0,0,0,0,0,null,0,0,0,null,{"$f":"IF($D277=\"Connection\",VLOOKUP(C277,'Input - General'!$F$62:$N$79,6,FALSE),0)","v":0},null,0.1801212933606588,0,0,null,8.6527813038891108E-2,0,0]
[null,{"$f":"'Input - Inventory'!B275","v":267},{"$f":"'Input - Inventory'!C275","v":"2x80W MBF - BOURKE HILL"},{"$f":"'Input - Inventory'!D275","v":"Luminaire"},{"$f":"'Input - Inventory'!E275","v":"NonTraffic"},{"$f":"'Input - Inventory'!F275","v":"Minor < 130w"},{"$f":"'Input - Inventory'!G275","v":0},null,"Luminaire - 2x80W MBF - BOURKE HILL",null,0,53,0,null,0,0,0,0,0,0,0,0,0,0,0,0,0,0,0,0,0,0,0,0,0,0,0,0,0,0,0,0,0,null,0,0,0,0,0,0,0,0,0,null,0,0,0,0,0,0,0,0,0,0,null,0,0,0,0,0,0,0,null,0,0,0,null,{"$f":"IF($D278=\"Connection\",VLOOKUP(C278,'Input - General'!$F$62:$N$79,6,FALSE),0)","v":0},null,0.1801212933606588,0,0,null,8.6527813038891108E-2,0,0]
[null,{"$f":"'Input - Inventory'!B276","v":268},{"$f":"'Input - Inventory'!C276","v":"3x400W MBF - PARKWAY 3"},{"$f":"'Input - Inventory'!D276","v":"Luminaire"},{"$f":"'Input - Inventory'!E276","v":"Traffic"},{"$f":"'Input - Inventory'!F276","v":"Major > 130w"},{"$f":"'Input - Inventory'!G276","v":0},null,"Luminaire - 3x400W MBF - PARKWAY 3",null,0,0,0,null,0,0,0,0,0,0,0,0,0,0,0,0,0,0,0,0,0,0,0,0,0,0,0,0,0,0,0,0,0,null,0,0,0,0,0,0,0,0,0,null,0,0,0,0,0,0,0,0,0,0,null,0,0,0,0,0,0,0,null,0,0,0,null,{"$f":"IF($D279=\"Connection\",VLOOKUP(C279,'Input - General'!$F$62:$N$79,6,FALSE),0)","v":0},null,0.1801212933606588,0,0,null,8.6527813038891108E-2,0,0]
[null,{"$f":"'Input - Inventory'!B277","v":269},{"$f":"'Input - Inventory'!C277","v":"400W MBF"},{"$f":"'Input - Inventory'!D277","v":"Luminaire"},{"$f":"'Input - Inventory'!E277","v":"Traffic"},{"$f":"'Input - Inventory'!F277","v":"Major > 130w"},{"$f":"'Input - Inventory'!G277","v":0},null,"Luminaire - 400W MBF",null,0,6514.5,0,null,0,0,0,0,0,0,0,0,0,0,0,0,0,0,0,0,0,0,0,0,0,0,0,0,0,0,0,0,0,null,0,0,0,0,0,0,0,0,0,null,0,0,0,0,0,0,0,0,0,0,null,0,0,0,0,0,0,0,null,0,0,0,null,{"$f":"IF($D280=\"Connection\",VLOOKUP(C280,'Input - General'!$F$62:$N$79,6,FALSE),0)","v":0},null,0.1801212933606588,0,0,null,8.6527813038891108E-2,0,0]
[null,{"$f":"'Input - Inventory'!B278","v":270},{"$f":"'Input - Inventory'!C278","v":"400W MBF - PARKWAY 1"},{"$f":"'Input - Inventory'!D278","v":"Luminaire"},{"$f":"'Input - Inventory'!E278","v":"Traffic"},{"$f":"'Input - Inventory'!F278","v":"Major > 130w"},{"$f":"'Input - Inventory'!G278","v":0},null,"Luminaire - 400W MBF - PARKWAY 1",null,0,252,0,null,0,0,0,0,0,0,0,0,0,0,0,0,0,0,0,0,0,0,0,0,0,0,0,0,0,0,0,0,0,null,0,0,0,0,0,0,0,0,0,null,0,0,0,0,0,0,0,0,0,0,null,0,0,0,0,0,0,0,null,0,0,0,null,{"$f":"IF($D281=\"Connection\",VLOOKUP(C281,'Input - General'!$F$62:$N$79,6,FALSE),0)","v":0},null,0.1801212933606588,0,0,null,8.6527813038891108E-2,0,0]
[null,{"$f":"'Input - Inventory'!B279","v":271},{"$f":"'Input - Inventory'!C279","v":"400W MBF FLOODLIGHT"},{"$f":"'Input - Inventory'!D279","v":"Luminaire"},{"$f":"'Input - Inventory'!E279","v":"Traffic"},{"$f":"'Input - Inventory'!F279","v":"Major > 130w"},{"$f":"'Input - Inventory'!G279","v":0},null,"Luminaire - 400W MBF FLOODLIGHT",null,0,96,0,null,0,0,0,0,0,0,0,0,0,0,0,0,0,0,0,0,0,0,0,0,0,0,0,0,0,0,0,0,0,null,0,0,0,0,0,0,0,0,0,null,0,0,0,0,0,0,0,0,0,0,null,0,0,0,0,0,0,0,null,0,0,0,null,{"$f":"IF($D282=\"Connection\",VLOOKUP(C282,'Input - General'!$F$62:$N$79,6,FALSE),0)","v":0},null,0.1801212933606588,0,0,null,8.6527813038891108E-2,0,0]
[null,{"$f":"'Input - Inventory'!B280","v":272},{"$f":"'Input - Inventory'!C280","v":"400W MBI - SMARTPOLE"},{"$f":"'Input - Inventory'!D280","v":"Luminaire"},{"$f":"'Input - Inventory'!E280","v":"Traffic"},{"$f":"'Input - Inventory'!F280","v":"Major > 130w"},{"$f":"'Input - Inventory'!G280","v":0},null,"Luminaire - 400W MBI - SMARTPOLE",null,0,0,0,null,0,0,0,0,0,0,0,0,0,0,0,0,0,0,0,0,0,0,0,0,0,0,0,0,0,0,0,0,0,null,0,0,0,0,0,0,0,0,0,null,0,0,0,0,0,0,0,0,0,0,null,0,0,0,0,0,0,0,null,0,0,0,null,{"$f":"IF($D283=\"Connection\",VLOOKUP(C283,'Input - General'!$F$62:$N$79,6,FALSE),0)","v":0},null,0.1801212933606588,0,0,null,8.6527813038891108E-2,0,0]
[null,{"$f":"'Input - Inventory'!B281","v":273},{"$f":"'Input - Inventory'!C281","v":"400W MBI FLOODLIGHT"},{"$f":"'Input - Inventory'!D281","v":"Luminaire"},{"$f":"'Input - Inventory'!E281","v":"Traffic"},{"$f":"'Input - Inventory'!F281","v":"Major > 130w"},{"$f":"'Input - Inventory'!G281","v":0},null,"Luminaire - 400W MBI FLOODLIGHT",null,0,117,0,null,0,0,0,0,0,0,0,0,0,0,0,0,0,0,0,0,0,0,0,0,0,0,0,0,0,0,0,0,0,null,0,0,0,0,0,0,0,0,0,null,0,0,0,0,0,0,0,0,0,0,null,0,0,0,0,0,0,0,null,0,0,0,null,{"$f":"IF($D284=\"Connection\",VLOOKUP(C284,'Input - General'!$F$62:$N$79,6,FALSE),0)","v":0},null,0.1801212933606588,0,0,null,8.6527813038891108E-2,0,0]
[null,{"$f":"'Input - Inventory'!B282","v":274},{"$f":"'Input - Inventory'!C282","v":"400W SON"},{"$f":"'Input - Inventory'!D282","v":"Luminaire"},{"$f":"'Input - Inventory'!E282","v":"Traffic"},{"$f":"'Input - Inventory'!F282","v":"Major > 130w"},{"$f":"'Input - Inventory'!G282","v":0},null,"Luminaire - 400W SON",null,0,1082,0,null,0,0,0,0,0,0,0,0,0,0,0,0,0,0,0,0,0,0,0,0,0,0,0,0,0,0,0,0,0,null,0,0,0,0,0,0,0,0,0,null,0,0,0,0,0,0,0,0,0,0,null,0,0,0,0,0,0,0,null,0,0,0,null,{"$f":"IF($D285=\"Connection\",VLOOKUP(C285,'Input - General'!$F$62:$N$79,6,FALSE),0)","v":0},null,0.1801212933606588,0,0,null,8.6527813038891108E-2,0,0]
[null,{"$f":"'Input - Inventory'!B283","v":275},{"$f":"'Input - Inventory'!C283","v":"400W SON - PARKWAY 1"},{"$f":"'Input - Inventory'!D283","v":"Luminaire"},{"$f":"'Input - Inventory'!E283","v":"Traffic"},{"$f":"'Input - Inventory'!F283","v":"Major > 130w"},{"$f":"'Input - Inventory'!G283","v":0},null,"Luminaire - 400W SON - PARKWAY 1",null,0,19,0,null,0,0,0,0,0,0,0,0,0,0,0,0,0,0,0,0,0,0,0,0,0,0,0,0,0,0,0,0,0,null,0,0,0,0,0,0,0,0,0,null,0,0,0,0,0,0,0,0,0,0,null,0,0,0,0,0,0,0,null,0,0,0,null,{"$f":"IF($D286=\"Connection\",VLOOKUP(C286,'Input - General'!$F$62:$N$79,6,FALSE),0)","v":0},null,0.1801212933606588,0,0,null,8.6527813038891108E-2,0,0]
[null,{"$f":"'Input - Inventory'!B284","v":276},{"$f":"'Input - Inventory'!C284","v":"400W SON - Parkway 1(P09)"},{"$f":"'Input - Inventory'!D284","v":"Luminaire"},{"$f":"'Input - Inventory'!E284","v":"Traffic"},{"$f":"'Input - Inventory'!F284","v":"Major > 130w"},{"$f":"'Input - Inventory'!G284","v":0},null,"Luminaire - 400W SON - Parkway 1(P09)",null,0,3,0,null,0,0,0,0,0,0,0,0,0,0,0,0,0,0,0,0,0,0,0,0,0,0,0,0,0,0,0,0,0,null,0,0,0,0,0,0,0,0,0,null,0,0,0,0,0,0,0,0,0,0,null,0,0,0,0,0,0,0,null,0,0,0,null,{"$f":"IF($D287=\"Connection\",VLOOKUP(C287,'Input - General'!$F$62:$N$79,6,FALSE),0)","v":0},null,0.1801212933606588,0,0,null,8.6527813038891108E-2,0,0]
[null,{"$f":"'Input - Inventory'!B285","v":277},{"$f":"'Input - Inventory'!C285","v":"400W SON (P09)"},{"$f":"'Input - Inventory'!D285","v":"Luminaire"},{"$f":"'Input - Inventory'!E285","v":"Traffic"},{"$f":"'Input - Inventory'!F285","v":"Major > 130w"},{"$f":"'Input - Inventory'!G285","v":0},null,"Luminaire - 400W SON (P09)",null,0,643.5,0,null,0,0,0,0,0,0,0,0,0,0,0,0,0,0,0,0,0,0,0,0,0,0,0,0,0,0,0,0,0,null,0,0,0,0,0,0,0,0,0,null,0,0,0,0,0,0,0,0,0,0,null,0,0,0,0,0,0,0,null,0,0,0,null,{"$f":"IF($D288=\"Connection\",VLOOKUP(C288,'Input - General'!$F$62:$N$79,6,FALSE),0)","v":0},null,0.1801212933606588,0,0,null,8.6527813038891108E-2,0,0]
[null,{"$f":"'Input - Inventory'!B286","v":278},{"$f":"'Input - Inventory'!C286","v":"400W SON Active Reactor"},{"$f":"'Input - Inventory'!D286","v":"Luminaire"},{"$f":"'Input - Inventory'!E286","v":"Traffic"},{"$f":"'Input - Inventory'!F286","v":"Major > 130w"},{"$f":"'Input - Inventory'!G286","v":0},null,"Luminaire - 400W SON Active Reactor",null,0,108,0,null,0,0,0,0,0,0,0,0,0,0,0,0,0,0,0,0,0,0,0,0,0,0,0,0,0,0,0,0,0,null,0,0,0,0,0,0,0,0,0,null,0,0,0,0,0,0,0,0,0,0,null,0,0,0,0,0,0,0,null,0,0,0,null,{"$f":"IF($D289=\"Connection\",VLOOKUP(C289,'Input - General'!$F$62:$N$79,6,FALSE),0)","v":0},null,0.1801212933606588,0,0,null,8.6527813038891108E-2,0,0]
[null,{"$f":"'Input - Inventory'!B287","v":279},{"$f":"'Input - Inventory'!C287","v":"400W SON FLOODLIGHT"},{"$f":"'Input - Inventory'!D287","v":"Luminaire"},{"$f":"'Input - Inventory'!E287","v":"Traffic"},{"$f":"'Input - Inventory'!F287","v":"Major > 130w"},{"$f":"'Input - Inventory'!G287","v":0},null,"Luminaire - 400W SON FLOODLIGHT",null,0,283,0,null,0,0,0,0,0,0,0,0,0,0,0,0,0,0,0,0,0,0,0,0,0,0,0,0,0,0,0,0,0,null,0,0,0,0,0,0,0,0,0,null,0,0,0,0,0,0,0,0,0,0,null,0,0,0,0,0,0,0,null,0,0,0,null,{"$f":"IF($D290=\"Connection\",VLOOKUP(C290,'Input - General'!$F$62:$N$79,6,FALSE),0)","v":0},null,0.1801212933606588,0,0,null,8.6527813038891108E-2,0,0]
[null,{"$f":"'Input - Inventory'!B288","v":280},{"$f":"'Input - Inventory'!C288","v":"400W SON Floodlight (P09)"},{"$f":"'Input - Inventory'!D288","v":"Luminaire"},{"$f":"'Input - Inventory'!E288","v":"Traffic"},{"$f":"'Input - Inventory'!F288","v":"Major > 130w"},{"$f":"'Input - Inventory'!G288","v":0},null,"Luminaire - 400W SON Floodlight (P09)",null,0,186,0,null,0,0,0,0,0,0,0,0,0,0,0,0,0,0,0,0,0,0,0,0,0,0,0,0,0,0,0,0,0,null,0,0,0,0,0,0,0,0,0,null,0,0,0,0,0,0,0,0,0,0,null,0,0,0,0,0,0,0,null,0,0,0,null,{"$f":"IF($D291=\"Connection\",VLOOKUP(C291,'Input - General'!$F$62:$N$79,6,FALSE),0)","v":0},null,0.1801212933606588,0,0,null,8.6527813038891108E-2,0,0]
[null,{"$f":"'Input - Inventory'!B289","v":281},{"$f":"'Input - Inventory'!C289","v":"40W SOX"},{"$f":"'Input - Inventory'!D289","v":"Luminaire"},{"$f":"'Input - Inventory'!E289","v":"NonTraffic"},{"$f":"'Input - Inventory'!F289","v":"Minor < 130w"},{"$f":"'Input - Inventory'!G289","v":0},null,"Luminaire - 40W SOX",null,0,0,0,null,0,0,0,0,0,0,0,0,0,0,0,0,0,0,0,0,0,0,0,0,0,0,0,0,0,0,0,0,0,null,0,0,0,0,0,0,0,0,0,null,0,0,0,0,0,0,0,0,0,0,null,0,0,0,0,0,0,0,null,0,0,0,null,{"$f":"IF($D292=\"Connection\",VLOOKUP(C292,'Input - General'!$F$62:$N$79,6,FALSE),0)","v":0},null,0.1801212933606588,0,0,null,8.6527813038891108E-2,0,0]
[null,{"$f":"'Input - Inventory'!B290","v":282},{"$f":"'Input - Inventory'!C290","v":"42W MBF - Sylvania Suburban Ec (P09)"},{"$f":"'Input - Inventory'!D290","v":"Luminaire"},{"$f":"'Input - Inventory'!E290","v":"NonTraffic"},{"$f":"'Input - Inventory'!F290","v":"Minor < 130w"},{"$f":"'Input - Inventory'!G290","v":0},null,"Luminaire - 42W MBF - Sylvania Suburban Ec (P09)",null,0,44381.5,0,null,0,0,0,0,0,0,0,0,0,0,0,0,0,0,0,0,0,0,0,0,0,0,0,0,0,0,0,0,0,null,0,0,0,0,0,0,0,0,0,null,0,0,0,0,0,0,0,0,0,0,null,0,0,0,0,0,0,0,null,0,0,0,null,{"$f":"IF($D293=\"Connection\",VLOOKUP(C293,'Input - General'!$F$62:$N$79,6,FALSE),0)","v":0},null,0.1801212933606588,0,0,null,8.6527813038891108E-2,0,0]
[null,{"$f":"'Input - Inventory'!B291","v":283},{"$f":"'Input - Inventory'!C291","v":"42W MBF SYLVANIA SUB ECO"},{"$f":"'Input - Inventory'!D291","v":"Luminaire"},{"$f":"'Input - Inventory'!E291","v":"NonTraffic"},{"$f":"'Input - Inventory'!F291","v":"Minor < 130w"},{"$f":"'Input - Inventory'!G291","v":0},null,"Luminaire - 42W MBF SYLVANIA SUB ECO",null,0,0,0,null,0,0,0,0,0,0,0,0,0,0,0,0,0,0,0,0,0,0,0,0,0,0,0,0,0,0,0,0,0,null,0,0,0,0,0,0,0,0,0,null,0,0,0,0,0,0,0,0,0,0,null,0,0,0,0,0,0,0,null,0,0,0,null,{"$f":"IF($D294=\"Connection\",VLOOKUP(C294,'Input - General'!$F$62:$N$79,6,FALSE),0)","v":0},null,0.1801212933606588,0,0,null,8.6527813038891108E-2,0,0]
[null,{"$f":"'Input - Inventory'!B292","v":284},{"$f":"'Input - Inventory'!C292","v":"4x1000W MBF"},{"$f":"'Input - Inventory'!D292","v":"Luminaire"},{"$f":"'Input - Inventory'!E292","v":"Traffic"},{"$f":"'Input - Inventory'!F292","v":"Major > 130w"},{"$f":"'Input - Inventory'!G292","v":0},null,{"$f":"CONCATENATE(D295,\" - \",C295)","v":"Luminaire - 4x1000W MBF"},null,0,0,{"$f":"L295*K295","v":0},null,0,{"$f":"IF(AND($D295=\"Lamp\",CycleBulkTask1<>0, OR($F295=O$9,O$9=\"All\")),1/CycleBulkTask1,0)","v":0},0,{"$f":"IF(AND($D295=\"Lamp\",CycleBulkTask2<>0, OR($F295=Q$9,Q$9=\"All\")),1/CycleBulkTask2,0)","v":0},0,{"$f":"IF(AND($D295=\"Lamp\",CycleBulkTask3<>0, OR($F295=S$9,S$9=\"All\")),1/CycleBulkTask3,0)","v":0},0,{"$f":"IF(AND($D295=\"Lamp\",CycleBulkTask4<>0, OR($F295=U$9,U$9=\"All\")),1/CycleBulkTask4,0)","v":0},0,{"$f":"IF(AND($D295=\"Lamp\",CycleBulkTask5<>0, OR($F295=W$9,W$9=\"All\")),1/CycleBulkTask5,0)","v":0},0,{"$f":"IF(AND($D295=\"Lamp\",CycleBulkTask6<>0, OR($F295=Y$9,Y$9=\"All\")),1/CycleBulkTask6,0)","v":0},0,{"$f":"IF(AND($D295=\"Lamp\",CycleBulkTask7<>0, OR($F295=AA$9,AA$9=\"All\")),1/CycleBulkTask7,0)","v":0},0,{"$f":"IF(AND($D295=\"Lamp\",CycleBulkTask8<>0, OR($F295=AC$9,AC$9=\"All\")),1/CycleBulkTask8,0)","v":0},0,{"$f":"IF(AND($D295=\"Lamp\",CycleBulkTask9<>0, OR($F295=AE$9,AE$9=\"All\")),1/CycleBulkTask9,0)","v":0},0,{"$f":"IF(AND($D295=\"Lamp\",CycleBulkTask10<>0, OR($F295=AG$9,AG$9=\"All\")),1/CycleBulkTask10,0)","v":0},0,{"$f":"IF(AND($D295=\"Lamp\",CycleBulkTask11<>0, OR($F295=AI$9,AI$9=\"All\")),1/CycleBulkTask11,0)","v":0},0,{"$f":"IF(AND($D295=\"Lamp\",CycleBulkTask12<>0, OR($F295=AK$9,AK$9=\"All\")),1/CycleBulkTask12,0)","v":0},0,{"$f":"IF(AND($D295=\"Lamp\",CycleBulkTask13<>0, OR($F295=AM$9,AM$9=\"All\")),1/CycleBulkTask13,0)","v":0},0,{"$f":"IF(AND($D295=\"Lamp\",CycleBulkTask14<>0, OR($F295=AO$9,AO$9=\"All\")),1/CycleBulkTask14,0)","v":0},{"$f":"O295*P295+Q295*R295+S295*T295+U295*V295+W295*X295+Y295*Z295+AA295*AB295+AC295*AD295+AE295*AF295+AG295*AH295+AI295*AJ295+AK295*AL295+AM295*AN295+AO295*AP295","v":0},null,0,{"$f":"MAX(P295,R295)","v":0},0,{"$f":"MAX(T295,V295)","v":0},0,{"$f":"X295","v":0},0,0,{"$f":"AS295*AT295+AU295*AV295+AW295*AX295+AY295*AZ295","v":0},null,0,{"$f":"BO295","v":0},0,0,{"$f":"BQ295","v":0},0,0,{"$f":"BS295","v":0},0,{"$f":"BC295*BD295*BE295+BF295*BG295*BH295+BI295*BJ295*BK295","v":0},null,0,0,0,0,0,0,{"$f":"BN295*BO295+BP295*BQ295+BR295*BS295","v":0},null,0,{"$f":"BD295*BE295+BG295*BH295+BJ295*BK295","v":0},{"$f":"BV295*BW295","v":0},null,{"$f":"IF($D295=\"Connection\",VLOOKUP(C295,'Input - General'!$F$62:$N$79,6,FALSE),0)","v":0},null,0.1801212933606588,{"$f":"BX295+BL295+BT295+BA295+AQ295+BZ295","v":0},{"$f":"CC295*CB295","v":0},null,8.6527813038891108E-2,0,{"$f":"CG295*CF295","v":0}]
[null,{"$f":"'Input - Inventory'!B293","v":285},{"$f":"'Input - Inventory'!C293","v":"4x20W TF"},{"$f":"'Input - Inventory'!D293","v":"Luminaire"},{"$f":"'Input - Inventory'!E293","v":"NonTraffic"},{"$f":"'Input - Inventory'!F293","v":"Minor < 130w"},{"$f":"'Input - Inventory'!G293","v":0},null,"Luminaire - 4x20W TF",null,0,6,0,null,0,0,0,0,0,0,0,0,0,0,0,0,0,0,0,0,0,0,0,0,0,0,0,0,0,0,0,0,0,null,0,0,0,0,0,0,0,0,0,null,0,0,0,0,0,0,0,0,0,0,null,0,0,0,0,0,0,0,null,0,0,0,null,{"$f":"IF($D296=\"Connection\",VLOOKUP(C296,'Input - General'!$F$62:$N$79,6,FALSE),0)","v":0},null,0.1801212933606588,0,0,null,8.6527813038891108E-2,0,0]
[null,{"$f":"'Input - Inventory'!B294","v":286},{"$f":"'Input - Inventory'!C294","v":"4x20W TF - WAVERLEY"},{"$f":"'Input - Inventory'!D294","v":"Luminaire"},{"$f":"'Input - Inventory'!E294","v":"NonTraffic"},{"$f":"'Input - Inventory'!F294","v":"Minor < 130w"},{"$f":"'Input - Inventory'!G294","v":0},null,"Luminaire - 4x20W TF - WAVERLEY",null,0,47,0,null,0,0,0,0,0,0,0,0,0,0,0,0,0,0,0,0,0,0,0,0,0,0,0,0,0,0,0,0,0,null,0,0,0,0,0,0,0,0,0,null,0,0,0,0,0,0,0,0,0,0,null,0,0,0,0,0,0,0,null,0,0,0,null,{"$f":"IF($D297=\"Connection\",VLOOKUP(C297,'Input - General'!$F$62:$N$79,6,FALSE),0)","v":0},null,0.1801212933606588,0,0,null,8.6527813038891108E-2,0,0]
[null,{"$f":"'Input - Inventory'!B295","v":287},{"$f":"'Input - Inventory'!C295","v":"4x250W SON"},{"$f":"'Input - Inventory'!D295","v":"Luminaire"},{"$f":"'Input - Inventory'!E295","v":"Traffic"},{"$f":"'Input - Inventory'!F295","v":"Major > 130w"},{"$f":"'Input - Inventory'!G295","v":0},null,"Luminaire - 4x250W SON",null,0,7,0,null,0,0,0,0,0,0,0,0,0,0,0,0,0,0,0,0,0,0,0,0,0,0,0,0,0,0,0,0,0,null,0,0,0,0,0,0,0,0,0,null,0,0,0,0,0,0,0,0,0,0,null,0,0,0,0,0,0,0,null,0,0,0,null,{"$f":"IF($D298=\"Connection\",VLOOKUP(C298,'Input - General'!$F$62:$N$79,6,FALSE),0)","v":0},null,0.1801212933606588,0,0,null,8.6527813038891108E-2,0,0]
[null,{"$f":"'Input - Inventory'!B296","v":288},{"$f":"'Input - Inventory'!C296","v":"4x40W TF"},{"$f":"'Input - Inventory'!D296","v":"Luminaire"},{"$f":"'Input - Inventory'!E296","v":"NonTraffic"},{"$f":"'Input - Inventory'!F296","v":"Minor < 130w"},{"$f":"'Input - Inventory'!G296","v":0},null,"Luminaire - 4x40W TF",null,0,0,0,null,0,0,0,0,0,0,0,0,0,0,0,0,0,0,0,0,0,0,0,0,0,0,0,0,0,0,0,0,0,null,0,0,0,0,0,0,0,0,0,null,0,0,0,0,0,0,0,0,0,0,null,0,0,0,0,0,0,0,null,0,0,0,null,{"$f":"IF($D299=\"Connection\",VLOOKUP(C299,'Input - General'!$F$62:$N$79,6,FALSE),0)","v":0},null,0.1801212933606588,0,0,null,8.6527813038891108E-2,0,0]
[null,{"$f":"'Input - Inventory'!B297","v":289},{"$f":"'Input - Inventory'!C297","v":"4x40W TF - WAVERLEY"},{"$f":"'Input - Inventory'!D297","v":"Luminaire"},{"$f":"'Input - Inventory'!E297","v":"NonTraffic"},{"$f":"'Input - Inventory'!F297","v":"Minor < 130w"},{"$f":"'Input - Inventory'!G297","v":0},null,"Luminaire - 4x40W TF - WAVERLEY",null,0,43,0,null,0,0,0,0,0,0,0,0,0,0,0,0,0,0,0,0,0,0,0,0,0,0,0,0,0,0,0,0,0,null,0,0,0,0,0,0,0,0,0,null,0,0,0,0,0,0,0,0,0,0,null,0,0,0,0,0,0,0,null,0,0,0,null,{"$f":"IF($D300=\"Connection\",VLOOKUP(C300,'Input - General'!$F$62:$N$79,6,FALSE),0)","v":0},null,0.1801212933606588,0,0,null,8.6527813038891108E-2,0,0]
[null,{"$f":"'Input - Inventory'!B298","v":290},{"$f":"'Input - Inventory'!C298","v":"4x600W SON"},{"$f":"'Input - Inventory'!D298","v":"Luminaire"},{"$f":"'Input - Inventory'!E298","v":"Traffic"},{"$f":"'Input - Inventory'!F298","v":"Major > 130w"},{"$f":"'Input - Inventory'!G298","v":0},null,"Luminaire - 4x600W SON",null,0,2,0,null,0,0,0,0,0,0,0,0,0,0,0,0,0,0,0,0,0,0,0,0,0,0,0,0,0,0,0,0,0,null,0,0,0,0,0,0,0,0,0,null,0,0,0,0,0,0,0,0,0,0,null,0,0,0,0,0,0,0,null,0,0,0,null,{"$f":"IF($D301=\"Connection\",VLOOKUP(C301,'Input - General'!$F$62:$N$79,6,FALSE),0)","v":0},null,0.1801212933606588,0,0,null,8.6527813038891108E-2,0,0]
[null,{"$f":"'Input - Inventory'!B299","v":291},{"$f":"'Input - Inventory'!C299","v":"500W MBI FLOODLIGHT"},{"$f":"'Input - Inventory'!D299","v":"Luminaire"},{"$f":"'Input - Inventory'!E299","v":"Traffic"},{"$f":"'Input - Inventory'!F299","v":"Major > 130w"},{"$f":"'Input - Inventory'!G299","v":0},null,"Luminaire - 500W MBI FLOODLIGHT",null,0,2,0,null,0,0,0,0,0,0,0,0,0,0,0,0,0,0,0,0,0,0,0,0,0,0,0,0,0,0,0,0,0,null,0,0,0,0,0,0,0,0,0,null,0,0,0,0,0,0,0,0,0,0,null,0,0,0,0,0,0,0,null,0,0,0,null,{"$f":"IF($D302=\"Connection\",VLOOKUP(C302,'Input - General'!$F$62:$N$79,6,FALSE),0)","v":0},null,0.1801212933606588,0,0,null,8.6527813038891108E-2,0,0]
[null,{"$f":"'Input - Inventory'!B300","v":292},{"$f":"'Input - Inventory'!C300","v":"50W MBF"},{"$f":"'Input - Inventory'!D300","v":"Luminaire"},{"$f":"'Input - Inventory'!E300","v":"NonTraffic"},{"$f":"'Input - Inventory'!F300","v":"Minor < 130w"},{"$f":"'Input - Inventory'!G300","v":0},null,"Luminaire - 50W MBF",null,0,11811,0,null,0,0,0,0,0,0,0,0,0,0,0,0,0,0,0,0,0,0,0,0,0,0,0,0,0,0,0,0,0,null,0,0,0,0,0,0,0,0,0,null,0,0,0,0,0,0,0,0,0,0,null,0,0,0,0,0,0,0,null,0,0,0,null,{"$f":"IF($D303=\"Connection\",VLOOKUP(C303,'Input - General'!$F$62:$N$79,6,FALSE),0)","v":0},null,0.1801212933606588,0,0,null,8.6527813038891108E-2,0,0]
[null,{"$f":"'Input - Inventory'!B301","v":293},{"$f":"'Input - Inventory'!C301","v":"50W MBF - BOURKE HILL"},{"$f":"'Input - Inventory'!D301","v":"Luminaire"},{"$f":"'Input - Inventory'!E301","v":"NonTraffic"},{"$f":"'Input - Inventory'!F301","v":"Minor < 130w"},{"$f":"'Input - Inventory'!G301","v":0},null,"Luminaire - 50W MBF - BOURKE HILL",null,0,16,0,null,0,0,0,0,0,0,0,0,0,0,0,0,0,0,0,0,0,0,0,0,0,0,0,0,0,0,0,0,0,null,0,0,0,0,0,0,0,0,0,null,0,0,0,0,0,0,0,0,0,0,null,0,0,0,0,0,0,0,null,0,0,0,null,{"$f":"IF($D304=\"Connection\",VLOOKUP(C304,'Input - General'!$F$62:$N$79,6,FALSE),0)","v":0},null,0.1801212933606588,0,0,null,8.6527813038891108E-2,0,0]
[null,{"$f":"'Input - Inventory'!B302","v":294},{"$f":"'Input - Inventory'!C302","v":"50W MBF - NOSTALGIA"},{"$f":"'Input - Inventory'!D302","v":"Luminaire"},{"$f":"'Input - Inventory'!E302","v":"NonTraffic"},{"$f":"'Input - Inventory'!F302","v":"Minor < 130w"},{"$f":"'Input - Inventory'!G302","v":0},null,"Luminaire - 50W MBF - NOSTALGIA",null,0,139,0,null,0,0,0,0,0,0,0,0,0,0,0,0,0,0,0,0,0,0,0,0,0,0,0,0,0,0,0,0,0,null,0,0,0,0,0,0,0,0,0,null,0,0,0,0,0,0,0,0,0,0,null,0,0,0,0,0,0,0,null,0,0,0,null,{"$f":"IF($D305=\"Connection\",VLOOKUP(C305,'Input - General'!$F$62:$N$79,6,FALSE),0)","v":0},null,0.1801212933606588,0,0,null,8.6527813038891108E-2,0,0]
[null,{"$f":"'Input - Inventory'!B303","v":295},{"$f":"'Input - Inventory'!C303","v":"50W MBF - PLAIN"},{"$f":"'Input - Inventory'!D303","v":"Luminaire"},{"$f":"'Input - Inventory'!E303","v":"NonTraffic"},{"$f":"'Input - Inventory'!F303","v":"Minor < 130w"},{"$f":"'Input - Inventory'!G303","v":0},null,"Luminaire - 50W MBF - PLAIN",null,0,11,0,null,0,0,0,0,0,0,0,0,0,0,0,0,0,0,0,0,0,0,0,0,0,0,0,0,0,0,0,0,0,null,0,0,0,0,0,0,0,0,0,null,0,0,0,0,0,0,0,0,0,0,null,0,0,0,0,0,0,0,null,0,0,0,null,{"$f":"IF($D306=\"Connection\",VLOOKUP(C306,'Input - General'!$F$62:$N$79,6,FALSE),0)","v":0},null,0.1801212933606588,0,0,null,8.6527813038891108E-2,0,0]
[null,{"$f":"'Input - Inventory'!B304","v":296},{"$f":"'Input - Inventory'!C304","v":"50W MBF BOLLARD"},{"$f":"'Input - Inventory'!D304","v":"Luminaire"},{"$f":"'Input - Inventory'!E304","v":"NonTraffic"},{"$f":"'Input - Inventory'!F304","v":"Minor < 130w"},{"$f":"'Input - Inventory'!G304","v":0},null,"Luminaire - 50W MBF BOLLARD",null,0,0,0,null,0,0,0,0,0,0,0,0,0,0,0,0,0,0,0,0,0,0,0,0,0,0,0,0,0,0,0,0,0,null,0,0,0,0,0,0,0,0,0,null,0,0,0,0,0,0,0,0,0,0,null,0,0,0,0,0,0,0,null,0,0,0,null,{"$f":"IF($D307=\"Connection\",VLOOKUP(C307,'Input - General'!$F$62:$N$79,6,FALSE),0)","v":0},null,0.1801212933606588,0,0,null,8.6527813038891108E-2,0,0]
[null,{"$f":"'Input - Inventory'!B305","v":297},{"$f":"'Input - Inventory'!C305","v":"50W SON"},{"$f":"'Input - Inventory'!D305","v":"Luminaire"},{"$f":"'Input - Inventory'!E305","v":"NonTraffic"},{"$f":"'Input - Inventory'!F305","v":"Minor < 130w"},{"$f":"'Input - Inventory'!G305","v":0},null,"Luminaire - 50W SON",null,0,607,0,null,0,0,0,0,0,0,0,0,0,0,0,0,0,0,0,0,0,0,0,0,0,0,0,0,0,0,0,0,0,null,0,0,0,0,0,0,0,0,0,null,0,0,0,0,0,0,0,0,0,0,null,0,0,0,0,0,0,0,null,0,0,0,null,{"$f":"IF($D308=\"Connection\",VLOOKUP(C308,'Input - General'!$F$62:$N$79,6,FALSE),0)","v":0},null,0.1801212933606588,0,0,null,8.6527813038891108E-2,0,0]
[null,{"$f":"'Input - Inventory'!B306","v":298},{"$f":"'Input - Inventory'!C306","v":"50W SON - BOURKE HILL"},{"$f":"'Input - Inventory'!D306","v":"Luminaire"},{"$f":"'Input - Inventory'!E306","v":"NonTraffic"},{"$f":"'Input - Inventory'!F306","v":"Minor < 130w"},{"$f":"'Input - Inventory'!G306","v":0},null,"Luminaire - 50W SON - BOURKE HILL",null,0,0,0,null,0,0,0,0,0,0,0,0,0,0,0,0,0,0,0,0,0,0,0,0,0,0,0,0,0,0,0,0,0,null,0,0,0,0,0,0,0,0,0,null,0,0,0,0,0,0,0,0,0,0,null,0,0,0,0,0,0,0,null,0,0,0,null,{"$f":"IF($D309=\"Connection\",VLOOKUP(C309,'Input - General'!$F$62:$N$79,6,FALSE),0)","v":0},null,0.1801212933606588,0,0,null,8.6527813038891108E-2,0,0]
[null,{"$f":"'Input - Inventory'!B307","v":299},{"$f":"'Input - Inventory'!C307","v":"50W SON - NOSTALGIA"},{"$f":"'Input - Inventory'!D307","v":"Luminaire"},{"$f":"'Input - Inventory'!E307","v":"NonTraffic"},{"$f":"'Input - Inventory'!F307","v":"Minor < 130w"},{"$f":"'Input - Inventory'!G307","v":0},null,"Luminaire - 50W SON - NOSTALGIA",null,0,10,0,null,0,0,0,0,0,0,0,0,0,0,0,0,0,0,0,0,0,0,0,0,0,0,0,0,0,0,0,0,0,null,0,0,0,0,0,0,0,0,0,null,0,0,0,0,0,0,0,0,0,0,null,0,0,0,0,0,0,0,null,0,0,0,null,{"$f":"IF($D310=\"Connection\",VLOOKUP(C310,'Input - General'!$F$62:$N$79,6,FALSE),0)","v":0},null,0.1801212933606588,0,0,null,8.6527813038891108E-2,0,0]
[null,{"$f":"'Input - Inventory'!B308","v":300},{"$f":"'Input - Inventory'!C308","v":"60W SOX"},{"$f":"'Input - Inventory'!D308","v":"Luminaire"},{"$f":"'Input - Inventory'!E308","v":"NonTraffic"},{"$f":"'Input - Inventory'!F308","v":"Minor < 130w"},{"$f":"'Input - Inventory'!G308","v":0},null,"Luminaire - 60W SOX",null,0,0,0,null,0,0,0,0,0,0,0,0,0,0,0,0,0,0,0,0,0,0,0,0,0,0,0,0,0,0,0,0,0,null,0,0,0,0,0,0,0,0,0,null,0,0,0,0,0,0,0,0,0,0,null,0,0,0,0,0,0,0,null,0,0,0,null,{"$f":"IF($D311=\"Connection\",VLOOKUP(C311,'Input - General'!$F$62:$N$79,6,FALSE),0)","v":0},null,0.1801212933606588,0,0,null,8.6527813038891108E-2,0,0]
[null,{"$f":"'Input - Inventory'!B309","v":301},{"$f":"'Input - Inventory'!C309","v":"700W MBF"},{"$f":"'Input - Inventory'!D309","v":"Luminaire"},{"$f":"'Input - Inventory'!E309","v":"Traffic"},{"$f":"'Input - Inventory'!F309","v":"Major > 130w"},{"$f":"'Input - Inventory'!G309","v":0},null,"Luminaire - 700W MBF",null,0,34,0,null,0,0,0,0,0,0,0,0,0,0,0,0,0,0,0,0,0,0,0,0,0,0,0,0,0,0,0,0,0,null,0,0,0,0,0,0,0,0,0,null,0,0,0,0,0,0,0,0,0,0,null,0,0,0,0,0,0,0,null,0,0,0,null,{"$f":"IF($D312=\"Connection\",VLOOKUP(C312,'Input - General'!$F$62:$N$79,6,FALSE),0)","v":0},null,0.1801212933606588,0,0,null,8.6527813038891108E-2,0,0]
[null,{"$f":"'Input - Inventory'!B310","v":302},{"$f":"'Input - Inventory'!C310","v":"70W MBI"},{"$f":"'Input - Inventory'!D310","v":"Luminaire"},{"$f":"'Input - Inventory'!E310","v":"NonTraffic"},{"$f":"'Input - Inventory'!F310","v":"Minor < 130w"},{"$f":"'Input - Inventory'!G310","v":0},null,"Luminaire - 70W MBI",null,0,59,0,null,0,0,0,0,0,0,0,0,0,0,0,0,0,0,0,0,0,0,0,0,0,0,0,0,0,0,0,0,0,null,0,0,0,0,0,0,0,0,0,null,0,0,0,0,0,0,0,0,0,0,null,0,0,0,0,0,0,0,null,0,0,0,null,{"$f":"IF($D313=\"Connection\",VLOOKUP(C313,'Input - General'!$F$62:$N$79,6,FALSE),0)","v":0},null,0.1801212933606588,0,0,null,8.6527813038891108E-2,0,0]
[null,{"$f":"'Input - Inventory'!B311","v":303},{"$f":"'Input - Inventory'!C311","v":"70W MBI - MACQUARIE DEC."},{"$f":"'Input - Inventory'!D311","v":"Luminaire"},{"$f":"'Input - Inventory'!E311","v":"NonTraffic"},{"$f":"'Input - Inventory'!F311","v":"Minor < 130w"},{"$f":"'Input - Inventory'!G311","v":0},null,"Luminaire - 70W MBI - MACQUARIE DEC.",null,0,0,0,null,0,0,0,0,0,0,0,0,0,0,0,0,0,0,0,0,0,0,0,0,0,0,0,0,0,0,0,0,0,null,0,0,0,0,0,0,0,0,0,null,0,0,0,0,0,0,0,0,0,0,null,0,0,0,0,0,0,0,null,0,0,0,null,{"$f":"IF($D314=\"Connection\",VLOOKUP(C314,'Input - General'!$F$62:$N$79,6,FALSE),0)","v":0},null,0.1801212933606588,0,0,null,8.6527813038891108E-2,0,0]
[null,{"$f":"'Input - Inventory'!B312","v":304},{"$f":"'Input - Inventory'!C312","v":"70W MBI II"},{"$f":"'Input - Inventory'!D312","v":"Luminaire"},{"$f":"'Input - Inventory'!E312","v":"Traffic"},{"$f":"'Input - Inventory'!F312","v":"Minor < 130w"},{"$f":"'Input - Inventory'!G312","v":0},null,"Luminaire - 70W MBI II",null,0,72,0,null,0,0,0,0,0,0,0,0,0,0,0,0,0,0,0,0,0,0,0,0,0,0,0,0,0,0,0,0,0,null,0,0,0,0,0,0,0,0,0,null,0,0,0,0,0,0,0,0,0,0,null,0,0,0,0,0,0,0,null,0,0,0,null,{"$f":"IF($D315=\"Connection\",VLOOKUP(C315,'Input - General'!$F$62:$N$79,6,FALSE),0)","v":0},null,0.1801212933606588,0,0,null,8.6527813038891108E-2,0,0]
[null,{"$f":"'Input - Inventory'!B313","v":305},{"$f":"'Input - Inventory'!C313","v":"70W MBI II AERO"},{"$f":"'Input - Inventory'!D313","v":"Luminaire"},{"$f":"'Input - Inventory'!E313","v":"Traffic"},{"$f":"'Input - Inventory'!F313","v":"Minor < 130w"},{"$f":"'Input - Inventory'!G313","v":0},null,"Luminaire - 70W MBI II AERO",null,0,8,0,null,0,0,0,0,0,0,0,0,0,0,0,0,0,0,0,0,0,0,0,0,0,0,0,0,0,0,0,0,0,null,0,0,0,0,0,0,0,0,0,null,0,0,0,0,0,0,0,0,0,0,null,0,0,0,0,0,0,0,null,0,0,0,null,{"$f":"IF($D316=\"Connection\",VLOOKUP(C316,'Input - General'!$F$62:$N$79,6,FALSE),0)","v":0},null,0.1801212933606588,0,0,null,8.6527813038891108E-2,0,0]
[null,{"$f":"'Input - Inventory'!B314","v":306},{"$f":"'Input - Inventory'!C314","v":"70W SON"},{"$f":"'Input - Inventory'!D314","v":"Luminaire"},{"$f":"'Input - Inventory'!E314","v":"NonTraffic"},{"$f":"'Input - Inventory'!F314","v":"Minor < 130w"},{"$f":"'Input - Inventory'!G314","v":0},null,"Luminaire - 70W SON",null,0,1361,0,null,0,0,0,0,0,0,0,0,0,0,0,0,0,0,0,0,0,0,0,0,0,0,0,0,0,0,0,0,0,null,0,0,0,0,0,0,0,0,0,null,0,0,0,0,0,0,0,0,0,0,null,0,0,0,0,0,0,0,null,0,0,0,null,{"$f":"IF($D317=\"Connection\",VLOOKUP(C317,'Input - General'!$F$62:$N$79,6,FALSE),0)","v":0},null,0.1801212933606588,0,0,null,8.6527813038891108E-2,0,0]
[null,{"$f":"'Input - Inventory'!B315","v":307},{"$f":"'Input - Inventory'!C315","v":"70W SON - BOURKE HILL"},{"$f":"'Input - Inventory'!D315","v":"Luminaire"},{"$f":"'Input - Inventory'!E315","v":"NonTraffic"},{"$f":"'Input - Inventory'!F315","v":"Minor < 130w"},{"$f":"'Input - Inventory'!G315","v":0},null,"Luminaire - 70W SON - BOURKE HILL",null,0,12,0,null,0,0,0,0,0,0,0,0,0,0,0,0,0,0,0,0,0,0,0,0,0,0,0,0,0,0,0,0,0,null,0,0,0,0,0,0,0,0,0,null,0,0,0,0,0,0,0,0,0,0,null,0,0,0,0,0,0,0,null,0,0,0,null,{"$f":"IF($D318=\"Connection\",VLOOKUP(C318,'Input - General'!$F$62:$N$79,6,FALSE),0)","v":0},null,0.1801212933606588,0,0,null,8.6527813038891108E-2,0,0]
[null,{"$f":"'Input - Inventory'!B316","v":308},{"$f":"'Input - Inventory'!C316","v":"70W SON - GEC BOSTON 2"},{"$f":"'Input - Inventory'!D316","v":"Luminaire"},{"$f":"'Input - Inventory'!E316","v":"NonTraffic"},{"$f":"'Input - Inventory'!F316","v":"Minor < 130w"},{"$f":"'Input - Inventory'!G316","v":0},null,"Luminaire - 70W SON - GEC BOSTON 2",null,0,6,0,null,0,0,0,0,0,0,0,0,0,0,0,0,0,0,0,0,0,0,0,0,0,0,0,0,0,0,0,0,0,null,0,0,0,0,0,0,0,0,0,null,0,0,0,0,0,0,0,0,0,0,null,0,0,0,0,0,0,0,null,0,0,0,null,{"$f":"IF($D319=\"Connection\",VLOOKUP(C319,'Input - General'!$F$62:$N$79,6,FALSE),0)","v":0},null,0.1801212933606588,0,0,null,8.6527813038891108E-2,0,0]
[null,{"$f":"'Input - Inventory'!B317","v":309},{"$f":"'Input - Inventory'!C317","v":"70W SON - NOSTALGIA"},{"$f":"'Input - Inventory'!D317","v":"Luminaire"},{"$f":"'Input - Inventory'!E317","v":"NonTraffic"},{"$f":"'Input - Inventory'!F317","v":"Minor < 130w"},{"$f":"'Input - Inventory'!G317","v":0},null,"Luminaire - 70W SON - NOSTALGIA",null,0,22,0,null,0,0,0,0,0,0,0,0,0,0,0,0,0,0,0,0,0,0,0,0,0,0,0,0,0,0,0,0,0,null,0,0,0,0,0,0,0,0,0,null,0,0,0,0,0,0,0,0,0,0,null,0,0,0,0,0,0,0,null,0,0,0,null,{"$f":"IF($D320=\"Connection\",VLOOKUP(C320,'Input - General'!$F$62:$N$79,6,FALSE),0)","v":0},null,0.1801212933606588,0,0,null,8.6527813038891108E-2,0,0]
[null,{"$f":"'Input - Inventory'!B318","v":310},{"$f":"'Input - Inventory'!C318","v":"70W SON - Nostalgia (P09)"},{"$f":"'Input - Inventory'!D318","v":"Luminaire"},{"$f":"'Input - Inventory'!E318","v":"Traffic"},{"$f":"'Input - Inventory'!F318","v":"Minor < 130w"},{"$f":"'Input - Inventory'!G318","v":0},null,"Luminaire - 70W SON - Nostalgia (P09)",null,0,50,0,null,0,0,0,0,0,0,0,0,0,0,0,0,0,0,0,0,0,0,0,0,0,0,0,0,0,0,0,0,0,null,0,0,0,0,0,0,0,0,0,null,0,0,0,0,0,0,0,0,0,0,null,0,0,0,0,0,0,0,null,0,0,0,null,{"$f":"IF($D321=\"Connection\",VLOOKUP(C321,'Input - General'!$F$62:$N$79,6,FALSE),0)","v":0},null,0.1801212933606588,0,0,null,8.6527813038891108E-2,0,0]
[null,{"$f":"'Input - Inventory'!B319","v":311},{"$f":"'Input - Inventory'!C319","v":"70W SON - PARKVILLE"},{"$f":"'Input - Inventory'!D319","v":"Luminaire"},{"$f":"'Input - Inventory'!E319","v":"NonTraffic"},{"$f":"'Input - Inventory'!F319","v":"Minor < 130w"},{"$f":"'Input - Inventory'!G319","v":0},null,"Luminaire - 70W SON - PARKVILLE",null,0,6,0,null,0,0,0,0,0,0,0,0,0,0,0,0,0,0,0,0,0,0,0,0,0,0,0,0,0,0,0,0,0,null,0,0,0,0,0,0,0,0,0,null,0,0,0,0,0,0,0,0,0,0,null,0,0,0,0,0,0,0,null,0,0,0,null,{"$f":"IF($D322=\"Connection\",VLOOKUP(C322,'Input - General'!$F$62:$N$79,6,FALSE),0)","v":0},null,0.1801212933606588,0,0,null,8.6527813038891108E-2,0,0]
[null,{"$f":"'Input - Inventory'!B320","v":312},{"$f":"'Input - Inventory'!C320","v":"70W SON - REGAL/FLINDERS"},{"$f":"'Input - Inventory'!D320","v":"Luminaire"},{"$f":"'Input - Inventory'!E320","v":"NonTraffic"},{"$f":"'Input - Inventory'!F320","v":"Minor < 130w"},{"$f":"'Input - Inventory'!G320","v":0},null,"Luminaire - 70W SON - REGAL/FLINDERS",null,0,0,0,null,0,0,0,0,0,0,0,0,0,0,0,0,0,0,0,0,0,0,0,0,0,0,0,0,0,0,0,0,0,null,0,0,0,0,0,0,0,0,0,null,0,0,0,0,0,0,0,0,0,0,null,0,0,0,0,0,0,0,null,0,0,0,null,{"$f":"IF($D323=\"Connection\",VLOOKUP(C323,'Input - General'!$F$62:$N$79,6,FALSE),0)","v":0},null,0.1801212933606588,0,0,null,8.6527813038891108E-2,0,0]
[null,{"$f":"'Input - Inventory'!B321","v":313},{"$f":"'Input - Inventory'!C321","v":"70W SON (P09)"},{"$f":"'Input - Inventory'!D321","v":"Luminaire"},{"$f":"'Input - Inventory'!E321","v":"NonTraffic"},{"$f":"'Input - Inventory'!F321","v":"Minor < 130w"},{"$f":"'Input - Inventory'!G321","v":0},null,"Luminaire - 70W SON (P09)",null,0,419,0,null,0,0,0,0,0,0,0,0,0,0,0,0,0,0,0,0,0,0,0,0,0,0,0,0,0,0,0,0,0,null,0,0,0,0,0,0,0,0,0,null,0,0,0,0,0,0,0,0,0,0,null,0,0,0,0,0,0,0,null,0,0,0,null,{"$f":"IF($D324=\"Connection\",VLOOKUP(C324,'Input - General'!$F$62:$N$79,6,FALSE),0)","v":0},null,0.1801212933606588,0,0,null,8.6527813038891108E-2,0,0]
[null,{"$f":"'Input - Inventory'!B322","v":314},{"$f":"'Input - Inventory'!C322","v":"70W SON BOLLARD"},{"$f":"'Input - Inventory'!D322","v":"Luminaire"},{"$f":"'Input - Inventory'!E322","v":"NonTraffic"},{"$f":"'Input - Inventory'!F322","v":"Minor < 130w"},{"$f":"'Input - Inventory'!G322","v":0},null,"Luminaire - 70W SON BOLLARD",null,0,9,0,null,0,0,0,0,0,0,0,0,0,0,0,0,0,0,0,0,0,0,0,0,0,0,0,0,0,0,0,0,0,null,0,0,0,0,0,0,0,0,0,null,0,0,0,0,0,0,0,0,0,0,null,0,0,0,0,0,0,0,null,0,0,0,null,{"$f":"IF($D325=\"Connection\",VLOOKUP(C325,'Input - General'!$F$62:$N$79,6,FALSE),0)","v":0},null,0.1801212933606588,0,0,null,8.6527813038891108E-2,0,0]
[null,{"$f":"'Input - Inventory'!B323","v":315},{"$f":"'Input - Inventory'!C323","v":"70W SON FLOODLIGHT"},{"$f":"'Input - Inventory'!D323","v":"Luminaire"},{"$f":"'Input - Inventory'!E323","v":"NonTraffic"},{"$f":"'Input - Inventory'!F323","v":"Minor < 130w"},{"$f":"'Input - Inventory'!G323","v":0},null,"Luminaire - 70W SON FLOODLIGHT",null,0,16,0,null,0,0,0,0,0,0,0,0,0,0,0,0,0,0,0,0,0,0,0,0,0,0,0,0,0,0,0,0,0,null,0,0,0,0,0,0,0,0,0,null,0,0,0,0,0,0,0,0,0,0,null,0,0,0,0,0,0,0,null,0,0,0,null,{"$f":"IF($D326=\"Connection\",VLOOKUP(C326,'Input - General'!$F$62:$N$79,6,FALSE),0)","v":0},null,0.1801212933606588,0,0,null,8.6527813038891108E-2,0,0]
[null,{"$f":"'Input - Inventory'!B324","v":316},{"$f":"'Input - Inventory'!C324","v":"70W SON Floodlight (P09)"},{"$f":"'Input - Inventory'!D324","v":"Luminaire"},{"$f":"'Input - Inventory'!E324","v":"NonTraffic"},{"$f":"'Input - Inventory'!F324","v":"Minor < 130w"},{"$f":"'Input - Inventory'!G324","v":0},null,"Luminaire - 70W SON Floodlight (P09)",null,0,12,0,null,0,0,0,0,0,0,0,0,0,0,0,0,0,0,0,0,0,0,0,0,0,0,0,0,0,0,0,0,0,null,0,0,0,0,0,0,0,0,0,null,0,0,0,0,0,0,0,0,0,0,null,0,0,0,0,0,0,0,null,0,0,0,null,{"$f":"IF($D327=\"Connection\",VLOOKUP(C327,'Input - General'!$F$62:$N$79,6,FALSE),0)","v":0},null,0.1801212933606588,0,0,null,8.6527813038891108E-2,0,0]
[null,{"$f":"'Input - Inventory'!B325","v":317},{"$f":"'Input - Inventory'!C325","v":"70W SON -PLAIN"},{"$f":"'Input - Inventory'!D325","v":"Luminaire"},{"$f":"'Input - Inventory'!E325","v":"NonTraffic"},{"$f":"'Input - Inventory'!F325","v":"Minor < 130w"},{"$f":"'Input - Inventory'!G325","v":0},null,"Luminaire - 70W SON -PLAIN",null,0,202,0,null,0,0,0,0,0,0,0,0,0,0,0,0,0,0,0,0,0,0,0,0,0,0,0,0,0,0,0,0,0,null,0,0,0,0,0,0,0,0,0,null,0,0,0,0,0,0,0,0,0,0,null,0,0,0,0,0,0,0,null,0,0,0,null,{"$f":"IF($D328=\"Connection\",VLOOKUP(C328,'Input - General'!$F$62:$N$79,6,FALSE),0)","v":0},null,0.1801212933606588,0,0,null,8.6527813038891108E-2,0,0]
[null,{"$f":"'Input - Inventory'!B326","v":318},{"$f":"'Input - Inventory'!C326","v":"70W SON -PLAIN (P09)"},{"$f":"'Input - Inventory'!D326","v":"Luminaire"},{"$f":"'Input - Inventory'!E326","v":"NonTraffic"},{"$f":"'Input - Inventory'!F326","v":"Minor < 130w"},{"$f":"'Input - Inventory'!G326","v":0},null,"Luminaire - 70W SON -PLAIN (P09)",null,0,20,0,null,0,0,0,0,0,0,0,0,0,0,0,0,0,0,0,0,0,0,0,0,0,0,0,0,0,0,0,0,0,null,0,0,0,0,0,0,0,0,0,null,0,0,0,0,0,0,0,0,0,0,null,0,0,0,0,0,0,0,null,0,0,0,null,{"$f":"IF($D329=\"Connection\",VLOOKUP(C329,'Input - General'!$F$62:$N$79,6,FALSE),0)","v":0},null,0.1801212933606588,0,0,null,8.6527813038891108E-2,0,0]
[null,{"$f":"'Input - Inventory'!B327","v":319},{"$f":"'Input - Inventory'!C327","v":"750W MBI FLOODLIGHT"},{"$f":"'Input - Inventory'!D327","v":"Luminaire"},{"$f":"'Input - Inventory'!E327","v":"Traffic"},{"$f":"'Input - Inventory'!F327","v":"Major > 130w"},{"$f":"'Input - Inventory'!G327","v":0},null,"Luminaire - 750W MBI FLOODLIGHT",null,0,0,0,null,0,0,0,0,0,0,0,0,0,0,0,0,0,0,0,0,0,0,0,0,0,0,0,0,0,0,0,0,0,null,0,0,0,0,0,0,0,0,0,null,0,0,0,0,0,0,0,0,0,0,null,0,0,0,0,0,0,0,null,0,0,0,null,{"$f":"IF($D330=\"Connection\",VLOOKUP(C330,'Input - General'!$F$62:$N$79,6,FALSE),0)","v":0},null,0.1801212933606588,0,0,null,8.6527813038891108E-2,0,0]
[null,{"$f":"'Input - Inventory'!B328","v":320},{"$f":"'Input - Inventory'!C328","v":"80W MBF"},{"$f":"'Input - Inventory'!D328","v":"Luminaire"},{"$f":"'Input - Inventory'!E328","v":"NonTraffic"},{"$f":"'Input - Inventory'!F328","v":"Minor < 130w"},{"$f":"'Input - Inventory'!G328","v":0},null,"Luminaire - 80W MBF",null,0,22785,0,null,0,0,0,0,0,0,0,0,0,0,0,0,0,0,0,0,0,0,0,0,0,0,0,0,0,0,0,0,0,null,0,0,0,0,0,0,0,0,0,null,0,0,0,0,0,0,0,0,0,0,null,0,0,0,0,0,0,0,null,0,0,0,null,{"$f":"IF($D331=\"Connection\",VLOOKUP(C331,'Input - General'!$F$62:$N$79,6,FALSE),0)","v":0},null,0.1801212933606588,0,0,null,8.6527813038891108E-2,0,0]
[null,{"$f":"'Input - Inventory'!B329","v":321},{"$f":"'Input - Inventory'!C329","v":"80W MBF - BEGA+CURVE BRA"},{"$f":"'Input - Inventory'!D329","v":"Luminaire"},{"$f":"'Input - Inventory'!E329","v":"NonTraffic"},{"$f":"'Input - Inventory'!F329","v":"Minor < 130w"},{"$f":"'Input - Inventory'!G329","v":0},null,"Luminaire - 80W MBF - BEGA+CURVE BRA",null,0,0,0,null,0,0,0,0,0,0,0,0,0,0,0,0,0,0,0,0,0,0,0,0,0,0,0,0,0,0,0,0,0,null,0,0,0,0,0,0,0,{"$f":"INDIRECT($E332)*$V332 +(1-INDIRECT($E332))*$T332","v":0},0,null,{"$f":"IF($D332=$AS$9,(INDIRECT(\"PriceLabour\" & \"FY16\")*ProportionStandardHours + INDIRECT(\"PriceLabourOvertime\" & \"FY16\")*ProportionOvertimeHours)*(1+RateOnCostAnnual),0)","v":0},0,{"$f":"IF($D332=\"Lamp\",(NumberOfCrew+INDIRECT($E332)*TrafficController)*(TimeToReplaceLamp),0)","v":0},{"$f":"IF($D332=$AS$9,(INDIRECT(\"PriceLabour\" & \"FY16\")*ProportionStandardHours + INDIRECT(\"PriceLabourOvertime\" & \"FY16\")*ProportionOvertimeHours)*(1+RateOnCostAnnual),0)","v":0},0,{"$f":"IF($D332=\"Lamp\",(NumberOfCrew+INDIRECT($E332)*TrafficController)*(TimeForPECellReplace),0)","v":0},{"$f":"IF($D332=$AS$9,(INDIRECT(\"PriceLabour\" & \"FY16\")*ProportionStandardHours + INDIRECT(\"PriceLabourOvertime\" & \"FY16\")*ProportionOvertimeHours)*(1+RateOnCostAnnual),0)","v":0},0,{"$f":"IF($D332=\"Lamp\",(NumberOfCrew+INDIRECT($E332)*TrafficController)*(TimeForOtherSpot),0)","v":0},0,null,0,{"$f":"IF($D332=\"Lamp\",INDIRECT(BO$10 & $B332),0)","v":0},0,{"$f":"IF($D332=\"Lamp\",INDIRECT(\"FailurePECell\" & \"Annual\"),0)","v":0},0,{"$f":"IF($D332=\"Lamp\",INDIRECT(\"FailureMisc\" & \"Annual\"),0)","v":0},0,null,0,0,0,null,{"$f":"IF($D332=\"Connection\",VLOOKUP(C332,'Input - General'!$F$62:$N$79,6,FALSE),0)","v":0},null,{"$f":"RateOverhead","v":0.1801212933606588},0,0,null,{"$f":"CorporateOverheads","v":8.6527813038891108E-2},0,0]
[null,{"$f":"'Input - Inventory'!B330","v":322},{"$f":"'Input - Inventory'!C330","v":"80W MBF - BOURKE HILL"},{"$f":"'Input - Inventory'!D330","v":"Luminaire"},{"$f":"'Input - Inventory'!E330","v":"NonTraffic"},{"$f":"'Input - Inventory'!F330","v":"Minor < 130w"},{"$f":"'Input - Inventory'!G330","v":0},null,"Luminaire - 80W MBF - BOURKE HILL",null,{"$f":"AQ333+BA333+BL333+BT333+BX333+BZ333+CD333+CH333","v":0},{"$f":"INDIRECT(L$10&$B333&\"FY16\")","v":714},0,null,{"$f":"IF(AND($D333=\"Lamp\", OR($F333=O$9, O$9=\"All\")),INDIRECT(\"PriceBulkTask1\" & \"FY16\"),0)","v":0},0,{"$f":"IF(AND($D333=\"Lamp\", OR($F333=Q$9, Q$9=\"All\")),INDIRECT(\"PriceBulkTask2\" & \"FY16\"),0)","v":0},0,{"$f":"IF(AND($D333=\"Lamp\", OR($F333=S$9, S$9=\"All\")),INDIRECT(\"PriceBulkTask3\" & \"FY16\"),0)","v":0},0,{"$f":"IF(AND($D333=\"Lamp\", OR($F333=U$9, U$9=\"All\")),INDIRECT(\"PriceBulkTask4\" & \"FY16\"),0)","v":0},0,{"$f":"IF(AND($D333=\"Lamp\", OR($F333=W$9, W$9=\"All\")),INDIRECT(\"PriceBulkTask5\" & \"FY16\"),0)","v":0},0,{"$f":"IF(AND($D333=\"Lamp\", OR($F333=Y$9, Y$9=\"All\")),INDIRECT(\"PriceBulkTask6\" & \"FY16\"),0)","v":0},0,{"$f":"IF(AND($D333=\"Lamp\", OR($F333=AA$9, AA$9=\"All\")),INDIRECT(\"PriceBulkTask7\" & \"FY16\"),0)","v":0},0,{"$f":"IF(AND($D333=\"Lamp\", OR($F333=AC$9, AC$9=\"All\")),INDIRECT(\"PriceBulkTask8\" & \"FY16\"),0)","v":0},0,{"$f":"IF(AND($D333=\"Lamp\", OR($F333=AE$9, AE$9=\"All\")),INDIRECT(\"PriceBulkTask9\" & \"FY16\"),0)","v":0},0,{"$f":"IF(AND($D333=\"Lamp\", OR($F333=AG$9, AG$9=\"All\")),INDIRECT(\"PriceBulkTask10\" & \"FY16\"),0)","v":0},0,{"$f":"IF(AND($D333=\"Lamp\", OR($F333=AI$9, AI$9=\"All\")),INDIRECT(\"PriceBulkTask11\" & \"FY16\"),0)","v":0},0,{"$f":"IF(AND($D333=\"Lamp\", OR($F333=AK$9, AK$9=\"All\")),INDIRECT(\"PriceBulkTask12\" & \"FY16\"),0)","v":0},0,{"$f":"IF(AND($D333=\"Lamp\", OR($F333=AM$9, AM$9=\"All\")),INDIRECT(\"PriceBulkTask13\" & \"FY16\"),0)","v":0},0,{"$f":"IF(AND($D333=\"Lamp\", OR($F333=AO$9, AO$9=\"All\")),INDIRECT(\"PriceBulkTask14\" & \"FY16\"),0)","v":0},0,0,null,{"$f":"IF($D333=\"Lamp\",$G333*INDIRECT(\"Price\" & $B333 & \"FY16\"),0)","v":0},0,{"$f":"IF($D333=\"Lamp\",INDIRECT(\"PriceVisor\" & \"FY16\"),0)","v":0},0,{"$f":"IF($D333=\"Lamp\",INDIRECT(\"PricePECell\" & \"FY16\"),0)","v":0},0,{"$f":"IF($D333=\"Lamp\",INDIRECT(\"PriceMisc\" & \"FY16\"),0)","v":0},0,0,null,0,0,0,0,0,0,0,0,0,0,null,{"$f":"IF($D333=\"Lamp\",INDIRECT(\"Price\" & $B333 & \"FY16\"),0)","v":0},0,{"$f":"IF($D333=\"Lamp\",INDIRECT(\"pRICEpecELL\" & \"FY16\"),0)","v":0},0,{"$f":"IF($D333=\"Lamp\",INDIRECT(\"PriceMisc\" & \"FY16\"),0)","v":0},0,0,null,{"$f":"IF(AND($D333=\"Lamp\"),INDIRECT(\"PriceEWP\"&\"FY16\"),0)","v":0},0,0,null,{"$f":"IF($D333=\"Connection\",VLOOKUP(C333,'Input - General'!$F$62:$N$79,6,FALSE),0)","v":0},null,0.1801212933606588,0,0,null,8.6527813038891108E-2,{"$f":"AQ333+BA333+BL333+BT333+BX333+BZ333+CD333","v":0},0]
[null,{"$f":"'Input - Inventory'!B331","v":323},{"$f":"'Input - Inventory'!C331","v":"80W MBF - Bourke Hill (P09)"},{"$f":"'Input - Inventory'!D331","v":"Luminaire"},{"$f":"'Input - Inventory'!E331","v":"NonTraffic"},{"$f":"'Input - Inventory'!F331","v":"Minor < 130w"},{"$f":"'Input - Inventory'!G331","v":0},null,"Luminaire - 80W MBF - Bourke Hill (P09)",null,0,175,0,null,0,0,0,0,0,0,0,0,0,0,0,0,0,0,0,0,0,0,0,0,0,0,0,0,0,0,0,0,0,null,0,0,0,0,0,0,0,0,0,null,0,0,0,0,0,0,0,0,0,0,null,0,0,0,0,0,0,0,null,0,0,0,null,{"$f":"IF($D334=\"Connection\",VLOOKUP(C334,'Input - General'!$F$62:$N$79,6,FALSE),0)","v":0},null,0.1801212933606588,0,0,null,8.6527813038891108E-2,0,0]
[null,{"$f":"'Input - Inventory'!B332","v":324},{"$f":"'Input - Inventory'!C332","v":"80W MBF - GEC BOSTON 2"},{"$f":"'Input - Inventory'!D332","v":"Luminaire"},{"$f":"'Input - Inventory'!E332","v":"NonTraffic"},{"$f":"'Input - Inventory'!F332","v":"Minor < 130w"},{"$f":"'Input - Inventory'!G332","v":0},null,"Luminaire - 80W MBF - GEC BOSTON 2",null,0,12,0,null,0,0,0,0,0,0,0,0,0,0,0,0,0,0,0,0,0,0,0,0,0,0,0,0,0,0,0,0,0,null,0,0,0,0,0,0,0,0,0,null,0,0,0,0,0,0,0,0,0,0,null,0,0,0,0,0,0,0,null,0,0,0,null,{"$f":"IF($D335=\"Connection\",VLOOKUP(C335,'Input - General'!$F$62:$N$79,6,FALSE),0)","v":0},null,0.1801212933606588,0,0,null,8.6527813038891108E-2,0,0]
[null,{"$f":"'Input - Inventory'!B333","v":325},{"$f":"'Input - Inventory'!C333","v":"80W MBF - NOSTALGIA"},{"$f":"'Input - Inventory'!D333","v":"Luminaire"},{"$f":"'Input - Inventory'!E333","v":"NonTraffic"},{"$f":"'Input - Inventory'!F333","v":"Minor < 130w"},{"$f":"'Input - Inventory'!G333","v":0},null,"Luminaire - 80W MBF - NOSTALGIA",null,0,562,0,null,0,0,0,0,0,0,0,0,0,0,0,0,0,0,0,0,0,0,0,0,0,0,0,0,0,0,0,0,0,null,0,0,0,0,0,0,0,0,0,null,0,0,0,0,0,0,0,0,0,0,null,0,0,0,0,0,0,0,null,0,0,0,null,{"$f":"IF($D336=\"Connection\",VLOOKUP(C336,'Input - General'!$F$62:$N$79,6,FALSE),0)","v":0},null,0.1801212933606588,0,0,null,8.6527813038891108E-2,0,0]
[null,{"$f":"'Input - Inventory'!B334","v":326},{"$f":"'Input - Inventory'!C334","v":"80W MBF - PLAIN"},{"$f":"'Input - Inventory'!D334","v":"Luminaire"},{"$f":"'Input - Inventory'!E334","v":"NonTraffic"},{"$f":"'Input - Inventory'!F334","v":"Minor < 130w"},{"$f":"'Input - Inventory'!G334","v":0},null,"Luminaire - 80W MBF - PLAIN",null,0,318,0,null,0,0,0,0,0,0,0,0,0,0,0,0,0,0,0,0,0,0,0,0,0,0,0,0,0,0,0,0,0,null,0,0,0,0,0,0,0,0,0,null,0,0,0,0,0,0,0,0,0,0,null,0,0,0,0,0,0,0,null,0,0,0,null,{"$f":"IF($D337=\"Connection\",VLOOKUP(C337,'Input - General'!$F$62:$N$79,6,FALSE),0)","v":0},null,0.1801212933606588,0,0,null,8.6527813038891108E-2,0,0]
[null,{"$f":"'Input - Inventory'!B335","v":327},{"$f":"'Input - Inventory'!C335","v":"80W MBF - PLAIN (P09)"},{"$f":"'Input - Inventory'!D335","v":"Luminaire"},{"$f":"'Input - Inventory'!E335","v":"NonTraffic"},{"$f":"'Input - Inventory'!F335","v":"Minor < 130w"},{"$f":"'Input - Inventory'!G335","v":0},null,"Luminaire - 80W MBF - PLAIN (P09)",null,0,285,0,null,0,0,0,0,0,0,0,0,0,0,0,0,0,0,0,0,0,0,0,0,0,0,0,0,0,0,0,0,0,null,0,0,0,0,0,0,0,0,0,null,0,0,0,0,0,0,0,0,0,0,null,0,0,0,0,0,0,0,null,0,0,0,null,{"$f":"IF($D338=\"Connection\",VLOOKUP(C338,'Input - General'!$F$62:$N$79,6,FALSE),0)","v":0},null,0.1801212933606588,0,0,null,8.6527813038891108E-2,0,0]
[null,{"$f":"'Input - Inventory'!B336","v":328},{"$f":"'Input - Inventory'!C336","v":"80W MBF - REGAL/FLINDERS"},{"$f":"'Input - Inventory'!D336","v":"Luminaire"},{"$f":"'Input - Inventory'!E336","v":"NonTraffic"},{"$f":"'Input - Inventory'!F336","v":"Minor < 130w"},{"$f":"'Input - Inventory'!G336","v":0},null,"Luminaire - 80W MBF - REGAL/FLINDERS",null,0,0,0,null,0,0,0,0,0,0,0,0,0,0,0,0,0,0,0,0,0,0,0,0,0,0,0,0,0,0,0,0,0,null,0,0,0,0,0,0,0,0,0,null,0,0,0,0,0,0,0,0,0,0,null,0,0,0,0,0,0,0,null,0,0,0,null,{"$f":"IF($D339=\"Connection\",VLOOKUP(C339,'Input - General'!$F$62:$N$79,6,FALSE),0)","v":0},null,0.1801212933606588,0,0,null,8.6527813038891108E-2,0,0]
[null,{"$f":"'Input - Inventory'!B337","v":329},{"$f":"'Input - Inventory'!C337","v":"80W MBF - SYLVANIA SUBUR"},{"$f":"'Input - Inventory'!D337","v":"Luminaire"},{"$f":"'Input - Inventory'!E337","v":"NonTraffic"},{"$f":"'Input - Inventory'!F337","v":"Minor < 130w"},{"$f":"'Input - Inventory'!G337","v":0},null,"Luminaire - 80W MBF - SYLVANIA SUBUR",null,0,0,0,null,0,0,0,0,0,0,0,0,0,0,0,0,0,0,0,0,0,0,0,0,0,0,0,0,0,0,0,0,0,null,0,0,0,0,0,0,0,0,0,null,0,0,0,0,0,0,0,0,0,0,null,0,0,0,0,0,0,0,null,0,0,0,null,{"$f":"IF($D340=\"Connection\",VLOOKUP(C340,'Input - General'!$F$62:$N$79,6,FALSE),0)","v":0},null,0.1801212933606588,0,0,null,8.6527813038891108E-2,0,0]
[null,{"$f":"'Input - Inventory'!B338","v":330},{"$f":"'Input - Inventory'!C338","v":"80W MBF - Sylvania Suburban (P09)"},{"$f":"'Input - Inventory'!D338","v":"Luminaire"},{"$f":"'Input - Inventory'!E338","v":"NonTraffic"},{"$f":"'Input - Inventory'!F338","v":"Minor < 130w"},{"$f":"'Input - Inventory'!G338","v":0},null,"Luminaire - 80W MBF - Sylvania Suburban (P09)",null,0,8214.5,0,null,0,0,0,0,0,0,0,0,0,0,0,0,0,0,0,0,0,0,0,0,0,0,0,0,0,0,0,0,0,null,0,0,0,0,0,0,0,0,0,null,0,0,0,0,0,0,0,0,0,0,null,0,0,0,0,0,0,0,null,0,0,0,null,{"$f":"IF($D341=\"Connection\",VLOOKUP(C341,'Input - General'!$F$62:$N$79,6,FALSE),0)","v":0},null,0.1801212933606588,0,0,null,8.6527813038891108E-2,0,0]
[null,{"$f":"'Input - Inventory'!B339","v":331},{"$f":"'Input - Inventory'!C339","v":"80W MBF BOLLARD"},{"$f":"'Input - Inventory'!D339","v":"Luminaire"},{"$f":"'Input - Inventory'!E339","v":"NonTraffic"},{"$f":"'Input - Inventory'!F339","v":"Minor < 130w"},{"$f":"'Input - Inventory'!G339","v":0},null,"Luminaire - 80W MBF BOLLARD",null,0,68,0,null,0,0,0,0,0,0,0,0,0,0,0,0,0,0,0,0,0,0,0,0,0,0,0,0,0,0,0,0,0,null,0,0,0,0,0,0,0,0,0,null,0,0,0,0,0,0,0,0,0,0,null,0,0,0,0,0,0,0,null,0,0,0,null,{"$f":"IF($D342=\"Connection\",VLOOKUP(C342,'Input - General'!$F$62:$N$79,6,FALSE),0)","v":0},null,0.1801212933606588,0,0,null,8.6527813038891108E-2,0,0]
[null,{"$f":"'Input - Inventory'!B340","v":332},{"$f":"'Input - Inventory'!C340","v":"80W MBF TOORAK"},{"$f":"'Input - Inventory'!D340","v":"Luminaire"},{"$f":"'Input - Inventory'!E340","v":"NonTraffic"},{"$f":"'Input - Inventory'!F340","v":"Minor < 130w"},{"$f":"'Input - Inventory'!G340","v":0},null,"Luminaire - 80W MBF TOORAK",null,0,107,0,null,0,0,0,0,0,0,0,0,0,0,0,0,0,0,0,0,0,0,0,0,0,0,0,0,0,0,0,0,0,null,0,0,0,0,0,0,0,0,0,null,0,0,0,0,0,0,0,0,0,0,null,0,0,0,0,0,0,0,null,0,0,0,null,{"$f":"IF($D343=\"Connection\",VLOOKUP(C343,'Input - General'!$F$62:$N$79,6,FALSE),0)","v":0},null,0.1801212933606588,0,0,null,8.6527813038891108E-2,0,0]
[null,{"$f":"'Input - Inventory'!B341","v":333},{"$f":"'Input - Inventory'!C341","v":"90W SOX"},{"$f":"'Input - Inventory'!D341","v":"Luminaire"},{"$f":"'Input - Inventory'!E341","v":"Traffic"},{"$f":"'Input - Inventory'!F341","v":"Minor < 130w"},{"$f":"'Input - Inventory'!G341","v":0},null,"Luminaire - 90W SOX",null,0,1,0,null,0,0,0,0,0,0,0,0,0,0,0,0,0,0,0,0,0,0,0,0,0,0,0,0,0,0,0,0,0,null,0,0,0,0,0,0,0,0,0,null,0,0,0,0,0,0,0,0,0,0,null,0,0,0,0,0,0,0,null,0,0,0,null,{"$f":"IF($D344=\"Connection\",VLOOKUP(C344,'Input - General'!$F$62:$N$79,6,FALSE),0)","v":0},null,0.1801212933606588,0,0,null,8.6527813038891108E-2,0,0]
[null,{"$f":"'Input - Inventory'!B342","v":334},{"$f":"'Input - Inventory'!C342","v":"EMPTY"},{"$f":"'Input - Inventory'!D342","v":"Luminaire"},{"$f":"'Input - Inventory'!E342","v":"NonTraffic"},{"$f":"'Input - Inventory'!F342","v":"Minor < 130w"},{"$f":"'Input - Inventory'!G342","v":0},null,"Luminaire - EMPTY",null,0,0,0,null,0,0,0,0,0,0,0,0,0,0,0,0,0,0,0,0,0,0,0,0,0,0,0,0,0,0,0,0,0,null,0,0,0,0,0,0,0,0,0,null,0,0,0,0,0,0,0,0,0,0,null,0,0,0,0,0,0,0,null,0,0,0,null,{"$f":"IF($D345=\"Connection\",VLOOKUP(C345,'Input - General'!$F$62:$N$79,6,FALSE),0)","v":0},null,0.1801212933606588,0,0,null,8.6527813038891108E-2,0,0]
[null,{"$f":"'Input - Inventory'!B343","v":335},{"$f":"'Input - Inventory'!C343","v":"INCANDESCENT"},{"$f":"'Input - Inventory'!D343","v":"Luminaire"},{"$f":"'Input - Inventory'!E343","v":"NonTraffic"},{"$f":"'Input - Inventory'!F343","v":"Minor < 130w"},{"$f":"'Input - Inventory'!G343","v":0},null,"Luminaire - INCANDESCENT",null,0,12,0,null,0,0,0,0,0,0,0,0,0,0,0,0,0,0,0,0,0,0,0,0,0,0,0,0,0,0,0,0,0,null,0,0,0,0,0,0,0,0,0,null,0,0,0,0,0,0,0,0,0,0,null,0,0,0,0,0,0,0,null,0,0,0,null,{"$f":"IF($D346=\"Connection\",VLOOKUP(C346,'Input - General'!$F$62:$N$79,6,FALSE),0)","v":0},null,0.1801212933606588,0,0,null,8.6527813038891108E-2,0,0]
[null,{"$f":"'Input - Inventory'!B344","v":336},{"$f":"'Input - Inventory'!C344","v":"PRIVATE"},{"$f":"'Input - Inventory'!D344","v":"Luminaire"},{"$f":"'Input - Inventory'!E344","v":"NonTraffic"},{"$f":"'Input - Inventory'!F344","v":"Minor < 130w"},{"$f":"'Input - Inventory'!G344","v":0},null,"Luminaire - PRIVATE",null,0,113,0,null,0,0,0,0,0,0,0,0,0,0,0,0,0,0,0,0,0,0,0,0,0,0,0,0,0,0,0,0,0,null,0,0,0,0,0,0,0,0,0,null,0,0,0,0,0,0,0,0,0,0,null,0,0,0,0,0,0,0,null,0,0,0,null,{"$f":"IF($D347=\"Connection\",VLOOKUP(C347,'Input - General'!$F$62:$N$79,6,FALSE),0)","v":0},null,0.1801212933606588,0,0,null,8.6527813038891108E-2,0,0]
[null,{"$f":"'Input - Inventory'!B345","v":337},{"$f":"'Input - Inventory'!C345","v":"TH FLOODLIGHT"},{"$f":"'Input - Inventory'!D345","v":"Luminaire"},{"$f":"'Input - Inventory'!E345","v":"Traffic"},{"$f":"'Input - Inventory'!F345","v":"Major > 130w"},{"$f":"'Input - Inventory'!G345","v":0},null,"Luminaire - TH FLOODLIGHT",null,0,32,0,null,0,0,0,0,0,0,0,0,0,0,0,0,0,0,0,0,0,0,0,0,0,0,0,0,0,0,0,0,0,null,0,0,0,0,0,0,0,0,0,null,0,0,0,0,0,0,0,0,0,0,null,0,0,0,0,0,0,0,null,0,0,0,null,{"$f":"IF($D348=\"Connection\",VLOOKUP(C348,'Input - General'!$F$62:$N$79,6,FALSE),0)","v":0},null,0.1801212933606588,0,0,null,8.6527813038891108E-2,0,0]
[null,{"$f":"'Input - Inventory'!B346","v":338},{"$f":"'Input - Inventory'!C346","v":"2ND LIGHT NON-TRL"},{"$f":"'Input - Inventory'!D346","v":"Support"},{"$f":"'Input - Inventory'!E346","v":"NonTraffic"},{"$f":"'Input - Inventory'!F346","v":"n/a"},{"$f":"'Input - Inventory'!G346","v":0},null,"Support - 2ND LIGHT NON-TRL",null,0,427,0,null,0,0,0,0,0,0,0,0,0,0,0,0,0,0,0,0,0,0,0,0,0,0,0,0,0,0,0,0,0,null,0,0,0,0,0,0,0,0,0,null,0,0,0,0,0,0,0,0,0,0,null,0,0,0,0,0,0,0,null,0,0,0,null,{"$f":"IF($D349=\"Connection\",VLOOKUP(C349,'Input - General'!$F$62:$N$79,6,FALSE),0)","v":0},null,0.1801212933606588,0,0,null,8.6527813038891108E-2,0,0]
[null,{"$f":"'Input - Inventory'!B347","v":339},{"$f":"'Input - Inventory'!C347","v":"2nd Light non-TRL (P09)"},{"$f":"'Input - Inventory'!D347","v":"Support"},{"$f":"'Input - Inventory'!E347","v":"NonTraffic"},{"$f":"'Input - Inventory'!F347","v":"n/a"},{"$f":"'Input - Inventory'!G347","v":0},null,"Support - 2nd Light non-TRL (P09)",null,0,56,0,null,0,0,0,0,0,0,0,0,0,0,0,0,0,0,0,0,0,0,0,0,0,0,0,0,0,0,0,0,0,null,0,0,0,0,0,0,0,0,0,null,0,0,0,0,0,0,0,0,0,0,null,0,0,0,0,0,0,0,null,0,0,0,null,{"$f":"IF($D350=\"Connection\",VLOOKUP(C350,'Input - General'!$F$62:$N$79,6,FALSE),0)","v":0},null,0.1801212933606588,0,0,null,8.6527813038891108E-2,0,0]
[null,{"$f":"'Input - Inventory'!B348","v":340},{"$f":"'Input - Inventory'!C348","v":"2ND LIGHT TRL"},{"$f":"'Input - Inventory'!D348","v":"Support"},{"$f":"'Input - Inventory'!E348","v":"Traffic"},{"$f":"'Input - Inventory'!F348","v":"n/a"},{"$f":"'Input - Inventory'!G348","v":0},null,"Support - 2ND LIGHT TRL",null,0,367,0,null,0,0,0,0,0,0,0,0,0,0,0,0,0,0,0,0,0,0,0,0,0,0,0,0,0,0,0,0,0,null,0,0,0,0,0,0,0,0,0,null,0,0,0,0,0,0,0,0,0,0,null,0,0,0,0,0,0,0,null,0,0,0,null,{"$f":"IF($D351=\"Connection\",VLOOKUP(C351,'Input - General'!$F$62:$N$79,6,FALSE),0)","v":0},null,0.1801212933606588,0,0,null,8.6527813038891108E-2,0,0]
[null,{"$f":"'Input - Inventory'!B349","v":341},{"$f":"'Input - Inventory'!C349","v":"2nd Light TRL (P09)"},{"$f":"'Input - Inventory'!D349","v":"Support"},{"$f":"'Input - Inventory'!E349","v":"Traffic"},{"$f":"'Input - Inventory'!F349","v":"n/a"},{"$f":"'Input - Inventory'!G349","v":0},null,"Support - 2nd Light TRL (P09)",null,0,18,0,null,0,0,0,0,0,0,0,0,0,0,0,0,0,0,0,0,0,0,0,0,0,0,0,0,0,0,0,0,0,null,0,0,0,0,0,0,0,0,0,null,0,0,0,0,0,0,0,0,0,0,null,0,0,0,0,0,0,0,null,0,0,0,null,{"$f":"IF($D352=\"Connection\",VLOOKUP(C352,'Input - General'!$F$62:$N$79,6,FALSE),0)","v":0},null,0.1801212933606588,0,0,null,8.6527813038891108E-2,0,0]
[null,{"$f":"'Input - Inventory'!B350","v":342},{"$f":"'Input - Inventory'!C350","v":"BOLLARD"},{"$f":"'Input - Inventory'!D350","v":"Support"},{"$f":"'Input - Inventory'!E350","v":"NonTraffic"},{"$f":"'Input - Inventory'!F350","v":"n/a"},{"$f":"'Input - Inventory'!G350","v":0},null,"Support - BOLLARD",null,0,73,0,null,0,0,0,0,0,0,0,0,0,0,0,0,0,0,0,0,0,0,0,0,0,0,0,0,0,0,0,0,0,null,0,0,0,0,0,0,0,0,0,null,0,0,0,0,0,0,0,0,0,0,null,0,0,0,0,0,0,0,null,0,0,0,null,{"$f":"IF($D353=\"Connection\",VLOOKUP(C353,'Input - General'!$F$62:$N$79,6,FALSE),0)","v":0},null,0.1801212933606588,0,0,null,8.6527813038891108E-2,0,0]
[null,{"$f":"'Input - Inventory'!B351","v":343},{"$f":"'Input - Inventory'!C351","v":"COLUMN 10.5M-13.5M"},{"$f":"'Input - Inventory'!D351","v":"Support"},{"$f":"'Input - Inventory'!E351","v":"Traffic"},{"$f":"'Input - Inventory'!F351","v":"n/a"},{"$f":"'Input - Inventory'!G351","v":0},null,"Support - COLUMN 10.5M-13.5M",null,0,9205,0,null,0,0,0,0,0,0,0,0,0,0,0,0,0,0,0,0,0,0,0,0,0,0,0,0,0,0,0,0,0,null,0,0,0,0,0,0,0,0,0,null,0,0,0,0,0,0,0,0,0,0,null,0,0,0,0,0,0,0,null,0,0,0,null,{"$f":"IF($D354=\"Connection\",VLOOKUP(C354,'Input - General'!$F$62:$N$79,6,FALSE),0)","v":0},null,0.1801212933606588,0,0,null,8.6527813038891108E-2,0,0]
[null,{"$f":"'Input - Inventory'!B352","v":344},{"$f":"'Input - Inventory'!C352","v":"Column 10.5m-13.5m (P09)"},{"$f":"'Input - Inventory'!D352","v":"Support"},{"$f":"'Input - Inventory'!E352","v":"Traffic"},{"$f":"'Input - Inventory'!F352","v":"n/a"},{"$f":"'Input - Inventory'!G352","v":0},null,"Support - Column 10.5m-13.5m (P09)",null,0,850,0,null,0,0,0,0,0,0,0,0,0,0,0,0,0,0,0,0,0,0,0,0,0,0,0,0,0,0,0,0,0,null,0,0,0,0,0,0,0,0,0,null,0,0,0,0,0,0,0,0,0,0,null,0,0,0,0,0,0,0,null,0,0,0,null,{"$f":"IF($D355=\"Connection\",VLOOKUP(C355,'Input - General'!$F$62:$N$79,6,FALSE),0)","v":0},null,0.1801212933606588,0,0,null,8.6527813038891108E-2,0,0]
[null,{"$f":"'Input - Inventory'!B353","v":345},{"$f":"'Input - Inventory'!C353","v":"COLUMN 14M-15M"},{"$f":"'Input - Inventory'!D353","v":"Support"},{"$f":"'Input - Inventory'!E353","v":"Traffic"},{"$f":"'Input - Inventory'!F353","v":"n/a"},{"$f":"'Input - Inventory'!G353","v":0},null,{"$f":"CONCATENATE(D356,\" - \",C356)","v":"Support - COLUMN 14M-15M"},null,0,34,{"$f":"L356*K356","v":0},null,0,{"$f":"IF(AND($D356=\"Lamp\",CycleBulkTask1<>0, OR($F356=O$9,O$9=\"All\")),1/CycleBulkTask1,0)","v":0},0,{"$f":"IF(AND($D356=\"Lamp\",CycleBulkTask2<>0, OR($F356=Q$9,Q$9=\"All\")),1/CycleBulkTask2,0)","v":0},0,{"$f":"IF(AND($D356=\"Lamp\",CycleBulkTask3<>0, OR($F356=S$9,S$9=\"All\")),1/CycleBulkTask3,0)","v":0},0,{"$f":"IF(AND($D356=\"Lamp\",CycleBulkTask4<>0, OR($F356=U$9,U$9=\"All\")),1/CycleBulkTask4,0)","v":0},0,{"$f":"IF(AND($D356=\"Lamp\",CycleBulkTask5<>0, OR($F356=W$9,W$9=\"All\")),1/CycleBulkTask5,0)","v":0},0,{"$f":"IF(AND($D356=\"Lamp\",CycleBulkTask6<>0, OR($F356=Y$9,Y$9=\"All\")),1/CycleBulkTask6,0)","v":0},0,{"$f":"IF(AND($D356=\"Lamp\",CycleBulkTask7<>0, OR($F356=AA$9,AA$9=\"All\")),1/CycleBulkTask7,0)","v":0},0,{"$f":"IF(AND($D356=\"Lamp\",CycleBulkTask8<>0, OR($F356=AC$9,AC$9=\"All\")),1/CycleBulkTask8,0)","v":0},0,{"$f":"IF(AND($D356=\"Lamp\",CycleBulkTask9<>0, OR($F356=AE$9,AE$9=\"All\")),1/CycleBulkTask9,0)","v":0},0,{"$f":"IF(AND($D356=\"Lamp\",CycleBulkTask10<>0, OR($F356=AG$9,AG$9=\"All\")),1/CycleBulkTask10,0)","v":0},0,{"$f":"IF(AND($D356=\"Lamp\",CycleBulkTask11<>0, OR($F356=AI$9,AI$9=\"All\")),1/CycleBulkTask11,0)","v":0},0,{"$f":"IF(AND($D356=\"Lamp\",CycleBulkTask12<>0, OR($F356=AK$9,AK$9=\"All\")),1/CycleBulkTask12,0)","v":0},0,{"$f":"IF(AND($D356=\"Lamp\",CycleBulkTask13<>0, OR($F356=AM$9,AM$9=\"All\")),1/CycleBulkTask13,0)","v":0},0,{"$f":"IF(AND($D356=\"Lamp\",CycleBulkTask14<>0, OR($F356=AO$9,AO$9=\"All\")),1/CycleBulkTask14,0)","v":0},{"$f":"O356*P356+Q356*R356+S356*T356+U356*V356+W356*X356+Y356*Z356+AA356*AB356+AC356*AD356+AE356*AF356+AG356*AH356+AI356*AJ356+AK356*AL356+AM356*AN356+AO356*AP356","v":0},null,0,{"$f":"MAX(P356,R356)","v":0},0,{"$f":"MAX(T356,V356)","v":0},0,{"$f":"X356","v":0},0,0,{"$f":"AS356*AT356+AU356*AV356+AW356*AX356+AY356*AZ356","v":0},null,0,{"$f":"BO356","v":0},0,0,{"$f":"BQ356","v":0},0,0,{"$f":"BS356","v":0},0,{"$f":"BC356*BD356*BE356+BF356*BG356*BH356+BI356*BJ356*BK356","v":0},null,0,0,0,0,0,0,{"$f":"BN356*BO356+BP356*BQ356+BR356*BS356","v":0},null,0,{"$f":"BD356*BE356+BG356*BH356+BJ356*BK356","v":0},{"$f":"BV356*BW356","v":0},null,{"$f":"IF($D356=\"Connection\",VLOOKUP(C356,'Input - General'!$F$62:$N$79,6,FALSE),0)","v":0},null,0.1801212933606588,{"$f":"BX356+BL356+BT356+BA356+AQ356+BZ356","v":0},{"$f":"CC356*CB356","v":0},null,8.6527813038891108E-2,0,{"$f":"CG356*CF356","v":0}]
[null,{"$f":"'Input - Inventory'!B354","v":346},{"$f":"'Input - Inventory'!C354","v":"COLUMN 2.5M-3.5M"},{"$f":"'Input - Inventory'!D354","v":"Support"},{"$f":"'Input - Inventory'!E354","v":"NonTraffic"},{"$f":"'Input - Inventory'!F354","v":"n/a"},{"$f":"'Input - Inventory'!G354","v":0},null,"Support - COLUMN 2.5M-3.5M",null,0,223,0,null,0,0,0,0,0,0,0,0,0,0,0,0,0,0,0,0,0,0,0,0,0,0,0,0,0,0,0,0,0,null,0,0,0,0,0,0,0,0,0,null,0,0,0,0,0,0,0,0,0,0,null,0,0,0,0,0,0,0,null,0,0,0,null,{"$f":"IF($D357=\"Connection\",VLOOKUP(C357,'Input - General'!$F$62:$N$79,6,FALSE),0)","v":0},null,0.1801212933606588,0,0,null,8.6527813038891108E-2,0,0]
[null,{"$f":"'Input - Inventory'!B355","v":347},{"$f":"'Input - Inventory'!C355","v":"Column 2.5m-3.5m (P09)"},{"$f":"'Input - Inventory'!D355","v":"Support"},{"$f":"'Input - Inventory'!E355","v":"NonTraffic"},{"$f":"'Input - Inventory'!F355","v":"n/a"},{"$f":"'Input - Inventory'!G355","v":0},null,"Support - Column 2.5m-3.5m (P09)",null,0,75,0,null,0,0,0,0,0,0,0,0,0,0,0,0,0,0,0,0,0,0,0,0,0,0,0,0,0,0,0,0,0,null,0,0,0,0,0,0,0,0,0,null,0,0,0,0,0,0,0,0,0,0,null,0,0,0,0,0,0,0,null,0,0,0,null,{"$f":"IF($D358=\"Connection\",VLOOKUP(C358,'Input - General'!$F$62:$N$79,6,FALSE),0)","v":0},null,0.1801212933606588,0,0,null,8.6527813038891108E-2,0,0]
[null,{"$f":"'Input - Inventory'!B356","v":348},{"$f":"'Input - Inventory'!C356","v":"COLUMN 4-6.5M ORION WATE"},{"$f":"'Input - Inventory'!D356","v":"Support"},{"$f":"'Input - Inventory'!E356","v":"NonTraffic"},{"$f":"'Input - Inventory'!F356","v":"n/a"},{"$f":"'Input - Inventory'!G356","v":0},null,"Support - COLUMN 4-6.5M ORION WATE",null,0,0,0,null,0,0,0,0,0,0,0,0,0,0,0,0,0,0,0,0,0,0,0,0,0,0,0,0,0,0,0,0,0,null,0,0,0,0,0,0,0,0,0,null,0,0,0,0,0,0,0,0,0,0,null,0,0,0,0,0,0,0,null,0,0,0,null,{"$f":"IF($D359=\"Connection\",VLOOKUP(C359,'Input - General'!$F$62:$N$79,6,FALSE),0)","v":0},null,0.1801212933606588,0,0,null,8.6527813038891108E-2,0,0]
[null,{"$f":"'Input - Inventory'!B357","v":349},{"$f":"'Input - Inventory'!C357","v":"COLUMN 4M-6.5M"},{"$f":"'Input - Inventory'!D357","v":"Support"},{"$f":"'Input - Inventory'!E357","v":"NonTraffic"},{"$f":"'Input - Inventory'!F357","v":"n/a"},{"$f":"'Input - Inventory'!G357","v":0},null,"Support - COLUMN 4M-6.5M",null,0,17881,0,null,0,0,0,0,0,0,0,0,0,0,0,0,0,0,0,0,0,0,0,0,0,0,0,0,0,0,0,0,0,null,0,0,0,0,0,0,0,0,0,null,0,0,0,0,0,0,0,0,0,0,null,0,0,0,0,0,0,0,null,0,0,0,null,{"$f":"IF($D360=\"Connection\",VLOOKUP(C360,'Input - General'!$F$62:$N$79,6,FALSE),0)","v":0},null,0.1801212933606588,0,0,null,8.6527813038891108E-2,0,0]
[null,{"$f":"'Input - Inventory'!B358","v":350},{"$f":"'Input - Inventory'!C358","v":"Column 4m-6.5m (P09)"},{"$f":"'Input - Inventory'!D358","v":"Support"},{"$f":"'Input - Inventory'!E358","v":"NonTraffic"},{"$f":"'Input - Inventory'!F358","v":"n/a"},{"$f":"'Input - Inventory'!G358","v":0},null,"Support - Column 4m-6.5m (P09)",null,0,4025,0,null,0,0,0,0,0,0,0,0,0,0,0,0,0,0,0,0,0,0,0,0,0,0,0,0,0,0,0,0,0,null,0,0,0,0,0,0,0,0,0,null,0,0,0,0,0,0,0,0,0,0,null,0,0,0,0,0,0,0,null,0,0,0,null,{"$f":"IF($D361=\"Connection\",VLOOKUP(C361,'Input - General'!$F$62:$N$79,6,FALSE),0)","v":0},null,0.1801212933606588,0,0,null,8.6527813038891108E-2,0,0]
[null,{"$f":"'Input - Inventory'!B359","v":351},{"$f":"'Input - Inventory'!C359","v":"COLUMN 7M-10M"},{"$f":"'Input - Inventory'!D359","v":"Support"},{"$f":"'Input - Inventory'!E359","v":"Traffic"},{"$f":"'Input - Inventory'!F359","v":"n/a"},{"$f":"'Input - Inventory'!G359","v":0},null,"Support - COLUMN 7M-10M",null,0,5824,0,null,0,0,0,0,0,0,0,0,0,0,0,0,0,0,0,0,0,0,0,0,0,0,0,0,0,0,0,0,0,null,0,0,0,0,0,0,0,0,0,null,0,0,0,0,0,0,0,0,0,0,null,0,0,0,0,0,0,0,null,0,0,0,null,{"$f":"IF($D362=\"Connection\",VLOOKUP(C362,'Input - General'!$F$62:$N$79,6,FALSE),0)","v":0},null,0.1801212933606588,0,0,null,8.6527813038891108E-2,0,0]
[null,{"$f":"'Input - Inventory'!B360","v":352},{"$f":"'Input - Inventory'!C360","v":"Column 7m-10m (P09)"},{"$f":"'Input - Inventory'!D360","v":"Support"},{"$f":"'Input - Inventory'!E360","v":"Traffic"},{"$f":"'Input - Inventory'!F360","v":"n/a"},{"$f":"'Input - Inventory'!G360","v":0},null,"Support - Column 7m-10m (P09)",null,0,678,0,null,0,0,0,0,0,0,0,0,0,0,0,0,0,0,0,0,0,0,0,0,0,0,0,0,0,0,0,0,0,null,0,0,0,0,0,0,0,0,0,null,0,0,0,0,0,0,0,0,0,0,null,0,0,0,0,0,0,0,null,0,0,0,null,{"$f":"IF($D363=\"Connection\",VLOOKUP(C363,'Input - General'!$F$62:$N$79,6,FALSE),0)","v":0},null,0.1801212933606588,0,0,null,8.6527813038891108E-2,0,0]
[null,{"$f":"'Input - Inventory'!B361","v":353},{"$f":"'Input - Inventory'!C361","v":"DECORATIVE COLUMN"},{"$f":"'Input - Inventory'!D361","v":"Support"},{"$f":"'Input - Inventory'!E361","v":"NonTraffic"},{"$f":"'Input - Inventory'!F361","v":"n/a"},{"$f":"'Input - Inventory'!G361","v":0},null,"Support - DECORATIVE COLUMN",null,0,2093,0,null,0,0,0,0,0,0,0,0,0,0,0,0,0,0,0,0,0,0,0,0,0,0,0,0,0,0,0,0,0,null,0,0,0,0,0,0,0,0,0,null,0,0,0,0,0,0,0,0,0,0,null,0,0,0,0,0,0,0,null,0,0,0,null,{"$f":"IF($D364=\"Connection\",VLOOKUP(C364,'Input - General'!$F$62:$N$79,6,FALSE),0)","v":0},null,0.1801212933606588,0,0,null,8.6527813038891108E-2,0,0]
[null,{"$f":"'Input - Inventory'!B362","v":354},{"$f":"'Input - Inventory'!C362","v":"DEDICATED SUPPORT & COND"},{"$f":"'Input - Inventory'!D362","v":"Support"},{"$f":"'Input - Inventory'!E362","v":"NonTraffic"},{"$f":"'Input - Inventory'!F362","v":"n/a"},{"$f":"'Input - Inventory'!G362","v":0},null,"Support - DEDICATED SUPPORT & COND",null,0,0,0,null,0,0,0,0,0,0,0,0,0,0,0,0,0,0,0,0,0,0,0,0,0,0,0,0,0,0,0,0,0,null,0,0,0,0,0,0,0,0,0,null,0,0,0,0,0,0,0,0,0,0,null,0,0,0,0,0,0,0,null,0,0,0,null,{"$f":"IF($D365=\"Connection\",VLOOKUP(C365,'Input - General'!$F$62:$N$79,6,FALSE),0)","v":0},null,0.1801212933606588,0,0,null,8.6527813038891108E-2,0,0]
[null,{"$f":"'Input - Inventory'!B363","v":355},{"$f":"'Input - Inventory'!C363","v":"Dedicated Support & Conductor (P09)"},{"$f":"'Input - Inventory'!D363","v":"Support"},{"$f":"'Input - Inventory'!E363","v":"NonTraffic"},{"$f":"'Input - Inventory'!F363","v":"n/a"},{"$f":"'Input - Inventory'!G363","v":0},null,"Support - Dedicated Support & Conductor (P09)",null,0,48,0,null,0,0,0,0,0,0,0,0,0,0,0,0,0,0,0,0,0,0,0,0,0,0,0,0,0,0,0,0,0,null,0,0,0,0,0,0,0,0,0,null,0,0,0,0,0,0,0,0,0,0,null,0,0,0,0,0,0,0,null,0,0,0,null,{"$f":"IF($D366=\"Connection\",VLOOKUP(C366,'Input - General'!$F$62:$N$79,6,FALSE),0)","v":0},null,0.1801212933606588,0,0,null,8.6527813038891108E-2,0,0]
[null,{"$f":"'Input - Inventory'!B364","v":356},{"$f":"'Input - Inventory'!C364","v":"EMPTY"},{"$f":"'Input - Inventory'!D364","v":"Support"},{"$f":"'Input - Inventory'!E364","v":"NonTraffic"},{"$f":"'Input - Inventory'!F364","v":"n/a"},{"$f":"'Input - Inventory'!G364","v":0},null,"Support - EMPTY",null,0,0,0,null,0,0,0,0,0,0,0,0,0,0,0,0,0,0,0,0,0,0,0,0,0,0,0,0,0,0,0,0,0,null,0,0,0,0,0,0,0,0,0,null,0,0,0,0,0,0,0,0,0,0,null,0,0,0,0,0,0,0,null,0,0,0,null,{"$f":"IF($D367=\"Connection\",VLOOKUP(C367,'Input - General'!$F$62:$N$79,6,FALSE),0)","v":0},null,0.1801212933606588,0,0,null,8.6527813038891108E-2,0,0]
[null,{"$f":"'Input - Inventory'!B365","v":357},{"$f":"'Input - Inventory'!C365","v":"HYDE PARK STANDARD"},{"$f":"'Input - Inventory'!D365","v":"Support"},{"$f":"'Input - Inventory'!E365","v":"NonTraffic"},{"$f":"'Input - Inventory'!F365","v":"n/a"},{"$f":"'Input - Inventory'!G365","v":0},null,"Support - HYDE PARK STANDARD",null,0,184,0,null,0,0,0,0,0,0,0,0,0,0,0,0,0,0,0,0,0,0,0,0,0,0,0,0,0,0,0,0,0,null,0,0,0,0,0,0,0,0,0,null,0,0,0,0,0,0,0,0,0,0,null,0,0,0,0,0,0,0,null,0,0,0,null,{"$f":"IF($D368=\"Connection\",VLOOKUP(C368,'Input - General'!$F$62:$N$79,6,FALSE),0)","v":0},null,0.1801212933606588,0,0,null,8.6527813038891108E-2,0,0]
[null,{"$f":"'Input - Inventory'!B366","v":358},{"$f":"'Input - Inventory'!C366","v":"MACQUARIE STANDARD"},{"$f":"'Input - Inventory'!D366","v":"Support"},{"$f":"'Input - Inventory'!E366","v":"Traffic"},{"$f":"'Input - Inventory'!F366","v":"n/a"},{"$f":"'Input - Inventory'!G366","v":0},null,"Support - MACQUARIE STANDARD",null,0,28,0,null,0,0,0,0,0,0,0,0,0,0,0,0,0,0,0,0,0,0,0,0,0,0,0,0,0,0,0,0,0,null,0,0,0,0,0,0,0,0,0,null,0,0,0,0,0,0,0,0,0,0,null,0,0,0,0,0,0,0,null,0,0,0,null,{"$f":"IF($D369=\"Connection\",VLOOKUP(C369,'Input - General'!$F$62:$N$79,6,FALSE),0)","v":0},null,0.1801212933606588,0,0,null,8.6527813038891108E-2,0,0]
[null,{"$f":"'Input - Inventory'!B367","v":359},{"$f":"'Input - Inventory'!C367","v":"Macquarie Standard (P09)"},{"$f":"'Input - Inventory'!D367","v":"Support"},{"$f":"'Input - Inventory'!E367","v":"NonTraffic"},{"$f":"'Input - Inventory'!F367","v":"n/a"},{"$f":"'Input - Inventory'!G367","v":0},null,"Support - Macquarie Standard (P09)",null,0,7,0,null,0,0,0,0,0,0,0,0,0,0,0,0,0,0,0,0,0,0,0,0,0,0,0,0,0,0,0,0,0,null,0,0,0,0,0,0,0,0,0,null,0,0,0,0,0,0,0,0,0,0,null,0,0,0,0,0,0,0,null,0,0,0,null,{"$f":"IF($D370=\"Connection\",VLOOKUP(C370,'Input - General'!$F$62:$N$79,6,FALSE),0)","v":0},null,0.1801212933606588,0,0,null,8.6527813038891108E-2,0,0]
[null,{"$f":"'Input - Inventory'!B368","v":360},{"$f":"'Input - Inventory'!C368","v":"MAST 15.5M-30M"},{"$f":"'Input - Inventory'!D368","v":"Support"},{"$f":"'Input - Inventory'!E368","v":"Traffic"},{"$f":"'Input - Inventory'!F368","v":"n/a"},{"$f":"'Input - Inventory'!G368","v":0},null,"Support - MAST 15.5M-30M",null,0,15,0,null,0,0,0,0,0,0,0,0,0,0,0,0,0,0,0,0,0,0,0,0,0,0,0,0,0,0,0,0,0,null,0,0,0,0,0,0,0,0,0,null,0,0,0,0,0,0,0,0,0,0,null,0,0,0,0,0,0,0,null,0,0,0,null,{"$f":"IF($D371=\"Connection\",VLOOKUP(C371,'Input - General'!$F$62:$N$79,6,FALSE),0)","v":0},null,0.1801212933606588,0,0,null,8.6527813038891108E-2,0,0]
[null,{"$f":"'Input - Inventory'!B369","v":361},{"$f":"'Input - Inventory'!C369","v":"MAST 23M"},{"$f":"'Input - Inventory'!D369","v":"Support"},{"$f":"'Input - Inventory'!E369","v":"Traffic"},{"$f":"'Input - Inventory'!F369","v":"n/a"},{"$f":"'Input - Inventory'!G369","v":0},null,"Support - MAST 23M",null,0,3,0,null,0,0,0,0,0,0,0,0,0,0,0,0,0,0,0,0,0,0,0,0,0,0,0,0,0,0,0,0,0,null,0,0,0,0,0,0,0,0,0,null,0,0,0,0,0,0,0,0,0,0,null,0,0,0,0,0,0,0,null,0,0,0,null,{"$f":"IF($D372=\"Connection\",VLOOKUP(C372,'Input - General'!$F$62:$N$79,6,FALSE),0)","v":0},null,0.1801212933606588,0,0,null,8.6527813038891108E-2,0,0]
[null,{"$f":"'Input - Inventory'!B370","v":362},{"$f":"'Input - Inventory'!C370","v":"MAST 25M"},{"$f":"'Input - Inventory'!D370","v":"Support"},{"$f":"'Input - Inventory'!E370","v":"Traffic"},{"$f":"'Input - Inventory'!F370","v":"n/a"},{"$f":"'Input - Inventory'!G370","v":0},null,"Support - MAST 25M",null,0,4,0,null,0,0,0,0,0,0,0,0,0,0,0,0,0,0,0,0,0,0,0,0,0,0,0,0,0,0,0,0,0,null,0,0,0,0,0,0,0,0,0,null,0,0,0,0,0,0,0,0,0,0,null,0,0,0,0,0,0,0,null,0,0,0,null,{"$f":"IF($D373=\"Connection\",VLOOKUP(C373,'Input - General'!$F$62:$N$79,6,FALSE),0)","v":0},null,0.1801212933606588,0,0,null,8.6527813038891108E-2,0,0]
[null,{"$f":"'Input - Inventory'!B371","v":363},{"$f":"'Input - Inventory'!C371","v":"ORION DOUBLE ARM"},{"$f":"'Input - Inventory'!D371","v":"Support"},{"$f":"'Input - Inventory'!E371","v":"NonTraffic"},{"$f":"'Input - Inventory'!F371","v":"n/a"},{"$f":"'Input - Inventory'!G371","v":0},null,"Support - ORION DOUBLE ARM",null,0,6,0,null,0,0,0,0,0,0,0,0,0,0,0,0,0,0,0,0,0,0,0,0,0,0,0,0,0,0,0,0,0,null,0,0,0,0,0,0,0,0,0,null,0,0,0,0,0,0,0,0,0,0,null,0,0,0,0,0,0,0,null,0,0,0,null,{"$f":"IF($D374=\"Connection\",VLOOKUP(C374,'Input - General'!$F$62:$N$79,6,FALSE),0)","v":0},null,0.1801212933606588,0,0,null,8.6527813038891108E-2,0,0]
[null,{"$f":"'Input - Inventory'!B372","v":364},{"$f":"'Input - Inventory'!C372","v":"Orion Double Arm (P09)"},{"$f":"'Input - Inventory'!D372","v":"Support"},{"$f":"'Input - Inventory'!E372","v":"NonTraffic"},{"$f":"'Input - Inventory'!F372","v":"n/a"},{"$f":"'Input - Inventory'!G372","v":0},null,"Support - Orion Double Arm (P09)",null,0,1,0,null,0,0,0,0,0,0,0,0,0,0,0,0,0,0,0,0,0,0,0,0,0,0,0,0,0,0,0,0,0,null,0,0,0,0,0,0,0,0,0,null,0,0,0,0,0,0,0,0,0,0,null,0,0,0,0,0,0,0,null,0,0,0,null,{"$f":"IF($D375=\"Connection\",VLOOKUP(C375,'Input - General'!$F$62:$N$79,6,FALSE),0)","v":0},null,0.1801212933606588,0,0,null,8.6527813038891108E-2,0,0]
[null,{"$f":"'Input - Inventory'!B373","v":365},{"$f":"'Input - Inventory'!C373","v":"POLO 10.5M DECORATIVE 2M"},{"$f":"'Input - Inventory'!D373","v":"Support"},{"$f":"'Input - Inventory'!E373","v":"NonTraffic"},{"$f":"'Input - Inventory'!F373","v":"n/a"},{"$f":"'Input - Inventory'!G373","v":0},null,"Support - POLO 10.5M DECORATIVE 2M",null,0,0,0,null,0,0,0,0,0,0,0,0,0,0,0,0,0,0,0,0,0,0,0,0,0,0,0,0,0,0,0,0,0,null,0,0,0,0,0,0,0,0,0,null,0,0,0,0,0,0,0,0,0,0,null,0,0,0,0,0,0,0,null,0,0,0,null,{"$f":"IF($D376=\"Connection\",VLOOKUP(C376,'Input - General'!$F$62:$N$79,6,FALSE),0)","v":0},null,0.1801212933606588,0,0,null,8.6527813038891108E-2,0,0]
[null,{"$f":"'Input - Inventory'!B374","v":366},{"$f":"'Input - Inventory'!C374","v":"POLO 4.5M DECORATIVE 1.2"},{"$f":"'Input - Inventory'!D374","v":"Support"},{"$f":"'Input - Inventory'!E374","v":"NonTraffic"},{"$f":"'Input - Inventory'!F374","v":"n/a"},{"$f":"'Input - Inventory'!G374","v":0},null,"Support - POLO 4.5M DECORATIVE 1.2",null,0,0,0,null,0,0,0,0,0,0,0,0,0,0,0,0,0,0,0,0,0,0,0,0,0,0,0,0,0,0,0,0,0,null,0,0,0,0,0,0,0,0,0,null,0,0,0,0,0,0,0,0,0,0,null,0,0,0,0,0,0,0,null,0,0,0,null,{"$f":"IF($D377=\"Connection\",VLOOKUP(C377,'Input - General'!$F$62:$N$79,6,FALSE),0)","v":0},null,0.1801212933606588,0,0,null,8.6527813038891108E-2,0,0]
[null,{"$f":"'Input - Inventory'!B375","v":367},{"$f":"'Input - Inventory'!C375","v":"PRIVATE"},{"$f":"'Input - Inventory'!D375","v":"Support"},{"$f":"'Input - Inventory'!E375","v":"NonTraffic"},{"$f":"'Input - Inventory'!F375","v":"n/a"},{"$f":"'Input - Inventory'!G375","v":0},null,"Support - PRIVATE",null,0,113,0,null,0,0,0,0,0,0,0,0,0,0,0,0,0,0,0,0,0,0,0,0,0,0,0,0,0,0,0,0,0,null,0,0,0,0,0,0,0,0,0,null,0,0,0,0,0,0,0,0,0,0,null,0,0,0,0,0,0,0,null,0,0,0,null,{"$f":"IF($D378=\"Connection\",VLOOKUP(C378,'Input - General'!$F$62:$N$79,6,FALSE),0)","v":0},null,0.1801212933606588,0,0,null,8.6527813038891108E-2,0,0]
[null,{"$f":"'Input - Inventory'!B376","v":368},{"$f":"'Input - Inventory'!C376","v":"Private (P09)"},{"$f":"'Input - Inventory'!D376","v":"Support"},{"$f":"'Input - Inventory'!E376","v":"NonTraffic"},{"$f":"'Input - Inventory'!F376","v":"n/a"},{"$f":"'Input - Inventory'!G376","v":0},null,"Support - Private (P09)",null,0,10,0,null,0,0,0,0,0,0,0,0,0,0,0,0,0,0,0,0,0,0,0,0,0,0,0,0,0,0,0,0,0,null,0,0,0,0,0,0,0,0,0,null,0,0,0,0,0,0,0,0,0,0,null,0,0,0,0,0,0,0,null,0,0,0,null,{"$f":"IF($D379=\"Connection\",VLOOKUP(C379,'Input - General'!$F$62:$N$79,6,FALSE),0)","v":0},null,0.1801212933606588,0,0,null,8.6527813038891108E-2,0,0]
[null,{"$f":"'Input - Inventory'!B377","v":369},{"$f":"'Input - Inventory'!C377","v":"ROCKS STANDARD"},{"$f":"'Input - Inventory'!D377","v":"Support"},{"$f":"'Input - Inventory'!E377","v":"NonTraffic"},{"$f":"'Input - Inventory'!F377","v":"n/a"},{"$f":"'Input - Inventory'!G377","v":0},null,"Support - ROCKS STANDARD",null,0,1829,0,null,0,0,0,0,0,0,0,0,0,0,0,0,0,0,0,0,0,0,0,0,0,0,0,0,0,0,0,0,0,null,0,0,0,0,0,0,0,0,0,null,0,0,0,0,0,0,0,0,0,0,null,0,0,0,0,0,0,0,null,0,0,0,null,{"$f":"IF($D380=\"Connection\",VLOOKUP(C380,'Input - General'!$F$62:$N$79,6,FALSE),0)","v":0},null,0.1801212933606588,0,0,null,8.6527813038891108E-2,0,0]
[null,{"$f":"'Input - Inventory'!B378","v":370},{"$f":"'Input - Inventory'!C378","v":"SMARTPOLE A"},{"$f":"'Input - Inventory'!D378","v":"Support"},{"$f":"'Input - Inventory'!E378","v":"NonTraffic"},{"$f":"'Input - Inventory'!F378","v":"n/a"},{"$f":"'Input - Inventory'!G378","v":0},null,"Support - SMARTPOLE A",null,0,5,0,null,0,0,0,0,0,0,0,0,0,0,0,0,0,0,0,0,0,0,0,0,0,0,0,0,0,0,0,0,0,null,0,0,0,0,0,0,0,0,0,null,0,0,0,0,0,0,0,0,0,0,null,0,0,0,0,0,0,0,null,0,0,0,null,{"$f":"IF($D381=\"Connection\",VLOOKUP(C381,'Input - General'!$F$62:$N$79,6,FALSE),0)","v":0},null,0.1801212933606588,0,0,null,8.6527813038891108E-2,0,0]
[null,{"$f":"'Input - Inventory'!B379","v":371},{"$f":"'Input - Inventory'!C379","v":"SMARTPOLE AB"},{"$f":"'Input - Inventory'!D379","v":"Support"},{"$f":"'Input - Inventory'!E379","v":"NonTraffic"},{"$f":"'Input - Inventory'!F379","v":"n/a"},{"$f":"'Input - Inventory'!G379","v":0},null,"Support - SMARTPOLE AB",null,0,0,0,null,0,0,0,0,0,0,0,0,0,0,0,0,0,0,0,0,0,0,0,0,0,0,0,0,0,0,0,0,0,null,0,0,0,0,0,0,0,0,0,null,0,0,0,0,0,0,0,0,0,0,null,0,0,0,0,0,0,0,null,0,0,0,null,{"$f":"IF($D382=\"Connection\",VLOOKUP(C382,'Input - General'!$F$62:$N$79,6,FALSE),0)","v":0},null,0.1801212933606588,0,0,null,8.6527813038891108E-2,0,0]
[null,{"$f":"'Input - Inventory'!B380","v":372},{"$f":"'Input - Inventory'!C380","v":"SMARTPOLE B"},{"$f":"'Input - Inventory'!D380","v":"Support"},{"$f":"'Input - Inventory'!E380","v":"NonTraffic"},{"$f":"'Input - Inventory'!F380","v":"n/a"},{"$f":"'Input - Inventory'!G380","v":0},null,"Support - SMARTPOLE B",null,0,0,0,null,0,0,0,0,0,0,0,0,0,0,0,0,0,0,0,0,0,0,0,0,0,0,0,0,0,0,0,0,0,null,0,0,0,0,0,0,0,0,0,null,0,0,0,0,0,0,0,0,0,0,null,0,0,0,0,0,0,0,null,0,0,0,null,{"$f":"IF($D383=\"Connection\",VLOOKUP(C383,'Input - General'!$F$62:$N$79,6,FALSE),0)","v":0},null,0.1801212933606588,0,0,null,8.6527813038891108E-2,0,0]
[null,{"$f":"'Input - Inventory'!B381","v":373},{"$f":"'Input - Inventory'!C381","v":"SMARTPOLE C"},{"$f":"'Input - Inventory'!D381","v":"Support"},{"$f":"'Input - Inventory'!E381","v":"NonTraffic"},{"$f":"'Input - Inventory'!F381","v":"n/a"},{"$f":"'Input - Inventory'!G381","v":0},null,"Support - SMARTPOLE C",null,0,0,0,null,0,0,0,0,0,0,0,0,0,0,0,0,0,0,0,0,0,0,0,0,0,0,0,0,0,0,0,0,0,null,0,0,0,0,0,0,0,0,0,null,0,0,0,0,0,0,0,0,0,0,null,0,0,0,0,0,0,0,null,0,0,0,null,{"$f":"IF($D384=\"Connection\",VLOOKUP(C384,'Input - General'!$F$62:$N$79,6,FALSE),0)","v":0},null,0.1801212933606588,0,0,null,8.6527813038891108E-2,0,0]
[null,{"$f":"'Input - Inventory'!B382","v":374},{"$f":"'Input - Inventory'!C382","v":"SUSPENDED"},{"$f":"'Input - Inventory'!D382","v":"Support"},{"$f":"'Input - Inventory'!E382","v":"NonTraffic"},{"$f":"'Input - Inventory'!F382","v":"n/a"},{"$f":"'Input - Inventory'!G382","v":0},null,"Support - SUSPENDED",null,0,153,0,null,0,0,0,0,0,0,0,0,0,0,0,0,0,0,0,0,0,0,0,0,0,0,0,0,0,0,0,0,0,null,0,0,0,0,0,0,0,0,0,null,0,0,0,0,0,0,0,0,0,0,null,0,0,0,0,0,0,0,null,0,0,0,null,{"$f":"IF($D385=\"Connection\",VLOOKUP(C385,'Input - General'!$F$62:$N$79,6,FALSE),0)","v":0},null,0.1801212933606588,0,0,null,8.6527813038891108E-2,0,0]
[null,{"$f":"'Input - Inventory'!B383","v":375},{"$f":"'Input - Inventory'!C383","v":"Suspended (P09)"},{"$f":"'Input - Inventory'!D383","v":"Support"},{"$f":"'Input - Inventory'!E383","v":"NonTraffic"},{"$f":"'Input - Inventory'!F383","v":"n/a"},{"$f":"'Input - Inventory'!G383","v":0},null,"Support - Suspended (P09)",null,0,5,0,null,0,0,0,0,0,0,0,0,0,0,0,0,0,0,0,0,0,0,0,0,0,0,0,0,0,0,0,0,0,null,0,0,0,0,0,0,0,0,0,null,0,0,0,0,0,0,0,0,0,0,null,0,0,0,0,0,0,0,null,0,0,0,null,{"$f":"IF($D386=\"Connection\",VLOOKUP(C386,'Input - General'!$F$62:$N$79,6,FALSE),0)","v":0},null,0.1801212933606588,0,0,null,8.6527813038891108E-2,0,0]
[null,{"$f":"'Input - Inventory'!B384","v":376},{"$f":"'Input - Inventory'!C384","v":"UNKNOWN"},{"$f":"'Input - Inventory'!D384","v":"Support"},{"$f":"'Input - Inventory'!E384","v":"NonTraffic"},{"$f":"'Input - Inventory'!F384","v":"n/a"},{"$f":"'Input - Inventory'!G384","v":0},null,"Support - UNKNOWN",null,0,207,0,null,0,0,0,0,0,0,0,0,0,0,0,0,0,0,0,0,0,0,0,0,0,0,0,0,0,0,0,0,0,null,0,0,0,0,0,0,0,0,0,null,0,0,0,0,0,0,0,0,0,0,null,0,0,0,0,0,0,0,null,0,0,0,null,{"$f":"IF($D387=\"Connection\",VLOOKUP(C387,'Input - General'!$F$62:$N$79,6,FALSE),0)","v":0},null,0.1801212933606588,0,0,null,8.6527813038891108E-2,0,0]
[null,{"$f":"'Input - Inventory'!B385","v":377},{"$f":"'Input - Inventory'!C385","v":"WALL"},{"$f":"'Input - Inventory'!D385","v":"Support"},{"$f":"'Input - Inventory'!E385","v":"NonTraffic"},{"$f":"'Input - Inventory'!F385","v":"n/a"},{"$f":"'Input - Inventory'!G385","v":0},null,"Support - WALL",null,0,369,0,null,0,0,0,0,0,0,0,0,0,0,0,0,0,0,0,0,0,0,0,0,0,0,0,0,0,0,0,0,0,null,0,0,0,0,0,0,0,0,0,null,0,0,0,0,0,0,0,0,0,0,null,0,0,0,0,0,0,0,null,0,0,0,null,{"$f":"IF($D388=\"Connection\",VLOOKUP(C388,'Input - General'!$F$62:$N$79,6,FALSE),0)","v":0},null,0.1801212933606588,0,0,null,8.6527813038891108E-2,0,0]
[null,{"$f":"'Input - Inventory'!B386","v":378},{"$f":"'Input - Inventory'!C386","v":"Wall (P09)"},{"$f":"'Input - Inventory'!D386","v":"Support"},{"$f":"'Input - Inventory'!E386","v":"NonTraffic"},{"$f":"'Input - Inventory'!F386","v":"n/a"},{"$f":"'Input - Inventory'!G386","v":0},null,"Support - Wall (P09)",null,0,54,0,null,0,0,0,0,0,0,0,0,0,0,0,0,0,0,0,0,0,0,0,0,0,0,0,0,0,0,0,0,0,null,0,0,0,0,0,0,0,0,0,null,0,0,0,0,0,0,0,0,0,0,null,0,0,0,0,0,0,0,null,0,0,0,null,{"$f":"IF($D389=\"Connection\",VLOOKUP(C389,'Input - General'!$F$62:$N$79,6,FALSE),0)","v":0},null,0.1801212933606588,0,0,null,8.6527813038891108E-2,0,0]
[null,{"$f":"'Input - Inventory'!B387","v":379},{"$f":"'Input - Inventory'!C387","v":"WOOD POLE NON-TRL"},{"$f":"'Input - Inventory'!D387","v":"Support"},{"$f":"'Input - Inventory'!E387","v":"NonTraffic"},{"$f":"'Input - Inventory'!F387","v":"n/a"},{"$f":"'Input - Inventory'!G387","v":0},null,"Support - WOOD POLE NON-TRL",null,0,143400.5,0,null,0,0,0,0,0,0,0,0,0,0,0,0,0,0,0,0,0,0,0,0,0,0,0,0,0,0,0,0,0,null,0,0,0,0,0,0,0,0,0,null,0,0,0,0,0,0,0,0,0,0,null,0,0,0,0,0,0,0,null,0,0,0,null,{"$f":"IF($D390=\"Connection\",VLOOKUP(C390,'Input - General'!$F$62:$N$79,6,FALSE),0)","v":0},null,0.1801212933606588,0,0,null,8.6527813038891108E-2,0,0]
[null,{"$f":"'Input - Inventory'!B388","v":380},{"$f":"'Input - Inventory'!C388","v":"Wood Pole non-TRL (P09)"},{"$f":"'Input - Inventory'!D388","v":"Support"},{"$f":"'Input - Inventory'!E388","v":"NonTraffic"},{"$f":"'Input - Inventory'!F388","v":"n/a"},{"$f":"'Input - Inventory'!G388","v":0},null,"Support - Wood Pole non-TRL (P09)",null,0,4464.5,0,null,0,0,0,0,0,0,0,0,0,0,0,0,0,0,0,0,0,0,0,0,0,0,0,0,0,0,0,0,0,null,0,0,0,0,0,0,0,0,0,null,0,0,0,0,0,0,0,0,0,0,null,0,0,0,0,0,0,0,null,0,0,0,null,{"$f":"IF($D391=\"Connection\",VLOOKUP(C391,'Input - General'!$F$62:$N$79,6,FALSE),0)","v":0},null,0.1801212933606588,0,0,null,8.6527813038891108E-2,0,0]
[null,{"$f":"'Input - Inventory'!B389","v":381},{"$f":"'Input - Inventory'!C389","v":"WOOD POLE TRL"},{"$f":"'Input - Inventory'!D389","v":"Support"},{"$f":"'Input - Inventory'!E389","v":"NonTraffic"},{"$f":"'Input - Inventory'!F389","v":"n/a"},{"$f":"'Input - Inventory'!G389","v":0},null,"Support - WOOD POLE TRL",null,0,47735,0,null,0,0,0,0,0,0,0,0,0,0,0,0,0,0,0,0,0,0,0,0,0,0,0,0,0,0,0,0,0,null,0,0,0,0,0,0,0,0,0,null,0,0,0,0,0,0,0,0,0,0,null,0,0,0,0,0,0,0,null,0,0,0,null,{"$f":"IF($D392=\"Connection\",VLOOKUP(C392,'Input - General'!$F$62:$N$79,6,FALSE),0)","v":0},null,0.1801212933606588,0,0,null,8.6527813038891108E-2,0,0]
[null,{"$f":"'Input - Inventory'!B390","v":382},{"$f":"'Input - Inventory'!C390","v":"Wood Pole TRL (P09)"},{"$f":"'Input - Inventory'!D390","v":"Support"},{"$f":"'Input - Inventory'!E390","v":"Traffic"},{"$f":"'Input - Inventory'!F390","v":"n/a"},{"$f":"'Input - Inventory'!G390","v":0},null,"Support - Wood Pole TRL (P09)",null,0,1550.5,0,null,0,0,0,0,0,0,0,0,0,0,0,0,0,0,0,0,0,0,0,0,0,0,0,0,0,0,0,0,0,null,0,0,0,0,0,0,0,0,0,null,0,0,0,0,0,0,0,0,0,0,null,0,0,0,0,0,0,0,null,0,0,0,null,{"$f":"IF($D393=\"Connection\",VLOOKUP(C393,'Input - General'!$F$62:$N$79,6,FALSE),0)","v":0},null,0.1801212933606588,0,0,null,8.6527813038891108E-2,0,0]

{"sheet":"Calc - Opex FY17","index":5,"n_rows":393,"n_cols":86,"rows_kept":393,"cut":false,"hidden":false,"merged":[[7,85,9,85],[7,24,7,25],[8,48,8,49],[8,30,8,31],[7,38,7,39],[7,30,7,31],[7,26,7,27],[7,28,7,29],[7,81,9,81],[7,71,9,71],[7,75,9,75],[8,74,9,74],[8,73,9,73],[8,24,8,25],[7,77,9,77],[8,32,8,33],[7,32,7,33],[7,16,7,17],[8,14,8,15],[8,16,8,17],[8,18,8,19],[8,20,8,21],[8,22,8,23],[1,1,8,6],[8,65,8,66],[7,12,9,12],[8,26,8,27],[8,28,8,29],[7,18,7,19],[7,20,7,21],[7,22,7,23],[8,34,8,35],[8,36,8,37],[8,38,8,39],[8,40,8,41],[7,40,7,41],[7,14,7,15],[7,36,7,37],[7,34,7,35],[8,67,8,68],[8,69,8,70],[7,42,9,42],[7,52,9,52],[7,63,9,63],[8,54,8,56],[8,57,8,59],[8,60,8,62],[8,50,8,51],[8,46,8,47],[8,44,8,45]]}
[]
[null,{"$f":"CONCATENATE(\"This sheet contains no inputs and all values are calculated for \" & \"FY17\" )","v":"This sheet contains no inputs and all values are calculated for FY17"},null,null,null,null,null,null,null,null,null,null,null,null,null,null,null,null,null,null,null,null,null,null,null,null,null,null,null,null,null,null,null,null,null,null,null,null,null,null,null,null,"Bulk contract",null,null,null,null,null,null,null,null,null,"Bulk materials",null,null,null,null,null,null,null,null,null,null,"Spot labour",null,null,null,null,null,null,null,"Spot materials",null,null,null,"EWP costs",null,"Connections",null,null,null,"Overheads",null,null,null,"CAM"]
[]
[null,null,null,null,null,null,null,null,null,null,null,"Totals --->   ",{"$f":"SUM(M12:M475)","v":19807640.804480489},null,{"$f":"SUMPRODUCT(O12:O294,P12:P294,$L$12:$L$294)","v":638253.52527100686},null,{"$f":"SUMPRODUCT(Q12:Q294,R12:R294,$L$12:$L$294)","v":269515.40027218586},null,{"$f":"SUMPRODUCT(S12:S294,T12:T294,$L$12:$L$294)","v":35573.771718775992},null,{"$f":"SUMPRODUCT(U12:U294,V12:V294,$L$12:$L$294)","v":3969.493842685245},null,{"$f":"SUMPRODUCT(W12:W294,X12:X294,$L$12:$L$294)","v":455158.80408320198},null,{"$f":"SUMPRODUCT(Y12:Y294,Z12:Z294,$L$12:$L$294)","v":12535.932175805428},null,{"$f":"SUMPRODUCT(AA12:AA294,AB12:AB294,$L$12:$L$294)","v":109325.57343871953},null,{"$f":"SUMPRODUCT(AC12:AC294,AD12:AD294,$L$12:$L$294)","v":884757.93450298405},null,{"$f":"SUMPRODUCT(AE12:AE294,AF12:AF294,$L$12:$L$294)","v":834439.2643911069},null,{"$f":"SUMPRODUCT(AG12:AG294,AH12:AH294,$L$12:$L$294)","v":0},null,{"$f":"SUMPRODUCT(AI12:AI294,AJ12:AJ294,$L$12:$L$294)","v":364532.07890979457},null,{"$f":"SUMPRODUCT(AK12:AK294,AL12:AL294,$L$12:$L$294)","v":579250.07007574197},null,{"$f":"SUMPRODUCT(AM12:AM294,AN12:AN294,$L$12:$L$294)","v":0},null,{"$f":"SUMPRODUCT(AO12:AO294,AP12:AP294,$L$12:$L$294)","v":0},null,{"$f":"SUMPRODUCT(AQ12:AQ475,$L$12:$L$475)","v":4187311.8486820082},null,{"$f":"SUMPRODUCT(AS12:AS294,AT12:AT294,$L$12:$L$294)","v":1370271.4535328154},null,{"$f":"SUMPRODUCT(AU12:AU294,AV12:AV294,$L$12:$L$294)","v":152525.8230411929},null,{"$f":"SUMPRODUCT(AW12:AW294,AX12:AX294,$L$12:$L$294)","v":476427.53167990665},null,{"$f":"SUMPRODUCT(AY12:AY294,AZ12:AZ294,$L$12:$L$294)","v":1925},null,{"$f":"SUMPRODUCT(BA12:BA475,$L$12:$L$475)","v":2001149.8082539148},null,{"$f":"SUMPRODUCT(BC12:BC294,BD12:BD294,BE12:BE294,$L$12:$L$294)","v":4451190.3110026577},null,null,{"$f":"SUMPRODUCT(BF12:BF294,BG12:BG294,BH12:BH294,$L$12:$L$294)","v":0},null,null,{"$f":"SUMPRODUCT(BI12:BI294,BJ12:BJ294,BK12:BK294,$L$12:$L$294)","v":0},null,null,{"$f":"SUMPRODUCT(BL12:BL475,$L$12:$L$475)","v":4451190.3110026577},null,{"$f":"SUMPRODUCT(BN12:BN294,BO12:BO294,$L$12:$L$294)","v":501117.97729698085},null,{"$f":"SUMPRODUCT(BP12:BP294,BQ12:BQ294,$L$12:$L$294)","v":40591.625699128053},null,{"$f":"SUMPRODUCT(BR12:BR294,BS12:BS294,$L$12:$L$294)","v":732.2},null,{"$f":"SUMPRODUCT(BT12:BT475,$L$12:$L$475)","v":542441.80299610889},null,null,null,{"$f":"SUMPRODUCT(BX12:BX475,$L$12:$L$475)","v":1711987.7498028812},null,{"$f":"SUMPRODUCT(BZ12:BZ475,$L$12:$L$475)","v":2553669.367410054},null,null,null,{"$f":"SUMPRODUCT(CD12:CD475,$L$12:$L$475)","v":2782468.8694864158},null,null,null,{"$f":"SUMPRODUCT(CH12:CH475,$L$12:$L$475)","v":1577421.0468464573}]
[]
[null,null,null,null,null,null,null,null,null,null,null,"Percent --->   ",null,null,null,null,null,null,null,null,null,null,null,null,null,null,null,null,null,null,null,null,null,null,null,null,null,null,null,null,null,null,{"$f":"TotalOpexBulkContract/TotalOpex","v":0.21139881776000491},null,null,null,null,null,null,null,null,null,{"$f":"TotalOpexBulkMaterials/TotalOpex","v":0.10102918505071309},null,null,null,null,null,null,null,null,null,null,{"$f":"TotalOpexSpotLabour/TotalOpex","v":0.22472087185647058},null,null,null,null,null,null,null,{"$f":"TotalOpexSpotMaterials/TotalOpex","v":2.7385482620091158E-2},null,null,null,{"$f":"TotalOpexSpotOther/TotalOpex","v":8.6430674238379232E-2},null,{"$f":"BZ4/TotalOpex","v":0.12892344891636029},null,null,null,{"$f":"TotalOpexOverheads/TotalOpex","v":0.14047452177429537},null,null,null,{"$f":"CH4/TotalOpex","v":7.9636997783685812E-2}]
[]
[null,null,null,null,null,null,null,null,null,null,null,null,"Sub-total annual cost",null,"Task 1",null,"Task 2",null,"Task 3",null,"Task 4",null,"Task 5",null,"Task 6",null,"Task 7",null,"Task 8",null,"Task 9",null,"Task 10",null,"Task 11",null,"Task 12",null,"Task 13",null,"Task 14",null,"Sub-total annual cost per asset",null,null,null,null,null,null,null,null,null,"Sub-total annual cost per asset",null,null,null,null,null,null,null,null,null,null,"Sub-total annual cost per asset",null,null,null,null,null,null,null,"Sub-total annual cost per asset",null,null,null,"Sub-total annual cost per asset",null,"Sub-total annual cost per asset",null,null,null,"Sub-total annual cost per asset",null,null,null,"Sub-total annual cost per asset"]
[null,null,null,null,null,null,null,null,null,null,null,null,null,null,"Minor < 130w",null,"Major > 130w",null,"Minor < 130w",null,"Major > 130w",null,"All",null,"All",null,"All",null,"All",null,"All",null,"All",null,"All",null,"All",null,"All",null,"All",null,null,null,"Lamp",null,"Visors",null,"PE Cell",null,"Misc",null,null,null,"Lamp change",null,null,"PE Cell change",null,null,"Misc",null,null,null,null,"Lamp",null,"PE Cell",null,"Misc",null,null,null,"Price","Hours (weighted by failure)"]
[null,"#","Description","Type","Route","Category","Lamps (#)",null,null,null,"Price","Count",null,null,"Price","Cycle","Price","Cycle","Price","Cycle","Price","Cycle","Price","Cycle","Price","Cycle","Price","Cycle","Price","Cycle","Price","Cycle","Price","Cycle","Price","Cycle","Price","Cycle","Price","Cycle","Price","Cycle",null,null,"Price","Cycle","Price","Cycle","Price","Cycle","Price","Cycle",null,null,"Price","Failure","Hours","Price","Failure","Hours","Price","Failure","Hours",null,null,"Price","Failure","Price","Failure","Price","Failure",null,null,null,null,null,null,null,null,"Rate","Cost",null,null,"Rate","Cost"]
[]
[null,{"$f":"'Input - Inventory'!B9","v":1},{"$f":"'Input - Inventory'!C9","v":"0.5"},{"$f":"'Input - Inventory'!D9","v":"Bracket"},{"$f":"'Input - Inventory'!E9","v":"NonTraffic"},{"$f":"'Input - Inventory'!F9","v":"n/a"},{"$f":"'Input - Inventory'!G9","v":0},null,{"$f":"CONCATENATE(D12,\" - \",C12)","v":"Bracket - 0.5"},null,{"$f":"AQ12+BA12+BL12+BT12+BX12+BZ12+CD12+CH12","v":0},{"$f":"INDIRECT(L$10&$B12&\"FY17\")","v":33642},{"$f":"L12*K12","v":0},null,{"$f":"IF(AND($D12=\"Lamp\", OR($F12=O$9, O$9=\"All\")),INDIRECT(\"PriceBulkTask1\" & \"FY17\"),0)","v":0},{"$f":"IF(AND($D12=\"Lamp\",CycleBulkTask1<>0, OR($F12=O$9,O$9=\"All\")),1/CycleBulkTask1,0)","v":0},{"$f":"IF(AND($D12=\"Lamp\", OR($F12=Q$9, Q$9=\"All\")),INDIRECT(\"PriceBulkTask2\" & \"FY17\"),0)","v":0},{"$f":"IF(AND($D12=\"Lamp\",CycleBulkTask2<>0, OR($F12=Q$9,Q$9=\"All\")),1/CycleBulkTask2,0)","v":0},{"$f":"IF(AND($D12=\"Lamp\", OR($F12=S$9, S$9=\"All\")),INDIRECT(\"PriceBulkTask3\" & \"FY17\"),0)","v":0},{"$f":"IF(AND($D12=\"Lamp\",CycleBulkTask3<>0, OR($F12=S$9,S$9=\"All\")),1/CycleBulkTask3,0)","v":0},{"$f":"IF(AND($D12=\"Lamp\", OR($F12=U$9, U$9=\"All\")),INDIRECT(\"PriceBulkTask4\" & \"FY17\"),0)","v":0},{"$f":"IF(AND($D12=\"Lamp\",CycleBulkTask4<>0, OR($F12=U$9,U$9=\"All\")),1/CycleBulkTask4,0)","v":0},{"$f":"IF(AND($D12=\"Lamp\", OR($F12=W$9, W$9=\"All\")),INDIRECT(\"PriceBulkTask5\" & \"FY17\"),0)","v":0},{"$f":"IF(AND($D12=\"Lamp\",CycleBulkTask5<>0, OR($F12=W$9,W$9=\"All\")),1/CycleBulkTask5,0)","v":0},{"$f":"IF(AND($D12=\"Lamp\", OR($F12=Y$9, Y$9=\"All\")),INDIRECT(\"PriceBulkTask6\" & \"FY17\"),0)","v":0},{"$f":"IF(AND($D12=\"Lamp\",CycleBulkTask6<>0, OR($F12=Y$9,Y$9=\"All\")),1/CycleBulkTask6,0)","v":0},{"$f":"IF(AND($D12=\"Lamp\", OR($F12=AA$9, AA$9=\"All\")),INDIRECT(\"PriceBulkTask7\" & \"FY17\"),0)","v":0},{"$f":"IF(AND($D12=\"Lamp\",CycleBulkTask7<>0, OR($F12=AA$9,AA$9=\"All\")),1/CycleBulkTask7,0)","v":0},{"$f":"IF(AND($D12=\"Lamp\", OR($F12=AC$9, AC$9=\"All\")),INDIRECT(\"PriceBulkTask8\" & \"FY17\"),0)","v":0},{"$f":"IF(AND($D12=\"Lamp\",CycleBulkTask8<>0, OR($F12=AC$9,AC$9=\"All\")),1/CycleBulkTask8,0)","v":0},{"$f":"IF(AND($D12=\"Lamp\", OR($F12=AE$9, AE$9=\"All\")),INDIRECT(\"PriceBulkTask9\" & \"FY17\"),0)","v":0},{"$f":"IF(AND($D12=\"Lamp\",CycleBulkTask9<>0, OR($F12=AE$9,AE$9=\"All\")),1/CycleBulkTask9,0)","v":0},{"$f":"IF(AND($D12=\"Lamp\", OR($F12=AG$9, AG$9=\"All\")),INDIRECT(\"PriceBulkTask10\" & \"FY17\"),0)","v":0},{"$f":"IF(AND($D12=\"Lamp\",CycleBulkTask10<>0, OR($F12=AG$9,AG$9=\"All\")),1/CycleBulkTask10,0)","v":0},{"$f":"IF(AND($D12=\"Lamp\", OR($F12=AI$9, AI$9=\"All\")),INDIRECT(\"PriceBulkTask11\" & \"FY17\"),0)","v":0},{"$f":"IF(AND($D12=\"Lamp\",CycleBulkTask11<>0, OR($F12=AI$9,AI$9=\"All\")),1/CycleBulkTask11,0)","v":0},{"$f":"IF(AND($D12=\"Lamp\", OR($F12=AK$9, AK$9=\"All\")),INDIRECT(\"PriceBulkTask12\" & \"FY17\"),0)","v":0},{"$f":"IF(AND($D12=\"Lamp\",CycleBulkTask12<>0, OR($F12=AK$9,AK$9=\"All\")),1/CycleBulkTask12,0)","v":0},{"$f":"IF(AND($D12=\"Lamp\", OR($F12=AM$9, AM$9=\"All\")),INDIRECT(\"PriceBulkTask13\" & \"FY17\"),0)","v":0},{"$f":"IF(AND($D12=\"Lamp\",CycleBulkTask13<>0, OR($F12=AM$9,AM$9=\"All\")),1/CycleBulkTask13,0)","v":0},{"$f":"IF(AND($D12=\"Lamp\", OR($F12=AO$9, AO$9=\"All\")),INDIRECT(\"PriceBulkTask14\" & \"FY17\"),0)","v":0},{"$f":"IF(AND($D12=\"Lamp\",CycleBulkTask14<>0, OR($F12=AO$9,AO$9=\"All\")),1/CycleBulkTask14,0)","v":0},{"$f":"O12*P12+Q12*R12+S12*T12+U12*V12+W12*X12+Y12*Z12+AA12*AB12+AC12*AD12+AE12*AF12+AG12*AH12+AI12*AJ12+AK12*AL12+AM12*AN12+AO12*AP12","v":0},null,{"$f":"IF($D12=\"Lamp\",$G12*INDIRECT(\"Price\" & $B12 & \"FY17\"),0)","v":0},{"$f":"MAX(P12,R12)","v":0},{"$f":"IF($D12=\"Lamp\",INDIRECT(\"PriceVisor\" & \"FY17\"),0)","v":0},{"$f":"MAX(T12,V12)","v":0},{"$f":"IF($D12=\"Lamp\",INDIRECT(\"PricePECell\" & \"FY17\"),0)","v":0},{"$f":"X12","v":0},{"$f":"IF($D12=\"Lamp\",INDIRECT(\"PriceMisc\" & \"FY17\"),0)","v":0},{"$f":"INDIRECT($E12)*$V12 +(1-INDIRECT($E12))*$T12","v":0},{"$f":"AS12*AT12+AU12*AV12+AW12*AX12+AY12*AZ12","v":0},null,{"$f":"IF($D12=$AS$9,(INDIRECT(\"PriceLabour\" & \"FY17\")*ProportionStandardHours + INDIRECT(\"PriceLabourOvertime\" & \"FY17\")*ProportionOvertimeHours)*(1+RateOnCostAnnual),0)","v":0},{"$f":"BO12","v":0},{"$f":"IF($D12=\"Lamp\",(NumberOfCrew+INDIRECT($E12)*TrafficController)*(TimeToReplaceLamp),0)","v":0},{"$f":"IF($D12=$AS$9,(INDIRECT(\"PriceLabour\" & \"FY17\")*ProportionStandardHours + INDIRECT(\"PriceLabourOvertime\" & \"FY17\")*ProportionOvertimeHours)*(1+RateOnCostAnnual),0)","v":0},{"$f":"BQ12","v":0},{"$f":"IF($D12=\"Lamp\",(NumberOfCrew+INDIRECT($E12)*TrafficController)*(TimeForPECellReplace),0)","v":0},{"$f":"IF($D12=$AS$9,(INDIRECT(\"PriceLabour\" & \"FY17\")*ProportionStandardHours + INDIRECT(\"PriceLabourOvertime\" & \"FY17\")*ProportionOvertimeHours)*(1+RateOnCostAnnual),0)","v":0},{"$f":"BS12","v":0},{"$f":"IF($D12=\"Lamp\",(NumberOfCrew+INDIRECT($E12)*TrafficController)*(TimeForOtherSpot),0)","v":0},{"$f":"BC12*BD12*BE12+BF12*BG12*BH12+BI12*BJ12*BK12","v":0},null,{"$f":"IF($D12=\"Lamp\",INDIRECT(\"Price\" & $B12 & \"FY17\"),0)","v":0},{"$f":"IF($D12=\"Lamp\",INDIRECT(BO$10 & $B12),0)","v":0},{"$f":"IF($D12=\"Lamp\",INDIRECT(\"pRICEpecELL\" & \"FY17\"),0)","v":0},{"$f":"IF($D12=\"Lamp\",INDIRECT(\"FailurePECell\" & \"Annual\"),0)","v":0},{"$f":"IF($D12=\"Lamp\",INDIRECT(\"PriceMisc\" & \"FY17\"),0)","v":0},{"$f":"IF($D12=\"Lamp\",INDIRECT(\"FailureMisc\" & \"Annual\"),0)","v":0},{"$f":"BN12*BO12+BP12*BQ12+BR12*BS12","v":0},null,{"$f":"IF(AND($D12=\"Lamp\"),INDIRECT(\"PriceEWP\"&\"FY17\"),0)","v":0},{"$f":"BD12*BE12+BG12*BH12+BJ12*BK12","v":0},{"$f":"BV12*BW12","v":0},null,{"$f":"IF($D12=\"Connection\",VLOOKUP(C12,'Input - General'!$F$62:$N$79,7,FALSE),0)","v":0},null,{"$f":"RateOverhead","v":0.1801212933606588},{"$f":"BX12+BL12+BT12+BA12+AQ12+BZ12","v":0},{"$f":"CC12*CB12","v":0},null,{"$f":"CorporateOverheads","v":8.6527813038891108E-2},{"$f":"AQ12+BA12+BL12+BT12+BX12+BZ12+CD12","v":0},{"$f":"CG12*CF12","v":0}]
[null,{"$f":"'Input - Inventory'!B10","v":2},{"$f":"'Input - Inventory'!C10","v":"0.5 (P09)"},{"$f":"'Input - Inventory'!D10","v":"Bracket"},{"$f":"'Input - Inventory'!E10","v":"NonTraffic"},{"$f":"'Input - Inventory'!F10","v":"n/a"},{"$f":"'Input - Inventory'!G10","v":0},null,{"$f":"CONCATENATE(D13,\" - \",C13)","v":"Bracket - 0.5 (P09)"},null,{"$f":"AQ13+BA13+BL13+BT13+BX13+BZ13+CD13+CH13","v":0},{"$f":"INDIRECT(L$10&$B13&\"FY17\")","v":1150},0,null,{"$f":"IF(AND($D13=\"Lamp\", OR($F13=O$9, O$9=\"All\")),INDIRECT(\"PriceBulkTask1\" & \"FY17\"),0)","v":0},0,{"$f":"IF(AND($D13=\"Lamp\", OR($F13=Q$9, Q$9=\"All\")),INDIRECT(\"PriceBulkTask2\" & \"FY17\"),0)","v":0},0,{"$f":"IF(AND($D13=\"Lamp\", OR($F13=S$9, S$9=\"All\")),INDIRECT(\"PriceBulkTask3\" & \"FY17\"),0)","v":0},0,{"$f":"IF(AND($D13=\"Lamp\", OR($F13=U$9, U$9=\"All\")),INDIRECT(\"PriceBulkTask4\" & \"FY17\"),0)","v":0},0,{"$f":"IF(AND($D13=\"Lamp\", OR($F13=W$9, W$9=\"All\")),INDIRECT(\"PriceBulkTask5\" & \"FY17\"),0)","v":0},0,{"$f":"IF(AND($D13=\"Lamp\", OR($F13=Y$9, Y$9=\"All\")),INDIRECT(\"PriceBulkTask6\" & \"FY17\"),0)","v":0},0,{"$f":"IF(AND($D13=\"Lamp\", OR($F13=AA$9, AA$9=\"All\")),INDIRECT(\"PriceBulkTask7\" & \"FY17\"),0)","v":0},0,{"$f":"IF(AND($D13=\"Lamp\", OR($F13=AC$9, AC$9=\"All\")),INDIRECT(\"PriceBulkTask8\" & \"FY17\"),0)","v":0},0,{"$f":"IF(AND($D13=\"Lamp\", OR($F13=AE$9, AE$9=\"All\")),INDIRECT(\"PriceBulkTask9\" & \"FY17\"),0)","v":0},0,{"$f":"IF(AND($D13=\"Lamp\", OR($F13=AG$9, AG$9=\"All\")),INDIRECT(\"PriceBulkTask10\" & \"FY17\"),0)","v":0},0,{"$f":"IF(AND($D13=\"Lamp\", OR($F13=AI$9, AI$9=\"All\")),INDIRECT(\"PriceBulkTask11\" & \"FY17\"),0)","v":0},0,{"$f":"IF(AND($D13=\"Lamp\", OR($F13=AK$9, AK$9=\"All\")),INDIRECT(\"PriceBulkTask12\" & \"FY17\"),0)","v":0},0,{"$f":"IF(AND($D13=\"Lamp\", OR($F13=AM$9, AM$9=\"All\")),INDIRECT(\"PriceBulkTask13\" & \"FY17\"),0)","v":0},0,{"$f":"IF(AND($D13=\"Lamp\", OR($F13=AO$9, AO$9=\"All\")),INDIRECT(\"PriceBulkTask14\" & \"FY17\"),0)","v":0},0,0,null,{"$f":"IF($D13=\"Lamp\",$G13*INDIRECT(\"Price\" & $B13 & \"FY17\"),0)","v":0},0,{"$f":"IF($D13=\"Lamp\",INDIRECT(\"PriceVisor\" & \"FY17\"),0)","v":0},0,{"$f":"IF($D13=\"Lamp\",INDIRECT(\"PricePECell\" & \"FY17\"),0)","v":0},0,{"$f":"IF($D13=\"Lamp\",INDIRECT(\"PriceMisc\" & \"FY17\"),0)","v":0},0,0,null,0,0,0,0,0,0,0,0,0,0,null,{"$f":"IF($D13=\"Lamp\",INDIRECT(\"Price\" & $B13 & \"FY17\"),0)","v":0},0,{"$f":"IF($D13=\"Lamp\",INDIRECT(\"pRICEpecELL\" & \"FY17\"),0)","v":0},0,{"$f":"IF($D13=\"Lamp\",INDIRECT(\"PriceMisc\" & \"FY17\"),0)","v":0},0,0,null,{"$f":"IF(AND($D13=\"Lamp\"),INDIRECT(\"PriceEWP\"&\"FY17\"),0)","v":0},0,0,null,{"$f":"IF($D13=\"Connection\",VLOOKUP(C13,'Input - General'!$F$62:$N$79,7,FALSE),0)","v":0},null,0.1801212933606588,0,0,null,8.6527813038891108E-2,{"$f":"AQ13+BA13+BL13+BT13+BX13+BZ13+CD13","v":0},0]
[null,{"$f":"'Input - Inventory'!B11","v":3},{"$f":"'Input - Inventory'!C11","v":"0.6"},{"$f":"'Input - Inventory'!D11","v":"Bracket"},{"$f":"'Input - Inventory'!E11","v":"NonTraffic"},{"$f":"'Input - Inventory'!F11","v":"n/a"},{"$f":"'Input - Inventory'!G11","v":0},null,"Bracket - 0.6",null,0,149,0,null,0,0,0,0,0,0,0,0,0,0,0,0,0,0,0,0,0,0,0,0,0,0,0,0,0,0,0,0,0,null,0,0,0,0,0,0,0,0,0,null,0,0,0,0,0,0,0,0,0,0,null,0,0,0,0,0,0,0,null,0,0,0,null,{"$f":"IF($D14=\"Connection\",VLOOKUP(C14,'Input - General'!$F$62:$N$79,7,FALSE),0)","v":0},null,0.1801212933606588,0,0,null,8.6527813038891108E-2,0,0]
[null,{"$f":"'Input - Inventory'!B12","v":4},{"$f":"'Input - Inventory'!C12","v":"1.0"},{"$f":"'Input - Inventory'!D12","v":"Bracket"},{"$f":"'Input - Inventory'!E12","v":"NonTraffic"},{"$f":"'Input - Inventory'!F12","v":"n/a"},{"$f":"'Input - Inventory'!G12","v":0},null,"Bracket - 1.0",null,0,8607,0,null,0,0,0,0,0,0,0,0,0,0,0,0,0,0,0,0,0,0,0,0,0,0,0,0,0,0,0,0,0,null,0,0,0,0,0,0,0,0,0,null,0,0,0,0,0,0,0,0,0,0,null,0,0,0,0,0,0,0,null,0,0,0,null,{"$f":"IF($D15=\"Connection\",VLOOKUP(C15,'Input - General'!$F$62:$N$79,7,FALSE),0)","v":0},null,0.1801212933606588,0,0,null,8.6527813038891108E-2,0,0]
[null,{"$f":"'Input - Inventory'!B13","v":5},{"$f":"'Input - Inventory'!C13","v":"1.2"},{"$f":"'Input - Inventory'!D13","v":"Bracket"},{"$f":"'Input - Inventory'!E13","v":"NonTraffic"},{"$f":"'Input - Inventory'!F13","v":"n/a"},{"$f":"'Input - Inventory'!G13","v":0},null,"Bracket - 1.2",null,0,24937,0,null,0,0,0,0,0,0,0,0,0,0,0,0,0,0,0,0,0,0,0,0,0,0,0,0,0,0,0,0,0,null,0,0,0,0,0,0,0,0,0,null,0,0,0,0,0,0,0,0,0,0,null,0,0,0,0,0,0,0,null,0,0,0,null,{"$f":"IF($D16=\"Connection\",VLOOKUP(C16,'Input - General'!$F$62:$N$79,7,FALSE),0)","v":0},null,0.1801212933606588,0,0,null,8.6527813038891108E-2,0,0]
[null,{"$f":"'Input - Inventory'!B14","v":6},{"$f":"'Input - Inventory'!C14","v":"1.2 (P09)"},{"$f":"'Input - Inventory'!D14","v":"Bracket"},{"$f":"'Input - Inventory'!E14","v":"NonTraffic"},{"$f":"'Input - Inventory'!F14","v":"n/a"},{"$f":"'Input - Inventory'!G14","v":0},null,"Bracket - 1.2 (P09)",null,0,696,0,null,0,0,0,0,0,0,0,0,0,0,0,0,0,0,0,0,0,0,0,0,0,0,0,0,0,0,0,0,0,null,0,0,0,0,0,0,0,0,0,null,0,0,0,0,0,0,0,0,0,0,null,0,0,0,0,0,0,0,null,0,0,0,null,{"$f":"IF($D17=\"Connection\",VLOOKUP(C17,'Input - General'!$F$62:$N$79,7,FALSE),0)","v":0},null,0.1801212933606588,0,0,null,8.6527813038891108E-2,0,0]
[null,{"$f":"'Input - Inventory'!B15","v":7},{"$f":"'Input - Inventory'!C15","v":"1.5"},{"$f":"'Input - Inventory'!D15","v":"Bracket"},{"$f":"'Input - Inventory'!E15","v":"NonTraffic"},{"$f":"'Input - Inventory'!F15","v":"n/a"},{"$f":"'Input - Inventory'!G15","v":0},null,"Bracket - 1.5",null,0,3808,0,null,0,0,0,0,0,0,0,0,0,0,0,0,0,0,0,0,0,0,0,0,0,0,0,0,0,0,0,0,0,null,0,0,0,0,0,0,0,0,0,null,0,0,0,0,0,0,0,0,0,0,null,0,0,0,0,0,0,0,null,0,0,0,null,{"$f":"IF($D18=\"Connection\",VLOOKUP(C18,'Input - General'!$F$62:$N$79,7,FALSE),0)","v":0},null,0.1801212933606588,0,0,null,8.6527813038891108E-2,0,0]
[null,{"$f":"'Input - Inventory'!B16","v":8},{"$f":"'Input - Inventory'!C16","v":"2.0"},{"$f":"'Input - Inventory'!D16","v":"Bracket"},{"$f":"'Input - Inventory'!E16","v":"NonTraffic"},{"$f":"'Input - Inventory'!F16","v":"n/a"},{"$f":"'Input - Inventory'!G16","v":0},null,"Bracket - 2.0",null,0,70865,0,null,0,0,0,0,0,0,0,0,0,0,0,0,0,0,0,0,0,0,0,0,0,0,0,0,0,0,0,0,0,null,0,0,0,0,0,0,0,0,0,null,0,0,0,0,0,0,0,0,0,0,null,0,0,0,0,0,0,0,null,0,0,0,null,{"$f":"IF($D19=\"Connection\",VLOOKUP(C19,'Input - General'!$F$62:$N$79,7,FALSE),0)","v":0},null,0.1801212933606588,0,0,null,8.6527813038891108E-2,0,0]
[null,{"$f":"'Input - Inventory'!B17","v":9},{"$f":"'Input - Inventory'!C17","v":"2.0 (P09)"},{"$f":"'Input - Inventory'!D17","v":"Bracket"},{"$f":"'Input - Inventory'!E17","v":"NonTraffic"},{"$f":"'Input - Inventory'!F17","v":"n/a"},{"$f":"'Input - Inventory'!G17","v":0},null,"Bracket - 2.0 (P09)",null,0,17415.5,0,null,0,0,0,0,0,0,0,0,0,0,0,0,0,0,0,0,0,0,0,0,0,0,0,0,0,0,0,0,0,null,0,0,0,0,0,0,0,0,0,null,0,0,0,0,0,0,0,0,0,0,null,0,0,0,0,0,0,0,null,0,0,0,null,{"$f":"IF($D20=\"Connection\",VLOOKUP(C20,'Input - General'!$F$62:$N$79,7,FALSE),0)","v":0},null,0.1801212933606588,0,0,null,8.6527813038891108E-2,0,0]
[null,{"$f":"'Input - Inventory'!B18","v":10},{"$f":"'Input - Inventory'!C18","v":"2.5"},{"$f":"'Input - Inventory'!D18","v":"Bracket"},{"$f":"'Input - Inventory'!E18","v":"Traffic"},{"$f":"'Input - Inventory'!F18","v":"n/a"},{"$f":"'Input - Inventory'!G18","v":0},null,"Bracket - 2.5",null,0,518,0,null,0,0,0,0,0,0,0,0,0,0,0,0,0,0,0,0,0,0,0,0,0,0,0,0,0,0,0,0,0,null,0,0,0,0,0,0,0,0,0,null,0,0,0,0,0,0,0,0,0,0,null,0,0,0,0,0,0,0,null,0,0,0,null,{"$f":"IF($D21=\"Connection\",VLOOKUP(C21,'Input - General'!$F$62:$N$79,7,FALSE),0)","v":0},null,0.1801212933606588,0,0,null,8.6527813038891108E-2,0,0]
[null,{"$f":"'Input - Inventory'!B19","v":11},{"$f":"'Input - Inventory'!C19","v":"3.0"},{"$f":"'Input - Inventory'!D19","v":"Bracket"},{"$f":"'Input - Inventory'!E19","v":"Traffic"},{"$f":"'Input - Inventory'!F19","v":"n/a"},{"$f":"'Input - Inventory'!G19","v":0},null,"Bracket - 3.0",null,0,5928,0,null,0,0,0,0,0,0,0,0,0,0,0,0,0,0,0,0,0,0,0,0,0,0,0,0,0,0,0,0,0,null,0,0,0,0,0,0,0,0,0,null,0,0,0,0,0,0,0,0,0,0,null,0,0,0,0,0,0,0,null,0,0,0,null,{"$f":"IF($D22=\"Connection\",VLOOKUP(C22,'Input - General'!$F$62:$N$79,7,FALSE),0)","v":0},null,0.1801212933606588,0,0,null,8.6527813038891108E-2,0,0]
[null,{"$f":"'Input - Inventory'!B20","v":12},{"$f":"'Input - Inventory'!C20","v":"3.0 (P09)"},{"$f":"'Input - Inventory'!D20","v":"Bracket"},{"$f":"'Input - Inventory'!E20","v":"Traffic"},{"$f":"'Input - Inventory'!F20","v":"n/a"},{"$f":"'Input - Inventory'!G20","v":0},null,"Bracket - 3.0 (P09)",null,0,603,0,null,0,0,0,0,0,0,0,0,0,0,0,0,0,0,0,0,0,0,0,0,0,0,0,0,0,0,0,0,0,null,0,0,0,0,0,0,0,0,0,null,0,0,0,0,0,0,0,0,0,0,null,0,0,0,0,0,0,0,null,0,0,0,null,{"$f":"IF($D23=\"Connection\",VLOOKUP(C23,'Input - General'!$F$62:$N$79,7,FALSE),0)","v":0},null,0.1801212933606588,0,0,null,8.6527813038891108E-2,0,0]
[null,{"$f":"'Input - Inventory'!B21","v":13},{"$f":"'Input - Inventory'!C21","v":"3.5"},{"$f":"'Input - Inventory'!D21","v":"Bracket"},{"$f":"'Input - Inventory'!E21","v":"Traffic"},{"$f":"'Input - Inventory'!F21","v":"n/a"},{"$f":"'Input - Inventory'!G21","v":0},null,"Bracket - 3.5",null,0,7196,0,null,0,0,0,0,0,0,0,0,0,0,0,0,0,0,0,0,0,0,0,0,0,0,0,0,0,0,0,0,0,null,0,0,0,0,0,0,0,0,0,null,0,0,0,0,0,0,0,0,0,0,null,0,0,0,0,0,0,0,null,0,0,0,null,{"$f":"IF($D24=\"Connection\",VLOOKUP(C24,'Input - General'!$F$62:$N$79,7,FALSE),0)","v":0},null,0.1801212933606588,0,0,null,8.6527813038891108E-2,0,0]
[null,{"$f":"'Input - Inventory'!B22","v":14},{"$f":"'Input - Inventory'!C22","v":"3.5 (P09)"},{"$f":"'Input - Inventory'!D22","v":"Bracket"},{"$f":"'Input - Inventory'!E22","v":"Traffic"},{"$f":"'Input - Inventory'!F22","v":"n/a"},{"$f":"'Input - Inventory'!G22","v":0},null,"Bracket - 3.5 (P09)",null,0,787,0,null,0,0,0,0,0,0,0,0,0,0,0,0,0,0,0,0,0,0,0,0,0,0,0,0,0,0,0,0,0,null,0,0,0,0,0,0,0,0,0,null,0,0,0,0,0,0,0,0,0,0,null,0,0,0,0,0,0,0,null,0,0,0,null,{"$f":"IF($D25=\"Connection\",VLOOKUP(C25,'Input - General'!$F$62:$N$79,7,FALSE),0)","v":0},null,0.1801212933606588,0,0,null,8.6527813038891108E-2,0,0]
[null,{"$f":"'Input - Inventory'!B23","v":15},{"$f":"'Input - Inventory'!C23","v":"4.0"},{"$f":"'Input - Inventory'!D23","v":"Bracket"},{"$f":"'Input - Inventory'!E23","v":"Traffic"},{"$f":"'Input - Inventory'!F23","v":"n/a"},{"$f":"'Input - Inventory'!G23","v":0},null,"Bracket - 4.0",null,0,983,0,null,0,0,0,0,0,0,0,0,0,0,0,0,0,0,0,0,0,0,0,0,0,0,0,0,0,0,0,0,0,null,0,0,0,0,0,0,0,0,0,null,0,0,0,0,0,0,0,0,0,0,null,0,0,0,0,0,0,0,null,0,0,0,null,{"$f":"IF($D26=\"Connection\",VLOOKUP(C26,'Input - General'!$F$62:$N$79,7,FALSE),0)","v":0},null,0.1801212933606588,0,0,null,8.6527813038891108E-2,0,0]
[null,{"$f":"'Input - Inventory'!B24","v":16},{"$f":"'Input - Inventory'!C24","v":"4.0 (P09)"},{"$f":"'Input - Inventory'!D24","v":"Bracket"},{"$f":"'Input - Inventory'!E24","v":"Traffic"},{"$f":"'Input - Inventory'!F24","v":"n/a"},{"$f":"'Input - Inventory'!G24","v":0},null,"Bracket - 4.0 (P09)",null,0,466,0,null,0,0,0,0,0,0,0,0,0,0,0,0,0,0,0,0,0,0,0,0,0,0,0,0,0,0,0,0,0,null,0,0,0,0,0,0,0,0,0,null,0,0,0,0,0,0,0,0,0,0,null,0,0,0,0,0,0,0,null,0,0,0,null,{"$f":"IF($D27=\"Connection\",VLOOKUP(C27,'Input - General'!$F$62:$N$79,7,FALSE),0)","v":0},null,0.1801212933606588,0,0,null,8.6527813038891108E-2,0,0]
[null,{"$f":"'Input - Inventory'!B25","v":17},{"$f":"'Input - Inventory'!C25","v":"4.5"},{"$f":"'Input - Inventory'!D25","v":"Bracket"},{"$f":"'Input - Inventory'!E25","v":"Traffic"},{"$f":"'Input - Inventory'!F25","v":"n/a"},{"$f":"'Input - Inventory'!G25","v":0},null,"Bracket - 4.5",null,0,3037,0,null,0,0,0,0,0,0,0,0,0,0,0,0,0,0,0,0,0,0,0,0,0,0,0,0,0,0,0,0,0,null,0,0,0,0,0,0,0,0,0,null,0,0,0,0,0,0,0,0,0,0,null,0,0,0,0,0,0,0,null,0,0,0,null,{"$f":"IF($D28=\"Connection\",VLOOKUP(C28,'Input - General'!$F$62:$N$79,7,FALSE),0)","v":0},null,0.1801212933606588,0,0,null,8.6527813038891108E-2,0,0]
[null,{"$f":"'Input - Inventory'!B26","v":18},{"$f":"'Input - Inventory'!C26","v":"5.0"},{"$f":"'Input - Inventory'!D26","v":"Bracket"},{"$f":"'Input - Inventory'!E26","v":"Traffic"},{"$f":"'Input - Inventory'!F26","v":"n/a"},{"$f":"'Input - Inventory'!G26","v":0},null,"Bracket - 5.0",null,0,423,0,null,0,0,0,0,0,0,0,0,0,0,0,0,0,0,0,0,0,0,0,0,0,0,0,0,0,0,0,0,0,null,0,0,0,0,0,0,0,0,0,null,0,0,0,0,0,0,0,0,0,0,null,0,0,0,0,0,0,0,null,0,0,0,null,{"$f":"IF($D29=\"Connection\",VLOOKUP(C29,'Input - General'!$F$62:$N$79,7,FALSE),0)","v":0},null,0.1801212933606588,0,0,null,8.6527813038891108E-2,0,0]
[null,{"$f":"'Input - Inventory'!B27","v":19},{"$f":"'Input - Inventory'!C27","v":"6.0"},{"$f":"'Input - Inventory'!D27","v":"Bracket"},{"$f":"'Input - Inventory'!E27","v":"Traffic"},{"$f":"'Input - Inventory'!F27","v":"n/a"},{"$f":"'Input - Inventory'!G27","v":0},null,"Bracket - 6.0",null,0,1100.5,0,null,0,0,0,0,0,0,0,0,0,0,0,0,0,0,0,0,0,0,0,0,0,0,0,0,0,0,0,0,0,null,0,0,0,0,0,0,0,0,0,null,0,0,0,0,0,0,0,0,0,0,null,0,0,0,0,0,0,0,null,0,0,0,null,{"$f":"IF($D30=\"Connection\",VLOOKUP(C30,'Input - General'!$F$62:$N$79,7,FALSE),0)","v":0},null,0.1801212933606588,0,0,null,8.6527813038891108E-2,0,0]
[null,{"$f":"'Input - Inventory'!B28","v":20},{"$f":"'Input - Inventory'!C28","v":"6.5"},{"$f":"'Input - Inventory'!D28","v":"Bracket"},{"$f":"'Input - Inventory'!E28","v":"Traffic"},{"$f":"'Input - Inventory'!F28","v":"n/a"},{"$f":"'Input - Inventory'!G28","v":0},null,"Bracket - 6.5",null,0,60,0,null,0,0,0,0,0,0,0,0,0,0,0,0,0,0,0,0,0,0,0,0,0,0,0,0,0,0,0,0,0,null,0,0,0,0,0,0,0,0,0,null,0,0,0,0,0,0,0,0,0,0,null,0,0,0,0,0,0,0,null,0,0,0,null,{"$f":"IF($D31=\"Connection\",VLOOKUP(C31,'Input - General'!$F$62:$N$79,7,FALSE),0)","v":0},null,0.1801212933606588,0,0,null,8.6527813038891108E-2,0,0]
[null,{"$f":"'Input - Inventory'!B29","v":21},{"$f":"'Input - Inventory'!C29","v":"7.0"},{"$f":"'Input - Inventory'!D29","v":"Bracket"},{"$f":"'Input - Inventory'!E29","v":"Traffic"},{"$f":"'Input - Inventory'!F29","v":"n/a"},{"$f":"'Input - Inventory'!G29","v":0},null,"Bracket - 7.0",null,0,80,0,null,0,0,0,0,0,0,0,0,0,0,0,0,0,0,0,0,0,0,0,0,0,0,0,0,0,0,0,0,0,null,0,0,0,0,0,0,0,0,0,null,0,0,0,0,0,0,0,0,0,0,null,0,0,0,0,0,0,0,null,0,0,0,null,{"$f":"IF($D32=\"Connection\",VLOOKUP(C32,'Input - General'!$F$62:$N$79,7,FALSE),0)","v":0},null,0.1801212933606588,0,0,null,8.6527813038891108E-2,0,0]
[null,{"$f":"'Input - Inventory'!B30","v":22},{"$f":"'Input - Inventory'!C30","v":"8.0"},{"$f":"'Input - Inventory'!D30","v":"Bracket"},{"$f":"'Input - Inventory'!E30","v":"Traffic"},{"$f":"'Input - Inventory'!F30","v":"n/a"},{"$f":"'Input - Inventory'!G30","v":0},null,"Bracket - 8.0",null,0,27,0,null,0,0,0,0,0,0,0,0,0,0,0,0,0,0,0,0,0,0,0,0,0,0,0,0,0,0,0,0,0,null,0,0,0,0,0,0,0,0,0,null,0,0,0,0,0,0,0,0,0,0,null,0,0,0,0,0,0,0,null,0,0,0,null,{"$f":"IF($D33=\"Connection\",VLOOKUP(C33,'Input - General'!$F$62:$N$79,7,FALSE),0)","v":0},null,0.1801212933606588,0,0,null,8.6527813038891108E-2,0,0]
[null,{"$f":"'Input - Inventory'!B31","v":23},{"$f":"'Input - Inventory'!C31","v":"C4"},{"$f":"'Input - Inventory'!D31","v":"Bracket"},{"$f":"'Input - Inventory'!E31","v":"Traffic"},{"$f":"'Input - Inventory'!F31","v":"n/a"},{"$f":"'Input - Inventory'!G31","v":0},null,"Bracket - C4",null,0,87,0,null,0,0,0,0,0,0,0,0,0,0,0,0,0,0,0,0,0,0,0,0,0,0,0,0,0,0,0,0,0,null,0,0,0,0,0,0,0,0,0,null,0,0,0,0,0,0,0,0,0,0,null,0,0,0,0,0,0,0,null,0,0,0,null,{"$f":"IF($D34=\"Connection\",VLOOKUP(C34,'Input - General'!$F$62:$N$79,7,FALSE),0)","v":0},null,0.1801212933606588,0,0,null,8.6527813038891108E-2,0,0]
[null,{"$f":"'Input - Inventory'!B32","v":24},{"$f":"'Input - Inventory'!C32","v":"NIL"},{"$f":"'Input - Inventory'!D32","v":"Bracket"},{"$f":"'Input - Inventory'!E32","v":"NonTraffic"},{"$f":"'Input - Inventory'!F32","v":"n/a"},{"$f":"'Input - Inventory'!G32","v":0},null,"Bracket - NIL",null,0,12976,0,null,0,0,0,0,0,0,0,0,0,0,0,0,0,0,0,0,0,0,0,0,0,0,0,0,0,0,0,0,0,null,0,0,0,0,0,0,0,0,0,null,0,0,0,0,0,0,0,0,0,0,null,0,0,0,0,0,0,0,null,0,0,0,null,{"$f":"IF($D35=\"Connection\",VLOOKUP(C35,'Input - General'!$F$62:$N$79,7,FALSE),0)","v":0},null,0.1801212933606588,0,0,null,8.6527813038891108E-2,0,0]
[null,{"$f":"'Input - Inventory'!B33","v":25},{"$f":"'Input - Inventory'!C33","v":"PRIVATE"},{"$f":"'Input - Inventory'!D33","v":"Bracket"},{"$f":"'Input - Inventory'!E33","v":"NonTraffic"},{"$f":"'Input - Inventory'!F33","v":"n/a"},{"$f":"'Input - Inventory'!G33","v":0},null,"Bracket - PRIVATE",null,0,113,0,null,0,0,0,0,0,0,0,0,0,0,0,0,0,0,0,0,0,0,0,0,0,0,0,0,0,0,0,0,0,null,0,0,0,0,0,0,0,0,0,null,0,0,0,0,0,0,0,0,0,0,null,0,0,0,0,0,0,0,null,0,0,0,null,{"$f":"IF($D36=\"Connection\",VLOOKUP(C36,'Input - General'!$F$62:$N$79,7,FALSE),0)","v":0},null,0.1801212933606588,0,0,null,8.6527813038891108E-2,0,0]
[null,{"$f":"'Input - Inventory'!B34","v":26},{"$f":"'Input - Inventory'!C34","v":"SMARTPOLE DOUBLE"},{"$f":"'Input - Inventory'!D34","v":"Bracket"},{"$f":"'Input - Inventory'!E34","v":"NonTraffic"},{"$f":"'Input - Inventory'!F34","v":"n/a"},{"$f":"'Input - Inventory'!G34","v":0},null,"Bracket - SMARTPOLE DOUBLE",null,0,0,0,null,0,0,0,0,0,0,0,0,0,0,0,0,0,0,0,0,0,0,0,0,0,0,0,0,0,0,0,0,0,null,0,0,0,0,0,0,0,0,0,null,0,0,0,0,0,0,0,0,0,0,null,0,0,0,0,0,0,0,null,0,0,0,null,{"$f":"IF($D37=\"Connection\",VLOOKUP(C37,'Input - General'!$F$62:$N$79,7,FALSE),0)","v":0},null,0.1801212933606588,0,0,null,8.6527813038891108E-2,0,0]
[null,{"$f":"'Input - Inventory'!B35","v":27},{"$f":"'Input - Inventory'!C35","v":"SMARTPOLE SINGLE LONG"},{"$f":"'Input - Inventory'!D35","v":"Bracket"},{"$f":"'Input - Inventory'!E35","v":"NonTraffic"},{"$f":"'Input - Inventory'!F35","v":"n/a"},{"$f":"'Input - Inventory'!G35","v":0},null,"Bracket - SMARTPOLE SINGLE LONG",null,0,0,0,null,0,0,0,0,0,0,0,0,0,0,0,0,0,0,0,0,0,0,0,0,0,0,0,0,0,0,0,0,0,null,0,0,0,0,0,0,0,0,0,null,0,0,0,0,0,0,0,0,0,0,null,0,0,0,0,0,0,0,null,0,0,0,null,{"$f":"IF($D38=\"Connection\",VLOOKUP(C38,'Input - General'!$F$62:$N$79,7,FALSE),0)","v":0},null,0.1801212933606588,0,0,null,8.6527813038891108E-2,0,0]
[null,{"$f":"'Input - Inventory'!B36","v":28},{"$f":"'Input - Inventory'!C36","v":"SMARTPOLE SINGLE SHORT"},{"$f":"'Input - Inventory'!D36","v":"Bracket"},{"$f":"'Input - Inventory'!E36","v":"NonTraffic"},{"$f":"'Input - Inventory'!F36","v":"n/a"},{"$f":"'Input - Inventory'!G36","v":0},null,"Bracket - SMARTPOLE SINGLE SHORT",null,0,1,0,null,0,0,0,0,0,0,0,0,0,0,0,0,0,0,0,0,0,0,0,0,0,0,0,0,0,0,0,0,0,null,0,0,0,0,0,0,0,0,0,null,0,0,0,0,0,0,0,0,0,0,null,0,0,0,0,0,0,0,null,0,0,0,null,{"$f":"IF($D39=\"Connection\",VLOOKUP(C39,'Input - General'!$F$62:$N$79,7,FALSE),0)","v":0},null,0.1801212933606588,0,0,null,8.6527813038891108E-2,0,0]
[null,{"$f":"'Input - Inventory'!B37","v":29},{"$f":"'Input - Inventory'!C37","v":"SUSPENDED"},{"$f":"'Input - Inventory'!D37","v":"Bracket"},{"$f":"'Input - Inventory'!E37","v":"NonTraffic"},{"$f":"'Input - Inventory'!F37","v":"n/a"},{"$f":"'Input - Inventory'!G37","v":0},null,"Bracket - SUSPENDED",null,0,153,0,null,0,0,0,0,0,0,0,0,0,0,0,0,0,0,0,0,0,0,0,0,0,0,0,0,0,0,0,0,0,null,0,0,0,0,0,0,0,0,0,null,0,0,0,0,0,0,0,0,0,0,null,0,0,0,0,0,0,0,null,0,0,0,null,{"$f":"IF($D40=\"Connection\",VLOOKUP(C40,'Input - General'!$F$62:$N$79,7,FALSE),0)","v":0},null,0.1801212933606588,0,0,null,8.6527813038891108E-2,0,0]
[null,{"$f":"'Input - Inventory'!B38","v":30},{"$f":"'Input - Inventory'!C38","v":"T1"},{"$f":"'Input - Inventory'!D38","v":"Bracket"},{"$f":"'Input - Inventory'!E38","v":"NonTraffic"},{"$f":"'Input - Inventory'!F38","v":"n/a"},{"$f":"'Input - Inventory'!G38","v":0},null,"Bracket - T1",null,0,19762,0,null,0,0,0,0,0,0,0,0,0,0,0,0,0,0,0,0,0,0,0,0,0,0,0,0,0,0,0,0,0,null,0,0,0,0,0,0,0,0,0,null,0,0,0,0,0,0,0,0,0,0,null,0,0,0,0,0,0,0,null,0,0,0,null,{"$f":"IF($D41=\"Connection\",VLOOKUP(C41,'Input - General'!$F$62:$N$79,7,FALSE),0)","v":0},null,0.1801212933606588,0,0,null,8.6527813038891108E-2,0,0]
[null,{"$f":"'Input - Inventory'!B39","v":31},{"$f":"'Input - Inventory'!C39","v":"T1 (P09)"},{"$f":"'Input - Inventory'!D39","v":"Bracket"},{"$f":"'Input - Inventory'!E39","v":"NonTraffic"},{"$f":"'Input - Inventory'!F39","v":"n/a"},{"$f":"'Input - Inventory'!G39","v":0},null,"Bracket - T1 (P09)",null,0,1335,0,null,0,0,0,0,0,0,0,0,0,0,0,0,0,0,0,0,0,0,0,0,0,0,0,0,0,0,0,0,0,null,0,0,0,0,0,0,0,0,0,null,0,0,0,0,0,0,0,0,0,0,null,0,0,0,0,0,0,0,null,0,0,0,null,{"$f":"IF($D42=\"Connection\",VLOOKUP(C42,'Input - General'!$F$62:$N$79,7,FALSE),0)","v":0},null,0.1801212933606588,0,0,null,8.6527813038891108E-2,0,0]
[null,{"$f":"'Input - Inventory'!B40","v":32},{"$f":"'Input - Inventory'!C40","v":"T2"},{"$f":"'Input - Inventory'!D40","v":"Bracket"},{"$f":"'Input - Inventory'!E40","v":"Traffic"},{"$f":"'Input - Inventory'!F40","v":"n/a"},{"$f":"'Input - Inventory'!G40","v":0},null,"Bracket - T2",null,0,9830.5,0,null,0,0,0,0,0,0,0,0,0,0,0,0,0,0,0,0,0,0,0,0,0,0,0,0,0,0,0,0,0,null,0,0,0,0,0,0,0,0,0,null,0,0,0,0,0,0,0,0,0,0,null,0,0,0,0,0,0,0,null,0,0,0,null,{"$f":"IF($D43=\"Connection\",VLOOKUP(C43,'Input - General'!$F$62:$N$79,7,FALSE),0)","v":0},null,0.1801212933606588,0,0,null,8.6527813038891108E-2,0,0]
[null,{"$f":"'Input - Inventory'!B41","v":33},{"$f":"'Input - Inventory'!C41","v":"T2A"},{"$f":"'Input - Inventory'!D41","v":"Bracket"},{"$f":"'Input - Inventory'!E41","v":"Traffic"},{"$f":"'Input - Inventory'!F41","v":"n/a"},{"$f":"'Input - Inventory'!G41","v":0},null,"Bracket - T2A",null,0,1196,0,null,0,0,0,0,0,0,0,0,0,0,0,0,0,0,0,0,0,0,0,0,0,0,0,0,0,0,0,0,0,null,0,0,0,0,0,0,0,0,0,null,0,0,0,0,0,0,0,0,0,0,null,0,0,0,0,0,0,0,null,0,0,0,null,{"$f":"IF($D44=\"Connection\",VLOOKUP(C44,'Input - General'!$F$62:$N$79,7,FALSE),0)","v":0},null,0.1801212933606588,0,0,null,8.6527813038891108E-2,0,0]
[null,{"$f":"'Input - Inventory'!B42","v":34},{"$f":"'Input - Inventory'!C42","v":"T2A (P09)"},{"$f":"'Input - Inventory'!D42","v":"Bracket"},{"$f":"'Input - Inventory'!E42","v":"Traffic"},{"$f":"'Input - Inventory'!F42","v":"n/a"},{"$f":"'Input - Inventory'!G42","v":0},null,"Bracket - T2A (P09)",null,0,174,0,null,0,0,0,0,0,0,0,0,0,0,0,0,0,0,0,0,0,0,0,0,0,0,0,0,0,0,0,0,0,null,0,0,0,0,0,0,0,0,0,null,0,0,0,0,0,0,0,0,0,0,null,0,0,0,0,0,0,0,null,0,0,0,null,{"$f":"IF($D45=\"Connection\",VLOOKUP(C45,'Input - General'!$F$62:$N$79,7,FALSE),0)","v":0},null,0.1801212933606588,0,0,null,8.6527813038891108E-2,0,0]
[null,{"$f":"'Input - Inventory'!B43","v":35},{"$f":"'Input - Inventory'!C43","v":"T3"},{"$f":"'Input - Inventory'!D43","v":"Bracket"},{"$f":"'Input - Inventory'!E43","v":"Traffic"},{"$f":"'Input - Inventory'!F43","v":"n/a"},{"$f":"'Input - Inventory'!G43","v":0},null,"Bracket - T3",null,0,3628,0,null,0,0,0,0,0,0,0,0,0,0,0,0,0,0,0,0,0,0,0,0,0,0,0,0,0,0,0,0,0,null,0,0,0,0,0,0,0,0,0,null,0,0,0,0,0,0,0,0,0,0,null,0,0,0,0,0,0,0,null,0,0,0,null,{"$f":"IF($D46=\"Connection\",VLOOKUP(C46,'Input - General'!$F$62:$N$79,7,FALSE),0)","v":0},null,0.1801212933606588,0,0,null,8.6527813038891108E-2,0,0]
[null,{"$f":"'Input - Inventory'!B44","v":36},{"$f":"'Input - Inventory'!C44","v":"T3 (P09)"},{"$f":"'Input - Inventory'!D44","v":"Bracket"},{"$f":"'Input - Inventory'!E44","v":"Traffic"},{"$f":"'Input - Inventory'!F44","v":"n/a"},{"$f":"'Input - Inventory'!G44","v":0},null,"Bracket - T3 (P09)",null,0,649.5,0,null,0,0,0,0,0,0,0,0,0,0,0,0,0,0,0,0,0,0,0,0,0,0,0,0,0,0,0,0,0,null,0,0,0,0,0,0,0,0,0,null,0,0,0,0,0,0,0,0,0,0,null,0,0,0,0,0,0,0,null,0,0,0,null,{"$f":"IF($D47=\"Connection\",VLOOKUP(C47,'Input - General'!$F$62:$N$79,7,FALSE),0)","v":0},null,0.1801212933606588,0,0,null,8.6527813038891108E-2,0,0]
[null,{"$f":"'Input - Inventory'!B45","v":37},{"$f":"'Input - Inventory'!C45","v":"T3A"},{"$f":"'Input - Inventory'!D45","v":"Bracket"},{"$f":"'Input - Inventory'!E45","v":"Traffic"},{"$f":"'Input - Inventory'!F45","v":"n/a"},{"$f":"'Input - Inventory'!G45","v":0},null,"Bracket - T3A",null,0,1031,0,null,0,0,0,0,0,0,0,0,0,0,0,0,0,0,0,0,0,0,0,0,0,0,0,0,0,0,0,0,0,null,0,0,0,0,0,0,0,0,0,null,0,0,0,0,0,0,0,0,0,0,null,0,0,0,0,0,0,0,null,0,0,0,null,{"$f":"IF($D48=\"Connection\",VLOOKUP(C48,'Input - General'!$F$62:$N$79,7,FALSE),0)","v":0},null,0.1801212933606588,0,0,null,8.6527813038891108E-2,0,0]
[null,{"$f":"'Input - Inventory'!B46","v":38},{"$f":"'Input - Inventory'!C46","v":"T4"},{"$f":"'Input - Inventory'!D46","v":"Bracket"},{"$f":"'Input - Inventory'!E46","v":"Traffic"},{"$f":"'Input - Inventory'!F46","v":"n/a"},{"$f":"'Input - Inventory'!G46","v":0},null,"Bracket - T4",null,0,11045,0,null,0,0,0,0,0,0,0,0,0,0,0,0,0,0,0,0,0,0,0,0,0,0,0,0,0,0,0,0,0,null,0,0,0,0,0,0,0,0,0,null,0,0,0,0,0,0,0,0,0,0,null,0,0,0,0,0,0,0,null,0,0,0,null,{"$f":"IF($D49=\"Connection\",VLOOKUP(C49,'Input - General'!$F$62:$N$79,7,FALSE),0)","v":0},null,0.1801212933606588,0,0,null,8.6527813038891108E-2,0,0]
[null,{"$f":"'Input - Inventory'!B47","v":39},{"$f":"'Input - Inventory'!C47","v":"T4 (P09)"},{"$f":"'Input - Inventory'!D47","v":"Bracket"},{"$f":"'Input - Inventory'!E47","v":"Traffic"},{"$f":"'Input - Inventory'!F47","v":"n/a"},{"$f":"'Input - Inventory'!G47","v":0},null,"Bracket - T4 (P09)",null,0,500,0,null,0,0,0,0,0,0,0,0,0,0,0,0,0,0,0,0,0,0,0,0,0,0,0,0,0,0,0,0,0,null,0,0,0,0,0,0,0,0,0,null,0,0,0,0,0,0,0,0,0,0,null,0,0,0,0,0,0,0,null,0,0,0,null,{"$f":"IF($D50=\"Connection\",VLOOKUP(C50,'Input - General'!$F$62:$N$79,7,FALSE),0)","v":0},null,0.1801212933606588,0,0,null,8.6527813038891108E-2,0,0]
[null,{"$f":"'Input - Inventory'!B48","v":40},{"$f":"'Input - Inventory'!C48","v":"T5"},{"$f":"'Input - Inventory'!D48","v":"Bracket"},{"$f":"'Input - Inventory'!E48","v":"Traffic"},{"$f":"'Input - Inventory'!F48","v":"n/a"},{"$f":"'Input - Inventory'!G48","v":0},null,"Bracket - T5",null,0,515,0,null,0,0,0,0,0,0,0,0,0,0,0,0,0,0,0,0,0,0,0,0,0,0,0,0,0,0,0,0,0,null,0,0,0,0,0,0,0,0,0,null,0,0,0,0,0,0,0,0,0,0,null,0,0,0,0,0,0,0,null,0,0,0,null,{"$f":"IF($D51=\"Connection\",VLOOKUP(C51,'Input - General'!$F$62:$N$79,7,FALSE),0)","v":0},null,0.1801212933606588,0,0,null,8.6527813038891108E-2,0,0]
[null,{"$f":"'Input - Inventory'!B49","v":41},{"$f":"'Input - Inventory'!C49","v":"T5 (P09)"},{"$f":"'Input - Inventory'!D49","v":"Bracket"},{"$f":"'Input - Inventory'!E49","v":"Traffic"},{"$f":"'Input - Inventory'!F49","v":"n/a"},{"$f":"'Input - Inventory'!G49","v":0},null,"Bracket - T5 (P09)",null,0,80,0,null,0,0,0,0,0,0,0,0,0,0,0,0,0,0,0,0,0,0,0,0,0,0,0,0,0,0,0,0,0,null,0,0,0,0,0,0,0,0,0,null,0,0,0,0,0,0,0,0,0,0,null,0,0,0,0,0,0,0,null,0,0,0,null,{"$f":"IF($D52=\"Connection\",VLOOKUP(C52,'Input - General'!$F$62:$N$79,7,FALSE),0)","v":0},null,0.1801212933606588,0,0,null,8.6527813038891108E-2,0,0]
[null,{"$f":"'Input - Inventory'!B50","v":42},{"$f":"'Input - Inventory'!C50","v":"T6"},{"$f":"'Input - Inventory'!D50","v":"Bracket"},{"$f":"'Input - Inventory'!E50","v":"Traffic"},{"$f":"'Input - Inventory'!F50","v":"n/a"},{"$f":"'Input - Inventory'!G50","v":0},null,"Bracket - T6",null,0,2029,0,null,0,0,0,0,0,0,0,0,0,0,0,0,0,0,0,0,0,0,0,0,0,0,0,0,0,0,0,0,0,null,0,0,0,0,0,0,0,0,0,null,0,0,0,0,0,0,0,0,0,0,null,0,0,0,0,0,0,0,null,0,0,0,null,{"$f":"IF($D53=\"Connection\",VLOOKUP(C53,'Input - General'!$F$62:$N$79,7,FALSE),0)","v":0},null,0.1801212933606588,0,0,null,8.6527813038891108E-2,0,0]
[null,{"$f":"'Input - Inventory'!B51","v":43},{"$f":"'Input - Inventory'!C51","v":"T6 (P09)"},{"$f":"'Input - Inventory'!D51","v":"Bracket"},{"$f":"'Input - Inventory'!E51","v":"Traffic"},{"$f":"'Input - Inventory'!F51","v":"n/a"},{"$f":"'Input - Inventory'!G51","v":0},null,"Bracket - T6 (P09)",null,0,347,0,null,0,0,0,0,0,0,0,0,0,0,0,0,0,0,0,0,0,0,0,0,0,0,0,0,0,0,0,0,0,null,0,0,0,0,0,0,0,0,0,null,0,0,0,0,0,0,0,0,0,0,null,0,0,0,0,0,0,0,null,0,0,0,null,{"$f":"IF($D54=\"Connection\",VLOOKUP(C54,'Input - General'!$F$62:$N$79,7,FALSE),0)","v":0},null,0.1801212933606588,0,0,null,8.6527813038891108E-2,0,0]
[null,{"$f":"'Input - Inventory'!B52","v":44},{"$f":"'Input - Inventory'!C52","v":"T7"},{"$f":"'Input - Inventory'!D52","v":"Bracket"},{"$f":"'Input - Inventory'!E52","v":"Traffic"},{"$f":"'Input - Inventory'!F52","v":"n/a"},{"$f":"'Input - Inventory'!G52","v":0},null,"Bracket - T7",null,0,722,0,null,0,0,0,0,0,0,0,0,0,0,0,0,0,0,0,0,0,0,0,0,0,0,0,0,0,0,0,0,0,null,0,0,0,0,0,0,0,0,0,null,0,0,0,0,0,0,0,0,0,0,null,0,0,0,0,0,0,0,null,0,0,0,null,{"$f":"IF($D55=\"Connection\",VLOOKUP(C55,'Input - General'!$F$62:$N$79,7,FALSE),0)","v":0},null,0.1801212933606588,0,0,null,8.6527813038891108E-2,0,0]
[null,{"$f":"'Input - Inventory'!B53","v":45},{"$f":"'Input - Inventory'!C53","v":"T7 (P09)"},{"$f":"'Input - Inventory'!D53","v":"Bracket"},{"$f":"'Input - Inventory'!E53","v":"Traffic"},{"$f":"'Input - Inventory'!F53","v":"n/a"},{"$f":"'Input - Inventory'!G53","v":0},null,"Bracket - T7 (P09)",null,0,182.5,0,null,0,0,0,0,0,0,0,0,0,0,0,0,0,0,0,0,0,0,0,0,0,0,0,0,0,0,0,0,0,null,0,0,0,0,0,0,0,0,0,null,0,0,0,0,0,0,0,0,0,0,null,0,0,0,0,0,0,0,null,0,0,0,null,{"$f":"IF($D56=\"Connection\",VLOOKUP(C56,'Input - General'!$F$62:$N$79,7,FALSE),0)","v":0},null,0.1801212933606588,0,0,null,8.6527813038891108E-2,0,0]
[null,{"$f":"'Input - Inventory'!B54","v":46},{"$f":"'Input - Inventory'!C54","v":"EMPTY"},{"$f":"'Input - Inventory'!D54","v":"Connection"},{"$f":"'Input - Inventory'!E54","v":"NonTraffic"},{"$f":"'Input - Inventory'!F54","v":"n/a"},{"$f":"'Input - Inventory'!G54","v":0},null,"Connection - EMPTY",null,0,0,0,null,0,0,0,0,0,0,0,0,0,0,0,0,0,0,0,0,0,0,0,0,0,0,0,0,0,0,0,0,0,null,0,0,0,0,0,0,0,0,0,null,0,0,0,0,0,0,0,0,0,0,null,0,0,0,0,0,0,0,null,0,0,0,null,{"$f":"IF($D57=\"Connection\",VLOOKUP(C57,'Input - General'!$F$62:$N$79,7,FALSE),0)","v":0},null,0.1801212933606588,0,0,null,8.6527813038891108E-2,0,0]
[null,{"$f":"'Input - Inventory'!B55","v":47},{"$f":"'Input - Inventory'!C55","v":"O/U (P09)"},{"$f":"'Input - Inventory'!D55","v":"Connection"},{"$f":"'Input - Inventory'!E55","v":"NonTraffic"},{"$f":"'Input - Inventory'!F55","v":"n/a"},{"$f":"'Input - Inventory'!G55","v":0},null,"Connection - O/U (P09)",null,94.728855358988241,14,1326.2039750258355,null,0,0,0,0,0,0,0,0,0,0,0,0,0,0,0,0,0,0,0,0,0,0,0,0,0,0,0,0,0,null,0,0,0,0,0,0,0,0,0,null,0,0,0,0,0,0,0,0,0,0,null,0,0,0,0,0,0,0,null,0,0,0,null,{"$f":"IF($D58=\"Connection\",VLOOKUP(C58,'Input - General'!$F$62:$N$79,7,FALSE),0)","v":73.877943059933145},null,0.1801212933606588,73.877943059933145,13.306990654780265,null,8.6527813038891108E-2,87.184933714713409,7.5439216442748362]
[null,{"$f":"'Input - Inventory'!B56","v":48},{"$f":"'Input - Inventory'!C56","v":"OH"},{"$f":"'Input - Inventory'!D56","v":"Connection"},{"$f":"'Input - Inventory'!E56","v":"NonTraffic"},{"$f":"'Input - Inventory'!F56","v":"n/a"},{"$f":"'Input - Inventory'!G56","v":0},null,"Connection - OH",null,0,191303.5,0,null,0,0,0,0,0,0,0,0,0,0,0,0,0,0,0,0,0,0,0,0,0,0,0,0,0,0,0,0,0,null,0,0,0,0,0,0,0,0,0,null,0,0,0,0,0,0,0,0,0,0,null,0,0,0,0,0,0,0,null,0,0,0,null,{"$f":"IF($D59=\"Connection\",VLOOKUP(C59,'Input - General'!$F$62:$N$79,7,FALSE),0)","v":0},null,0.1801212933606588,0,0,null,8.6527813038891108E-2,0,0]
[null,{"$f":"'Input - Inventory'!B57","v":49},{"$f":"'Input - Inventory'!C57","v":"OH(P09)"},{"$f":"'Input - Inventory'!D57","v":"Connection"},{"$f":"'Input - Inventory'!E57","v":"NonTraffic"},{"$f":"'Input - Inventory'!F57","v":"n/a"},{"$f":"'Input - Inventory'!G57","v":0},null,"Connection - OH(P09)",null,0,5736,0,null,0,0,0,0,0,0,0,0,0,0,0,0,0,0,0,0,0,0,0,0,0,0,0,0,0,0,0,0,0,null,0,0,0,0,0,0,0,0,0,null,0,0,0,0,0,0,0,0,0,0,null,0,0,0,0,0,0,0,null,0,0,0,null,{"$f":"IF($D60=\"Connection\",VLOOKUP(C60,'Input - General'!$F$62:$N$79,7,FALSE),0)","v":0},null,0.1801212933606588,0,0,null,8.6527813038891108E-2,0,0]
[null,{"$f":"'Input - Inventory'!B58","v":50},{"$f":"'Input - Inventory'!C58","v":"OH2"},{"$f":"'Input - Inventory'!D58","v":"Connection"},{"$f":"'Input - Inventory'!E58","v":"NonTraffic"},{"$f":"'Input - Inventory'!F58","v":"n/a"},{"$f":"'Input - Inventory'!G58","v":0},null,"Connection - OH2",null,0,484,0,null,0,0,0,0,0,0,0,0,0,0,0,0,0,0,0,0,0,0,0,0,0,0,0,0,0,0,0,0,0,null,0,0,0,0,0,0,0,0,0,null,0,0,0,0,0,0,0,0,0,0,null,0,0,0,0,0,0,0,null,0,0,0,null,{"$f":"IF($D61=\"Connection\",VLOOKUP(C61,'Input - General'!$F$62:$N$79,7,FALSE),0)","v":0},null,0.1801212933606588,0,0,null,8.6527813038891108E-2,0,0]
[null,{"$f":"'Input - Inventory'!B59","v":51},{"$f":"'Input - Inventory'!C59","v":"OH2 (P09)"},{"$f":"'Input - Inventory'!D59","v":"Connection"},{"$f":"'Input - Inventory'!E59","v":"NonTraffic"},{"$f":"'Input - Inventory'!F59","v":"n/a"},{"$f":"'Input - Inventory'!G59","v":0},null,"Connection - OH2 (P09)",null,0,119,0,null,0,0,0,0,0,0,0,0,0,0,0,0,0,0,0,0,0,0,0,0,0,0,0,0,0,0,0,0,0,null,0,0,0,0,0,0,0,0,0,null,0,0,0,0,0,0,0,0,0,0,null,0,0,0,0,0,0,0,null,0,0,0,null,{"$f":"IF($D62=\"Connection\",VLOOKUP(C62,'Input - General'!$F$62:$N$79,7,FALSE),0)","v":0},null,0.1801212933606588,0,0,null,8.6527813038891108E-2,0,0]
[null,{"$f":"'Input - Inventory'!B60","v":52},{"$f":"'Input - Inventory'!C60","v":"OHS"},{"$f":"'Input - Inventory'!D60","v":"Connection"},{"$f":"'Input - Inventory'!E60","v":"NonTraffic"},{"$f":"'Input - Inventory'!F60","v":"n/a"},{"$f":"'Input - Inventory'!G60","v":0},null,"Connection - OHS",null,0,4,0,null,0,0,0,0,0,0,0,0,0,0,0,0,0,0,0,0,0,0,0,0,0,0,0,0,0,0,0,0,0,null,0,0,0,0,0,0,0,0,0,null,0,0,0,0,0,0,0,0,0,0,null,0,0,0,0,0,0,0,null,0,0,0,null,{"$f":"IF($D63=\"Connection\",VLOOKUP(C63,'Input - General'!$F$62:$N$79,7,FALSE),0)","v":0},null,0.1801212933606588,0,0,null,8.6527813038891108E-2,0,0]
[null,{"$f":"'Input - Inventory'!B61","v":53},{"$f":"'Input - Inventory'!C61","v":"O/U"},{"$f":"'Input - Inventory'!D61","v":"Connection"},{"$f":"'Input - Inventory'!E61","v":"NonTraffic"},{"$f":"'Input - Inventory'!F61","v":"n/a"},{"$f":"'Input - Inventory'!G61","v":0},null,"Connection - O/U",null,94.732225128976637,587,55607.816150709288,null,0,0,0,0,0,0,0,0,0,0,0,0,0,0,0,0,0,0,0,0,0,0,0,0,0,0,0,0,0,null,0,0,0,0,0,0,0,0,0,null,0,0,0,0,0,0,0,0,0,0,null,0,0,0,0,0,0,0,null,0,0,0,null,{"$f":"IF($D64=\"Connection\",VLOOKUP(C64,'Input - General'!$F$62:$N$79,7,FALSE),0)","v":73.88057110472883},null,0.1801212933606588,73.88057110472883,13.307464021607872,null,8.6527813038891108E-2,87.1880351263367,7.5441900026399322]
[null,{"$f":"'Input - Inventory'!B62","v":54},{"$f":"'Input - Inventory'!C62","v":"UG2"},{"$f":"'Input - Inventory'!D62","v":"Connection"},{"$f":"'Input - Inventory'!E62","v":"NonTraffic"},{"$f":"'Input - Inventory'!F62","v":"n/a"},{"$f":"'Input - Inventory'!G62","v":0},null,"Connection - UG2",null,0,1897,0,null,0,0,0,0,0,0,0,0,0,0,0,0,0,0,0,0,0,0,0,0,0,0,0,0,0,0,0,0,0,null,0,0,0,0,0,0,0,0,0,null,0,0,0,0,0,0,0,0,0,0,null,0,0,0,0,0,0,0,null,0,0,0,null,{"$f":"IF($D65=\"Connection\",VLOOKUP(C65,'Input - General'!$F$62:$N$79,7,FALSE),0)","v":0},null,0.1801212933606588,0,0,null,8.6527813038891108E-2,0,0]
[null,{"$f":"'Input - Inventory'!B63","v":55},{"$f":"'Input - Inventory'!C63","v":"UG2 (P09)"},{"$f":"'Input - Inventory'!D63","v":"Connection"},{"$f":"'Input - Inventory'!E63","v":"NonTraffic"},{"$f":"'Input - Inventory'!F63","v":"n/a"},{"$f":"'Input - Inventory'!G63","v":0},null,"Connection - UG2 (P09)",null,0,405,0,null,0,0,0,0,0,0,0,0,0,0,0,0,0,0,0,0,0,0,0,0,0,0,0,0,0,0,0,0,0,null,0,0,0,0,0,0,0,0,0,null,0,0,0,0,0,0,0,0,0,0,null,0,0,0,0,0,0,0,null,0,0,0,null,{"$f":"IF($D66=\"Connection\",VLOOKUP(C66,'Input - General'!$F$62:$N$79,7,FALSE),0)","v":0},null,0.1801212933606588,0,0,null,8.6527813038891108E-2,0,0]
[null,{"$f":"'Input - Inventory'!B64","v":56},{"$f":"'Input - Inventory'!C64","v":"UGORDA"},{"$f":"'Input - Inventory'!D64","v":"Connection"},{"$f":"'Input - Inventory'!E64","v":"NonTraffic"},{"$f":"'Input - Inventory'!F64","v":"n/a"},{"$f":"'Input - Inventory'!G64","v":0},null,"Connection - UGORDA",null,0,1,0,null,0,0,0,0,0,0,0,0,0,0,0,0,0,0,0,0,0,0,0,0,0,0,0,0,0,0,0,0,0,null,0,0,0,0,0,0,0,0,0,null,0,0,0,0,0,0,0,0,0,0,null,0,0,0,0,0,0,0,null,0,0,0,null,{"$f":"IF($D67=\"Connection\",VLOOKUP(C67,'Input - General'!$F$62:$N$79,7,FALSE),0)","v":0},null,0.1801212933606588,0,0,null,8.6527813038891108E-2,0,0]
[null,{"$f":"'Input - Inventory'!B65","v":57},{"$f":"'Input - Inventory'!C65","v":"UGR1"},{"$f":"'Input - Inventory'!D65","v":"Connection"},{"$f":"'Input - Inventory'!E65","v":"NonTraffic"},{"$f":"'Input - Inventory'!F65","v":"n/a"},{"$f":"'Input - Inventory'!G65","v":0},null,"Connection - UGR1",null,86.835677781243945,26497,2300884.9541696208,null,0,0,0,0,0,0,0,0,0,0,0,0,0,0,0,0,0,0,0,0,0,0,0,0,0,0,0,0,0,null,0,0,0,0,0,0,0,0,0,null,0,0,0,0,0,0,0,0,0,0,null,0,0,0,0,0,0,0,null,0,0,0,null,{"$f":"IF($D68=\"Connection\",VLOOKUP(C68,'Input - General'!$F$62:$N$79,7,FALSE),0)","v":67.722144792967129},null,0.1801212933606588,67.722144792967129,12.198200309267044,null,8.6527813038891108E-2,79.920345102234165,6.9153326790097749]
[null,{"$f":"'Input - Inventory'!B66","v":58},{"$f":"'Input - Inventory'!C66","v":"UGR1 (P09)"},{"$f":"'Input - Inventory'!D66","v":"Connection"},{"$f":"'Input - Inventory'!E66","v":"NonTraffic"},{"$f":"'Input - Inventory'!F66","v":"n/a"},{"$f":"'Input - Inventory'!G66","v":0},null,"Connection - UGR1 (P09)",null,86.839018970748668,4244,368544.79651185736,null,0,0,0,0,0,0,0,0,0,0,0,0,0,0,0,0,0,0,0,0,0,0,0,0,0,0,0,0,0,null,0,0,0,0,0,0,0,0,0,null,0,0,0,0,0,0,0,0,0,0,null,0,0,0,0,0,0,0,null,0,0,0,null,{"$f":"IF($D69=\"Connection\",VLOOKUP(C69,'Input - General'!$F$62:$N$79,7,FALSE),0)","v":67.724750548172835},null,0.1801212933606588,67.724750548172835,12.198669661264876,null,8.6527813038891108E-2,79.923420209437708,6.9155987613109575]
[null,{"$f":"'Input - Inventory'!B67","v":59},{"$f":"'Input - Inventory'!C67","v":"UGR2"},{"$f":"'Input - Inventory'!D67","v":"Connection"},{"$f":"'Input - Inventory'!E67","v":"NonTraffic"},{"$f":"'Input - Inventory'!F67","v":"n/a"},{"$f":"'Input - Inventory'!G67","v":0},null,"Connection - UGR2",null,31.572710310977161,14175,447543.16865810123,null,0,0,0,0,0,0,0,0,0,0,0,0,0,0,0,0,0,0,0,0,0,0,0,0,0,0,0,0,0,null,0,0,0,0,0,0,0,0,0,null,0,0,0,0,0,0,0,0,0,0,null,0,0,0,0,0,0,0,null,0,0,0,null,{"$f":"IF($D70=\"Connection\",VLOOKUP(C70,'Input - General'!$F$62:$N$79,7,FALSE),0)","v":24.62319306786404},null,0.1801212933606588,24.62319306786404,4.435161382052879,null,8.6527813038891108E-2,29.058354449916919,2.5143558610602406]
[null,{"$f":"'Input - Inventory'!B68","v":60},{"$f":"'Input - Inventory'!C68","v":"UGR2 (P09)"},{"$f":"'Input - Inventory'!D68","v":"Connection"},{"$f":"'Input - Inventory'!E68","v":"NonTraffic"},{"$f":"'Input - Inventory'!F68","v":"n/a"},{"$f":"'Input - Inventory'!G68","v":0},null,"Connection - UGR2 (P09)",null,31.572824632911949,3183,100496.30080655873,null,0,0,0,0,0,0,0,0,0,0,0,0,0,0,0,0,0,0,0,0,0,0,0,0,0,0,0,0,0,null,0,0,0,0,0,0,0,0,0,null,0,0,0,0,0,0,0,0,0,0,null,0,0,0,0,0,0,0,null,0,0,0,null,{"$f":"IF($D71=\"Connection\",VLOOKUP(C71,'Input - General'!$F$62:$N$79,7,FALSE),0)","v":24.623282226224042},null,0.1801212933606588,24.623282226224042,4.4351774413719962,null,8.6527813038891108E-2,29.05845966759604,2.5143649653159081]
[null,{"$f":"'Input - Inventory'!B69","v":61},{"$f":"'Input - Inventory'!C69","v":"UGS"},{"$f":"'Input - Inventory'!D69","v":"Connection"},{"$f":"'Input - Inventory'!E69","v":"NonTraffic"},{"$f":"'Input - Inventory'!F69","v":"n/a"},{"$f":"'Input - Inventory'!G69","v":0},null,"Connection - UGS",null,0,43,0,null,0,0,0,0,0,0,0,0,0,0,0,0,0,0,0,0,0,0,0,0,0,0,0,0,0,0,0,0,0,null,0,0,0,0,0,0,0,0,0,null,0,0,0,0,0,0,0,0,0,0,null,0,0,0,0,0,0,0,null,0,0,0,null,{"$f":"IF($D72=\"Connection\",VLOOKUP(C72,'Input - General'!$F$62:$N$79,7,FALSE),0)","v":0},null,0.1801212933606588,0,0,null,8.6527813038891108E-2,0,0]
[null,{"$f":"'Input - Inventory'!B70","v":62},{"$f":"'Input - Inventory'!C70","v":"UG-SP"},{"$f":"'Input - Inventory'!D70","v":"Connection"},{"$f":"'Input - Inventory'!E70","v":"NonTraffic"},{"$f":"'Input - Inventory'!F70","v":"n/a"},{"$f":"'Input - Inventory'!G70","v":0},null,"Connection - UG-SP",null,0,1,0,null,0,0,0,0,0,0,0,0,0,0,0,0,0,0,0,0,0,0,0,0,0,0,0,0,0,0,0,0,0,null,0,0,0,0,0,0,0,0,0,null,0,0,0,0,0,0,0,0,0,0,null,0,0,0,0,0,0,0,null,0,0,0,null,{"$f":"IF($D73=\"Connection\",VLOOKUP(C73,'Input - General'!$F$62:$N$79,7,FALSE),0)","v":0},null,0.1801212933606588,0,0,null,8.6527813038891108E-2,0,0]
[null,{"$f":"'Input - Inventory'!B71","v":63},{"$f":"'Input - Inventory'!C71","v":"UG-SP (P09)"},{"$f":"'Input - Inventory'!D71","v":"Connection"},{"$f":"'Input - Inventory'!E71","v":"NonTraffic"},{"$f":"'Input - Inventory'!F71","v":"n/a"},{"$f":"'Input - Inventory'!G71","v":0},null,"Connection - UG-SP (P09)",null,0,15,0,null,0,0,0,0,0,0,0,0,0,0,0,0,0,0,0,0,0,0,0,0,0,0,0,0,0,0,0,0,0,null,0,0,0,0,0,0,0,0,0,null,0,0,0,0,0,0,0,0,0,0,null,0,0,0,0,0,0,0,null,0,0,0,null,{"$f":"IF($D74=\"Connection\",VLOOKUP(C74,'Input - General'!$F$62:$N$79,7,FALSE),0)","v":0},null,0.1801212933606588,0,0,null,8.6527813038891108E-2,0,0]
[null,{"$f":"'Input - Inventory'!B72","v":64},{"$f":"'Input - Inventory'!C72","v":"EMPTY"},{"$f":"'Input - Inventory'!D72","v":"Lamp"},{"$f":"'Input - Inventory'!E72","v":"NonTraffic"},{"$f":"'Input - Inventory'!F72","v":"Minor < 130w"},{"$f":"'Input - Inventory'!G72","v":1},null,"Lamp - EMPTY",null,25.358414503695336,0,0,null,10.993598662305162,0.33333333333333331,0,0,10.993598662305162,1.8504811250925242E-2,0,0,10.993598662305162,0.16666666666666666,10.993598662305162,4.590314436538903E-3,10.993598662305162,4.0032025620496396E-2,164.90397993457742,2.1598272138228944E-2,274.83996655762911,1.2221950623319483E-2,0,0,13192.318394766196,1.1123470522803115E-4,9344.5588629593894,2.4953586329427266E-4,0,0,0,0,16.910761644101946,null,0,0.33333333333333331,42.404380628262139,1.8504811250925242E-2,11.507309158858186,0.16666666666666666,0,1.8504811250925242E-2,2.702569919548079,null,82.898081264858945,0,1.5133333333333332,82.898081264858945,1.4200000000000001E-2,0,82.898081264858945,0.01,0,0,null,0,0,11.507309158858186,1.4200000000000001E-2,0,0.01,0.16340379005578626,null,31.883718666621988,0,0,null,{"$f":"IF($D75=\"Connection\",VLOOKUP(C75,'Input - General'!$F$62:$N$79,7,FALSE),0)","v":0},null,0.1801212933606588,19.77673535370581,3.5622111503609566,null,8.6527813038891108E-2,23.338946504066765,2.0194679996285703]
[null,{"$f":"'Input - Inventory'!B73","v":65},{"$f":"'Input - Inventory'!C73","v":"INC1x100"},{"$f":"'Input - Inventory'!D73","v":"Lamp"},{"$f":"'Input - Inventory'!E73","v":"NonTraffic"},{"$f":"'Input - Inventory'!F73","v":"Minor < 130w"},{"$f":"'Input - Inventory'!G73","v":"1"},null,"Lamp - INC1x100",null,276.35471622807449,1,{"$f":"L76*K76","v":276.35471622807449},null,10.993598662305162,{"$f":"IF(AND($D76=\"Lamp\",CycleBulkTask1<>0, OR($F76=O$9,O$9=\"All\")),1/CycleBulkTask1,0)","v":0.33333333333333331},0,{"$f":"IF(AND($D76=\"Lamp\",CycleBulkTask2<>0, OR($F76=Q$9,Q$9=\"All\")),1/CycleBulkTask2,0)","v":0},10.993598662305162,{"$f":"IF(AND($D76=\"Lamp\",CycleBulkTask3<>0, OR($F76=S$9,S$9=\"All\")),1/CycleBulkTask3,0)","v":1.8504811250925242E-2},0,{"$f":"IF(AND($D76=\"Lamp\",CycleBulkTask4<>0, OR($F76=U$9,U$9=\"All\")),1/CycleBulkTask4,0)","v":0},10.993598662305162,{"$f":"IF(AND($D76=\"Lamp\",CycleBulkTask5<>0, OR($F76=W$9,W$9=\"All\")),1/CycleBulkTask5,0)","v":0.16666666666666666},10.993598662305162,{"$f":"IF(AND($D76=\"Lamp\",CycleBulkTask6<>0, OR($F76=Y$9,Y$9=\"All\")),1/CycleBulkTask6,0)","v":4.590314436538903E-3},10.993598662305162,{"$f":"IF(AND($D76=\"Lamp\",CycleBulkTask7<>0, OR($F76=AA$9,AA$9=\"All\")),1/CycleBulkTask7,0)","v":4.0032025620496396E-2},164.90397993457742,{"$f":"IF(AND($D76=\"Lamp\",CycleBulkTask8<>0, OR($F76=AC$9,AC$9=\"All\")),1/CycleBulkTask8,0)","v":2.1598272138228944E-2},274.83996655762911,{"$f":"IF(AND($D76=\"Lamp\",CycleBulkTask9<>0, OR($F76=AE$9,AE$9=\"All\")),1/CycleBulkTask9,0)","v":1.2221950623319483E-2},0,{"$f":"IF(AND($D76=\"Lamp\",CycleBulkTask10<>0, OR($F76=AG$9,AG$9=\"All\")),1/CycleBulkTask10,0)","v":0},13192.318394766196,{"$f":"IF(AND($D76=\"Lamp\",CycleBulkTask11<>0, OR($F76=AI$9,AI$9=\"All\")),1/CycleBulkTask11,0)","v":1.1123470522803115E-4},9344.5588629593894,{"$f":"IF(AND($D76=\"Lamp\",CycleBulkTask12<>0, OR($F76=AK$9,AK$9=\"All\")),1/CycleBulkTask12,0)","v":2.4953586329427266E-4},0,{"$f":"IF(AND($D76=\"Lamp\",CycleBulkTask13<>0, OR($F76=AM$9,AM$9=\"All\")),1/CycleBulkTask13,0)","v":0},0,{"$f":"IF(AND($D76=\"Lamp\",CycleBulkTask14<>0, OR($F76=AO$9,AO$9=\"All\")),1/CycleBulkTask14,0)","v":0},{"$f":"O76*P76+Q76*R76+S76*T76+U76*V76+W76*X76+Y76*Z76+AA76*AB76+AC76*AD76+AE76*AF76+AG76*AH76+AI76*AJ76+AK76*AL76+AM76*AN76+AO76*AP76","v":16.910761644101946},null,10.993598662305162,{"$f":"MAX(P76,R76)","v":0.33333333333333331},42.404380628262139,{"$f":"MAX(T76,V76)","v":1.8504811250925242E-2},11.507309158858186,{"$f":"X76","v":0.16666666666666666},0,{"$f":"INDIRECT($E76)*$V76 +(1-INDIRECT($E76))*$T76","v":1.8504811250925242E-2},{"$f":"AS76*AT76+AU76*AV76+AW76*AX76+AY76*AZ76","v":6.3671028069831337},null,{"$f":"IF($D76=$AS$9,(INDIRECT(\"PriceLabour\" & \"FY17\")*ProportionStandardHours + INDIRECT(\"PriceLabourOvertime\" & \"FY17\")*ProportionOvertimeHours)*(1+RateOnCostAnnual),0)","v":82.898081264858945},{"$f":"BO76","v":1.04},{"$f":"IF($D76=\"Lamp\",(NumberOfCrew+INDIRECT($E76)*TrafficController)*(TimeToReplaceLamp),0)","v":1.5133333333333332},{"$f":"IF($D76=$AS$9,(INDIRECT(\"PriceLabour\" & \"FY17\")*ProportionStandardHours + INDIRECT(\"PriceLabourOvertime\" & \"FY17\")*ProportionOvertimeHours)*(1+RateOnCostAnnual),0)","v":82.898081264858945},{"$f":"BQ76","v":1.4200000000000001E-2},{"$f":"IF($D76=\"Lamp\",(NumberOfCrew+INDIRECT($E76)*TrafficController)*(TimeForPECellReplace),0)","v":0},{"$f":"IF($D76=$AS$9,(INDIRECT(\"PriceLabour\" & \"FY17\")*ProportionStandardHours + INDIRECT(\"PriceLabourOvertime\" & \"FY17\")*ProportionOvertimeHours)*(1+RateOnCostAnnual),0)","v":82.898081264858945},{"$f":"BS76","v":0.01},{"$f":"IF($D76=\"Lamp\",(NumberOfCrew+INDIRECT($E76)*TrafficController)*(TimeForOtherSpot),0)","v":0},{"$f":"BC76*BD76*BE76+BF76*BG76*BH76+BI76*BJ76*BK76","v":130.470526833386},null,10.993598662305162,{"$f":"IF($D76=\"Lamp\",INDIRECT(BO$10 & $B76),0)","v":1.04},11.507309158858186,{"$f":"IF($D76=\"Lamp\",INDIRECT(\"FailurePECell\" & \"Annual\"),0)","v":1.4200000000000001E-2},0,{"$f":"IF($D76=\"Lamp\",INDIRECT(\"FailureMisc\" & \"Annual\"),0)","v":0.01},{"$f":"BN76*BO76+BP76*BQ76+BR76*BS76","v":11.596746398853156},null,31.883718666621988,{"$f":"BD76*BE76+BG76*BH76+BJ76*BK76","v":1.5738666666666665},{"$f":"BV76*BW76","v":50.180722018774119},null,{"$f":"IF($D76=\"Connection\",VLOOKUP(C76,'Input - General'!$F$62:$N$79,7,FALSE),0)","v":0},null,{"$f":"RateOverhead","v":0.1801212933606588},{"$f":"BX76+BL76+BT76+BA76+AQ76+BZ76","v":215.52585970209833},{"$f":"CC76*CB76","v":38.820796602209846},null,{"$f":"CorporateOverheads","v":8.6527813038891108E-2},254.34665630430823,{"$f":"CG76*CF76","v":22.008059923766275}]
[null,{"$f":"'Input - Inventory'!B74","v":66},{"$f":"'Input - Inventory'!C74","v":"INC1x1000"},{"$f":"'Input - Inventory'!D74","v":"Lamp"},{"$f":"'Input - Inventory'!E74","v":"Traffic"},{"$f":"'Input - Inventory'!F74","v":"Major > 130w"},{"$f":"'Input - Inventory'!G74","v":"1"},null,{"$f":"CONCATENATE(D77,\" - \",C77)","v":"Lamp - INC1x1000"},null,{"$f":"AQ77+BA77+BL77+BT77+BX77+BZ77+CD77+CH77","v":565.47366488452974},{"$f":"INDIRECT(L$10&$B77&\"FY17\")","v":0},0,null,{"$f":"IF(AND($D77=\"Lamp\", OR($F77=O$9, O$9=\"All\")),INDIRECT(\"PriceBulkTask1\" & \"FY17\"),0)","v":0},0,{"$f":"IF(AND($D77=\"Lamp\", OR($F77=Q$9, Q$9=\"All\")),INDIRECT(\"PriceBulkTask2\" & \"FY17\"),0)","v":10.993598662305162},0.33333333333333331,{"$f":"IF(AND($D77=\"Lamp\", OR($F77=S$9, S$9=\"All\")),INDIRECT(\"PriceBulkTask3\" & \"FY17\"),0)","v":0},0,{"$f":"IF(AND($D77=\"Lamp\", OR($F77=U$9, U$9=\"All\")),INDIRECT(\"PriceBulkTask4\" & \"FY17\"),0)","v":10.993598662305162},4.9094211792429674E-3,{"$f":"IF(AND($D77=\"Lamp\", OR($F77=W$9, W$9=\"All\")),INDIRECT(\"PriceBulkTask5\" & \"FY17\"),0)","v":10.993598662305162},0.16666666666666666,{"$f":"IF(AND($D77=\"Lamp\", OR($F77=Y$9, Y$9=\"All\")),INDIRECT(\"PriceBulkTask6\" & \"FY17\"),0)","v":10.993598662305162},4.590314436538903E-3,{"$f":"IF(AND($D77=\"Lamp\", OR($F77=AA$9, AA$9=\"All\")),INDIRECT(\"PriceBulkTask7\" & \"FY17\"),0)","v":10.993598662305162},4.0032025620496396E-2,{"$f":"IF(AND($D77=\"Lamp\", OR($F77=AC$9, AC$9=\"All\")),INDIRECT(\"PriceBulkTask8\" & \"FY17\"),0)","v":164.90397993457742},2.1598272138228944E-2,{"$f":"IF(AND($D77=\"Lamp\", OR($F77=AE$9, AE$9=\"All\")),INDIRECT(\"PriceBulkTask9\" & \"FY17\"),0)","v":274.83996655762911},1.2221950623319483E-2,{"$f":"IF(AND($D77=\"Lamp\", OR($F77=AG$9, AG$9=\"All\")),INDIRECT(\"PriceBulkTask10\" & \"FY17\"),0)","v":0},0,{"$f":"IF(AND($D77=\"Lamp\", OR($F77=AI$9, AI$9=\"All\")),INDIRECT(\"PriceBulkTask11\" & \"FY17\"),0)","v":13192.318394766196},1.1123470522803115E-4,{"$f":"IF(AND($D77=\"Lamp\", OR($F77=AK$9, AK$9=\"All\")),INDIRECT(\"PriceBulkTask12\" & \"FY17\"),0)","v":9344.5588629593894},2.4953586329427266E-4,{"$f":"IF(AND($D77=\"Lamp\", OR($F77=AM$9, AM$9=\"All\")),INDIRECT(\"PriceBulkTask13\" & \"FY17\"),0)","v":0},0,{"$f":"IF(AND($D77=\"Lamp\", OR($F77=AO$9, AO$9=\"All\")),INDIRECT(\"PriceBulkTask14\" & \"FY17\"),0)","v":0},0,16.761299381996384,null,{"$f":"IF($D77=\"Lamp\",$G77*INDIRECT(\"Price\" & $B77 & \"FY17\"),0)","v":109.93598662305163},0.33333333333333331,{"$f":"IF($D77=\"Lamp\",INDIRECT(\"PriceVisor\" & \"FY17\"),0)","v":42.404380628262139},4.9094211792429674E-3,{"$f":"IF($D77=\"Lamp\",INDIRECT(\"PricePECell\" & \"FY17\"),0)","v":11.507309158858186},0.16666666666666666,{"$f":"IF($D77=\"Lamp\",INDIRECT(\"PriceMisc\" & \"FY17\"),0)","v":0},4.9094211792429674E-3,38.771394698509305,null,82.898081264858945,1.04,2.2699999999999996,82.898081264858945,1.4200000000000001E-2,0,82.898081264858945,0.01,0,195.70579025007899,null,{"$f":"IF($D77=\"Lamp\",INDIRECT(\"Price\" & $B77 & \"FY17\"),0)","v":109.93598662305163},1.04,{"$f":"IF($D77=\"Lamp\",INDIRECT(\"pRICEpecELL\" & \"FY17\"),0)","v":11.507309158858186},1.4200000000000001E-2,{"$f":"IF($D77=\"Lamp\",INDIRECT(\"PriceMisc\" & \"FY17\"),0)","v":0},0.01,114.49682987802949,null,{"$f":"IF(AND($D77=\"Lamp\"),INDIRECT(\"PriceEWP\"&\"FY17\"),0)","v":31.883718666621988},2.3607999999999998,75.271083028161186,null,{"$f":"IF($D77=\"Connection\",VLOOKUP(C77,'Input - General'!$F$62:$N$79,7,FALSE),0)","v":0},null,0.1801212933606588,441.00639723677534,79.434642650612432,null,8.6527813038891108E-2,{"$f":"AQ77+BA77+BL77+BT77+BX77+BZ77+CD77","v":520.44103988738777},45.032624997141959]
[null,{"$f":"'Input - Inventory'!B75","v":67},{"$f":"'Input - Inventory'!C75","v":"INC1x1440"},{"$f":"'Input - Inventory'!D75","v":"Lamp"},{"$f":"'Input - Inventory'!E75","v":"NonTraffic"},{"$f":"'Input - Inventory'!F75","v":"Major > 130w"},{"$f":"'Input - Inventory'!G75","v":"1"},null,"Lamp - INC1x1440",null,256.06483857177312,0,0,null,0,0,10.993598662305162,0.33333333333333331,0,0,10.993598662305162,4.9094211792429674E-3,10.993598662305162,0.16666666666666666,10.993598662305162,4.590314436538903E-3,10.993598662305162,4.0032025620496396E-2,164.90397993457742,2.1598272138228944E-2,274.83996655762911,1.2221950623319483E-2,0,0,13192.318394766196,1.1123470522803115E-4,9344.5588629593894,2.4953586329427266E-4,0,0,0,0,16.761299381996384,null,0,0.33333333333333331,42.404380628262139,4.9094211792429674E-3,11.507309158858186,0.16666666666666666,0,0,2.126065824158768,null,82.898081264858945,1.04,1.5133333333333332,82.898081264858945,1.4200000000000001E-2,0,82.898081264858945,0.01,0,130.470526833386,null,0,1.04,11.507309158858186,1.4200000000000001E-2,0,0.01,0.16340379005578626,null,31.883718666621988,1.5738666666666665,50.180722018774119,null,{"$f":"IF($D78=\"Connection\",VLOOKUP(C78,'Input - General'!$F$62:$N$79,7,FALSE),0)","v":0},null,0.1801212933606588,199.70201784837104,35.970585741581957,null,8.6527813038891108E-2,235.67260358995298,20.392234981820149]
[null,{"$f":"'Input - Inventory'!B76","v":68},{"$f":"'Input - Inventory'!C76","v":"INC1x150"},{"$f":"'Input - Inventory'!D76","v":"Lamp"},{"$f":"'Input - Inventory'!E76","v":"NonTraffic"},{"$f":"'Input - Inventory'!F76","v":"Major > 130w"},{"$f":"'Input - Inventory'!G76","v":"1"},null,"Lamp - INC1x150",null,275.42385704025389,0,0,null,0,0,10.993598662305162,0.33333333333333331,0,0,10.993598662305162,4.9094211792429674E-3,10.993598662305162,0.16666666666666666,10.993598662305162,4.590314436538903E-3,10.993598662305162,4.0032025620496396E-2,164.90397993457742,2.1598272138228944E-2,274.83996655762911,1.2221950623319483E-2,0,0,13192.318394766196,1.1123470522803115E-4,9344.5588629593894,2.4953586329427266E-4,0,0,0,0,16.761299381996384,null,10.993598662305162,0.33333333333333331,42.404380628262139,4.9094211792429674E-3,11.507309158858186,0.16666666666666666,0,0,5.7905987115938213,null,82.898081264858945,1.04,1.5133333333333332,82.898081264858945,1.4200000000000001E-2,0,82.898081264858945,0.01,0,130.470526833386,null,10.993598662305162,1.04,11.507309158858186,1.4200000000000001E-2,0,0.01,11.596746398853156,null,31.883718666621988,1.5738666666666665,50.180722018774119,null,{"$f":"IF($D79=\"Connection\",VLOOKUP(C79,'Input - General'!$F$62:$N$79,7,FALSE),0)","v":0},null,0.1801212933606588,214.79989334460348,38.690034602961546,null,8.6527813038891108E-2,253.48992794756504,21.933929092688885]
[null,{"$f":"'Input - Inventory'!B77","v":69},{"$f":"'Input - Inventory'!C77","v":"INC1x150 (P09)"},{"$f":"'Input - Inventory'!D77","v":"Lamp"},{"$f":"'Input - Inventory'!E77","v":"NonTraffic"},{"$f":"'Input - Inventory'!F77","v":"Major > 130w"},{"$f":"'Input - Inventory'!G77","v":1},null,"Lamp - INC1x150 (P09)",null,275.42385704025389,13,3580.5101415233007,null,0,0,10.993598662305162,0.33333333333333331,0,0,10.993598662305162,4.9094211792429674E-3,10.993598662305162,0.16666666666666666,10.993598662305162,4.590314436538903E-3,10.993598662305162,4.0032025620496396E-2,164.90397993457742,2.1598272138228944E-2,274.83996655762911,1.2221950623319483E-2,0,0,13192.318394766196,1.1123470522803115E-4,9344.5588629593894,2.4953586329427266E-4,0,0,0,0,16.761299381996384,null,10.993598662305162,0.33333333333333331,42.404380628262139,4.9094211792429674E-3,11.507309158858186,0.16666666666666666,0,0,5.7905987115938213,null,82.898081264858945,1.04,1.5133333333333332,82.898081264858945,1.4200000000000001E-2,0,82.898081264858945,0.01,0,130.470526833386,null,10.993598662305162,1.04,11.507309158858186,1.4200000000000001E-2,0,0.01,11.596746398853156,null,31.883718666621988,1.5738666666666665,50.180722018774119,null,{"$f":"IF($D80=\"Connection\",VLOOKUP(C80,'Input - General'!$F$62:$N$79,7,FALSE),0)","v":0},null,0.1801212933606588,214.79989334460348,38.690034602961546,null,8.6527813038891108E-2,253.48992794756504,21.933929092688885]
[null,{"$f":"'Input - Inventory'!B78","v":70},{"$f":"'Input - Inventory'!C78","v":"INC1x200"},{"$f":"'Input - Inventory'!D78","v":"Lamp"},{"$f":"'Input - Inventory'!E78","v":"NonTraffic"},{"$f":"'Input - Inventory'!F78","v":"Major > 130w"},{"$f":"'Input - Inventory'!G78","v":"1"},null,"Lamp - INC1x200",null,275.42385704025389,0,0,null,0,0,10.993598662305162,0.33333333333333331,0,0,10.993598662305162,4.9094211792429674E-3,10.993598662305162,0.16666666666666666,10.993598662305162,4.590314436538903E-3,10.993598662305162,4.0032025620496396E-2,164.90397993457742,2.1598272138228944E-2,274.83996655762911,1.2221950623319483E-2,0,0,13192.318394766196,1.1123470522803115E-4,9344.5588629593894,2.4953586329427266E-4,0,0,0,0,16.761299381996384,null,10.993598662305162,0.33333333333333331,42.404380628262139,4.9094211792429674E-3,11.507309158858186,0.16666666666666666,0,0,5.7905987115938213,null,82.898081264858945,1.04,1.5133333333333332,82.898081264858945,1.4200000000000001E-2,0,82.898081264858945,0.01,0,130.470526833386,null,10.993598662305162,1.04,11.507309158858186,1.4200000000000001E-2,0,0.01,11.596746398853156,null,31.883718666621988,1.5738666666666665,50.180722018774119,null,{"$f":"IF($D81=\"Connection\",VLOOKUP(C81,'Input - General'!$F$62:$N$79,7,FALSE),0)","v":0},null,0.1801212933606588,214.79989334460348,38.690034602961546,null,8.6527813038891108E-2,253.48992794756504,21.933929092688885]
[null,{"$f":"'Input - Inventory'!B79","v":71},{"$f":"'Input - Inventory'!C79","v":"INC1x300"},{"$f":"'Input - Inventory'!D79","v":"Lamp"},{"$f":"'Input - Inventory'!E79","v":"NonTraffic"},{"$f":"'Input - Inventory'!F79","v":"Major > 130w"},{"$f":"'Input - Inventory'!G79","v":"1"},null,"Lamp - INC1x300",null,314.14189397721543,0,0,null,0,0,10.993598662305162,0.33333333333333331,0,0,10.993598662305162,4.9094211792429674E-3,10.993598662305162,0.16666666666666666,10.993598662305162,4.590314436538903E-3,10.993598662305162,4.0032025620496396E-2,164.90397993457742,2.1598272138228944E-2,274.83996655762911,1.2221950623319483E-2,0,0,13192.318394766196,1.1123470522803115E-4,9344.5588629593894,2.4953586329427266E-4,0,0,0,0,16.761299381996384,null,32.980795986915489,0.33333333333333331,42.404380628262139,4.9094211792429674E-3,11.507309158858186,0.16666666666666666,0,0,13.119664486463931,null,82.898081264858945,1.04,1.5133333333333332,82.898081264858945,1.4200000000000001E-2,0,82.898081264858945,0.01,0,130.470526833386,null,32.980795986915489,1.04,11.507309158858186,1.4200000000000001E-2,0,0.01,34.463431616447899,null,31.883718666621988,1.5738666666666665,50.180722018774119,null,{"$f":"IF($D82=\"Connection\",VLOOKUP(C82,'Input - General'!$F$62:$N$79,7,FALSE),0)","v":0},null,0.1801212933606588,244.99564433706834,44.128932325720712,null,8.6527813038891108E-2,289.12457666278908,25.017317314426354]
[null,{"$f":"'Input - Inventory'!B80","v":72},{"$f":"'Input - Inventory'!C80","v":"INC1x40"},{"$f":"'Input - Inventory'!D80","v":"Lamp"},{"$f":"'Input - Inventory'!E80","v":"NonTraffic"},{"$f":"'Input - Inventory'!F80","v":"Minor < 130w"},{"$f":"'Input - Inventory'!G80","v":"1"},null,"Lamp - INC1x40",null,276.35471622807449,0,0,null,10.993598662305162,0.33333333333333331,0,0,10.993598662305162,1.8504811250925242E-2,0,0,10.993598662305162,0.16666666666666666,10.993598662305162,4.590314436538903E-3,10.993598662305162,4.0032025620496396E-2,164.90397993457742,2.1598272138228944E-2,274.83996655762911,1.2221950623319483E-2,0,0,13192.318394766196,1.1123470522803115E-4,9344.5588629593894,2.4953586329427266E-4,0,0,0,0,16.910761644101946,null,10.993598662305162,0.33333333333333331,42.404380628262139,1.8504811250925242E-2,11.507309158858186,0.16666666666666666,0,1.8504811250925242E-2,6.3671028069831337,null,82.898081264858945,1.04,1.5133333333333332,82.898081264858945,1.4200000000000001E-2,0,82.898081264858945,0.01,0,130.470526833386,null,10.993598662305162,1.04,11.507309158858186,1.4200000000000001E-2,0,0.01,11.596746398853156,null,31.883718666621988,1.5738666666666665,50.180722018774119,null,{"$f":"IF($D83=\"Connection\",VLOOKUP(C83,'Input - General'!$F$62:$N$79,7,FALSE),0)","v":0},null,0.1801212933606588,215.52585970209833,38.820796602209846,null,8.6527813038891108E-2,254.34665630430823,22.008059923766275]
[null,{"$f":"'Input - Inventory'!B81","v":73},{"$f":"'Input - Inventory'!C81","v":"INC1x500"},{"$f":"'Input - Inventory'!D81","v":"Lamp"},{"$f":"'Input - Inventory'!E81","v":"NonTraffic"},{"$f":"'Input - Inventory'!F81","v":"Major > 130w"},{"$f":"'Input - Inventory'!G81","v":"1"},null,"Lamp - INC1x500",null,314.14189397721543,0,0,null,0,0,10.993598662305162,0.33333333333333331,0,0,10.993598662305162,4.9094211792429674E-3,10.993598662305162,0.16666666666666666,10.993598662305162,4.590314436538903E-3,10.993598662305162,4.0032025620496396E-2,164.90397993457742,2.1598272138228944E-2,274.83996655762911,1.2221950623319483E-2,0,0,13192.318394766196,1.1123470522803115E-4,9344.5588629593894,2.4953586329427266E-4,0,0,0,0,16.761299381996384,null,32.980795986915489,0.33333333333333331,42.404380628262139,4.9094211792429674E-3,11.507309158858186,0.16666666666666666,0,0,13.119664486463931,null,82.898081264858945,1.04,1.5133333333333332,82.898081264858945,1.4200000000000001E-2,0,82.898081264858945,0.01,0,130.470526833386,null,32.980795986915489,1.04,11.507309158858186,1.4200000000000001E-2,0,0.01,34.463431616447899,null,31.883718666621988,1.5738666666666665,50.180722018774119,null,{"$f":"IF($D84=\"Connection\",VLOOKUP(C84,'Input - General'!$F$62:$N$79,7,FALSE),0)","v":0},null,0.1801212933606588,244.99564433706834,44.128932325720712,null,8.6527813038891108E-2,289.12457666278908,25.017317314426354]
[null,{"$f":"'Input - Inventory'!B82","v":74},{"$f":"'Input - Inventory'!C82","v":"INC1x60"},{"$f":"'Input - Inventory'!D82","v":"Lamp"},{"$f":"'Input - Inventory'!E82","v":"NonTraffic"},{"$f":"'Input - Inventory'!F82","v":"Minor < 130w"},{"$f":"'Input - Inventory'!G82","v":"1"},null,"Lamp - INC1x60",null,276.35471622807449,0,0,null,10.993598662305162,0.33333333333333331,0,0,10.993598662305162,1.8504811250925242E-2,0,0,10.993598662305162,0.16666666666666666,10.993598662305162,4.590314436538903E-3,10.993598662305162,4.0032025620496396E-2,164.90397993457742,2.1598272138228944E-2,274.83996655762911,1.2221950623319483E-2,0,0,13192.318394766196,1.1123470522803115E-4,9344.5588629593894,2.4953586329427266E-4,0,0,0,0,16.910761644101946,null,10.993598662305162,0.33333333333333331,42.404380628262139,1.8504811250925242E-2,11.507309158858186,0.16666666666666666,0,1.8504811250925242E-2,6.3671028069831337,null,82.898081264858945,1.04,1.5133333333333332,82.898081264858945,1.4200000000000001E-2,0,82.898081264858945,0.01,0,130.470526833386,null,10.993598662305162,1.04,11.507309158858186,1.4200000000000001E-2,0,0.01,11.596746398853156,null,31.883718666621988,1.5738666666666665,50.180722018774119,null,{"$f":"IF($D85=\"Connection\",VLOOKUP(C85,'Input - General'!$F$62:$N$79,7,FALSE),0)","v":0},null,0.1801212933606588,215.52585970209833,38.820796602209846,null,8.6527813038891108E-2,254.34665630430823,22.008059923766275]
[null,{"$f":"'Input - Inventory'!B83","v":75},{"$f":"'Input - Inventory'!C83","v":"INC1x75"},{"$f":"'Input - Inventory'!D83","v":"Lamp"},{"$f":"'Input - Inventory'!E83","v":"NonTraffic"},{"$f":"'Input - Inventory'!F83","v":"Minor < 130w"},{"$f":"'Input - Inventory'!G83","v":"1"},null,"Lamp - INC1x75",null,276.35471622807449,0,0,null,10.993598662305162,0.33333333333333331,0,0,10.993598662305162,1.8504811250925242E-2,0,0,10.993598662305162,0.16666666666666666,10.993598662305162,4.590314436538903E-3,10.993598662305162,4.0032025620496396E-2,164.90397993457742,2.1598272138228944E-2,274.83996655762911,1.2221950623319483E-2,0,0,13192.318394766196,1.1123470522803115E-4,9344.5588629593894,2.4953586329427266E-4,0,0,0,0,16.910761644101946,null,10.993598662305162,0.33333333333333331,42.404380628262139,1.8504811250925242E-2,11.507309158858186,0.16666666666666666,0,1.8504811250925242E-2,6.3671028069831337,null,82.898081264858945,1.04,1.5133333333333332,82.898081264858945,1.4200000000000001E-2,0,82.898081264858945,0.01,0,130.470526833386,null,10.993598662305162,1.04,11.507309158858186,1.4200000000000001E-2,0,0.01,11.596746398853156,null,31.883718666621988,1.5738666666666665,50.180722018774119,null,{"$f":"IF($D86=\"Connection\",VLOOKUP(C86,'Input - General'!$F$62:$N$79,7,FALSE),0)","v":0},null,0.1801212933606588,215.52585970209833,38.820796602209846,null,8.6527813038891108E-2,254.34665630430823,22.008059923766275]
[null,{"$f":"'Input - Inventory'!B84","v":76},{"$f":"'Input - Inventory'!C84","v":"INC3x100"},{"$f":"'Input - Inventory'!D84","v":"Lamp"},{"$f":"'Input - Inventory'!E84","v":"NonTraffic"},{"$f":"'Input - Inventory'!F84","v":"Minor < 130w"},{"$f":"'Input - Inventory'!G84","v":"3"},null,"Lamp - INC3x100",null,285.75229800889036,0,0,null,10.993598662305162,0.33333333333333331,0,0,10.993598662305162,1.8504811250925242E-2,0,0,10.993598662305162,0.16666666666666666,10.993598662305162,4.590314436538903E-3,10.993598662305162,4.0032025620496396E-2,164.90397993457742,2.1598272138228944E-2,274.83996655762911,1.2221950623319483E-2,0,0,13192.318394766196,1.1123470522803115E-4,9344.5588629593894,2.4953586329427266E-4,0,0,0,0,16.910761644101946,null,32.980795986915489,0.33333333333333331,42.404380628262139,1.8504811250925242E-2,11.507309158858186,0.16666666666666666,0,1.8504811250925242E-2,13.696168581853241,null,82.898081264858945,1.04,1.5133333333333332,82.898081264858945,1.4200000000000001E-2,0,82.898081264858945,0.01,0,130.470526833386,null,10.993598662305162,1.04,11.507309158858186,1.4200000000000001E-2,0,0.01,11.596746398853156,null,31.883718666621988,1.5738666666666665,50.180722018774119,null,{"$f":"IF($D87=\"Connection\",VLOOKUP(C87,'Input - General'!$F$62:$N$79,7,FALSE),0)","v":0},null,0.1801212933606588,222.85492547696845,40.140917408704787,null,8.6527813038891108E-2,262.99584288567326,22.756455123217115]
[null,{"$f":"'Input - Inventory'!B85","v":77},{"$f":"'Input - Inventory'!C85","v":"LED1x237"},{"$f":"'Input - Inventory'!D85","v":"Lamp"},{"$f":"'Input - Inventory'!E85","v":"NonTraffic"},{"$f":"'Input - Inventory'!F85","v":"Major > 130w"},{"$f":"'Input - Inventory'!G85","v":1},null,"Lamp - LED1x237",null,26.654836885643029,1,26.654836885643029,null,0,0,10.993598662305162,0.33333333333333331,0,0,10.993598662305162,4.9094211792429674E-3,10.993598662305162,0.16666666666666666,10.993598662305162,4.590314436538903E-3,10.993598662305162,4.0032025620496396E-2,164.90397993457742,2.1598272138228944E-2,274.83996655762911,1.2221950623319483E-2,0,0,13192.318394766196,1.1123470522803115E-4,9344.5588629593894,2.4953586329427266E-4,0,0,0,0,16.761299381996384,null,0,0.33333333333333331,42.404380628262139,4.9094211792429674E-3,11.507309158858186,0.16666666666666666,0,0,2.126065824158768,null,82.898081264858945,0.01,1.5133333333333332,82.898081264858945,1.4200000000000001E-2,0,82.898081264858945,0.01,0,1.2545242964748653,null,0,0.01,11.507309158858186,1.4200000000000001E-2,0,0.01,0.16340379005578626,null,31.883718666621988,1.5133333333333332E-2,0.48250694248821269,null,{"$f":"IF($D88=\"Connection\",VLOOKUP(C88,'Input - General'!$F$62:$N$79,7,FALSE),0)","v":0},null,0.1801212933606588,20.787800235174018,3.744325464482551,null,8.6527813038891108E-2,24.532125699656568,2.1227111859864594]
[null,{"$f":"'Input - Inventory'!B86","v":78},{"$f":"'Input - Inventory'!C86","v":"LED1x29"},{"$f":"'Input - Inventory'!D86","v":"Lamp"},{"$f":"'Input - Inventory'!E86","v":"NonTraffic"},{"$f":"'Input - Inventory'!F86","v":"Minor < 130w"},{"$f":"'Input - Inventory'!G86","v":1},null,"Lamp - LED1x29",null,25.23630062825962,1391,35103.694173909134,null,10.993598662305162,{"$f":"1/6","v":0.16666666666666666},0,0,10.993598662305162,1.8504811250925242E-2,0,0,10.993598662305162,0.16666666666666666,10.993598662305162,4.590314436538903E-3,10.993598662305162,4.0032025620496396E-2,164.90397993457742,2.1598272138228944E-2,274.83996655762911,1.2221950623319483E-2,0,0,13192.318394766196,1.1123470522803115E-4,9344.5588629593894,2.4953586329427266E-4,0,0,0,0,15.078495200384422,null,0,0.16666666666666666,42.404380628262139,1.8504811250925242E-2,11.507309158858186,0.16666666666666666,0,1.8504811250925242E-2,2.702569919548079,null,82.898081264858945,0.01,1.5133333333333332,82.898081264858945,1.4200000000000001E-2,0,82.898081264858945,0.01,0,1.2545242964748653,null,0,0.01,11.507309158858186,1.4200000000000001E-2,0,0.01,0.16340379005578626,null,31.883718666621988,1.5133333333333332E-2,0.48250694248821269,null,{"$f":"IF($D89=\"Connection\",VLOOKUP(C89,'Input - General'!$F$62:$N$79,7,FALSE),0)","v":0},null,0.1801212933606588,19.681500148951365,3.5450572621071186,null,8.6527813038891108E-2,23.226557411058483,2.0097432172011391]
[null,{"$f":"'Input - Inventory'!B87","v":79},{"$f":"'Input - Inventory'!C87","v":"MBF1x1000"},{"$f":"'Input - Inventory'!D87","v":"Lamp"},{"$f":"'Input - Inventory'!E87","v":"Traffic"},{"$f":"'Input - Inventory'!F87","v":"Major > 130w"},{"$f":"'Input - Inventory'!G87","v":"1"},null,"Lamp - MBF1x1000",null,109.41994119415233,1,109.41994119415233,null,0,0,10.993598662305162,0.33333333333333331,0,0,10.993598662305162,4.9094211792429674E-3,10.993598662305162,0.16666666666666666,10.993598662305162,4.590314436538903E-3,10.993598662305162,4.0032025620496396E-2,164.90397993457742,2.1598272138228944E-2,274.83996655762911,1.2221950623319483E-2,0,0,13192.318394766196,1.1123470522803115E-4,9344.5588629593894,2.4953586329427266E-4,0,0,0,0,16.761299381996384,null,109.93598662305163,0.33333333333333331,42.404380628262139,4.9094211792429674E-3,11.507309158858186,0.16666666666666666,0,4.9094211792429674E-3,38.771394698509305,null,82.898081264858945,0.08,2.2699999999999996,82.898081264858945,1.4200000000000001E-2,0,82.898081264858945,0.01,0,15.054291557698383,null,109.93598662305163,0.08,11.507309158858186,1.4200000000000001E-2,0,0.01,8.958282719899918,null,31.883718666621988,0.18159999999999996,5.7900833098585514,null,{"$f":"IF($D90=\"Connection\",VLOOKUP(C90,'Input - General'!$F$62:$N$79,7,FALSE),0)","v":0},null,0.1801212933606588,85.335351667962541,15.370713911820065,null,8.6527813038891108E-2,100.70606557978259,8.7138756143697353]
[null,{"$f":"'Input - Inventory'!B88","v":80},{"$f":"'Input - Inventory'!C88","v":"MBF1x1000 (P09)"},{"$f":"'Input - Inventory'!D88","v":"Lamp"},{"$f":"'Input - Inventory'!E88","v":"Traffic"},{"$f":"'Input - Inventory'!F88","v":"Major > 130w"},{"$f":"'Input - Inventory'!G88","v":1},null,"Lamp - MBF1x1000 (P09)",null,109.41994119415233,13,1422.4592355239802,null,0,0,10.993598662305162,0.33333333333333331,0,0,10.993598662305162,4.9094211792429674E-3,10.993598662305162,0.16666666666666666,10.993598662305162,4.590314436538903E-3,10.993598662305162,4.0032025620496396E-2,164.90397993457742,2.1598272138228944E-2,274.83996655762911,1.2221950623319483E-2,0,0,13192.318394766196,1.1123470522803115E-4,9344.5588629593894,2.4953586329427266E-4,0,0,0,0,16.761299381996384,null,109.93598662305163,0.33333333333333331,42.404380628262139,4.9094211792429674E-3,11.507309158858186,0.16666666666666666,0,4.9094211792429674E-3,38.771394698509305,null,82.898081264858945,0.08,2.2699999999999996,82.898081264858945,1.4200000000000001E-2,0,82.898081264858945,0.01,0,15.054291557698383,null,109.93598662305163,0.08,11.507309158858186,1.4200000000000001E-2,0,0.01,8.958282719899918,null,31.883718666621988,0.18159999999999996,5.7900833098585514,null,{"$f":"IF($D91=\"Connection\",VLOOKUP(C91,'Input - General'!$F$62:$N$79,7,FALSE),0)","v":0},null,0.1801212933606588,85.335351667962541,15.370713911820065,null,8.6527813038891108E-2,100.70606557978259,8.7138756143697353]
[null,{"$f":"'Input - Inventory'!B89","v":81},{"$f":"'Input - Inventory'!C89","v":"MBF1x125"},{"$f":"'Input - Inventory'!D89","v":"Lamp"},{"$f":"'Input - Inventory'!E89","v":"NonTraffic"},{"$f":"'Input - Inventory'!F89","v":"Minor < 130w"},{"$f":"'Input - Inventory'!G89","v":"1"},null,"Lamp - MBF1x125",null,62.194294067343563,338,21021.671394762125,null,10.993598662305162,0.33333333333333331,0,0,10.993598662305162,1.8504811250925242E-2,0,0,10.993598662305162,0.16666666666666666,10.993598662305162,4.590314436538903E-3,10.993598662305162,4.0032025620496396E-2,164.90397993457742,2.1598272138228944E-2,274.83996655762911,1.2221950623319483E-2,0,0,13192.318394766196,1.1123470522803115E-4,9344.5588629593894,2.4953586329427266E-4,0,0,0,0,16.910761644101946,null,10.993598662305162,0.33333333333333331,42.404380628262139,1.8504811250925242E-2,11.507309158858186,0.16666666666666666,0,1.8504811250925242E-2,6.3671028069831337,null,82.898081264858945,0.13570000000000002,1.5133333333333332,82.898081264858945,1.4200000000000001E-2,0,82.898081264858945,0.01,0,17.023894703163922,null,10.993598662305162,0.13570000000000002,11.507309158858186,1.4200000000000001E-2,0,0.01,1.6552351285305971,null,31.883718666621988,0.20535933333333334,6.5476192095650472,null,{"$f":"IF($D92=\"Connection\",VLOOKUP(C92,'Input - General'!$F$62:$N$79,7,FALSE),0)","v":0},null,0.1801212933606588,48.504613492344646,8.7367137161999793,null,8.6527813038891108E-2,57.241327208544625,4.9529668587989404]
[null,{"$f":"'Input - Inventory'!B90","v":82},{"$f":"'Input - Inventory'!C90","v":"MBF1x125 (P09)"},{"$f":"'Input - Inventory'!D90","v":"Lamp"},{"$f":"'Input - Inventory'!E90","v":"NonTraffic"},{"$f":"'Input - Inventory'!F90","v":"Minor < 130w"},{"$f":"'Input - Inventory'!G90","v":1},null,"Lamp - MBF1x125 (P09)",null,62.194294067343563,5341,332179.72461368196,null,10.993598662305162,0.33333333333333331,0,0,10.993598662305162,1.8504811250925242E-2,0,0,10.993598662305162,0.16666666666666666,10.993598662305162,4.590314436538903E-3,10.993598662305162,4.0032025620496396E-2,164.90397993457742,2.1598272138228944E-2,274.83996655762911,1.2221950623319483E-2,0,0,13192.318394766196,1.1123470522803115E-4,9344.5588629593894,2.4953586329427266E-4,0,0,0,0,16.910761644101946,null,10.993598662305162,0.33333333333333331,42.404380628262139,1.8504811250925242E-2,11.507309158858186,0.16666666666666666,0,1.8504811250925242E-2,6.3671028069831337,null,82.898081264858945,0.13570000000000002,1.5133333333333332,82.898081264858945,1.4200000000000001E-2,0,82.898081264858945,0.01,0,17.023894703163922,null,10.993598662305162,0.13570000000000002,11.507309158858186,1.4200000000000001E-2,0,0.01,1.6552351285305971,null,31.883718666621988,0.20535933333333334,6.5476192095650472,null,{"$f":"IF($D93=\"Connection\",VLOOKUP(C93,'Input - General'!$F$62:$N$79,7,FALSE),0)","v":0},null,0.1801212933606588,48.504613492344646,8.7367137161999793,null,8.6527813038891108E-2,57.241327208544625,4.9529668587989404]
[null,{"$f":"'Input - Inventory'!B91","v":83},{"$f":"'Input - Inventory'!C91","v":"MBF1x160"},{"$f":"'Input - Inventory'!D91","v":"Lamp"},{"$f":"'Input - Inventory'!E91","v":"NonTraffic"},{"$f":"'Input - Inventory'!F91","v":"Major > 130w"},{"$f":"'Input - Inventory'!G91","v":"1"},null,"Lamp - MBF1x160",null,29.126346206282715,1,29.126346206282715,null,0,0,10.993598662305162,0.33333333333333331,0,0,10.993598662305162,4.9094211792429674E-3,10.993598662305162,0.16666666666666666,10.993598662305162,4.590314436538903E-3,10.993598662305162,4.0032025620496396E-2,164.90397993457742,2.1598272138228944E-2,274.83996655762911,1.2221950623319483E-2,0,0,13192.318394766196,1.1123470522803115E-4,9344.5588629593894,2.4953586329427266E-4,0,0,0,0,16.761299381996384,null,10.993598662305162,0.33333333333333331,42.404380628262139,4.9094211792429674E-3,11.507309158858186,0.16666666666666666,0,0,5.7905987115938213,null,82.898081264858945,0,1.5133333333333332,82.898081264858945,1.4200000000000001E-2,0,82.898081264858945,0.01,0,0,null,10.993598662305162,0,11.507309158858186,1.4200000000000001E-2,0,0.01,0.16340379005578626,null,31.883718666621988,0,0,null,{"$f":"IF($D94=\"Connection\",VLOOKUP(C94,'Input - General'!$F$62:$N$79,7,FALSE),0)","v":0},null,0.1801212933606588,22.715301883645992,4.0915095543601252,null,8.6527813038891108E-2,26.806811438006115,2.319534768276601]
[null,{"$f":"'Input - Inventory'!B92","v":84},{"$f":"'Input - Inventory'!C92","v":"MBF1x250"},{"$f":"'Input - Inventory'!D92","v":"Lamp"},{"$f":"'Input - Inventory'!E92","v":"Traffic"},{"$f":"'Input - Inventory'!F92","v":"Major > 130w"},{"$f":"'Input - Inventory'!G92","v":"1"},null,"Lamp - MBF1x250",null,70.305452261888263,1153,81062.18645795717,null,0,0,10.993598662305162,0.33333333333333331,0,0,10.993598662305162,4.9094211792429674E-3,10.993598662305162,0.16666666666666666,10.993598662305162,4.590314436538903E-3,10.993598662305162,4.0032025620496396E-2,164.90397993457742,2.1598272138228944E-2,274.83996655762911,1.2221950623319483E-2,0,0,13192.318394766196,1.1123470522803115E-4,9344.5588629593894,2.4953586329427266E-4,0,0,0,0,16.761299381996384,null,10.993598662305162,0.33333333333333331,42.404380628262139,4.9094211792429674E-3,11.507309158858186,0.16666666666666666,0,4.9094211792429674E-3,5.7905987115938213,null,82.898081264858945,0.11826666666666664,2.2699999999999996,82.898081264858945,1.4200000000000001E-2,0,82.898081264858945,0.01,0,22.255261019464104,null,10.993598662305162,0.11826666666666664,11.507309158858186,1.4200000000000001E-2,0,0.01,1.4635800585177432,null,31.883718666621988,0.26846533333333322,8.5596731597408908,null,{"$f":"IF($D95=\"Connection\",VLOOKUP(C95,'Input - General'!$F$62:$N$79,7,FALSE),0)","v":0},null,0.1801212933606588,54.830412331312942,9.8761247846143014,null,8.6527813038891108E-2,64.706537115927247,5.5989151459610209]
[null,{"$f":"'Input - Inventory'!B93","v":85},{"$f":"'Input - Inventory'!C93","v":"MBF1x250 (P09)"},{"$f":"'Input - Inventory'!D93","v":"Lamp"},{"$f":"'Input - Inventory'!E93","v":"Traffic"},{"$f":"'Input - Inventory'!F93","v":"Major > 130w"},{"$f":"'Input - Inventory'!G93","v":1},null,"Lamp - MBF1x250 (P09)",null,70.305452261888263,16912,1189005.8086530543,null,0,0,10.993598662305162,0.33333333333333331,0,0,10.993598662305162,4.9094211792429674E-3,10.993598662305162,0.16666666666666666,10.993598662305162,4.590314436538903E-3,10.993598662305162,4.0032025620496396E-2,164.90397993457742,2.1598272138228944E-2,274.83996655762911,1.2221950623319483E-2,0,0,13192.318394766196,1.1123470522803115E-4,9344.5588629593894,2.4953586329427266E-4,0,0,0,0,16.761299381996384,null,10.993598662305162,0.33333333333333331,42.404380628262139,4.9094211792429674E-3,11.507309158858186,0.16666666666666666,0,4.9094211792429674E-3,5.7905987115938213,null,82.898081264858945,0.11826666666666664,2.2699999999999996,82.898081264858945,1.4200000000000001E-2,0,82.898081264858945,0.01,0,22.255261019464104,null,10.993598662305162,0.11826666666666664,11.507309158858186,1.4200000000000001E-2,0,0.01,1.4635800585177432,null,31.883718666621988,0.26846533333333322,8.5596731597408908,null,{"$f":"IF($D96=\"Connection\",VLOOKUP(C96,'Input - General'!$F$62:$N$79,7,FALSE),0)","v":0},null,0.1801212933606588,54.830412331312942,9.8761247846143014,null,8.6527813038891108E-2,64.706537115927247,5.5989151459610209]
[null,{"$f":"'Input - Inventory'!B94","v":86},{"$f":"'Input - Inventory'!C94","v":"MBF1x400"},{"$f":"'Input - Inventory'!D94","v":"Lamp"},{"$f":"'Input - Inventory'!E94","v":"Traffic"},{"$f":"'Input - Inventory'!F94","v":"Major > 130w"},{"$f":"'Input - Inventory'!G94","v":"1"},null,"Lamp - MBF1x400",null,72.765985092719276,343,24958.732886802711,null,0,0,10.993598662305162,0.33333333333333331,0,0,10.993598662305162,4.9094211792429674E-3,10.993598662305162,0.16666666666666666,10.993598662305162,4.590314436538903E-3,10.993598662305162,4.0032025620496396E-2,164.90397993457742,2.1598272138228944E-2,274.83996655762911,1.2221950623319483E-2,0,0,13192.318394766196,1.1123470522803115E-4,9344.5588629593894,2.4953586329427266E-4,0,0,0,0,16.761299381996384,null,10.993598662305162,0.33333333333333331,42.404380628262139,4.9094211792429674E-3,11.507309158858186,0.16666666666666666,0,4.9094211792429674E-3,5.7905987115938213,null,82.898081264858945,0.12533333333333332,2.2699999999999996,82.898081264858945,1.4200000000000001E-2,0,82.898081264858945,0.01,0,23.585056773727462,null,10.993598662305162,0.12533333333333332,11.507309158858186,1.4200000000000001E-2,0,0.01,1.5412681557313666,null,31.883718666621988,0.28450666666666657,9.0711305187783964,null,{"$f":"IF($D97=\"Connection\",VLOOKUP(C97,'Input - General'!$F$62:$N$79,7,FALSE),0)","v":0},null,0.1801212933606588,56.749353541827432,10.221766957335241,null,8.6527813038891108E-2,66.97112049916268,5.7948645935565963]
[null,{"$f":"'Input - Inventory'!B95","v":87},{"$f":"'Input - Inventory'!C95","v":"MBF1x400 (P09)"},{"$f":"'Input - Inventory'!D95","v":"Lamp"},{"$f":"'Input - Inventory'!E95","v":"Traffic"},{"$f":"'Input - Inventory'!F95","v":"Major > 130w"},{"$f":"'Input - Inventory'!G95","v":1},null,"Lamp - MBF1x400 (P09)",null,72.765985092719276,6550.5,476653.58534985763,null,0,0,10.993598662305162,0.33333333333333331,0,0,10.993598662305162,4.9094211792429674E-3,10.993598662305162,0.16666666666666666,10.993598662305162,4.590314436538903E-3,10.993598662305162,4.0032025620496396E-2,164.90397993457742,2.1598272138228944E-2,274.83996655762911,1.2221950623319483E-2,0,0,13192.318394766196,1.1123470522803115E-4,9344.5588629593894,2.4953586329427266E-4,0,0,0,0,16.761299381996384,null,10.993598662305162,0.33333333333333331,42.404380628262139,4.9094211792429674E-3,11.507309158858186,0.16666666666666666,0,4.9094211792429674E-3,5.7905987115938213,null,82.898081264858945,0.12533333333333332,2.2699999999999996,82.898081264858945,1.4200000000000001E-2,0,82.898081264858945,0.01,0,23.585056773727462,null,10.993598662305162,0.12533333333333332,11.507309158858186,1.4200000000000001E-2,0,0.01,1.5412681557313666,null,31.883718666621988,0.28450666666666657,9.0711305187783964,null,{"$f":"IF($D98=\"Connection\",VLOOKUP(C98,'Input - General'!$F$62:$N$79,7,FALSE),0)","v":0},null,0.1801212933606588,56.749353541827432,10.221766957335241,null,8.6527813038891108E-2,66.97112049916268,5.7948645935565963]
[null,{"$f":"'Input - Inventory'!B96","v":88},{"$f":"'Input - Inventory'!C96","v":"MBF1x42"},{"$f":"'Input - Inventory'!D96","v":"Lamp"},{"$f":"'Input - Inventory'!E96","v":"NonTraffic"},{"$f":"'Input - Inventory'!F96","v":"Minor < 130w"},{"$f":"'Input - Inventory'!G96","v":"1"},null,"Lamp - MBF1x42",null,66.55186541286767,197,13110.717486334932,null,10.993598662305162,0.33333333333333331,0,0,10.993598662305162,1.8504811250925242E-2,0,0,10.993598662305162,0.16666666666666666,10.993598662305162,4.590314436538903E-3,10.993598662305162,4.0032025620496396E-2,164.90397993457742,2.1598272138228944E-2,274.83996655762911,1.2221950623319483E-2,0,0,13192.318394766196,1.1123470522803115E-4,9344.5588629593894,2.4953586329427266E-4,0,0,0,0,16.910761644101946,null,10.993598662305162,0.33333333333333331,42.404380628262139,1.8504811250925242E-2,11.507309158858186,0.16666666666666666,0,1.8504811250925242E-2,6.3671028069831337,null,82.898081264858945,0.15409999999999999,1.5133333333333332,82.898081264858945,1.4200000000000001E-2,0,82.898081264858945,0.01,0,19.33221940867767,null,10.993598662305162,0.15409999999999999,11.507309158858186,1.4200000000000001E-2,0,0.01,1.8575173439170116,null,31.883718666621988,0.23320466666666662,7.4354319837433565,null,{"$f":"IF($D99=\"Connection\",VLOOKUP(C99,'Input - General'!$F$62:$N$79,7,FALSE),0)","v":0},null,0.1801212933606588,51.903033187423112,9.348841467059847,null,8.6527813038891108E-2,61.251874654482968,5.2999907583846948]
[null,{"$f":"'Input - Inventory'!B97","v":89},{"$f":"'Input - Inventory'!C97","v":"MBF1x42 (P09)"},{"$f":"'Input - Inventory'!D97","v":"Lamp"},{"$f":"'Input - Inventory'!E97","v":"NonTraffic"},{"$f":"'Input - Inventory'!F97","v":"Minor < 130w"},{"$f":"'Input - Inventory'!G97","v":1},null,"Lamp - MBF1x42 (P09)",null,66.55186541286767,52383.5,3486219.6418549535,null,10.993598662305162,0.33333333333333331,0,0,10.993598662305162,1.8504811250925242E-2,0,0,10.993598662305162,0.16666666666666666,10.993598662305162,4.590314436538903E-3,10.993598662305162,4.0032025620496396E-2,164.90397993457742,2.1598272138228944E-2,274.83996655762911,1.2221950623319483E-2,0,0,13192.318394766196,1.1123470522803115E-4,9344.5588629593894,2.4953586329427266E-4,0,0,0,0,16.910761644101946,null,10.993598662305162,0.33333333333333331,42.404380628262139,1.8504811250925242E-2,11.507309158858186,0.16666666666666666,0,1.8504811250925242E-2,6.3671028069831337,null,82.898081264858945,0.15409999999999999,1.5133333333333332,82.898081264858945,1.4200000000000001E-2,0,82.898081264858945,0.01,0,19.33221940867767,null,10.993598662305162,0.15409999999999999,11.507309158858186,1.4200000000000001E-2,0,0.01,1.8575173439170116,null,31.883718666621988,0.23320466666666662,7.4354319837433565,null,{"$f":"IF($D100=\"Connection\",VLOOKUP(C100,'Input - General'!$F$62:$N$79,7,FALSE),0)","v":0},null,0.1801212933606588,51.903033187423112,9.348841467059847,null,8.6527813038891108E-2,61.251874654482968,5.2999907583846948]
[null,{"$f":"'Input - Inventory'!B98","v":90},{"$f":"'Input - Inventory'!C98","v":"MBF1x50"},{"$f":"'Input - Inventory'!D98","v":"Lamp"},{"$f":"'Input - Inventory'!E98","v":"NonTraffic"},{"$f":"'Input - Inventory'!F98","v":"Minor < 130w"},{"$f":"'Input - Inventory'!G98","v":"1"},null,"Lamp - MBF1x50",null,74.840723950549389,271,20281.836190598886,null,10.993598662305162,0.33333333333333331,0,0,10.993598662305162,1.8504811250925242E-2,0,0,10.993598662305162,0.16666666666666666,10.993598662305162,4.590314436538903E-3,10.993598662305162,4.0032025620496396E-2,164.90397993457742,2.1598272138228944E-2,274.83996655762911,1.2221950623319483E-2,0,0,13192.318394766196,1.1123470522803115E-4,9344.5588629593894,2.4953586329427266E-4,0,0,0,0,16.910761644101946,null,10.993598662305162,0.33333333333333331,42.404380628262139,1.8504811250925242E-2,11.507309158858186,0.16666666666666666,0,1.8504811250925242E-2,6.3671028069831337,null,82.898081264858945,0.18909999999999996,1.5133333333333332,82.898081264858945,1.4200000000000001E-2,0,82.898081264858945,0.01,0,23.723054446339699,null,10.993598662305162,0.18909999999999996,11.507309158858186,1.4200000000000001E-2,0,0.01,2.2422932970976919,null,31.883718666621988,0.28617133333333328,9.1242062824521017,null,{"$f":"IF($D101=\"Connection\",VLOOKUP(C101,'Input - General'!$F$62:$N$79,7,FALSE),0)","v":0},null,0.1801212933606588,58.367418476974571,10.513214906195474,null,8.6527813038891108E-2,68.88063338317005,5.9600905673793392]
[null,{"$f":"'Input - Inventory'!B99","v":91},{"$f":"'Input - Inventory'!C99","v":"MBF1x50 (P09)"},{"$f":"'Input - Inventory'!D99","v":"Lamp"},{"$f":"'Input - Inventory'!E99","v":"NonTraffic"},{"$f":"'Input - Inventory'!F99","v":"Minor < 130w"},{"$f":"'Input - Inventory'!G99","v":1},null,"Lamp - MBF1x50 (P09)",null,74.840723950549389,11869,888284.55256907071,null,10.993598662305162,0.33333333333333331,0,0,10.993598662305162,1.8504811250925242E-2,0,0,10.993598662305162,0.16666666666666666,10.993598662305162,4.590314436538903E-3,10.993598662305162,4.0032025620496396E-2,164.90397993457742,2.1598272138228944E-2,274.83996655762911,1.2221950623319483E-2,0,0,13192.318394766196,1.1123470522803115E-4,9344.5588629593894,2.4953586329427266E-4,0,0,0,0,16.910761644101946,null,10.993598662305162,0.33333333333333331,42.404380628262139,1.8504811250925242E-2,11.507309158858186,0.16666666666666666,0,1.8504811250925242E-2,6.3671028069831337,null,82.898081264858945,0.18909999999999996,1.5133333333333332,82.898081264858945,1.4200000000000001E-2,0,82.898081264858945,0.01,0,23.723054446339699,null,10.993598662305162,0.18909999999999996,11.507309158858186,1.4200000000000001E-2,0,0.01,2.2422932970976919,null,31.883718666621988,0.28617133333333328,9.1242062824521017,null,{"$f":"IF($D102=\"Connection\",VLOOKUP(C102,'Input - General'!$F$62:$N$79,7,FALSE),0)","v":0},null,0.1801212933606588,58.367418476974571,10.513214906195474,null,8.6527813038891108E-2,68.88063338317005,5.9600905673793392]
[null,{"$f":"'Input - Inventory'!B100","v":92},{"$f":"'Input - Inventory'!C100","v":"MBF1x500"},{"$f":"'Input - Inventory'!D100","v":"Lamp"},{"$f":"'Input - Inventory'!E100","v":"Traffic"},{"$f":"'Input - Inventory'!F100","v":"Major > 130w"},{"$f":"'Input - Inventory'!G100","v":"1"},null,"Lamp - MBF1x500",null,139.82352277351083,0,0,null,0,0,10.993598662305162,0.33333333333333331,0,0,10.993598662305162,4.9094211792429674E-3,10.993598662305162,0.16666666666666666,10.993598662305162,4.590314436538903E-3,10.993598662305162,4.0032025620496396E-2,164.90397993457742,2.1598272138228944E-2,274.83996655762911,1.2221950623319483E-2,0,0,13192.318394766196,1.1123470522803115E-4,9344.5588629593894,2.4953586329427266E-4,0,0,0,0,16.761299381996384,null,109.93598662305163,0.33333333333333331,42.404380628262139,4.9094211792429674E-3,11.507309158858186,0.16666666666666666,0,4.9094211792429674E-3,38.771394698509305,null,82.898081264858945,0.14399999999999999,2.2699999999999996,82.898081264858945,1.4200000000000001E-2,0,82.898081264858945,0.01,0,27.097724803857087,null,109.93598662305163,0.14399999999999999,11.507309158858186,1.4200000000000001E-2,0,0.01,15.99418586377522,null,31.883718666621988,0.32687999999999989,10.422149957745392,null,{"$f":"IF($D103=\"Connection\",VLOOKUP(C103,'Input - General'!$F$62:$N$79,7,FALSE),0)","v":0},null,0.1801212933606588,109.04675470588339,19.64164249440622,null,8.6527813038891108E-2,128.68839720028961,11.135125573221218]
[null,{"$f":"'Input - Inventory'!B101","v":93},{"$f":"'Input - Inventory'!C101","v":"MBF1x700"},{"$f":"'Input - Inventory'!D101","v":"Lamp"},{"$f":"'Input - Inventory'!E101","v":"Traffic"},{"$f":"'Input - Inventory'!F101","v":"Major > 130w"},{"$f":"'Input - Inventory'!G101","v":"1"},null,"Lamp - MBF1x700",null,94.349505813602363,2,188.69901162720473,null,0,0,10.993598662305162,0.33333333333333331,0,0,10.993598662305162,4.9094211792429674E-3,10.993598662305162,0.16666666666666666,10.993598662305162,4.590314436538903E-3,10.993598662305162,4.0032025620496396E-2,164.90397993457742,2.1598272138228944E-2,274.83996655762911,1.2221950623319483E-2,0,0,13192.318394766196,1.1123470522803115E-4,9344.5588629593894,2.4953586329427266E-4,0,0,0,0,16.761299381996384,null,109.93598662305163,0.33333333333333331,42.404380628262139,4.9094211792429674E-3,11.507309158858186,0.16666666666666666,0,4.9094211792429674E-3,38.771394698509305,null,82.898081264858945,4.8276505126947922E-2,2.2699999999999996,82.898081264858945,1.4200000000000001E-2,0,82.898081264858945,0.01,0,9.0846072945974345,null,109.93598662305163,4.8276505126947922E-2,11.507309158858186,1.4200000000000001E-2,0,0.01,5.4707290118996159,null,31.883718666621988,0.10958766663817177,3.4940623324230247,null,{"$f":"IF($D104=\"Connection\",VLOOKUP(C104,'Input - General'!$F$62:$N$79,7,FALSE),0)","v":0},null,0.1801212933606588,73.582092719425759,13.253701708806883,null,8.6527813038891108E-2,86.83579442823266,7.5137113853696977]
[null,{"$f":"'Input - Inventory'!B102","v":94},{"$f":"'Input - Inventory'!C102","v":"MBF1x80"},{"$f":"'Input - Inventory'!D102","v":"Lamp"},{"$f":"'Input - Inventory'!E102","v":"NonTraffic"},{"$f":"'Input - Inventory'!F102","v":"Minor < 130w"},{"$f":"'Input - Inventory'!G102","v":"1"},null,"Lamp - MBF1x80",null,49.626805694020419,1665,82628.631480543991,null,10.993598662305162,0.33333333333333331,0,0,10.993598662305162,1.8504811250925242E-2,0,0,10.993598662305162,0.16666666666666666,10.993598662305162,4.590314436538903E-3,10.993598662305162,4.0032025620496396E-2,164.90397993457742,2.1598272138228944E-2,274.83996655762911,1.2221950623319483E-2,0,0,13192.318394766196,1.1123470522803115E-4,9344.5588629593894,2.4953586329427266E-4,0,0,0,0,16.910761644101946,null,10.993598662305162,0.33333333333333331,42.404380628262139,1.8504811250925242E-2,11.507309158858186,0.16666666666666666,0,1.8504811250925242E-2,6.3671028069831337,null,82.898081264858945,8.2633333333333323E-2,1.5133333333333332,82.898081264858945,1.4200000000000001E-2,0,82.898081264858945,0.01,0,10.366552436537301,null,10.993598662305162,8.2633333333333323E-2,11.507309158858186,1.4200000000000001E-2,0,0.01,1.0718414928509361,null,31.883718666621988,0.12505177777777776,3.9871157014275975,null,{"$f":"IF($D105=\"Connection\",VLOOKUP(C105,'Input - General'!$F$62:$N$79,7,FALSE),0)","v":0},null,0.1801212933606588,38.703374081900918,6.9713017970533935,null,8.6527813038891108E-2,45.674675878954311,3.9521298150661082]
[null,{"$f":"'Input - Inventory'!B103","v":95},{"$f":"'Input - Inventory'!C103","v":"MBF1x80 (P09)"},{"$f":"'Input - Inventory'!D103","v":"Lamp"},{"$f":"'Input - Inventory'!E103","v":"NonTraffic"},{"$f":"'Input - Inventory'!F103","v":"Minor < 130w"},{"$f":"'Input - Inventory'!G103","v":1},null,"Lamp - MBF1x80 (P09)",null,49.626805694020419,77027.5,3822628.7755961576,null,10.993598662305162,0.33333333333333331,0,0,10.993598662305162,1.8504811250925242E-2,0,0,10.993598662305162,0.16666666666666666,10.993598662305162,4.590314436538903E-3,10.993598662305162,4.0032025620496396E-2,164.90397993457742,2.1598272138228944E-2,274.83996655762911,1.2221950623319483E-2,0,0,13192.318394766196,1.1123470522803115E-4,9344.5588629593894,2.4953586329427266E-4,0,0,0,0,16.910761644101946,null,10.993598662305162,0.33333333333333331,42.404380628262139,1.8504811250925242E-2,11.507309158858186,0.16666666666666666,0,1.8504811250925242E-2,6.3671028069831337,null,82.898081264858945,8.2633333333333323E-2,1.5133333333333332,82.898081264858945,1.4200000000000001E-2,0,82.898081264858945,0.01,0,10.366552436537301,null,10.993598662305162,8.2633333333333323E-2,11.507309158858186,1.4200000000000001E-2,0,0.01,1.0718414928509361,null,31.883718666621988,0.12505177777777776,3.9871157014275975,null,{"$f":"IF($D106=\"Connection\",VLOOKUP(C106,'Input - General'!$F$62:$N$79,7,FALSE),0)","v":0},null,0.1801212933606588,38.703374081900918,6.9713017970533935,null,8.6527813038891108E-2,45.674675878954311,3.9521298150661082]
[null,{"$f":"'Input - Inventory'!B104","v":96},{"$f":"'Input - Inventory'!C104","v":"MBF1x800"},{"$f":"'Input - Inventory'!D104","v":"Lamp"},{"$f":"'Input - Inventory'!E104","v":"Traffic"},{"$f":"'Input - Inventory'!F104","v":"Major > 130w"},{"$f":"'Input - Inventory'!G104","v":"1"},null,"Lamp - MBF1x800",null,139.82352277351083,0,0,null,0,0,10.993598662305162,0.33333333333333331,0,0,10.993598662305162,4.9094211792429674E-3,10.993598662305162,0.16666666666666666,10.993598662305162,4.590314436538903E-3,10.993598662305162,4.0032025620496396E-2,164.90397993457742,2.1598272138228944E-2,274.83996655762911,1.2221950623319483E-2,0,0,13192.318394766196,1.1123470522803115E-4,9344.5588629593894,2.4953586329427266E-4,0,0,0,0,16.761299381996384,null,109.93598662305163,0.33333333333333331,42.404380628262139,4.9094211792429674E-3,11.507309158858186,0.16666666666666666,0,4.9094211792429674E-3,38.771394698509305,null,82.898081264858945,0.14399999999999999,2.2699999999999996,82.898081264858945,1.4200000000000001E-2,0,82.898081264858945,0.01,0,27.097724803857087,null,109.93598662305163,0.14399999999999999,11.507309158858186,1.4200000000000001E-2,0,0.01,15.99418586377522,null,31.883718666621988,0.32687999999999989,10.422149957745392,null,{"$f":"IF($D107=\"Connection\",VLOOKUP(C107,'Input - General'!$F$62:$N$79,7,FALSE),0)","v":0},null,0.1801212933606588,109.04675470588339,19.64164249440622,null,8.6527813038891108E-2,128.68839720028961,11.135125573221218]
[null,{"$f":"'Input - Inventory'!B105","v":97},{"$f":"'Input - Inventory'!C105","v":"MBF2x125"},{"$f":"'Input - Inventory'!D105","v":"Lamp"},{"$f":"'Input - Inventory'!E105","v":"Traffic"},{"$f":"'Input - Inventory'!F105","v":"Major > 130w"},{"$f":"'Input - Inventory'!G105","v":"2"},null,"Lamp - MBF2x125",null,121.91180970228362,0,0,null,0,0,10.993598662305162,0.33333333333333331,0,0,10.993598662305162,4.9094211792429674E-3,10.993598662305162,0.16666666666666666,10.993598662305162,4.590314436538903E-3,10.993598662305162,4.0032025620496396E-2,164.90397993457742,2.1598272138228944E-2,274.83996655762911,1.2221950623319483E-2,0,0,13192.318394766196,1.1123470522803115E-4,9344.5588629593894,2.4953586329427266E-4,0,0,0,0,16.761299381996384,null,21.987197324610325,0.33333333333333331,42.404380628262139,4.9094211792429674E-3,11.507309158858186,0.16666666666666666,0,4.9094211792429674E-3,9.455131599028876,null,82.898081264858945,0.25298551000000002,2.2699999999999996,82.898081264858945,1.4200000000000001E-2,0,82.898081264858945,0.01,0,47.606470342662746,null,10.993598662305162,0.25298551000000002,11.507309158858186,1.4200000000000001E-2,0,0.01,2.9446249543743757,null,31.883718666621988,0.57427710769999996,18.310089738588175,null,{"$f":"IF($D108=\"Connection\",VLOOKUP(C108,'Input - General'!$F$62:$N$79,7,FALSE),0)","v":0},null,0.1801212933606588,95.077616016650552,17.125503166567185,null,8.6527813038891108E-2,112.20311918321774,9.7086905190658808]
[null,{"$f":"'Input - Inventory'!B106","v":98},{"$f":"'Input - Inventory'!C106","v":"MBF2x125 (P09)"},{"$f":"'Input - Inventory'!D106","v":"Lamp"},{"$f":"'Input - Inventory'!E106","v":"Traffic"},{"$f":"'Input - Inventory'!F106","v":"Major > 130w"},{"$f":"'Input - Inventory'!G106","v":2},null,"Lamp - MBF2x125 (P09)",null,121.91180970228362,1,121.91180970228362,null,0,0,10.993598662305162,0.33333333333333331,0,0,10.993598662305162,4.9094211792429674E-3,10.993598662305162,0.16666666666666666,10.993598662305162,4.590314436538903E-3,10.993598662305162,4.0032025620496396E-2,164.90397993457742,2.1598272138228944E-2,274.83996655762911,1.2221950623319483E-2,0,0,13192.318394766196,1.1123470522803115E-4,9344.5588629593894,2.4953586329427266E-4,0,0,0,0,16.761299381996384,null,21.987197324610325,0.33333333333333331,42.404380628262139,4.9094211792429674E-3,11.507309158858186,0.16666666666666666,0,4.9094211792429674E-3,9.455131599028876,null,82.898081264858945,0.25298551000000002,2.2699999999999996,82.898081264858945,1.4200000000000001E-2,0,82.898081264858945,0.01,0,47.606470342662746,null,10.993598662305162,0.25298551000000002,11.507309158858186,1.4200000000000001E-2,0,0.01,2.9446249543743757,null,31.883718666621988,0.57427710769999996,18.310089738588175,null,{"$f":"IF($D109=\"Connection\",VLOOKUP(C109,'Input - General'!$F$62:$N$79,7,FALSE),0)","v":0},null,0.1801212933606588,95.077616016650552,17.125503166567185,null,8.6527813038891108E-2,112.20311918321774,9.7086905190658808]
[null,{"$f":"'Input - Inventory'!B107","v":99},{"$f":"'Input - Inventory'!C107","v":"MBF2x160"},{"$f":"'Input - Inventory'!D107","v":"Lamp"},{"$f":"'Input - Inventory'!E107","v":"Traffic"},{"$f":"'Input - Inventory'!F107","v":"Major > 130w"},{"$f":"'Input - Inventory'!G107","v":"2"},null,"Lamp - MBF2x160",null,33.825137096690668,0,0,null,0,0,10.993598662305162,0.33333333333333331,0,0,10.993598662305162,4.9094211792429674E-3,10.993598662305162,0.16666666666666666,10.993598662305162,4.590314436538903E-3,10.993598662305162,4.0032025620496396E-2,164.90397993457742,2.1598272138228944E-2,274.83996655762911,1.2221950623319483E-2,0,0,13192.318394766196,1.1123470522803115E-4,9344.5588629593894,2.4953586329427266E-4,0,0,0,0,16.761299381996384,null,21.987197324610325,0.33333333333333331,42.404380628262139,4.9094211792429674E-3,11.507309158858186,0.16666666666666666,0,4.9094211792429674E-3,9.455131599028876,null,82.898081264858945,0,2.2699999999999996,82.898081264858945,1.4200000000000001E-2,0,82.898081264858945,0.01,0,0,null,10.993598662305162,0,11.507309158858186,1.4200000000000001E-2,0,0.01,0.16340379005578626,null,31.883718666621988,0,0,null,{"$f":"IF($D110=\"Connection\",VLOOKUP(C110,'Input - General'!$F$62:$N$79,7,FALSE),0)","v":0},null,0.1801212933606588,26.379834771081047,4.7515699576075967,null,8.6527813038891108E-2,31.131404728688644,2.6937323680020215]
[null,{"$f":"'Input - Inventory'!B108","v":100},{"$f":"'Input - Inventory'!C108","v":"MBF2x175"},{"$f":"'Input - Inventory'!D108","v":"Lamp"},{"$f":"'Input - Inventory'!E108","v":"Traffic"},{"$f":"'Input - Inventory'!F108","v":"Major > 130w"},{"$f":"'Input - Inventory'!G108","v":"2"},null,"Lamp - MBF2x175",null,33.825137096690668,0,0,null,0,0,10.993598662305162,0.33333333333333331,0,0,10.993598662305162,4.9094211792429674E-3,10.993598662305162,0.16666666666666666,10.993598662305162,4.590314436538903E-3,10.993598662305162,4.0032025620496396E-2,164.90397993457742,2.1598272138228944E-2,274.83996655762911,1.2221950623319483E-2,0,0,13192.318394766196,1.1123470522803115E-4,9344.5588629593894,2.4953586329427266E-4,0,0,0,0,16.761299381996384,null,21.987197324610325,0.33333333333333331,42.404380628262139,4.9094211792429674E-3,11.507309158858186,0.16666666666666666,0,4.9094211792429674E-3,9.455131599028876,null,82.898081264858945,0,2.2699999999999996,82.898081264858945,1.4200000000000001E-2,0,82.898081264858945,0.01,0,0,null,10.993598662305162,0,11.507309158858186,1.4200000000000001E-2,0,0.01,0.16340379005578626,null,31.883718666621988,0,0,null,{"$f":"IF($D111=\"Connection\",VLOOKUP(C111,'Input - General'!$F$62:$N$79,7,FALSE),0)","v":0},null,0.1801212933606588,26.379834771081047,4.7515699576075967,null,8.6527813038891108E-2,31.131404728688644,2.6937323680020215]
[null,{"$f":"'Input - Inventory'!B109","v":101},{"$f":"'Input - Inventory'!C109","v":"MBF2x400"},{"$f":"'Input - Inventory'!D109","v":"Lamp"},{"$f":"'Input - Inventory'!E109","v":"Traffic"},{"$f":"'Input - Inventory'!F109","v":"Major > 130w"},{"$f":"'Input - Inventory'!G109","v":"2"},null,"Lamp - MBF2x400",null,111.31323359839213,0,0,null,0,0,10.993598662305162,0.33333333333333331,0,0,10.993598662305162,4.9094211792429674E-3,10.993598662305162,0.16666666666666666,10.993598662305162,4.590314436538903E-3,10.993598662305162,4.0032025620496396E-2,164.90397993457742,2.1598272138228944E-2,274.83996655762911,1.2221950623319483E-2,0,0,13192.318394766196,1.1123470522803115E-4,9344.5588629593894,2.4953586329427266E-4,0,0,0,0,16.761299381996384,null,21.987197324610325,0.33333333333333331,42.404380628262139,4.9094211792429674E-3,11.507309158858186,0.16666666666666666,0,4.9094211792429674E-3,9.455131599028876,null,82.898081264858945,0.22254632888888881,2.2699999999999996,82.898081264858945,1.4200000000000001E-2,0,82.898081264858945,0.01,0,41.878466502359579,null,10.993598662305162,0.22254632888888881,11.507309158858186,1.4200000000000001E-2,0,0.01,2.6099888136295992,null,31.883718666621988,0.50518016657777753,16.107022307123092,null,{"$f":"IF($D112=\"Connection\",VLOOKUP(C112,'Input - General'!$F$62:$N$79,7,FALSE),0)","v":0},null,0.1801212933606588,86.811908604137528,15.636673256884555,null,8.6527813038891108E-2,102.44858186102208,8.8646517373700497]
[null,{"$f":"'Input - Inventory'!B110","v":102},{"$f":"'Input - Inventory'!C110","v":"MBF2x80"},{"$f":"'Input - Inventory'!D110","v":"Lamp"},{"$f":"'Input - Inventory'!E110","v":"NonTraffic"},{"$f":"'Input - Inventory'!F110","v":"Minor < 130w"},{"$f":"'Input - Inventory'!G110","v":"2"},null,"Lamp - MBF2x80",null,72.278095579562333,0,0,null,10.993598662305162,0.33333333333333331,0,0,10.993598662305162,1.8504811250925242E-2,0,0,10.993598662305162,0.16666666666666666,10.993598662305162,4.590314436538903E-3,10.993598662305162,4.0032025620496396E-2,164.90397993457742,2.1598272138228944E-2,274.83996655762911,1.2221950623319483E-2,0,0,13192.318394766196,1.1123470522803115E-4,9344.5588629593894,2.4953586329427266E-4,0,0,0,0,16.910761644101946,null,21.987197324610325,0.33333333333333331,42.404380628262139,1.8504811250925242E-2,11.507309158858186,0.16666666666666666,0,1.8504811250925242E-2,10.031635694418187,null,82.898081264858945,0.15843839888888889,1.5133333333333332,82.898081264858945,1.4200000000000001E-2,0,82.898081264858945,0.01,0,19.876482090068741,null,10.993598662305162,0.15843839888888889,11.507309158858186,1.4200000000000001E-2,0,0.01,1.905211960138447,null,31.883718666621988,0.2397701103185185,7.6447627420605615,null,{"$f":"IF($D113=\"Connection\",VLOOKUP(C113,'Input - General'!$F$62:$N$79,7,FALSE),0)","v":0},null,0.1801212933606588,56.368854130787881,10.153230911295827,null,8.6527813038891108E-2,66.522085042083702,5.756010537478633]
[null,{"$f":"'Input - Inventory'!B111","v":103},{"$f":"'Input - Inventory'!C111","v":"MBF3x160"},{"$f":"'Input - Inventory'!D111","v":"Lamp"},{"$f":"'Input - Inventory'!E111","v":"Traffic"},{"$f":"'Input - Inventory'!F111","v":"Major > 130w"},{"$f":"'Input - Inventory'!G111","v":"3"},null,"Lamp - MBF3x160",null,38.52392798709861,0,0,null,0,0,10.993598662305162,0.33333333333333331,0,0,10.993598662305162,4.9094211792429674E-3,10.993598662305162,0.16666666666666666,10.993598662305162,4.590314436538903E-3,10.993598662305162,4.0032025620496396E-2,164.90397993457742,2.1598272138228944E-2,274.83996655762911,1.2221950623319483E-2,0,0,13192.318394766196,1.1123470522803115E-4,9344.5588629593894,2.4953586329427266E-4,0,0,0,0,16.761299381996384,null,32.980795986915489,0.33333333333333331,42.404380628262139,4.9094211792429674E-3,11.507309158858186,0.16666666666666666,0,4.9094211792429674E-3,13.119664486463931,null,82.898081264858945,0,2.2699999999999996,82.898081264858945,1.4200000000000001E-2,0,82.898081264858945,0.01,0,0,null,10.993598662305162,0,11.507309158858186,1.4200000000000001E-2,0,0.01,0.16340379005578626,null,31.883718666621988,0,0,null,{"$f":"IF($D114=\"Connection\",VLOOKUP(C114,'Input - General'!$F$62:$N$79,7,FALSE),0)","v":0},null,0.1801212933606588,30.044367658516101,5.4116303608550682,null,8.6527813038891108E-2,35.455998019371165,3.0679299677274416]
[null,{"$f":"'Input - Inventory'!B112","v":104},{"$f":"'Input - Inventory'!C112","v":"MBF3x250"},{"$f":"'Input - Inventory'!D112","v":"Lamp"},{"$f":"'Input - Inventory'!E112","v":"Traffic"},{"$f":"'Input - Inventory'!F112","v":"Major > 130w"},{"$f":"'Input - Inventory'!G112","v":"3"},null,"Lamp - MBF3x250",null,148.02687166480439,0,0,null,0,0,10.993598662305162,0.33333333333333331,0,0,10.993598662305162,4.9094211792429674E-3,10.993598662305162,0.16666666666666666,10.993598662305162,4.590314436538903E-3,10.993598662305162,4.0032025620496396E-2,164.90397993457742,2.1598272138228944E-2,274.83996655762911,1.2221950623319483E-2,0,0,13192.318394766196,1.1123470522803115E-4,9344.5588629593894,2.4953586329427266E-4,0,0,0,0,16.761299381996384,null,32.980795986915489,0.33333333333333331,42.404380628262139,4.9094211792429674E-3,11.507309158858186,0.16666666666666666,0,4.9094211792429674E-3,13.119664486463931,null,82.898081264858945,0.3144931830589629,2.2699999999999996,82.898081264858945,1.4200000000000001E-2,0,82.898081264858945,0.01,0,59.18090088347796,null,10.993598662305162,0.3144931830589629,11.507309158858186,1.4200000000000001E-2,0,0.01,3.6208156266368934,null,31.883718666621988,0.71389952554384561,22.761771628674889,null,{"$f":"IF($D115=\"Connection\",VLOOKUP(C115,'Input - General'!$F$62:$N$79,7,FALSE),0)","v":0},null,0.1801212933606588,115.44445200725006,20.794004006858383,null,8.6527813038891108E-2,136.23845601410844,11.788415650695965]
[null,{"$f":"'Input - Inventory'!B113","v":105},{"$f":"'Input - Inventory'!C113","v":"MBF3x400"},{"$f":"'Input - Inventory'!D113","v":"Lamp"},{"$f":"'Input - Inventory'!E113","v":"Traffic"},{"$f":"'Input - Inventory'!F113","v":"Major > 130w"},{"$f":"'Input - Inventory'!G113","v":"3"},null,"Lamp - MBF3x400",null,153.71985126813129,0,0,null,0,0,10.993598662305162,0.33333333333333331,0,0,10.993598662305162,4.9094211792429674E-3,10.993598662305162,0.16666666666666666,10.993598662305162,4.590314436538903E-3,10.993598662305162,4.0032025620496396E-2,164.90397993457742,2.1598272138228944E-2,274.83996655762911,1.2221950623319483E-2,0,0,13192.318394766196,1.1123470522803115E-4,9344.5588629593894,2.4953586329427266E-4,0,0,0,0,16.761299381996384,null,32.980795986915489,0.33333333333333331,42.404380628262139,4.9094211792429674E-3,11.507309158858186,0.16666666666666666,0,4.9094211792429674E-3,13.119664486463931,null,82.898081264858945,0.33084345837037032,2.2699999999999996,82.898081264858945,1.4200000000000001E-2,0,82.898081264858945,0.01,0,62.257673528310022,null,10.993598662305162,0.33084345837037032,11.507309158858186,1.4200000000000001E-2,0,0.01,3.800563991428703,null,31.883718666621988,0.75101465050074045,23.945139831077046,null,{"$f":"IF($D116=\"Connection\",VLOOKUP(C116,'Input - General'!$F$62:$N$79,7,FALSE),0)","v":0},null,0.1801212933606588,119.88434121927608,21.593722594106545,null,8.6527813038891108E-2,141.47806381338262,12.241787454748676]
[null,{"$f":"'Input - Inventory'!B114","v":106},{"$f":"'Input - Inventory'!C114","v":"MBF3x80"},{"$f":"'Input - Inventory'!D114","v":"Lamp"},{"$f":"'Input - Inventory'!E114","v":"NonTraffic"},{"$f":"'Input - Inventory'!F114","v":"Minor < 130w"},{"$f":"'Input - Inventory'!G114","v":"3"},null,"Lamp - MBF3x80",null,93.445910631473041,0,0,null,10.993598662305162,0.33333333333333331,0,0,10.993598662305162,1.8504811250925242E-2,0,0,10.993598662305162,0.16666666666666666,10.993598662305162,4.590314436538903E-3,10.993598662305162,4.0032025620496396E-2,164.90397993457742,2.1598272138228944E-2,274.83996655762911,1.2221950623319483E-2,0,0,13192.318394766196,1.1123470522803115E-4,9344.5588629593894,2.4953586329427266E-4,0,0,0,0,16.910761644101946,null,32.980795986915489,0.33333333333333331,42.404380628262139,1.8504811250925242E-2,11.507309158858186,0.16666666666666666,0,1.8504811250925242E-2,13.696168581853241,null,82.898081264858945,0.22797943919403707,1.5133333333333332,82.898081264858945,1.4200000000000001E-2,0,82.898081264858945,0.01,0,28.60057455656337,null,10.993598662305162,0.22797943919403707,11.507309158858186,1.4200000000000001E-2,0,0.01,2.6697182478124333,null,31.883718666621988,0.34500888464697604,11.000166215569223,null,{"$f":"IF($D117=\"Connection\",VLOOKUP(C117,'Input - General'!$F$62:$N$79,7,FALSE),0)","v":0},null,0.1801212933606588,72.877389245900218,13.126769607719714,null,8.6527813038891108E-2,86.004158853619927,7.4417517778531161]
[null,{"$f":"'Input - Inventory'!B115","v":107},{"$f":"'Input - Inventory'!C115","v":"MBF4x1000"},{"$f":"'Input - Inventory'!D115","v":"Lamp"},{"$f":"'Input - Inventory'!E115","v":"Traffic"},{"$f":"'Input - Inventory'!F115","v":"Major > 130w"},{"$f":"'Input - Inventory'!G115","v":"4"},null,"Lamp - MBF4x1000",null,347.10840619969866,0,0,null,0,0,10.993598662305162,0.33333333333333331,0,0,10.993598662305162,4.9094211792429674E-3,10.993598662305162,0.16666666666666666,10.993598662305162,4.590314436538903E-3,10.993598662305162,4.0032025620496396E-2,164.90397993457742,2.1598272138228944E-2,274.83996655762911,1.2221950623319483E-2,0,0,13192.318394766196,1.1123470522803115E-4,9344.5588629593894,2.4953586329427266E-4,0,0,0,0,16.761299381996384,null,439.74394649220653,0.33333333333333331,42.404380628262139,4.9094211792429674E-3,11.507309158858186,0.16666666666666666,0,4.9094211792429674E-3,148.70738132156094,null,82.898081264858945,0.28360703999999992,2.2699999999999996,82.898081264858945,1.4200000000000001E-2,0,82.898081264858945,0.01,0,53.368788349697823,null,109.93598662305163,0.28360703999999992,11.507309158858186,1.4200000000000001E-2,0,0.01,31.342023545699046,null,31.883718666621988,0.64378798079999966,20.526354860779826,null,{"$f":"IF($D118=\"Connection\",VLOOKUP(C118,'Input - General'!$F$62:$N$79,7,FALSE),0)","v":0},null,0.1801212933606588,270.705847459734,48.7598873647405,null,8.6527813038891108E-2,319.46573482447457,27.642671375224101]
[null,{"$f":"'Input - Inventory'!B116","v":108},{"$f":"'Input - Inventory'!C116","v":"MBF4x80"},{"$f":"'Input - Inventory'!D116","v":"Lamp"},{"$f":"'Input - Inventory'!E116","v":"NonTraffic"},{"$f":"'Input - Inventory'!F116","v":"Minor < 130w"},{"$f":"'Input - Inventory'!G116","v":"4"},null,"Lamp - MBF4x80",null,113.25283532017153,0,0,null,10.993598662305162,0.33333333333333331,0,0,10.993598662305162,1.8504811250925242E-2,0,0,10.993598662305162,0.16666666666666666,10.993598662305162,4.590314436538903E-3,10.993598662305162,4.0032025620496396E-2,164.90397993457742,2.1598272138228944E-2,274.83996655762911,1.2221950623319483E-2,0,0,13192.318394766196,1.1123470522803115E-4,9344.5588629593894,2.4953586329427266E-4,0,0,0,0,16.910761644101946,null,43.974394649220649,0.33333333333333331,42.404380628262139,1.8504811250925242E-2,11.507309158858186,0.16666666666666666,0,1.8504811250925242E-2,17.360701469288294,null,82.898081264858945,0.2917740715353031,1.5133333333333332,82.898081264858945,1.4200000000000001E-2,0,82.898081264858945,0.01,0,36.603766182243312,null,10.993598662305162,0.2917740715353031,11.507309158858186,1.4200000000000001E-2,0,0.01,3.3710508325816253,null,31.883718666621988,0.44155142825675864,14.078301515383615,null,{"$f":"IF($D119=\"Connection\",VLOOKUP(C119,'Input - General'!$F$62:$N$79,7,FALSE),0)","v":0},null,0.1801212933606588,88.324581643598776,15.909137881184114,null,8.6527813038891108E-2,104.2337195247829,9.019115795388629]
[null,{"$f":"'Input - Inventory'!B117","v":109},{"$f":"'Input - Inventory'!C117","v":"MBF6x125"},{"$f":"'Input - Inventory'!D117","v":"Lamp"},{"$f":"'Input - Inventory'!E117","v":"Traffic"},{"$f":"'Input - Inventory'!F117","v":"Major > 130w"},{"$f":"'Input - Inventory'!G117","v":"6"},null,"Lamp - MBF6x125",null,255.6640570942221,0,0,null,0,0,10.993598662305162,0.33333333333333331,0,0,10.993598662305162,4.9094211792429674E-3,10.993598662305162,0.16666666666666666,10.993598662305162,4.590314436538903E-3,10.993598662305162,4.0032025620496396E-2,164.90397993457742,2.1598272138228944E-2,274.83996655762911,1.2221950623319483E-2,0,0,13192.318394766196,1.1123470522803115E-4,9344.5588629593894,2.4953586329427266E-4,0,0,0,0,16.761299381996384,null,65.961591973830977,0.33333333333333331,42.404380628262139,4.9094211792429674E-3,11.507309158858186,0.16666666666666666,0,4.9094211792429674E-3,24.113263148769089,null,82.898081264858945,0.58314301987824635,2.2699999999999996,82.898081264858945,1.4200000000000001E-2,0,82.898081264858945,0.01,0,109.73506301354779,null,10.993598662305162,0.58314301987824635,11.507309158858186,1.4200000000000001E-2,0,0.01,6.5742441133218676,null,31.883718666621988,1.3237346551236189,42.205583333219344,null,{"$f":"IF($D120=\"Connection\",VLOOKUP(C120,'Input - General'!$F$62:$N$79,7,FALSE),0)","v":0},null,0.1801212933606588,199.38945299085447,35.914286155186986,null,8.6527813038891108E-2,235.30373914604144,20.360317948180676]
[null,{"$f":"'Input - Inventory'!B118","v":110},{"$f":"'Input - Inventory'!C118","v":"MBF6x160"},{"$f":"'Input - Inventory'!D118","v":"Lamp"},{"$f":"'Input - Inventory'!E118","v":"Traffic"},{"$f":"'Input - Inventory'!F118","v":"Major > 130w"},{"$f":"'Input - Inventory'!G118","v":"6"},null,"Lamp - MBF6x160",null,52.620300658322449,0,0,null,0,0,10.993598662305162,0.33333333333333331,0,0,10.993598662305162,4.9094211792429674E-3,10.993598662305162,0.16666666666666666,10.993598662305162,4.590314436538903E-3,10.993598662305162,4.0032025620496396E-2,164.90397993457742,2.1598272138228944E-2,274.83996655762911,1.2221950623319483E-2,0,0,13192.318394766196,1.1123470522803115E-4,9344.5588629593894,2.4953586329427266E-4,0,0,0,0,16.761299381996384,null,65.961591973830977,0.33333333333333331,42.404380628262139,4.9094211792429674E-3,11.507309158858186,0.16666666666666666,0,4.9094211792429674E-3,24.113263148769089,null,82.898081264858945,0,2.2699999999999996,82.898081264858945,1.4200000000000001E-2,0,82.898081264858945,0.01,0,0,null,10.993598662305162,0,11.507309158858186,1.4200000000000001E-2,0,0.01,0.16340379005578626,null,31.883718666621988,0,0,null,{"$f":"IF($D121=\"Connection\",VLOOKUP(C121,'Input - General'!$F$62:$N$79,7,FALSE),0)","v":0},null,0.1801212933606588,41.037966320821255,7.391811570597481,null,8.6527813038891108E-2,48.429777891418745,4.1905227669037028]
[null,{"$f":"'Input - Inventory'!B119","v":111},{"$f":"'Input - Inventory'!C119","v":"MBF9x160"},{"$f":"'Input - Inventory'!D119","v":"Lamp"},{"$f":"'Input - Inventory'!E119","v":"Traffic"},{"$f":"'Input - Inventory'!F119","v":"Major > 130w"},{"$f":"'Input - Inventory'!G119","v":"9"},null,"Lamp - MBF9x160",null,66.716673329546282,0,0,null,0,0,10.993598662305162,0.33333333333333331,0,0,10.993598662305162,4.9094211792429674E-3,10.993598662305162,0.16666666666666666,10.993598662305162,4.590314436538903E-3,10.993598662305162,4.0032025620496396E-2,164.90397993457742,2.1598272138228944E-2,274.83996655762911,1.2221950623319483E-2,0,0,13192.318394766196,1.1123470522803115E-4,9344.5588629593894,2.4953586329427266E-4,0,0,0,0,16.761299381996384,null,98.942387960746458,0.33333333333333331,42.404380628262139,4.9094211792429674E-3,11.507309158858186,0.16666666666666666,0,4.9094211792429674E-3,35.106861811074246,null,82.898081264858945,0,2.2699999999999996,82.898081264858945,1.4200000000000001E-2,0,82.898081264858945,0.01,0,0,null,10.993598662305162,0,11.507309158858186,1.4200000000000001E-2,0,0.01,0.16340379005578626,null,31.883718666621988,0,0,null,{"$f":"IF($D122=\"Connection\",VLOOKUP(C122,'Input - General'!$F$62:$N$79,7,FALSE),0)","v":0},null,0.1801212933606588,52.031564983126415,9.3719927803398946,null,8.6527813038891108E-2,61.403557763466317,5.313115566079964]
[null,{"$f":"'Input - Inventory'!B120","v":112},{"$f":"'Input - Inventory'!C120","v":"MBI1x100"},{"$f":"'Input - Inventory'!D120","v":"Lamp"},{"$f":"'Input - Inventory'!E120","v":"Traffic"},{"$f":"'Input - Inventory'!F120","v":"Minor < 130w"},{"$f":"'Input - Inventory'!G120","v":"1"},null,"Lamp - MBI1x100",null,99.675803731544718,1,99.675803731544718,null,10.993598662305162,0.33333333333333331,0,0,10.993598662305162,1.8504811250925242E-2,0,0,10.993598662305162,0.16666666666666666,10.993598662305162,4.590314436538903E-3,10.993598662305162,4.0032025620496396E-2,164.90397993457742,2.1598272138228944E-2,274.83996655762911,1.2221950623319483E-2,0,0,13192.318394766196,1.1123470522803115E-4,9344.5588629593894,2.4953586329427266E-4,0,0,0,0,16.910761644101946,null,32.980795986915489,0.33333333333333331,42.404380628262139,1.8504811250925242E-2,11.507309158858186,0.16666666666666666,0,0,13.696168581853241,null,82.898081264858945,0.16,2.2699999999999996,82.898081264858945,1.4200000000000001E-2,0,82.898081264858945,0.01,0,30.108583115396765,null,32.980795986915489,0.16,11.507309158858186,1.4200000000000001E-2,0,0.01,5.4403311479622642,null,31.883718666621988,0.36319999999999991,11.580166619717103,null,{"$f":"IF($D123=\"Connection\",VLOOKUP(C123,'Input - General'!$F$62:$N$79,7,FALSE),0)","v":0},null,0.1801212933606588,77.736011109031324,14.001910861657262,null,8.6527813038891108E-2,91.737921970688589,7.937881760856123]
[null,{"$f":"'Input - Inventory'!B121","v":113},{"$f":"'Input - Inventory'!C121","v":"MBI1x100 (P09)"},{"$f":"'Input - Inventory'!D121","v":"Lamp"},{"$f":"'Input - Inventory'!E121","v":"Traffic"},{"$f":"'Input - Inventory'!F121","v":"Minor < 130w"},{"$f":"'Input - Inventory'!G121","v":1},null,"Lamp - MBI1x100 (P09)",null,99.675803731544718,34,3388.9773268725203,null,10.993598662305162,0.33333333333333331,0,0,10.993598662305162,1.8504811250925242E-2,0,0,10.993598662305162,0.16666666666666666,10.993598662305162,4.590314436538903E-3,10.993598662305162,4.0032025620496396E-2,164.90397993457742,2.1598272138228944E-2,274.83996655762911,1.2221950623319483E-2,0,0,13192.318394766196,1.1123470522803115E-4,9344.5588629593894,2.4953586329427266E-4,0,0,0,0,16.910761644101946,null,32.980795986915489,0.33333333333333331,42.404380628262139,1.8504811250925242E-2,11.507309158858186,0.16666666666666666,0,0,13.696168581853241,null,82.898081264858945,0.16,2.2699999999999996,82.898081264858945,1.4200000000000001E-2,0,82.898081264858945,0.01,0,30.108583115396765,null,32.980795986915489,0.16,11.507309158858186,1.4200000000000001E-2,0,0.01,5.4403311479622642,null,31.883718666621988,0.36319999999999991,11.580166619717103,null,{"$f":"IF($D124=\"Connection\",VLOOKUP(C124,'Input - General'!$F$62:$N$79,7,FALSE),0)","v":0},null,0.1801212933606588,77.736011109031324,14.001910861657262,null,8.6527813038891108E-2,91.737921970688589,7.937881760856123]
[null,{"$f":"'Input - Inventory'!B122","v":114},{"$f":"'Input - Inventory'!C122","v":"MBI1x1000"},{"$f":"'Input - Inventory'!D122","v":"Lamp"},{"$f":"'Input - Inventory'!E122","v":"Traffic"},{"$f":"'Input - Inventory'!F122","v":"Major > 130w"},{"$f":"'Input - Inventory'!G122","v":"1"},null,"Lamp - MBI1x1000",null,147.42441816835046,1,147.42441816835046,null,0,0,10.993598662305162,0.33333333333333331,0,0,10.993598662305162,4.9094211792429674E-3,10.993598662305162,0.16666666666666666,10.993598662305162,4.590314436538903E-3,10.993598662305162,4.0032025620496396E-2,164.90397993457742,2.1598272138228944E-2,274.83996655762911,1.2221950623319483E-2,0,0,13192.318394766196,1.1123470522803115E-4,9344.5588629593894,2.4953586329427266E-4,0,0,0,0,16.761299381996384,null,109.93598662305163,0.33333333333333331,42.404380628262139,4.9094211792429674E-3,11.507309158858186,0.16666666666666666,0,4.9094211792429674E-3,38.771394698509305,null,82.898081264858945,0.16,2.2699999999999996,82.898081264858945,1.4200000000000001E-2,0,82.898081264858945,0.01,0,30.108583115396765,null,109.93598662305163,0.16,11.507309158858186,1.4200000000000001E-2,0,0.01,17.753161649744047,null,31.883718666621988,0.36319999999999991,11.580166619717103,null,{"$f":"IF($D125=\"Connection\",VLOOKUP(C125,'Input - General'!$F$62:$N$79,7,FALSE),0)","v":0},null,0.1801212933606588,114.97460546536361,20.709374640052761,null,8.6527813038891108E-2,135.68398010541637,11.740438062934087]
[null,{"$f":"'Input - Inventory'!B123","v":115},{"$f":"'Input - Inventory'!C123","v":"MBI1x1000 (P09)"},{"$f":"'Input - Inventory'!D123","v":"Lamp"},{"$f":"'Input - Inventory'!E123","v":"Traffic"},{"$f":"'Input - Inventory'!F123","v":"Major > 130w"},{"$f":"'Input - Inventory'!G123","v":1},null,"Lamp - MBI1x1000 (P09)",null,147.42441816835046,10,1474.2441816835046,null,0,0,10.993598662305162,0.33333333333333331,0,0,10.993598662305162,4.9094211792429674E-3,10.993598662305162,0.16666666666666666,10.993598662305162,4.590314436538903E-3,10.993598662305162,4.0032025620496396E-2,164.90397993457742,2.1598272138228944E-2,274.83996655762911,1.2221950623319483E-2,0,0,13192.318394766196,1.1123470522803115E-4,9344.5588629593894,2.4953586329427266E-4,0,0,0,0,16.761299381996384,null,109.93598662305163,0.33333333333333331,42.404380628262139,4.9094211792429674E-3,11.507309158858186,0.16666666666666666,0,4.9094211792429674E-3,38.771394698509305,null,82.898081264858945,0.16,2.2699999999999996,82.898081264858945,1.4200000000000001E-2,0,82.898081264858945,0.01,0,30.108583115396765,null,109.93598662305163,0.16,11.507309158858186,1.4200000000000001E-2,0,0.01,17.753161649744047,null,31.883718666621988,0.36319999999999991,11.580166619717103,null,{"$f":"IF($D126=\"Connection\",VLOOKUP(C126,'Input - General'!$F$62:$N$79,7,FALSE),0)","v":0},null,0.1801212933606588,114.97460546536361,20.709374640052761,null,8.6527813038891108E-2,135.68398010541637,11.740438062934087]
[null,{"$f":"'Input - Inventory'!B124","v":116},{"$f":"'Input - Inventory'!C124","v":"MBI1x150"},{"$f":"'Input - Inventory'!D124","v":"Lamp"},{"$f":"'Input - Inventory'!E124","v":"Traffic"},{"$f":"'Input - Inventory'!F124","v":"Major > 130w"},{"$f":"'Input - Inventory'!G124","v":"1"},null,"Lamp - MBI1x150",null,147.42441816835046,5,737.12209084175231,null,0,0,10.993598662305162,0.33333333333333331,0,0,10.993598662305162,4.9094211792429674E-3,10.993598662305162,0.16666666666666666,10.993598662305162,4.590314436538903E-3,10.993598662305162,4.0032025620496396E-2,164.90397993457742,2.1598272138228944E-2,274.83996655762911,1.2221950623319483E-2,0,0,13192.318394766196,1.1123470522803115E-4,9344.5588629593894,2.4953586329427266E-4,0,0,0,0,16.761299381996384,null,109.93598662305163,0.33333333333333331,42.404380628262139,4.9094211792429674E-3,11.507309158858186,0.16666666666666666,0,4.9094211792429674E-3,38.771394698509305,null,82.898081264858945,0.16000000000000003,2.2699999999999996,82.898081264858945,1.4200000000000001E-2,0,82.898081264858945,0.01,0,30.108583115396769,null,109.93598662305163,0.16000000000000003,11.507309158858186,1.4200000000000001E-2,0,0.01,17.753161649744051,null,31.883718666621988,0.36320000000000002,11.580166619717106,null,{"$f":"IF($D127=\"Connection\",VLOOKUP(C127,'Input - General'!$F$62:$N$79,7,FALSE),0)","v":0},null,0.1801212933606588,114.97460546536361,20.709374640052761,null,8.6527813038891108E-2,135.68398010541637,11.740438062934087]
[null,{"$f":"'Input - Inventory'!B125","v":117},{"$f":"'Input - Inventory'!C125","v":"MBI1x150 (P09)"},{"$f":"'Input - Inventory'!D125","v":"Lamp"},{"$f":"'Input - Inventory'!E125","v":"Traffic"},{"$f":"'Input - Inventory'!F125","v":"Major > 130w"},{"$f":"'Input - Inventory'!G125","v":1},null,"Lamp - MBI1x150 (P09)",null,147.42441816835046,69,10172.284853616182,null,0,0,10.993598662305162,0.33333333333333331,0,0,10.993598662305162,4.9094211792429674E-3,10.993598662305162,0.16666666666666666,10.993598662305162,4.590314436538903E-3,10.993598662305162,4.0032025620496396E-2,164.90397993457742,2.1598272138228944E-2,274.83996655762911,1.2221950623319483E-2,0,0,13192.318394766196,1.1123470522803115E-4,9344.5588629593894,2.4953586329427266E-4,0,0,0,0,16.761299381996384,null,109.93598662305163,0.33333333333333331,42.404380628262139,4.9094211792429674E-3,11.507309158858186,0.16666666666666666,0,4.9094211792429674E-3,38.771394698509305,null,82.898081264858945,0.16000000000000003,2.2699999999999996,82.898081264858945,1.4200000000000001E-2,0,82.898081264858945,0.01,0,30.108583115396769,null,109.93598662305163,0.16000000000000003,11.507309158858186,1.4200000000000001E-2,0,0.01,17.753161649744051,null,31.883718666621988,0.36320000000000002,11.580166619717106,null,{"$f":"IF($D128=\"Connection\",VLOOKUP(C128,'Input - General'!$F$62:$N$79,7,FALSE),0)","v":0},null,0.1801212933606588,114.97460546536361,20.709374640052761,null,8.6527813038891108E-2,135.68398010541637,11.740438062934087]
[null,{"$f":"'Input - Inventory'!B126","v":118},{"$f":"'Input - Inventory'!C126","v":"MBI1x1500"},{"$f":"'Input - Inventory'!D126","v":"Lamp"},{"$f":"'Input - Inventory'!E126","v":"Traffic"},{"$f":"'Input - Inventory'!F126","v":"Major > 130w"},{"$f":"'Input - Inventory'!G126","v":"1"},null,"Lamp - MBI1x1500",null,147.42441816835046,0,0,null,0,0,10.993598662305162,0.33333333333333331,0,0,10.993598662305162,4.9094211792429674E-3,10.993598662305162,0.16666666666666666,10.993598662305162,4.590314436538903E-3,10.993598662305162,4.0032025620496396E-2,164.90397993457742,2.1598272138228944E-2,274.83996655762911,1.2221950623319483E-2,0,0,13192.318394766196,1.1123470522803115E-4,9344.5588629593894,2.4953586329427266E-4,0,0,0,0,16.761299381996384,null,109.93598662305163,0.33333333333333331,42.404380628262139,4.9094211792429674E-3,11.507309158858186,0.16666666666666666,0,4.9094211792429674E-3,38.771394698509305,null,82.898081264858945,0.16,2.2699999999999996,82.898081264858945,1.4200000000000001E-2,0,82.898081264858945,0.01,0,30.108583115396765,null,109.93598662305163,0.16,11.507309158858186,1.4200000000000001E-2,0,0.01,17.753161649744047,null,31.883718666621988,0.36319999999999991,11.580166619717103,null,{"$f":"IF($D129=\"Connection\",VLOOKUP(C129,'Input - General'!$F$62:$N$79,7,FALSE),0)","v":0},null,0.1801212933606588,114.97460546536361,20.709374640052761,null,8.6527813038891108E-2,135.68398010541637,11.740438062934087]
[null,{"$f":"'Input - Inventory'!B127","v":119},{"$f":"'Input - Inventory'!C127","v":"MBI1x250"},{"$f":"'Input - Inventory'!D127","v":"Lamp"},{"$f":"'Input - Inventory'!E127","v":"Traffic"},{"$f":"'Input - Inventory'!F127","v":"Major > 130w"},{"$f":"'Input - Inventory'!G127","v":"1"},null,"Lamp - MBI1x250",null,98.744944543724145,2,197.48988908744829,null,0,0,10.993598662305162,0.33333333333333331,0,0,10.993598662305162,4.9094211792429674E-3,10.993598662305162,0.16666666666666666,10.993598662305162,4.590314436538903E-3,10.993598662305162,4.0032025620496396E-2,164.90397993457742,2.1598272138228944E-2,274.83996655762911,1.2221950623319483E-2,0,0,13192.318394766196,1.1123470522803115E-4,9344.5588629593894,2.4953586329427266E-4,0,0,0,0,16.761299381996384,null,32.980795986915489,0.33333333333333331,42.404380628262139,4.9094211792429674E-3,11.507309158858186,0.16666666666666666,0,4.9094211792429674E-3,13.119664486463931,null,82.898081264858945,0.16000000000000003,2.2699999999999996,82.898081264858945,1.4200000000000001E-2,0,82.898081264858945,0.01,0,30.108583115396769,null,32.980795986915489,0.16000000000000003,11.507309158858186,1.4200000000000001E-2,0,0.01,5.4403311479622651,null,31.883718666621988,0.36320000000000002,11.580166619717106,null,{"$f":"IF($D130=\"Connection\",VLOOKUP(C130,'Input - General'!$F$62:$N$79,7,FALSE),0)","v":0},null,0.1801212933606588,77.010044751536455,13.87114886240896,null,8.6527813038891108E-2,90.881193613945413,7.8637509297787336]
[null,{"$f":"'Input - Inventory'!B128","v":120},{"$f":"'Input - Inventory'!C128","v":"MBI1x250 (P09)"},{"$f":"'Input - Inventory'!D128","v":"Lamp"},{"$f":"'Input - Inventory'!E128","v":"Traffic"},{"$f":"'Input - Inventory'!F128","v":"Major > 130w"},{"$f":"'Input - Inventory'!G128","v":1},null,"Lamp - MBI1x250 (P09)",null,98.744944543724145,61,6023.4416171671728,null,0,0,10.993598662305162,0.33333333333333331,0,0,10.993598662305162,4.9094211792429674E-3,10.993598662305162,0.16666666666666666,10.993598662305162,4.590314436538903E-3,10.993598662305162,4.0032025620496396E-2,164.90397993457742,2.1598272138228944E-2,274.83996655762911,1.2221950623319483E-2,0,0,13192.318394766196,1.1123470522803115E-4,9344.5588629593894,2.4953586329427266E-4,0,0,0,0,16.761299381996384,null,32.980795986915489,0.33333333333333331,42.404380628262139,4.9094211792429674E-3,11.507309158858186,0.16666666666666666,0,4.9094211792429674E-3,13.119664486463931,null,82.898081264858945,0.16000000000000003,2.2699999999999996,82.898081264858945,1.4200000000000001E-2,0,82.898081264858945,0.01,0,30.108583115396769,null,32.980795986915489,0.16000000000000003,11.507309158858186,1.4200000000000001E-2,0,0.01,5.4403311479622651,null,31.883718666621988,0.36320000000000002,11.580166619717106,null,{"$f":"IF($D131=\"Connection\",VLOOKUP(C131,'Input - General'!$F$62:$N$79,7,FALSE),0)","v":0},null,0.1801212933606588,77.010044751536455,13.87114886240896,null,8.6527813038891108E-2,90.881193613945413,7.8637509297787336]
[null,{"$f":"'Input - Inventory'!B129","v":121},{"$f":"'Input - Inventory'!C129","v":"MBI1x3745"},{"$f":"'Input - Inventory'!D129","v":"Lamp"},{"$f":"'Input - Inventory'!E129","v":"Traffic"},{"$f":"'Input - Inventory'!F129","v":"Major > 130w"},{"$f":"'Input - Inventory'!G129","v":"1"},null,"Lamp - MBI1x3745",null,77.882312990312855,0,0,null,0,0,10.993598662305162,0.33333333333333331,0,0,10.993598662305162,4.9094211792429674E-3,10.993598662305162,0.16666666666666666,10.993598662305162,4.590314436538903E-3,10.993598662305162,4.0032025620496396E-2,164.90397993457742,2.1598272138228944E-2,274.83996655762911,1.2221950623319483E-2,0,0,13192.318394766196,1.1123470522803115E-4,9344.5588629593894,2.4953586329427266E-4,0,0,0,0,16.761299381996384,null,0,0.33333333333333331,42.404380628262139,4.9094211792429674E-3,11.507309158858186,0.16666666666666666,0,4.9094211792429674E-3,2.126065824158768,null,82.898081264858945,0.16,2.2699999999999996,82.898081264858945,1.4200000000000001E-2,0,82.898081264858945,0.01,0,30.108583115396765,null,0,0.16,11.507309158858186,1.4200000000000001E-2,0,0.01,0.16340379005578626,null,31.883718666621988,0.36319999999999991,11.580166619717103,null,{"$f":"IF($D132=\"Connection\",VLOOKUP(C132,'Input - General'!$F$62:$N$79,7,FALSE),0)","v":0},null,0.1801212933606588,60.739518731324807,10.940480671990185,null,8.6527813038891108E-2,71.679999403314994,6.2023135869978656]
[null,{"$f":"'Input - Inventory'!B130","v":122},{"$f":"'Input - Inventory'!C130","v":"MBI1x400"},{"$f":"'Input - Inventory'!D130","v":"Lamp"},{"$f":"'Input - Inventory'!E130","v":"Traffic"},{"$f":"'Input - Inventory'!F130","v":"Major > 130w"},{"$f":"'Input - Inventory'!G130","v":"1"},null,"Lamp - MBI1x400",null,83.689690404567756,13,1087.9659752593809,null,0,0,10.993598662305162,0.33333333333333331,0,0,10.993598662305162,4.9094211792429674E-3,10.993598662305162,0.16666666666666666,10.993598662305162,4.590314436538903E-3,10.993598662305162,4.0032025620496396E-2,164.90397993457742,2.1598272138228944E-2,274.83996655762911,1.2221950623319483E-2,0,0,13192.318394766196,1.1123470522803115E-4,9344.5588629593894,2.4953586329427266E-4,0,0,0,0,16.761299381996384,null,32.980795986915489,0.33333333333333331,42.404380628262139,4.9094211792429674E-3,11.507309158858186,0.16666666666666666,0,4.9094211792429674E-3,13.119664486463931,null,82.898081264858945,0.12,2.2699999999999996,82.898081264858945,1.4200000000000001E-2,0,82.898081264858945,0.01,0,22.58143733654757,null,32.980795986915489,0.12,11.507309158858186,1.4200000000000001E-2,0,0.01,4.1210993084856442,null,31.883718666621988,0.27239999999999992,8.6851249647878266,null,{"$f":"IF($D133=\"Connection\",VLOOKUP(C133,'Input - General'!$F$62:$N$79,7,FALSE),0)","v":0},null,0.1801212933606588,65.268625478281365,11.756269237020486,null,8.6527813038891108E-2,77.024894715301841,6.664795689265909]
[null,{"$f":"'Input - Inventory'!B131","v":123},{"$f":"'Input - Inventory'!C131","v":"MBI1x400 (P09)"},{"$f":"'Input - Inventory'!D131","v":"Lamp"},{"$f":"'Input - Inventory'!E131","v":"Traffic"},{"$f":"'Input - Inventory'!F131","v":"Major > 130w"},{"$f":"'Input - Inventory'!G131","v":1},null,"Lamp - MBI1x400 (P09)",null,83.689690404567756,109,9122.1762540978852,null,0,0,10.993598662305162,0.33333333333333331,0,0,10.993598662305162,4.9094211792429674E-3,10.993598662305162,0.16666666666666666,10.993598662305162,4.590314436538903E-3,10.993598662305162,4.0032025620496396E-2,164.90397993457742,2.1598272138228944E-2,274.83996655762911,1.2221950623319483E-2,0,0,13192.318394766196,1.1123470522803115E-4,9344.5588629593894,2.4953586329427266E-4,0,0,0,0,16.761299381996384,null,32.980795986915489,0.33333333333333331,42.404380628262139,4.9094211792429674E-3,11.507309158858186,0.16666666666666666,0,4.9094211792429674E-3,13.119664486463931,null,82.898081264858945,0.12,2.2699999999999996,82.898081264858945,1.4200000000000001E-2,0,82.898081264858945,0.01,0,22.58143733654757,null,32.980795986915489,0.12,11.507309158858186,1.4200000000000001E-2,0,0.01,4.1210993084856442,null,31.883718666621988,0.27239999999999992,8.6851249647878266,null,{"$f":"IF($D134=\"Connection\",VLOOKUP(C134,'Input - General'!$F$62:$N$79,7,FALSE),0)","v":0},null,0.1801212933606588,65.268625478281365,11.756269237020486,null,8.6527813038891108E-2,77.024894715301841,6.664795689265909]
[null,{"$f":"'Input - Inventory'!B132","v":124},{"$f":"'Input - Inventory'!C132","v":"MBI1x500"},{"$f":"'Input - Inventory'!D132","v":"Lamp"},{"$f":"'Input - Inventory'!E132","v":"Traffic"},{"$f":"'Input - Inventory'!F132","v":"Major > 130w"},{"$f":"'Input - Inventory'!G132","v":"1"},null,"Lamp - MBI1x500",null,147.42441816835046,0,0,null,0,0,10.993598662305162,0.33333333333333331,0,0,10.993598662305162,4.9094211792429674E-3,10.993598662305162,0.16666666666666666,10.993598662305162,4.590314436538903E-3,10.993598662305162,4.0032025620496396E-2,164.90397993457742,2.1598272138228944E-2,274.83996655762911,1.2221950623319483E-2,0,0,13192.318394766196,1.1123470522803115E-4,9344.5588629593894,2.4953586329427266E-4,0,0,0,0,16.761299381996384,null,109.93598662305163,0.33333333333333331,42.404380628262139,4.9094211792429674E-3,11.507309158858186,0.16666666666666666,0,4.9094211792429674E-3,38.771394698509305,null,82.898081264858945,0.16,2.2699999999999996,82.898081264858945,1.4200000000000001E-2,0,82.898081264858945,0.01,0,30.108583115396765,null,109.93598662305163,0.16,11.507309158858186,1.4200000000000001E-2,0,0.01,17.753161649744047,null,31.883718666621988,0.36319999999999991,11.580166619717103,null,{"$f":"IF($D135=\"Connection\",VLOOKUP(C135,'Input - General'!$F$62:$N$79,7,FALSE),0)","v":0},null,0.1801212933606588,114.97460546536361,20.709374640052761,null,8.6527813038891108E-2,135.68398010541637,11.740438062934087]
[null,{"$f":"'Input - Inventory'!B133","v":125},{"$f":"'Input - Inventory'!C133","v":"MBI1x70"},{"$f":"'Input - Inventory'!D133","v":"Lamp"},{"$f":"'Input - Inventory'!E133","v":"NonTraffic"},{"$f":"'Input - Inventory'!F133","v":"Minor < 130w"},{"$f":"'Input - Inventory'!G133","v":"1"},null,"Lamp - MBI1x70",null,71.256860173778804,0,0,null,10.993598662305162,0.33333333333333331,0,0,10.993598662305162,1.8504811250925242E-2,0,0,10.993598662305162,0.16666666666666666,10.993598662305162,4.590314436538903E-3,10.993598662305162,4.0032025620496396E-2,164.90397993457742,2.1598272138228944E-2,274.83996655762911,1.2221950623319483E-2,0,0,13192.318394766196,1.1123470522803115E-4,9344.5588629593894,2.4953586329427266E-4,0,0,0,0,16.910761644101946,null,32.980795986915489,0.33333333333333331,42.404380628262139,1.8504811250925242E-2,11.507309158858186,0.16666666666666666,0,1.8504811250925242E-2,13.696168581853241,null,82.898081264858945,0.12,1.5133333333333332,82.898081264858945,1.4200000000000001E-2,0,82.898081264858945,0.01,0,15.054291557698381,null,32.980795986915489,0.12,11.507309158858186,1.4200000000000001E-2,0,0.01,4.1210993084856442,null,31.883718666621988,0.18159999999999998,5.7900833098585522,null,{"$f":"IF($D136=\"Connection\",VLOOKUP(C136,'Input - General'!$F$62:$N$79,7,FALSE),0)","v":0},null,0.1801212933606588,55.572404401997765,10.009773356049406,null,8.6527813038891108E-2,65.58217775804718,5.6746824157316293]
[null,{"$f":"'Input - Inventory'!B134","v":126},{"$f":"'Input - Inventory'!C134","v":"MBI1x70 (P09)"},{"$f":"'Input - Inventory'!D134","v":"Lamp"},{"$f":"'Input - Inventory'!E134","v":"NonTraffic"},{"$f":"'Input - Inventory'!F134","v":"Minor < 130w"},{"$f":"'Input - Inventory'!G134","v":1},null,"Lamp - MBI1x70 (P09)",null,71.256860173778804,183,13040.005411801521,null,10.993598662305162,0.33333333333333331,0,0,10.993598662305162,1.8504811250925242E-2,0,0,10.993598662305162,0.16666666666666666,10.993598662305162,4.590314436538903E-3,10.993598662305162,4.0032025620496396E-2,164.90397993457742,2.1598272138228944E-2,274.83996655762911,1.2221950623319483E-2,0,0,13192.318394766196,1.1123470522803115E-4,9344.5588629593894,2.4953586329427266E-4,0,0,0,0,16.910761644101946,null,32.980795986915489,0.33333333333333331,42.404380628262139,1.8504811250925242E-2,11.507309158858186,0.16666666666666666,0,1.8504811250925242E-2,13.696168581853241,null,82.898081264858945,0.12,1.5133333333333332,82.898081264858945,1.4200000000000001E-2,0,82.898081264858945,0.01,0,15.054291557698381,null,32.980795986915489,0.12,11.507309158858186,1.4200000000000001E-2,0,0.01,4.1210993084856442,null,31.883718666621988,0.18159999999999998,5.7900833098585522,null,{"$f":"IF($D137=\"Connection\",VLOOKUP(C137,'Input - General'!$F$62:$N$79,7,FALSE),0)","v":0},null,0.1801212933606588,55.572404401997765,10.009773356049406,null,8.6527813038891108E-2,65.58217775804718,5.6746824157316293]
[null,{"$f":"'Input - Inventory'!B135","v":127},{"$f":"'Input - Inventory'!C135","v":"MBI1x70 II"},{"$f":"'Input - Inventory'!D135","v":"Lamp"},{"$f":"'Input - Inventory'!E135","v":"Traffic"},{"$f":"'Input - Inventory'!F135","v":"Minor < 130w"},{"$f":"'Input - Inventory'!G135","v":1},null,"Lamp - MBI1x70 II",null,51.875371839723201,79,4098.1543753381329,null,10.993598662305162,0.33333333333333331,0,0,10.993598662305162,1.8504811250925242E-2,0,0,10.993598662305162,0.16666666666666666,10.993598662305162,4.590314436538903E-3,10.993598662305162,4.0032025620496396E-2,164.90397993457742,2.1598272138228944E-2,274.83996655762911,1.2221950623319483E-2,0,0,13192.318394766196,1.1123470522803115E-4,9344.5588629593894,2.4953586329427266E-4,0,0,0,0,16.910761644101946,null,32.980795986915489,0.33333333333333331,42.404380628262139,1.8504811250925242E-2,11.507309158858186,0.16666666666666666,0,0,13.696168581853241,null,82.898081264858945,3.3000000000000002E-2,2.2699999999999996,82.898081264858945,1.4200000000000001E-2,0,82.898081264858945,0.01,0,6.209895267550583,null,32.980795986915489,3.3000000000000002E-2,11.507309158858186,1.4200000000000001E-2,0,0.01,1.2517700576239974,null,31.883718666621988,7.490999999999999E-2,2.3884093653166527,null,{"$f":"IF($D138=\"Connection\",VLOOKUP(C138,'Input - General'!$F$62:$N$79,7,FALSE),0)","v":0},null,0.1801212933606588,40.457004916446422,7.2871680510488615,null,8.6527813038891108E-2,47.744172967495288,4.1311988722279107]
[null,{"$f":"'Input - Inventory'!B136","v":128},{"$f":"'Input - Inventory'!C136","v":"MBI2x400"},{"$f":"'Input - Inventory'!D136","v":"Lamp"},{"$f":"'Input - Inventory'!E136","v":"Traffic"},{"$f":"'Input - Inventory'!F136","v":"Major > 130w"},{"$f":"'Input - Inventory'!G136","v":"2"},null,"Lamp - MBI2x400",null,97.786063075791589,0,0,null,0,0,10.993598662305162,0.33333333333333331,0,0,10.993598662305162,4.9094211792429674E-3,10.993598662305162,0.16666666666666666,10.993598662305162,4.590314436538903E-3,10.993598662305162,4.0032025620496396E-2,164.90397993457742,2.1598272138228944E-2,274.83996655762911,1.2221950623319483E-2,0,0,13192.318394766196,1.1123470522803115E-4,9344.5588629593894,2.4953586329427266E-4,0,0,0,0,16.761299381996384,null,65.961591973830977,0.33333333333333331,42.404380628262139,4.9094211792429674E-3,11.507309158858186,0.16666666666666666,0,4.9094211792429674E-3,24.113263148769089,null,82.898081264858945,0.12,2.2699999999999996,82.898081264858945,1.4200000000000001E-2,0,82.898081264858945,0.01,0,22.58143733654757,null,32.980795986915489,0.12,11.507309158858186,1.4200000000000001E-2,0,0.01,4.1210993084856442,null,31.883718666621988,0.27239999999999992,8.6851249647878266,null,{"$f":"IF($D139=\"Connection\",VLOOKUP(C139,'Input - General'!$F$62:$N$79,7,FALSE),0)","v":0},null,0.1801212933606588,76.262224140586511,13.736450446762898,null,8.6527813038891108E-2,89.998674587349413,7.7873884884421702]
[null,{"$f":"'Input - Inventory'!B137","v":129},{"$f":"'Input - Inventory'!C137","v":"MBI4x150"},{"$f":"'Input - Inventory'!D137","v":"Lamp"},{"$f":"'Input - Inventory'!E137","v":"Traffic"},{"$f":"'Input - Inventory'!F137","v":"Major > 130w"},{"$f":"'Input - Inventory'!G137","v":"4"},null,"Lamp - MBI4x150",null,269.38590639348985,5,{"$f":"L140*K140","v":1346.9295319674493},null,0,{"$f":"IF(AND($D140=\"Lamp\",CycleBulkTask1<>0, OR($F140=O$9,O$9=\"All\")),1/CycleBulkTask1,0)","v":0},10.993598662305162,{"$f":"IF(AND($D140=\"Lamp\",CycleBulkTask2<>0, OR($F140=Q$9,Q$9=\"All\")),1/CycleBulkTask2,0)","v":0.33333333333333331},0,{"$f":"IF(AND($D140=\"Lamp\",CycleBulkTask3<>0, OR($F140=S$9,S$9=\"All\")),1/CycleBulkTask3,0)","v":0},10.993598662305162,{"$f":"IF(AND($D140=\"Lamp\",CycleBulkTask4<>0, OR($F140=U$9,U$9=\"All\")),1/CycleBulkTask4,0)","v":4.9094211792429674E-3},10.993598662305162,{"$f":"IF(AND($D140=\"Lamp\",CycleBulkTask5<>0, OR($F140=W$9,W$9=\"All\")),1/CycleBulkTask5,0)","v":0.16666666666666666},10.993598662305162,{"$f":"IF(AND($D140=\"Lamp\",CycleBulkTask6<>0, OR($F140=Y$9,Y$9=\"All\")),1/CycleBulkTask6,0)","v":4.590314436538903E-3},10.993598662305162,{"$f":"IF(AND($D140=\"Lamp\",CycleBulkTask7<>0, OR($F140=AA$9,AA$9=\"All\")),1/CycleBulkTask7,0)","v":4.0032025620496396E-2},164.90397993457742,{"$f":"IF(AND($D140=\"Lamp\",CycleBulkTask8<>0, OR($F140=AC$9,AC$9=\"All\")),1/CycleBulkTask8,0)","v":2.1598272138228944E-2},274.83996655762911,{"$f":"IF(AND($D140=\"Lamp\",CycleBulkTask9<>0, OR($F140=AE$9,AE$9=\"All\")),1/CycleBulkTask9,0)","v":1.2221950623319483E-2},0,{"$f":"IF(AND($D140=\"Lamp\",CycleBulkTask10<>0, OR($F140=AG$9,AG$9=\"All\")),1/CycleBulkTask10,0)","v":0},13192.318394766196,{"$f":"IF(AND($D140=\"Lamp\",CycleBulkTask11<>0, OR($F140=AI$9,AI$9=\"All\")),1/CycleBulkTask11,0)","v":1.1123470522803115E-4},9344.5588629593894,{"$f":"IF(AND($D140=\"Lamp\",CycleBulkTask12<>0, OR($F140=AK$9,AK$9=\"All\")),1/CycleBulkTask12,0)","v":2.4953586329427266E-4},0,{"$f":"IF(AND($D140=\"Lamp\",CycleBulkTask13<>0, OR($F140=AM$9,AM$9=\"All\")),1/CycleBulkTask13,0)","v":0},0,{"$f":"IF(AND($D140=\"Lamp\",CycleBulkTask14<>0, OR($F140=AO$9,AO$9=\"All\")),1/CycleBulkTask14,0)","v":0},{"$f":"O140*P140+Q140*R140+S140*T140+U140*V140+W140*X140+Y140*Z140+AA140*AB140+AC140*AD140+AE140*AF140+AG140*AH140+AI140*AJ140+AK140*AL140+AM140*AN140+AO140*AP140","v":16.761299381996384},null,439.74394649220653,{"$f":"MAX(P140,R140)","v":0.33333333333333331},42.404380628262139,{"$f":"MAX(T140,V140)","v":4.9094211792429674E-3},11.507309158858186,{"$f":"X140","v":0.16666666666666666},0,{"$f":"INDIRECT($E140)*$V140 +(1-INDIRECT($E140))*$T140","v":4.9094211792429674E-3},{"$f":"AS140*AT140+AU140*AV140+AW140*AX140+AY140*AZ140","v":148.70738132156094},null,{"$f":"IF($D140=$AS$9,(INDIRECT(\"PriceLabour\" & \"FY17\")*ProportionStandardHours + INDIRECT(\"PriceLabourOvertime\" & \"FY17\")*ProportionOvertimeHours)*(1+RateOnCostAnnual),0)","v":82.898081264858945},{"$f":"BO140","v":0.12},{"$f":"IF($D140=\"Lamp\",(NumberOfCrew+INDIRECT($E140)*TrafficController)*(TimeToReplaceLamp),0)","v":2.2699999999999996},{"$f":"IF($D140=$AS$9,(INDIRECT(\"PriceLabour\" & \"FY17\")*ProportionStandardHours + INDIRECT(\"PriceLabourOvertime\" & \"FY17\")*ProportionOvertimeHours)*(1+RateOnCostAnnual),0)","v":82.898081264858945},{"$f":"BQ140","v":1.4200000000000001E-2},{"$f":"IF($D140=\"Lamp\",(NumberOfCrew+INDIRECT($E140)*TrafficController)*(TimeForPECellReplace),0)","v":0},{"$f":"IF($D140=$AS$9,(INDIRECT(\"PriceLabour\" & \"FY17\")*ProportionStandardHours + INDIRECT(\"PriceLabourOvertime\" & \"FY17\")*ProportionOvertimeHours)*(1+RateOnCostAnnual),0)","v":82.898081264858945},{"$f":"BS140","v":0.01},{"$f":"IF($D140=\"Lamp\",(NumberOfCrew+INDIRECT($E140)*TrafficController)*(TimeForOtherSpot),0)","v":0},{"$f":"BC140*BD140*BE140+BF140*BG140*BH140+BI140*BJ140*BK140","v":22.58143733654757},null,109.93598662305163,{"$f":"IF($D140=\"Lamp\",INDIRECT(BO$10 & $B140),0)","v":0.12},11.507309158858186,{"$f":"IF($D140=\"Lamp\",INDIRECT(\"FailurePECell\" & \"Annual\"),0)","v":1.4200000000000001E-2},0,{"$f":"IF($D140=\"Lamp\",INDIRECT(\"FailureMisc\" & \"Annual\"),0)","v":0.01},{"$f":"BN140*BO140+BP140*BQ140+BR140*BS140","v":13.355722184821982},null,31.883718666621988,{"$f":"BD140*BE140+BG140*BH140+BJ140*BK140","v":0.27239999999999992},{"$f":"BV140*BW140","v":8.6851249647878266},null,{"$f":"IF($D140=\"Connection\",VLOOKUP(C140,'Input - General'!$F$62:$N$79,7,FALSE),0)","v":0},null,{"$f":"RateOverhead","v":0.1801212933606588},{"$f":"BX140+BL140+BT140+BA140+AQ140+BZ140","v":210.09096518971472},{"$f":"CC140*CB140","v":37.841856373360564},null,{"$f":"CorporateOverheads","v":8.6527813038891108E-2},247.93282156307529,{"$f":"CG140*CF140","v":21.453084830414529}]
[null,{"$f":"'Input - Inventory'!B138","v":130},{"$f":"'Input - Inventory'!C138","v":"SON1x100"},{"$f":"'Input - Inventory'!D138","v":"Lamp"},{"$f":"'Input - Inventory'!E138","v":"Traffic"},{"$f":"'Input - Inventory'!F138","v":"Minor < 130w"},{"$f":"'Input - Inventory'!G138","v":"1"},null,{"$f":"CONCATENATE(D141,\" - \",C141)","v":"Lamp - SON1x100"},null,{"$f":"AQ141+BA141+BL141+BT141+BX141+BZ141+CD141+CH141","v":90.04044108248462},{"$f":"INDIRECT(L$10&$B141&\"FY17\")","v":63},5672.5477881965307,null,{"$f":"IF(AND($D141=\"Lamp\", OR($F141=O$9, O$9=\"All\")),INDIRECT(\"PriceBulkTask1\" & \"FY17\"),0)","v":10.993598662305162},0.33333333333333331,{"$f":"IF(AND($D141=\"Lamp\", OR($F141=Q$9, Q$9=\"All\")),INDIRECT(\"PriceBulkTask2\" & \"FY17\"),0)","v":0},0,{"$f":"IF(AND($D141=\"Lamp\", OR($F141=S$9, S$9=\"All\")),INDIRECT(\"PriceBulkTask3\" & \"FY17\"),0)","v":10.993598662305162},1.8504811250925242E-2,{"$f":"IF(AND($D141=\"Lamp\", OR($F141=U$9, U$9=\"All\")),INDIRECT(\"PriceBulkTask4\" & \"FY17\"),0)","v":0},0,{"$f":"IF(AND($D141=\"Lamp\", OR($F141=W$9, W$9=\"All\")),INDIRECT(\"PriceBulkTask5\" & \"FY17\"),0)","v":10.993598662305162},0.16666666666666666,{"$f":"IF(AND($D141=\"Lamp\", OR($F141=Y$9, Y$9=\"All\")),INDIRECT(\"PriceBulkTask6\" & \"FY17\"),0)","v":10.993598662305162},4.590314436538903E-3,{"$f":"IF(AND($D141=\"Lamp\", OR($F141=AA$9, AA$9=\"All\")),INDIRECT(\"PriceBulkTask7\" & \"FY17\"),0)","v":10.993598662305162},4.0032025620496396E-2,{"$f":"IF(AND($D141=\"Lamp\", OR($F141=AC$9, AC$9=\"All\")),INDIRECT(\"PriceBulkTask8\" & \"FY17\"),0)","v":164.90397993457742},2.1598272138228944E-2,{"$f":"IF(AND($D141=\"Lamp\", OR($F141=AE$9, AE$9=\"All\")),INDIRECT(\"PriceBulkTask9\" & \"FY17\"),0)","v":274.83996655762911},1.2221950623319483E-2,{"$f":"IF(AND($D141=\"Lamp\", OR($F141=AG$9, AG$9=\"All\")),INDIRECT(\"PriceBulkTask10\" & \"FY17\"),0)","v":0},0,{"$f":"IF(AND($D141=\"Lamp\", OR($F141=AI$9, AI$9=\"All\")),INDIRECT(\"PriceBulkTask11\" & \"FY17\"),0)","v":13192.318394766196},1.1123470522803115E-4,{"$f":"IF(AND($D141=\"Lamp\", OR($F141=AK$9, AK$9=\"All\")),INDIRECT(\"PriceBulkTask12\" & \"FY17\"),0)","v":9344.5588629593894},2.4953586329427266E-4,{"$f":"IF(AND($D141=\"Lamp\", OR($F141=AM$9, AM$9=\"All\")),INDIRECT(\"PriceBulkTask13\" & \"FY17\"),0)","v":0},0,{"$f":"IF(AND($D141=\"Lamp\", OR($F141=AO$9, AO$9=\"All\")),INDIRECT(\"PriceBulkTask14\" & \"FY17\"),0)","v":0},0,16.910761644101946,null,{"$f":"IF($D141=\"Lamp\",$G141*INDIRECT(\"Price\" & $B141 & \"FY17\"),0)","v":32.980795986915489},0.33333333333333331,{"$f":"IF($D141=\"Lamp\",INDIRECT(\"PriceVisor\" & \"FY17\"),0)","v":42.404380628262139},1.8504811250925242E-2,{"$f":"IF($D141=\"Lamp\",INDIRECT(\"PricePECell\" & \"FY17\"),0)","v":11.507309158858186},0.16666666666666666,{"$f":"IF($D141=\"Lamp\",INDIRECT(\"PriceMisc\" & \"FY17\"),0)","v":0},0,13.696168581853241,null,82.898081264858945,0.13439999999999999,2.2699999999999996,82.898081264858945,1.4200000000000001E-2,0,82.898081264858945,0.01,0,25.291209816933279,null,{"$f":"IF($D141=\"Lamp\",INDIRECT(\"Price\" & $B141 & \"FY17\"),0)","v":32.980795986915489},0.13439999999999999,{"$f":"IF($D141=\"Lamp\",INDIRECT(\"pRICEpecELL\" & \"FY17\"),0)","v":11.507309158858186},1.4200000000000001E-2,{"$f":"IF($D141=\"Lamp\",INDIRECT(\"PriceMisc\" & \"FY17\"),0)","v":0},0.01,4.5960227706972274,null,{"$f":"IF(AND($D141=\"Lamp\"),INDIRECT(\"PriceEWP\"&\"FY17\"),0)","v":31.883718666621988},0.30508799999999991,9.7273399605623663,null,{"$f":"IF($D141=\"Connection\",VLOOKUP(C141,'Input - General'!$F$62:$N$79,7,FALSE),0)","v":0},null,0.1801212933606588,70.221502774148064,12.64838790140864,null,8.6527813038891108E-2,{"$f":"AQ141+BA141+BL141+BT141+BX141+BZ141+CD141","v":82.869890675556704},7.1705504069279158]
[null,{"$f":"'Input - Inventory'!B139","v":131},{"$f":"'Input - Inventory'!C139","v":"SON1x100 (P09)"},{"$f":"'Input - Inventory'!D139","v":"Lamp"},{"$f":"'Input - Inventory'!E139","v":"Traffic"},{"$f":"'Input - Inventory'!F139","v":"Minor < 130w"},{"$f":"'Input - Inventory'!G139","v":1},null,"Lamp - SON1x100 (P09)",null,90.04044108248462,1383,124525.93001707623,null,10.993598662305162,0.33333333333333331,0,0,10.993598662305162,1.8504811250925242E-2,0,0,10.993598662305162,0.16666666666666666,10.993598662305162,4.590314436538903E-3,10.993598662305162,4.0032025620496396E-2,164.90397993457742,2.1598272138228944E-2,274.83996655762911,1.2221950623319483E-2,0,0,13192.318394766196,1.1123470522803115E-4,9344.5588629593894,2.4953586329427266E-4,0,0,0,0,16.910761644101946,null,32.980795986915489,0.33333333333333331,42.404380628262139,1.8504811250925242E-2,11.507309158858186,0.16666666666666666,0,0,13.696168581853241,null,82.898081264858945,0.13439999999999999,2.2699999999999996,82.898081264858945,1.4200000000000001E-2,0,82.898081264858945,0.01,0,25.291209816933279,null,32.980795986915489,0.13439999999999999,11.507309158858186,1.4200000000000001E-2,0,0.01,4.5960227706972274,null,31.883718666621988,0.30508799999999991,9.7273399605623663,null,{"$f":"IF($D142=\"Connection\",VLOOKUP(C142,'Input - General'!$F$62:$N$79,7,FALSE),0)","v":0},null,0.1801212933606588,70.221502774148064,12.64838790140864,null,8.6527813038891108E-2,82.869890675556704,7.1705504069279158]
[null,{"$f":"'Input - Inventory'!B140","v":132},{"$f":"'Input - Inventory'!C140","v":"SON1x1000"},{"$f":"'Input - Inventory'!D140","v":"Lamp"},{"$f":"'Input - Inventory'!E140","v":"Traffic"},{"$f":"'Input - Inventory'!F140","v":"Major > 130w"},{"$f":"'Input - Inventory'!G140","v":"1"},null,"Lamp - SON1x1000",null,109.41994119415233,0,0,null,0,0,10.993598662305162,0.33333333333333331,0,0,10.993598662305162,4.9094211792429674E-3,10.993598662305162,0.16666666666666666,10.993598662305162,4.590314436538903E-3,10.993598662305162,4.0032025620496396E-2,164.90397993457742,2.1598272138228944E-2,274.83996655762911,1.2221950623319483E-2,0,0,13192.318394766196,1.1123470522803115E-4,9344.5588629593894,2.4953586329427266E-4,0,0,0,0,16.761299381996384,null,109.93598662305163,0.33333333333333331,42.404380628262139,4.9094211792429674E-3,11.507309158858186,0.16666666666666666,0,4.9094211792429674E-3,38.771394698509305,null,82.898081264858945,0.08,2.2699999999999996,82.898081264858945,1.4200000000000001E-2,0,82.898081264858945,0.01,0,15.054291557698383,null,109.93598662305163,0.08,11.507309158858186,1.4200000000000001E-2,0,0.01,8.958282719899918,null,31.883718666621988,0.18159999999999996,5.7900833098585514,null,{"$f":"IF($D143=\"Connection\",VLOOKUP(C143,'Input - General'!$F$62:$N$79,7,FALSE),0)","v":0},null,0.1801212933606588,85.335351667962541,15.370713911820065,null,8.6527813038891108E-2,100.70606557978259,8.7138756143697353]
[null,{"$f":"'Input - Inventory'!B141","v":133},{"$f":"'Input - Inventory'!C141","v":"SON1x1000 (P09)"},{"$f":"'Input - Inventory'!D141","v":"Lamp"},{"$f":"'Input - Inventory'!E141","v":"Traffic"},{"$f":"'Input - Inventory'!F141","v":"Major > 130w"},{"$f":"'Input - Inventory'!G141","v":1},null,"Lamp - SON1x1000 (P09)",null,109.41994119415233,49,5361.5771185134645,null,0,0,10.993598662305162,0.33333333333333331,0,0,10.993598662305162,4.9094211792429674E-3,10.993598662305162,0.16666666666666666,10.993598662305162,4.590314436538903E-3,10.993598662305162,4.0032025620496396E-2,164.90397993457742,2.1598272138228944E-2,274.83996655762911,1.2221950623319483E-2,0,0,13192.318394766196,1.1123470522803115E-4,9344.5588629593894,2.4953586329427266E-4,0,0,0,0,16.761299381996384,null,109.93598662305163,0.33333333333333331,42.404380628262139,4.9094211792429674E-3,11.507309158858186,0.16666666666666666,0,4.9094211792429674E-3,38.771394698509305,null,82.898081264858945,0.08,2.2699999999999996,82.898081264858945,1.4200000000000001E-2,0,82.898081264858945,0.01,0,15.054291557698383,null,109.93598662305163,0.08,11.507309158858186,1.4200000000000001E-2,0,0.01,8.958282719899918,null,31.883718666621988,0.18159999999999996,5.7900833098585514,null,{"$f":"IF($D144=\"Connection\",VLOOKUP(C144,'Input - General'!$F$62:$N$79,7,FALSE),0)","v":0},null,0.1801212933606588,85.335351667962541,15.370713911820065,null,8.6527813038891108E-2,100.70606557978259,8.7138756143697353]
[null,{"$f":"'Input - Inventory'!B142","v":134},{"$f":"'Input - Inventory'!C142","v":"SON1x120"},{"$f":"'Input - Inventory'!D142","v":"Lamp"},{"$f":"'Input - Inventory'!E142","v":"Traffic"},{"$f":"'Input - Inventory'!F142","v":"Minor < 130w"},{"$f":"'Input - Inventory'!G142","v":"1"},null,"Lamp - SON1x120",null,84.620549592388315,0,0,null,10.993598662305162,0.33333333333333331,0,0,10.993598662305162,1.8504811250925242E-2,0,0,10.993598662305162,0.16666666666666666,10.993598662305162,4.590314436538903E-3,10.993598662305162,4.0032025620496396E-2,164.90397993457742,2.1598272138228944E-2,274.83996655762911,1.2221950623319483E-2,0,0,13192.318394766196,1.1123470522803115E-4,9344.5588629593894,2.4953586329427266E-4,0,0,0,0,16.910761644101946,null,32.980795986915489,0.33333333333333331,42.404380628262139,1.8504811250925242E-2,11.507309158858186,0.16666666666666666,0,0,13.696168581853241,null,82.898081264858945,0.12,2.2699999999999996,82.898081264858945,1.4200000000000001E-2,0,82.898081264858945,0.01,0,22.58143733654757,null,32.980795986915489,0.12,11.507309158858186,1.4200000000000001E-2,0,0.01,4.1210993084856442,null,31.883718666621988,0.27239999999999992,8.6851249647878266,null,{"$f":"IF($D145=\"Connection\",VLOOKUP(C145,'Input - General'!$F$62:$N$79,7,FALSE),0)","v":0},null,0.1801212933606588,65.994591835776234,11.88703123626879,null,8.6527813038891108E-2,77.881623072045016,6.7389265203432993]
[null,{"$f":"'Input - Inventory'!B143","v":135},{"$f":"'Input - Inventory'!C143","v":"SON1x150"},{"$f":"'Input - Inventory'!D143","v":"Lamp"},{"$f":"'Input - Inventory'!E143","v":"Traffic"},{"$f":"'Input - Inventory'!F143","v":"Major > 130w"},{"$f":"'Input - Inventory'!G143","v":"1"},null,"Lamp - SON1x150",null,91.468238376465223,714,65308.322200796167,null,0,0,10.993598662305162,0.33333333333333331,0,0,10.993598662305162,4.9094211792429674E-3,10.993598662305162,0.16666666666666666,10.993598662305162,4.590314436538903E-3,10.993598662305162,4.0032025620496396E-2,164.90397993457742,2.1598272138228944E-2,274.83996655762911,1.2221950623319483E-2,0,0,13192.318394766196,1.1123470522803115E-4,9344.5588629593894,2.4953586329427266E-4,0,0,0,0,16.761299381996384,null,32.980795986915489,0.33333333333333331,42.404380628262139,4.9094211792429674E-3,11.507309158858186,0.16666666666666666,0,4.9094211792429674E-3,13.119664486463931,null,82.898081264858945,0.14066666666666669,2.2699999999999996,82.898081264858945,1.4200000000000001E-2,0,82.898081264858945,0.01,0,26.470462655619659,null,32.980795986915489,0.14066666666666669,11.507309158858186,1.4200000000000001E-2,0,0.01,4.8027024255485653,null,31.883718666621988,0.31931333333333334,10.18089648650129,null,{"$f":"IF($D146=\"Connection\",VLOOKUP(C146,'Input - General'!$F$62:$N$79,7,FALSE),0)","v":0},null,0.1801212933606588,71.33502543612984,12.8489570434712,null,8.6527813038891108E-2,84.183982479601028,7.2842558968642024]
[null,{"$f":"'Input - Inventory'!B144","v":136},{"$f":"'Input - Inventory'!C144","v":"SON1x150 (P09)"},{"$f":"'Input - Inventory'!D144","v":"Lamp"},{"$f":"'Input - Inventory'!E144","v":"Traffic"},{"$f":"'Input - Inventory'!F144","v":"Major > 130w"},{"$f":"'Input - Inventory'!G144","v":1},null,"Lamp - SON1x150 (P09)",null,91.468238376465223,19351.5,1770047.6149421667,null,0,0,10.993598662305162,0.33333333333333331,0,0,10.993598662305162,4.9094211792429674E-3,10.993598662305162,0.16666666666666666,10.993598662305162,4.590314436538903E-3,10.993598662305162,4.0032025620496396E-2,164.90397993457742,2.1598272138228944E-2,274.83996655762911,1.2221950623319483E-2,0,0,13192.318394766196,1.1123470522803115E-4,9344.5588629593894,2.4953586329427266E-4,0,0,0,0,16.761299381996384,null,32.980795986915489,0.33333333333333331,42.404380628262139,4.9094211792429674E-3,11.507309158858186,0.16666666666666666,0,4.9094211792429674E-3,13.119664486463931,null,82.898081264858945,0.14066666666666669,2.2699999999999996,82.898081264858945,1.4200000000000001E-2,0,82.898081264858945,0.01,0,26.470462655619659,null,32.980795986915489,0.14066666666666669,11.507309158858186,1.4200000000000001E-2,0,0.01,4.8027024255485653,null,31.883718666621988,0.31931333333333334,10.18089648650129,null,{"$f":"IF($D147=\"Connection\",VLOOKUP(C147,'Input - General'!$F$62:$N$79,7,FALSE),0)","v":0},null,0.1801212933606588,71.33502543612984,12.8489570434712,null,8.6527813038891108E-2,84.183982479601028,7.2842558968642024]
[null,{"$f":"'Input - Inventory'!B145","v":137},{"$f":"'Input - Inventory'!C145","v":"SON1x150 AR"},{"$f":"'Input - Inventory'!D145","v":"Lamp"},{"$f":"'Input - Inventory'!E145","v":"Traffic"},{"$f":"'Input - Inventory'!F145","v":"Major > 130w"},{"$f":"'Input - Inventory'!G145","v":1},null,"Lamp - SON1x150 AR",null,66.791211632976015,194,12957.495056797346,null,0,0,10.993598662305162,0.33333333333333331,0,0,10.993598662305162,4.9094211792429674E-3,10.993598662305162,0.16666666666666666,10.993598662305162,4.590314436538903E-3,10.993598662305162,4.0032025620496396E-2,164.90397993457742,2.1598272138228944E-2,274.83996655762911,1.2221950623319483E-2,0,0,13192.318394766196,1.1123470522803115E-4,9344.5588629593894,2.4953586329427266E-4,0,0,0,0,16.761299381996384,null,32.980795986915489,0.33333333333333331,42.404380628262139,4.9094211792429674E-3,11.507309158858186,0.16666666666666666,0,4.9094211792429674E-3,13.119664486463931,null,82.898081264858945,7.0333333333333345E-2,2.2699999999999996,82.898081264858945,1.4200000000000001E-2,0,82.898081264858945,0.01,0,13.23523132780983,null,32.980795986915489,7.0333333333333345E-2,11.507309158858186,1.4200000000000001E-2,140,0.01,3.8830531078021764,null,31.883718666621988,0.15965666666666667,5.0904482432506448,null,{"$f":"IF($D148=\"Connection\",VLOOKUP(C148,'Input - General'!$F$62:$N$79,7,FALSE),0)","v":0},null,0.1801212933606588,52.089696547322973,9.3824635128680569,null,8.6527813038891108E-2,61.472160060191015,5.3190515727849972]
[null,{"$f":"'Input - Inventory'!B146","v":138},{"$f":"'Input - Inventory'!C146","v":"SON1x220"},{"$f":"'Input - Inventory'!D146","v":"Lamp"},{"$f":"'Input - Inventory'!E146","v":"Traffic"},{"$f":"'Input - Inventory'!F146","v":"Major > 130w"},{"$f":"'Input - Inventory'!G146","v":"1"},null,"Lamp - SON1x220",null,83.689690404567756,0,0,null,0,0,10.993598662305162,0.33333333333333331,0,0,10.993598662305162,4.9094211792429674E-3,10.993598662305162,0.16666666666666666,10.993598662305162,4.590314436538903E-3,10.993598662305162,4.0032025620496396E-2,164.90397993457742,2.1598272138228944E-2,274.83996655762911,1.2221950623319483E-2,0,0,13192.318394766196,1.1123470522803115E-4,9344.5588629593894,2.4953586329427266E-4,0,0,0,0,16.761299381996384,null,32.980795986915489,0.33333333333333331,42.404380628262139,4.9094211792429674E-3,11.507309158858186,0.16666666666666666,0,4.9094211792429674E-3,13.119664486463931,null,82.898081264858945,0.12,2.2699999999999996,82.898081264858945,1.4200000000000001E-2,0,82.898081264858945,0.01,0,22.58143733654757,null,32.980795986915489,0.12,11.507309158858186,1.4200000000000001E-2,0,0.01,4.1210993084856442,null,31.883718666621988,0.27239999999999992,8.6851249647878266,null,{"$f":"IF($D149=\"Connection\",VLOOKUP(C149,'Input - General'!$F$62:$N$79,7,FALSE),0)","v":0},null,0.1801212933606588,65.268625478281365,11.756269237020486,null,8.6527813038891108E-2,77.024894715301841,6.664795689265909]
[null,{"$f":"'Input - Inventory'!B147","v":139},{"$f":"'Input - Inventory'!C147","v":"SON1x250"},{"$f":"'Input - Inventory'!D147","v":"Lamp"},{"$f":"'Input - Inventory'!E147","v":"Traffic"},{"$f":"'Input - Inventory'!F147","v":"Major > 130w"},{"$f":"'Input - Inventory'!G147","v":"1"},null,"Lamp - SON1x250",null,93.776710677802541,761,71364.07682580773,null,0,0,10.993598662305162,0.33333333333333331,0,0,10.993598662305162,4.9094211792429674E-3,10.993598662305162,0.16666666666666666,10.993598662305162,4.590314436538903E-3,10.993598662305162,4.0032025620496396E-2,164.90397993457742,2.1598272138228944E-2,274.83996655762911,1.2221950623319483E-2,0,0,13192.318394766196,1.1123470522803115E-4,9344.5588629593894,2.4953586329427266E-4,0,0,0,0,16.761299381996384,null,32.980795986915489,0.33333333333333331,42.404380628262139,4.9094211792429674E-3,11.507309158858186,0.16666666666666666,0,4.9094211792429674E-3,13.119664486463931,null,82.898081264858945,0.14680000000000001,2.2699999999999996,82.898081264858945,1.4200000000000001E-2,0,82.898081264858945,0.01,0,27.624625008376533,null,32.980795986915489,0.14680000000000001,11.507309158858186,1.4200000000000001E-2,0,0.01,5.0049846409349801,null,31.883718666621988,0.33323599999999998,10.624802873590443,null,{"$f":"IF($D150=\"Connection\",VLOOKUP(C150,'Input - General'!$F$62:$N$79,7,FALSE),0)","v":0},null,0.1801212933606588,73.135376391362271,13.173238586030763,null,8.6527813038891108E-2,86.308614977393034,7.468095700409501]
[null,{"$f":"'Input - Inventory'!B148","v":140},{"$f":"'Input - Inventory'!C148","v":"SON1x250 (P09)"},{"$f":"'Input - Inventory'!D148","v":"Lamp"},{"$f":"'Input - Inventory'!E148","v":"Traffic"},{"$f":"'Input - Inventory'!F148","v":"Major > 130w"},{"$f":"'Input - Inventory'!G148","v":1},null,"Lamp - SON1x250 (P09)",null,93.776710677802541,24623,2309063.9470195319,null,0,0,10.993598662305162,0.33333333333333331,0,0,10.993598662305162,4.9094211792429674E-3,10.993598662305162,0.16666666666666666,10.993598662305162,4.590314436538903E-3,10.993598662305162,4.0032025620496396E-2,164.90397993457742,2.1598272138228944E-2,274.83996655762911,1.2221950623319483E-2,0,0,13192.318394766196,1.1123470522803115E-4,9344.5588629593894,2.4953586329427266E-4,0,0,0,0,16.761299381996384,null,32.980795986915489,0.33333333333333331,42.404380628262139,4.9094211792429674E-3,11.507309158858186,0.16666666666666666,0,4.9094211792429674E-3,13.119664486463931,null,82.898081264858945,0.14680000000000001,2.2699999999999996,82.898081264858945,1.4200000000000001E-2,0,82.898081264858945,0.01,0,27.624625008376533,null,32.980795986915489,0.14680000000000001,11.507309158858186,1.4200000000000001E-2,0,0.01,5.0049846409349801,null,31.883718666621988,0.33323599999999998,10.624802873590443,null,{"$f":"IF($D151=\"Connection\",VLOOKUP(C151,'Input - General'!$F$62:$N$79,7,FALSE),0)","v":0},null,0.1801212933606588,73.135376391362271,13.173238586030763,null,8.6527813038891108E-2,86.308614977393034,7.468095700409501]
[null,{"$f":"'Input - Inventory'!B149","v":141},{"$f":"'Input - Inventory'!C149","v":"SON1x250 AR"},{"$f":"'Input - Inventory'!D149","v":"Lamp"},{"$f":"'Input - Inventory'!E149","v":"Traffic"},{"$f":"'Input - Inventory'!F149","v":"Major > 130w"},{"$f":"'Input - Inventory'!G149","v":1},null,"Lamp - SON1x250 AR",null,67.945447783644667,219,14880.053064618181,null,0,0,10.993598662305162,0.33333333333333331,0,0,10.993598662305162,4.9094211792429674E-3,10.993598662305162,0.16666666666666666,10.993598662305162,4.590314436538903E-3,10.993598662305162,4.0032025620496396E-2,164.90397993457742,2.1598272138228944E-2,274.83996655762911,1.2221950623319483E-2,0,0,13192.318394766196,1.1123470522803115E-4,9344.5588629593894,2.4953586329427266E-4,0,0,0,0,16.761299381996384,null,32.980795986915489,0.33333333333333331,42.404380628262139,4.9094211792429674E-3,11.507309158858186,0.16666666666666666,0,4.9094211792429674E-3,13.119664486463931,null,82.898081264858945,7.3400000000000007E-2,2.2699999999999996,82.898081264858945,1.4200000000000001E-2,0,82.898081264858945,0.01,0,13.812312504188267,null,32.980795986915489,7.3400000000000007E-2,11.507309158858186,1.4200000000000001E-2,140,0.01,3.9841942154953838,null,31.883718666621988,0.16661799999999999,5.3124014367952217,null,{"$f":"IF($D152=\"Connection\",VLOOKUP(C152,'Input - General'!$F$62:$N$79,7,FALSE),0)","v":0},null,0.1801212933606588,52.989872024939189,9.5446042841478391,null,8.6527813038891108E-2,62.534476309087026,5.4109714745576474]
[null,{"$f":"'Input - Inventory'!B150","v":142},{"$f":"'Input - Inventory'!C150","v":"SON1x310"},{"$f":"'Input - Inventory'!D150","v":"Lamp"},{"$f":"'Input - Inventory'!E150","v":"Traffic"},{"$f":"'Input - Inventory'!F150","v":"Major > 130w"},{"$f":"'Input - Inventory'!G150","v":"1"},null,"Lamp - SON1x310",null,83.689690404567756,0,0,null,0,0,10.993598662305162,0.33333333333333331,0,0,10.993598662305162,4.9094211792429674E-3,10.993598662305162,0.16666666666666666,10.993598662305162,4.590314436538903E-3,10.993598662305162,4.0032025620496396E-2,164.90397993457742,2.1598272138228944E-2,274.83996655762911,1.2221950623319483E-2,0,0,13192.318394766196,1.1123470522803115E-4,9344.5588629593894,2.4953586329427266E-4,0,0,0,0,16.761299381996384,null,32.980795986915489,0.33333333333333331,42.404380628262139,4.9094211792429674E-3,11.507309158858186,0.16666666666666666,0,4.9094211792429674E-3,13.119664486463931,null,82.898081264858945,0.12,2.2699999999999996,82.898081264858945,1.4200000000000001E-2,0,82.898081264858945,0.01,0,22.58143733654757,null,32.980795986915489,0.12,11.507309158858186,1.4200000000000001E-2,0,0.01,4.1210993084856442,null,31.883718666621988,0.27239999999999992,8.6851249647878266,null,{"$f":"IF($D153=\"Connection\",VLOOKUP(C153,'Input - General'!$F$62:$N$79,7,FALSE),0)","v":0},null,0.1801212933606588,65.268625478281365,11.756269237020486,null,8.6527813038891108E-2,77.024894715301841,6.664795689265909]
[null,{"$f":"'Input - Inventory'!B151","v":143},{"$f":"'Input - Inventory'!C151","v":"SON1x360"},{"$f":"'Input - Inventory'!D151","v":"Lamp"},{"$f":"'Input - Inventory'!E151","v":"Traffic"},{"$f":"'Input - Inventory'!F151","v":"Major > 130w"},{"$f":"'Input - Inventory'!G151","v":"1"},null,"Lamp - SON1x360",null,83.689690404567756,0,0,null,0,0,10.993598662305162,0.33333333333333331,0,0,10.993598662305162,4.9094211792429674E-3,10.993598662305162,0.16666666666666666,10.993598662305162,4.590314436538903E-3,10.993598662305162,4.0032025620496396E-2,164.90397993457742,2.1598272138228944E-2,274.83996655762911,1.2221950623319483E-2,0,0,13192.318394766196,1.1123470522803115E-4,9344.5588629593894,2.4953586329427266E-4,0,0,0,0,16.761299381996384,null,32.980795986915489,0.33333333333333331,42.404380628262139,4.9094211792429674E-3,11.507309158858186,0.16666666666666666,0,4.9094211792429674E-3,13.119664486463931,null,82.898081264858945,0.12,2.2699999999999996,82.898081264858945,1.4200000000000001E-2,0,82.898081264858945,0.01,0,22.58143733654757,null,32.980795986915489,0.12,11.507309158858186,1.4200000000000001E-2,0,0.01,4.1210993084856442,null,31.883718666621988,0.27239999999999992,8.6851249647878266,null,{"$f":"IF($D154=\"Connection\",VLOOKUP(C154,'Input - General'!$F$62:$N$79,7,FALSE),0)","v":0},null,0.1801212933606588,65.268625478281365,11.756269237020486,null,8.6527813038891108E-2,77.024894715301841,6.664795689265909]
[null,{"$f":"'Input - Inventory'!B152","v":144},{"$f":"'Input - Inventory'!C152","v":"SON1x400"},{"$f":"'Input - Inventory'!D152","v":"Lamp"},{"$f":"'Input - Inventory'!E152","v":"Traffic"},{"$f":"'Input - Inventory'!F152","v":"Major > 130w"},{"$f":"'Input - Inventory'!G152","v":"1"},null,"Lamp - SON1x400",null,100.03718719066838,60,6002.2312314401024,null,0,0,10.993598662305162,0.33333333333333331,0,0,10.993598662305162,4.9094211792429674E-3,10.993598662305162,0.16666666666666666,10.993598662305162,4.590314436538903E-3,10.993598662305162,4.0032025620496396E-2,164.90397993457742,2.1598272138228944E-2,274.83996655762911,1.2221950623319483E-2,0,0,13192.318394766196,1.1123470522803115E-4,9344.5588629593894,2.4953586329427266E-4,0,0,0,0,16.761299381996384,null,32.980795986915489,0.33333333333333331,42.404380628262139,4.9094211792429674E-3,11.507309158858186,0.16666666666666666,0,4.9094211792429674E-3,13.119664486463931,null,82.898081264858945,0.16343333333333335,2.2699999999999996,82.898081264858945,1.4200000000000001E-2,0,82.898081264858945,0.01,0,30.754663128081322,null,32.980795986915489,0.16343333333333335,11.507309158858186,1.4200000000000001E-2,0,0.01,5.5535652141840073,null,31.883718666621988,0.37099366666666661,11.828657695098533,null,{"$f":"IF($D155=\"Connection\",VLOOKUP(C155,'Input - General'!$F$62:$N$79,7,FALSE),0)","v":0},null,0.1801212933606588,78.017849905824178,14.052676030254803,null,8.6527813038891108E-2,92.070525936078965,7.9666612545894155]
[null,{"$f":"'Input - Inventory'!B153","v":145},{"$f":"'Input - Inventory'!C153","v":"SON1x400 (P09)"},{"$f":"'Input - Inventory'!D153","v":"Lamp"},{"$f":"'Input - Inventory'!E153","v":"Traffic"},{"$f":"'Input - Inventory'!F153","v":"Major > 130w"},{"$f":"'Input - Inventory'!G153","v":1},null,"Lamp - SON1x400 (P09)",null,100.03718719066838,2149,214979.91527274635,null,0,0,10.993598662305162,0.33333333333333331,0,0,10.993598662305162,4.9094211792429674E-3,10.993598662305162,0.16666666666666666,10.993598662305162,4.590314436538903E-3,10.993598662305162,4.0032025620496396E-2,164.90397993457742,2.1598272138228944E-2,274.83996655762911,1.2221950623319483E-2,0,0,13192.318394766196,1.1123470522803115E-4,9344.5588629593894,2.4953586329427266E-4,0,0,0,0,16.761299381996384,null,32.980795986915489,0.33333333333333331,42.404380628262139,4.9094211792429674E-3,11.507309158858186,0.16666666666666666,0,4.9094211792429674E-3,13.119664486463931,null,82.898081264858945,0.16343333333333335,2.2699999999999996,82.898081264858945,1.4200000000000001E-2,0,82.898081264858945,0.01,0,30.754663128081322,null,32.980795986915489,0.16343333333333335,11.507309158858186,1.4200000000000001E-2,0,0.01,5.5535652141840073,null,31.883718666621988,0.37099366666666661,11.828657695098533,null,{"$f":"IF($D156=\"Connection\",VLOOKUP(C156,'Input - General'!$F$62:$N$79,7,FALSE),0)","v":0},null,0.1801212933606588,78.017849905824178,14.052676030254803,null,8.6527813038891108E-2,92.070525936078965,7.9666612545894155]
[null,{"$f":"'Input - Inventory'!B154","v":146},{"$f":"'Input - Inventory'!C154","v":"SON1x400 AR"},{"$f":"'Input - Inventory'!D154","v":"Lamp"},{"$f":"'Input - Inventory'!E154","v":"Traffic"},{"$f":"'Input - Inventory'!F154","v":"Major > 130w"},{"$f":"'Input - Inventory'!G154","v":1},null,"Lamp - SON1x400 AR",null,93.514791680003825,110,10286.627084800421,null,0,0,10.993598662305162,0.33333333333333331,0,0,10.993598662305162,4.9094211792429674E-3,10.993598662305162,0.16666666666666666,10.993598662305162,4.590314436538903E-3,10.993598662305162,4.0032025620496396E-2,164.90397993457742,2.1598272138228944E-2,274.83996655762911,1.2221950623319483E-2,0,0,13192.318394766196,1.1123470522803115E-4,9344.5588629593894,2.4953586329427266E-4,0,0,0,0,16.761299381996384,null,32.980795986915489,0.33333333333333331,42.404380628262139,4.9094211792429674E-3,11.507309158858186,0.16666666666666666,140,0.125,30.619664486463932,null,82.898081264858945,8.1716666666666674E-2,2.2699999999999996,82.898081264858945,1.4200000000000001E-2,0,82.898081264858945,0.01,0,15.377331564040661,null,32.980795986915489,8.1716666666666674E-2,11.507309158858186,1.4200000000000001E-2,140,0.01,4.2584845021198969,null,31.883718666621988,0.18549683333333331,5.9143288475492666,null,{"$f":"IF($D157=\"Connection\",VLOOKUP(C157,'Input - General'!$F$62:$N$79,7,FALSE),0)","v":0},null,0.1801212933606588,72.931108782170142,13.136445640071388,null,8.6527813038891108E-2,86.067554422241528,7.4472372577623007]
[null,{"$f":"'Input - Inventory'!B155","v":147},{"$f":"'Input - Inventory'!C155","v":"SON1x50"},{"$f":"'Input - Inventory'!D155","v":"Lamp"},{"$f":"'Input - Inventory'!E155","v":"NonTraffic"},{"$f":"'Input - Inventory'!F155","v":"Minor < 130w"},{"$f":"'Input - Inventory'!G155","v":"1"},null,"Lamp - SON1x50",null,71.256860173778804,16,1140.1097627804609,null,10.993598662305162,0.33333333333333331,0,0,10.993598662305162,1.8504811250925242E-2,0,0,10.993598662305162,0.16666666666666666,10.993598662305162,4.590314436538903E-3,10.993598662305162,4.0032025620496396E-2,164.90397993457742,2.1598272138228944E-2,274.83996655762911,1.2221950623319483E-2,0,0,13192.318394766196,1.1123470522803115E-4,9344.5588629593894,2.4953586329427266E-4,0,0,0,0,16.910761644101946,null,32.980795986915489,0.33333333333333331,42.404380628262139,1.8504811250925242E-2,11.507309158858186,0.16666666666666666,0,1.8504811250925242E-2,13.696168581853241,null,82.898081264858945,0.12,1.5133333333333332,82.898081264858945,1.4200000000000001E-2,0,82.898081264858945,0.01,0,15.054291557698381,null,32.980795986915489,0.12,11.507309158858186,1.4200000000000001E-2,0,0.01,4.1210993084856442,null,31.883718666621988,0.18159999999999998,5.7900833098585522,null,{"$f":"IF($D158=\"Connection\",VLOOKUP(C158,'Input - General'!$F$62:$N$79,7,FALSE),0)","v":0},null,0.1801212933606588,55.572404401997765,10.009773356049406,null,8.6527813038891108E-2,65.58217775804718,5.6746824157316293]
[null,{"$f":"'Input - Inventory'!B156","v":148},{"$f":"'Input - Inventory'!C156","v":"SON1x50 (P09)"},{"$f":"'Input - Inventory'!D156","v":"Lamp"},{"$f":"'Input - Inventory'!E156","v":"NonTraffic"},{"$f":"'Input - Inventory'!F156","v":"Minor < 130w"},{"$f":"'Input - Inventory'!G156","v":1},null,"Lamp - SON1x50 (P09)",null,71.256860173778804,597,42540.345523745949,null,10.993598662305162,0.33333333333333331,0,0,10.993598662305162,1.8504811250925242E-2,0,0,10.993598662305162,0.16666666666666666,10.993598662305162,4.590314436538903E-3,10.993598662305162,4.0032025620496396E-2,164.90397993457742,2.1598272138228944E-2,274.83996655762911,1.2221950623319483E-2,0,0,13192.318394766196,1.1123470522803115E-4,9344.5588629593894,2.4953586329427266E-4,0,0,0,0,16.910761644101946,null,32.980795986915489,0.33333333333333331,42.404380628262139,1.8504811250925242E-2,11.507309158858186,0.16666666666666666,0,1.8504811250925242E-2,13.696168581853241,null,82.898081264858945,0.12,1.5133333333333332,82.898081264858945,1.4200000000000001E-2,0,82.898081264858945,0.01,0,15.054291557698381,null,32.980795986915489,0.12,11.507309158858186,1.4200000000000001E-2,0,0.01,4.1210993084856442,null,31.883718666621988,0.18159999999999998,5.7900833098585522,null,{"$f":"IF($D159=\"Connection\",VLOOKUP(C159,'Input - General'!$F$62:$N$79,7,FALSE),0)","v":0},null,0.1801212933606588,55.572404401997765,10.009773356049406,null,8.6527813038891108E-2,65.58217775804718,5.6746824157316293]
[null,{"$f":"'Input - Inventory'!B157","v":149},{"$f":"'Input - Inventory'!C157","v":"SON1x70"},{"$f":"'Input - Inventory'!D157","v":"Lamp"},{"$f":"'Input - Inventory'!E157","v":"NonTraffic"},{"$f":"'Input - Inventory'!F157","v":"Minor < 130w"},{"$f":"'Input - Inventory'!G157","v":"1"},null,"Lamp - SON1x70",null,69.278064520516423,105,7274.1967746542241,null,10.993598662305162,0.33333333333333331,0,0,10.993598662305162,1.8504811250925242E-2,0,0,10.993598662305162,0.16666666666666666,10.993598662305162,4.590314436538903E-3,10.993598662305162,4.0032025620496396E-2,164.90397993457742,2.1598272138228944E-2,274.83996655762911,1.2221950623319483E-2,0,0,13192.318394766196,1.1123470522803115E-4,9344.5588629593894,2.4953586329427266E-4,0,0,0,0,16.910761644101946,null,32.980795986915489,0.33333333333333331,42.404380628262139,1.8504811250925242E-2,11.507309158858186,0.16666666666666666,0,1.8504811250925242E-2,13.696168581853241,null,82.898081264858945,0.11253333333333332,1.5133333333333332,82.898081264858945,1.4200000000000001E-2,0,82.898081264858945,0.01,0,14.117580082997149,null,32.980795986915489,0.11253333333333332,11.507309158858186,1.4200000000000001E-2,0,0.01,3.8748426984500086,null,31.883718666621988,0.17030044444444439,5.4298114594673521,null,{"$f":"IF($D160=\"Connection\",VLOOKUP(C160,'Input - General'!$F$62:$N$79,7,FALSE),0)","v":0},null,0.1801212933606588,54.029164466869702,9.7318029829683201,null,8.6527813038891108E-2,63.76096744983802,5.5170970706784059]
[null,{"$f":"'Input - Inventory'!B158","v":150},{"$f":"'Input - Inventory'!C158","v":"SON1x70 (P09)"},{"$f":"'Input - Inventory'!D158","v":"Lamp"},{"$f":"'Input - Inventory'!E158","v":"NonTraffic"},{"$f":"'Input - Inventory'!F158","v":"Minor < 130w"},{"$f":"'Input - Inventory'!G158","v":1},null,"Lamp - SON1x70 (P09)",null,69.278064520516423,2045,141673.64194445609,null,10.993598662305162,0.33333333333333331,0,0,10.993598662305162,1.8504811250925242E-2,0,0,10.993598662305162,0.16666666666666666,10.993598662305162,4.590314436538903E-3,10.993598662305162,4.0032025620496396E-2,164.90397993457742,2.1598272138228944E-2,274.83996655762911,1.2221950623319483E-2,0,0,13192.318394766196,1.1123470522803115E-4,9344.5588629593894,2.4953586329427266E-4,0,0,0,0,16.910761644101946,null,32.980795986915489,0.33333333333333331,42.404380628262139,1.8504811250925242E-2,11.507309158858186,0.16666666666666666,0,1.8504811250925242E-2,13.696168581853241,null,82.898081264858945,0.11253333333333332,1.5133333333333332,82.898081264858945,1.4200000000000001E-2,0,82.898081264858945,0.01,0,14.117580082997149,null,32.980795986915489,0.11253333333333332,11.507309158858186,1.4200000000000001E-2,0,0.01,3.8748426984500086,null,31.883718666621988,0.17030044444444439,5.4298114594673521,null,{"$f":"IF($D161=\"Connection\",VLOOKUP(C161,'Input - General'!$F$62:$N$79,7,FALSE),0)","v":0},null,0.1801212933606588,54.029164466869702,9.7318029829683201,null,8.6527813038891108E-2,63.76096744983802,5.5170970706784059]
[null,{"$f":"'Input - Inventory'!B159","v":151},{"$f":"'Input - Inventory'!C159","v":"SON2x250"},{"$f":"'Input - Inventory'!D159","v":"Lamp"},{"$f":"'Input - Inventory'!E159","v":"Traffic"},{"$f":"'Input - Inventory'!F159","v":"Major > 130w"},{"$f":"'Input - Inventory'!G159","v":"2"},null,"Lamp - SON2x250",null,155.01475754073496,0,0,null,0,0,10.993598662305162,0.33333333333333331,0,0,10.993598662305162,4.9094211792429674E-3,10.993598662305162,0.16666666666666666,10.993598662305162,4.590314436538903E-3,10.993598662305162,4.0032025620496396E-2,164.90397993457742,2.1598272138228944E-2,274.83996655762911,1.2221950623319483E-2,0,0,13192.318394766196,1.1123470522803115E-4,9344.5588629593894,2.4953586329427266E-4,0,0,0,0,16.761299381996384,null,65.961591973830977,0.33333333333333331,42.404380628262139,4.9094211792429674E-3,11.507309158858186,0.16666666666666666,0,4.9094211792429674E-3,24.113263148769089,null,82.898081264858945,0.27204976000000003,2.2699999999999996,82.898081264858945,1.4200000000000001E-2,0,82.898081264858945,0.01,0,51.19395506552339,null,32.980795986915489,0.27204976000000003,11.507309158858186,1.4200000000000001E-2,0,0.01,9.13582142290511,null,31.883718666621988,0.61755295519999998,19.689884685337812,null,{"$f":"IF($D162=\"Connection\",VLOOKUP(C162,'Input - General'!$F$62:$N$79,7,FALSE),0)","v":0},null,0.1801212933606588,120.89422370453178,21.77562393349308,null,8.6527813038891108E-2,142.66984763802486,12.344909902710095]
[null,{"$f":"'Input - Inventory'!B160","v":152},{"$f":"'Input - Inventory'!C160","v":"SON2x250 (P09)"},{"$f":"'Input - Inventory'!D160","v":"Lamp"},{"$f":"'Input - Inventory'!E160","v":"Traffic"},{"$f":"'Input - Inventory'!F160","v":"Major > 130w"},{"$f":"'Input - Inventory'!G160","v":2},null,"Lamp - SON2x250 (P09)",null,155.01475754073496,29,4495.4279686813143,null,0,0,10.993598662305162,0.33333333333333331,0,0,10.993598662305162,4.9094211792429674E-3,10.993598662305162,0.16666666666666666,10.993598662305162,4.590314436538903E-3,10.993598662305162,4.0032025620496396E-2,164.90397993457742,2.1598272138228944E-2,274.83996655762911,1.2221950623319483E-2,0,0,13192.318394766196,1.1123470522803115E-4,9344.5588629593894,2.4953586329427266E-4,0,0,0,0,16.761299381996384,null,65.961591973830977,0.33333333333333331,42.404380628262139,4.9094211792429674E-3,11.507309158858186,0.16666666666666666,0,4.9094211792429674E-3,24.113263148769089,null,82.898081264858945,0.27204976000000003,2.2699999999999996,82.898081264858945,1.4200000000000001E-2,0,82.898081264858945,0.01,0,51.19395506552339,null,32.980795986915489,0.27204976000000003,11.507309158858186,1.4200000000000001E-2,0,0.01,9.13582142290511,null,31.883718666621988,0.61755295519999998,19.689884685337812,null,{"$f":"IF($D163=\"Connection\",VLOOKUP(C163,'Input - General'!$F$62:$N$79,7,FALSE),0)","v":0},null,0.1801212933606588,120.89422370453178,21.77562393349308,null,8.6527813038891108E-2,142.66984763802486,12.344909902710095]
[null,{"$f":"'Input - Inventory'!B161","v":153},{"$f":"'Input - Inventory'!C161","v":"SON2x400"},{"$f":"'Input - Inventory'!D161","v":"Lamp"},{"$f":"'Input - Inventory'!E161","v":"Traffic"},{"$f":"'Input - Inventory'!F161","v":"Major > 130w"},{"$f":"'Input - Inventory'!G161","v":"2"},null,"Lamp - SON2x400",null,165.59350206962523,0,0,null,0,0,10.993598662305162,0.33333333333333331,0,0,10.993598662305162,4.9094211792429674E-3,10.993598662305162,0.16666666666666666,10.993598662305162,4.590314436538903E-3,10.993598662305162,4.0032025620496396E-2,164.90397993457742,2.1598272138228944E-2,274.83996655762911,1.2221950623319483E-2,0,0,13192.318394766196,1.1123470522803115E-4,9344.5588629593894,2.4953586329427266E-4,0,0,0,0,16.761299381996384,null,65.961591973830977,0.33333333333333331,42.404380628262139,4.9094211792429674E-3,11.507309158858186,0.16666666666666666,0,4.9094211792429674E-3,24.113263148769089,null,82.898081264858945,0.30015621222222222,2.2699999999999996,82.898081264858945,1.4200000000000001E-2,0,82.898081264858945,0.01,0,56.482989145596548,null,32.980795986915489,0.30015621222222222,11.507309158858186,1.4200000000000001E-2,0,0.01,10.062794589562207,null,31.883718666621988,0.68135460174444429,21.724118434228128,null,{"$f":"IF($D164=\"Connection\",VLOOKUP(C164,'Input - General'!$F$62:$N$79,7,FALSE),0)","v":0},null,0.1801212933606588,129.14446470015235,23.261668012161387,null,8.6527813038891108E-2,152.40613271231373,13.187369357311509]
[null,{"$f":"'Input - Inventory'!B162","v":154},{"$f":"'Input - Inventory'!C162","v":"SON2x70"},{"$f":"'Input - Inventory'!D162","v":"Lamp"},{"$f":"'Input - Inventory'!E162","v":"NonTraffic"},{"$f":"'Input - Inventory'!F162","v":"Minor < 130w"},{"$f":"'Input - Inventory'!G162","v":"2"},null,"Lamp - SON2x70",null,109.84160172671301,0,0,null,10.993598662305162,0.33333333333333331,0,0,10.993598662305162,1.8504811250925242E-2,0,0,10.993598662305162,0.16666666666666666,10.993598662305162,4.590314436538903E-3,10.993598662305162,4.0032025620496396E-2,164.90397993457742,2.1598272138228944E-2,274.83996655762911,1.2221950623319483E-2,0,0,13192.318394766196,1.1123470522803115E-4,9344.5588629593894,2.4953586329427266E-4,0,0,0,0,16.910761644101946,null,65.961591973830977,0.33333333333333331,42.404380628262139,1.8504811250925242E-2,11.507309158858186,0.16666666666666666,0,1.8504811250925242E-2,24.689767244158404,null,82.898081264858945,0.21240291555555568,1.5133333333333332,82.898081264858945,1.4200000000000001E-2,0,82.898081264858945,0.01,0,26.64646182065437,null,32.980795986915489,0.21240291555555568,11.507309158858186,1.4200000000000001E-2,0,0.01,7.1686210150196059,null,31.883718666621988,0.3214364122074076,10.248588136029321,null,{"$f":"IF($D165=\"Connection\",VLOOKUP(C165,'Input - General'!$F$62:$N$79,7,FALSE),0)","v":0},null,0.1801212933606588,85.664199859963645,15.429946473482618,null,8.6527813038891108E-2,101.09414633344628,8.7474553932667387]
[null,{"$f":"'Input - Inventory'!B163","v":155},{"$f":"'Input - Inventory'!C163","v":"SON3x70"},{"$f":"'Input - Inventory'!D163","v":"Lamp"},{"$f":"'Input - Inventory'!E163","v":"NonTraffic"},{"$f":"'Input - Inventory'!F163","v":"Minor < 130w"},{"$f":"'Input - Inventory'!G163","v":"3"},null,"Lamp - SON3x70",null,147.42670068390728,0,0,null,10.993598662305162,0.33333333333333331,0,0,10.993598662305162,1.8504811250925242E-2,0,0,10.993598662305162,0.16666666666666666,10.993598662305162,4.590314436538903E-3,10.993598662305162,4.0032025620496396E-2,164.90397993457742,2.1598272138228944E-2,274.83996655762911,1.2221950623319483E-2,0,0,13192.318394766196,1.1123470522803115E-4,9344.5588629593894,2.4953586329427266E-4,0,0,0,0,16.910761644101946,null,98.942387960746458,0.33333333333333331,42.404380628262139,1.8504811250925242E-2,11.507309158858186,0.16666666666666666,0,1.8504811250925242E-2,35.683365906463557,null,82.898081264858945,0.30103384079170381,1.5133333333333332,82.898081264858945,1.4200000000000001E-2,0,82.898081264858945,0.01,0,37.765426733433884,null,32.980795986915489,0.30103384079170381,11.507309158858186,1.4200000000000001E-2,0,0.01,10.091739478364568,null,31.883718666621988,0.45556454573144506,14.52509181058884,null,{"$f":"IF($D166=\"Connection\",VLOOKUP(C166,'Input - General'!$F$62:$N$79,7,FALSE),0)","v":0},null,0.1801212933606588,114.97638557295278,20.709695275334045,null,8.6527813038891108E-2,135.68608084828685,11.740619835620429]
[null,{"$f":"'Input - Inventory'!B164","v":156},{"$f":"'Input - Inventory'!C164","v":"SON4x250"},{"$f":"'Input - Inventory'!D164","v":"Lamp"},{"$f":"'Input - Inventory'!E164","v":"Traffic"},{"$f":"'Input - Inventory'!F164","v":"Major > 130w"},{"$f":"'Input - Inventory'!G164","v":"4"},null,"Lamp - SON4x250",null,257.74557234540447,0,0,null,0,0,10.993598662305162,0.33333333333333331,0,0,10.993598662305162,4.9094211792429674E-3,10.993598662305162,0.16666666666666666,10.993598662305162,4.590314436538903E-3,10.993598662305162,4.0032025620496396E-2,164.90397993457742,2.1598272138228944E-2,274.83996655762911,1.2221950623319483E-2,0,0,13192.318394766196,1.1123470522803115E-4,9344.5588629593894,2.4953586329427266E-4,0,0,0,0,16.761299381996384,null,131.92318394766195,0.33333333333333331,42.404380628262139,4.9094211792429674E-3,11.507309158858186,0.16666666666666666,0,4.9094211792429674E-3,46.100460473379414,null,82.898081264858945,0.47008844808394246,2.2699999999999996,82.898081264858945,1.4200000000000001E-2,0,82.898081264858945,0.01,0,88.460606942020348,null,32.980795986915489,0.47008844808394246,11.507309158858186,1.4200000000000001E-2,0,0.01,15.667294992118006,null,31.883718666621988,1.0671007771505492,34.023140967601798,null,{"$f":"IF($D167=\"Connection\",VLOOKUP(C167,'Input - General'!$F$62:$N$79,7,FALSE),0)","v":0},null,0.1801212933606588,201.01280275711596,36.206686014662729,null,8.6527813038891108E-2,237.21948877177866,20.52608357362579]
[null,{"$f":"'Input - Inventory'!B165","v":157},{"$f":"'Input - Inventory'!C165","v":"SON4x600"},{"$f":"'Input - Inventory'!D165","v":"Lamp"},{"$f":"'Input - Inventory'!E165","v":"Traffic"},{"$f":"'Input - Inventory'!F165","v":"Major > 130w"},{"$f":"'Input - Inventory'!G165","v":"4"},null,"Lamp - SON4x600",null,272.84984060514086,0,0,null,0,0,10.993598662305162,0.33333333333333331,0,0,10.993598662305162,4.9094211792429674E-3,10.993598662305162,0.16666666666666666,10.993598662305162,4.590314436538903E-3,10.993598662305162,4.0032025620496396E-2,164.90397993457742,2.1598272138228944E-2,274.83996655762911,1.2221950623319483E-2,0,0,13192.318394766196,1.1123470522803115E-4,9344.5588629593894,2.4953586329427266E-4,0,0,0,0,16.761299381996384,null,131.92318394766195,0.33333333333333331,42.404380628262139,4.9094211792429674E-3,11.507309158858186,0.16666666666666666,0,4.9094211792429674E-3,46.100460473379414,null,82.898081264858945,0.51021867270885268,2.2699999999999996,82.898081264858945,1.4200000000000001E-2,0,82.898081264858945,0.01,0,96.012258214261919,null,32.980795986915489,0.51021867270885268,11.507309158858186,1.4200000000000001E-2,0,0.01,16.990821743381261,null,31.883718666621988,1.1581963870490954,36.927607765371391,null,{"$f":"IF($D168=\"Connection\",VLOOKUP(C168,'Input - General'!$F$62:$N$79,7,FALSE),0)","v":0},null,0.1801212933606588,212.79244757839038,38.328450875199863,null,8.6527813038891108E-2,251.12089845359026,21.728942151550616]
[null,{"$f":"'Input - Inventory'!B166","v":158},{"$f":"'Input - Inventory'!C166","v":"SON4x70"},{"$f":"'Input - Inventory'!D166","v":"Lamp"},{"$f":"'Input - Inventory'!E166","v":"NonTraffic"},{"$f":"'Input - Inventory'!F166","v":"Minor < 130w"},{"$f":"'Input - Inventory'!G166","v":"4"},null,"Lamp - SON4x70",null,182.36853497638705,0,0,null,10.993598662305162,0.33333333333333331,0,0,10.993598662305162,1.8504811250925242E-2,0,0,10.993598662305162,0.16666666666666666,10.993598662305162,4.590314436538903E-3,10.993598662305162,4.0032025620496396E-2,164.90397993457742,2.1598272138228944E-2,274.83996655762911,1.2221950623319483E-2,0,0,13192.318394766196,1.1123470522803115E-4,9344.5588629593894,2.4953586329427266E-4,0,0,0,0,16.910761644101946,null,131.92318394766195,0.33333333333333331,42.404380628262139,1.8504811250925242E-2,11.507309158858186,0.16666666666666666,0,1.8504811250925242E-2,46.676964568768724,null,82.898081264858945,0.37969083257461089,1.5133333333333332,82.898081264858945,1.4200000000000001E-2,0,82.898081264858945,0.01,0,47.633137461361954,null,32.980795986915489,0.37969083257461089,11.507309158858186,1.4200000000000001E-2,0,0.01,12.685909677301114,null,31.883718666621988,0.57459879329624441,18.320346271637938,null,{"$f":"IF($D169=\"Connection\",VLOOKUP(C169,'Input - General'!$F$62:$N$79,7,FALSE),0)","v":0},null,0.1801212933606588,142.22711962317169,25.618132737486818,null,8.6527813038891108E-2,167.84525236065849,14.523282615728554]
[null,{"$f":"'Input - Inventory'!B167","v":159},{"$f":"'Input - Inventory'!C167","v":"SON8x70"},{"$f":"'Input - Inventory'!D167","v":"Lamp"},{"$f":"'Input - Inventory'!E167","v":"NonTraffic"},{"$f":"'Input - Inventory'!F167","v":"Minor < 130w"},{"$f":"'Input - Inventory'!G167","v":"8"},null,"Lamp - SON8x70",null,301.17240598743837,0,0,null,10.993598662305162,0.33333333333333331,0,0,10.993598662305162,1.8504811250925242E-2,0,0,10.993598662305162,0.16666666666666666,10.993598662305162,4.590314436538903E-3,10.993598662305162,4.0032025620496396E-2,164.90397993457742,2.1598272138228944E-2,274.83996655762911,1.2221950623319483E-2,0,0,13192.318394766196,1.1123470522803115E-4,9344.5588629593894,2.4953586329427266E-4,0,0,0,0,16.910761644101946,null,263.84636789532391,0.33333333333333331,42.404380628262139,1.8504811250925242E-2,11.507309158858186,0.16666666666666666,0,1.8504811250925242E-2,90.651359217989381,null,82.898081264858945,0.61521653680802058,1.5133333333333332,82.898081264858945,1.4200000000000001E-2,0,82.898081264858945,0.01,0,77.180409301878512,null,32.980795986915489,0.61521653680802058,11.507309158858186,1.4200000000000001E-2,0,0.01,20.453734878297794,null,31.883718666621988,0.93102769236947103,29.684625014342497,null,{"$f":"IF($D170=\"Connection\",VLOOKUP(C170,'Input - General'!$F$62:$N$79,7,FALSE),0)","v":0},null,0.1801212933606588,234.88089005661013,42.307049702699317,null,8.6527813038891108E-2,277.18793975930942,23.984466228128937]
[null,{"$f":"'Input - Inventory'!B168","v":160},{"$f":"'Input - Inventory'!C168","v":"SOX1x135"},{"$f":"'Input - Inventory'!D168","v":"Lamp"},{"$f":"'Input - Inventory'!E168","v":"Traffic"},{"$f":"'Input - Inventory'!F168","v":"Major > 130w"},{"$f":"'Input - Inventory'!G168","v":"1"},null,"Lamp - SOX1x135",null,92.722842888061592,2,185.44568577612318,null,0,0,10.993598662305162,0.33333333333333331,0,0,10.993598662305162,4.9094211792429674E-3,10.993598662305162,0.16666666666666666,10.993598662305162,4.590314436538903E-3,10.993598662305162,4.0032025620496396E-2,164.90397993457742,2.1598272138228944E-2,274.83996655762911,1.2221950623319483E-2,0,0,13192.318394766196,1.1123470522803115E-4,9344.5588629593894,2.4953586329427266E-4,0,0,0,0,16.761299381996384,null,32.980795986915489,0.33333333333333331,42.404380628262139,4.9094211792429674E-3,11.507309158858186,0.16666666666666666,0,4.9094211792429674E-3,13.119664486463931,null,82.898081264858945,0.14399999999999999,2.2699999999999996,82.898081264858945,1.4200000000000001E-2,0,82.898081264858945,0.01,0,27.097724803857087,null,32.980795986915489,0.14399999999999999,11.507309158858186,1.4200000000000001E-2,0,0.01,4.9126384121716162,null,31.883718666621988,0.32687999999999989,10.422149957745392,null,{"$f":"IF($D171=\"Connection\",VLOOKUP(C171,'Input - General'!$F$62:$N$79,7,FALSE),0)","v":0},null,0.1801212933606588,72.31347704223441,13.025197012253569,null,8.6527813038891108E-2,85.338674054487981,7.3841688335736038]
[null,{"$f":"'Input - Inventory'!B169","v":161},{"$f":"'Input - Inventory'!C169","v":"SOX1x150"},{"$f":"'Input - Inventory'!D169","v":"Lamp"},{"$f":"'Input - Inventory'!E169","v":"Traffic"},{"$f":"'Input - Inventory'!F169","v":"Major > 130w"},{"$f":"'Input - Inventory'!G169","v":"1"},null,"Lamp - SOX1x150",null,92.722842888061592,0,0,null,0,0,10.993598662305162,0.33333333333333331,0,0,10.993598662305162,4.9094211792429674E-3,10.993598662305162,0.16666666666666666,10.993598662305162,4.590314436538903E-3,10.993598662305162,4.0032025620496396E-2,164.90397993457742,2.1598272138228944E-2,274.83996655762911,1.2221950623319483E-2,0,0,13192.318394766196,1.1123470522803115E-4,9344.5588629593894,2.4953586329427266E-4,0,0,0,0,16.761299381996384,null,32.980795986915489,0.33333333333333331,42.404380628262139,4.9094211792429674E-3,11.507309158858186,0.16666666666666666,0,4.9094211792429674E-3,13.119664486463931,null,82.898081264858945,0.14399999999999999,2.2699999999999996,82.898081264858945,1.4200000000000001E-2,0,82.898081264858945,0.01,0,27.097724803857087,null,32.980795986915489,0.14399999999999999,11.507309158858186,1.4200000000000001E-2,0,0.01,4.9126384121716162,null,31.883718666621988,0.32687999999999989,10.422149957745392,null,{"$f":"IF($D172=\"Connection\",VLOOKUP(C172,'Input - General'!$F$62:$N$79,7,FALSE),0)","v":0},null,0.1801212933606588,72.31347704223441,13.025197012253569,null,8.6527813038891108E-2,85.338674054487981,7.3841688335736038]
[null,{"$f":"'Input - Inventory'!B170","v":162},{"$f":"'Input - Inventory'!C170","v":"SOX1x180"},{"$f":"'Input - Inventory'!D170","v":"Lamp"},{"$f":"'Input - Inventory'!E170","v":"Traffic"},{"$f":"'Input - Inventory'!F170","v":"Major > 130w"},{"$f":"'Input - Inventory'!G170","v":"1"},null,"Lamp - SOX1x180",null,139.82352277351083,0,0,null,0,0,10.993598662305162,0.33333333333333331,0,0,10.993598662305162,4.9094211792429674E-3,10.993598662305162,0.16666666666666666,10.993598662305162,4.590314436538903E-3,10.993598662305162,4.0032025620496396E-2,164.90397993457742,2.1598272138228944E-2,274.83996655762911,1.2221950623319483E-2,0,0,13192.318394766196,1.1123470522803115E-4,9344.5588629593894,2.4953586329427266E-4,0,0,0,0,16.761299381996384,null,109.93598662305163,0.33333333333333331,42.404380628262139,4.9094211792429674E-3,11.507309158858186,0.16666666666666666,0,4.9094211792429674E-3,38.771394698509305,null,82.898081264858945,0.14399999999999999,2.2699999999999996,82.898081264858945,1.4200000000000001E-2,0,82.898081264858945,0.01,0,27.097724803857087,null,109.93598662305163,0.14399999999999999,11.507309158858186,1.4200000000000001E-2,0,0.01,15.99418586377522,null,31.883718666621988,0.32687999999999989,10.422149957745392,null,{"$f":"IF($D173=\"Connection\",VLOOKUP(C173,'Input - General'!$F$62:$N$79,7,FALSE),0)","v":0},null,0.1801212933606588,109.04675470588339,19.64164249440622,null,8.6527813038891108E-2,128.68839720028961,11.135125573221218]
[null,{"$f":"'Input - Inventory'!B171","v":163},{"$f":"'Input - Inventory'!C171","v":"SOX1x90"},{"$f":"'Input - Inventory'!D171","v":"Lamp"},{"$f":"'Input - Inventory'!E171","v":"NonTraffic"},{"$f":"'Input - Inventory'!F171","v":"Minor < 130w"},{"$f":"'Input - Inventory'!G171","v":"1"},null,"Lamp - SOX1x90",null,81.85755117339869,0,0,null,10.993598662305162,0.33333333333333331,0,0,10.993598662305162,1.8504811250925242E-2,0,0,10.993598662305162,0.16666666666666666,10.993598662305162,4.590314436538903E-3,10.993598662305162,4.0032025620496396E-2,164.90397993457742,2.1598272138228944E-2,274.83996655762911,1.2221950623319483E-2,0,0,13192.318394766196,1.1123470522803115E-4,9344.5588629593894,2.4953586329427266E-4,0,0,0,0,16.910761644101946,null,32.980795986915489,0.33333333333333331,42.404380628262139,1.8504811250925242E-2,11.507309158858186,0.16666666666666666,0,1.8504811250925242E-2,13.696168581853241,null,82.898081264858945,0.16,1.5133333333333332,82.898081264858945,1.4200000000000001E-2,0,82.898081264858945,0.01,0,20.072388743597845,null,32.980795986915489,0.16,11.507309158858186,1.4200000000000001E-2,0,0.01,5.4403311479622642,null,31.883718666621988,0.24213333333333331,7.720111079811403,null,{"$f":"IF($D174=\"Connection\",VLOOKUP(C174,'Input - General'!$F$62:$N$79,7,FALSE),0)","v":0},null,0.1801212933606588,63.839761197326702,11.498900354698085,null,8.6527813038891108E-2,75.338661552024789,6.5188896213738943]
[null,{"$f":"'Input - Inventory'!B172","v":164},{"$f":"'Input - Inventory'!C172","v":"TF1x16"},{"$f":"'Input - Inventory'!D172","v":"Lamp"},{"$f":"'Input - Inventory'!E172","v":"NonTraffic"},{"$f":"'Input - Inventory'!F172","v":"Minor < 130w"},{"$f":"'Input - Inventory'!G172","v":"1"},null,"Lamp - TF1x16",null,115.31403606740099,1,115.31403606740099,null,10.993598662305162,0.33333333333333331,0,0,10.993598662305162,1.8504811250925242E-2,0,0,10.993598662305162,0.16666666666666666,10.993598662305162,4.590314436538903E-3,10.993598662305162,4.0032025620496396E-2,164.90397993457742,2.1598272138228944E-2,274.83996655762911,1.2221950623319483E-2,0,0,13192.318394766196,1.1123470522803115E-4,9344.5588629593894,2.4953586329427266E-4,0,0,0,0,16.910761644101946,null,10.993598662305162,0.33333333333333331,42.404380628262139,1.8504811250925242E-2,11.507309158858186,0.16666666666666666,0,1.8504811250925242E-2,6.3671028069831337,null,82.898081264858945,0.36,1.5133333333333332,82.898081264858945,1.4200000000000001E-2,0,82.898081264858945,0.01,0,45.162874673095146,null,10.993598662305162,0.36,11.507309158858186,1.4200000000000001E-2,0,0.01,4.1210993084856442,null,31.883718666621988,0.54479999999999995,17.370249929575657,null,{"$f":"IF($D175=\"Connection\",VLOOKUP(C175,'Input - General'!$F$62:$N$79,7,FALSE),0)","v":0},null,0.1801212933606588,89.932088362241529,16.198684070431995,null,8.6527813038891108E-2,106.13077243267352,9.1832636347274725]
[null,{"$f":"'Input - Inventory'!B173","v":165},{"$f":"'Input - Inventory'!C173","v":"TF1x176"},{"$f":"'Input - Inventory'!D173","v":"Lamp"},{"$f":"'Input - Inventory'!E173","v":"Traffic"},{"$f":"'Input - Inventory'!F173","v":"Major > 130w"},{"$f":"'Input - Inventory'!G173","v":"1"},null,"Lamp - TF1x176",null,154.47424513540898,0,0,null,0,0,10.993598662305162,0.33333333333333331,0,0,10.993598662305162,4.9094211792429674E-3,10.993598662305162,0.16666666666666666,10.993598662305162,4.590314436538903E-3,10.993598662305162,4.0032025620496396E-2,164.90397993457742,2.1598272138228944E-2,274.83996655762911,1.2221950623319483E-2,0,0,13192.318394766196,1.1123470522803115E-4,9344.5588629593894,2.4953586329427266E-4,0,0,0,0,16.761299381996384,null,10.993598662305162,0.33333333333333331,42.404380628262139,4.9094211792429674E-3,11.507309158858186,0.16666666666666666,0,4.9094211792429674E-3,5.7905987115938213,null,82.898081264858945,0.36,2.2699999999999996,82.898081264858945,1.4200000000000001E-2,0,82.898081264858945,0.01,0,67.744312009642712,null,10.993598662305162,0.36,11.507309158858186,1.4200000000000001E-2,0,0.01,4.1210993084856442,null,31.883718666621988,0.81719999999999982,26.055374894363482,null,{"$f":"IF($D176=\"Connection\",VLOOKUP(C176,'Input - General'!$F$62:$N$79,7,FALSE),0)","v":0},null,0.1801212933606588,120.47268430608203,21.699695711841837,null,8.6527813038891108E-2,142.17238001792387,12.301865117485095]
[null,{"$f":"'Input - Inventory'!B174","v":166},{"$f":"'Input - Inventory'!C174","v":"TF1x20"},{"$f":"'Input - Inventory'!D174","v":"Lamp"},{"$f":"'Input - Inventory'!E174","v":"NonTraffic"},{"$f":"'Input - Inventory'!F174","v":"Minor < 130w"},{"$f":"'Input - Inventory'!G174","v":"1"},null,"Lamp - TF1x20",null,115.31403606740099,0,0,null,10.993598662305162,0.33333333333333331,0,0,10.993598662305162,1.8504811250925242E-2,0,0,10.993598662305162,0.16666666666666666,10.993598662305162,4.590314436538903E-3,10.993598662305162,4.0032025620496396E-2,164.90397993457742,2.1598272138228944E-2,274.83996655762911,1.2221950623319483E-2,0,0,13192.318394766196,1.1123470522803115E-4,9344.5588629593894,2.4953586329427266E-4,0,0,0,0,16.910761644101946,null,10.993598662305162,0.33333333333333331,42.404380628262139,1.8504811250925242E-2,11.507309158858186,0.16666666666666666,0,1.8504811250925242E-2,6.3671028069831337,null,82.898081264858945,0.36,1.5133333333333332,82.898081264858945,1.4200000000000001E-2,0,82.898081264858945,0.01,0,45.162874673095146,null,10.993598662305162,0.36,11.507309158858186,1.4200000000000001E-2,0,0.01,4.1210993084856442,null,31.883718666621988,0.54479999999999995,17.370249929575657,null,{"$f":"IF($D177=\"Connection\",VLOOKUP(C177,'Input - General'!$F$62:$N$79,7,FALSE),0)","v":0},null,0.1801212933606588,89.932088362241529,16.198684070431995,null,8.6527813038891108E-2,106.13077243267352,9.1832636347274725]
[null,{"$f":"'Input - Inventory'!B175","v":167},{"$f":"'Input - Inventory'!C175","v":"TF1x236"},{"$f":"'Input - Inventory'!D175","v":"Lamp"},{"$f":"'Input - Inventory'!E175","v":"Traffic"},{"$f":"'Input - Inventory'!F175","v":"Major > 130w"},{"$f":"'Input - Inventory'!G175","v":"1"},null,"Lamp - TF1x236",null,154.47424513540898,0,0,null,0,0,10.993598662305162,0.33333333333333331,0,0,10.993598662305162,4.9094211792429674E-3,10.993598662305162,0.16666666666666666,10.993598662305162,4.590314436538903E-3,10.993598662305162,4.0032025620496396E-2,164.90397993457742,2.1598272138228944E-2,274.83996655762911,1.2221950623319483E-2,0,0,13192.318394766196,1.1123470522803115E-4,9344.5588629593894,2.4953586329427266E-4,0,0,0,0,16.761299381996384,null,10.993598662305162,0.33333333333333331,42.404380628262139,4.9094211792429674E-3,11.507309158858186,0.16666666666666666,0,4.9094211792429674E-3,5.7905987115938213,null,82.898081264858945,0.36,2.2699999999999996,82.898081264858945,1.4200000000000001E-2,0,82.898081264858945,0.01,0,67.744312009642712,null,10.993598662305162,0.36,11.507309158858186,1.4200000000000001E-2,0,0.01,4.1210993084856442,null,31.883718666621988,0.81719999999999982,26.055374894363482,null,{"$f":"IF($D178=\"Connection\",VLOOKUP(C178,'Input - General'!$F$62:$N$79,7,FALSE),0)","v":0},null,0.1801212933606588,120.47268430608203,21.699695711841837,null,8.6527813038891108E-2,142.17238001792387,12.301865117485095]
[null,{"$f":"'Input - Inventory'!B176","v":168},{"$f":"'Input - Inventory'!C176","v":"TF1x26"},{"$f":"'Input - Inventory'!D176","v":"Lamp"},{"$f":"'Input - Inventory'!E176","v":"NonTraffic"},{"$f":"'Input - Inventory'!F176","v":"Minor < 130w"},{"$f":"'Input - Inventory'!G176","v":"1"},null,"Lamp - TF1x26",null,115.31403606740099,0,0,null,10.993598662305162,0.33333333333333331,0,0,10.993598662305162,1.8504811250925242E-2,0,0,10.993598662305162,0.16666666666666666,10.993598662305162,4.590314436538903E-3,10.993598662305162,4.0032025620496396E-2,164.90397993457742,2.1598272138228944E-2,274.83996655762911,1.2221950623319483E-2,0,0,13192.318394766196,1.1123470522803115E-4,9344.5588629593894,2.4953586329427266E-4,0,0,0,0,16.910761644101946,null,10.993598662305162,0.33333333333333331,42.404380628262139,1.8504811250925242E-2,11.507309158858186,0.16666666666666666,0,1.8504811250925242E-2,6.3671028069831337,null,82.898081264858945,0.36,1.5133333333333332,82.898081264858945,1.4200000000000001E-2,0,82.898081264858945,0.01,0,45.162874673095146,null,10.993598662305162,0.36,11.507309158858186,1.4200000000000001E-2,0,0.01,4.1210993084856442,null,31.883718666621988,0.54479999999999995,17.370249929575657,null,{"$f":"IF($D179=\"Connection\",VLOOKUP(C179,'Input - General'!$F$62:$N$79,7,FALSE),0)","v":0},null,0.1801212933606588,89.932088362241529,16.198684070431995,null,8.6527813038891108E-2,106.13077243267352,9.1832636347274725]
[null,{"$f":"'Input - Inventory'!B177","v":169},{"$f":"'Input - Inventory'!C177","v":"TF1x40"},{"$f":"'Input - Inventory'!D177","v":"Lamp"},{"$f":"'Input - Inventory'!E177","v":"NonTraffic"},{"$f":"'Input - Inventory'!F177","v":"Minor < 130w"},{"$f":"'Input - Inventory'!G177","v":"1"},null,"Lamp - TF1x40",null,67.475481078495065,86,5802.891372750576,null,10.993598662305162,0.33333333333333331,0,0,10.993598662305162,1.8504811250925242E-2,0,0,10.993598662305162,0.16666666666666666,10.993598662305162,4.590314436538903E-3,10.993598662305162,4.0032025620496396E-2,164.90397993457742,2.1598272138228944E-2,274.83996655762911,1.2221950623319483E-2,0,0,13192.318394766196,1.1123470522803115E-4,9344.5588629593894,2.4953586329427266E-4,0,0,0,0,16.910761644101946,null,10.993598662305162,0.33333333333333331,42.404380628262139,1.8504811250925242E-2,11.507309158858186,0.16666666666666666,0,1.8504811250925242E-2,6.3671028069831337,null,82.898081264858945,0.158,1.5133333333333332,82.898081264858945,1.4200000000000001E-2,0,82.898081264858945,0.01,0,19.821483884302872,null,10.993598662305162,0.158,11.507309158858186,1.4200000000000001E-2,0,0.01,1.9003923787000019,null,31.883718666621988,0.23910666666666663,7.6236096913137601,null,{"$f":"IF($D180=\"Connection\",VLOOKUP(C180,'Input - General'!$F$62:$N$79,7,FALSE),0)","v":0},null,0.1801212933606588,52.623350405401716,9.4785859359921059,null,8.6527813038891108E-2,62.101936341393824,5.3735447371012421]
[null,{"$f":"'Input - Inventory'!B178","v":170},{"$f":"'Input - Inventory'!C178","v":"TF1x40 (P09)"},{"$f":"'Input - Inventory'!D178","v":"Lamp"},{"$f":"'Input - Inventory'!E178","v":"NonTraffic"},{"$f":"'Input - Inventory'!F178","v":"Minor < 130w"},{"$f":"'Input - Inventory'!G178","v":1},null,"Lamp - TF1x40 (P09)",null,67.475481078495065,508,34277.544387875496,null,10.993598662305162,0.33333333333333331,0,0,10.993598662305162,1.8504811250925242E-2,0,0,10.993598662305162,0.16666666666666666,10.993598662305162,4.590314436538903E-3,10.993598662305162,4.0032025620496396E-2,164.90397993457742,2.1598272138228944E-2,274.83996655762911,1.2221950623319483E-2,0,0,13192.318394766196,1.1123470522803115E-4,9344.5588629593894,2.4953586329427266E-4,0,0,0,0,16.910761644101946,null,10.993598662305162,0.33333333333333331,42.404380628262139,1.8504811250925242E-2,11.507309158858186,0.16666666666666666,0,1.8504811250925242E-2,6.3671028069831337,null,82.898081264858945,0.158,1.5133333333333332,82.898081264858945,1.4200000000000001E-2,0,82.898081264858945,0.01,0,19.821483884302872,null,10.993598662305162,0.158,11.507309158858186,1.4200000000000001E-2,0,0.01,1.9003923787000019,null,31.883718666621988,0.23910666666666663,7.6236096913137601,null,{"$f":"IF($D181=\"Connection\",VLOOKUP(C181,'Input - General'!$F$62:$N$79,7,FALSE),0)","v":0},null,0.1801212933606588,52.623350405401716,9.4785859359921059,null,8.6527813038891108E-2,62.101936341393824,5.3735447371012421]
[null,{"$f":"'Input - Inventory'!B179","v":171},{"$f":"'Input - Inventory'!C179","v":"TF1x60"},{"$f":"'Input - Inventory'!D179","v":"Lamp"},{"$f":"'Input - Inventory'!E179","v":"NonTraffic"},{"$f":"'Input - Inventory'!F179","v":"Minor < 130w"},{"$f":"'Input - Inventory'!G179","v":"1"},null,"Lamp - TF1x60",null,115.31403606740099,0,0,null,10.993598662305162,0.33333333333333331,0,0,10.993598662305162,1.8504811250925242E-2,0,0,10.993598662305162,0.16666666666666666,10.993598662305162,4.590314436538903E-3,10.993598662305162,4.0032025620496396E-2,164.90397993457742,2.1598272138228944E-2,274.83996655762911,1.2221950623319483E-2,0,0,13192.318394766196,1.1123470522803115E-4,9344.5588629593894,2.4953586329427266E-4,0,0,0,0,16.910761644101946,null,10.993598662305162,0.33333333333333331,42.404380628262139,1.8504811250925242E-2,11.507309158858186,0.16666666666666666,0,1.8504811250925242E-2,6.3671028069831337,null,82.898081264858945,0.36,1.5133333333333332,82.898081264858945,1.4200000000000001E-2,0,82.898081264858945,0.01,0,45.162874673095146,null,10.993598662305162,0.36,11.507309158858186,1.4200000000000001E-2,0,0.01,4.1210993084856442,null,31.883718666621988,0.54479999999999995,17.370249929575657,null,{"$f":"IF($D182=\"Connection\",VLOOKUP(C182,'Input - General'!$F$62:$N$79,7,FALSE),0)","v":0},null,0.1801212933606588,89.932088362241529,16.198684070431995,null,8.6527813038891108E-2,106.13077243267352,9.1832636347274725]
[null,{"$f":"'Input - Inventory'!B180","v":172},{"$f":"'Input - Inventory'!C180","v":"TF1x80"},{"$f":"'Input - Inventory'!D180","v":"Lamp"},{"$f":"'Input - Inventory'!E180","v":"NonTraffic"},{"$f":"'Input - Inventory'!F180","v":"Minor < 130w"},{"$f":"'Input - Inventory'!G180","v":"1"},null,"Lamp - TF1x80",null,115.31403606740099,14,1614.3965049436138,null,10.993598662305162,0.33333333333333331,0,0,10.993598662305162,1.8504811250925242E-2,0,0,10.993598662305162,0.16666666666666666,10.993598662305162,4.590314436538903E-3,10.993598662305162,4.0032025620496396E-2,164.90397993457742,2.1598272138228944E-2,274.83996655762911,1.2221950623319483E-2,0,0,13192.318394766196,1.1123470522803115E-4,9344.5588629593894,2.4953586329427266E-4,0,0,0,0,16.910761644101946,null,10.993598662305162,0.33333333333333331,42.404380628262139,1.8504811250925242E-2,11.507309158858186,0.16666666666666666,0,1.8504811250925242E-2,6.3671028069831337,null,82.898081264858945,0.36,1.5133333333333332,82.898081264858945,1.4200000000000001E-2,0,82.898081264858945,0.01,0,45.162874673095146,null,10.993598662305162,0.36,11.507309158858186,1.4200000000000001E-2,0,0.01,4.1210993084856442,null,31.883718666621988,0.54479999999999995,17.370249929575657,null,{"$f":"IF($D183=\"Connection\",VLOOKUP(C183,'Input - General'!$F$62:$N$79,7,FALSE),0)","v":0},null,0.1801212933606588,89.932088362241529,16.198684070431995,null,8.6527813038891108E-2,106.13077243267352,9.1832636347274725]
[null,{"$f":"'Input - Inventory'!B181","v":173},{"$f":"'Input - Inventory'!C181","v":"TF2x14 T5"},{"$f":"'Input - Inventory'!D181","v":"Lamp"},{"$f":"'Input - Inventory'!E181","v":"NonTraffic"},{"$f":"'Input - Inventory'!F181","v":"Minor < 130w"},{"$f":"'Input - Inventory'!G181","v":"2"},null,"Lamp - TF2x14 T5",null,39.49248687747221,4,157.96994750988884,null,10.993598662305162,0.33333333333333331,0,0,10.993598662305162,1.8504811250925242E-2,0,0,10.993598662305162,0.16666666666666666,10.993598662305162,4.590314436538903E-3,10.993598662305162,4.0032025620496396E-2,164.90397993457742,2.1598272138228944E-2,274.83996655762911,1.2221950623319483E-2,0,0,13192.318394766196,1.1123470522803115E-4,9344.5588629593894,2.4953586329427266E-4,0,0,0,0,16.910761644101946,null,21.987197324610325,0.33333333333333331,42.404380628262139,1.8504811250925242E-2,11.507309158858186,0.16666666666666666,0,1.8504811250925242E-2,10.031635694418187,null,82.898081264858945,0.02,1.5133333333333332,82.898081264858945,1.4200000000000001E-2,0,82.898081264858945,0.01,0,2.5090485929497306,null,10.993598662305162,0.02,11.507309158858186,1.4200000000000001E-2,0,0.01,0.3832757633018895,null,31.883718666621988,3.0266666666666664E-2,0.96501388497642537,null,{"$f":"IF($D184=\"Connection\",VLOOKUP(C184,'Input - General'!$F$62:$N$79,7,FALSE),0)","v":0},null,0.1801212933606588,30.79973557974818,5.5476882077905421,null,8.6527813038891108E-2,36.347423787538716,3.1450630899334935]
[null,{"$f":"'Input - Inventory'!B182","v":174},{"$f":"'Input - Inventory'!C182","v":"TF2x14 T5 (P09)"},{"$f":"'Input - Inventory'!D182","v":"Lamp"},{"$f":"'Input - Inventory'!E182","v":"NonTraffic"},{"$f":"'Input - Inventory'!F182","v":"Minor < 130w"},{"$f":"'Input - Inventory'!G182","v":2},null,"Lamp - TF2x14 T5 (P09)",null,39.49248687747221,310,12242.670932016385,null,10.993598662305162,0.33333333333333331,0,0,10.993598662305162,1.8504811250925242E-2,0,0,10.993598662305162,0.16666666666666666,10.993598662305162,4.590314436538903E-3,10.993598662305162,4.0032025620496396E-2,164.90397993457742,2.1598272138228944E-2,274.83996655762911,1.2221950623319483E-2,0,0,13192.318394766196,1.1123470522803115E-4,9344.5588629593894,2.4953586329427266E-4,0,0,0,0,16.910761644101946,null,21.987197324610325,0.33333333333333331,42.404380628262139,1.8504811250925242E-2,11.507309158858186,0.16666666666666666,0,1.8504811250925242E-2,10.031635694418187,null,82.898081264858945,0.02,1.5133333333333332,82.898081264858945,1.4200000000000001E-2,0,82.898081264858945,0.01,0,2.5090485929497306,null,10.993598662305162,0.02,11.507309158858186,1.4200000000000001E-2,0,0.01,0.3832757633018895,null,31.883718666621988,3.0266666666666664E-2,0.96501388497642537,null,{"$f":"IF($D185=\"Connection\",VLOOKUP(C185,'Input - General'!$F$62:$N$79,7,FALSE),0)","v":0},null,0.1801212933606588,30.79973557974818,5.5476882077905421,null,8.6527813038891108E-2,36.347423787538716,3.1450630899334935]
[null,{"$f":"'Input - Inventory'!B183","v":175},{"$f":"'Input - Inventory'!C183","v":"TF2x20"},{"$f":"'Input - Inventory'!D183","v":"Lamp"},{"$f":"'Input - Inventory'!E183","v":"NonTraffic"},{"$f":"'Input - Inventory'!F183","v":"Minor < 130w"},{"$f":"'Input - Inventory'!G183","v":"2"},null,"Lamp - TF2x20",null,59.125240385295491,378,22349.340865641694,null,10.993598662305162,0.33333333333333331,0,0,10.993598662305162,1.8504811250925242E-2,0,0,10.993598662305162,0.16666666666666666,10.993598662305162,4.590314436538903E-3,10.993598662305162,4.0032025620496396E-2,164.90397993457742,2.1598272138228944E-2,274.83996655762911,1.2221950623319483E-2,0,0,13192.318394766196,1.1123470522803115E-4,9344.5588629593894,2.4953586329427266E-4,0,0,0,0,16.910761644101946,null,21.987197324610325,0.33333333333333331,42.404380628262139,1.8504811250925242E-2,11.507309158858186,0.16666666666666666,0,1.8504811250925242E-2,10.031635694418187,null,82.898081264858945,0.10290000000000001,1.5133333333333332,82.898081264858945,1.4200000000000001E-2,0,82.898081264858945,0.01,0,12.909055010726364,null,10.993598662305162,0.10290000000000001,11.507309158858186,1.4200000000000001E-2,0,0.01,1.2946450924069877,null,31.883718666621988,0.155722,4.9649964382037091,null,{"$f":"IF($D186=\"Connection\",VLOOKUP(C186,'Input - General'!$F$62:$N$79,7,FALSE),0)","v":0},null,0.1801212933606588,46.111093879857194,8.3055898679146356,null,8.6527813038891108E-2,54.416683747771827,4.7085566375236647]
[null,{"$f":"'Input - Inventory'!B184","v":176},{"$f":"'Input - Inventory'!C184","v":"TF2x20 (P09)"},{"$f":"'Input - Inventory'!D184","v":"Lamp"},{"$f":"'Input - Inventory'!E184","v":"NonTraffic"},{"$f":"'Input - Inventory'!F184","v":"Minor < 130w"},{"$f":"'Input - Inventory'!G184","v":2},null,"Lamp - TF2x20 (P09)",null,59.125240385295491,18453,1091038.0608298576,null,10.993598662305162,0.33333333333333331,0,0,10.993598662305162,1.8504811250925242E-2,0,0,10.993598662305162,0.16666666666666666,10.993598662305162,4.590314436538903E-3,10.993598662305162,4.0032025620496396E-2,164.90397993457742,2.1598272138228944E-2,274.83996655762911,1.2221950623319483E-2,0,0,13192.318394766196,1.1123470522803115E-4,9344.5588629593894,2.4953586329427266E-4,0,0,0,0,16.910761644101946,null,21.987197324610325,0.33333333333333331,42.404380628262139,1.8504811250925242E-2,11.507309158858186,0.16666666666666666,0,1.8504811250925242E-2,10.031635694418187,null,82.898081264858945,0.10290000000000001,1.5133333333333332,82.898081264858945,1.4200000000000001E-2,0,82.898081264858945,0.01,0,12.909055010726364,null,10.993598662305162,0.10290000000000001,11.507309158858186,1.4200000000000001E-2,0,0.01,1.2946450924069877,null,31.883718666621988,0.155722,4.9649964382037091,null,{"$f":"IF($D187=\"Connection\",VLOOKUP(C187,'Input - General'!$F$62:$N$79,7,FALSE),0)","v":0},null,0.1801212933606588,46.111093879857194,8.3055898679146356,null,8.6527813038891108E-2,54.416683747771827,4.7085566375236647]
[null,{"$f":"'Input - Inventory'!B185","v":177},{"$f":"'Input - Inventory'!C185","v":"TF2x26"},{"$f":"'Input - Inventory'!D185","v":"Lamp"},{"$f":"'Input - Inventory'!E185","v":"NonTraffic"},{"$f":"'Input - Inventory'!F185","v":"Minor < 130w"},{"$f":"'Input - Inventory'!G185","v":"2"},null,"Lamp - TF2x26",null,120.01282695780895,0,0,null,10.993598662305162,0.33333333333333331,0,0,10.993598662305162,1.8504811250925242E-2,0,0,10.993598662305162,0.16666666666666666,10.993598662305162,4.590314436538903E-3,10.993598662305162,4.0032025620496396E-2,164.90397993457742,2.1598272138228944E-2,274.83996655762911,1.2221950623319483E-2,0,0,13192.318394766196,1.1123470522803115E-4,9344.5588629593894,2.4953586329427266E-4,0,0,0,0,16.910761644101946,null,21.987197324610325,0.33333333333333331,42.404380628262139,1.8504811250925242E-2,11.507309158858186,0.16666666666666666,0,1.8504811250925242E-2,10.031635694418187,null,82.898081264858945,0.36,1.5133333333333332,82.898081264858945,1.4200000000000001E-2,0,82.898081264858945,0.01,0,45.162874673095146,null,10.993598662305162,0.36,11.507309158858186,1.4200000000000001E-2,0,0.01,4.1210993084856442,null,31.883718666621988,0.54479999999999995,17.370249929575657,null,{"$f":"IF($D188=\"Connection\",VLOOKUP(C188,'Input - General'!$F$62:$N$79,7,FALSE),0)","v":0},null,0.1801212933606588,93.596621249676588,16.858744473679469,null,8.6527813038891108E-2,110.45536572335605,9.5574612344528944]
[null,{"$f":"'Input - Inventory'!B186","v":178},{"$f":"'Input - Inventory'!C186","v":"TF2x26 (P09)"},{"$f":"'Input - Inventory'!D186","v":"Lamp"},{"$f":"'Input - Inventory'!E186","v":"NonTraffic"},{"$f":"'Input - Inventory'!F186","v":"Minor < 130w"},{"$f":"'Input - Inventory'!G186","v":2},null,"Lamp - TF2x26 (P09)",null,120.01282695780895,28,3360.3591548186505,null,10.993598662305162,0.33333333333333331,0,0,10.993598662305162,1.8504811250925242E-2,0,0,10.993598662305162,0.16666666666666666,10.993598662305162,4.590314436538903E-3,10.993598662305162,4.0032025620496396E-2,164.90397993457742,2.1598272138228944E-2,274.83996655762911,1.2221950623319483E-2,0,0,13192.318394766196,1.1123470522803115E-4,9344.5588629593894,2.4953586329427266E-4,0,0,0,0,16.910761644101946,null,21.987197324610325,0.33333333333333331,42.404380628262139,1.8504811250925242E-2,11.507309158858186,0.16666666666666666,0,1.8504811250925242E-2,10.031635694418187,null,82.898081264858945,0.36,1.5133333333333332,82.898081264858945,1.4200000000000001E-2,0,82.898081264858945,0.01,0,45.162874673095146,null,10.993598662305162,0.36,11.507309158858186,1.4200000000000001E-2,0,0.01,4.1210993084856442,null,31.883718666621988,0.54479999999999995,17.370249929575657,null,{"$f":"IF($D189=\"Connection\",VLOOKUP(C189,'Input - General'!$F$62:$N$79,7,FALSE),0)","v":0},null,0.1801212933606588,93.596621249676588,16.858744473679469,null,8.6527813038891108E-2,110.45536572335605,9.5574612344528944]
[null,{"$f":"'Input - Inventory'!B187","v":179},{"$f":"'Input - Inventory'!C187","v":"TF2x40"},{"$f":"'Input - Inventory'!D187","v":"Lamp"},{"$f":"'Input - Inventory'!E187","v":"NonTraffic"},{"$f":"'Input - Inventory'!F187","v":"Minor < 130w"},{"$f":"'Input - Inventory'!G187","v":"2"},null,"Lamp - TF2x40",null,205.26965763110667,1,205.26965763110667,null,10.993598662305162,0.33333333333333331,0,0,10.993598662305162,1.8504811250925242E-2,0,0,10.993598662305162,0.16666666666666666,10.993598662305162,4.590314436538903E-3,10.993598662305162,4.0032025620496396E-2,164.90397993457742,2.1598272138228944E-2,274.83996655762911,1.2221950623319483E-2,0,0,13192.318394766196,1.1123470522803115E-4,9344.5588629593894,2.4953586329427266E-4,0,0,0,0,16.910761644101946,null,21.987197324610325,0.33333333333333331,42.404380628262139,1.8504811250925242E-2,11.507309158858186,0.16666666666666666,0,1.8504811250925242E-2,10.031635694418187,null,82.898081264858945,0.72,1.5133333333333332,82.898081264858945,1.4200000000000001E-2,0,82.898081264858945,0.01,0,90.325749346190292,null,10.993598662305162,0.72,11.507309158858186,1.4200000000000001E-2,0,0.01,8.0787948269155034,null,31.883718666621988,1.0895999999999999,34.740499859151313,null,{"$f":"IF($D190=\"Connection\",VLOOKUP(C190,'Input - General'!$F$62:$N$79,7,FALSE),0)","v":0},null,0.1801212933606588,160.08744137077724,28.835156990503034,null,8.6527813038891108E-2,188.92259836128028,16.347059269826374]
[null,{"$f":"'Input - Inventory'!B188","v":180},{"$f":"'Input - Inventory'!C188","v":"TF2x58"},{"$f":"'Input - Inventory'!D188","v":"Lamp"},{"$f":"'Input - Inventory'!E188","v":"NonTraffic"},{"$f":"'Input - Inventory'!F188","v":"Minor < 130w"},{"$f":"'Input - Inventory'!G188","v":"2"},null,"Lamp - TF2x58",null,120.01282695780895,0,0,null,10.993598662305162,0.33333333333333331,0,0,10.993598662305162,1.8504811250925242E-2,0,0,10.993598662305162,0.16666666666666666,10.993598662305162,4.590314436538903E-3,10.993598662305162,4.0032025620496396E-2,164.90397993457742,2.1598272138228944E-2,274.83996655762911,1.2221950623319483E-2,0,0,13192.318394766196,1.1123470522803115E-4,9344.5588629593894,2.4953586329427266E-4,0,0,0,0,16.910761644101946,null,21.987197324610325,0.33333333333333331,42.404380628262139,1.8504811250925242E-2,11.507309158858186,0.16666666666666666,0,1.8504811250925242E-2,10.031635694418187,null,82.898081264858945,0.36,1.5133333333333332,82.898081264858945,1.4200000000000001E-2,0,82.898081264858945,0.01,0,45.162874673095146,null,10.993598662305162,0.36,11.507309158858186,1.4200000000000001E-2,0,0.01,4.1210993084856442,null,31.883718666621988,0.54479999999999995,17.370249929575657,null,{"$f":"IF($D191=\"Connection\",VLOOKUP(C191,'Input - General'!$F$62:$N$79,7,FALSE),0)","v":0},null,0.1801212933606588,93.596621249676588,16.858744473679469,null,8.6527813038891108E-2,110.45536572335605,9.5574612344528944]
[null,{"$f":"'Input - Inventory'!B189","v":181},{"$f":"'Input - Inventory'!C189","v":"TF2x80"},{"$f":"'Input - Inventory'!D189","v":"Lamp"},{"$f":"'Input - Inventory'!E189","v":"NonTraffic"},{"$f":"'Input - Inventory'!F189","v":"Minor < 130w"},{"$f":"'Input - Inventory'!G189","v":"2"},null,"Lamp - TF2x80",null,205.26965763110667,0,0,null,10.993598662305162,0.33333333333333331,0,0,10.993598662305162,1.8504811250925242E-2,0,0,10.993598662305162,0.16666666666666666,10.993598662305162,4.590314436538903E-3,10.993598662305162,4.0032025620496396E-2,164.90397993457742,2.1598272138228944E-2,274.83996655762911,1.2221950623319483E-2,0,0,13192.318394766196,1.1123470522803115E-4,9344.5588629593894,2.4953586329427266E-4,0,0,0,0,16.910761644101946,null,21.987197324610325,0.33333333333333331,42.404380628262139,1.8504811250925242E-2,11.507309158858186,0.16666666666666666,0,1.8504811250925242E-2,10.031635694418187,null,82.898081264858945,0.72,1.5133333333333332,82.898081264858945,1.4200000000000001E-2,0,82.898081264858945,0.01,0,90.325749346190292,null,10.993598662305162,0.72,11.507309158858186,1.4200000000000001E-2,0,0.01,8.0787948269155034,null,31.883718666621988,1.0895999999999999,34.740499859151313,null,{"$f":"IF($D192=\"Connection\",VLOOKUP(C192,'Input - General'!$F$62:$N$79,7,FALSE),0)","v":0},null,0.1801212933606588,160.08744137077724,28.835156990503034,null,8.6527813038891108E-2,188.92259836128028,16.347059269826374]
[null,{"$f":"'Input - Inventory'!B190","v":182},{"$f":"'Input - Inventory'!C190","v":"TF3x20"},{"$f":"'Input - Inventory'!D190","v":"Lamp"},{"$f":"'Input - Inventory'!E190","v":"NonTraffic"},{"$f":"'Input - Inventory'!F190","v":"Minor < 130w"},{"$f":"'Input - Inventory'!G190","v":"3"},null,"Lamp - TF3x20",null,124.71161784821689,0,0,null,10.993598662305162,0.33333333333333331,0,0,10.993598662305162,1.8504811250925242E-2,0,0,10.993598662305162,0.16666666666666666,10.993598662305162,4.590314436538903E-3,10.993598662305162,4.0032025620496396E-2,164.90397993457742,2.1598272138228944E-2,274.83996655762911,1.2221950623319483E-2,0,0,13192.318394766196,1.1123470522803115E-4,9344.5588629593894,2.4953586329427266E-4,0,0,0,0,16.910761644101946,null,32.980795986915489,0.33333333333333331,42.404380628262139,1.8504811250925242E-2,11.507309158858186,0.16666666666666666,0,1.8504811250925242E-2,13.696168581853241,null,82.898081264858945,0.36,1.5133333333333332,82.898081264858945,1.4200000000000001E-2,0,82.898081264858945,0.01,0,45.162874673095146,null,10.993598662305162,0.36,11.507309158858186,1.4200000000000001E-2,0,0.01,4.1210993084856442,null,31.883718666621988,0.54479999999999995,17.370249929575657,null,{"$f":"IF($D193=\"Connection\",VLOOKUP(C193,'Input - General'!$F$62:$N$79,7,FALSE),0)","v":0},null,0.1801212933606588,97.261154137111646,17.518804876926939,null,8.6527813038891108E-2,114.77995901403858,9.9316588341783145]
[null,{"$f":"'Input - Inventory'!B191","v":183},{"$f":"'Input - Inventory'!C191","v":"TF3x40"},{"$f":"'Input - Inventory'!D191","v":"Lamp"},{"$f":"'Input - Inventory'!E191","v":"NonTraffic"},{"$f":"'Input - Inventory'!F191","v":"Minor < 130w"},{"$f":"'Input - Inventory'!G191","v":"3"},null,"Lamp - TF3x40",null,295.22527919481229,0,0,null,10.993598662305162,0.33333333333333331,0,0,10.993598662305162,1.8504811250925242E-2,0,0,10.993598662305162,0.16666666666666666,10.993598662305162,4.590314436538903E-3,10.993598662305162,4.0032025620496396E-2,164.90397993457742,2.1598272138228944E-2,274.83996655762911,1.2221950623319483E-2,0,0,13192.318394766196,1.1123470522803115E-4,9344.5588629593894,2.4953586329427266E-4,0,0,0,0,16.910761644101946,null,32.980795986915489,0.33333333333333331,42.404380628262139,1.8504811250925242E-2,11.507309158858186,0.16666666666666666,0,1.8504811250925242E-2,13.696168581853241,null,82.898081264858945,1.08,1.5133333333333332,82.898081264858945,1.4200000000000001E-2,0,82.898081264858945,0.01,0,135.48862401928545,null,10.993598662305162,1.08,11.507309158858186,1.4200000000000001E-2,0,0.01,12.036490345345364,null,31.883718666621988,1.6343999999999999,52.11074978872697,null,{"$f":"IF($D194=\"Connection\",VLOOKUP(C194,'Input - General'!$F$62:$N$79,7,FALSE),0)","v":0},null,0.1801212933606588,230.24279437931295,41.471629910574073,null,8.6527813038891108E-2,271.71442428988701,23.510854904925274]
[null,{"$f":"'Input - Inventory'!B192","v":184},{"$f":"'Input - Inventory'!C192","v":"TF3x80"},{"$f":"'Input - Inventory'!D192","v":"Lamp"},{"$f":"'Input - Inventory'!E192","v":"NonTraffic"},{"$f":"'Input - Inventory'!F192","v":"Minor < 130w"},{"$f":"'Input - Inventory'!G192","v":"3"},null,"Lamp - TF3x80",null,295.22527919481229,0,0,null,10.993598662305162,0.33333333333333331,0,0,10.993598662305162,1.8504811250925242E-2,0,0,10.993598662305162,0.16666666666666666,10.993598662305162,4.590314436538903E-3,10.993598662305162,4.0032025620496396E-2,164.90397993457742,2.1598272138228944E-2,274.83996655762911,1.2221950623319483E-2,0,0,13192.318394766196,1.1123470522803115E-4,9344.5588629593894,2.4953586329427266E-4,0,0,0,0,16.910761644101946,null,32.980795986915489,0.33333333333333331,42.404380628262139,1.8504811250925242E-2,11.507309158858186,0.16666666666666666,0,1.8504811250925242E-2,13.696168581853241,null,82.898081264858945,1.08,1.5133333333333332,82.898081264858945,1.4200000000000001E-2,0,82.898081264858945,0.01,0,135.48862401928545,null,10.993598662305162,1.08,11.507309158858186,1.4200000000000001E-2,0,0.01,12.036490345345364,null,31.883718666621988,1.6343999999999999,52.11074978872697,null,{"$f":"IF($D195=\"Connection\",VLOOKUP(C195,'Input - General'!$F$62:$N$79,7,FALSE),0)","v":0},null,0.1801212933606588,230.24279437931295,41.471629910574073,null,8.6527813038891108E-2,271.71442428988701,23.510854904925274]
[null,{"$f":"'Input - Inventory'!B193","v":185},{"$f":"'Input - Inventory'!C193","v":"TF4x20"},{"$f":"'Input - Inventory'!D193","v":"Lamp"},{"$f":"'Input - Inventory'!E193","v":"NonTraffic"},{"$f":"'Input - Inventory'!F193","v":"Minor < 130w"},{"$f":"'Input - Inventory'!G193","v":"4"},null,"Lamp - TF4x20",null,129.41040873862482,50,6470.5204369312414,null,10.993598662305162,0.33333333333333331,0,0,10.993598662305162,1.8504811250925242E-2,0,0,10.993598662305162,0.16666666666666666,10.993598662305162,4.590314436538903E-3,10.993598662305162,4.0032025620496396E-2,164.90397993457742,2.1598272138228944E-2,274.83996655762911,1.2221950623319483E-2,0,0,13192.318394766196,1.1123470522803115E-4,9344.5588629593894,2.4953586329427266E-4,0,0,0,0,16.910761644101946,null,43.974394649220649,0.33333333333333331,42.404380628262139,1.8504811250925242E-2,11.507309158858186,0.16666666666666666,0,1.8504811250925242E-2,17.360701469288294,null,82.898081264858945,0.36,1.5133333333333332,82.898081264858945,1.4200000000000001E-2,0,82.898081264858945,0.01,0,45.162874673095146,null,10.993598662305162,0.36,11.507309158858186,1.4200000000000001E-2,0,0.01,4.1210993084856442,null,31.883718666621988,0.54479999999999995,17.370249929575657,null,{"$f":"IF($D196=\"Connection\",VLOOKUP(C196,'Input - General'!$F$62:$N$79,7,FALSE),0)","v":0},null,0.1801212933606588,100.92568702454668,18.178865280174406,null,8.6527813038891108E-2,119.10455230472108,10.305856433903733]
[null,{"$f":"'Input - Inventory'!B194","v":186},{"$f":"'Input - Inventory'!C194","v":"TF4x40"},{"$f":"'Input - Inventory'!D194","v":"Lamp"},{"$f":"'Input - Inventory'!E194","v":"NonTraffic"},{"$f":"'Input - Inventory'!F194","v":"Minor < 130w"},{"$f":"'Input - Inventory'!G194","v":"4"},null,"Lamp - TF4x40",null,385.18090075851796,33,12710.969725031093,null,10.993598662305162,0.33333333333333331,0,0,10.993598662305162,1.8504811250925242E-2,0,0,10.993598662305162,0.16666666666666666,10.993598662305162,4.590314436538903E-3,10.993598662305162,4.0032025620496396E-2,164.90397993457742,2.1598272138228944E-2,274.83996655762911,1.2221950623319483E-2,0,0,13192.318394766196,1.1123470522803115E-4,9344.5588629593894,2.4953586329427266E-4,0,0,0,0,16.910761644101946,null,43.974394649220649,0.33333333333333331,42.404380628262139,1.8504811250925242E-2,11.507309158858186,0.16666666666666666,0,1.8504811250925242E-2,17.360701469288294,null,82.898081264858945,1.44,1.5133333333333332,82.898081264858945,1.4200000000000001E-2,0,82.898081264858945,0.01,0,180.65149869238058,null,10.993598662305162,1.44,11.507309158858186,1.4200000000000001E-2,0,0.01,15.99418586377522,null,31.883718666621988,2.1791999999999998,69.480999718302627,null,{"$f":"IF($D197=\"Connection\",VLOOKUP(C197,'Input - General'!$F$62:$N$79,7,FALSE),0)","v":0},null,0.1801212933606588,300.39814738784872,54.108102830645116,null,8.6527813038891108E-2,354.50625021849379,30.674650540024182]
[null,{"$f":"'Input - Inventory'!B195","v":187},{"$f":"'Input - Inventory'!C195","v":"TF4x40 (P09)"},{"$f":"'Input - Inventory'!D195","v":"Lamp"},{"$f":"'Input - Inventory'!E195","v":"NonTraffic"},{"$f":"'Input - Inventory'!F195","v":"Minor < 130w"},{"$f":"'Input - Inventory'!G195","v":4},null,"Lamp - TF4x40 (P09)",null,385.18090075851796,10,3851.8090075851796,null,10.993598662305162,0.33333333333333331,0,0,10.993598662305162,1.8504811250925242E-2,0,0,10.993598662305162,0.16666666666666666,10.993598662305162,4.590314436538903E-3,10.993598662305162,4.0032025620496396E-2,164.90397993457742,2.1598272138228944E-2,274.83996655762911,1.2221950623319483E-2,0,0,13192.318394766196,1.1123470522803115E-4,9344.5588629593894,2.4953586329427266E-4,0,0,0,0,16.910761644101946,null,43.974394649220649,0.33333333333333331,42.404380628262139,1.8504811250925242E-2,11.507309158858186,0.16666666666666666,0,1.8504811250925242E-2,17.360701469288294,null,82.898081264858945,1.44,1.5133333333333332,82.898081264858945,1.4200000000000001E-2,0,82.898081264858945,0.01,0,180.65149869238058,null,10.993598662305162,1.44,11.507309158858186,1.4200000000000001E-2,0,0.01,15.99418586377522,null,31.883718666621988,2.1791999999999998,69.480999718302627,null,{"$f":"IF($D198=\"Connection\",VLOOKUP(C198,'Input - General'!$F$62:$N$79,7,FALSE),0)","v":0},null,0.1801212933606588,300.39814738784872,54.108102830645116,null,8.6527813038891108E-2,354.50625021849379,30.674650540024182]
[null,{"$f":"'Input - Inventory'!B196","v":188},{"$f":"'Input - Inventory'!C196","v":"TF4x80"},{"$f":"'Input - Inventory'!D196","v":"Lamp"},{"$f":"'Input - Inventory'!E196","v":"NonTraffic"},{"$f":"'Input - Inventory'!F196","v":"Minor < 130w"},{"$f":"'Input - Inventory'!G196","v":"4"},null,"Lamp - TF4x80",null,385.18090075851796,0,0,null,10.993598662305162,0.33333333333333331,0,0,10.993598662305162,1.8504811250925242E-2,0,0,10.993598662305162,0.16666666666666666,10.993598662305162,4.590314436538903E-3,10.993598662305162,4.0032025620496396E-2,164.90397993457742,2.1598272138228944E-2,274.83996655762911,1.2221950623319483E-2,0,0,13192.318394766196,1.1123470522803115E-4,9344.5588629593894,2.4953586329427266E-4,0,0,0,0,16.910761644101946,null,43.974394649220649,0.33333333333333331,42.404380628262139,1.8504811250925242E-2,11.507309158858186,0.16666666666666666,0,1.8504811250925242E-2,17.360701469288294,null,82.898081264858945,1.44,1.5133333333333332,82.898081264858945,1.4200000000000001E-2,0,82.898081264858945,0.01,0,180.65149869238058,null,10.993598662305162,1.44,11.507309158858186,1.4200000000000001E-2,0,0.01,15.99418586377522,null,31.883718666621988,2.1791999999999998,69.480999718302627,null,{"$f":"IF($D199=\"Connection\",VLOOKUP(C199,'Input - General'!$F$62:$N$79,7,FALSE),0)","v":0},null,0.1801212933606588,300.39814738784872,54.108102830645116,null,8.6527813038891108E-2,354.50625021849379,30.674650540024182]
[null,{"$f":"'Input - Inventory'!B197","v":189},{"$f":"'Input - Inventory'!C197","v":"TF5x58"},{"$f":"'Input - Inventory'!D197","v":"Lamp"},{"$f":"'Input - Inventory'!E197","v":"NonTraffic"},{"$f":"'Input - Inventory'!F197","v":"Minor < 130w"},{"$f":"'Input - Inventory'!G197","v":"5"},null,"Lamp - TF5x58",null,134.10919962903276,0,0,null,10.993598662305162,0.33333333333333331,0,0,10.993598662305162,1.8504811250925242E-2,0,0,10.993598662305162,0.16666666666666666,10.993598662305162,4.590314436538903E-3,10.993598662305162,4.0032025620496396E-2,164.90397993457742,2.1598272138228944E-2,274.83996655762911,1.2221950623319483E-2,0,0,13192.318394766196,1.1123470522803115E-4,9344.5588629593894,2.4953586329427266E-4,0,0,0,0,16.910761644101946,null,54.967993311525809,0.33333333333333331,42.404380628262139,1.8504811250925242E-2,11.507309158858186,0.16666666666666666,0,1.8504811250925242E-2,21.025234356723349,null,82.898081264858945,0.36,1.5133333333333332,82.898081264858945,1.4200000000000001E-2,0,82.898081264858945,0.01,0,45.162874673095146,null,10.993598662305162,0.36,11.507309158858186,1.4200000000000001E-2,0,0.01,4.1210993084856442,null,31.883718666621988,0.54479999999999995,17.370249929575657,null,{"$f":"IF($D200=\"Connection\",VLOOKUP(C200,'Input - General'!$F$62:$N$79,7,FALSE),0)","v":0},null,0.1801212933606588,104.59021991198173,18.838925683421881,null,8.6527813038891108E-2,123.42914559540361,10.680054033629153]
[null,{"$f":"'Input - Inventory'!B198","v":190},{"$f":"'Input - Inventory'!C198","v":"TF5x65"},{"$f":"'Input - Inventory'!D198","v":"Lamp"},{"$f":"'Input - Inventory'!E198","v":"NonTraffic"},{"$f":"'Input - Inventory'!F198","v":"Minor < 130w"},{"$f":"'Input - Inventory'!G198","v":"5"},null,"Lamp - TF5x65",null,134.10919962903276,0,0,null,10.993598662305162,0.33333333333333331,0,0,10.993598662305162,1.8504811250925242E-2,0,0,10.993598662305162,0.16666666666666666,10.993598662305162,4.590314436538903E-3,10.993598662305162,4.0032025620496396E-2,164.90397993457742,2.1598272138228944E-2,274.83996655762911,1.2221950623319483E-2,0,0,13192.318394766196,1.1123470522803115E-4,9344.5588629593894,2.4953586329427266E-4,0,0,0,0,16.910761644101946,null,54.967993311525809,0.33333333333333331,42.404380628262139,1.8504811250925242E-2,11.507309158858186,0.16666666666666666,0,1.8504811250925242E-2,21.025234356723349,null,82.898081264858945,0.36,1.5133333333333332,82.898081264858945,1.4200000000000001E-2,0,82.898081264858945,0.01,0,45.162874673095146,null,10.993598662305162,0.36,11.507309158858186,1.4200000000000001E-2,0,0.01,4.1210993084856442,null,31.883718666621988,0.54479999999999995,17.370249929575657,null,{"$f":"IF($D201=\"Connection\",VLOOKUP(C201,'Input - General'!$F$62:$N$79,7,FALSE),0)","v":0},null,0.1801212933606588,104.59021991198173,18.838925683421881,null,8.6527813038891108E-2,123.42914559540361,10.680054033629153]
[null,{"$f":"'Input - Inventory'!B199","v":191},{"$f":"'Input - Inventory'!C199","v":"TF5x80"},{"$f":"'Input - Inventory'!D199","v":"Lamp"},{"$f":"'Input - Inventory'!E199","v":"NonTraffic"},{"$f":"'Input - Inventory'!F199","v":"Minor < 130w"},{"$f":"'Input - Inventory'!G199","v":"5"},null,"Lamp - TF5x80",null,155.42340729735719,0,0,null,10.993598662305162,0.33333333333333331,0,0,10.993598662305162,1.8504811250925242E-2,0,0,10.993598662305162,0.16666666666666666,10.993598662305162,4.590314436538903E-3,10.993598662305162,4.0032025620496396E-2,164.90397993457742,2.1598272138228944E-2,274.83996655762911,1.2221950623319483E-2,0,0,13192.318394766196,1.1123470522803115E-4,9344.5588629593894,2.4953586329427266E-4,0,0,0,0,16.910761644101946,null,54.967993311525809,0.33333333333333331,42.404380628262139,1.8504811250925242E-2,11.507309158858186,0.16666666666666666,0,1.8504811250925242E-2,21.025234356723349,null,82.898081264858945,0.45,1.5133333333333332,82.898081264858945,1.4200000000000001E-2,0,82.898081264858945,0.01,0,56.453593341368936,null,10.993598662305162,0.45,11.507309158858186,1.4200000000000001E-2,0,0.01,5.1105231880931088,null,31.883718666621988,0.68099999999999994,21.712812411969573,null,{"$f":"IF($D202=\"Connection\",VLOOKUP(C202,'Input - General'!$F$62:$N$79,7,FALSE),0)","v":0},null,0.1801212933606588,121.2129249422569,21.83302881262777,null,8.6527813038891108E-2,143.04595375488466,12.377453542472523]
[null,{"$f":"'Input - Inventory'!B200","v":192},{"$f":"'Input - Inventory'!C200","v":"TF6x20"},{"$f":"'Input - Inventory'!D200","v":"Lamp"},{"$f":"'Input - Inventory'!E200","v":"NonTraffic"},{"$f":"'Input - Inventory'!F200","v":"Minor < 130w"},{"$f":"'Input - Inventory'!G200","v":"6"},null,"Lamp - TF6x20",null,138.80799051944072,0,0,null,10.993598662305162,0.33333333333333331,0,0,10.993598662305162,1.8504811250925242E-2,0,0,10.993598662305162,0.16666666666666666,10.993598662305162,4.590314436538903E-3,10.993598662305162,4.0032025620496396E-2,164.90397993457742,2.1598272138228944E-2,274.83996655762911,1.2221950623319483E-2,0,0,13192.318394766196,1.1123470522803115E-4,9344.5588629593894,2.4953586329427266E-4,0,0,0,0,16.910761644101946,null,65.961591973830977,0.33333333333333331,42.404380628262139,1.8504811250925242E-2,11.507309158858186,0.16666666666666666,0,1.8504811250925242E-2,24.689767244158404,null,82.898081264858945,0.36,1.5133333333333332,82.898081264858945,1.4200000000000001E-2,0,82.898081264858945,0.01,0,45.162874673095146,null,10.993598662305162,0.36,11.507309158858186,1.4200000000000001E-2,0,0.01,4.1210993084856442,null,31.883718666621988,0.54479999999999995,17.370249929575657,null,{"$f":"IF($D203=\"Connection\",VLOOKUP(C203,'Input - General'!$F$62:$N$79,7,FALSE),0)","v":0},null,0.1801212933606588,108.25475279941679,19.498986086669351,null,8.6527813038891108E-2,127.75373888608614,11.054251633354575]
[null,{"$f":"'Input - Inventory'!B201","v":193},{"$f":"'Input - Inventory'!C201","v":"TF6x36"},{"$f":"'Input - Inventory'!D201","v":"Lamp"},{"$f":"'Input - Inventory'!E201","v":"NonTraffic"},{"$f":"'Input - Inventory'!F201","v":"Minor < 130w"},{"$f":"'Input - Inventory'!G201","v":"6"},null,"Lamp - TF6x36",null,138.80799051944072,0,{"$f":"L204*K204","v":0},null,10.993598662305162,{"$f":"IF(AND($D204=\"Lamp\",CycleBulkTask1<>0, OR($F204=O$9,O$9=\"All\")),1/CycleBulkTask1,0)","v":0.33333333333333331},0,{"$f":"IF(AND($D204=\"Lamp\",CycleBulkTask2<>0, OR($F204=Q$9,Q$9=\"All\")),1/CycleBulkTask2,0)","v":0},10.993598662305162,{"$f":"IF(AND($D204=\"Lamp\",CycleBulkTask3<>0, OR($F204=S$9,S$9=\"All\")),1/CycleBulkTask3,0)","v":1.8504811250925242E-2},0,{"$f":"IF(AND($D204=\"Lamp\",CycleBulkTask4<>0, OR($F204=U$9,U$9=\"All\")),1/CycleBulkTask4,0)","v":0},10.993598662305162,{"$f":"IF(AND($D204=\"Lamp\",CycleBulkTask5<>0, OR($F204=W$9,W$9=\"All\")),1/CycleBulkTask5,0)","v":0.16666666666666666},10.993598662305162,{"$f":"IF(AND($D204=\"Lamp\",CycleBulkTask6<>0, OR($F204=Y$9,Y$9=\"All\")),1/CycleBulkTask6,0)","v":4.590314436538903E-3},10.993598662305162,{"$f":"IF(AND($D204=\"Lamp\",CycleBulkTask7<>0, OR($F204=AA$9,AA$9=\"All\")),1/CycleBulkTask7,0)","v":4.0032025620496396E-2},164.90397993457742,{"$f":"IF(AND($D204=\"Lamp\",CycleBulkTask8<>0, OR($F204=AC$9,AC$9=\"All\")),1/CycleBulkTask8,0)","v":2.1598272138228944E-2},274.83996655762911,{"$f":"IF(AND($D204=\"Lamp\",CycleBulkTask9<>0, OR($F204=AE$9,AE$9=\"All\")),1/CycleBulkTask9,0)","v":1.2221950623319483E-2},0,{"$f":"IF(AND($D204=\"Lamp\",CycleBulkTask10<>0, OR($F204=AG$9,AG$9=\"All\")),1/CycleBulkTask10,0)","v":0},13192.318394766196,{"$f":"IF(AND($D204=\"Lamp\",CycleBulkTask11<>0, OR($F204=AI$9,AI$9=\"All\")),1/CycleBulkTask11,0)","v":1.1123470522803115E-4},9344.5588629593894,{"$f":"IF(AND($D204=\"Lamp\",CycleBulkTask12<>0, OR($F204=AK$9,AK$9=\"All\")),1/CycleBulkTask12,0)","v":2.4953586329427266E-4},0,{"$f":"IF(AND($D204=\"Lamp\",CycleBulkTask13<>0, OR($F204=AM$9,AM$9=\"All\")),1/CycleBulkTask13,0)","v":0},0,{"$f":"IF(AND($D204=\"Lamp\",CycleBulkTask14<>0, OR($F204=AO$9,AO$9=\"All\")),1/CycleBulkTask14,0)","v":0},{"$f":"O204*P204+Q204*R204+S204*T204+U204*V204+W204*X204+Y204*Z204+AA204*AB204+AC204*AD204+AE204*AF204+AG204*AH204+AI204*AJ204+AK204*AL204+AM204*AN204+AO204*AP204","v":16.910761644101946},null,65.961591973830977,{"$f":"MAX(P204,R204)","v":0.33333333333333331},42.404380628262139,{"$f":"MAX(T204,V204)","v":1.8504811250925242E-2},11.507309158858186,{"$f":"X204","v":0.16666666666666666},0,{"$f":"INDIRECT($E204)*$V204 +(1-INDIRECT($E204))*$T204","v":1.8504811250925242E-2},{"$f":"AS204*AT204+AU204*AV204+AW204*AX204+AY204*AZ204","v":24.689767244158404},null,{"$f":"IF($D204=$AS$9,(INDIRECT(\"PriceLabour\" & \"FY17\")*ProportionStandardHours + INDIRECT(\"PriceLabourOvertime\" & \"FY17\")*ProportionOvertimeHours)*(1+RateOnCostAnnual),0)","v":82.898081264858945},{"$f":"BO204","v":0.36},{"$f":"IF($D204=\"Lamp\",(NumberOfCrew+INDIRECT($E204)*TrafficController)*(TimeToReplaceLamp),0)","v":1.5133333333333332},{"$f":"IF($D204=$AS$9,(INDIRECT(\"PriceLabour\" & \"FY17\")*ProportionStandardHours + INDIRECT(\"PriceLabourOvertime\" & \"FY17\")*ProportionOvertimeHours)*(1+RateOnCostAnnual),0)","v":82.898081264858945},{"$f":"BQ204","v":1.4200000000000001E-2},{"$f":"IF($D204=\"Lamp\",(NumberOfCrew+INDIRECT($E204)*TrafficController)*(TimeForPECellReplace),0)","v":0},{"$f":"IF($D204=$AS$9,(INDIRECT(\"PriceLabour\" & \"FY17\")*ProportionStandardHours + INDIRECT(\"PriceLabourOvertime\" & \"FY17\")*ProportionOvertimeHours)*(1+RateOnCostAnnual),0)","v":82.898081264858945},{"$f":"BS204","v":0.01},{"$f":"IF($D204=\"Lamp\",(NumberOfCrew+INDIRECT($E204)*TrafficController)*(TimeForOtherSpot),0)","v":0},{"$f":"BC204*BD204*BE204+BF204*BG204*BH204+BI204*BJ204*BK204","v":45.162874673095146},null,10.993598662305162,{"$f":"IF($D204=\"Lamp\",INDIRECT(BO$10 & $B204),0)","v":0.36},11.507309158858186,{"$f":"IF($D204=\"Lamp\",INDIRECT(\"FailurePECell\" & \"Annual\"),0)","v":1.4200000000000001E-2},0,{"$f":"IF($D204=\"Lamp\",INDIRECT(\"FailureMisc\" & \"Annual\"),0)","v":0.01},{"$f":"BN204*BO204+BP204*BQ204+BR204*BS204","v":4.1210993084856442},null,31.883718666621988,{"$f":"BD204*BE204+BG204*BH204+BJ204*BK204","v":0.54479999999999995},{"$f":"BV204*BW204","v":17.370249929575657},null,{"$f":"IF($D204=\"Connection\",VLOOKUP(C204,'Input - General'!$F$62:$N$79,7,FALSE),0)","v":0},null,{"$f":"RateOverhead","v":0.1801212933606588},{"$f":"BX204+BL204+BT204+BA204+AQ204+BZ204","v":108.25475279941679},{"$f":"CC204*CB204","v":19.498986086669351},null,{"$f":"CorporateOverheads","v":8.6527813038891108E-2},127.75373888608614,{"$f":"CG204*CF204","v":11.054251633354575}]
[null,{"$f":"'Input - Inventory'!B202","v":194},{"$f":"'Input - Inventory'!C202","v":"TF6x80"},{"$f":"'Input - Inventory'!D202","v":"Lamp"},{"$f":"'Input - Inventory'!E202","v":"NonTraffic"},{"$f":"'Input - Inventory'!F202","v":"Minor < 130w"},{"$f":"'Input - Inventory'!G202","v":"6"},null,{"$f":"CONCATENATE(D205,\" - \",C205)","v":"Lamp - TF6x80"},null,{"$f":"AQ205+BA205+BL205+BT205+BX205+BZ205+CD205+CH205","v":160.12219818776515},{"$f":"INDIRECT(L$10&$B205&\"FY17\")","v":0},0,null,{"$f":"IF(AND($D205=\"Lamp\", OR($F205=O$9, O$9=\"All\")),INDIRECT(\"PriceBulkTask1\" & \"FY17\"),0)","v":10.993598662305162},0.33333333333333331,{"$f":"IF(AND($D205=\"Lamp\", OR($F205=Q$9, Q$9=\"All\")),INDIRECT(\"PriceBulkTask2\" & \"FY17\"),0)","v":0},0,{"$f":"IF(AND($D205=\"Lamp\", OR($F205=S$9, S$9=\"All\")),INDIRECT(\"PriceBulkTask3\" & \"FY17\"),0)","v":10.993598662305162},1.8504811250925242E-2,{"$f":"IF(AND($D205=\"Lamp\", OR($F205=U$9, U$9=\"All\")),INDIRECT(\"PriceBulkTask4\" & \"FY17\"),0)","v":0},0,{"$f":"IF(AND($D205=\"Lamp\", OR($F205=W$9, W$9=\"All\")),INDIRECT(\"PriceBulkTask5\" & \"FY17\"),0)","v":10.993598662305162},0.16666666666666666,{"$f":"IF(AND($D205=\"Lamp\", OR($F205=Y$9, Y$9=\"All\")),INDIRECT(\"PriceBulkTask6\" & \"FY17\"),0)","v":10.993598662305162},4.590314436538903E-3,{"$f":"IF(AND($D205=\"Lamp\", OR($F205=AA$9, AA$9=\"All\")),INDIRECT(\"PriceBulkTask7\" & \"FY17\"),0)","v":10.993598662305162},4.0032025620496396E-2,{"$f":"IF(AND($D205=\"Lamp\", OR($F205=AC$9, AC$9=\"All\")),INDIRECT(\"PriceBulkTask8\" & \"FY17\"),0)","v":164.90397993457742},2.1598272138228944E-2,{"$f":"IF(AND($D205=\"Lamp\", OR($F205=AE$9, AE$9=\"All\")),INDIRECT(\"PriceBulkTask9\" & \"FY17\"),0)","v":274.83996655762911},1.2221950623319483E-2,{"$f":"IF(AND($D205=\"Lamp\", OR($F205=AG$9, AG$9=\"All\")),INDIRECT(\"PriceBulkTask10\" & \"FY17\"),0)","v":0},0,{"$f":"IF(AND($D205=\"Lamp\", OR($F205=AI$9, AI$9=\"All\")),INDIRECT(\"PriceBulkTask11\" & \"FY17\"),0)","v":13192.318394766196},1.1123470522803115E-4,{"$f":"IF(AND($D205=\"Lamp\", OR($F205=AK$9, AK$9=\"All\")),INDIRECT(\"PriceBulkTask12\" & \"FY17\"),0)","v":9344.5588629593894},2.4953586329427266E-4,{"$f":"IF(AND($D205=\"Lamp\", OR($F205=AM$9, AM$9=\"All\")),INDIRECT(\"PriceBulkTask13\" & \"FY17\"),0)","v":0},0,{"$f":"IF(AND($D205=\"Lamp\", OR($F205=AO$9, AO$9=\"All\")),INDIRECT(\"PriceBulkTask14\" & \"FY17\"),0)","v":0},0,16.910761644101946,null,{"$f":"IF($D205=\"Lamp\",$G205*INDIRECT(\"Price\" & $B205 & \"FY17\"),0)","v":65.961591973830977},0.33333333333333331,{"$f":"IF($D205=\"Lamp\",INDIRECT(\"PriceVisor\" & \"FY17\"),0)","v":42.404380628262139},1.8504811250925242E-2,{"$f":"IF($D205=\"Lamp\",INDIRECT(\"PricePECell\" & \"FY17\"),0)","v":11.507309158858186},0.16666666666666666,{"$f":"IF($D205=\"Lamp\",INDIRECT(\"PriceMisc\" & \"FY17\"),0)","v":0},1.8504811250925242E-2,24.689767244158404,null,82.898081264858945,0.45,1.5133333333333332,82.898081264858945,1.4200000000000001E-2,0,82.898081264858945,0.01,0,56.453593341368936,null,{"$f":"IF($D205=\"Lamp\",INDIRECT(\"Price\" & $B205 & \"FY17\"),0)","v":10.993598662305162},0.45,{"$f":"IF($D205=\"Lamp\",INDIRECT(\"pRICEpecELL\" & \"FY17\"),0)","v":11.507309158858186},1.4200000000000001E-2,{"$f":"IF($D205=\"Lamp\",INDIRECT(\"PriceMisc\" & \"FY17\"),0)","v":0},0.01,5.1105231880931088,null,{"$f":"IF(AND($D205=\"Lamp\"),INDIRECT(\"PriceEWP\"&\"FY17\"),0)","v":31.883718666621988},0.68099999999999994,21.712812411969573,null,{"$f":"IF($D205=\"Connection\",VLOOKUP(C205,'Input - General'!$F$62:$N$79,7,FALSE),0)","v":0},null,0.1801212933606588,124.87745782969196,22.493089215875244,null,8.6527813038891108E-2,{"$f":"AQ205+BA205+BL205+BT205+BX205+BZ205+CD205","v":147.37054704556721},12.751651142197945]
[null,{"$f":"'Input - Inventory'!B203","v":195},{"$f":"'Input - Inventory'!C203","v":"TH1x1000"},{"$f":"'Input - Inventory'!D203","v":"Lamp"},{"$f":"'Input - Inventory'!E203","v":"Traffic"},{"$f":"'Input - Inventory'!F203","v":"Major > 130w"},{"$f":"'Input - Inventory'!G203","v":"1"},null,"Lamp - TH1x1000",null,80.678639576736472,0,0,null,0,0,10.993598662305162,0.33333333333333331,0,0,10.993598662305162,4.9094211792429674E-3,10.993598662305162,0.16666666666666666,10.993598662305162,4.590314436538903E-3,10.993598662305162,4.0032025620496396E-2,164.90397993457742,2.1598272138228944E-2,274.83996655762911,1.2221950623319483E-2,0,0,13192.318394766196,1.1123470522803115E-4,9344.5588629593894,2.4953586329427266E-4,0,0,0,0,16.761299381996384,null,32.980795986915489,0.33333333333333331,42.404380628262139,4.9094211792429674E-3,11.507309158858186,0.16666666666666666,0,4.9094211792429674E-3,13.119664486463931,null,82.898081264858945,0.11200000000000002,2.2699999999999996,82.898081264858945,1.4200000000000001E-2,0,82.898081264858945,0.01,0,21.076008180777738,null,32.980795986915489,0.11200000000000002,11.507309158858186,1.4200000000000001E-2,0,0.01,3.8572529405903215,null,31.883718666621988,0.25423999999999997,8.1061166338019728,null,{"$f":"IF($D206=\"Connection\",VLOOKUP(C206,'Input - General'!$F$62:$N$79,7,FALSE),0)","v":0},null,0.1801212933606588,62.92034162363035,11.333293311942793,null,8.6527813038891108E-2,74.253634935573132,6.425004641163345]
[null,{"$f":"'Input - Inventory'!B204","v":196},{"$f":"'Input - Inventory'!C204","v":"TH1x1500"},{"$f":"'Input - Inventory'!D204","v":"Lamp"},{"$f":"'Input - Inventory'!E204","v":"Traffic"},{"$f":"'Input - Inventory'!F204","v":"Major > 130w"},{"$f":"'Input - Inventory'!G204","v":"1"},null,"Lamp - TH1x1500",null,80.678639576736472,2,161.35727915347294,null,0,0,10.993598662305162,0.33333333333333331,0,0,10.993598662305162,4.9094211792429674E-3,10.993598662305162,0.16666666666666666,10.993598662305162,4.590314436538903E-3,10.993598662305162,4.0032025620496396E-2,164.90397993457742,2.1598272138228944E-2,274.83996655762911,1.2221950623319483E-2,0,0,13192.318394766196,1.1123470522803115E-4,9344.5588629593894,2.4953586329427266E-4,0,0,0,0,16.761299381996384,null,32.980795986915489,0.33333333333333331,42.404380628262139,4.9094211792429674E-3,11.507309158858186,0.16666666666666666,0,4.9094211792429674E-3,13.119664486463931,null,82.898081264858945,0.11200000000000002,2.2699999999999996,82.898081264858945,1.4200000000000001E-2,0,82.898081264858945,0.01,0,21.076008180777738,null,32.980795986915489,0.11200000000000002,11.507309158858186,1.4200000000000001E-2,0,0.01,3.8572529405903215,null,31.883718666621988,0.25423999999999997,8.1061166338019728,null,{"$f":"IF($D207=\"Connection\",VLOOKUP(C207,'Input - General'!$F$62:$N$79,7,FALSE),0)","v":0},null,0.1801212933606588,62.92034162363035,11.333293311942793,null,8.6527813038891108E-2,74.253634935573132,6.425004641163345]
[null,{"$f":"'Input - Inventory'!B205","v":197},{"$f":"'Input - Inventory'!C205","v":"TH1x400"},{"$f":"'Input - Inventory'!D205","v":"Lamp"},{"$f":"'Input - Inventory'!E205","v":"Traffic"},{"$f":"'Input - Inventory'!F205","v":"Major > 130w"},{"$f":"'Input - Inventory'!G205","v":"1"},null,"Lamp - TH1x400",null,80.678639576736472,1,80.678639576736472,null,0,0,10.993598662305162,0.33333333333333331,0,0,10.993598662305162,4.9094211792429674E-3,10.993598662305162,0.16666666666666666,10.993598662305162,4.590314436538903E-3,10.993598662305162,4.0032025620496396E-2,164.90397993457742,2.1598272138228944E-2,274.83996655762911,1.2221950623319483E-2,0,0,13192.318394766196,1.1123470522803115E-4,9344.5588629593894,2.4953586329427266E-4,0,0,0,0,16.761299381996384,null,32.980795986915489,0.33333333333333331,42.404380628262139,4.9094211792429674E-3,11.507309158858186,0.16666666666666666,0,4.9094211792429674E-3,13.119664486463931,null,82.898081264858945,0.11200000000000002,2.2699999999999996,82.898081264858945,1.4200000000000001E-2,0,82.898081264858945,0.01,0,21.076008180777738,null,32.980795986915489,0.11200000000000002,11.507309158858186,1.4200000000000001E-2,0,0.01,3.8572529405903215,null,31.883718666621988,0.25423999999999997,8.1061166338019728,null,{"$f":"IF($D208=\"Connection\",VLOOKUP(C208,'Input - General'!$F$62:$N$79,7,FALSE),0)","v":0},null,0.1801212933606588,62.92034162363035,11.333293311942793,null,8.6527813038891108E-2,74.253634935573132,6.425004641163345]
[null,{"$f":"'Input - Inventory'!B206","v":198},{"$f":"'Input - Inventory'!C206","v":"TH1x500"},{"$f":"'Input - Inventory'!D206","v":"Lamp"},{"$f":"'Input - Inventory'!E206","v":"Traffic"},{"$f":"'Input - Inventory'!F206","v":"Major > 130w"},{"$f":"'Input - Inventory'!G206","v":"1"},null,"Lamp - TH1x500",null,68.123470317566458,3,204.37041095269939,null,0,0,10.993598662305162,0.33333333333333331,0,0,10.993598662305162,4.9094211792429674E-3,10.993598662305162,0.16666666666666666,10.993598662305162,4.590314436538903E-3,10.993598662305162,4.0032025620496396E-2,164.90397993457742,2.1598272138228944E-2,274.83996655762911,1.2221950623319483E-2,0,0,13192.318394766196,1.1123470522803115E-4,9344.5588629593894,2.4953586329427266E-4,0,0,0,0,16.761299381996384,null,10.993598662305162,0.33333333333333331,42.404380628262139,4.9094211792429674E-3,11.507309158858186,0.16666666666666666,0,4.9094211792429674E-3,5.7905987115938213,null,82.898081264858945,0.11200000000000002,2.2699999999999996,82.898081264858945,1.4200000000000001E-2,0,82.898081264858945,0.01,0,21.076008180777738,null,10.993598662305162,0.11200000000000002,11.507309158858186,1.4200000000000001E-2,0,0.01,1.3946868402339647,null,31.883718666621988,0.25423999999999997,8.1061166338019728,null,{"$f":"IF($D209=\"Connection\",VLOOKUP(C209,'Input - General'!$F$62:$N$79,7,FALSE),0)","v":0},null,0.1801212933606588,53.128709748403878,9.5696119144655469,null,8.6527813038891108E-2,62.698321662869432,5.425148654697022]
[null,{"$f":"'Input - Inventory'!B207","v":199},{"$f":"'Input - Inventory'!C207","v":"TH1x500 (P09)"},{"$f":"'Input - Inventory'!D207","v":"Lamp"},{"$f":"'Input - Inventory'!E207","v":"Traffic"},{"$f":"'Input - Inventory'!F207","v":"Major > 130w"},{"$f":"'Input - Inventory'!G207","v":1},null,"Lamp - TH1x500 (P09)",null,68.123470317566458,10,681.23470317566455,null,0,0,10.993598662305162,0.33333333333333331,0,0,10.993598662305162,4.9094211792429674E-3,10.993598662305162,0.16666666666666666,10.993598662305162,4.590314436538903E-3,10.993598662305162,4.0032025620496396E-2,164.90397993457742,2.1598272138228944E-2,274.83996655762911,1.2221950623319483E-2,0,0,13192.318394766196,1.1123470522803115E-4,9344.5588629593894,2.4953586329427266E-4,0,0,0,0,16.761299381996384,null,10.993598662305162,0.33333333333333331,42.404380628262139,4.9094211792429674E-3,11.507309158858186,0.16666666666666666,0,4.9094211792429674E-3,5.7905987115938213,null,82.898081264858945,0.11200000000000002,2.2699999999999996,82.898081264858945,1.4200000000000001E-2,0,82.898081264858945,0.01,0,21.076008180777738,null,10.993598662305162,0.11200000000000002,11.507309158858186,1.4200000000000001E-2,0,0.01,1.3946868402339647,null,31.883718666621988,0.25423999999999997,8.1061166338019728,null,{"$f":"IF($D210=\"Connection\",VLOOKUP(C210,'Input - General'!$F$62:$N$79,7,FALSE),0)","v":0},null,0.1801212933606588,53.128709748403878,9.5696119144655469,null,8.6527813038891108E-2,62.698321662869432,5.425148654697022]
[null,{"$f":"'Input - Inventory'!B208","v":200},{"$f":"'Input - Inventory'!C208","v":"TH1x750"},{"$f":"'Input - Inventory'!D208","v":"Lamp"},{"$f":"'Input - Inventory'!E208","v":"Traffic"},{"$f":"'Input - Inventory'!F208","v":"Major > 130w"},{"$f":"'Input - Inventory'!G208","v":"1"},null,"Lamp - TH1x750",null,80.678639576736472,4,322.71455830694589,null,0,0,10.993598662305162,0.33333333333333331,0,0,10.993598662305162,4.9094211792429674E-3,10.993598662305162,0.16666666666666666,10.993598662305162,4.590314436538903E-3,10.993598662305162,4.0032025620496396E-2,164.90397993457742,2.1598272138228944E-2,274.83996655762911,1.2221950623319483E-2,0,0,13192.318394766196,1.1123470522803115E-4,9344.5588629593894,2.4953586329427266E-4,0,0,0,0,16.761299381996384,null,32.980795986915489,0.33333333333333331,42.404380628262139,4.9094211792429674E-3,11.507309158858186,0.16666666666666666,0,4.9094211792429674E-3,13.119664486463931,null,82.898081264858945,0.11200000000000002,2.2699999999999996,82.898081264858945,1.4200000000000001E-2,0,82.898081264858945,0.01,0,21.076008180777738,null,32.980795986915489,0.11200000000000002,11.507309158858186,1.4200000000000001E-2,0,0.01,3.8572529405903215,null,31.883718666621988,0.25423999999999997,8.1061166338019728,null,{"$f":"IF($D211=\"Connection\",VLOOKUP(C211,'Input - General'!$F$62:$N$79,7,FALSE),0)","v":0},null,0.1801212933606588,62.92034162363035,11.333293311942793,null,8.6527813038891108E-2,74.253634935573132,6.425004641163345]
[null,{"$f":"'Input - Inventory'!B209","v":201},{"$f":"'Input - Inventory'!C209","v":"1000W MBF"},{"$f":"'Input - Inventory'!D209","v":"Luminaire"},{"$f":"'Input - Inventory'!E209","v":"Traffic"},{"$f":"'Input - Inventory'!F209","v":"Major > 130w"},{"$f":"'Input - Inventory'!G209","v":0},null,"Luminaire - 1000W MBF",null,0,13,0,null,0,0,0,0,0,0,0,0,0,0,0,0,0,0,0,0,0,0,0,0,0,0,0,0,0,0,0,0,0,null,0,0,0,0,0,0,0,0,0,null,0,0,0,0,0,0,0,0,0,0,null,0,0,0,0,0,0,0,null,0,0,0,null,{"$f":"IF($D212=\"Connection\",VLOOKUP(C212,'Input - General'!$F$62:$N$79,7,FALSE),0)","v":0},null,0.1801212933606588,0,0,null,8.6527813038891108E-2,0,0]
[null,{"$f":"'Input - Inventory'!B210","v":202},{"$f":"'Input - Inventory'!C210","v":"1000W SON"},{"$f":"'Input - Inventory'!D210","v":"Luminaire"},{"$f":"'Input - Inventory'!E210","v":"Traffic"},{"$f":"'Input - Inventory'!F210","v":"Major > 130w"},{"$f":"'Input - Inventory'!G210","v":0},null,"Luminaire - 1000W SON",null,0,25,0,null,0,0,0,0,0,0,0,0,0,0,0,0,0,0,0,0,0,0,0,0,0,0,0,0,0,0,0,0,0,null,0,0,0,0,0,0,0,0,0,null,0,0,0,0,0,0,0,0,0,0,null,0,0,0,0,0,0,0,null,0,0,0,null,{"$f":"IF($D213=\"Connection\",VLOOKUP(C213,'Input - General'!$F$62:$N$79,7,FALSE),0)","v":0},null,0.1801212933606588,0,0,null,8.6527813038891108E-2,0,0]
[null,{"$f":"'Input - Inventory'!B211","v":203},{"$f":"'Input - Inventory'!C211","v":"1000W SON (P09)"},{"$f":"'Input - Inventory'!D211","v":"Luminaire"},{"$f":"'Input - Inventory'!E211","v":"Traffic"},{"$f":"'Input - Inventory'!F211","v":"Major > 130w"},{"$f":"'Input - Inventory'!G211","v":0},null,"Luminaire - 1000W SON (P09)",null,0,15,0,null,0,0,0,0,0,0,0,0,0,0,0,0,0,0,0,0,0,0,0,0,0,0,0,0,0,0,0,0,0,null,0,0,0,0,0,0,0,0,0,null,0,0,0,0,0,0,0,0,0,0,null,0,0,0,0,0,0,0,null,0,0,0,null,{"$f":"IF($D214=\"Connection\",VLOOKUP(C214,'Input - General'!$F$62:$N$79,7,FALSE),0)","v":0},null,0.1801212933606588,0,0,null,8.6527813038891108E-2,0,0]
[null,{"$f":"'Input - Inventory'!B212","v":204},{"$f":"'Input - Inventory'!C212","v":"1000W SON FLOODLIGHT"},{"$f":"'Input - Inventory'!D212","v":"Luminaire"},{"$f":"'Input - Inventory'!E212","v":"Traffic"},{"$f":"'Input - Inventory'!F212","v":"Major > 130w"},{"$f":"'Input - Inventory'!G212","v":0},null,"Luminaire - 1000W SON FLOODLIGHT",null,0,5,0,null,0,0,0,0,0,0,0,0,0,0,0,0,0,0,0,0,0,0,0,0,0,0,0,0,0,0,0,0,0,null,0,0,0,0,0,0,0,0,0,null,0,0,0,0,0,0,0,0,0,0,null,0,0,0,0,0,0,0,null,0,0,0,null,{"$f":"IF($D215=\"Connection\",VLOOKUP(C215,'Input - General'!$F$62:$N$79,7,FALSE),0)","v":0},null,0.1801212933606588,0,0,null,8.6527813038891108E-2,0,0]
[null,{"$f":"'Input - Inventory'!B213","v":205},{"$f":"'Input - Inventory'!C213","v":"1000W/1500W MBI FLOODLIG"},{"$f":"'Input - Inventory'!D213","v":"Luminaire"},{"$f":"'Input - Inventory'!E213","v":"Traffic"},{"$f":"'Input - Inventory'!F213","v":"Major > 130w"},{"$f":"'Input - Inventory'!G213","v":0},null,"Luminaire - 1000W/1500W MBI FLOODLIG",null,0,0,0,null,0,0,0,0,0,0,0,0,0,0,0,0,0,0,0,0,0,0,0,0,0,0,0,0,0,0,0,0,0,null,0,0,0,0,0,0,0,0,0,null,0,0,0,0,0,0,0,0,0,0,null,0,0,0,0,0,0,0,null,0,0,0,null,{"$f":"IF($D216=\"Connection\",VLOOKUP(C216,'Input - General'!$F$62:$N$79,7,FALSE),0)","v":0},null,0.1801212933606588,0,0,null,8.6527813038891108E-2,0,0]
[null,{"$f":"'Input - Inventory'!B214","v":206},{"$f":"'Input - Inventory'!C214","v":"100W MBI"},{"$f":"'Input - Inventory'!D214","v":"Luminaire"},{"$f":"'Input - Inventory'!E214","v":"Traffic"},{"$f":"'Input - Inventory'!F214","v":"Minor < 130w"},{"$f":"'Input - Inventory'!G214","v":0},null,"Luminaire - 100W MBI",null,0,18,0,null,0,0,0,0,0,0,0,0,0,0,0,0,0,0,0,0,0,0,0,0,0,0,0,0,0,0,0,0,0,null,0,0,0,0,0,0,0,0,0,null,0,0,0,0,0,0,0,0,0,0,null,0,0,0,0,0,0,0,null,0,0,0,null,{"$f":"IF($D217=\"Connection\",VLOOKUP(C217,'Input - General'!$F$62:$N$79,7,FALSE),0)","v":0},null,0.1801212933606588,0,0,null,8.6527813038891108E-2,0,0]
[null,{"$f":"'Input - Inventory'!B215","v":207},{"$f":"'Input - Inventory'!C215","v":"100W MBI FLOODLIGHT"},{"$f":"'Input - Inventory'!D215","v":"Luminaire"},{"$f":"'Input - Inventory'!E215","v":"Traffic"},{"$f":"'Input - Inventory'!F215","v":"Minor < 130w"},{"$f":"'Input - Inventory'!G215","v":0},null,"Luminaire - 100W MBI FLOODLIGHT",null,0,17,0,null,0,0,0,0,0,0,0,0,0,0,0,0,0,0,0,0,0,0,0,0,0,0,0,0,0,0,0,0,0,null,0,0,0,0,0,0,0,0,0,null,0,0,0,0,0,0,0,0,0,0,null,0,0,0,0,0,0,0,null,0,0,0,null,{"$f":"IF($D218=\"Connection\",VLOOKUP(C218,'Input - General'!$F$62:$N$79,7,FALSE),0)","v":0},null,0.1801212933606588,0,0,null,8.6527813038891108E-2,0,0]
[null,{"$f":"'Input - Inventory'!B216","v":208},{"$f":"'Input - Inventory'!C216","v":"100W SON"},{"$f":"'Input - Inventory'!D216","v":"Luminaire"},{"$f":"'Input - Inventory'!E216","v":"Traffic"},{"$f":"'Input - Inventory'!F216","v":"Minor < 130w"},{"$f":"'Input - Inventory'!G216","v":0},null,"Luminaire - 100W SON",null,0,542,0,null,0,0,0,0,0,0,0,0,0,0,0,0,0,0,0,0,0,0,0,0,0,0,0,0,0,0,0,0,0,null,0,0,0,0,0,0,0,0,0,null,0,0,0,0,0,0,0,0,0,0,null,0,0,0,0,0,0,0,null,0,0,0,null,{"$f":"IF($D219=\"Connection\",VLOOKUP(C219,'Input - General'!$F$62:$N$79,7,FALSE),0)","v":0},null,0.1801212933606588,0,0,null,8.6527813038891108E-2,0,0]
[null,{"$f":"'Input - Inventory'!B217","v":209},{"$f":"'Input - Inventory'!C217","v":"100W SON - PARKVILLE"},{"$f":"'Input - Inventory'!D217","v":"Luminaire"},{"$f":"'Input - Inventory'!E217","v":"Traffic"},{"$f":"'Input - Inventory'!F217","v":"Minor < 130w"},{"$f":"'Input - Inventory'!G217","v":0},null,"Luminaire - 100W SON - PARKVILLE",null,0,15,0,null,0,0,0,0,0,0,0,0,0,0,0,0,0,0,0,0,0,0,0,0,0,0,0,0,0,0,0,0,0,null,0,0,0,0,0,0,0,0,0,null,0,0,0,0,0,0,0,0,0,0,null,0,0,0,0,0,0,0,null,0,0,0,null,{"$f":"IF($D220=\"Connection\",VLOOKUP(C220,'Input - General'!$F$62:$N$79,7,FALSE),0)","v":0},null,0.1801212933606588,0,0,null,8.6527813038891108E-2,0,0]
[null,{"$f":"'Input - Inventory'!B218","v":210},{"$f":"'Input - Inventory'!C218","v":"100W SON (P09)"},{"$f":"'Input - Inventory'!D218","v":"Luminaire"},{"$f":"'Input - Inventory'!E218","v":"Traffic"},{"$f":"'Input - Inventory'!F218","v":"Minor < 130w"},{"$f":"'Input - Inventory'!G218","v":0},null,"Luminaire - 100W SON (P09)",null,0,340,0,null,0,0,0,0,0,0,0,0,0,0,0,0,0,0,0,0,0,0,0,0,0,0,0,0,0,0,0,0,0,null,0,0,0,0,0,0,0,0,0,null,0,0,0,0,0,0,0,0,0,0,null,0,0,0,0,0,0,0,null,0,0,0,null,{"$f":"IF($D221=\"Connection\",VLOOKUP(C221,'Input - General'!$F$62:$N$79,7,FALSE),0)","v":0},null,0.1801212933606588,0,0,null,8.6527813038891108E-2,0,0]
[null,{"$f":"'Input - Inventory'!B219","v":211},{"$f":"'Input - Inventory'!C219","v":"100W SON FLOODLIGHT"},{"$f":"'Input - Inventory'!D219","v":"Luminaire"},{"$f":"'Input - Inventory'!E219","v":"Traffic"},{"$f":"'Input - Inventory'!F219","v":"Minor < 130w"},{"$f":"'Input - Inventory'!G219","v":0},null,"Luminaire - 100W SON FLOODLIGHT",null,0,6,0,null,0,0,0,0,0,0,0,0,0,0,0,0,0,0,0,0,0,0,0,0,0,0,0,0,0,0,0,0,0,null,0,0,0,0,0,0,0,0,0,null,0,0,0,0,0,0,0,0,0,0,null,0,0,0,0,0,0,0,null,0,0,0,null,{"$f":"IF($D222=\"Connection\",VLOOKUP(C222,'Input - General'!$F$62:$N$79,7,FALSE),0)","v":0},null,0.1801212933606588,0,0,null,8.6527813038891108E-2,0,0]
[null,{"$f":"'Input - Inventory'!B220","v":212},{"$f":"'Input - Inventory'!C220","v":"100W SON Floodlight (P09)"},{"$f":"'Input - Inventory'!D220","v":"Luminaire"},{"$f":"'Input - Inventory'!E220","v":"Traffic"},{"$f":"'Input - Inventory'!F220","v":"Minor < 130w"},{"$f":"'Input - Inventory'!G220","v":0},null,"Luminaire - 100W SON Floodlight (P09)",null,0,4,0,null,0,0,0,0,0,0,0,0,0,0,0,0,0,0,0,0,0,0,0,0,0,0,0,0,0,0,0,0,0,null,0,0,0,0,0,0,0,0,0,null,0,0,0,0,0,0,0,0,0,0,null,0,0,0,0,0,0,0,null,0,0,0,null,{"$f":"IF($D223=\"Connection\",VLOOKUP(C223,'Input - General'!$F$62:$N$79,7,FALSE),0)","v":0},null,0.1801212933606588,0,0,null,8.6527813038891108E-2,0,0]
[null,{"$f":"'Input - Inventory'!B221","v":213},{"$f":"'Input - Inventory'!C221","v":"100W SON -PLAIN"},{"$f":"'Input - Inventory'!D221","v":"Luminaire"},{"$f":"'Input - Inventory'!E221","v":"Traffic"},{"$f":"'Input - Inventory'!F221","v":"Minor < 130w"},{"$f":"'Input - Inventory'!G221","v":0},null,"Luminaire - 100W SON -PLAIN",null,0,439,0,null,0,0,0,0,0,0,0,0,0,0,0,0,0,0,0,0,0,0,0,0,0,0,0,0,0,0,0,0,0,null,0,0,0,0,0,0,0,0,0,null,0,0,0,0,0,0,0,0,0,0,null,0,0,0,0,0,0,0,null,0,0,0,null,{"$f":"IF($D224=\"Connection\",VLOOKUP(C224,'Input - General'!$F$62:$N$79,7,FALSE),0)","v":0},null,0.1801212933606588,0,0,null,8.6527813038891108E-2,0,0]
[null,{"$f":"'Input - Inventory'!B222","v":214},{"$f":"'Input - Inventory'!C222","v":"100W SON -PLAIN (P09)"},{"$f":"'Input - Inventory'!D222","v":"Luminaire"},{"$f":"'Input - Inventory'!E222","v":"Traffic"},{"$f":"'Input - Inventory'!F222","v":"Minor < 130w"},{"$f":"'Input - Inventory'!G222","v":0},null,"Luminaire - 100W SON -PLAIN (P09)",null,0,107,0,null,0,0,0,0,0,0,0,0,0,0,0,0,0,0,0,0,0,0,0,0,0,0,0,0,0,0,0,0,0,null,0,0,0,0,0,0,0,0,0,null,0,0,0,0,0,0,0,0,0,0,null,0,0,0,0,0,0,0,null,0,0,0,null,{"$f":"IF($D225=\"Connection\",VLOOKUP(C225,'Input - General'!$F$62:$N$79,7,FALSE),0)","v":0},null,0.1801212933606588,0,0,null,8.6527813038891108E-2,0,0]
[null,{"$f":"'Input - Inventory'!B223","v":215},{"$f":"'Input - Inventory'!C223","v":"125W MBF"},{"$f":"'Input - Inventory'!D223","v":"Luminaire"},{"$f":"'Input - Inventory'!E223","v":"Traffic"},{"$f":"'Input - Inventory'!F223","v":"Minor < 130w"},{"$f":"'Input - Inventory'!G223","v":0},null,"Luminaire - 125W MBF",null,0,3283,0,null,0,0,0,0,0,0,0,0,0,0,0,0,0,0,0,0,0,0,0,0,0,0,0,0,0,0,0,0,0,null,0,0,0,0,0,0,0,0,0,null,0,0,0,0,0,0,0,0,0,0,null,0,0,0,0,0,0,0,null,0,0,0,null,{"$f":"IF($D226=\"Connection\",VLOOKUP(C226,'Input - General'!$F$62:$N$79,7,FALSE),0)","v":0},null,0.1801212933606588,0,0,null,8.6527813038891108E-2,0,0]
[null,{"$f":"'Input - Inventory'!B224","v":216},{"$f":"'Input - Inventory'!C224","v":"125W MBF - BOURKE HILL"},{"$f":"'Input - Inventory'!D224","v":"Luminaire"},{"$f":"'Input - Inventory'!E224","v":"Traffic"},{"$f":"'Input - Inventory'!F224","v":"Minor < 130w"},{"$f":"'Input - Inventory'!G224","v":0},null,"Luminaire - 125W MBF - BOURKE HILL",null,0,9,0,null,0,0,0,0,0,0,0,0,0,0,0,0,0,0,0,0,0,0,0,0,0,0,0,0,0,0,0,0,0,null,0,0,0,0,0,0,0,0,0,null,0,0,0,0,0,0,0,0,0,0,null,0,0,0,0,0,0,0,null,0,0,0,null,{"$f":"IF($D227=\"Connection\",VLOOKUP(C227,'Input - General'!$F$62:$N$79,7,FALSE),0)","v":0},null,0.1801212933606588,0,0,null,8.6527813038891108E-2,0,0]
[null,{"$f":"'Input - Inventory'!B225","v":217},{"$f":"'Input - Inventory'!C225","v":"125W MBF - HYDE PARK"},{"$f":"'Input - Inventory'!D225","v":"Luminaire"},{"$f":"'Input - Inventory'!E225","v":"Traffic"},{"$f":"'Input - Inventory'!F225","v":"Minor < 130w"},{"$f":"'Input - Inventory'!G225","v":0},null,"Luminaire - 125W MBF - HYDE PARK",null,0,168,0,null,0,0,0,0,0,0,0,0,0,0,0,0,0,0,0,0,0,0,0,0,0,0,0,0,0,0,0,0,0,null,0,0,0,0,0,0,0,0,0,null,0,0,0,0,0,0,0,0,0,0,null,0,0,0,0,0,0,0,null,0,0,0,null,{"$f":"IF($D228=\"Connection\",VLOOKUP(C228,'Input - General'!$F$62:$N$79,7,FALSE),0)","v":0},null,0.1801212933606588,0,0,null,8.6527813038891108E-2,0,0]
[null,{"$f":"'Input - Inventory'!B226","v":218},{"$f":"'Input - Inventory'!C226","v":"125W MBF - NOSTALGIA"},{"$f":"'Input - Inventory'!D226","v":"Luminaire"},{"$f":"'Input - Inventory'!E226","v":"Traffic"},{"$f":"'Input - Inventory'!F226","v":"Minor < 130w"},{"$f":"'Input - Inventory'!G226","v":0},null,"Luminaire - 125W MBF - NOSTALGIA",null,0,0,0,null,0,0,0,0,0,0,0,0,0,0,0,0,0,0,0,0,0,0,0,0,0,0,0,0,0,0,0,0,0,null,0,0,0,0,0,0,0,0,0,null,0,0,0,0,0,0,0,0,0,0,null,0,0,0,0,0,0,0,null,0,0,0,null,{"$f":"IF($D229=\"Connection\",VLOOKUP(C229,'Input - General'!$F$62:$N$79,7,FALSE),0)","v":0},null,0.1801212933606588,0,0,null,8.6527813038891108E-2,0,0]
[null,{"$f":"'Input - Inventory'!B227","v":219},{"$f":"'Input - Inventory'!C227","v":"125W MBF - PARKVILLE"},{"$f":"'Input - Inventory'!D227","v":"Luminaire"},{"$f":"'Input - Inventory'!E227","v":"Traffic"},{"$f":"'Input - Inventory'!F227","v":"Minor < 130w"},{"$f":"'Input - Inventory'!G227","v":0},null,"Luminaire - 125W MBF - PARKVILLE",null,0,6,0,null,0,0,0,0,0,0,0,0,0,0,0,0,0,0,0,0,0,0,0,0,0,0,0,0,0,0,0,0,0,null,0,0,0,0,0,0,0,0,0,null,0,0,0,0,0,0,0,0,0,0,null,0,0,0,0,0,0,0,null,0,0,0,null,{"$f":"IF($D230=\"Connection\",VLOOKUP(C230,'Input - General'!$F$62:$N$79,7,FALSE),0)","v":0},null,0.1801212933606588,0,0,null,8.6527813038891108E-2,0,0]
[null,{"$f":"'Input - Inventory'!B228","v":220},{"$f":"'Input - Inventory'!C228","v":"125W MBF (P09)"},{"$f":"'Input - Inventory'!D228","v":"Luminaire"},{"$f":"'Input - Inventory'!E228","v":"Traffic"},{"$f":"'Input - Inventory'!F228","v":"Minor < 130w"},{"$f":"'Input - Inventory'!G228","v":0},null,"Luminaire - 125W MBF (P09)",null,0,1244,0,null,0,0,0,0,0,0,0,0,0,0,0,0,0,0,0,0,0,0,0,0,0,0,0,0,0,0,0,0,0,null,0,0,0,0,0,0,0,0,0,null,0,0,0,0,0,0,0,0,0,0,null,0,0,0,0,0,0,0,null,0,0,0,null,{"$f":"IF($D231=\"Connection\",VLOOKUP(C231,'Input - General'!$F$62:$N$79,7,FALSE),0)","v":0},null,0.1801212933606588,0,0,null,8.6527813038891108E-2,0,0]
[null,{"$f":"'Input - Inventory'!B229","v":221},{"$f":"'Input - Inventory'!C229","v":"125W MBF BOLLARD"},{"$f":"'Input - Inventory'!D229","v":"Luminaire"},{"$f":"'Input - Inventory'!E229","v":"Traffic"},{"$f":"'Input - Inventory'!F229","v":"Minor < 130w"},{"$f":"'Input - Inventory'!G229","v":0},null,"Luminaire - 125W MBF BOLLARD",null,0,0,0,null,0,0,0,0,0,0,0,0,0,0,0,0,0,0,0,0,0,0,0,0,0,0,0,0,0,0,0,0,0,null,0,0,0,0,0,0,0,0,0,null,0,0,0,0,0,0,0,0,0,0,null,0,0,0,0,0,0,0,null,0,0,0,null,{"$f":"IF($D232=\"Connection\",VLOOKUP(C232,'Input - General'!$F$62:$N$79,7,FALSE),0)","v":0},null,0.1801212933606588,0,0,null,8.6527813038891108E-2,0,0]
[null,{"$f":"'Input - Inventory'!B230","v":222},{"$f":"'Input - Inventory'!C230","v":"125W MBF -PLAIN"},{"$f":"'Input - Inventory'!D230","v":"Luminaire"},{"$f":"'Input - Inventory'!E230","v":"Traffic"},{"$f":"'Input - Inventory'!F230","v":"Minor < 130w"},{"$f":"'Input - Inventory'!G230","v":0},null,"Luminaire - 125W MBF -PLAIN",null,0,794,0,null,0,0,0,0,0,0,0,0,0,0,0,0,0,0,0,0,0,0,0,0,0,0,0,0,0,0,0,0,0,null,0,0,0,0,0,0,0,0,0,null,0,0,0,0,0,0,0,0,0,0,null,0,0,0,0,0,0,0,null,0,0,0,null,{"$f":"IF($D233=\"Connection\",VLOOKUP(C233,'Input - General'!$F$62:$N$79,7,FALSE),0)","v":0},null,0.1801212933606588,0,0,null,8.6527813038891108E-2,0,0]
[null,{"$f":"'Input - Inventory'!B231","v":223},{"$f":"'Input - Inventory'!C231","v":"125W MBF -PLAIN (P09)"},{"$f":"'Input - Inventory'!D231","v":"Luminaire"},{"$f":"'Input - Inventory'!E231","v":"Traffic"},{"$f":"'Input - Inventory'!F231","v":"Minor < 130w"},{"$f":"'Input - Inventory'!G231","v":0},null,"Luminaire - 125W MBF -PLAIN (P09)",null,0,151,0,null,0,0,0,0,0,0,0,0,0,0,0,0,0,0,0,0,0,0,0,0,0,0,0,0,0,0,0,0,0,null,0,0,0,0,0,0,0,0,0,null,0,0,0,0,0,0,0,0,0,0,null,0,0,0,0,0,0,0,null,0,0,0,null,{"$f":"IF($D234=\"Connection\",VLOOKUP(C234,'Input - General'!$F$62:$N$79,7,FALSE),0)","v":0},null,0.1801212933606588,0,0,null,8.6527813038891108E-2,0,0]
[null,{"$f":"'Input - Inventory'!B232","v":224},{"$f":"'Input - Inventory'!C232","v":"125W/250W MBF FLOODLIGHT"},{"$f":"'Input - Inventory'!D232","v":"Luminaire"},{"$f":"'Input - Inventory'!E232","v":"Traffic"},{"$f":"'Input - Inventory'!F232","v":"Major > 130w"},{"$f":"'Input - Inventory'!G232","v":0},null,"Luminaire - 125W/250W MBF FLOODLIGHT",null,0,54,0,null,0,0,0,0,0,0,0,0,0,0,0,0,0,0,0,0,0,0,0,0,0,0,0,0,0,0,0,0,0,null,0,0,0,0,0,0,0,0,0,null,0,0,0,0,0,0,0,0,0,0,null,0,0,0,0,0,0,0,null,0,0,0,null,{"$f":"IF($D235=\"Connection\",VLOOKUP(C235,'Input - General'!$F$62:$N$79,7,FALSE),0)","v":0},null,0.1801212933606588,0,0,null,8.6527813038891108E-2,0,0]
[null,{"$f":"'Input - Inventory'!B233","v":225},{"$f":"'Input - Inventory'!C233","v":"135W SOX"},{"$f":"'Input - Inventory'!D233","v":"Luminaire"},{"$f":"'Input - Inventory'!E233","v":"Traffic"},{"$f":"'Input - Inventory'!F233","v":"Major > 130w"},{"$f":"'Input - Inventory'!G233","v":0},null,"Luminaire - 135W SOX",null,0,32,0,null,0,0,0,0,0,0,0,0,0,0,0,0,0,0,0,0,0,0,0,0,0,0,0,0,0,0,0,0,0,null,0,0,0,0,0,0,0,0,0,null,0,0,0,0,0,0,0,0,0,0,null,0,0,0,0,0,0,0,null,0,0,0,null,{"$f":"IF($D236=\"Connection\",VLOOKUP(C236,'Input - General'!$F$62:$N$79,7,FALSE),0)","v":0},null,0.1801212933606588,0,0,null,8.6527813038891108E-2,0,0]
[null,{"$f":"'Input - Inventory'!B234","v":226},{"$f":"'Input - Inventory'!C234","v":"150W SON"},{"$f":"'Input - Inventory'!D234","v":"Luminaire"},{"$f":"'Input - Inventory'!E234","v":"Traffic"},{"$f":"'Input - Inventory'!F234","v":"Major > 130w"},{"$f":"'Input - Inventory'!G234","v":0},null,"Luminaire - 150W SON",null,0,11707.5,0,null,0,0,0,0,0,0,0,0,0,0,0,0,0,0,0,0,0,0,0,0,0,0,0,0,0,0,0,0,0,null,0,0,0,0,0,0,0,0,0,null,0,0,0,0,0,0,0,0,0,0,null,0,0,0,0,0,0,0,null,0,0,0,null,{"$f":"IF($D237=\"Connection\",VLOOKUP(C237,'Input - General'!$F$62:$N$79,7,FALSE),0)","v":0},null,0.1801212933606588,0,0,null,8.6527813038891108E-2,0,0]
[null,{"$f":"'Input - Inventory'!B235","v":227},{"$f":"'Input - Inventory'!C235","v":"150W SON - HYDE PARK"},{"$f":"'Input - Inventory'!D235","v":"Luminaire"},{"$f":"'Input - Inventory'!E235","v":"Traffic"},{"$f":"'Input - Inventory'!F235","v":"Major > 130w"},{"$f":"'Input - Inventory'!G235","v":0},null,"Luminaire - 150W SON - HYDE PARK",null,0,16,0,null,0,0,0,0,0,0,0,0,0,0,0,0,0,0,0,0,0,0,0,0,0,0,0,0,0,0,0,0,0,null,0,0,0,0,0,0,0,0,0,null,0,0,0,0,0,0,0,0,0,0,null,0,0,0,0,0,0,0,null,0,0,0,null,{"$f":"IF($D238=\"Connection\",VLOOKUP(C238,'Input - General'!$F$62:$N$79,7,FALSE),0)","v":0},null,0.1801212933606588,0,0,null,8.6527813038891108E-2,0,0]
[null,{"$f":"'Input - Inventory'!B236","v":228},{"$f":"'Input - Inventory'!C236","v":"150W SON - PARKVILLE"},{"$f":"'Input - Inventory'!D236","v":"Luminaire"},{"$f":"'Input - Inventory'!E236","v":"Traffic"},{"$f":"'Input - Inventory'!F236","v":"Major > 130w"},{"$f":"'Input - Inventory'!G236","v":0},null,"Luminaire - 150W SON - PARKVILLE",null,0,21,0,null,0,0,0,0,0,0,0,0,0,0,0,0,0,0,0,0,0,0,0,0,0,0,0,0,0,0,0,0,0,null,0,0,0,0,0,0,0,0,0,null,0,0,0,0,0,0,0,0,0,0,null,0,0,0,0,0,0,0,null,0,0,0,null,{"$f":"IF($D239=\"Connection\",VLOOKUP(C239,'Input - General'!$F$62:$N$79,7,FALSE),0)","v":0},null,0.1801212933606588,0,0,null,8.6527813038891108E-2,0,0]
[null,{"$f":"'Input - Inventory'!B237","v":229},{"$f":"'Input - Inventory'!C237","v":"150W SON - PARKWAY 1"},{"$f":"'Input - Inventory'!D237","v":"Luminaire"},{"$f":"'Input - Inventory'!E237","v":"Traffic"},{"$f":"'Input - Inventory'!F237","v":"Major > 130w"},{"$f":"'Input - Inventory'!G237","v":0},null,"Luminaire - 150W SON - PARKWAY 1",null,0,209,0,null,0,0,0,0,0,0,0,0,0,0,0,0,0,0,0,0,0,0,0,0,0,0,0,0,0,0,0,0,0,null,0,0,0,0,0,0,0,0,0,null,0,0,0,0,0,0,0,0,0,0,null,0,0,0,0,0,0,0,null,0,0,0,null,{"$f":"IF($D240=\"Connection\",VLOOKUP(C240,'Input - General'!$F$62:$N$79,7,FALSE),0)","v":0},null,0.1801212933606588,0,0,null,8.6527813038891108E-2,0,0]
[null,{"$f":"'Input - Inventory'!B238","v":230},{"$f":"'Input - Inventory'!C238","v":"150W SON - Parkway 1 (P09)"},{"$f":"'Input - Inventory'!D238","v":"Luminaire"},{"$f":"'Input - Inventory'!E238","v":"Traffic"},{"$f":"'Input - Inventory'!F238","v":"Major > 130w"},{"$f":"'Input - Inventory'!G238","v":0},null,"Luminaire - 150W SON - Parkway 1 (P09)",null,0,32,0,null,0,0,0,0,0,0,0,0,0,0,0,0,0,0,0,0,0,0,0,0,0,0,0,0,0,0,0,0,0,null,0,0,0,0,0,0,0,0,0,null,0,0,0,0,0,0,0,0,0,0,null,0,0,0,0,0,0,0,null,0,0,0,null,{"$f":"IF($D241=\"Connection\",VLOOKUP(C241,'Input - General'!$F$62:$N$79,7,FALSE),0)","v":0},null,0.1801212933606588,0,0,null,8.6527813038891108E-2,0,0]
[null,{"$f":"'Input - Inventory'!B239","v":231},{"$f":"'Input - Inventory'!C239","v":"150W SON (P09)"},{"$f":"'Input - Inventory'!D239","v":"Luminaire"},{"$f":"'Input - Inventory'!E239","v":"Traffic"},{"$f":"'Input - Inventory'!F239","v":"Major > 130w"},{"$f":"'Input - Inventory'!G239","v":0},null,"Luminaire - 150W SON (P09)",null,0,7966,0,null,0,0,0,0,0,0,0,0,0,0,0,0,0,0,0,0,0,0,0,0,0,0,0,0,0,0,0,0,0,null,0,0,0,0,0,0,0,0,0,null,0,0,0,0,0,0,0,0,0,0,null,0,0,0,0,0,0,0,null,0,0,0,null,{"$f":"IF($D242=\"Connection\",VLOOKUP(C242,'Input - General'!$F$62:$N$79,7,FALSE),0)","v":0},null,0.1801212933606588,0,0,null,8.6527813038891108E-2,0,0]
[null,{"$f":"'Input - Inventory'!B240","v":232},{"$f":"'Input - Inventory'!C240","v":"150W SON Active Reactor"},{"$f":"'Input - Inventory'!D240","v":"Luminaire"},{"$f":"'Input - Inventory'!E240","v":"Traffic"},{"$f":"'Input - Inventory'!F240","v":"Major > 130w"},{"$f":"'Input - Inventory'!G240","v":0},null,"Luminaire - 150W SON Active Reactor",null,0,187,0,null,0,0,0,0,0,0,0,0,0,0,0,0,0,0,0,0,0,0,0,0,0,0,0,0,0,0,0,0,0,null,0,0,0,0,0,0,0,0,0,null,0,0,0,0,0,0,0,0,0,0,null,0,0,0,0,0,0,0,null,0,0,0,null,{"$f":"IF($D243=\"Connection\",VLOOKUP(C243,'Input - General'!$F$62:$N$79,7,FALSE),0)","v":0},null,0.1801212933606588,0,0,null,8.6527813038891108E-2,0,0]
[null,{"$f":"'Input - Inventory'!B241","v":233},{"$f":"'Input - Inventory'!C241","v":"150W SON FLOODLIGHT"},{"$f":"'Input - Inventory'!D241","v":"Luminaire"},{"$f":"'Input - Inventory'!E241","v":"Traffic"},{"$f":"'Input - Inventory'!F241","v":"Major > 130w"},{"$f":"'Input - Inventory'!G241","v":0},null,"Luminaire - 150W SON FLOODLIGHT",null,0,71,0,null,0,0,0,0,0,0,0,0,0,0,0,0,0,0,0,0,0,0,0,0,0,0,0,0,0,0,0,0,0,null,0,0,0,0,0,0,0,0,0,null,0,0,0,0,0,0,0,0,0,0,null,0,0,0,0,0,0,0,null,0,0,0,null,{"$f":"IF($D244=\"Connection\",VLOOKUP(C244,'Input - General'!$F$62:$N$79,7,FALSE),0)","v":0},null,0.1801212933606588,0,0,null,8.6527813038891108E-2,0,0]
[null,{"$f":"'Input - Inventory'!B242","v":234},{"$f":"'Input - Inventory'!C242","v":"150W SON Floodlight (P09)"},{"$f":"'Input - Inventory'!D242","v":"Luminaire"},{"$f":"'Input - Inventory'!E242","v":"Traffic"},{"$f":"'Input - Inventory'!F242","v":"Major > 130w"},{"$f":"'Input - Inventory'!G242","v":0},null,"Luminaire - 150W SON Floodlight (P09)",null,0,46,0,null,0,0,0,0,0,0,0,0,0,0,0,0,0,0,0,0,0,0,0,0,0,0,0,0,0,0,0,0,0,null,0,0,0,0,0,0,0,0,0,null,0,0,0,0,0,0,0,0,0,0,null,0,0,0,0,0,0,0,null,0,0,0,null,{"$f":"IF($D245=\"Connection\",VLOOKUP(C245,'Input - General'!$F$62:$N$79,7,FALSE),0)","v":0},null,0.1801212933606588,0,0,null,8.6527813038891108E-2,0,0]
[null,{"$f":"'Input - Inventory'!B243","v":235},{"$f":"'Input - Inventory'!C243","v":"150W SON GEC 'BOSTON 3'"},{"$f":"'Input - Inventory'!D243","v":"Luminaire"},{"$f":"'Input - Inventory'!E243","v":"Traffic"},{"$f":"'Input - Inventory'!F243","v":"Major > 130w"},{"$f":"'Input - Inventory'!G243","v":0},null,"Luminaire - 150W SON GEC 'BOSTON 3'",null,0,45,0,null,0,0,0,0,0,0,0,0,0,0,0,0,0,0,0,0,0,0,0,0,0,0,0,0,0,0,0,0,0,null,0,0,0,0,0,0,0,0,0,null,0,0,0,0,0,0,0,0,0,0,null,0,0,0,0,0,0,0,null,0,0,0,null,{"$f":"IF($D246=\"Connection\",VLOOKUP(C246,'Input - General'!$F$62:$N$79,7,FALSE),0)","v":0},null,0.1801212933606588,0,0,null,8.6527813038891108E-2,0,0]
[null,{"$f":"'Input - Inventory'!B244","v":236},{"$f":"'Input - Inventory'!C244","v":"150W/250W MBI FLOODLIGHT"},{"$f":"'Input - Inventory'!D244","v":"Luminaire"},{"$f":"'Input - Inventory'!E244","v":"Traffic"},{"$f":"'Input - Inventory'!F244","v":"Major > 130w"},{"$f":"'Input - Inventory'!G244","v":0},null,"Luminaire - 150W/250W MBI FLOODLIGHT",null,0,47,0,null,0,0,0,0,0,0,0,0,0,0,0,0,0,0,0,0,0,0,0,0,0,0,0,0,0,0,0,0,0,null,0,0,0,0,0,0,0,0,0,null,0,0,0,0,0,0,0,0,0,0,null,0,0,0,0,0,0,0,null,0,0,0,null,{"$f":"IF($D247=\"Connection\",VLOOKUP(C247,'Input - General'!$F$62:$N$79,7,FALSE),0)","v":0},null,0.1801212933606588,0,0,null,8.6527813038891108E-2,0,0]
[null,{"$f":"'Input - Inventory'!B245","v":237},{"$f":"'Input - Inventory'!C245","v":"180W SOX"},{"$f":"'Input - Inventory'!D245","v":"Luminaire"},{"$f":"'Input - Inventory'!E245","v":"Traffic"},{"$f":"'Input - Inventory'!F245","v":"Major > 130w"},{"$f":"'Input - Inventory'!G245","v":0},null,"Luminaire - 180W SOX",null,0,0,0,null,0,0,0,0,0,0,0,0,0,0,0,0,0,0,0,0,0,0,0,0,0,0,0,0,0,0,0,0,0,null,0,0,0,0,0,0,0,0,0,null,0,0,0,0,0,0,0,0,0,0,null,0,0,0,0,0,0,0,null,0,0,0,null,{"$f":"IF($D248=\"Connection\",VLOOKUP(C248,'Input - General'!$F$62:$N$79,7,FALSE),0)","v":0},null,0.1801212933606588,0,0,null,8.6527813038891108E-2,0,0]
[null,{"$f":"'Input - Inventory'!B246","v":238},{"$f":"'Input - Inventory'!C246","v":"1x29W LED"},{"$f":"'Input - Inventory'!D246","v":"Luminaire"},{"$f":"'Input - Inventory'!E246","v":"NonTraffic"},{"$f":"'Input - Inventory'!F246","v":"Minor < 130w"},{"$f":"'Input - Inventory'!G246","v":0},null,"Luminaire - 1x29W LED",null,0,1392,0,null,0,0,0,0,0,0,0,0,0,0,0,0,0,0,0,0,0,0,0,0,0,0,0,0,0,0,0,0,0,null,0,0,0,0,0,0,0,0,0,null,0,0,0,0,0,0,0,0,0,0,null,0,0,0,0,0,0,0,null,0,0,0,null,{"$f":"IF($D249=\"Connection\",VLOOKUP(C249,'Input - General'!$F$62:$N$79,7,FALSE),0)","v":0},null,0.1801212933606588,0,0,null,8.6527813038891108E-2,0,0]
[null,{"$f":"'Input - Inventory'!B247","v":239},{"$f":"'Input - Inventory'!C247","v":"1x40W TF"},{"$f":"'Input - Inventory'!D247","v":"Luminaire"},{"$f":"'Input - Inventory'!E247","v":"NonTraffic"},{"$f":"'Input - Inventory'!F247","v":"Minor < 130w"},{"$f":"'Input - Inventory'!G247","v":0},null,"Luminaire - 1x40W TF",null,0,594,0,null,0,0,0,0,0,0,0,0,0,0,0,0,0,0,0,0,0,0,0,0,0,0,0,0,0,0,0,0,0,null,0,0,0,0,0,0,0,0,0,null,0,0,0,0,0,0,0,0,0,0,null,0,0,0,0,0,0,0,null,0,0,0,null,{"$f":"IF($D250=\"Connection\",VLOOKUP(C250,'Input - General'!$F$62:$N$79,7,FALSE),0)","v":0},null,0.1801212933606588,0,0,null,8.6527813038891108E-2,0,0]
[null,{"$f":"'Input - Inventory'!B248","v":240},{"$f":"'Input - Inventory'!C248","v":"1x80W TF"},{"$f":"'Input - Inventory'!D248","v":"Luminaire"},{"$f":"'Input - Inventory'!E248","v":"NonTraffic"},{"$f":"'Input - Inventory'!F248","v":"Minor < 130w"},{"$f":"'Input - Inventory'!G248","v":0},null,"Luminaire - 1x80W TF",null,0,119,0,null,0,0,0,0,0,0,0,0,0,0,0,0,0,0,0,0,0,0,0,0,0,0,0,0,0,0,0,0,0,null,0,0,0,0,0,0,0,0,0,null,0,0,0,0,0,0,0,0,0,0,null,0,0,0,0,0,0,0,null,0,0,0,null,{"$f":"IF($D251=\"Connection\",VLOOKUP(C251,'Input - General'!$F$62:$N$79,7,FALSE),0)","v":0},null,0.1801212933606588,0,0,null,8.6527813038891108E-2,0,0]
[null,{"$f":"'Input - Inventory'!B249","v":241},{"$f":"'Input - Inventory'!C249","v":"250W MBF"},{"$f":"'Input - Inventory'!D249","v":"Luminaire"},{"$f":"'Input - Inventory'!E249","v":"Traffic"},{"$f":"'Input - Inventory'!F249","v":"Major > 130w"},{"$f":"'Input - Inventory'!G249","v":0},null,"Luminaire - 250W MBF",null,0,17196,0,null,0,0,0,0,0,0,0,0,0,0,0,0,0,0,0,0,0,0,0,0,0,0,0,0,0,0,0,0,0,null,0,0,0,0,0,0,0,0,0,null,0,0,0,0,0,0,0,0,0,0,null,0,0,0,0,0,0,0,null,0,0,0,null,{"$f":"IF($D252=\"Connection\",VLOOKUP(C252,'Input - General'!$F$62:$N$79,7,FALSE),0)","v":0},null,0.1801212933606588,0,0,null,8.6527813038891108E-2,0,0]
[null,{"$f":"'Input - Inventory'!B250","v":242},{"$f":"'Input - Inventory'!C250","v":"250W MBF - PARKVILLE"},{"$f":"'Input - Inventory'!D250","v":"Luminaire"},{"$f":"'Input - Inventory'!E250","v":"Traffic"},{"$f":"'Input - Inventory'!F250","v":"Major > 130w"},{"$f":"'Input - Inventory'!G250","v":0},null,"Luminaire - 250W MBF - PARKVILLE",null,0,0,0,null,0,0,0,0,0,0,0,0,0,0,0,0,0,0,0,0,0,0,0,0,0,0,0,0,0,0,0,0,0,null,0,0,0,0,0,0,0,0,0,null,0,0,0,0,0,0,0,0,0,0,null,0,0,0,0,0,0,0,null,0,0,0,null,{"$f":"IF($D253=\"Connection\",VLOOKUP(C253,'Input - General'!$F$62:$N$79,7,FALSE),0)","v":0},null,0.1801212933606588,0,0,null,8.6527813038891108E-2,0,0]
[null,{"$f":"'Input - Inventory'!B251","v":243},{"$f":"'Input - Inventory'!C251","v":"250W MBF - PARKWAY 1"},{"$f":"'Input - Inventory'!D251","v":"Luminaire"},{"$f":"'Input - Inventory'!E251","v":"Traffic"},{"$f":"'Input - Inventory'!F251","v":"Major > 130w"},{"$f":"'Input - Inventory'!G251","v":0},null,"Luminaire - 250W MBF - PARKWAY 1",null,0,782,0,null,0,0,0,0,0,0,0,0,0,0,0,0,0,0,0,0,0,0,0,0,0,0,0,0,0,0,0,0,0,null,0,0,0,0,0,0,0,0,0,null,0,0,0,0,0,0,0,0,0,0,null,0,0,0,0,0,0,0,null,0,0,0,null,{"$f":"IF($D254=\"Connection\",VLOOKUP(C254,'Input - General'!$F$62:$N$79,7,FALSE),0)","v":0},null,0.1801212933606588,0,0,null,8.6527813038891108E-2,0,0]
[null,{"$f":"'Input - Inventory'!B252","v":244},{"$f":"'Input - Inventory'!C252","v":"250W MBI - SMARTPOLE"},{"$f":"'Input - Inventory'!D252","v":"Luminaire"},{"$f":"'Input - Inventory'!E252","v":"Traffic"},{"$f":"'Input - Inventory'!F252","v":"Major > 130w"},{"$f":"'Input - Inventory'!G252","v":0},null,"Luminaire - 250W MBI - SMARTPOLE",null,0,21,0,null,0,0,0,0,0,0,0,0,0,0,0,0,0,0,0,0,0,0,0,0,0,0,0,0,0,0,0,0,0,null,0,0,0,0,0,0,0,0,0,null,0,0,0,0,0,0,0,0,0,0,null,0,0,0,0,0,0,0,null,0,0,0,null,{"$f":"IF($D255=\"Connection\",VLOOKUP(C255,'Input - General'!$F$62:$N$79,7,FALSE),0)","v":0},null,0.1801212933606588,0,0,null,8.6527813038891108E-2,0,0]
[null,{"$f":"'Input - Inventory'!B253","v":245},{"$f":"'Input - Inventory'!C253","v":"250W SON"},{"$f":"'Input - Inventory'!D253","v":"Luminaire"},{"$f":"'Input - Inventory'!E253","v":"Traffic"},{"$f":"'Input - Inventory'!F253","v":"Major > 130w"},{"$f":"'Input - Inventory'!G253","v":0},null,"Luminaire - 250W SON",null,0,14498,0,null,0,0,0,0,0,0,0,0,0,0,0,0,0,0,0,0,0,0,0,0,0,0,0,0,0,0,0,0,0,null,0,0,0,0,0,0,0,0,0,null,0,0,0,0,0,0,0,0,0,0,null,0,0,0,0,0,0,0,null,0,0,0,null,{"$f":"IF($D256=\"Connection\",VLOOKUP(C256,'Input - General'!$F$62:$N$79,7,FALSE),0)","v":0},null,0.1801212933606588,0,0,null,8.6527813038891108E-2,0,0]
[null,{"$f":"'Input - Inventory'!B254","v":246},{"$f":"'Input - Inventory'!C254","v":"250W SON - PARKVILLE"},{"$f":"'Input - Inventory'!D254","v":"Luminaire"},{"$f":"'Input - Inventory'!E254","v":"Traffic"},{"$f":"'Input - Inventory'!F254","v":"Major > 130w"},{"$f":"'Input - Inventory'!G254","v":0},null,"Luminaire - 250W SON - PARKVILLE",null,0,2,0,null,0,0,0,0,0,0,0,0,0,0,0,0,0,0,0,0,0,0,0,0,0,0,0,0,0,0,0,0,0,null,0,0,0,0,0,0,0,0,0,null,0,0,0,0,0,0,0,0,0,0,null,0,0,0,0,0,0,0,null,0,0,0,null,{"$f":"IF($D257=\"Connection\",VLOOKUP(C257,'Input - General'!$F$62:$N$79,7,FALSE),0)","v":0},null,0.1801212933606588,0,0,null,8.6527813038891108E-2,0,0]
[null,{"$f":"'Input - Inventory'!B255","v":247},{"$f":"'Input - Inventory'!C255","v":"250W SON - PARKWAY 1"},{"$f":"'Input - Inventory'!D255","v":"Luminaire"},{"$f":"'Input - Inventory'!E255","v":"Traffic"},{"$f":"'Input - Inventory'!F255","v":"Major > 130w"},{"$f":"'Input - Inventory'!G255","v":0},null,"Luminaire - 250W SON - PARKWAY 1",null,0,28,0,null,0,0,0,0,0,0,0,0,0,0,0,0,0,0,0,0,0,0,0,0,0,0,0,0,0,0,0,0,0,null,0,0,0,0,0,0,0,0,0,null,0,0,0,0,0,0,0,0,0,0,null,0,0,0,0,0,0,0,null,0,0,0,null,{"$f":"IF($D258=\"Connection\",VLOOKUP(C258,'Input - General'!$F$62:$N$79,7,FALSE),0)","v":0},null,0.1801212933606588,0,0,null,8.6527813038891108E-2,0,0]
[null,{"$f":"'Input - Inventory'!B256","v":248},{"$f":"'Input - Inventory'!C256","v":"250W SON - Parkway 1(P09)"},{"$f":"'Input - Inventory'!D256","v":"Luminaire"},{"$f":"'Input - Inventory'!E256","v":"Traffic"},{"$f":"'Input - Inventory'!F256","v":"Major > 130w"},{"$f":"'Input - Inventory'!G256","v":0},null,"Luminaire - 250W SON - Parkway 1(P09)",null,0,21,0,null,0,0,0,0,0,0,0,0,0,0,0,0,0,0,0,0,0,0,0,0,0,0,0,0,0,0,0,0,0,null,0,0,0,0,0,0,0,0,0,null,0,0,0,0,0,0,0,0,0,0,null,0,0,0,0,0,0,0,null,0,0,0,null,{"$f":"IF($D259=\"Connection\",VLOOKUP(C259,'Input - General'!$F$62:$N$79,7,FALSE),0)","v":0},null,0.1801212933606588,0,0,null,8.6527813038891108E-2,0,0]
[null,{"$f":"'Input - Inventory'!B257","v":249},{"$f":"'Input - Inventory'!C257","v":"250W SON (P09)"},{"$f":"'Input - Inventory'!D257","v":"Luminaire"},{"$f":"'Input - Inventory'!E257","v":"Traffic"},{"$f":"'Input - Inventory'!F257","v":"Major > 130w"},{"$f":"'Input - Inventory'!G257","v":0},null,"Luminaire - 250W SON (P09)",null,0,9417,0,null,0,0,0,0,0,0,0,0,0,0,0,0,0,0,0,0,0,0,0,0,0,0,0,0,0,0,0,0,0,null,0,0,0,0,0,0,0,0,0,null,0,0,0,0,0,0,0,0,0,0,null,0,0,0,0,0,0,0,null,0,0,0,null,{"$f":"IF($D260=\"Connection\",VLOOKUP(C260,'Input - General'!$F$62:$N$79,7,FALSE),0)","v":0},null,0.1801212933606588,0,0,null,8.6527813038891108E-2,0,0]
[null,{"$f":"'Input - Inventory'!B258","v":250},{"$f":"'Input - Inventory'!C258","v":"250W SON Active Reactor"},{"$f":"'Input - Inventory'!D258","v":"Luminaire"},{"$f":"'Input - Inventory'!E258","v":"Traffic"},{"$f":"'Input - Inventory'!F258","v":"Major > 130w"},{"$f":"'Input - Inventory'!G258","v":0},null,"Luminaire - 250W SON Active Reactor",null,0,220,0,null,0,0,0,0,0,0,0,0,0,0,0,0,0,0,0,0,0,0,0,0,0,0,0,0,0,0,0,0,0,null,0,0,0,0,0,0,0,0,0,null,0,0,0,0,0,0,0,0,0,0,null,0,0,0,0,0,0,0,null,0,0,0,null,{"$f":"IF($D261=\"Connection\",VLOOKUP(C261,'Input - General'!$F$62:$N$79,7,FALSE),0)","v":0},null,0.1801212933606588,0,0,null,8.6527813038891108E-2,0,0]
[null,{"$f":"'Input - Inventory'!B259","v":251},{"$f":"'Input - Inventory'!C259","v":"250W SON FLOODLIGHT"},{"$f":"'Input - Inventory'!D259","v":"Luminaire"},{"$f":"'Input - Inventory'!E259","v":"Traffic"},{"$f":"'Input - Inventory'!F259","v":"Major > 130w"},{"$f":"'Input - Inventory'!G259","v":0},null,"Luminaire - 250W SON FLOODLIGHT",null,0,929,0,null,0,0,0,0,0,0,0,0,0,0,0,0,0,0,0,0,0,0,0,0,0,0,0,0,0,0,0,0,0,null,0,0,0,0,0,0,0,0,0,null,0,0,0,0,0,0,0,0,0,0,null,0,0,0,0,0,0,0,null,0,0,0,null,{"$f":"IF($D262=\"Connection\",VLOOKUP(C262,'Input - General'!$F$62:$N$79,7,FALSE),0)","v":0},null,0.1801212933606588,0,0,null,8.6527813038891108E-2,0,0]
[null,{"$f":"'Input - Inventory'!B260","v":252},{"$f":"'Input - Inventory'!C260","v":"250W SON Floodlight (P09)"},{"$f":"'Input - Inventory'!D260","v":"Luminaire"},{"$f":"'Input - Inventory'!E260","v":"Traffic"},{"$f":"'Input - Inventory'!F260","v":"Major > 130w"},{"$f":"'Input - Inventory'!G260","v":0},null,"Luminaire - 250W SON Floodlight (P09)",null,0,423,0,null,0,0,0,0,0,0,0,0,0,0,0,0,0,0,0,0,0,0,0,0,0,0,0,0,0,0,0,0,0,null,0,0,0,0,0,0,0,0,0,null,0,0,0,0,0,0,0,0,0,0,null,0,0,0,0,0,0,0,null,0,0,0,null,{"$f":"IF($D263=\"Connection\",VLOOKUP(C263,'Input - General'!$F$62:$N$79,7,FALSE),0)","v":0},null,0.1801212933606588,0,0,null,8.6527813038891108E-2,0,0]
[null,{"$f":"'Input - Inventory'!B261","v":253},{"$f":"'Input - Inventory'!C261","v":"250W SON GEC 'BOSTON 3'"},{"$f":"'Input - Inventory'!D261","v":"Luminaire"},{"$f":"'Input - Inventory'!E261","v":"Traffic"},{"$f":"'Input - Inventory'!F261","v":"Major > 130w"},{"$f":"'Input - Inventory'!G261","v":0},null,"Luminaire - 250W SON GEC 'BOSTON 3'",null,0,103,0,null,0,0,0,0,0,0,0,0,0,0,0,0,0,0,0,0,0,0,0,0,0,0,0,0,0,0,0,0,0,null,0,0,0,0,0,0,0,0,0,null,0,0,0,0,0,0,0,0,0,0,null,0,0,0,0,0,0,0,null,0,0,0,null,{"$f":"IF($D264=\"Connection\",VLOOKUP(C264,'Input - General'!$F$62:$N$79,7,FALSE),0)","v":0},null,0.1801212933606588,0,0,null,8.6527813038891108E-2,0,0]
[null,{"$f":"'Input - Inventory'!B262","v":254},{"$f":"'Input - Inventory'!C262","v":"2X14W TF - T5 PIERLIGHT"},{"$f":"'Input - Inventory'!D262","v":"Luminaire"},{"$f":"'Input - Inventory'!E262","v":"NonTraffic"},{"$f":"'Input - Inventory'!F262","v":"Minor < 130w"},{"$f":"'Input - Inventory'!G262","v":0},null,"Luminaire - 2X14W TF - T5 PIERLIGHT",null,0,145,0,null,0,0,0,0,0,0,0,0,0,0,0,0,0,0,0,0,0,0,0,0,0,0,0,0,0,0,0,0,0,null,0,0,0,0,0,0,0,0,0,null,0,0,0,0,0,0,0,0,0,0,null,0,0,0,0,0,0,0,null,0,0,0,null,{"$f":"IF($D265=\"Connection\",VLOOKUP(C265,'Input - General'!$F$62:$N$79,7,FALSE),0)","v":0},null,0.1801212933606588,0,0,null,8.6527813038891108E-2,0,0]
[null,{"$f":"'Input - Inventory'!B263","v":255},{"$f":"'Input - Inventory'!C263","v":"2x14W TF - T5 Pierlight (P09)"},{"$f":"'Input - Inventory'!D263","v":"Luminaire"},{"$f":"'Input - Inventory'!E263","v":"NonTraffic"},{"$f":"'Input - Inventory'!F263","v":"Minor < 130w"},{"$f":"'Input - Inventory'!G263","v":0},null,"Luminaire - 2x14W TF - T5 Pierlight (P09)",null,0,13,0,null,0,0,0,0,0,0,0,0,0,0,0,0,0,0,0,0,0,0,0,0,0,0,0,0,0,0,0,0,0,null,0,0,0,0,0,0,0,0,0,null,0,0,0,0,0,0,0,0,0,0,null,0,0,0,0,0,0,0,null,0,0,0,null,{"$f":"IF($D266=\"Connection\",VLOOKUP(C266,'Input - General'!$F$62:$N$79,7,FALSE),0)","v":0},null,0.1801212933606588,0,0,null,8.6527813038891108E-2,0,0]
[null,{"$f":"'Input - Inventory'!B264","v":256},{"$f":"'Input - Inventory'!C264","v":"2x14W TF - T5 PIERLITE M"},{"$f":"'Input - Inventory'!D264","v":"Luminaire"},{"$f":"'Input - Inventory'!E264","v":"NonTraffic"},{"$f":"'Input - Inventory'!F264","v":"Minor < 130w"},{"$f":"'Input - Inventory'!G264","v":0},null,"Luminaire - 2x14W TF - T5 PIERLITE M",null,0,0,0,null,0,0,0,0,0,0,0,0,0,0,0,0,0,0,0,0,0,0,0,0,0,0,0,0,0,0,0,0,0,null,0,0,0,0,0,0,0,0,0,null,0,0,0,0,0,0,0,0,0,0,null,0,0,0,0,0,0,0,null,0,0,0,null,{"$f":"IF($D267=\"Connection\",VLOOKUP(C267,'Input - General'!$F$62:$N$79,7,FALSE),0)","v":0},null,0.1801212933606588,0,0,null,8.6527813038891108E-2,0,0]
[null,{"$f":"'Input - Inventory'!B265","v":257},{"$f":"'Input - Inventory'!C265","v":"2x175W MBF - PARKWAY 2"},{"$f":"'Input - Inventory'!D265","v":"Luminaire"},{"$f":"'Input - Inventory'!E265","v":"Traffic"},{"$f":"'Input - Inventory'!F265","v":"Major > 130w"},{"$f":"'Input - Inventory'!G265","v":0},null,"Luminaire - 2x175W MBF - PARKWAY 2",null,0,0,{"$f":"L268*K268","v":0},null,0,{"$f":"IF(AND($D268=\"Lamp\",CycleBulkTask1<>0, OR($F268=O$9,O$9=\"All\")),1/CycleBulkTask1,0)","v":0},0,{"$f":"IF(AND($D268=\"Lamp\",CycleBulkTask2<>0, OR($F268=Q$9,Q$9=\"All\")),1/CycleBulkTask2,0)","v":0},0,{"$f":"IF(AND($D268=\"Lamp\",CycleBulkTask3<>0, OR($F268=S$9,S$9=\"All\")),1/CycleBulkTask3,0)","v":0},0,{"$f":"IF(AND($D268=\"Lamp\",CycleBulkTask4<>0, OR($F268=U$9,U$9=\"All\")),1/CycleBulkTask4,0)","v":0},0,{"$f":"IF(AND($D268=\"Lamp\",CycleBulkTask5<>0, OR($F268=W$9,W$9=\"All\")),1/CycleBulkTask5,0)","v":0},0,{"$f":"IF(AND($D268=\"Lamp\",CycleBulkTask6<>0, OR($F268=Y$9,Y$9=\"All\")),1/CycleBulkTask6,0)","v":0},0,{"$f":"IF(AND($D268=\"Lamp\",CycleBulkTask7<>0, OR($F268=AA$9,AA$9=\"All\")),1/CycleBulkTask7,0)","v":0},0,{"$f":"IF(AND($D268=\"Lamp\",CycleBulkTask8<>0, OR($F268=AC$9,AC$9=\"All\")),1/CycleBulkTask8,0)","v":0},0,{"$f":"IF(AND($D268=\"Lamp\",CycleBulkTask9<>0, OR($F268=AE$9,AE$9=\"All\")),1/CycleBulkTask9,0)","v":0},0,{"$f":"IF(AND($D268=\"Lamp\",CycleBulkTask10<>0, OR($F268=AG$9,AG$9=\"All\")),1/CycleBulkTask10,0)","v":0},0,{"$f":"IF(AND($D268=\"Lamp\",CycleBulkTask11<>0, OR($F268=AI$9,AI$9=\"All\")),1/CycleBulkTask11,0)","v":0},0,{"$f":"IF(AND($D268=\"Lamp\",CycleBulkTask12<>0, OR($F268=AK$9,AK$9=\"All\")),1/CycleBulkTask12,0)","v":0},0,{"$f":"IF(AND($D268=\"Lamp\",CycleBulkTask13<>0, OR($F268=AM$9,AM$9=\"All\")),1/CycleBulkTask13,0)","v":0},0,{"$f":"IF(AND($D268=\"Lamp\",CycleBulkTask14<>0, OR($F268=AO$9,AO$9=\"All\")),1/CycleBulkTask14,0)","v":0},{"$f":"O268*P268+Q268*R268+S268*T268+U268*V268+W268*X268+Y268*Z268+AA268*AB268+AC268*AD268+AE268*AF268+AG268*AH268+AI268*AJ268+AK268*AL268+AM268*AN268+AO268*AP268","v":0},null,0,{"$f":"MAX(P268,R268)","v":0},0,{"$f":"MAX(T268,V268)","v":0},0,{"$f":"X268","v":0},0,{"$f":"INDIRECT($E268)*$V268 +(1-INDIRECT($E268))*$T268","v":0},{"$f":"AS268*AT268+AU268*AV268+AW268*AX268+AY268*AZ268","v":0},null,{"$f":"IF($D268=$AS$9,(INDIRECT(\"PriceLabour\" & \"FY17\")*ProportionStandardHours + INDIRECT(\"PriceLabourOvertime\" & \"FY17\")*ProportionOvertimeHours)*(1+RateOnCostAnnual),0)","v":0},{"$f":"BO268","v":0},{"$f":"IF($D268=\"Lamp\",(NumberOfCrew+INDIRECT($E268)*TrafficController)*(TimeToReplaceLamp),0)","v":0},{"$f":"IF($D268=$AS$9,(INDIRECT(\"PriceLabour\" & \"FY17\")*ProportionStandardHours + INDIRECT(\"PriceLabourOvertime\" & \"FY17\")*ProportionOvertimeHours)*(1+RateOnCostAnnual),0)","v":0},{"$f":"BQ268","v":0},{"$f":"IF($D268=\"Lamp\",(NumberOfCrew+INDIRECT($E268)*TrafficController)*(TimeForPECellReplace),0)","v":0},{"$f":"IF($D268=$AS$9,(INDIRECT(\"PriceLabour\" & \"FY17\")*ProportionStandardHours + INDIRECT(\"PriceLabourOvertime\" & \"FY17\")*ProportionOvertimeHours)*(1+RateOnCostAnnual),0)","v":0},{"$f":"BS268","v":0},{"$f":"IF($D268=\"Lamp\",(NumberOfCrew+INDIRECT($E268)*TrafficController)*(TimeForOtherSpot),0)","v":0},{"$f":"BC268*BD268*BE268+BF268*BG268*BH268+BI268*BJ268*BK268","v":0},null,0,{"$f":"IF($D268=\"Lamp\",INDIRECT(BO$10 & $B268),0)","v":0},0,{"$f":"IF($D268=\"Lamp\",INDIRECT(\"FailurePECell\" & \"Annual\"),0)","v":0},0,{"$f":"IF($D268=\"Lamp\",INDIRECT(\"FailureMisc\" & \"Annual\"),0)","v":0},{"$f":"BN268*BO268+BP268*BQ268+BR268*BS268","v":0},null,0,{"$f":"BD268*BE268+BG268*BH268+BJ268*BK268","v":0},{"$f":"BV268*BW268","v":0},null,{"$f":"IF($D268=\"Connection\",VLOOKUP(C268,'Input - General'!$F$62:$N$79,7,FALSE),0)","v":0},null,{"$f":"RateOverhead","v":0.1801212933606588},{"$f":"BX268+BL268+BT268+BA268+AQ268+BZ268","v":0},{"$f":"CC268*CB268","v":0},null,{"$f":"CorporateOverheads","v":8.6527813038891108E-2},0,{"$f":"CG268*CF268","v":0}]
[null,{"$f":"'Input - Inventory'!B266","v":258},{"$f":"'Input - Inventory'!C266","v":"2x20W TF"},{"$f":"'Input - Inventory'!D266","v":"Luminaire"},{"$f":"'Input - Inventory'!E266","v":"NonTraffic"},{"$f":"'Input - Inventory'!F266","v":"Minor < 130w"},{"$f":"'Input - Inventory'!G266","v":0},null,{"$f":"CONCATENATE(D269,\" - \",C269)","v":"Luminaire - 2x20W TF"},null,{"$f":"AQ269+BA269+BL269+BT269+BX269+BZ269+CD269+CH269","v":0},{"$f":"INDIRECT(L$10&$B269&\"FY17\")","v":18824},0,null,{"$f":"IF(AND($D269=\"Lamp\", OR($F269=O$9, O$9=\"All\")),INDIRECT(\"PriceBulkTask1\" & \"FY17\"),0)","v":0},0,{"$f":"IF(AND($D269=\"Lamp\", OR($F269=Q$9, Q$9=\"All\")),INDIRECT(\"PriceBulkTask2\" & \"FY17\"),0)","v":0},0,{"$f":"IF(AND($D269=\"Lamp\", OR($F269=S$9, S$9=\"All\")),INDIRECT(\"PriceBulkTask3\" & \"FY17\"),0)","v":0},0,{"$f":"IF(AND($D269=\"Lamp\", OR($F269=U$9, U$9=\"All\")),INDIRECT(\"PriceBulkTask4\" & \"FY17\"),0)","v":0},0,{"$f":"IF(AND($D269=\"Lamp\", OR($F269=W$9, W$9=\"All\")),INDIRECT(\"PriceBulkTask5\" & \"FY17\"),0)","v":0},0,{"$f":"IF(AND($D269=\"Lamp\", OR($F269=Y$9, Y$9=\"All\")),INDIRECT(\"PriceBulkTask6\" & \"FY17\"),0)","v":0},0,{"$f":"IF(AND($D269=\"Lamp\", OR($F269=AA$9, AA$9=\"All\")),INDIRECT(\"PriceBulkTask7\" & \"FY17\"),0)","v":0},0,{"$f":"IF(AND($D269=\"Lamp\", OR($F269=AC$9, AC$9=\"All\")),INDIRECT(\"PriceBulkTask8\" & \"FY17\"),0)","v":0},0,{"$f":"IF(AND($D269=\"Lamp\", OR($F269=AE$9, AE$9=\"All\")),INDIRECT(\"PriceBulkTask9\" & \"FY17\"),0)","v":0},0,{"$f":"IF(AND($D269=\"Lamp\", OR($F269=AG$9, AG$9=\"All\")),INDIRECT(\"PriceBulkTask10\" & \"FY17\"),0)","v":0},0,{"$f":"IF(AND($D269=\"Lamp\", OR($F269=AI$9, AI$9=\"All\")),INDIRECT(\"PriceBulkTask11\" & \"FY17\"),0)","v":0},0,{"$f":"IF(AND($D269=\"Lamp\", OR($F269=AK$9, AK$9=\"All\")),INDIRECT(\"PriceBulkTask12\" & \"FY17\"),0)","v":0},0,{"$f":"IF(AND($D269=\"Lamp\", OR($F269=AM$9, AM$9=\"All\")),INDIRECT(\"PriceBulkTask13\" & \"FY17\"),0)","v":0},0,{"$f":"IF(AND($D269=\"Lamp\", OR($F269=AO$9, AO$9=\"All\")),INDIRECT(\"PriceBulkTask14\" & \"FY17\"),0)","v":0},0,0,null,{"$f":"IF($D269=\"Lamp\",$G269*INDIRECT(\"Price\" & $B269 & \"FY17\"),0)","v":0},0,{"$f":"IF($D269=\"Lamp\",INDIRECT(\"PriceVisor\" & \"FY17\"),0)","v":0},0,{"$f":"IF($D269=\"Lamp\",INDIRECT(\"PricePECell\" & \"FY17\"),0)","v":0},0,{"$f":"IF($D269=\"Lamp\",INDIRECT(\"PriceMisc\" & \"FY17\"),0)","v":0},0,0,null,0,0,0,0,0,0,0,0,0,0,null,{"$f":"IF($D269=\"Lamp\",INDIRECT(\"Price\" & $B269 & \"FY17\"),0)","v":0},0,{"$f":"IF($D269=\"Lamp\",INDIRECT(\"pRICEpecELL\" & \"FY17\"),0)","v":0},0,{"$f":"IF($D269=\"Lamp\",INDIRECT(\"PriceMisc\" & \"FY17\"),0)","v":0},0,0,null,{"$f":"IF(AND($D269=\"Lamp\"),INDIRECT(\"PriceEWP\"&\"FY17\"),0)","v":0},0,0,null,{"$f":"IF($D269=\"Connection\",VLOOKUP(C269,'Input - General'!$F$62:$N$79,7,FALSE),0)","v":0},null,0.1801212933606588,0,0,null,8.6527813038891108E-2,{"$f":"AQ269+BA269+BL269+BT269+BX269+BZ269+CD269","v":0},0]
[null,{"$f":"'Input - Inventory'!B267","v":259},{"$f":"'Input - Inventory'!C267","v":"2x20W TF - WAVERLEY"},{"$f":"'Input - Inventory'!D267","v":"Luminaire"},{"$f":"'Input - Inventory'!E267","v":"NonTraffic"},{"$f":"'Input - Inventory'!F267","v":"Minor < 130w"},{"$f":"'Input - Inventory'!G267","v":0},null,"Luminaire - 2x20W TF - WAVERLEY",null,0,0,0,null,0,0,0,0,0,0,0,0,0,0,0,0,0,0,0,0,0,0,0,0,0,0,0,0,0,0,0,0,0,null,0,0,0,0,0,0,0,0,0,null,0,0,0,0,0,0,0,0,0,0,null,0,0,0,0,0,0,0,null,0,0,0,null,{"$f":"IF($D270=\"Connection\",VLOOKUP(C270,'Input - General'!$F$62:$N$79,7,FALSE),0)","v":0},null,0.1801212933606588,0,0,null,8.6527813038891108E-2,0,0]
[null,{"$f":"'Input - Inventory'!B268","v":260},{"$f":"'Input - Inventory'!C268","v":"2x250W SON FLOODLIGHT"},{"$f":"'Input - Inventory'!D268","v":"Luminaire"},{"$f":"'Input - Inventory'!E268","v":"Traffic"},{"$f":"'Input - Inventory'!F268","v":"Major > 130w"},{"$f":"'Input - Inventory'!G268","v":0},null,"Luminaire - 2x250W SON FLOODLIGHT",null,0,2,0,null,0,0,0,0,0,0,0,0,0,0,0,0,0,0,0,0,0,0,0,0,0,0,0,0,0,0,0,0,0,null,0,0,0,0,0,0,0,0,0,null,0,0,0,0,0,0,0,0,0,0,null,0,0,0,0,0,0,0,null,0,0,0,null,{"$f":"IF($D271=\"Connection\",VLOOKUP(C271,'Input - General'!$F$62:$N$79,7,FALSE),0)","v":0},null,0.1801212933606588,0,0,null,8.6527813038891108E-2,0,0]
[null,{"$f":"'Input - Inventory'!B269","v":261},{"$f":"'Input - Inventory'!C269","v":"2x26W TF MACQUARIE DEC."},{"$f":"'Input - Inventory'!D269","v":"Luminaire"},{"$f":"'Input - Inventory'!E269","v":"NonTraffic"},{"$f":"'Input - Inventory'!F269","v":"Minor < 130w"},{"$f":"'Input - Inventory'!G269","v":0},null,"Luminaire - 2x26W TF MACQUARIE DEC.",null,0,0,0,null,0,0,0,0,0,0,0,0,0,0,0,0,0,0,0,0,0,0,0,0,0,0,0,0,0,0,0,0,0,null,0,0,0,0,0,0,0,0,0,null,0,0,0,0,0,0,0,0,0,0,null,0,0,0,0,0,0,0,null,0,0,0,null,{"$f":"IF($D272=\"Connection\",VLOOKUP(C272,'Input - General'!$F$62:$N$79,7,FALSE),0)","v":0},null,0.1801212933606588,0,0,null,8.6527813038891108E-2,0,0]
[null,{"$f":"'Input - Inventory'!B270","v":262},{"$f":"'Input - Inventory'!C270","v":"2x400W MBF - PARKWAY 2"},{"$f":"'Input - Inventory'!D270","v":"Luminaire"},{"$f":"'Input - Inventory'!E270","v":"Traffic"},{"$f":"'Input - Inventory'!F270","v":"Major > 130w"},{"$f":"'Input - Inventory'!G270","v":0},null,"Luminaire - 2x400W MBF - PARKWAY 2",null,0,0,0,null,0,0,0,0,0,0,0,0,0,0,0,0,0,0,0,0,0,0,0,0,0,0,0,0,0,0,0,0,0,null,0,0,0,0,0,0,0,0,0,null,0,0,0,0,0,0,0,0,0,0,null,0,0,0,0,0,0,0,null,0,0,0,null,{"$f":"IF($D273=\"Connection\",VLOOKUP(C273,'Input - General'!$F$62:$N$79,7,FALSE),0)","v":0},null,0.1801212933606588,0,0,null,8.6527813038891108E-2,0,0]
[null,{"$f":"'Input - Inventory'!B271","v":263},{"$f":"'Input - Inventory'!C271","v":"2x400W MBI FLOODLIGHT"},{"$f":"'Input - Inventory'!D271","v":"Luminaire"},{"$f":"'Input - Inventory'!E271","v":"Traffic"},{"$f":"'Input - Inventory'!F271","v":"Major > 130w"},{"$f":"'Input - Inventory'!G271","v":0},null,"Luminaire - 2x400W MBI FLOODLIGHT",null,0,0,0,null,0,0,0,0,0,0,0,0,0,0,0,0,0,0,0,0,0,0,0,0,0,0,0,0,0,0,0,0,0,null,0,0,0,0,0,0,0,0,0,null,0,0,0,0,0,0,0,0,0,0,null,0,0,0,0,0,0,0,null,0,0,0,null,{"$f":"IF($D274=\"Connection\",VLOOKUP(C274,'Input - General'!$F$62:$N$79,7,FALSE),0)","v":0},null,0.1801212933606588,0,0,null,8.6527813038891108E-2,0,0]
[null,{"$f":"'Input - Inventory'!B272","v":264},{"$f":"'Input - Inventory'!C272","v":"2x400W SON FLOODLIGHT"},{"$f":"'Input - Inventory'!D272","v":"Luminaire"},{"$f":"'Input - Inventory'!E272","v":"Traffic"},{"$f":"'Input - Inventory'!F272","v":"Major > 130w"},{"$f":"'Input - Inventory'!G272","v":0},null,"Luminaire - 2x400W SON FLOODLIGHT",null,0,1,0,null,0,0,0,0,0,0,0,0,0,0,0,0,0,0,0,0,0,0,0,0,0,0,0,0,0,0,0,0,0,null,0,0,0,0,0,0,0,0,0,null,0,0,0,0,0,0,0,0,0,0,null,0,0,0,0,0,0,0,null,0,0,0,null,{"$f":"IF($D275=\"Connection\",VLOOKUP(C275,'Input - General'!$F$62:$N$79,7,FALSE),0)","v":0},null,0.1801212933606588,0,0,null,8.6527813038891108E-2,0,0]
[null,{"$f":"'Input - Inventory'!B273","v":265},{"$f":"'Input - Inventory'!C273","v":"2x40W TF"},{"$f":"'Input - Inventory'!D273","v":"Luminaire"},{"$f":"'Input - Inventory'!E273","v":"NonTraffic"},{"$f":"'Input - Inventory'!F273","v":"Minor < 130w"},{"$f":"'Input - Inventory'!G273","v":0},null,"Luminaire - 2x40W TF",null,0,14,0,null,0,0,0,0,0,0,0,0,0,0,0,0,0,0,0,0,0,0,0,0,0,0,0,0,0,0,0,0,0,null,0,0,0,0,0,0,0,0,0,null,0,0,0,0,0,0,0,0,0,0,null,0,0,0,0,0,0,0,null,0,0,0,null,{"$f":"IF($D276=\"Connection\",VLOOKUP(C276,'Input - General'!$F$62:$N$79,7,FALSE),0)","v":0},null,0.1801212933606588,0,0,null,8.6527813038891108E-2,0,0]
[null,{"$f":"'Input - Inventory'!B274","v":266},{"$f":"'Input - Inventory'!C274","v":"2x70W SON - BOURKE HILL"},{"$f":"'Input - Inventory'!D274","v":"Luminaire"},{"$f":"'Input - Inventory'!E274","v":"NonTraffic"},{"$f":"'Input - Inventory'!F274","v":"Minor < 130w"},{"$f":"'Input - Inventory'!G274","v":0},null,"Luminaire - 2x70W SON - BOURKE HILL",null,0,0,0,null,0,0,0,0,0,0,0,0,0,0,0,0,0,0,0,0,0,0,0,0,0,0,0,0,0,0,0,0,0,null,0,0,0,0,0,0,0,0,0,null,0,0,0,0,0,0,0,0,0,0,null,0,0,0,0,0,0,0,null,0,0,0,null,{"$f":"IF($D277=\"Connection\",VLOOKUP(C277,'Input - General'!$F$62:$N$79,7,FALSE),0)","v":0},null,0.1801212933606588,0,0,null,8.6527813038891108E-2,0,0]
[null,{"$f":"'Input - Inventory'!B275","v":267},{"$f":"'Input - Inventory'!C275","v":"2x80W MBF - BOURKE HILL"},{"$f":"'Input - Inventory'!D275","v":"Luminaire"},{"$f":"'Input - Inventory'!E275","v":"NonTraffic"},{"$f":"'Input - Inventory'!F275","v":"Minor < 130w"},{"$f":"'Input - Inventory'!G275","v":0},null,"Luminaire - 2x80W MBF - BOURKE HILL",null,0,53,0,null,0,0,0,0,0,0,0,0,0,0,0,0,0,0,0,0,0,0,0,0,0,0,0,0,0,0,0,0,0,null,0,0,0,0,0,0,0,0,0,null,0,0,0,0,0,0,0,0,0,0,null,0,0,0,0,0,0,0,null,0,0,0,null,{"$f":"IF($D278=\"Connection\",VLOOKUP(C278,'Input - General'!$F$62:$N$79,7,FALSE),0)","v":0},null,0.1801212933606588,0,0,null,8.6527813038891108E-2,0,0]
[null,{"$f":"'Input - Inventory'!B276","v":268},{"$f":"'Input - Inventory'!C276","v":"3x400W MBF - PARKWAY 3"},{"$f":"'Input - Inventory'!D276","v":"Luminaire"},{"$f":"'Input - Inventory'!E276","v":"Traffic"},{"$f":"'Input - Inventory'!F276","v":"Major > 130w"},{"$f":"'Input - Inventory'!G276","v":0},null,"Luminaire - 3x400W MBF - PARKWAY 3",null,0,0,0,null,0,0,0,0,0,0,0,0,0,0,0,0,0,0,0,0,0,0,0,0,0,0,0,0,0,0,0,0,0,null,0,0,0,0,0,0,0,0,0,null,0,0,0,0,0,0,0,0,0,0,null,0,0,0,0,0,0,0,null,0,0,0,null,{"$f":"IF($D279=\"Connection\",VLOOKUP(C279,'Input - General'!$F$62:$N$79,7,FALSE),0)","v":0},null,0.1801212933606588,0,0,null,8.6527813038891108E-2,0,0]
[null,{"$f":"'Input - Inventory'!B277","v":269},{"$f":"'Input - Inventory'!C277","v":"400W MBF"},{"$f":"'Input - Inventory'!D277","v":"Luminaire"},{"$f":"'Input - Inventory'!E277","v":"Traffic"},{"$f":"'Input - Inventory'!F277","v":"Major > 130w"},{"$f":"'Input - Inventory'!G277","v":0},null,"Luminaire - 400W MBF",null,0,6514.5,0,null,0,0,0,0,0,0,0,0,0,0,0,0,0,0,0,0,0,0,0,0,0,0,0,0,0,0,0,0,0,null,0,0,0,0,0,0,0,0,0,null,0,0,0,0,0,0,0,0,0,0,null,0,0,0,0,0,0,0,null,0,0,0,null,{"$f":"IF($D280=\"Connection\",VLOOKUP(C280,'Input - General'!$F$62:$N$79,7,FALSE),0)","v":0},null,0.1801212933606588,0,0,null,8.6527813038891108E-2,0,0]
[null,{"$f":"'Input - Inventory'!B278","v":270},{"$f":"'Input - Inventory'!C278","v":"400W MBF - PARKWAY 1"},{"$f":"'Input - Inventory'!D278","v":"Luminaire"},{"$f":"'Input - Inventory'!E278","v":"Traffic"},{"$f":"'Input - Inventory'!F278","v":"Major > 130w"},{"$f":"'Input - Inventory'!G278","v":0},null,"Luminaire - 400W MBF - PARKWAY 1",null,0,252,0,null,0,0,0,0,0,0,0,0,0,0,0,0,0,0,0,0,0,0,0,0,0,0,0,0,0,0,0,0,0,null,0,0,0,0,0,0,0,0,0,null,0,0,0,0,0,0,0,0,0,0,null,0,0,0,0,0,0,0,null,0,0,0,null,{"$f":"IF($D281=\"Connection\",VLOOKUP(C281,'Input - General'!$F$62:$N$79,7,FALSE),0)","v":0},null,0.1801212933606588,0,0,null,8.6527813038891108E-2,0,0]
[null,{"$f":"'Input - Inventory'!B279","v":271},{"$f":"'Input - Inventory'!C279","v":"400W MBF FLOODLIGHT"},{"$f":"'Input - Inventory'!D279","v":"Luminaire"},{"$f":"'Input - Inventory'!E279","v":"Traffic"},{"$f":"'Input - Inventory'!F279","v":"Major > 130w"},{"$f":"'Input - Inventory'!G279","v":0},null,"Luminaire - 400W MBF FLOODLIGHT",null,0,96,0,null,0,0,0,0,0,0,0,0,0,0,0,0,0,0,0,0,0,0,0,0,0,0,0,0,0,0,0,0,0,null,0,0,0,0,0,0,0,0,0,null,0,0,0,0,0,0,0,0,0,0,null,0,0,0,0,0,0,0,null,0,0,0,null,{"$f":"IF($D282=\"Connection\",VLOOKUP(C282,'Input - General'!$F$62:$N$79,7,FALSE),0)","v":0},null,0.1801212933606588,0,0,null,8.6527813038891108E-2,0,0]
[null,{"$f":"'Input - Inventory'!B280","v":272},{"$f":"'Input - Inventory'!C280","v":"400W MBI - SMARTPOLE"},{"$f":"'Input - Inventory'!D280","v":"Luminaire"},{"$f":"'Input - Inventory'!E280","v":"Traffic"},{"$f":"'Input - Inventory'!F280","v":"Major > 130w"},{"$f":"'Input - Inventory'!G280","v":0},null,"Luminaire - 400W MBI - SMARTPOLE",null,0,0,0,null,0,0,0,0,0,0,0,0,0,0,0,0,0,0,0,0,0,0,0,0,0,0,0,0,0,0,0,0,0,null,0,0,0,0,0,0,0,0,0,null,0,0,0,0,0,0,0,0,0,0,null,0,0,0,0,0,0,0,null,0,0,0,null,{"$f":"IF($D283=\"Connection\",VLOOKUP(C283,'Input - General'!$F$62:$N$79,7,FALSE),0)","v":0},null,0.1801212933606588,0,0,null,8.6527813038891108E-2,0,0]
[null,{"$f":"'Input - Inventory'!B281","v":273},{"$f":"'Input - Inventory'!C281","v":"400W MBI FLOODLIGHT"},{"$f":"'Input - Inventory'!D281","v":"Luminaire"},{"$f":"'Input - Inventory'!E281","v":"Traffic"},{"$f":"'Input - Inventory'!F281","v":"Major > 130w"},{"$f":"'Input - Inventory'!G281","v":0},null,"Luminaire - 400W MBI FLOODLIGHT",null,0,117,0,null,0,0,0,0,0,0,0,0,0,0,0,0,0,0,0,0,0,0,0,0,0,0,0,0,0,0,0,0,0,null,0,0,0,0,0,0,0,0,0,null,0,0,0,0,0,0,0,0,0,0,null,0,0,0,0,0,0,0,null,0,0,0,null,{"$f":"IF($D284=\"Connection\",VLOOKUP(C284,'Input - General'!$F$62:$N$79,7,FALSE),0)","v":0},null,0.1801212933606588,0,0,null,8.6527813038891108E-2,0,0]
[null,{"$f":"'Input - Inventory'!B282","v":274},{"$f":"'Input - Inventory'!C282","v":"400W SON"},{"$f":"'Input - Inventory'!D282","v":"Luminaire"},{"$f":"'Input - Inventory'!E282","v":"Traffic"},{"$f":"'Input - Inventory'!F282","v":"Major > 130w"},{"$f":"'Input - Inventory'!G282","v":0},null,"Luminaire - 400W SON",null,0,1082,0,null,0,0,0,0,0,0,0,0,0,0,0,0,0,0,0,0,0,0,0,0,0,0,0,0,0,0,0,0,0,null,0,0,0,0,0,0,0,0,0,null,0,0,0,0,0,0,0,0,0,0,null,0,0,0,0,0,0,0,null,0,0,0,null,{"$f":"IF($D285=\"Connection\",VLOOKUP(C285,'Input - General'!$F$62:$N$79,7,FALSE),0)","v":0},null,0.1801212933606588,0,0,null,8.6527813038891108E-2,0,0]
[null,{"$f":"'Input - Inventory'!B283","v":275},{"$f":"'Input - Inventory'!C283","v":"400W SON - PARKWAY 1"},{"$f":"'Input - Inventory'!D283","v":"Luminaire"},{"$f":"'Input - Inventory'!E283","v":"Traffic"},{"$f":"'Input - Inventory'!F283","v":"Major > 130w"},{"$f":"'Input - Inventory'!G283","v":0},null,"Luminaire - 400W SON - PARKWAY 1",null,0,19,0,null,0,0,0,0,0,0,0,0,0,0,0,0,0,0,0,0,0,0,0,0,0,0,0,0,0,0,0,0,0,null,0,0,0,0,0,0,0,0,0,null,0,0,0,0,0,0,0,0,0,0,null,0,0,0,0,0,0,0,null,0,0,0,null,{"$f":"IF($D286=\"Connection\",VLOOKUP(C286,'Input - General'!$F$62:$N$79,7,FALSE),0)","v":0},null,0.1801212933606588,0,0,null,8.6527813038891108E-2,0,0]
[null,{"$f":"'Input - Inventory'!B284","v":276},{"$f":"'Input - Inventory'!C284","v":"400W SON - Parkway 1(P09)"},{"$f":"'Input - Inventory'!D284","v":"Luminaire"},{"$f":"'Input - Inventory'!E284","v":"Traffic"},{"$f":"'Input - Inventory'!F284","v":"Major > 130w"},{"$f":"'Input - Inventory'!G284","v":0},null,"Luminaire - 400W SON - Parkway 1(P09)",null,0,3,0,null,0,0,0,0,0,0,0,0,0,0,0,0,0,0,0,0,0,0,0,0,0,0,0,0,0,0,0,0,0,null,0,0,0,0,0,0,0,0,0,null,0,0,0,0,0,0,0,0,0,0,null,0,0,0,0,0,0,0,null,0,0,0,null,{"$f":"IF($D287=\"Connection\",VLOOKUP(C287,'Input - General'!$F$62:$N$79,7,FALSE),0)","v":0},null,0.1801212933606588,0,0,null,8.6527813038891108E-2,0,0]
[null,{"$f":"'Input - Inventory'!B285","v":277},{"$f":"'Input - Inventory'!C285","v":"400W SON (P09)"},{"$f":"'Input - Inventory'!D285","v":"Luminaire"},{"$f":"'Input - Inventory'!E285","v":"Traffic"},{"$f":"'Input - Inventory'!F285","v":"Major > 130w"},{"$f":"'Input - Inventory'!G285","v":0},null,"Luminaire - 400W SON (P09)",null,0,643.5,0,null,0,0,0,0,0,0,0,0,0,0,0,0,0,0,0,0,0,0,0,0,0,0,0,0,0,0,0,0,0,null,0,0,0,0,0,0,0,0,0,null,0,0,0,0,0,0,0,0,0,0,null,0,0,0,0,0,0,0,null,0,0,0,null,{"$f":"IF($D288=\"Connection\",VLOOKUP(C288,'Input - General'!$F$62:$N$79,7,FALSE),0)","v":0},null,0.1801212933606588,0,0,null,8.6527813038891108E-2,0,0]
[null,{"$f":"'Input - Inventory'!B286","v":278},{"$f":"'Input - Inventory'!C286","v":"400W SON Active Reactor"},{"$f":"'Input - Inventory'!D286","v":"Luminaire"},{"$f":"'Input - Inventory'!E286","v":"Traffic"},{"$f":"'Input - Inventory'!F286","v":"Major > 130w"},{"$f":"'Input - Inventory'!G286","v":0},null,"Luminaire - 400W SON Active Reactor",null,0,108,0,null,0,0,0,0,0,0,0,0,0,0,0,0,0,0,0,0,0,0,0,0,0,0,0,0,0,0,0,0,0,null,0,0,0,0,0,0,0,0,0,null,0,0,0,0,0,0,0,0,0,0,null,0,0,0,0,0,0,0,null,0,0,0,null,{"$f":"IF($D289=\"Connection\",VLOOKUP(C289,'Input - General'!$F$62:$N$79,7,FALSE),0)","v":0},null,0.1801212933606588,0,0,null,8.6527813038891108E-2,0,0]
[null,{"$f":"'Input - Inventory'!B287","v":279},{"$f":"'Input - Inventory'!C287","v":"400W SON FLOODLIGHT"},{"$f":"'Input - Inventory'!D287","v":"Luminaire"},{"$f":"'Input - Inventory'!E287","v":"Traffic"},{"$f":"'Input - Inventory'!F287","v":"Major > 130w"},{"$f":"'Input - Inventory'!G287","v":0},null,"Luminaire - 400W SON FLOODLIGHT",null,0,283,0,null,0,0,0,0,0,0,0,0,0,0,0,0,0,0,0,0,0,0,0,0,0,0,0,0,0,0,0,0,0,null,0,0,0,0,0,0,0,0,0,null,0,0,0,0,0,0,0,0,0,0,null,0,0,0,0,0,0,0,null,0,0,0,null,{"$f":"IF($D290=\"Connection\",VLOOKUP(C290,'Input - General'!$F$62:$N$79,7,FALSE),0)","v":0},null,0.1801212933606588,0,0,null,8.6527813038891108E-2,0,0]
[null,{"$f":"'Input - Inventory'!B288","v":280},{"$f":"'Input - Inventory'!C288","v":"400W SON Floodlight (P09)"},{"$f":"'Input - Inventory'!D288","v":"Luminaire"},{"$f":"'Input - Inventory'!E288","v":"Traffic"},{"$f":"'Input - Inventory'!F288","v":"Major > 130w"},{"$f":"'Input - Inventory'!G288","v":0},null,"Luminaire - 400W SON Floodlight (P09)",null,0,186,0,null,0,0,0,0,0,0,0,0,0,0,0,0,0,0,0,0,0,0,0,0,0,0,0,0,0,0,0,0,0,null,0,0,0,0,0,0,0,0,0,null,0,0,0,0,0,0,0,0,0,0,null,0,0,0,0,0,0,0,null,0,0,0,null,{"$f":"IF($D291=\"Connection\",VLOOKUP(C291,'Input - General'!$F$62:$N$79,7,FALSE),0)","v":0},null,0.1801212933606588,0,0,null,8.6527813038891108E-2,0,0]
[null,{"$f":"'Input - Inventory'!B289","v":281},{"$f":"'Input - Inventory'!C289","v":"40W SOX"},{"$f":"'Input - Inventory'!D289","v":"Luminaire"},{"$f":"'Input - Inventory'!E289","v":"NonTraffic"},{"$f":"'Input - Inventory'!F289","v":"Minor < 130w"},{"$f":"'Input - Inventory'!G289","v":0},null,"Luminaire - 40W SOX",null,0,0,0,null,0,0,0,0,0,0,0,0,0,0,0,0,0,0,0,0,0,0,0,0,0,0,0,0,0,0,0,0,0,null,0,0,0,0,0,0,0,0,0,null,0,0,0,0,0,0,0,0,0,0,null,0,0,0,0,0,0,0,null,0,0,0,null,{"$f":"IF($D292=\"Connection\",VLOOKUP(C292,'Input - General'!$F$62:$N$79,7,FALSE),0)","v":0},null,0.1801212933606588,0,0,null,8.6527813038891108E-2,0,0]
[null,{"$f":"'Input - Inventory'!B290","v":282},{"$f":"'Input - Inventory'!C290","v":"42W MBF - Sylvania Suburban Ec (P09)"},{"$f":"'Input - Inventory'!D290","v":"Luminaire"},{"$f":"'Input - Inventory'!E290","v":"NonTraffic"},{"$f":"'Input - Inventory'!F290","v":"Minor < 130w"},{"$f":"'Input - Inventory'!G290","v":0},null,"Luminaire - 42W MBF - Sylvania Suburban Ec (P09)",null,0,44381.5,0,null,0,0,0,0,0,0,0,0,0,0,0,0,0,0,0,0,0,0,0,0,0,0,0,0,0,0,0,0,0,null,0,0,0,0,0,0,0,0,0,null,0,0,0,0,0,0,0,0,0,0,null,0,0,0,0,0,0,0,null,0,0,0,null,{"$f":"IF($D293=\"Connection\",VLOOKUP(C293,'Input - General'!$F$62:$N$79,7,FALSE),0)","v":0},null,0.1801212933606588,0,0,null,8.6527813038891108E-2,0,0]
[null,{"$f":"'Input - Inventory'!B291","v":283},{"$f":"'Input - Inventory'!C291","v":"42W MBF SYLVANIA SUB ECO"},{"$f":"'Input - Inventory'!D291","v":"Luminaire"},{"$f":"'Input - Inventory'!E291","v":"NonTraffic"},{"$f":"'Input - Inventory'!F291","v":"Minor < 130w"},{"$f":"'Input - Inventory'!G291","v":0},null,"Luminaire - 42W MBF SYLVANIA SUB ECO",null,0,0,0,null,0,0,0,0,0,0,0,0,0,0,0,0,0,0,0,0,0,0,0,0,0,0,0,0,0,0,0,0,0,null,0,0,0,0,0,0,0,0,0,null,0,0,0,0,0,0,0,0,0,0,null,0,0,0,0,0,0,0,null,0,0,0,null,{"$f":"IF($D294=\"Connection\",VLOOKUP(C294,'Input - General'!$F$62:$N$79,7,FALSE),0)","v":0},null,0.1801212933606588,0,0,null,8.6527813038891108E-2,0,0]
[null,{"$f":"'Input - Inventory'!B292","v":284},{"$f":"'Input - Inventory'!C292","v":"4x1000W MBF"},{"$f":"'Input - Inventory'!D292","v":"Luminaire"},{"$f":"'Input - Inventory'!E292","v":"Traffic"},{"$f":"'Input - Inventory'!F292","v":"Major > 130w"},{"$f":"'Input - Inventory'!G292","v":0},null,{"$f":"CONCATENATE(D295,\" - \",C295)","v":"Luminaire - 4x1000W MBF"},null,0,0,{"$f":"L295*K295","v":0},null,0,{"$f":"IF(AND($D295=\"Lamp\",CycleBulkTask1<>0, OR($F295=O$9,O$9=\"All\")),1/CycleBulkTask1,0)","v":0},0,{"$f":"IF(AND($D295=\"Lamp\",CycleBulkTask2<>0, OR($F295=Q$9,Q$9=\"All\")),1/CycleBulkTask2,0)","v":0},0,{"$f":"IF(AND($D295=\"Lamp\",CycleBulkTask3<>0, OR($F295=S$9,S$9=\"All\")),1/CycleBulkTask3,0)","v":0},0,{"$f":"IF(AND($D295=\"Lamp\",CycleBulkTask4<>0, OR($F295=U$9,U$9=\"All\")),1/CycleBulkTask4,0)","v":0},0,{"$f":"IF(AND($D295=\"Lamp\",CycleBulkTask5<>0, OR($F295=W$9,W$9=\"All\")),1/CycleBulkTask5,0)","v":0},0,{"$f":"IF(AND($D295=\"Lamp\",CycleBulkTask6<>0, OR($F295=Y$9,Y$9=\"All\")),1/CycleBulkTask6,0)","v":0},0,{"$f":"IF(AND($D295=\"Lamp\",CycleBulkTask7<>0, OR($F295=AA$9,AA$9=\"All\")),1/CycleBulkTask7,0)","v":0},0,{"$f":"IF(AND($D295=\"Lamp\",CycleBulkTask8<>0, OR($F295=AC$9,AC$9=\"All\")),1/CycleBulkTask8,0)","v":0},0,{"$f":"IF(AND($D295=\"Lamp\",CycleBulkTask9<>0, OR($F295=AE$9,AE$9=\"All\")),1/CycleBulkTask9,0)","v":0},0,{"$f":"IF(AND($D295=\"Lamp\",CycleBulkTask10<>0, OR($F295=AG$9,AG$9=\"All\")),1/CycleBulkTask10,0)","v":0},0,{"$f":"IF(AND($D295=\"Lamp\",CycleBulkTask11<>0, OR($F295=AI$9,AI$9=\"All\")),1/CycleBulkTask11,0)","v":0},0,{"$f":"IF(AND($D295=\"Lamp\",CycleBulkTask12<>0, OR($F295=AK$9,AK$9=\"All\")),1/CycleBulkTask12,0)","v":0},0,{"$f":"IF(AND($D295=\"Lamp\",CycleBulkTask13<>0, OR($F295=AM$9,AM$9=\"All\")),1/CycleBulkTask13,0)","v":0},0,{"$f":"IF(AND($D295=\"Lamp\",CycleBulkTask14<>0, OR($F295=AO$9,AO$9=\"All\")),1/CycleBulkTask14,0)","v":0},{"$f":"O295*P295+Q295*R295+S295*T295+U295*V295+W295*X295+Y295*Z295+AA295*AB295+AC295*AD295+AE295*AF295+AG295*AH295+AI295*AJ295+AK295*AL295+AM295*AN295+AO295*AP295","v":0},null,0,{"$f":"MAX(P295,R295)","v":0},0,{"$f":"MAX(T295,V295)","v":0},0,{"$f":"X295","v":0},0,0,{"$f":"AS295*AT295+AU295*AV295+AW295*AX295+AY295*AZ295","v":0},null,0,{"$f":"BO295","v":0},0,0,{"$f":"BQ295","v":0},0,0,{"$f":"BS295","v":0},0,{"$f":"BC295*BD295*BE295+BF295*BG295*BH295+BI295*BJ295*BK295","v":0},null,0,0,0,0,0,0,{"$f":"BN295*BO295+BP295*BQ295+BR295*BS295","v":0},null,0,{"$f":"BD295*BE295+BG295*BH295+BJ295*BK295","v":0},{"$f":"BV295*BW295","v":0},null,{"$f":"IF($D295=\"Connection\",VLOOKUP(C295,'Input - General'!$F$62:$N$79,7,FALSE),0)","v":0},null,0.1801212933606588,{"$f":"BX295+BL295+BT295+BA295+AQ295+BZ295","v":0},{"$f":"CC295*CB295","v":0},null,8.6527813038891108E-2,0,0]
[null,{"$f":"'Input - Inventory'!B293","v":285},{"$f":"'Input - Inventory'!C293","v":"4x20W TF"},{"$f":"'Input - Inventory'!D293","v":"Luminaire"},{"$f":"'Input - Inventory'!E293","v":"NonTraffic"},{"$f":"'Input - Inventory'!F293","v":"Minor < 130w"},{"$f":"'Input - Inventory'!G293","v":0},null,"Luminaire - 4x20W TF",null,0,6,0,null,0,0,0,0,0,0,0,0,0,0,0,0,0,0,0,0,0,0,0,0,0,0,0,0,0,0,0,0,0,null,0,0,0,0,0,0,0,0,0,null,0,0,0,0,0,0,0,0,0,0,null,0,0,0,0,0,0,0,null,0,0,0,null,{"$f":"IF($D296=\"Connection\",VLOOKUP(C296,'Input - General'!$F$62:$N$79,7,FALSE),0)","v":0},null,0.1801212933606588,0,0,null,8.6527813038891108E-2,0,0]
[null,{"$f":"'Input - Inventory'!B294","v":286},{"$f":"'Input - Inventory'!C294","v":"4x20W TF - WAVERLEY"},{"$f":"'Input - Inventory'!D294","v":"Luminaire"},{"$f":"'Input - Inventory'!E294","v":"NonTraffic"},{"$f":"'Input - Inventory'!F294","v":"Minor < 130w"},{"$f":"'Input - Inventory'!G294","v":0},null,"Luminaire - 4x20W TF - WAVERLEY",null,0,47,0,null,0,0,0,0,0,0,0,0,0,0,0,0,0,0,0,0,0,0,0,0,0,0,0,0,0,0,0,0,0,null,0,0,0,0,0,0,0,0,0,null,0,0,0,0,0,0,0,0,0,0,null,0,0,0,0,0,0,0,null,0,0,0,null,{"$f":"IF($D297=\"Connection\",VLOOKUP(C297,'Input - General'!$F$62:$N$79,7,FALSE),0)","v":0},null,0.1801212933606588,0,0,null,8.6527813038891108E-2,0,0]
[null,{"$f":"'Input - Inventory'!B295","v":287},{"$f":"'Input - Inventory'!C295","v":"4x250W SON"},{"$f":"'Input - Inventory'!D295","v":"Luminaire"},{"$f":"'Input - Inventory'!E295","v":"Traffic"},{"$f":"'Input - Inventory'!F295","v":"Major > 130w"},{"$f":"'Input - Inventory'!G295","v":0},null,"Luminaire - 4x250W SON",null,0,7,0,null,0,0,0,0,0,0,0,0,0,0,0,0,0,0,0,0,0,0,0,0,0,0,0,0,0,0,0,0,0,null,0,0,0,0,0,0,0,0,0,null,0,0,0,0,0,0,0,0,0,0,null,0,0,0,0,0,0,0,null,0,0,0,null,{"$f":"IF($D298=\"Connection\",VLOOKUP(C298,'Input - General'!$F$62:$N$79,7,FALSE),0)","v":0},null,0.1801212933606588,0,0,null,8.6527813038891108E-2,0,0]
[null,{"$f":"'Input - Inventory'!B296","v":288},{"$f":"'Input - Inventory'!C296","v":"4x40W TF"},{"$f":"'Input - Inventory'!D296","v":"Luminaire"},{"$f":"'Input - Inventory'!E296","v":"NonTraffic"},{"$f":"'Input - Inventory'!F296","v":"Minor < 130w"},{"$f":"'Input - Inventory'!G296","v":0},null,"Luminaire - 4x40W TF",null,0,0,0,null,0,0,0,0,0,0,0,0,0,0,0,0,0,0,0,0,0,0,0,0,0,0,0,0,0,0,0,0,0,null,0,0,0,0,0,0,0,0,0,null,0,0,0,0,0,0,0,0,0,0,null,0,0,0,0,0,0,0,null,0,0,0,null,{"$f":"IF($D299=\"Connection\",VLOOKUP(C299,'Input - General'!$F$62:$N$79,7,FALSE),0)","v":0},null,0.1801212933606588,0,0,null,8.6527813038891108E-2,0,0]
[null,{"$f":"'Input - Inventory'!B297","v":289},{"$f":"'Input - Inventory'!C297","v":"4x40W TF - WAVERLEY"},{"$f":"'Input - Inventory'!D297","v":"Luminaire"},{"$f":"'Input - Inventory'!E297","v":"NonTraffic"},{"$f":"'Input - Inventory'!F297","v":"Minor < 130w"},{"$f":"'Input - Inventory'!G297","v":0},null,"Luminaire - 4x40W TF - WAVERLEY",null,0,43,0,null,0,0,0,0,0,0,0,0,0,0,0,0,0,0,0,0,0,0,0,0,0,0,0,0,0,0,0,0,0,null,0,0,0,0,0,0,0,0,0,null,0,0,0,0,0,0,0,0,0,0,null,0,0,0,0,0,0,0,null,0,0,0,null,{"$f":"IF($D300=\"Connection\",VLOOKUP(C300,'Input - General'!$F$62:$N$79,7,FALSE),0)","v":0},null,0.1801212933606588,0,0,null,8.6527813038891108E-2,0,0]
[null,{"$f":"'Input - Inventory'!B298","v":290},{"$f":"'Input - Inventory'!C298","v":"4x600W SON"},{"$f":"'Input - Inventory'!D298","v":"Luminaire"},{"$f":"'Input - Inventory'!E298","v":"Traffic"},{"$f":"'Input - Inventory'!F298","v":"Major > 130w"},{"$f":"'Input - Inventory'!G298","v":0},null,"Luminaire - 4x600W SON",null,0,2,0,null,0,0,0,0,0,0,0,0,0,0,0,0,0,0,0,0,0,0,0,0,0,0,0,0,0,0,0,0,0,null,0,0,0,0,0,0,0,0,0,null,0,0,0,0,0,0,0,0,0,0,null,0,0,0,0,0,0,0,null,0,0,0,null,{"$f":"IF($D301=\"Connection\",VLOOKUP(C301,'Input - General'!$F$62:$N$79,7,FALSE),0)","v":0},null,0.1801212933606588,0,0,null,8.6527813038891108E-2,0,0]
[null,{"$f":"'Input - Inventory'!B299","v":291},{"$f":"'Input - Inventory'!C299","v":"500W MBI FLOODLIGHT"},{"$f":"'Input - Inventory'!D299","v":"Luminaire"},{"$f":"'Input - Inventory'!E299","v":"Traffic"},{"$f":"'Input - Inventory'!F299","v":"Major > 130w"},{"$f":"'Input - Inventory'!G299","v":0},null,"Luminaire - 500W MBI FLOODLIGHT",null,0,2,0,null,0,0,0,0,0,0,0,0,0,0,0,0,0,0,0,0,0,0,0,0,0,0,0,0,0,0,0,0,0,null,0,0,0,0,0,0,0,0,0,null,0,0,0,0,0,0,0,0,0,0,null,0,0,0,0,0,0,0,null,0,0,0,null,{"$f":"IF($D302=\"Connection\",VLOOKUP(C302,'Input - General'!$F$62:$N$79,7,FALSE),0)","v":0},null,0.1801212933606588,0,0,null,8.6527813038891108E-2,0,0]
[null,{"$f":"'Input - Inventory'!B300","v":292},{"$f":"'Input - Inventory'!C300","v":"50W MBF"},{"$f":"'Input - Inventory'!D300","v":"Luminaire"},{"$f":"'Input - Inventory'!E300","v":"NonTraffic"},{"$f":"'Input - Inventory'!F300","v":"Minor < 130w"},{"$f":"'Input - Inventory'!G300","v":0},null,"Luminaire - 50W MBF",null,0,11811,0,null,0,0,0,0,0,0,0,0,0,0,0,0,0,0,0,0,0,0,0,0,0,0,0,0,0,0,0,0,0,null,0,0,0,0,0,0,0,0,0,null,0,0,0,0,0,0,0,0,0,0,null,0,0,0,0,0,0,0,null,0,0,0,null,{"$f":"IF($D303=\"Connection\",VLOOKUP(C303,'Input - General'!$F$62:$N$79,7,FALSE),0)","v":0},null,0.1801212933606588,0,0,null,8.6527813038891108E-2,0,0]
[null,{"$f":"'Input - Inventory'!B301","v":293},{"$f":"'Input - Inventory'!C301","v":"50W MBF - BOURKE HILL"},{"$f":"'Input - Inventory'!D301","v":"Luminaire"},{"$f":"'Input - Inventory'!E301","v":"NonTraffic"},{"$f":"'Input - Inventory'!F301","v":"Minor < 130w"},{"$f":"'Input - Inventory'!G301","v":0},null,"Luminaire - 50W MBF - BOURKE HILL",null,0,16,0,null,0,0,0,0,0,0,0,0,0,0,0,0,0,0,0,0,0,0,0,0,0,0,0,0,0,0,0,0,0,null,0,0,0,0,0,0,0,0,0,null,0,0,0,0,0,0,0,0,0,0,null,0,0,0,0,0,0,0,null,0,0,0,null,{"$f":"IF($D304=\"Connection\",VLOOKUP(C304,'Input - General'!$F$62:$N$79,7,FALSE),0)","v":0},null,0.1801212933606588,0,0,null,8.6527813038891108E-2,0,0]
[null,{"$f":"'Input - Inventory'!B302","v":294},{"$f":"'Input - Inventory'!C302","v":"50W MBF - NOSTALGIA"},{"$f":"'Input - Inventory'!D302","v":"Luminaire"},{"$f":"'Input - Inventory'!E302","v":"NonTraffic"},{"$f":"'Input - Inventory'!F302","v":"Minor < 130w"},{"$f":"'Input - Inventory'!G302","v":0},null,"Luminaire - 50W MBF - NOSTALGIA",null,0,139,0,null,0,0,0,0,0,0,0,0,0,0,0,0,0,0,0,0,0,0,0,0,0,0,0,0,0,0,0,0,0,null,0,0,0,0,0,0,0,0,0,null,0,0,0,0,0,0,0,0,0,0,null,0,0,0,0,0,0,0,null,0,0,0,null,{"$f":"IF($D305=\"Connection\",VLOOKUP(C305,'Input - General'!$F$62:$N$79,7,FALSE),0)","v":0},null,0.1801212933606588,0,0,null,8.6527813038891108E-2,0,0]
[null,{"$f":"'Input - Inventory'!B303","v":295},{"$f":"'Input - Inventory'!C303","v":"50W MBF - PLAIN"},{"$f":"'Input - Inventory'!D303","v":"Luminaire"},{"$f":"'Input - Inventory'!E303","v":"NonTraffic"},{"$f":"'Input - Inventory'!F303","v":"Minor < 130w"},{"$f":"'Input - Inventory'!G303","v":0},null,"Luminaire - 50W MBF - PLAIN",null,0,11,0,null,0,0,0,0,0,0,0,0,0,0,0,0,0,0,0,0,0,0,0,0,0,0,0,0,0,0,0,0,0,null,0,0,0,0,0,0,0,0,0,null,0,0,0,0,0,0,0,0,0,0,null,0,0,0,0,0,0,0,null,0,0,0,null,{"$f":"IF($D306=\"Connection\",VLOOKUP(C306,'Input - General'!$F$62:$N$79,7,FALSE),0)","v":0},null,0.1801212933606588,0,0,null,8.6527813038891108E-2,0,0]
[null,{"$f":"'Input - Inventory'!B304","v":296},{"$f":"'Input - Inventory'!C304","v":"50W MBF BOLLARD"},{"$f":"'Input - Inventory'!D304","v":"Luminaire"},{"$f":"'Input - Inventory'!E304","v":"NonTraffic"},{"$f":"'Input - Inventory'!F304","v":"Minor < 130w"},{"$f":"'Input - Inventory'!G304","v":0},null,"Luminaire - 50W MBF BOLLARD",null,0,0,0,null,0,0,0,0,0,0,0,0,0,0,0,0,0,0,0,0,0,0,0,0,0,0,0,0,0,0,0,0,0,null,0,0,0,0,0,0,0,0,0,null,0,0,0,0,0,0,0,0,0,0,null,0,0,0,0,0,0,0,null,0,0,0,null,{"$f":"IF($D307=\"Connection\",VLOOKUP(C307,'Input - General'!$F$62:$N$79,7,FALSE),0)","v":0},null,0.1801212933606588,0,0,null,8.6527813038891108E-2,0,0]
[null,{"$f":"'Input - Inventory'!B305","v":297},{"$f":"'Input - Inventory'!C305","v":"50W SON"},{"$f":"'Input - Inventory'!D305","v":"Luminaire"},{"$f":"'Input - Inventory'!E305","v":"NonTraffic"},{"$f":"'Input - Inventory'!F305","v":"Minor < 130w"},{"$f":"'Input - Inventory'!G305","v":0},null,"Luminaire - 50W SON",null,0,607,0,null,0,0,0,0,0,0,0,0,0,0,0,0,0,0,0,0,0,0,0,0,0,0,0,0,0,0,0,0,0,null,0,0,0,0,0,0,0,0,0,null,0,0,0,0,0,0,0,0,0,0,null,0,0,0,0,0,0,0,null,0,0,0,null,{"$f":"IF($D308=\"Connection\",VLOOKUP(C308,'Input - General'!$F$62:$N$79,7,FALSE),0)","v":0},null,0.1801212933606588,0,0,null,8.6527813038891108E-2,0,0]
[null,{"$f":"'Input - Inventory'!B306","v":298},{"$f":"'Input - Inventory'!C306","v":"50W SON - BOURKE HILL"},{"$f":"'Input - Inventory'!D306","v":"Luminaire"},{"$f":"'Input - Inventory'!E306","v":"NonTraffic"},{"$f":"'Input - Inventory'!F306","v":"Minor < 130w"},{"$f":"'Input - Inventory'!G306","v":0},null,"Luminaire - 50W SON - BOURKE HILL",null,0,0,0,null,0,0,0,0,0,0,0,0,0,0,0,0,0,0,0,0,0,0,0,0,0,0,0,0,0,0,0,0,0,null,0,0,0,0,0,0,0,0,0,null,0,0,0,0,0,0,0,0,0,0,null,0,0,0,0,0,0,0,null,0,0,0,null,{"$f":"IF($D309=\"Connection\",VLOOKUP(C309,'Input - General'!$F$62:$N$79,7,FALSE),0)","v":0},null,0.1801212933606588,0,0,null,8.6527813038891108E-2,0,0]
[null,{"$f":"'Input - Inventory'!B307","v":299},{"$f":"'Input - Inventory'!C307","v":"50W SON - NOSTALGIA"},{"$f":"'Input - Inventory'!D307","v":"Luminaire"},{"$f":"'Input - Inventory'!E307","v":"NonTraffic"},{"$f":"'Input - Inventory'!F307","v":"Minor < 130w"},{"$f":"'Input - Inventory'!G307","v":0},null,"Luminaire - 50W SON - NOSTALGIA",null,0,10,0,null,0,0,0,0,0,0,0,0,0,0,0,0,0,0,0,0,0,0,0,0,0,0,0,0,0,0,0,0,0,null,0,0,0,0,0,0,0,0,0,null,0,0,0,0,0,0,0,0,0,0,null,0,0,0,0,0,0,0,null,0,0,0,null,{"$f":"IF($D310=\"Connection\",VLOOKUP(C310,'Input - General'!$F$62:$N$79,7,FALSE),0)","v":0},null,0.1801212933606588,0,0,null,8.6527813038891108E-2,0,0]
[null,{"$f":"'Input - Inventory'!B308","v":300},{"$f":"'Input - Inventory'!C308","v":"60W SOX"},{"$f":"'Input - Inventory'!D308","v":"Luminaire"},{"$f":"'Input - Inventory'!E308","v":"NonTraffic"},{"$f":"'Input - Inventory'!F308","v":"Minor < 130w"},{"$f":"'Input - Inventory'!G308","v":0},null,"Luminaire - 60W SOX",null,0,0,0,null,0,0,0,0,0,0,0,0,0,0,0,0,0,0,0,0,0,0,0,0,0,0,0,0,0,0,0,0,0,null,0,0,0,0,0,0,0,0,0,null,0,0,0,0,0,0,0,0,0,0,null,0,0,0,0,0,0,0,null,0,0,0,null,{"$f":"IF($D311=\"Connection\",VLOOKUP(C311,'Input - General'!$F$62:$N$79,7,FALSE),0)","v":0},null,0.1801212933606588,0,0,null,8.6527813038891108E-2,0,0]
[null,{"$f":"'Input - Inventory'!B309","v":301},{"$f":"'Input - Inventory'!C309","v":"700W MBF"},{"$f":"'Input - Inventory'!D309","v":"Luminaire"},{"$f":"'Input - Inventory'!E309","v":"Traffic"},{"$f":"'Input - Inventory'!F309","v":"Major > 130w"},{"$f":"'Input - Inventory'!G309","v":0},null,"Luminaire - 700W MBF",null,0,34,0,null,0,0,0,0,0,0,0,0,0,0,0,0,0,0,0,0,0,0,0,0,0,0,0,0,0,0,0,0,0,null,0,0,0,0,0,0,0,0,0,null,0,0,0,0,0,0,0,0,0,0,null,0,0,0,0,0,0,0,null,0,0,0,null,{"$f":"IF($D312=\"Connection\",VLOOKUP(C312,'Input - General'!$F$62:$N$79,7,FALSE),0)","v":0},null,0.1801212933606588,0,0,null,8.6527813038891108E-2,0,0]
[null,{"$f":"'Input - Inventory'!B310","v":302},{"$f":"'Input - Inventory'!C310","v":"70W MBI"},{"$f":"'Input - Inventory'!D310","v":"Luminaire"},{"$f":"'Input - Inventory'!E310","v":"NonTraffic"},{"$f":"'Input - Inventory'!F310","v":"Minor < 130w"},{"$f":"'Input - Inventory'!G310","v":0},null,"Luminaire - 70W MBI",null,0,59,0,null,0,0,0,0,0,0,0,0,0,0,0,0,0,0,0,0,0,0,0,0,0,0,0,0,0,0,0,0,0,null,0,0,0,0,0,0,0,0,0,null,0,0,0,0,0,0,0,0,0,0,null,0,0,0,0,0,0,0,null,0,0,0,null,{"$f":"IF($D313=\"Connection\",VLOOKUP(C313,'Input - General'!$F$62:$N$79,7,FALSE),0)","v":0},null,0.1801212933606588,0,0,null,8.6527813038891108E-2,0,0]
[null,{"$f":"'Input - Inventory'!B311","v":303},{"$f":"'Input - Inventory'!C311","v":"70W MBI - MACQUARIE DEC."},{"$f":"'Input - Inventory'!D311","v":"Luminaire"},{"$f":"'Input - Inventory'!E311","v":"NonTraffic"},{"$f":"'Input - Inventory'!F311","v":"Minor < 130w"},{"$f":"'Input - Inventory'!G311","v":0},null,"Luminaire - 70W MBI - MACQUARIE DEC.",null,0,0,0,null,0,0,0,0,0,0,0,0,0,0,0,0,0,0,0,0,0,0,0,0,0,0,0,0,0,0,0,0,0,null,0,0,0,0,0,0,0,0,0,null,0,0,0,0,0,0,0,0,0,0,null,0,0,0,0,0,0,0,null,0,0,0,null,{"$f":"IF($D314=\"Connection\",VLOOKUP(C314,'Input - General'!$F$62:$N$79,7,FALSE),0)","v":0},null,0.1801212933606588,0,0,null,8.6527813038891108E-2,0,0]
[null,{"$f":"'Input - Inventory'!B312","v":304},{"$f":"'Input - Inventory'!C312","v":"70W MBI II"},{"$f":"'Input - Inventory'!D312","v":"Luminaire"},{"$f":"'Input - Inventory'!E312","v":"Traffic"},{"$f":"'Input - Inventory'!F312","v":"Minor < 130w"},{"$f":"'Input - Inventory'!G312","v":0},null,"Luminaire - 70W MBI II",null,0,72,0,null,0,0,0,0,0,0,0,0,0,0,0,0,0,0,0,0,0,0,0,0,0,0,0,0,0,0,0,0,0,null,0,0,0,0,0,0,0,0,0,null,0,0,0,0,0,0,0,0,0,0,null,0,0,0,0,0,0,0,null,0,0,0,null,{"$f":"IF($D315=\"Connection\",VLOOKUP(C315,'Input - General'!$F$62:$N$79,7,FALSE),0)","v":0},null,0.1801212933606588,0,0,null,8.6527813038891108E-2,0,0]
[null,{"$f":"'Input - Inventory'!B313","v":305},{"$f":"'Input - Inventory'!C313","v":"70W MBI II AERO"},{"$f":"'Input - Inventory'!D313","v":"Luminaire"},{"$f":"'Input - Inventory'!E313","v":"Traffic"},{"$f":"'Input - Inventory'!F313","v":"Minor < 130w"},{"$f":"'Input - Inventory'!G313","v":0},null,"Luminaire - 70W MBI II AERO",null,0,8,0,null,0,0,0,0,0,0,0,0,0,0,0,0,0,0,0,0,0,0,0,0,0,0,0,0,0,0,0,0,0,null,0,0,0,0,0,0,0,0,0,null,0,0,0,0,0,0,0,0,0,0,null,0,0,0,0,0,0,0,null,0,0,0,null,{"$f":"IF($D316=\"Connection\",VLOOKUP(C316,'Input - General'!$F$62:$N$79,7,FALSE),0)","v":0},null,0.1801212933606588,0,0,null,8.6527813038891108E-2,0,0]
[null,{"$f":"'Input - Inventory'!B314","v":306},{"$f":"'Input - Inventory'!C314","v":"70W SON"},{"$f":"'Input - Inventory'!D314","v":"Luminaire"},{"$f":"'Input - Inventory'!E314","v":"NonTraffic"},{"$f":"'Input - Inventory'!F314","v":"Minor < 130w"},{"$f":"'Input - Inventory'!G314","v":0},null,"Luminaire - 70W SON",null,0,1361,0,null,0,0,0,0,0,0,0,0,0,0,0,0,0,0,0,0,0,0,0,0,0,0,0,0,0,0,0,0,0,null,0,0,0,0,0,0,0,0,0,null,0,0,0,0,0,0,0,0,0,0,null,0,0,0,0,0,0,0,null,0,0,0,null,{"$f":"IF($D317=\"Connection\",VLOOKUP(C317,'Input - General'!$F$62:$N$79,7,FALSE),0)","v":0},null,0.1801212933606588,0,0,null,8.6527813038891108E-2,0,0]
[null,{"$f":"'Input - Inventory'!B315","v":307},{"$f":"'Input - Inventory'!C315","v":"70W SON - BOURKE HILL"},{"$f":"'Input - Inventory'!D315","v":"Luminaire"},{"$f":"'Input - Inventory'!E315","v":"NonTraffic"},{"$f":"'Input - Inventory'!F315","v":"Minor < 130w"},{"$f":"'Input - Inventory'!G315","v":0},null,"Luminaire - 70W SON - BOURKE HILL",null,0,12,0,null,0,0,0,0,0,0,0,0,0,0,0,0,0,0,0,0,0,0,0,0,0,0,0,0,0,0,0,0,0,null,0,0,0,0,0,0,0,0,0,null,0,0,0,0,0,0,0,0,0,0,null,0,0,0,0,0,0,0,null,0,0,0,null,{"$f":"IF($D318=\"Connection\",VLOOKUP(C318,'Input - General'!$F$62:$N$79,7,FALSE),0)","v":0},null,0.1801212933606588,0,0,null,8.6527813038891108E-2,0,0]
[null,{"$f":"'Input - Inventory'!B316","v":308},{"$f":"'Input - Inventory'!C316","v":"70W SON - GEC BOSTON 2"},{"$f":"'Input - Inventory'!D316","v":"Luminaire"},{"$f":"'Input - Inventory'!E316","v":"NonTraffic"},{"$f":"'Input - Inventory'!F316","v":"Minor < 130w"},{"$f":"'Input - Inventory'!G316","v":0},null,"Luminaire - 70W SON - GEC BOSTON 2",null,0,6,0,null,0,0,0,0,0,0,0,0,0,0,0,0,0,0,0,0,0,0,0,0,0,0,0,0,0,0,0,0,0,null,0,0,0,0,0,0,0,0,0,null,0,0,0,0,0,0,0,0,0,0,null,0,0,0,0,0,0,0,null,0,0,0,null,{"$f":"IF($D319=\"Connection\",VLOOKUP(C319,'Input - General'!$F$62:$N$79,7,FALSE),0)","v":0},null,0.1801212933606588,0,0,null,8.6527813038891108E-2,0,0]
[null,{"$f":"'Input - Inventory'!B317","v":309},{"$f":"'Input - Inventory'!C317","v":"70W SON - NOSTALGIA"},{"$f":"'Input - Inventory'!D317","v":"Luminaire"},{"$f":"'Input - Inventory'!E317","v":"NonTraffic"},{"$f":"'Input - Inventory'!F317","v":"Minor < 130w"},{"$f":"'Input - Inventory'!G317","v":0},null,"Luminaire - 70W SON - NOSTALGIA",null,0,22,0,null,0,0,0,0,0,0,0,0,0,0,0,0,0,0,0,0,0,0,0,0,0,0,0,0,0,0,0,0,0,null,0,0,0,0,0,0,0,0,0,null,0,0,0,0,0,0,0,0,0,0,null,0,0,0,0,0,0,0,null,0,0,0,null,{"$f":"IF($D320=\"Connection\",VLOOKUP(C320,'Input - General'!$F$62:$N$79,7,FALSE),0)","v":0},null,0.1801212933606588,0,0,null,8.6527813038891108E-2,0,0]
[null,{"$f":"'Input - Inventory'!B318","v":310},{"$f":"'Input - Inventory'!C318","v":"70W SON - Nostalgia (P09)"},{"$f":"'Input - Inventory'!D318","v":"Luminaire"},{"$f":"'Input - Inventory'!E318","v":"Traffic"},{"$f":"'Input - Inventory'!F318","v":"Minor < 130w"},{"$f":"'Input - Inventory'!G318","v":0},null,"Luminaire - 70W SON - Nostalgia (P09)",null,0,50,0,null,0,0,0,0,0,0,0,0,0,0,0,0,0,0,0,0,0,0,0,0,0,0,0,0,0,0,0,0,0,null,0,0,0,0,0,0,0,0,0,null,0,0,0,0,0,0,0,0,0,0,null,0,0,0,0,0,0,0,null,0,0,0,null,{"$f":"IF($D321=\"Connection\",VLOOKUP(C321,'Input - General'!$F$62:$N$79,7,FALSE),0)","v":0},null,0.1801212933606588,0,0,null,8.6527813038891108E-2,0,0]
[null,{"$f":"'Input - Inventory'!B319","v":311},{"$f":"'Input - Inventory'!C319","v":"70W SON - PARKVILLE"},{"$f":"'Input - Inventory'!D319","v":"Luminaire"},{"$f":"'Input - Inventory'!E319","v":"NonTraffic"},{"$f":"'Input - Inventory'!F319","v":"Minor < 130w"},{"$f":"'Input - Inventory'!G319","v":0},null,"Luminaire - 70W SON - PARKVILLE",null,0,6,0,null,0,0,0,0,0,0,0,0,0,0,0,0,0,0,0,0,0,0,0,0,0,0,0,0,0,0,0,0,0,null,0,0,0,0,0,0,0,0,0,null,0,0,0,0,0,0,0,0,0,0,null,0,0,0,0,0,0,0,null,0,0,0,null,{"$f":"IF($D322=\"Connection\",VLOOKUP(C322,'Input - General'!$F$62:$N$79,7,FALSE),0)","v":0},null,0.1801212933606588,0,0,null,8.6527813038891108E-2,0,0]
[null,{"$f":"'Input - Inventory'!B320","v":312},{"$f":"'Input - Inventory'!C320","v":"70W SON - REGAL/FLINDERS"},{"$f":"'Input - Inventory'!D320","v":"Luminaire"},{"$f":"'Input - Inventory'!E320","v":"NonTraffic"},{"$f":"'Input - Inventory'!F320","v":"Minor < 130w"},{"$f":"'Input - Inventory'!G320","v":0},null,"Luminaire - 70W SON - REGAL/FLINDERS",null,0,0,0,null,0,0,0,0,0,0,0,0,0,0,0,0,0,0,0,0,0,0,0,0,0,0,0,0,0,0,0,0,0,null,0,0,0,0,0,0,0,0,0,null,0,0,0,0,0,0,0,0,0,0,null,0,0,0,0,0,0,0,null,0,0,0,null,{"$f":"IF($D323=\"Connection\",VLOOKUP(C323,'Input - General'!$F$62:$N$79,7,FALSE),0)","v":0},null,0.1801212933606588,0,0,null,8.6527813038891108E-2,0,0]
[null,{"$f":"'Input - Inventory'!B321","v":313},{"$f":"'Input - Inventory'!C321","v":"70W SON (P09)"},{"$f":"'Input - Inventory'!D321","v":"Luminaire"},{"$f":"'Input - Inventory'!E321","v":"NonTraffic"},{"$f":"'Input - Inventory'!F321","v":"Minor < 130w"},{"$f":"'Input - Inventory'!G321","v":0},null,"Luminaire - 70W SON (P09)",null,0,419,0,null,0,0,0,0,0,0,0,0,0,0,0,0,0,0,0,0,0,0,0,0,0,0,0,0,0,0,0,0,0,null,0,0,0,0,0,0,0,0,0,null,0,0,0,0,0,0,0,0,0,0,null,0,0,0,0,0,0,0,null,0,0,0,null,{"$f":"IF($D324=\"Connection\",VLOOKUP(C324,'Input - General'!$F$62:$N$79,7,FALSE),0)","v":0},null,0.1801212933606588,0,0,null,8.6527813038891108E-2,0,0]
[null,{"$f":"'Input - Inventory'!B322","v":314},{"$f":"'Input - Inventory'!C322","v":"70W SON BOLLARD"},{"$f":"'Input - Inventory'!D322","v":"Luminaire"},{"$f":"'Input - Inventory'!E322","v":"NonTraffic"},{"$f":"'Input - Inventory'!F322","v":"Minor < 130w"},{"$f":"'Input - Inventory'!G322","v":0},null,"Luminaire - 70W SON BOLLARD",null,0,9,0,null,0,0,0,0,0,0,0,0,0,0,0,0,0,0,0,0,0,0,0,0,0,0,0,0,0,0,0,0,0,null,0,0,0,0,0,0,0,0,0,null,0,0,0,0,0,0,0,0,0,0,null,0,0,0,0,0,0,0,null,0,0,0,null,{"$f":"IF($D325=\"Connection\",VLOOKUP(C325,'Input - General'!$F$62:$N$79,7,FALSE),0)","v":0},null,0.1801212933606588,0,0,null,8.6527813038891108E-2,0,0]
[null,{"$f":"'Input - Inventory'!B323","v":315},{"$f":"'Input - Inventory'!C323","v":"70W SON FLOODLIGHT"},{"$f":"'Input - Inventory'!D323","v":"Luminaire"},{"$f":"'Input - Inventory'!E323","v":"NonTraffic"},{"$f":"'Input - Inventory'!F323","v":"Minor < 130w"},{"$f":"'Input - Inventory'!G323","v":0},null,"Luminaire - 70W SON FLOODLIGHT",null,0,16,0,null,0,0,0,0,0,0,0,0,0,0,0,0,0,0,0,0,0,0,0,0,0,0,0,0,0,0,0,0,0,null,0,0,0,0,0,0,0,0,0,null,0,0,0,0,0,0,0,0,0,0,null,0,0,0,0,0,0,0,null,0,0,0,null,{"$f":"IF($D326=\"Connection\",VLOOKUP(C326,'Input - General'!$F$62:$N$79,7,FALSE),0)","v":0},null,0.1801212933606588,0,0,null,8.6527813038891108E-2,0,0]
[null,{"$f":"'Input - Inventory'!B324","v":316},{"$f":"'Input - Inventory'!C324","v":"70W SON Floodlight (P09)"},{"$f":"'Input - Inventory'!D324","v":"Luminaire"},{"$f":"'Input - Inventory'!E324","v":"NonTraffic"},{"$f":"'Input - Inventory'!F324","v":"Minor < 130w"},{"$f":"'Input - Inventory'!G324","v":0},null,"Luminaire - 70W SON Floodlight (P09)",null,0,12,0,null,0,0,0,0,0,0,0,0,0,0,0,0,0,0,0,0,0,0,0,0,0,0,0,0,0,0,0,0,0,null,0,0,0,0,0,0,0,0,0,null,0,0,0,0,0,0,0,0,0,0,null,0,0,0,0,0,0,0,null,0,0,0,null,{"$f":"IF($D327=\"Connection\",VLOOKUP(C327,'Input - General'!$F$62:$N$79,7,FALSE),0)","v":0},null,0.1801212933606588,0,0,null,8.6527813038891108E-2,0,0]
[null,{"$f":"'Input - Inventory'!B325","v":317},{"$f":"'Input - Inventory'!C325","v":"70W SON -PLAIN"},{"$f":"'Input - Inventory'!D325","v":"Luminaire"},{"$f":"'Input - Inventory'!E325","v":"NonTraffic"},{"$f":"'Input - Inventory'!F325","v":"Minor < 130w"},{"$f":"'Input - Inventory'!G325","v":0},null,"Luminaire - 70W SON -PLAIN",null,0,202,0,null,0,0,0,0,0,0,0,0,0,0,0,0,0,0,0,0,0,0,0,0,0,0,0,0,0,0,0,0,0,null,0,0,0,0,0,0,0,0,0,null,0,0,0,0,0,0,0,0,0,0,null,0,0,0,0,0,0,0,null,0,0,0,null,{"$f":"IF($D328=\"Connection\",VLOOKUP(C328,'Input - General'!$F$62:$N$79,7,FALSE),0)","v":0},null,0.1801212933606588,0,0,null,8.6527813038891108E-2,0,0]
[null,{"$f":"'Input - Inventory'!B326","v":318},{"$f":"'Input - Inventory'!C326","v":"70W SON -PLAIN (P09)"},{"$f":"'Input - Inventory'!D326","v":"Luminaire"},{"$f":"'Input - Inventory'!E326","v":"NonTraffic"},{"$f":"'Input - Inventory'!F326","v":"Minor < 130w"},{"$f":"'Input - Inventory'!G326","v":0},null,"Luminaire - 70W SON -PLAIN (P09)",null,0,20,0,null,0,0,0,0,0,0,0,0,0,0,0,0,0,0,0,0,0,0,0,0,0,0,0,0,0,0,0,0,0,null,0,0,0,0,0,0,0,0,0,null,0,0,0,0,0,0,0,0,0,0,null,0,0,0,0,0,0,0,null,0,0,0,null,{"$f":"IF($D329=\"Connection\",VLOOKUP(C329,'Input - General'!$F$62:$N$79,7,FALSE),0)","v":0},null,0.1801212933606588,0,0,null,8.6527813038891108E-2,0,0]
[null,{"$f":"'Input - Inventory'!B327","v":319},{"$f":"'Input - Inventory'!C327","v":"750W MBI FLOODLIGHT"},{"$f":"'Input - Inventory'!D327","v":"Luminaire"},{"$f":"'Input - Inventory'!E327","v":"Traffic"},{"$f":"'Input - Inventory'!F327","v":"Major > 130w"},{"$f":"'Input - Inventory'!G327","v":0},null,"Luminaire - 750W MBI FLOODLIGHT",null,0,0,0,null,0,0,0,0,0,0,0,0,0,0,0,0,0,0,0,0,0,0,0,0,0,0,0,0,0,0,0,0,0,null,0,0,0,0,0,0,0,0,0,null,0,0,0,0,0,0,0,0,0,0,null,0,0,0,0,0,0,0,null,0,0,0,null,{"$f":"IF($D330=\"Connection\",VLOOKUP(C330,'Input - General'!$F$62:$N$79,7,FALSE),0)","v":0},null,0.1801212933606588,0,0,null,8.6527813038891108E-2,0,0]
[null,{"$f":"'Input - Inventory'!B328","v":320},{"$f":"'Input - Inventory'!C328","v":"80W MBF"},{"$f":"'Input - Inventory'!D328","v":"Luminaire"},{"$f":"'Input - Inventory'!E328","v":"NonTraffic"},{"$f":"'Input - Inventory'!F328","v":"Minor < 130w"},{"$f":"'Input - Inventory'!G328","v":0},null,"Luminaire - 80W MBF",null,0,22785,0,null,0,0,0,0,0,0,0,0,0,0,0,0,0,0,0,0,0,0,0,0,0,0,0,0,0,0,0,0,0,null,0,0,0,0,0,0,0,0,0,null,0,0,0,0,0,0,0,0,0,0,null,0,0,0,0,0,0,0,null,0,0,0,null,{"$f":"IF($D331=\"Connection\",VLOOKUP(C331,'Input - General'!$F$62:$N$79,7,FALSE),0)","v":0},null,0.1801212933606588,0,0,null,8.6527813038891108E-2,0,0]
[null,{"$f":"'Input - Inventory'!B329","v":321},{"$f":"'Input - Inventory'!C329","v":"80W MBF - BEGA+CURVE BRA"},{"$f":"'Input - Inventory'!D329","v":"Luminaire"},{"$f":"'Input - Inventory'!E329","v":"NonTraffic"},{"$f":"'Input - Inventory'!F329","v":"Minor < 130w"},{"$f":"'Input - Inventory'!G329","v":0},null,"Luminaire - 80W MBF - BEGA+CURVE BRA",null,0,0,0,null,0,0,0,0,0,0,0,0,0,0,0,0,0,0,0,0,0,0,0,0,0,0,0,0,0,0,0,0,0,null,0,0,0,0,0,0,0,{"$f":"INDIRECT($E332)*$V332 +(1-INDIRECT($E332))*$T332","v":0},0,null,{"$f":"IF($D332=$AS$9,(INDIRECT(\"PriceLabour\" & \"FY17\")*ProportionStandardHours + INDIRECT(\"PriceLabourOvertime\" & \"FY17\")*ProportionOvertimeHours)*(1+RateOnCostAnnual),0)","v":0},0,{"$f":"IF($D332=\"Lamp\",(NumberOfCrew+INDIRECT($E332)*TrafficController)*(TimeToReplaceLamp),0)","v":0},{"$f":"IF($D332=$AS$9,(INDIRECT(\"PriceLabour\" & \"FY17\")*ProportionStandardHours + INDIRECT(\"PriceLabourOvertime\" & \"FY17\")*ProportionOvertimeHours)*(1+RateOnCostAnnual),0)","v":0},0,{"$f":"IF($D332=\"Lamp\",(NumberOfCrew+INDIRECT($E332)*TrafficController)*(TimeForPECellReplace),0)","v":0},{"$f":"IF($D332=$AS$9,(INDIRECT(\"PriceLabour\" & \"FY17\")*ProportionStandardHours + INDIRECT(\"PriceLabourOvertime\" & \"FY17\")*ProportionOvertimeHours)*(1+RateOnCostAnnual),0)","v":0},0,{"$f":"IF($D332=\"Lamp\",(NumberOfCrew+INDIRECT($E332)*TrafficController)*(TimeForOtherSpot),0)","v":0},0,null,0,{"$f":"IF($D332=\"Lamp\",INDIRECT(BO$10 & $B332),0)","v":0},0,{"$f":"IF($D332=\"Lamp\",INDIRECT(\"FailurePECell\" & \"Annual\"),0)","v":0},0,{"$f":"IF($D332=\"Lamp\",INDIRECT(\"FailureMisc\" & \"Annual\"),0)","v":0},0,null,0,0,0,null,{"$f":"IF($D332=\"Connection\",VLOOKUP(C332,'Input - General'!$F$62:$N$79,7,FALSE),0)","v":0},null,{"$f":"RateOverhead","v":0.1801212933606588},0,0,null,{"$f":"CorporateOverheads","v":8.6527813038891108E-2},0,{"$f":"CG332*CF332","v":0}]
[null,{"$f":"'Input - Inventory'!B330","v":322},{"$f":"'Input - Inventory'!C330","v":"80W MBF - BOURKE HILL"},{"$f":"'Input - Inventory'!D330","v":"Luminaire"},{"$f":"'Input - Inventory'!E330","v":"NonTraffic"},{"$f":"'Input - Inventory'!F330","v":"Minor < 130w"},{"$f":"'Input - Inventory'!G330","v":0},null,"Luminaire - 80W MBF - BOURKE HILL",null,{"$f":"AQ333+BA333+BL333+BT333+BX333+BZ333+CD333+CH333","v":0},{"$f":"INDIRECT(L$10&$B333&\"FY17\")","v":714},0,null,{"$f":"IF(AND($D333=\"Lamp\", OR($F333=O$9, O$9=\"All\")),INDIRECT(\"PriceBulkTask1\" & \"FY17\"),0)","v":0},0,{"$f":"IF(AND($D333=\"Lamp\", OR($F333=Q$9, Q$9=\"All\")),INDIRECT(\"PriceBulkTask2\" & \"FY17\"),0)","v":0},0,{"$f":"IF(AND($D333=\"Lamp\", OR($F333=S$9, S$9=\"All\")),INDIRECT(\"PriceBulkTask3\" & \"FY17\"),0)","v":0},0,{"$f":"IF(AND($D333=\"Lamp\", OR($F333=U$9, U$9=\"All\")),INDIRECT(\"PriceBulkTask4\" & \"FY17\"),0)","v":0},0,{"$f":"IF(AND($D333=\"Lamp\", OR($F333=W$9, W$9=\"All\")),INDIRECT(\"PriceBulkTask5\" & \"FY17\"),0)","v":0},0,{"$f":"IF(AND($D333=\"Lamp\", OR($F333=Y$9, Y$9=\"All\")),INDIRECT(\"PriceBulkTask6\" & \"FY17\"),0)","v":0},0,{"$f":"IF(AND($D333=\"Lamp\", OR($F333=AA$9, AA$9=\"All\")),INDIRECT(\"PriceBulkTask7\" & \"FY17\"),0)","v":0},0,{"$f":"IF(AND($D333=\"Lamp\", OR($F333=AC$9, AC$9=\"All\")),INDIRECT(\"PriceBulkTask8\" & \"FY17\"),0)","v":0},0,{"$f":"IF(AND($D333=\"Lamp\", OR($F333=AE$9, AE$9=\"All\")),INDIRECT(\"PriceBulkTask9\" & \"FY17\"),0)","v":0},0,{"$f":"IF(AND($D333=\"Lamp\", OR($F333=AG$9, AG$9=\"All\")),INDIRECT(\"PriceBulkTask10\" & \"FY17\"),0)","v":0},0,{"$f":"IF(AND($D333=\"Lamp\", OR($F333=AI$9, AI$9=\"All\")),INDIRECT(\"PriceBulkTask11\" & \"FY17\"),0)","v":0},0,{"$f":"IF(AND($D333=\"Lamp\", OR($F333=AK$9, AK$9=\"All\")),INDIRECT(\"PriceBulkTask12\" & \"FY17\"),0)","v":0},0,{"$f":"IF(AND($D333=\"Lamp\", OR($F333=AM$9, AM$9=\"All\")),INDIRECT(\"PriceBulkTask13\" & \"FY17\"),0)","v":0},0,{"$f":"IF(AND($D333=\"Lamp\", OR($F333=AO$9, AO$9=\"All\")),INDIRECT(\"PriceBulkTask14\" & \"FY17\"),0)","v":0},0,0,null,{"$f":"IF($D333=\"Lamp\",$G333*INDIRECT(\"Price\" & $B333 & \"FY17\"),0)","v":0},0,{"$f":"IF($D333=\"Lamp\",INDIRECT(\"PriceVisor\" & \"FY17\"),0)","v":0},0,{"$f":"IF($D333=\"Lamp\",INDIRECT(\"PricePECell\" & \"FY17\"),0)","v":0},0,{"$f":"IF($D333=\"Lamp\",INDIRECT(\"PriceMisc\" & \"FY17\"),0)","v":0},0,0,null,0,0,0,0,0,0,0,0,0,0,null,{"$f":"IF($D333=\"Lamp\",INDIRECT(\"Price\" & $B333 & \"FY17\"),0)","v":0},0,{"$f":"IF($D333=\"Lamp\",INDIRECT(\"pRICEpecELL\" & \"FY17\"),0)","v":0},0,{"$f":"IF($D333=\"Lamp\",INDIRECT(\"PriceMisc\" & \"FY17\"),0)","v":0},0,0,null,{"$f":"IF(AND($D333=\"Lamp\"),INDIRECT(\"PriceEWP\"&\"FY17\"),0)","v":0},0,0,null,{"$f":"IF($D333=\"Connection\",VLOOKUP(C333,'Input - General'!$F$62:$N$79,7,FALSE),0)","v":0},null,0.1801212933606588,0,0,null,8.6527813038891108E-2,{"$f":"AQ333+BA333+BL333+BT333+BX333+BZ333+CD333","v":0},0]
[null,{"$f":"'Input - Inventory'!B331","v":323},{"$f":"'Input - Inventory'!C331","v":"80W MBF - Bourke Hill (P09)"},{"$f":"'Input - Inventory'!D331","v":"Luminaire"},{"$f":"'Input - Inventory'!E331","v":"NonTraffic"},{"$f":"'Input - Inventory'!F331","v":"Minor < 130w"},{"$f":"'Input - Inventory'!G331","v":0},null,"Luminaire - 80W MBF - Bourke Hill (P09)",null,0,175,0,null,0,0,0,0,0,0,0,0,0,0,0,0,0,0,0,0,0,0,0,0,0,0,0,0,0,0,0,0,0,null,0,0,0,0,0,0,0,0,0,null,0,0,0,0,0,0,0,0,0,0,null,0,0,0,0,0,0,0,null,0,0,0,null,{"$f":"IF($D334=\"Connection\",VLOOKUP(C334,'Input - General'!$F$62:$N$79,7,FALSE),0)","v":0},null,0.1801212933606588,0,0,null,8.6527813038891108E-2,0,0]
[null,{"$f":"'Input - Inventory'!B332","v":324},{"$f":"'Input - Inventory'!C332","v":"80W MBF - GEC BOSTON 2"},{"$f":"'Input - Inventory'!D332","v":"Luminaire"},{"$f":"'Input - Inventory'!E332","v":"NonTraffic"},{"$f":"'Input - Inventory'!F332","v":"Minor < 130w"},{"$f":"'Input - Inventory'!G332","v":0},null,"Luminaire - 80W MBF - GEC BOSTON 2",null,0,12,0,null,0,0,0,0,0,0,0,0,0,0,0,0,0,0,0,0,0,0,0,0,0,0,0,0,0,0,0,0,0,null,0,0,0,0,0,0,0,0,0,null,0,0,0,0,0,0,0,0,0,0,null,0,0,0,0,0,0,0,null,0,0,0,null,{"$f":"IF($D335=\"Connection\",VLOOKUP(C335,'Input - General'!$F$62:$N$79,7,FALSE),0)","v":0},null,0.1801212933606588,0,0,null,8.6527813038891108E-2,0,0]
[null,{"$f":"'Input - Inventory'!B333","v":325},{"$f":"'Input - Inventory'!C333","v":"80W MBF - NOSTALGIA"},{"$f":"'Input - Inventory'!D333","v":"Luminaire"},{"$f":"'Input - Inventory'!E333","v":"NonTraffic"},{"$f":"'Input - Inventory'!F333","v":"Minor < 130w"},{"$f":"'Input - Inventory'!G333","v":0},null,"Luminaire - 80W MBF - NOSTALGIA",null,0,562,0,null,0,0,0,0,0,0,0,0,0,0,0,0,0,0,0,0,0,0,0,0,0,0,0,0,0,0,0,0,0,null,0,0,0,0,0,0,0,0,0,null,0,0,0,0,0,0,0,0,0,0,null,0,0,0,0,0,0,0,null,0,0,0,null,{"$f":"IF($D336=\"Connection\",VLOOKUP(C336,'Input - General'!$F$62:$N$79,7,FALSE),0)","v":0},null,0.1801212933606588,0,0,null,8.6527813038891108E-2,0,0]
[null,{"$f":"'Input - Inventory'!B334","v":326},{"$f":"'Input - Inventory'!C334","v":"80W MBF - PLAIN"},{"$f":"'Input - Inventory'!D334","v":"Luminaire"},{"$f":"'Input - Inventory'!E334","v":"NonTraffic"},{"$f":"'Input - Inventory'!F334","v":"Minor < 130w"},{"$f":"'Input - Inventory'!G334","v":0},null,"Luminaire - 80W MBF - PLAIN",null,0,318,0,null,0,0,0,0,0,0,0,0,0,0,0,0,0,0,0,0,0,0,0,0,0,0,0,0,0,0,0,0,0,null,0,0,0,0,0,0,0,0,0,null,0,0,0,0,0,0,0,0,0,0,null,0,0,0,0,0,0,0,null,0,0,0,null,{"$f":"IF($D337=\"Connection\",VLOOKUP(C337,'Input - General'!$F$62:$N$79,7,FALSE),0)","v":0},null,0.1801212933606588,0,0,null,8.6527813038891108E-2,0,0]
[null,{"$f":"'Input - Inventory'!B335","v":327},{"$f":"'Input - Inventory'!C335","v":"80W MBF - PLAIN (P09)"},{"$f":"'Input - Inventory'!D335","v":"Luminaire"},{"$f":"'Input - Inventory'!E335","v":"NonTraffic"},{"$f":"'Input - Inventory'!F335","v":"Minor < 130w"},{"$f":"'Input - Inventory'!G335","v":0},null,"Luminaire - 80W MBF - PLAIN (P09)",null,0,285,0,null,0,0,0,0,0,0,0,0,0,0,0,0,0,0,0,0,0,0,0,0,0,0,0,0,0,0,0,0,0,null,0,0,0,0,0,0,0,0,0,null,0,0,0,0,0,0,0,0,0,0,null,0,0,0,0,0,0,0,null,0,0,0,null,{"$f":"IF($D338=\"Connection\",VLOOKUP(C338,'Input - General'!$F$62:$N$79,7,FALSE),0)","v":0},null,0.1801212933606588,0,0,null,8.6527813038891108E-2,0,0]
[null,{"$f":"'Input - Inventory'!B336","v":328},{"$f":"'Input - Inventory'!C336","v":"80W MBF - REGAL/FLINDERS"},{"$f":"'Input - Inventory'!D336","v":"Luminaire"},{"$f":"'Input - Inventory'!E336","v":"NonTraffic"},{"$f":"'Input - Inventory'!F336","v":"Minor < 130w"},{"$f":"'Input - Inventory'!G336","v":0},null,"Luminaire - 80W MBF - REGAL/FLINDERS",null,0,0,0,null,0,0,0,0,0,0,0,0,0,0,0,0,0,0,0,0,0,0,0,0,0,0,0,0,0,0,0,0,0,null,0,0,0,0,0,0,0,0,0,null,0,0,0,0,0,0,0,0,0,0,null,0,0,0,0,0,0,0,null,0,0,0,null,{"$f":"IF($D339=\"Connection\",VLOOKUP(C339,'Input - General'!$F$62:$N$79,7,FALSE),0)","v":0},null,0.1801212933606588,0,0,null,8.6527813038891108E-2,0,0]
[null,{"$f":"'Input - Inventory'!B337","v":329},{"$f":"'Input - Inventory'!C337","v":"80W MBF - SYLVANIA SUBUR"},{"$f":"'Input - Inventory'!D337","v":"Luminaire"},{"$f":"'Input - Inventory'!E337","v":"NonTraffic"},{"$f":"'Input - Inventory'!F337","v":"Minor < 130w"},{"$f":"'Input - Inventory'!G337","v":0},null,"Luminaire - 80W MBF - SYLVANIA SUBUR",null,0,0,0,null,0,0,0,0,0,0,0,0,0,0,0,0,0,0,0,0,0,0,0,0,0,0,0,0,0,0,0,0,0,null,0,0,0,0,0,0,0,0,0,null,0,0,0,0,0,0,0,0,0,0,null,0,0,0,0,0,0,0,null,0,0,0,null,{"$f":"IF($D340=\"Connection\",VLOOKUP(C340,'Input - General'!$F$62:$N$79,7,FALSE),0)","v":0},null,0.1801212933606588,0,0,null,8.6527813038891108E-2,0,0]
[null,{"$f":"'Input - Inventory'!B338","v":330},{"$f":"'Input - Inventory'!C338","v":"80W MBF - Sylvania Suburban (P09)"},{"$f":"'Input - Inventory'!D338","v":"Luminaire"},{"$f":"'Input - Inventory'!E338","v":"NonTraffic"},{"$f":"'Input - Inventory'!F338","v":"Minor < 130w"},{"$f":"'Input - Inventory'!G338","v":0},null,"Luminaire - 80W MBF - Sylvania Suburban (P09)",null,0,8214.5,0,null,0,0,0,0,0,0,0,0,0,0,0,0,0,0,0,0,0,0,0,0,0,0,0,0,0,0,0,0,0,null,0,0,0,0,0,0,0,0,0,null,0,0,0,0,0,0,0,0,0,0,null,0,0,0,0,0,0,0,null,0,0,0,null,{"$f":"IF($D341=\"Connection\",VLOOKUP(C341,'Input - General'!$F$62:$N$79,7,FALSE),0)","v":0},null,0.1801212933606588,0,0,null,8.6527813038891108E-2,0,0]
[null,{"$f":"'Input - Inventory'!B339","v":331},{"$f":"'Input - Inventory'!C339","v":"80W MBF BOLLARD"},{"$f":"'Input - Inventory'!D339","v":"Luminaire"},{"$f":"'Input - Inventory'!E339","v":"NonTraffic"},{"$f":"'Input - Inventory'!F339","v":"Minor < 130w"},{"$f":"'Input - Inventory'!G339","v":0},null,"Luminaire - 80W MBF BOLLARD",null,0,68,0,null,0,0,0,0,0,0,0,0,0,0,0,0,0,0,0,0,0,0,0,0,0,0,0,0,0,0,0,0,0,null,0,0,0,0,0,0,0,0,0,null,0,0,0,0,0,0,0,0,0,0,null,0,0,0,0,0,0,0,null,0,0,0,null,{"$f":"IF($D342=\"Connection\",VLOOKUP(C342,'Input - General'!$F$62:$N$79,7,FALSE),0)","v":0},null,0.1801212933606588,0,0,null,8.6527813038891108E-2,0,0]
[null,{"$f":"'Input - Inventory'!B340","v":332},{"$f":"'Input - Inventory'!C340","v":"80W MBF TOORAK"},{"$f":"'Input - Inventory'!D340","v":"Luminaire"},{"$f":"'Input - Inventory'!E340","v":"NonTraffic"},{"$f":"'Input - Inventory'!F340","v":"Minor < 130w"},{"$f":"'Input - Inventory'!G340","v":0},null,"Luminaire - 80W MBF TOORAK",null,0,107,0,null,0,0,0,0,0,0,0,0,0,0,0,0,0,0,0,0,0,0,0,0,0,0,0,0,0,0,0,0,0,null,0,0,0,0,0,0,0,0,0,null,0,0,0,0,0,0,0,0,0,0,null,0,0,0,0,0,0,0,null,0,0,0,null,{"$f":"IF($D343=\"Connection\",VLOOKUP(C343,'Input - General'!$F$62:$N$79,7,FALSE),0)","v":0},null,0.1801212933606588,0,0,null,8.6527813038891108E-2,0,0]
[null,{"$f":"'Input - Inventory'!B341","v":333},{"$f":"'Input - Inventory'!C341","v":"90W SOX"},{"$f":"'Input - Inventory'!D341","v":"Luminaire"},{"$f":"'Input - Inventory'!E341","v":"Traffic"},{"$f":"'Input - Inventory'!F341","v":"Minor < 130w"},{"$f":"'Input - Inventory'!G341","v":0},null,"Luminaire - 90W SOX",null,0,1,0,null,0,0,0,0,0,0,0,0,0,0,0,0,0,0,0,0,0,0,0,0,0,0,0,0,0,0,0,0,0,null,0,0,0,0,0,0,0,0,0,null,0,0,0,0,0,0,0,0,0,0,null,0,0,0,0,0,0,0,null,0,0,0,null,{"$f":"IF($D344=\"Connection\",VLOOKUP(C344,'Input - General'!$F$62:$N$79,7,FALSE),0)","v":0},null,0.1801212933606588,0,0,null,8.6527813038891108E-2,0,0]
[null,{"$f":"'Input - Inventory'!B342","v":334},{"$f":"'Input - Inventory'!C342","v":"EMPTY"},{"$f":"'Input - Inventory'!D342","v":"Luminaire"},{"$f":"'Input - Inventory'!E342","v":"NonTraffic"},{"$f":"'Input - Inventory'!F342","v":"Minor < 130w"},{"$f":"'Input - Inventory'!G342","v":0},null,"Luminaire - EMPTY",null,0,0,0,null,0,0,0,0,0,0,0,0,0,0,0,0,0,0,0,0,0,0,0,0,0,0,0,0,0,0,0,0,0,null,0,0,0,0,0,0,0,0,0,null,0,0,0,0,0,0,0,0,0,0,null,0,0,0,0,0,0,0,null,0,0,0,null,{"$f":"IF($D345=\"Connection\",VLOOKUP(C345,'Input - General'!$F$62:$N$79,7,FALSE),0)","v":0},null,0.1801212933606588,0,0,null,8.6527813038891108E-2,0,0]
[null,{"$f":"'Input - Inventory'!B343","v":335},{"$f":"'Input - Inventory'!C343","v":"INCANDESCENT"},{"$f":"'Input - Inventory'!D343","v":"Luminaire"},{"$f":"'Input - Inventory'!E343","v":"NonTraffic"},{"$f":"'Input - Inventory'!F343","v":"Minor < 130w"},{"$f":"'Input - Inventory'!G343","v":0},null,"Luminaire - INCANDESCENT",null,0,12,0,null,0,0,0,0,0,0,0,0,0,0,0,0,0,0,0,0,0,0,0,0,0,0,0,0,0,0,0,0,0,null,0,0,0,0,0,0,0,0,0,null,0,0,0,0,0,0,0,0,0,0,null,0,0,0,0,0,0,0,null,0,0,0,null,{"$f":"IF($D346=\"Connection\",VLOOKUP(C346,'Input - General'!$F$62:$N$79,7,FALSE),0)","v":0},null,0.1801212933606588,0,0,null,8.6527813038891108E-2,0,0]
[null,{"$f":"'Input - Inventory'!B344","v":336},{"$f":"'Input - Inventory'!C344","v":"PRIVATE"},{"$f":"'Input - Inventory'!D344","v":"Luminaire"},{"$f":"'Input - Inventory'!E344","v":"NonTraffic"},{"$f":"'Input - Inventory'!F344","v":"Minor < 130w"},{"$f":"'Input - Inventory'!G344","v":0},null,"Luminaire - PRIVATE",null,0,113,0,null,0,0,0,0,0,0,0,0,0,0,0,0,0,0,0,0,0,0,0,0,0,0,0,0,0,0,0,0,0,null,0,0,0,0,0,0,0,0,0,null,0,0,0,0,0,0,0,0,0,0,null,0,0,0,0,0,0,0,null,0,0,0,null,{"$f":"IF($D347=\"Connection\",VLOOKUP(C347,'Input - General'!$F$62:$N$79,7,FALSE),0)","v":0},null,0.1801212933606588,0,0,null,8.6527813038891108E-2,0,0]
[null,{"$f":"'Input - Inventory'!B345","v":337},{"$f":"'Input - Inventory'!C345","v":"TH FLOODLIGHT"},{"$f":"'Input - Inventory'!D345","v":"Luminaire"},{"$f":"'Input - Inventory'!E345","v":"Traffic"},{"$f":"'Input - Inventory'!F345","v":"Major > 130w"},{"$f":"'Input - Inventory'!G345","v":0},null,"Luminaire - TH FLOODLIGHT",null,0,32,0,null,0,0,0,0,0,0,0,0,0,0,0,0,0,0,0,0,0,0,0,0,0,0,0,0,0,0,0,0,0,null,0,0,0,0,0,0,0,0,0,null,0,0,0,0,0,0,0,0,0,0,null,0,0,0,0,0,0,0,null,0,0,0,null,{"$f":"IF($D348=\"Connection\",VLOOKUP(C348,'Input - General'!$F$62:$N$79,7,FALSE),0)","v":0},null,0.1801212933606588,0,0,null,8.6527813038891108E-2,0,0]
[null,{"$f":"'Input - Inventory'!B346","v":338},{"$f":"'Input - Inventory'!C346","v":"2ND LIGHT NON-TRL"},{"$f":"'Input - Inventory'!D346","v":"Support"},{"$f":"'Input - Inventory'!E346","v":"NonTraffic"},{"$f":"'Input - Inventory'!F346","v":"n/a"},{"$f":"'Input - Inventory'!G346","v":0},null,"Support - 2ND LIGHT NON-TRL",null,0,427,0,null,0,0,0,0,0,0,0,0,0,0,0,0,0,0,0,0,0,0,0,0,0,0,0,0,0,0,0,0,0,null,0,0,0,0,0,0,0,0,0,null,0,0,0,0,0,0,0,0,0,0,null,0,0,0,0,0,0,0,null,0,0,0,null,{"$f":"IF($D349=\"Connection\",VLOOKUP(C349,'Input - General'!$F$62:$N$79,7,FALSE),0)","v":0},null,0.1801212933606588,0,0,null,8.6527813038891108E-2,0,0]
[null,{"$f":"'Input - Inventory'!B347","v":339},{"$f":"'Input - Inventory'!C347","v":"2nd Light non-TRL (P09)"},{"$f":"'Input - Inventory'!D347","v":"Support"},{"$f":"'Input - Inventory'!E347","v":"NonTraffic"},{"$f":"'Input - Inventory'!F347","v":"n/a"},{"$f":"'Input - Inventory'!G347","v":0},null,"Support - 2nd Light non-TRL (P09)",null,0,56,0,null,0,0,0,0,0,0,0,0,0,0,0,0,0,0,0,0,0,0,0,0,0,0,0,0,0,0,0,0,0,null,0,0,0,0,0,0,0,0,0,null,0,0,0,0,0,0,0,0,0,0,null,0,0,0,0,0,0,0,null,0,0,0,null,{"$f":"IF($D350=\"Connection\",VLOOKUP(C350,'Input - General'!$F$62:$N$79,7,FALSE),0)","v":0},null,0.1801212933606588,0,0,null,8.6527813038891108E-2,0,0]
[null,{"$f":"'Input - Inventory'!B348","v":340},{"$f":"'Input - Inventory'!C348","v":"2ND LIGHT TRL"},{"$f":"'Input - Inventory'!D348","v":"Support"},{"$f":"'Input - Inventory'!E348","v":"Traffic"},{"$f":"'Input - Inventory'!F348","v":"n/a"},{"$f":"'Input - Inventory'!G348","v":0},null,"Support - 2ND LIGHT TRL",null,0,367,0,null,0,0,0,0,0,0,0,0,0,0,0,0,0,0,0,0,0,0,0,0,0,0,0,0,0,0,0,0,0,null,0,0,0,0,0,0,0,0,0,null,0,0,0,0,0,0,0,0,0,0,null,0,0,0,0,0,0,0,null,0,0,0,null,{"$f":"IF($D351=\"Connection\",VLOOKUP(C351,'Input - General'!$F$62:$N$79,7,FALSE),0)","v":0},null,0.1801212933606588,0,0,null,8.6527813038891108E-2,0,0]
[null,{"$f":"'Input - Inventory'!B349","v":341},{"$f":"'Input - Inventory'!C349","v":"2nd Light TRL (P09)"},{"$f":"'Input - Inventory'!D349","v":"Support"},{"$f":"'Input - Inventory'!E349","v":"Traffic"},{"$f":"'Input - Inventory'!F349","v":"n/a"},{"$f":"'Input - Inventory'!G349","v":0},null,"Support - 2nd Light TRL (P09)",null,0,18,0,null,0,0,0,0,0,0,0,0,0,0,0,0,0,0,0,0,0,0,0,0,0,0,0,0,0,0,0,0,0,null,0,0,0,0,0,0,0,0,0,null,0,0,0,0,0,0,0,0,0,0,null,0,0,0,0,0,0,0,null,0,0,0,null,{"$f":"IF($D352=\"Connection\",VLOOKUP(C352,'Input - General'!$F$62:$N$79,7,FALSE),0)","v":0},null,0.1801212933606588,0,0,null,8.6527813038891108E-2,0,0]
[null,{"$f":"'Input - Inventory'!B350","v":342},{"$f":"'Input - Inventory'!C350","v":"BOLLARD"},{"$f":"'Input - Inventory'!D350","v":"Support"},{"$f":"'Input - Inventory'!E350","v":"NonTraffic"},{"$f":"'Input - Inventory'!F350","v":"n/a"},{"$f":"'Input - Inventory'!G350","v":0},null,"Support - BOLLARD",null,0,73,0,null,0,0,0,0,0,0,0,0,0,0,0,0,0,0,0,0,0,0,0,0,0,0,0,0,0,0,0,0,0,null,0,0,0,0,0,0,0,0,0,null,0,0,0,0,0,0,0,0,0,0,null,0,0,0,0,0,0,0,null,0,0,0,null,{"$f":"IF($D353=\"Connection\",VLOOKUP(C353,'Input - General'!$F$62:$N$79,7,FALSE),0)","v":0},null,0.1801212933606588,0,0,null,8.6527813038891108E-2,0,0]
[null,{"$f":"'Input - Inventory'!B351","v":343},{"$f":"'Input - Inventory'!C351","v":"COLUMN 10.5M-13.5M"},{"$f":"'Input - Inventory'!D351","v":"Support"},{"$f":"'Input - Inventory'!E351","v":"Traffic"},{"$f":"'Input - Inventory'!F351","v":"n/a"},{"$f":"'Input - Inventory'!G351","v":0},null,"Support - COLUMN 10.5M-13.5M",null,0,9205,0,null,0,0,0,0,0,0,0,0,0,0,0,0,0,0,0,0,0,0,0,0,0,0,0,0,0,0,0,0,0,null,0,0,0,0,0,0,0,0,0,null,0,0,0,0,0,0,0,0,0,0,null,0,0,0,0,0,0,0,null,0,0,0,null,{"$f":"IF($D354=\"Connection\",VLOOKUP(C354,'Input - General'!$F$62:$N$79,7,FALSE),0)","v":0},null,0.1801212933606588,0,0,null,8.6527813038891108E-2,0,0]
[null,{"$f":"'Input - Inventory'!B352","v":344},{"$f":"'Input - Inventory'!C352","v":"Column 10.5m-13.5m (P09)"},{"$f":"'Input - Inventory'!D352","v":"Support"},{"$f":"'Input - Inventory'!E352","v":"Traffic"},{"$f":"'Input - Inventory'!F352","v":"n/a"},{"$f":"'Input - Inventory'!G352","v":0},null,"Support - Column 10.5m-13.5m (P09)",null,0,850,0,null,0,0,0,0,0,0,0,0,0,0,0,0,0,0,0,0,0,0,0,0,0,0,0,0,0,0,0,0,0,null,0,0,0,0,0,0,0,0,0,null,0,0,0,0,0,0,0,0,0,0,null,0,0,0,0,0,0,0,null,0,0,0,null,{"$f":"IF($D355=\"Connection\",VLOOKUP(C355,'Input - General'!$F$62:$N$79,7,FALSE),0)","v":0},null,0.1801212933606588,0,0,null,8.6527813038891108E-2,0,0]
[null,{"$f":"'Input - Inventory'!B353","v":345},{"$f":"'Input - Inventory'!C353","v":"COLUMN 14M-15M"},{"$f":"'Input - Inventory'!D353","v":"Support"},{"$f":"'Input - Inventory'!E353","v":"Traffic"},{"$f":"'Input - Inventory'!F353","v":"n/a"},{"$f":"'Input - Inventory'!G353","v":0},null,"Support - COLUMN 14M-15M",null,0,34,0,null,0,0,0,0,0,0,0,0,0,0,0,0,0,0,0,0,0,0,0,0,0,0,0,0,0,0,0,0,0,null,0,0,0,0,0,0,0,0,0,null,0,0,0,0,0,0,0,0,0,0,null,0,0,0,0,0,0,0,null,0,0,0,null,{"$f":"IF($D356=\"Connection\",VLOOKUP(C356,'Input - General'!$F$62:$N$79,7,FALSE),0)","v":0},null,0.1801212933606588,0,0,null,8.6527813038891108E-2,0,0]
[null,{"$f":"'Input - Inventory'!B354","v":346},{"$f":"'Input - Inventory'!C354","v":"COLUMN 2.5M-3.5M"},{"$f":"'Input - Inventory'!D354","v":"Support"},{"$f":"'Input - Inventory'!E354","v":"NonTraffic"},{"$f":"'Input - Inventory'!F354","v":"n/a"},{"$f":"'Input - Inventory'!G354","v":0},null,"Support - COLUMN 2.5M-3.5M",null,0,223,0,null,0,0,0,0,0,0,0,0,0,0,0,0,0,0,0,0,0,0,0,0,0,0,0,0,0,0,0,0,0,null,0,0,0,0,0,0,0,0,0,null,0,0,0,0,0,0,0,0,0,0,null,0,0,0,0,0,0,0,null,0,0,0,null,{"$f":"IF($D357=\"Connection\",VLOOKUP(C357,'Input - General'!$F$62:$N$79,7,FALSE),0)","v":0},null,0.1801212933606588,0,0,null,8.6527813038891108E-2,0,0]
[null,{"$f":"'Input - Inventory'!B355","v":347},{"$f":"'Input - Inventory'!C355","v":"Column 2.5m-3.5m (P09)"},{"$f":"'Input - Inventory'!D355","v":"Support"},{"$f":"'Input - Inventory'!E355","v":"NonTraffic"},{"$f":"'Input - Inventory'!F355","v":"n/a"},{"$f":"'Input - Inventory'!G355","v":0},null,"Support - Column 2.5m-3.5m (P09)",null,0,75,0,null,0,0,0,0,0,0,0,0,0,0,0,0,0,0,0,0,0,0,0,0,0,0,0,0,0,0,0,0,0,null,0,0,0,0,0,0,0,0,0,null,0,0,0,0,0,0,0,0,0,0,null,0,0,0,0,0,0,0,null,0,0,0,null,{"$f":"IF($D358=\"Connection\",VLOOKUP(C358,'Input - General'!$F$62:$N$79,7,FALSE),0)","v":0},null,0.1801212933606588,0,0,null,8.6527813038891108E-2,0,0]
[null,{"$f":"'Input - Inventory'!B356","v":348},{"$f":"'Input - Inventory'!C356","v":"COLUMN 4-6.5M ORION WATE"},{"$f":"'Input - Inventory'!D356","v":"Support"},{"$f":"'Input - Inventory'!E356","v":"NonTraffic"},{"$f":"'Input - Inventory'!F356","v":"n/a"},{"$f":"'Input - Inventory'!G356","v":0},null,{"$f":"CONCATENATE(D359,\" - \",C359)","v":"Support - COLUMN 4-6.5M ORION WATE"},null,0,0,{"$f":"L359*K359","v":0},null,0,{"$f":"IF(AND($D359=\"Lamp\",CycleBulkTask1<>0, OR($F359=O$9,O$9=\"All\")),1/CycleBulkTask1,0)","v":0},0,{"$f":"IF(AND($D359=\"Lamp\",CycleBulkTask2<>0, OR($F359=Q$9,Q$9=\"All\")),1/CycleBulkTask2,0)","v":0},0,{"$f":"IF(AND($D359=\"Lamp\",CycleBulkTask3<>0, OR($F359=S$9,S$9=\"All\")),1/CycleBulkTask3,0)","v":0},0,{"$f":"IF(AND($D359=\"Lamp\",CycleBulkTask4<>0, OR($F359=U$9,U$9=\"All\")),1/CycleBulkTask4,0)","v":0},0,{"$f":"IF(AND($D359=\"Lamp\",CycleBulkTask5<>0, OR($F359=W$9,W$9=\"All\")),1/CycleBulkTask5,0)","v":0},0,{"$f":"IF(AND($D359=\"Lamp\",CycleBulkTask6<>0, OR($F359=Y$9,Y$9=\"All\")),1/CycleBulkTask6,0)","v":0},0,{"$f":"IF(AND($D359=\"Lamp\",CycleBulkTask7<>0, OR($F359=AA$9,AA$9=\"All\")),1/CycleBulkTask7,0)","v":0},0,{"$f":"IF(AND($D359=\"Lamp\",CycleBulkTask8<>0, OR($F359=AC$9,AC$9=\"All\")),1/CycleBulkTask8,0)","v":0},0,{"$f":"IF(AND($D359=\"Lamp\",CycleBulkTask9<>0, OR($F359=AE$9,AE$9=\"All\")),1/CycleBulkTask9,0)","v":0},0,{"$f":"IF(AND($D359=\"Lamp\",CycleBulkTask10<>0, OR($F359=AG$9,AG$9=\"All\")),1/CycleBulkTask10,0)","v":0},0,{"$f":"IF(AND($D359=\"Lamp\",CycleBulkTask11<>0, OR($F359=AI$9,AI$9=\"All\")),1/CycleBulkTask11,0)","v":0},0,{"$f":"IF(AND($D359=\"Lamp\",CycleBulkTask12<>0, OR($F359=AK$9,AK$9=\"All\")),1/CycleBulkTask12,0)","v":0},0,{"$f":"IF(AND($D359=\"Lamp\",CycleBulkTask13<>0, OR($F359=AM$9,AM$9=\"All\")),1/CycleBulkTask13,0)","v":0},0,{"$f":"IF(AND($D359=\"Lamp\",CycleBulkTask14<>0, OR($F359=AO$9,AO$9=\"All\")),1/CycleBulkTask14,0)","v":0},{"$f":"O359*P359+Q359*R359+S359*T359+U359*V359+W359*X359+Y359*Z359+AA359*AB359+AC359*AD359+AE359*AF359+AG359*AH359+AI359*AJ359+AK359*AL359+AM359*AN359+AO359*AP359","v":0},null,0,{"$f":"MAX(P359,R359)","v":0},0,{"$f":"MAX(T359,V359)","v":0},0,{"$f":"X359","v":0},0,0,{"$f":"AS359*AT359+AU359*AV359+AW359*AX359+AY359*AZ359","v":0},null,0,{"$f":"BO359","v":0},0,0,{"$f":"BQ359","v":0},0,0,{"$f":"BS359","v":0},0,{"$f":"BC359*BD359*BE359+BF359*BG359*BH359+BI359*BJ359*BK359","v":0},null,0,0,0,0,0,0,{"$f":"BN359*BO359+BP359*BQ359+BR359*BS359","v":0},null,0,{"$f":"BD359*BE359+BG359*BH359+BJ359*BK359","v":0},{"$f":"BV359*BW359","v":0},null,{"$f":"IF($D359=\"Connection\",VLOOKUP(C359,'Input - General'!$F$62:$N$79,7,FALSE),0)","v":0},null,0.1801212933606588,{"$f":"BX359+BL359+BT359+BA359+AQ359+BZ359","v":0},{"$f":"CC359*CB359","v":0},null,8.6527813038891108E-2,0,0]
[null,{"$f":"'Input - Inventory'!B357","v":349},{"$f":"'Input - Inventory'!C357","v":"COLUMN 4M-6.5M"},{"$f":"'Input - Inventory'!D357","v":"Support"},{"$f":"'Input - Inventory'!E357","v":"NonTraffic"},{"$f":"'Input - Inventory'!F357","v":"n/a"},{"$f":"'Input - Inventory'!G357","v":0},null,"Support - COLUMN 4M-6.5M",null,0,17881,0,null,0,0,0,0,0,0,0,0,0,0,0,0,0,0,0,0,0,0,0,0,0,0,0,0,0,0,0,0,0,null,0,0,0,0,0,0,0,0,0,null,0,0,0,0,0,0,0,0,0,0,null,0,0,0,0,0,0,0,null,0,0,0,null,{"$f":"IF($D360=\"Connection\",VLOOKUP(C360,'Input - General'!$F$62:$N$79,7,FALSE),0)","v":0},null,0.1801212933606588,0,0,null,8.6527813038891108E-2,0,0]
[null,{"$f":"'Input - Inventory'!B358","v":350},{"$f":"'Input - Inventory'!C358","v":"Column 4m-6.5m (P09)"},{"$f":"'Input - Inventory'!D358","v":"Support"},{"$f":"'Input - Inventory'!E358","v":"NonTraffic"},{"$f":"'Input - Inventory'!F358","v":"n/a"},{"$f":"'Input - Inventory'!G358","v":0},null,"Support - Column 4m-6.5m (P09)",null,0,4025,0,null,0,0,0,0,0,0,0,0,0,0,0,0,0,0,0,0,0,0,0,0,0,0,0,0,0,0,0,0,0,null,0,0,0,0,0,0,0,0,0,null,0,0,0,0,0,0,0,0,0,0,null,0,0,0,0,0,0,0,null,0,0,0,null,{"$f":"IF($D361=\"Connection\",VLOOKUP(C361,'Input - General'!$F$62:$N$79,7,FALSE),0)","v":0},null,0.1801212933606588,0,0,null,8.6527813038891108E-2,0,0]
[null,{"$f":"'Input - Inventory'!B359","v":351},{"$f":"'Input - Inventory'!C359","v":"COLUMN 7M-10M"},{"$f":"'Input - Inventory'!D359","v":"Support"},{"$f":"'Input - Inventory'!E359","v":"Traffic"},{"$f":"'Input - Inventory'!F359","v":"n/a"},{"$f":"'Input - Inventory'!G359","v":0},null,"Support - COLUMN 7M-10M",null,0,5824,0,null,0,0,0,0,0,0,0,0,0,0,0,0,0,0,0,0,0,0,0,0,0,0,0,0,0,0,0,0,0,null,0,0,0,0,0,0,0,0,0,null,0,0,0,0,0,0,0,0,0,0,null,0,0,0,0,0,0,0,null,0,0,0,null,{"$f":"IF($D362=\"Connection\",VLOOKUP(C362,'Input - General'!$F$62:$N$79,7,FALSE),0)","v":0},null,0.1801212933606588,0,0,null,8.6527813038891108E-2,0,0]
[null,{"$f":"'Input - Inventory'!B360","v":352},{"$f":"'Input - Inventory'!C360","v":"Column 7m-10m (P09)"},{"$f":"'Input - Inventory'!D360","v":"Support"},{"$f":"'Input - Inventory'!E360","v":"Traffic"},{"$f":"'Input - Inventory'!F360","v":"n/a"},{"$f":"'Input - Inventory'!G360","v":0},null,"Support - Column 7m-10m (P09)",null,0,678,0,null,0,0,0,0,0,0,0,0,0,0,0,0,0,0,0,0,0,0,0,0,0,0,0,0,0,0,0,0,0,null,0,0,0,0,0,0,0,0,0,null,0,0,0,0,0,0,0,0,0,0,null,0,0,0,0,0,0,0,null,0,0,0,null,{"$f":"IF($D363=\"Connection\",VLOOKUP(C363,'Input - General'!$F$62:$N$79,7,FALSE),0)","v":0},null,0.1801212933606588,0,0,null,8.6527813038891108E-2,0,0]
[null,{"$f":"'Input - Inventory'!B361","v":353},{"$f":"'Input - Inventory'!C361","v":"DECORATIVE COLUMN"},{"$f":"'Input - Inventory'!D361","v":"Support"},{"$f":"'Input - Inventory'!E361","v":"NonTraffic"},{"$f":"'Input - Inventory'!F361","v":"n/a"},{"$f":"'Input - Inventory'!G361","v":0},null,"Support - DECORATIVE COLUMN",null,0,2093,0,null,0,0,0,0,0,0,0,0,0,0,0,0,0,0,0,0,0,0,0,0,0,0,0,0,0,0,0,0,0,null,0,0,0,0,0,0,0,0,0,null,0,0,0,0,0,0,0,0,0,0,null,0,0,0,0,0,0,0,null,0,0,0,null,{"$f":"IF($D364=\"Connection\",VLOOKUP(C364,'Input - General'!$F$62:$N$79,7,FALSE),0)","v":0},null,0.1801212933606588,0,0,null,8.6527813038891108E-2,0,0]
[null,{"$f":"'Input - Inventory'!B362","v":354},{"$f":"'Input - Inventory'!C362","v":"DEDICATED SUPPORT & COND"},{"$f":"'Input - Inventory'!D362","v":"Support"},{"$f":"'Input - Inventory'!E362","v":"NonTraffic"},{"$f":"'Input - Inventory'!F362","v":"n/a"},{"$f":"'Input - Inventory'!G362","v":0},null,"Support - DEDICATED SUPPORT & COND",null,0,0,0,null,0,0,0,0,0,0,0,0,0,0,0,0,0,0,0,0,0,0,0,0,0,0,0,0,0,0,0,0,0,null,0,0,0,0,0,0,0,0,0,null,0,0,0,0,0,0,0,0,0,0,null,0,0,0,0,0,0,0,null,0,0,0,null,{"$f":"IF($D365=\"Connection\",VLOOKUP(C365,'Input - General'!$F$62:$N$79,7,FALSE),0)","v":0},null,0.1801212933606588,0,0,null,8.6527813038891108E-2,0,0]
[null,{"$f":"'Input - Inventory'!B363","v":355},{"$f":"'Input - Inventory'!C363","v":"Dedicated Support & Conductor (P09)"},{"$f":"'Input - Inventory'!D363","v":"Support"},{"$f":"'Input - Inventory'!E363","v":"NonTraffic"},{"$f":"'Input - Inventory'!F363","v":"n/a"},{"$f":"'Input - Inventory'!G363","v":0},null,"Support - Dedicated Support & Conductor (P09)",null,0,48,0,null,0,0,0,0,0,0,0,0,0,0,0,0,0,0,0,0,0,0,0,0,0,0,0,0,0,0,0,0,0,null,0,0,0,0,0,0,0,0,0,null,0,0,0,0,0,0,0,0,0,0,null,0,0,0,0,0,0,0,null,0,0,0,null,{"$f":"IF($D366=\"Connection\",VLOOKUP(C366,'Input - General'!$F$62:$N$79,7,FALSE),0)","v":0},null,0.1801212933606588,0,0,null,8.6527813038891108E-2,0,0]
[null,{"$f":"'Input - Inventory'!B364","v":356},{"$f":"'Input - Inventory'!C364","v":"EMPTY"},{"$f":"'Input - Inventory'!D364","v":"Support"},{"$f":"'Input - Inventory'!E364","v":"NonTraffic"},{"$f":"'Input - Inventory'!F364","v":"n/a"},{"$f":"'Input - Inventory'!G364","v":0},null,"Support - EMPTY",null,0,0,0,null,0,0,0,0,0,0,0,0,0,0,0,0,0,0,0,0,0,0,0,0,0,0,0,0,0,0,0,0,0,null,0,0,0,0,0,0,0,0,0,null,0,0,0,0,0,0,0,0,0,0,null,0,0,0,0,0,0,0,null,0,0,0,null,{"$f":"IF($D367=\"Connection\",VLOOKUP(C367,'Input - General'!$F$62:$N$79,7,FALSE),0)","v":0},null,0.1801212933606588,0,0,null,8.6527813038891108E-2,0,0]
[null,{"$f":"'Input - Inventory'!B365","v":357},{"$f":"'Input - Inventory'!C365","v":"HYDE PARK STANDARD"},{"$f":"'Input - Inventory'!D365","v":"Support"},{"$f":"'Input - Inventory'!E365","v":"NonTraffic"},{"$f":"'Input - Inventory'!F365","v":"n/a"},{"$f":"'Input - Inventory'!G365","v":0},null,"Support - HYDE PARK STANDARD",null,0,184,0,null,0,0,0,0,0,0,0,0,0,0,0,0,0,0,0,0,0,0,0,0,0,0,0,0,0,0,0,0,0,null,0,0,0,0,0,0,0,0,0,null,0,0,0,0,0,0,0,0,0,0,null,0,0,0,0,0,0,0,null,0,0,0,null,{"$f":"IF($D368=\"Connection\",VLOOKUP(C368,'Input - General'!$F$62:$N$79,7,FALSE),0)","v":0},null,0.1801212933606588,0,0,null,8.6527813038891108E-2,0,0]
[null,{"$f":"'Input - Inventory'!B366","v":358},{"$f":"'Input - Inventory'!C366","v":"MACQUARIE STANDARD"},{"$f":"'Input - Inventory'!D366","v":"Support"},{"$f":"'Input - Inventory'!E366","v":"Traffic"},{"$f":"'Input - Inventory'!F366","v":"n/a"},{"$f":"'Input - Inventory'!G366","v":0},null,"Support - MACQUARIE STANDARD",null,0,28,0,null,0,0,0,0,0,0,0,0,0,0,0,0,0,0,0,0,0,0,0,0,0,0,0,0,0,0,0,0,0,null,0,0,0,0,0,0,0,0,0,null,0,0,0,0,0,0,0,0,0,0,null,0,0,0,0,0,0,0,null,0,0,0,null,{"$f":"IF($D369=\"Connection\",VLOOKUP(C369,'Input - General'!$F$62:$N$79,7,FALSE),0)","v":0},null,0.1801212933606588,0,0,null,8.6527813038891108E-2,0,0]
[null,{"$f":"'Input - Inventory'!B367","v":359},{"$f":"'Input - Inventory'!C367","v":"Macquarie Standard (P09)"},{"$f":"'Input - Inventory'!D367","v":"Support"},{"$f":"'Input - Inventory'!E367","v":"NonTraffic"},{"$f":"'Input - Inventory'!F367","v":"n/a"},{"$f":"'Input - Inventory'!G367","v":0},null,"Support - Macquarie Standard (P09)",null,0,7,0,null,0,0,0,0,0,0,0,0,0,0,0,0,0,0,0,0,0,0,0,0,0,0,0,0,0,0,0,0,0,null,0,0,0,0,0,0,0,0,0,null,0,0,0,0,0,0,0,0,0,0,null,0,0,0,0,0,0,0,null,0,0,0,null,{"$f":"IF($D370=\"Connection\",VLOOKUP(C370,'Input - General'!$F$62:$N$79,7,FALSE),0)","v":0},null,0.1801212933606588,0,0,null,8.6527813038891108E-2,0,0]
[null,{"$f":"'Input - Inventory'!B368","v":360},{"$f":"'Input - Inventory'!C368","v":"MAST 15.5M-30M"},{"$f":"'Input - Inventory'!D368","v":"Support"},{"$f":"'Input - Inventory'!E368","v":"Traffic"},{"$f":"'Input - Inventory'!F368","v":"n/a"},{"$f":"'Input - Inventory'!G368","v":0},null,"Support - MAST 15.5M-30M",null,0,15,0,null,0,0,0,0,0,0,0,0,0,0,0,0,0,0,0,0,0,0,0,0,0,0,0,0,0,0,0,0,0,null,0,0,0,0,0,0,0,0,0,null,0,0,0,0,0,0,0,0,0,0,null,0,0,0,0,0,0,0,null,0,0,0,null,{"$f":"IF($D371=\"Connection\",VLOOKUP(C371,'Input - General'!$F$62:$N$79,7,FALSE),0)","v":0},null,0.1801212933606588,0,0,null,8.6527813038891108E-2,0,0]
[null,{"$f":"'Input - Inventory'!B369","v":361},{"$f":"'Input - Inventory'!C369","v":"MAST 23M"},{"$f":"'Input - Inventory'!D369","v":"Support"},{"$f":"'Input - Inventory'!E369","v":"Traffic"},{"$f":"'Input - Inventory'!F369","v":"n/a"},{"$f":"'Input - Inventory'!G369","v":0},null,"Support - MAST 23M",null,0,3,0,null,0,0,0,0,0,0,0,0,0,0,0,0,0,0,0,0,0,0,0,0,0,0,0,0,0,0,0,0,0,null,0,0,0,0,0,0,0,0,0,null,0,0,0,0,0,0,0,0,0,0,null,0,0,0,0,0,0,0,null,0,0,0,null,{"$f":"IF($D372=\"Connection\",VLOOKUP(C372,'Input - General'!$F$62:$N$79,7,FALSE),0)","v":0},null,0.1801212933606588,0,0,null,8.6527813038891108E-2,0,0]
[null,{"$f":"'Input - Inventory'!B370","v":362},{"$f":"'Input - Inventory'!C370","v":"MAST 25M"},{"$f":"'Input - Inventory'!D370","v":"Support"},{"$f":"'Input - Inventory'!E370","v":"Traffic"},{"$f":"'Input - Inventory'!F370","v":"n/a"},{"$f":"'Input - Inventory'!G370","v":0},null,"Support - MAST 25M",null,0,4,0,null,0,0,0,0,0,0,0,0,0,0,0,0,0,0,0,0,0,0,0,0,0,0,0,0,0,0,0,0,0,null,0,0,0,0,0,0,0,0,0,null,0,0,0,0,0,0,0,0,0,0,null,0,0,0,0,0,0,0,null,0,0,0,null,{"$f":"IF($D373=\"Connection\",VLOOKUP(C373,'Input - General'!$F$62:$N$79,7,FALSE),0)","v":0},null,0.1801212933606588,0,0,null,8.6527813038891108E-2,0,0]
[null,{"$f":"'Input - Inventory'!B371","v":363},{"$f":"'Input - Inventory'!C371","v":"ORION DOUBLE ARM"},{"$f":"'Input - Inventory'!D371","v":"Support"},{"$f":"'Input - Inventory'!E371","v":"NonTraffic"},{"$f":"'Input - Inventory'!F371","v":"n/a"},{"$f":"'Input - Inventory'!G371","v":0},null,"Support - ORION DOUBLE ARM",null,0,6,0,null,0,0,0,0,0,0,0,0,0,0,0,0,0,0,0,0,0,0,0,0,0,0,0,0,0,0,0,0,0,null,0,0,0,0,0,0,0,0,0,null,0,0,0,0,0,0,0,0,0,0,null,0,0,0,0,0,0,0,null,0,0,0,null,{"$f":"IF($D374=\"Connection\",VLOOKUP(C374,'Input - General'!$F$62:$N$79,7,FALSE),0)","v":0},null,0.1801212933606588,0,0,null,8.6527813038891108E-2,0,0]
[null,{"$f":"'Input - Inventory'!B372","v":364},{"$f":"'Input - Inventory'!C372","v":"Orion Double Arm (P09)"},{"$f":"'Input - Inventory'!D372","v":"Support"},{"$f":"'Input - Inventory'!E372","v":"NonTraffic"},{"$f":"'Input - Inventory'!F372","v":"n/a"},{"$f":"'Input - Inventory'!G372","v":0},null,"Support - Orion Double Arm (P09)",null,0,1,0,null,0,0,0,0,0,0,0,0,0,0,0,0,0,0,0,0,0,0,0,0,0,0,0,0,0,0,0,0,0,null,0,0,0,0,0,0,0,0,0,null,0,0,0,0,0,0,0,0,0,0,null,0,0,0,0,0,0,0,null,0,0,0,null,{"$f":"IF($D375=\"Connection\",VLOOKUP(C375,'Input - General'!$F$62:$N$79,7,FALSE),0)","v":0},null,0.1801212933606588,0,0,null,8.6527813038891108E-2,0,0]
[null,{"$f":"'Input - Inventory'!B373","v":365},{"$f":"'Input - Inventory'!C373","v":"POLO 10.5M DECORATIVE 2M"},{"$f":"'Input - Inventory'!D373","v":"Support"},{"$f":"'Input - Inventory'!E373","v":"NonTraffic"},{"$f":"'Input - Inventory'!F373","v":"n/a"},{"$f":"'Input - Inventory'!G373","v":0},null,"Support - POLO 10.5M DECORATIVE 2M",null,0,0,0,null,0,0,0,0,0,0,0,0,0,0,0,0,0,0,0,0,0,0,0,0,0,0,0,0,0,0,0,0,0,null,0,0,0,0,0,0,0,0,0,null,0,0,0,0,0,0,0,0,0,0,null,0,0,0,0,0,0,0,null,0,0,0,null,{"$f":"IF($D376=\"Connection\",VLOOKUP(C376,'Input - General'!$F$62:$N$79,7,FALSE),0)","v":0},null,0.1801212933606588,0,0,null,8.6527813038891108E-2,0,0]
[null,{"$f":"'Input - Inventory'!B374","v":366},{"$f":"'Input - Inventory'!C374","v":"POLO 4.5M DECORATIVE 1.2"},{"$f":"'Input - Inventory'!D374","v":"Support"},{"$f":"'Input - Inventory'!E374","v":"NonTraffic"},{"$f":"'Input - Inventory'!F374","v":"n/a"},{"$f":"'Input - Inventory'!G374","v":0},null,"Support - POLO 4.5M DECORATIVE 1.2",null,0,0,0,null,0,0,0,0,0,0,0,0,0,0,0,0,0,0,0,0,0,0,0,0,0,0,0,0,0,0,0,0,0,null,0,0,0,0,0,0,0,0,0,null,0,0,0,0,0,0,0,0,0,0,null,0,0,0,0,0,0,0,null,0,0,0,null,{"$f":"IF($D377=\"Connection\",VLOOKUP(C377,'Input - General'!$F$62:$N$79,7,FALSE),0)","v":0},null,0.1801212933606588,0,0,null,8.6527813038891108E-2,0,0]
[null,{"$f":"'Input - Inventory'!B375","v":367},{"$f":"'Input - Inventory'!C375","v":"PRIVATE"},{"$f":"'Input - Inventory'!D375","v":"Support"},{"$f":"'Input - Inventory'!E375","v":"NonTraffic"},{"$f":"'Input - Inventory'!F375","v":"n/a"},{"$f":"'Input - Inventory'!G375","v":0},null,"Support - PRIVATE",null,0,113,0,null,0,0,0,0,0,0,0,0,0,0,0,0,0,0,0,0,0,0,0,0,0,0,0,0,0,0,0,0,0,null,0,0,0,0,0,0,0,0,0,null,0,0,0,0,0,0,0,0,0,0,null,0,0,0,0,0,0,0,null,0,0,0,null,{"$f":"IF($D378=\"Connection\",VLOOKUP(C378,'Input - General'!$F$62:$N$79,7,FALSE),0)","v":0},null,0.1801212933606588,0,0,null,8.6527813038891108E-2,0,0]
[null,{"$f":"'Input - Inventory'!B376","v":368},{"$f":"'Input - Inventory'!C376","v":"Private (P09)"},{"$f":"'Input - Inventory'!D376","v":"Support"},{"$f":"'Input - Inventory'!E376","v":"NonTraffic"},{"$f":"'Input - Inventory'!F376","v":"n/a"},{"$f":"'Input - Inventory'!G376","v":0},null,"Support - Private (P09)",null,0,10,0,null,0,0,0,0,0,0,0,0,0,0,0,0,0,0,0,0,0,0,0,0,0,0,0,0,0,0,0,0,0,null,0,0,0,0,0,0,0,0,0,null,0,0,0,0,0,0,0,0,0,0,null,0,0,0,0,0,0,0,null,0,0,0,null,{"$f":"IF($D379=\"Connection\",VLOOKUP(C379,'Input - General'!$F$62:$N$79,7,FALSE),0)","v":0},null,0.1801212933606588,0,0,null,8.6527813038891108E-2,0,0]
[null,{"$f":"'Input - Inventory'!B377","v":369},{"$f":"'Input - Inventory'!C377","v":"ROCKS STANDARD"},{"$f":"'Input - Inventory'!D377","v":"Support"},{"$f":"'Input - Inventory'!E377","v":"NonTraffic"},{"$f":"'Input - Inventory'!F377","v":"n/a"},{"$f":"'Input - Inventory'!G377","v":0},null,"Support - ROCKS STANDARD",null,0,1829,0,null,0,0,0,0,0,0,0,0,0,0,0,0,0,0,0,0,0,0,0,0,0,0,0,0,0,0,0,0,0,null,0,0,0,0,0,0,0,0,0,null,0,0,0,0,0,0,0,0,0,0,null,0,0,0,0,0,0,0,null,0,0,0,null,{"$f":"IF($D380=\"Connection\",VLOOKUP(C380,'Input - General'!$F$62:$N$79,7,FALSE),0)","v":0},null,0.1801212933606588,0,0,null,8.6527813038891108E-2,0,0]
[null,{"$f":"'Input - Inventory'!B378","v":370},{"$f":"'Input - Inventory'!C378","v":"SMARTPOLE A"},{"$f":"'Input - Inventory'!D378","v":"Support"},{"$f":"'Input - Inventory'!E378","v":"NonTraffic"},{"$f":"'Input - Inventory'!F378","v":"n/a"},{"$f":"'Input - Inventory'!G378","v":0},null,"Support - SMARTPOLE A",null,0,5,0,null,0,0,0,0,0,0,0,0,0,0,0,0,0,0,0,0,0,0,0,0,0,0,0,0,0,0,0,0,0,null,0,0,0,0,0,0,0,0,0,null,0,0,0,0,0,0,0,0,0,0,null,0,0,0,0,0,0,0,null,0,0,0,null,{"$f":"IF($D381=\"Connection\",VLOOKUP(C381,'Input - General'!$F$62:$N$79,7,FALSE),0)","v":0},null,0.1801212933606588,0,0,null,8.6527813038891108E-2,0,0]
[null,{"$f":"'Input - Inventory'!B379","v":371},{"$f":"'Input - Inventory'!C379","v":"SMARTPOLE AB"},{"$f":"'Input - Inventory'!D379","v":"Support"},{"$f":"'Input - Inventory'!E379","v":"NonTraffic"},{"$f":"'Input - Inventory'!F379","v":"n/a"},{"$f":"'Input - Inventory'!G379","v":0},null,"Support - SMARTPOLE AB",null,0,0,0,null,0,0,0,0,0,0,0,0,0,0,0,0,0,0,0,0,0,0,0,0,0,0,0,0,0,0,0,0,0,null,0,0,0,0,0,0,0,0,0,null,0,0,0,0,0,0,0,0,0,0,null,0,0,0,0,0,0,0,null,0,0,0,null,{"$f":"IF($D382=\"Connection\",VLOOKUP(C382,'Input - General'!$F$62:$N$79,7,FALSE),0)","v":0},null,0.1801212933606588,0,0,null,8.6527813038891108E-2,0,0]
[null,{"$f":"'Input - Inventory'!B380","v":372},{"$f":"'Input - Inventory'!C380","v":"SMARTPOLE B"},{"$f":"'Input - Inventory'!D380","v":"Support"},{"$f":"'Input - Inventory'!E380","v":"NonTraffic"},{"$f":"'Input - Inventory'!F380","v":"n/a"},{"$f":"'Input - Inventory'!G380","v":0},null,"Support - SMARTPOLE B",null,0,0,0,null,0,0,0,0,0,0,0,0,0,0,0,0,0,0,0,0,0,0,0,0,0,0,0,0,0,0,0,0,0,null,0,0,0,0,0,0,0,0,0,null,0,0,0,0,0,0,0,0,0,0,null,0,0,0,0,0,0,0,null,0,0,0,null,{"$f":"IF($D383=\"Connection\",VLOOKUP(C383,'Input - General'!$F$62:$N$79,7,FALSE),0)","v":0},null,0.1801212933606588,0,0,null,8.6527813038891108E-2,0,0]
[null,{"$f":"'Input - Inventory'!B381","v":373},{"$f":"'Input - Inventory'!C381","v":"SMARTPOLE C"},{"$f":"'Input - Inventory'!D381","v":"Support"},{"$f":"'Input - Inventory'!E381","v":"NonTraffic"},{"$f":"'Input - Inventory'!F381","v":"n/a"},{"$f":"'Input - Inventory'!G381","v":0},null,"Support - SMARTPOLE C",null,0,0,0,null,0,0,0,0,0,0,0,0,0,0,0,0,0,0,0,0,0,0,0,0,0,0,0,0,0,0,0,0,0,null,0,0,0,0,0,0,0,0,0,null,0,0,0,0,0,0,0,0,0,0,null,0,0,0,0,0,0,0,null,0,0,0,null,{"$f":"IF($D384=\"Connection\",VLOOKUP(C384,'Input - General'!$F$62:$N$79,7,FALSE),0)","v":0},null,0.1801212933606588,0,0,null,8.6527813038891108E-2,0,0]
[null,{"$f":"'Input - Inventory'!B382","v":374},{"$f":"'Input - Inventory'!C382","v":"SUSPENDED"},{"$f":"'Input - Inventory'!D382","v":"Support"},{"$f":"'Input - Inventory'!E382","v":"NonTraffic"},{"$f":"'Input - Inventory'!F382","v":"n/a"},{"$f":"'Input - Inventory'!G382","v":0},null,"Support - SUSPENDED",null,0,153,0,null,0,0,0,0,0,0,0,0,0,0,0,0,0,0,0,0,0,0,0,0,0,0,0,0,0,0,0,0,0,null,0,0,0,0,0,0,0,0,0,null,0,0,0,0,0,0,0,0,0,0,null,0,0,0,0,0,0,0,null,0,0,0,null,{"$f":"IF($D385=\"Connection\",VLOOKUP(C385,'Input - General'!$F$62:$N$79,7,FALSE),0)","v":0},null,0.1801212933606588,0,0,null,8.6527813038891108E-2,0,0]
[null,{"$f":"'Input - Inventory'!B383","v":375},{"$f":"'Input - Inventory'!C383","v":"Suspended (P09)"},{"$f":"'Input - Inventory'!D383","v":"Support"},{"$f":"'Input - Inventory'!E383","v":"NonTraffic"},{"$f":"'Input - Inventory'!F383","v":"n/a"},{"$f":"'Input - Inventory'!G383","v":0},null,"Support - Suspended (P09)",null,0,5,0,null,0,0,0,0,0,0,0,0,0,0,0,0,0,0,0,0,0,0,0,0,0,0,0,0,0,0,0,0,0,null,0,0,0,0,0,0,0,0,0,null,0,0,0,0,0,0,0,0,0,0,null,0,0,0,0,0,0,0,null,0,0,0,null,{"$f":"IF($D386=\"Connection\",VLOOKUP(C386,'Input - General'!$F$62:$N$79,7,FALSE),0)","v":0},null,0.1801212933606588,0,0,null,8.6527813038891108E-2,0,0]
[null,{"$f":"'Input - Inventory'!B384","v":376},{"$f":"'Input - Inventory'!C384","v":"UNKNOWN"},{"$f":"'Input - Inventory'!D384","v":"Support"},{"$f":"'Input - Inventory'!E384","v":"NonTraffic"},{"$f":"'Input - Inventory'!F384","v":"n/a"},{"$f":"'Input - Inventory'!G384","v":0},null,"Support - UNKNOWN",null,0,207,0,null,0,0,0,0,0,0,0,0,0,0,0,0,0,0,0,0,0,0,0,0,0,0,0,0,0,0,0,0,0,null,0,0,0,0,0,0,0,0,0,null,0,0,0,0,0,0,0,0,0,0,null,0,0,0,0,0,0,0,null,0,0,0,null,{"$f":"IF($D387=\"Connection\",VLOOKUP(C387,'Input - General'!$F$62:$N$79,7,FALSE),0)","v":0},null,0.1801212933606588,0,0,null,8.6527813038891108E-2,0,0]
[null,{"$f":"'Input - Inventory'!B385","v":377},{"$f":"'Input - Inventory'!C385","v":"WALL"},{"$f":"'Input - Inventory'!D385","v":"Support"},{"$f":"'Input - Inventory'!E385","v":"NonTraffic"},{"$f":"'Input - Inventory'!F385","v":"n/a"},{"$f":"'Input - Inventory'!G385","v":0},null,"Support - WALL",null,0,369,0,null,0,0,0,0,0,0,0,0,0,0,0,0,0,0,0,0,0,0,0,0,0,0,0,0,0,0,0,0,0,null,0,0,0,0,0,0,0,0,0,null,0,0,0,0,0,0,0,0,0,0,null,0,0,0,0,0,0,0,null,0,0,0,null,{"$f":"IF($D388=\"Connection\",VLOOKUP(C388,'Input - General'!$F$62:$N$79,7,FALSE),0)","v":0},null,0.1801212933606588,0,0,null,8.6527813038891108E-2,0,0]
[null,{"$f":"'Input - Inventory'!B386","v":378},{"$f":"'Input - Inventory'!C386","v":"Wall (P09)"},{"$f":"'Input - Inventory'!D386","v":"Support"},{"$f":"'Input - Inventory'!E386","v":"NonTraffic"},{"$f":"'Input - Inventory'!F386","v":"n/a"},{"$f":"'Input - Inventory'!G386","v":0},null,"Support - Wall (P09)",null,0,54,0,null,0,0,0,0,0,0,0,0,0,0,0,0,0,0,0,0,0,0,0,0,0,0,0,0,0,0,0,0,0,null,0,0,0,0,0,0,0,0,0,null,0,0,0,0,0,0,0,0,0,0,null,0,0,0,0,0,0,0,null,0,0,0,null,{"$f":"IF($D389=\"Connection\",VLOOKUP(C389,'Input - General'!$F$62:$N$79,7,FALSE),0)","v":0},null,0.1801212933606588,0,0,null,8.6527813038891108E-2,0,0]
[null,{"$f":"'Input - Inventory'!B387","v":379},{"$f":"'Input - Inventory'!C387","v":"WOOD POLE NON-TRL"},{"$f":"'Input - Inventory'!D387","v":"Support"},{"$f":"'Input - Inventory'!E387","v":"NonTraffic"},{"$f":"'Input - Inventory'!F387","v":"n/a"},{"$f":"'Input - Inventory'!G387","v":0},null,"Support - WOOD POLE NON-TRL",null,0,143400.5,0,null,0,0,0,0,0,0,0,0,0,0,0,0,0,0,0,0,0,0,0,0,0,0,0,0,0,0,0,0,0,null,0,0,0,0,0,0,0,0,0,null,0,0,0,0,0,0,0,0,0,0,null,0,0,0,0,0,0,0,null,0,0,0,null,{"$f":"IF($D390=\"Connection\",VLOOKUP(C390,'Input - General'!$F$62:$N$79,7,FALSE),0)","v":0},null,0.1801212933606588,0,0,null,8.6527813038891108E-2,0,0]
[null,{"$f":"'Input - Inventory'!B388","v":380},{"$f":"'Input - Inventory'!C388","v":"Wood Pole non-TRL (P09)"},{"$f":"'Input - Inventory'!D388","v":"Support"},{"$f":"'Input - Inventory'!E388","v":"NonTraffic"},{"$f":"'Input - Inventory'!F388","v":"n/a"},{"$f":"'Input - Inventory'!G388","v":0},null,"Support - Wood Pole non-TRL (P09)",null,0,4464.5,0,null,0,0,0,0,0,0,0,0,0,0,0,0,0,0,0,0,0,0,0,0,0,0,0,0,0,0,0,0,0,null,0,0,0,0,0,0,0,0,0,null,0,0,0,0,0,0,0,0,0,0,null,0,0,0,0,0,0,0,null,0,0,0,null,{"$f":"IF($D391=\"Connection\",VLOOKUP(C391,'Input - General'!$F$62:$N$79,7,FALSE),0)","v":0},null,0.1801212933606588,0,0,null,8.6527813038891108E-2,0,0]
[null,{"$f":"'Input - Inventory'!B389","v":381},{"$f":"'Input - Inventory'!C389","v":"WOOD POLE TRL"},{"$f":"'Input - Inventory'!D389","v":"Support"},{"$f":"'Input - Inventory'!E389","v":"NonTraffic"},{"$f":"'Input - Inventory'!F389","v":"n/a"},{"$f":"'Input - Inventory'!G389","v":0},null,"Support - WOOD POLE TRL",null,0,47735,0,null,0,0,0,0,0,0,0,0,0,0,0,0,0,0,0,0,0,0,0,0,0,0,0,0,0,0,0,0,0,null,0,0,0,0,0,0,0,0,0,null,0,0,0,0,0,0,0,0,0,0,null,0,0,0,0,0,0,0,null,0,0,0,null,{"$f":"IF($D392=\"Connection\",VLOOKUP(C392,'Input - General'!$F$62:$N$79,7,FALSE),0)","v":0},null,0.1801212933606588,0,0,null,8.6527813038891108E-2,0,0]
[null,{"$f":"'Input - Inventory'!B390","v":382},{"$f":"'Input - Inventory'!C390","v":"Wood Pole TRL (P09)"},{"$f":"'Input - Inventory'!D390","v":"Support"},{"$f":"'Input - Inventory'!E390","v":"Traffic"},{"$f":"'Input - Inventory'!F390","v":"n/a"},{"$f":"'Input - Inventory'!G390","v":0},null,"Support - Wood Pole TRL (P09)",null,0,1550.5,0,null,0,0,0,0,0,0,0,0,0,0,0,0,0,0,0,0,0,0,0,0,0,0,0,0,0,0,0,0,0,null,0,0,0,0,0,0,0,0,0,null,0,0,0,0,0,0,0,0,0,0,null,0,0,0,0,0,0,0,null,0,0,0,null,{"$f":"IF($D393=\"Connection\",VLOOKUP(C393,'Input - General'!$F$62:$N$79,7,FALSE),0)","v":0},null,0.1801212933606588,0,0,null,8.6527813038891108E-2,0,0]

{"sheet":"Calc - Opex FY18","index":6,"n_rows":393,"n_cols":86,"rows_kept":393,"cut":false,"hidden":false,"merged":[[7,85,9,85],[8,67,8,68],[8,69,8,70],[7,42,9,42],[7,52,9,52],[7,63,9,63],[8,54,8,56],[8,57,8,59],[8,60,8,62],[8,50,8,51],[8,46,8,47],[8,44,8,45],[8,48,8,49],[1,1,8,6],[8,65,8,66],[7,81,9,81],[8,14,8,15],[8,16,8,17],[8,18,8,19],[8,20,8,21],[8,22,8,23],[7,71,9,71],[7,75,9,75],[8,74,9,74],[8,73,9,73],[7,77,9,77],[8,32,8,33],[8,34,8,35],[8,36,8,37],[8,38,8,39],[8,40,8,41],[7,14,7,15],[7,12,9,12],[7,36,7,37],[7,34,7,35],[7,32,7,33],[7,16,7,17],[8,24,8,25],[8,26,8,27],[8,28,8,29],[7,18,7,19],[7,20,7,21],[7,22,7,23],[7,24,7,25],[8,30,8,31],[7,38,7,39],[7,30,7,31],[7,26,7,27],[7,28,7,29],[7,40,7,41]]}
[]
[null,{"$f":"CONCATENATE(\"This sheet contains no inputs and all values are calculated for \" & \"FY18\" )","v":"This sheet contains no inputs and all values are calculated for FY18"},null,null,null,null,null,null,null,null,null,null,null,null,null,null,null,null,null,null,null,null,null,null,null,null,null,null,null,null,null,null,null,null,null,null,null,null,null,null,null,null,"Bulk contract",null,null,null,null,null,null,null,null,null,"Bulk materials",null,null,null,null,null,null,null,null,null,null,"Spot labour",null,null,null,null,null,null,null,"Spot materials",null,null,null,"EWP costs",null,"Connections",null,null,null,"Overheads",null,null,null,"CAM"]
[]
[null,null,null,null,null,null,null,null,null,null,null,"Totals --->   ",{"$f":"SUM(M12:M475)","v":20422983.786434721},null,{"$f":"SUMPRODUCT(O12:O294,P12:P294,$L$12:$L$294)","v":654209.86340278247},null,{"$f":"SUMPRODUCT(Q12:Q294,R12:R294,$L$12:$L$294)","v":276253.28527899069},null,{"$f":"SUMPRODUCT(S12:S294,T12:T294,$L$12:$L$294)","v":36463.116011745406},null,{"$f":"SUMPRODUCT(U12:U294,V12:V294,$L$12:$L$294)","v":4068.7311887523783},null,{"$f":"SUMPRODUCT(W12:W294,X12:X294,$L$12:$L$294)","v":466537.77418528224},null,{"$f":"SUMPRODUCT(Y12:Y294,Z12:Z294,$L$12:$L$294)","v":12849.330480200564},null,{"$f":"SUMPRODUCT(AA12:AA294,AB12:AB294,$L$12:$L$294)","v":112058.71277468739},null,{"$f":"SUMPRODUCT(AC12:AC294,AD12:AD294,$L$12:$L$294)","v":906876.88286555943},null,{"$f":"SUMPRODUCT(AE12:AE294,AF12:AF294,$L$12:$L$294)","v":855300.24600088445},null,{"$f":"SUMPRODUCT(AG12:AG294,AH12:AH294,$L$12:$L$294)","v":0},null,{"$f":"SUMPRODUCT(AI12:AI294,AJ12:AJ294,$L$12:$L$294)","v":373645.38088253955},null,{"$f":"SUMPRODUCT(AK12:AK294,AL12:AL294,$L$12:$L$294)","v":593731.32182763505},null,{"$f":"SUMPRODUCT(AM12:AM294,AN12:AN294,$L$12:$L$294)","v":0},null,{"$f":"SUMPRODUCT(AO12:AO294,AP12:AP294,$L$12:$L$294)","v":0},null,{"$f":"SUMPRODUCT(AQ12:AQ475,$L$12:$L$475)","v":4291994.6448990591},null,{"$f":"SUMPRODUCT(AS12:AS294,AT12:AT294,$L$12:$L$294)","v":1404528.2398711354},null,{"$f":"SUMPRODUCT(AU12:AU294,AV12:AV294,$L$12:$L$294)","v":156338.96861722265},null,{"$f":"SUMPRODUCT(AW12:AW294,AX12:AX294,$L$12:$L$294)","v":488338.2199719043},null,{"$f":"SUMPRODUCT(AY12:AY294,AZ12:AZ294,$L$12:$L$294)","v":1925},null,{"$f":"SUMPRODUCT(BA12:BA475,$L$12:$L$475)","v":2051130.4284602625},null,{"$f":"SUMPRODUCT(BC12:BC294,BD12:BD294,BE12:BE294,$L$12:$L$294)","v":4656241.629720971},null,null,{"$f":"SUMPRODUCT(BF12:BF294,BG12:BG294,BH12:BH294,$L$12:$L$294)","v":0},null,null,{"$f":"SUMPRODUCT(BI12:BI294,BJ12:BJ294,BK12:BK294,$L$12:$L$294)","v":0},null,null,{"$f":"SUMPRODUCT(BL12:BL475,$L$12:$L$475)","v":4656241.629720971},null,{"$f":"SUMPRODUCT(BN12:BN294,BO12:BO294,$L$12:$L$294)","v":513645.92672940542},null,{"$f":"SUMPRODUCT(BP12:BP294,BQ12:BQ294,$L$12:$L$294)","v":41606.416341606222},null,{"$f":"SUMPRODUCT(BR12:BR294,BS12:BS294,$L$12:$L$294)","v":732.2},null,{"$f":"SUMPRODUCT(BT12:BT475,$L$12:$L$475)","v":555984.54307101178},null,null,null,{"$f":"SUMPRODUCT(BX12:BX475,$L$12:$L$475)","v":1754787.4435479532},null,{"$f":"SUMPRODUCT(BZ12:BZ475,$L$12:$L$475)","v":2617511.1015953058},null,null,null,{"$f":"SUMPRODUCT(CD12:CD475,$L$12:$L$475)","v":2868908.8806036026},null,null,null,{"$f":"SUMPRODUCT(CH12:CH475,$L$12:$L$475)","v":1626425.1145365511}]
[]
[null,null,null,null,null,null,null,null,null,null,null,"Percent --->   ",null,null,null,null,null,null,null,null,null,null,null,null,null,null,null,null,null,null,null,null,null,null,null,null,null,null,null,null,null,null,{"$f":"TotalOpexBulkContract/TotalOpex","v":0.21015512178734},null,null,null,null,null,null,null,null,null,{"$f":"TotalOpexBulkMaterials/TotalOpex","v":0.1004324563887994},null,null,null,null,null,null,null,null,null,null,{"$f":"TotalOpexSpotLabour/TotalOpex","v":0.22799027205876365},null,null,null,null,null,null,null,{"$f":"TotalOpexSpotMaterials/TotalOpex","v":2.7223472773861074E-2},null,null,null,{"$f":"TotalOpexSpotOther/TotalOpex","v":8.5922187565634342E-2},null,{"$f":"BZ4/TotalOpex","v":0.12816496986762038},null,null,null,{"$f":"TotalOpexOverheads/TotalOpex","v":0.14047452177429523},null,null,null,{"$f":"CH4/TotalOpex","v":7.9636997783685715E-2}]
[]
[null,null,null,null,null,null,null,null,null,null,null,null,"Sub-total annual cost",null,"Task 1",null,"Task 2",null,"Task 3",null,"Task 4",null,"Task 5",null,"Task 6",null,"Task 7",null,"Task 8",null,"Task 9",null,"Task 10",null,"Task 11",null,"Task 12",null,"Task 13",null,"Task 14",null,"Sub-total annual cost per asset",null,null,null,null,null,null,null,null,null,"Sub-total annual cost per asset",null,null,null,null,null,null,null,null,null,null,"Sub-total annual cost per asset",null,null,null,null,null,null,null,"Sub-total annual cost per asset",null,null,null,"Sub-total annual cost per asset",null,"Sub-total annual cost per asset",null,null,null,"Sub-total annual cost per asset",null,null,null,"Sub-total annual cost per asset"]
[null,null,null,null,null,null,null,null,null,null,null,null,null,null,"Minor < 130w",null,"Major > 130w",null,"Minor < 130w",null,"Major > 130w",null,"All",null,"All",null,"All",null,"All",null,"All",null,"All",null,"All",null,"All",null,"All",null,"All",null,null,null,"Lamp",null,"Visors",null,"PE Cell",null,"Misc",null,null,null,"Lamp change",null,null,"PE Cell change",null,null,"Misc",null,null,null,null,"Lamp",null,"PE Cell",null,"Misc",null,null,null,"Price","Hours (weighted by failure)"]
[null,"#","Description","Type","Route","Category","Lamps (#)",null,null,null,"Price","Count",null,null,"Price","Cycle","Price","Cycle","Price","Cycle","Price","Cycle","Price","Cycle","Price","Cycle","Price","Cycle","Price","Cycle","Price","Cycle","Price","Cycle","Price","Cycle","Price","Cycle","Price","Cycle","Price","Cycle",null,null,"Price","Cycle","Price","Cycle","Price","Cycle","Price","Cycle",null,null,"Price","Failure","Hours","Price","Failure","Hours","Price","Failure","Hours",null,null,"Price","Failure","Price","Failure","Price","Failure",null,null,null,null,null,null,null,null,"Rate","Cost",null,null,"Rate","Cost"]
[]
[null,{"$f":"'Input - Inventory'!B9","v":1},{"$f":"'Input - Inventory'!C9","v":"0.5"},{"$f":"'Input - Inventory'!D9","v":"Bracket"},{"$f":"'Input - Inventory'!E9","v":"NonTraffic"},{"$f":"'Input - Inventory'!F9","v":"n/a"},{"$f":"'Input - Inventory'!G9","v":0},null,{"$f":"CONCATENATE(D12,\" - \",C12)","v":"Bracket - 0.5"},null,{"$f":"AQ12+BA12+BL12+BT12+BX12+BZ12+CD12+CH12","v":0},{"$f":"INDIRECT(L$10&$B12&\"FY18\")","v":33642},{"$f":"L12*K12","v":0},null,{"$f":"IF(AND($D12=\"Lamp\", OR($F12=O$9, O$9=\"All\")),INDIRECT(\"PriceBulkTask1\" & \"FY18\"),0)","v":0},{"$f":"IF(AND($D12=\"Lamp\",CycleBulkTask1<>0, OR($F12=O$9,O$9=\"All\")),1/CycleBulkTask1,0)","v":0},{"$f":"IF(AND($D12=\"Lamp\", OR($F12=Q$9, Q$9=\"All\")),INDIRECT(\"PriceBulkTask2\" & \"FY18\"),0)","v":0},{"$f":"IF(AND($D12=\"Lamp\",CycleBulkTask2<>0, OR($F12=Q$9,Q$9=\"All\")),1/CycleBulkTask2,0)","v":0},{"$f":"IF(AND($D12=\"Lamp\", OR($F12=S$9, S$9=\"All\")),INDIRECT(\"PriceBulkTask3\" & \"FY18\"),0)","v":0},{"$f":"IF(AND($D12=\"Lamp\",CycleBulkTask3<>0, OR($F12=S$9,S$9=\"All\")),1/CycleBulkTask3,0)","v":0},{"$f":"IF(AND($D12=\"Lamp\", OR($F12=U$9, U$9=\"All\")),INDIRECT(\"PriceBulkTask4\" & \"FY18\"),0)","v":0},{"$f":"IF(AND($D12=\"Lamp\",CycleBulkTask4<>0, OR($F12=U$9,U$9=\"All\")),1/CycleBulkTask4,0)","v":0},{"$f":"IF(AND($D12=\"Lamp\", OR($F12=W$9, W$9=\"All\")),INDIRECT(\"PriceBulkTask5\" & \"FY18\"),0)","v":0},{"$f":"IF(AND($D12=\"Lamp\",CycleBulkTask5<>0, OR($F12=W$9,W$9=\"All\")),1/CycleBulkTask5,0)","v":0},{"$f":"IF(AND($D12=\"Lamp\", OR($F12=Y$9, Y$9=\"All\")),INDIRECT(\"PriceBulkTask6\" & \"FY18\"),0)","v":0},{"$f":"IF(AND($D12=\"Lamp\",CycleBulkTask6<>0, OR($F12=Y$9,Y$9=\"All\")),1/CycleBulkTask6,0)","v":0},{"$f":"IF(AND($D12=\"Lamp\", OR($F12=AA$9, AA$9=\"All\")),INDIRECT(\"PriceBulkTask7\" & \"FY18\"),0)","v":0},{"$f":"IF(AND($D12=\"Lamp\",CycleBulkTask7<>0, OR($F12=AA$9,AA$9=\"All\")),1/CycleBulkTask7,0)","v":0},{"$f":"IF(AND($D12=\"Lamp\", OR($F12=AC$9, AC$9=\"All\")),INDIRECT(\"PriceBulkTask8\" & \"FY18\"),0)","v":0},{"$f":"IF(AND($D12=\"Lamp\",CycleBulkTask8<>0, OR($F12=AC$9,AC$9=\"All\")),1/CycleBulkTask8,0)","v":0},{"$f":"IF(AND($D12=\"Lamp\", OR($F12=AE$9, AE$9=\"All\")),INDIRECT(\"PriceBulkTask9\" & \"FY18\"),0)","v":0},{"$f":"IF(AND($D12=\"Lamp\",CycleBulkTask9<>0, OR($F12=AE$9,AE$9=\"All\")),1/CycleBulkTask9,0)","v":0},{"$f":"IF(AND($D12=\"Lamp\", OR($F12=AG$9, AG$9=\"All\")),INDIRECT(\"PriceBulkTask10\" & \"FY18\"),0)","v":0},{"$f":"IF(AND($D12=\"Lamp\",CycleBulkTask10<>0, OR($F12=AG$9,AG$9=\"All\")),1/CycleBulkTask10,0)","v":0},{"$f":"IF(AND($D12=\"Lamp\", OR($F12=AI$9, AI$9=\"All\")),INDIRECT(\"PriceBulkTask11\" & \"FY18\"),0)","v":0},{"$f":"IF(AND($D12=\"Lamp\",CycleBulkTask11<>0, OR($F12=AI$9,AI$9=\"All\")),1/CycleBulkTask11,0)","v":0},{"$f":"IF(AND($D12=\"Lamp\", OR($F12=AK$9, AK$9=\"All\")),INDIRECT(\"PriceBulkTask12\" & \"FY18\"),0)","v":0},{"$f":"IF(AND($D12=\"Lamp\",CycleBulkTask12<>0, OR($F12=AK$9,AK$9=\"All\")),1/CycleBulkTask12,0)","v":0},{"$f":"IF(AND($D12=\"Lamp\", OR($F12=AM$9, AM$9=\"All\")),INDIRECT(\"PriceBulkTask13\" & \"FY18\"),0)","v":0},{"$f":"IF(AND($D12=\"Lamp\",CycleBulkTask13<>0, OR($F12=AM$9,AM$9=\"All\")),1/CycleBulkTask13,0)","v":0},{"$f":"IF(AND($D12=\"Lamp\", OR($F12=AO$9, AO$9=\"All\")),INDIRECT(\"PriceBulkTask14\" & \"FY18\"),0)","v":0},{"$f":"IF(AND($D12=\"Lamp\",CycleBulkTask14<>0, OR($F12=AO$9,AO$9=\"All\")),1/CycleBulkTask14,0)","v":0},{"$f":"O12*P12+Q12*R12+S12*T12+U12*V12+W12*X12+Y12*Z12+AA12*AB12+AC12*AD12+AE12*AF12+AG12*AH12+AI12*AJ12+AK12*AL12+AM12*AN12+AO12*AP12","v":0},null,{"$f":"IF($D12=\"Lamp\",$G12*INDIRECT(\"Price\" & $B12 & \"FY18\"),0)","v":0},{"$f":"MAX(P12,R12)","v":0},{"$f":"IF($D12=\"Lamp\",INDIRECT(\"PriceVisor\" & \"FY18\"),0)","v":0},{"$f":"MAX(T12,V12)","v":0},{"$f":"IF($D12=\"Lamp\",INDIRECT(\"PricePECell\" & \"FY18\"),0)","v":0},{"$f":"X12","v":0},{"$f":"IF($D12=\"Lamp\",INDIRECT(\"PriceMisc\" & \"FY18\"),0)","v":0},{"$f":"INDIRECT($E12)*$V12 +(1-INDIRECT($E12))*$T12","v":0},{"$f":"AS12*AT12+AU12*AV12+AW12*AX12+AY12*AZ12","v":0},null,{"$f":"IF($D12=$AS$9,(INDIRECT(\"PriceLabour\" & \"FY18\")*ProportionStandardHours + INDIRECT(\"PriceLabourOvertime\" & \"FY18\")*ProportionOvertimeHours)*(1+RateOnCostAnnual),0)","v":0},{"$f":"BO12","v":0},{"$f":"IF($D12=\"Lamp\",(NumberOfCrew+INDIRECT($E12)*TrafficController)*(TimeToReplaceLamp),0)","v":0},{"$f":"IF($D12=$AS$9,(INDIRECT(\"PriceLabour\" & \"FY18\")*ProportionStandardHours + INDIRECT(\"PriceLabourOvertime\" & \"FY18\")*ProportionOvertimeHours)*(1+RateOnCostAnnual),0)","v":0},{"$f":"BQ12","v":0},{"$f":"IF($D12=\"Lamp\",(NumberOfCrew+INDIRECT($E12)*TrafficController)*(TimeForPECellReplace),0)","v":0},{"$f":"IF($D12=$AS$9,(INDIRECT(\"PriceLabour\" & \"FY18\")*ProportionStandardHours + INDIRECT(\"PriceLabourOvertime\" & \"FY18\")*ProportionOvertimeHours)*(1+RateOnCostAnnual),0)","v":0},{"$f":"BS12","v":0},{"$f":"IF($D12=\"Lamp\",(NumberOfCrew+INDIRECT($E12)*TrafficController)*(TimeForOtherSpot),0)","v":0},{"$f":"BC12*BD12*BE12+BF12*BG12*BH12+BI12*BJ12*BK12","v":0},null,{"$f":"IF($D12=\"Lamp\",INDIRECT(\"Price\" & $B12 & \"FY18\"),0)","v":0},{"$f":"IF($D12=\"Lamp\",INDIRECT(BO$10 & $B12),0)","v":0},{"$f":"IF($D12=\"Lamp\",INDIRECT(\"pRICEpecELL\" & \"FY18\"),0)","v":0},{"$f":"IF($D12=\"Lamp\",INDIRECT(\"FailurePECell\" & \"Annual\"),0)","v":0},{"$f":"IF($D12=\"Lamp\",INDIRECT(\"PriceMisc\" & \"FY18\"),0)","v":0},{"$f":"IF($D12=\"Lamp\",INDIRECT(\"FailureMisc\" & \"Annual\"),0)","v":0},{"$f":"BN12*BO12+BP12*BQ12+BR12*BS12","v":0},null,{"$f":"IF(AND($D12=\"Lamp\"),INDIRECT(\"PriceEWP\"&\"FY18\"),0)","v":0},{"$f":"BD12*BE12+BG12*BH12+BJ12*BK12","v":0},{"$f":"BV12*BW12","v":0},null,{"$f":"IF($D12=\"Connection\",VLOOKUP(C12,'Input - General'!$F$62:$N$79,8,FALSE),0)","v":0},null,{"$f":"RateOverhead","v":0.1801212933606588},{"$f":"BX12+BL12+BT12+BA12+AQ12+BZ12","v":0},{"$f":"CC12*CB12","v":0},null,{"$f":"CorporateOverheads","v":8.6527813038891108E-2},{"$f":"AQ12+BA12+BL12+BT12+BX12+BZ12+CD12","v":0},{"$f":"CG12*CF12","v":0}]
[null,{"$f":"'Input - Inventory'!B10","v":2},{"$f":"'Input - Inventory'!C10","v":"0.5 (P09)"},{"$f":"'Input - Inventory'!D10","v":"Bracket"},{"$f":"'Input - Inventory'!E10","v":"NonTraffic"},{"$f":"'Input - Inventory'!F10","v":"n/a"},{"$f":"'Input - Inventory'!G10","v":0},null,{"$f":"CONCATENATE(D13,\" - \",C13)","v":"Bracket - 0.5 (P09)"},null,{"$f":"AQ13+BA13+BL13+BT13+BX13+BZ13+CD13+CH13","v":0},{"$f":"INDIRECT(L$10&$B13&\"FY18\")","v":1150},0,null,{"$f":"IF(AND($D13=\"Lamp\", OR($F13=O$9, O$9=\"All\")),INDIRECT(\"PriceBulkTask1\" & \"FY18\"),0)","v":0},0,{"$f":"IF(AND($D13=\"Lamp\", OR($F13=Q$9, Q$9=\"All\")),INDIRECT(\"PriceBulkTask2\" & \"FY18\"),0)","v":0},0,{"$f":"IF(AND($D13=\"Lamp\", OR($F13=S$9, S$9=\"All\")),INDIRECT(\"PriceBulkTask3\" & \"FY18\"),0)","v":0},0,{"$f":"IF(AND($D13=\"Lamp\", OR($F13=U$9, U$9=\"All\")),INDIRECT(\"PriceBulkTask4\" & \"FY18\"),0)","v":0},0,{"$f":"IF(AND($D13=\"Lamp\", OR($F13=W$9, W$9=\"All\")),INDIRECT(\"PriceBulkTask5\" & \"FY18\"),0)","v":0},0,{"$f":"IF(AND($D13=\"Lamp\", OR($F13=Y$9, Y$9=\"All\")),INDIRECT(\"PriceBulkTask6\" & \"FY18\"),0)","v":0},0,{"$f":"IF(AND($D13=\"Lamp\", OR($F13=AA$9, AA$9=\"All\")),INDIRECT(\"PriceBulkTask7\" & \"FY18\"),0)","v":0},0,{"$f":"IF(AND($D13=\"Lamp\", OR($F13=AC$9, AC$9=\"All\")),INDIRECT(\"PriceBulkTask8\" & \"FY18\"),0)","v":0},0,{"$f":"IF(AND($D13=\"Lamp\", OR($F13=AE$9, AE$9=\"All\")),INDIRECT(\"PriceBulkTask9\" & \"FY18\"),0)","v":0},0,{"$f":"IF(AND($D13=\"Lamp\", OR($F13=AG$9, AG$9=\"All\")),INDIRECT(\"PriceBulkTask10\" & \"FY18\"),0)","v":0},0,{"$f":"IF(AND($D13=\"Lamp\", OR($F13=AI$9, AI$9=\"All\")),INDIRECT(\"PriceBulkTask11\" & \"FY18\"),0)","v":0},0,{"$f":"IF(AND($D13=\"Lamp\", OR($F13=AK$9, AK$9=\"All\")),INDIRECT(\"PriceBulkTask12\" & \"FY18\"),0)","v":0},0,{"$f":"IF(AND($D13=\"Lamp\", OR($F13=AM$9, AM$9=\"All\")),INDIRECT(\"PriceBulkTask13\" & \"FY18\"),0)","v":0},0,{"$f":"IF(AND($D13=\"Lamp\", OR($F13=AO$9, AO$9=\"All\")),INDIRECT(\"PriceBulkTask14\" & \"FY18\"),0)","v":0},0,0,null,{"$f":"IF($D13=\"Lamp\",$G13*INDIRECT(\"Price\" & $B13 & \"FY18\"),0)","v":0},0,{"$f":"IF($D13=\"Lamp\",INDIRECT(\"PriceVisor\" & \"FY18\"),0)","v":0},0,{"$f":"IF($D13=\"Lamp\",INDIRECT(\"PricePECell\" & \"FY18\"),0)","v":0},0,{"$f":"IF($D13=\"Lamp\",INDIRECT(\"PriceMisc\" & \"FY18\"),0)","v":0},0,0,null,0,0,0,0,0,0,0,0,0,0,null,{"$f":"IF($D13=\"Lamp\",INDIRECT(\"Price\" & $B13 & \"FY18\"),0)","v":0},0,{"$f":"IF($D13=\"Lamp\",INDIRECT(\"pRICEpecELL\" & \"FY18\"),0)","v":0},0,{"$f":"IF($D13=\"Lamp\",INDIRECT(\"PriceMisc\" & \"FY18\"),0)","v":0},0,0,null,{"$f":"IF(AND($D13=\"Lamp\"),INDIRECT(\"PriceEWP\"&\"FY18\"),0)","v":0},0,0,null,{"$f":"IF($D13=\"Connection\",VLOOKUP(C13,'Input - General'!$F$62:$N$79,8,FALSE),0)","v":0},null,0.1801212933606588,0,0,null,8.6527813038891108E-2,{"$f":"AQ13+BA13+BL13+BT13+BX13+BZ13+CD13","v":0},0]
[null,{"$f":"'Input - Inventory'!B11","v":3},{"$f":"'Input - Inventory'!C11","v":"0.6"},{"$f":"'Input - Inventory'!D11","v":"Bracket"},{"$f":"'Input - Inventory'!E11","v":"NonTraffic"},{"$f":"'Input - Inventory'!F11","v":"n/a"},{"$f":"'Input - Inventory'!G11","v":0},null,"Bracket - 0.6",null,0,149,0,null,0,0,0,0,0,0,0,0,0,0,0,0,0,0,0,0,0,0,0,0,0,0,0,0,0,0,0,0,0,null,0,0,0,0,0,0,0,0,0,null,0,0,0,0,0,0,0,0,0,0,null,0,0,0,0,0,0,0,null,0,0,0,null,{"$f":"IF($D14=\"Connection\",VLOOKUP(C14,'Input - General'!$F$62:$N$79,8,FALSE),0)","v":0},null,0.1801212933606588,0,0,null,8.6527813038891108E-2,0,0]
[null,{"$f":"'Input - Inventory'!B12","v":4},{"$f":"'Input - Inventory'!C12","v":"1.0"},{"$f":"'Input - Inventory'!D12","v":"Bracket"},{"$f":"'Input - Inventory'!E12","v":"NonTraffic"},{"$f":"'Input - Inventory'!F12","v":"n/a"},{"$f":"'Input - Inventory'!G12","v":0},null,"Bracket - 1.0",null,0,8607,0,null,0,0,0,0,0,0,0,0,0,0,0,0,0,0,0,0,0,0,0,0,0,0,0,0,0,0,0,0,0,null,0,0,0,0,0,0,0,0,0,null,0,0,0,0,0,0,0,0,0,0,null,0,0,0,0,0,0,0,null,0,0,0,null,{"$f":"IF($D15=\"Connection\",VLOOKUP(C15,'Input - General'!$F$62:$N$79,8,FALSE),0)","v":0},null,0.1801212933606588,0,0,null,8.6527813038891108E-2,0,0]
[null,{"$f":"'Input - Inventory'!B13","v":5},{"$f":"'Input - Inventory'!C13","v":"1.2"},{"$f":"'Input - Inventory'!D13","v":"Bracket"},{"$f":"'Input - Inventory'!E13","v":"NonTraffic"},{"$f":"'Input - Inventory'!F13","v":"n/a"},{"$f":"'Input - Inventory'!G13","v":0},null,"Bracket - 1.2",null,0,24937,0,null,0,0,0,0,0,0,0,0,0,0,0,0,0,0,0,0,0,0,0,0,0,0,0,0,0,0,0,0,0,null,0,0,0,0,0,0,0,0,0,null,0,0,0,0,0,0,0,0,0,0,null,0,0,0,0,0,0,0,null,0,0,0,null,{"$f":"IF($D16=\"Connection\",VLOOKUP(C16,'Input - General'!$F$62:$N$79,8,FALSE),0)","v":0},null,0.1801212933606588,0,0,null,8.6527813038891108E-2,0,0]
[null,{"$f":"'Input - Inventory'!B14","v":6},{"$f":"'Input - Inventory'!C14","v":"1.2 (P09)"},{"$f":"'Input - Inventory'!D14","v":"Bracket"},{"$f":"'Input - Inventory'!E14","v":"NonTraffic"},{"$f":"'Input - Inventory'!F14","v":"n/a"},{"$f":"'Input - Inventory'!G14","v":0},null,"Bracket - 1.2 (P09)",null,0,696,0,null,0,0,0,0,0,0,0,0,0,0,0,0,0,0,0,0,0,0,0,0,0,0,0,0,0,0,0,0,0,null,0,0,0,0,0,0,0,0,0,null,0,0,0,0,0,0,0,0,0,0,null,0,0,0,0,0,0,0,null,0,0,0,null,{"$f":"IF($D17=\"Connection\",VLOOKUP(C17,'Input - General'!$F$62:$N$79,8,FALSE),0)","v":0},null,0.1801212933606588,0,0,null,8.6527813038891108E-2,0,0]
[null,{"$f":"'Input - Inventory'!B15","v":7},{"$f":"'Input - Inventory'!C15","v":"1.5"},{"$f":"'Input - Inventory'!D15","v":"Bracket"},{"$f":"'Input - Inventory'!E15","v":"NonTraffic"},{"$f":"'Input - Inventory'!F15","v":"n/a"},{"$f":"'Input - Inventory'!G15","v":0},null,"Bracket - 1.5",null,0,3808,0,null,0,0,0,0,0,0,0,0,0,0,0,0,0,0,0,0,0,0,0,0,0,0,0,0,0,0,0,0,0,null,0,0,0,0,0,0,0,0,0,null,0,0,0,0,0,0,0,0,0,0,null,0,0,0,0,0,0,0,null,0,0,0,null,{"$f":"IF($D18=\"Connection\",VLOOKUP(C18,'Input - General'!$F$62:$N$79,8,FALSE),0)","v":0},null,0.1801212933606588,0,0,null,8.6527813038891108E-2,0,0]
[null,{"$f":"'Input - Inventory'!B16","v":8},{"$f":"'Input - Inventory'!C16","v":"2.0"},{"$f":"'Input - Inventory'!D16","v":"Bracket"},{"$f":"'Input - Inventory'!E16","v":"NonTraffic"},{"$f":"'Input - Inventory'!F16","v":"n/a"},{"$f":"'Input - Inventory'!G16","v":0},null,"Bracket - 2.0",null,0,70865,0,null,0,0,0,0,0,0,0,0,0,0,0,0,0,0,0,0,0,0,0,0,0,0,0,0,0,0,0,0,0,null,0,0,0,0,0,0,0,0,0,null,0,0,0,0,0,0,0,0,0,0,null,0,0,0,0,0,0,0,null,0,0,0,null,{"$f":"IF($D19=\"Connection\",VLOOKUP(C19,'Input - General'!$F$62:$N$79,8,FALSE),0)","v":0},null,0.1801212933606588,0,0,null,8.6527813038891108E-2,0,0]
[null,{"$f":"'Input - Inventory'!B17","v":9},{"$f":"'Input - Inventory'!C17","v":"2.0 (P09)"},{"$f":"'Input - Inventory'!D17","v":"Bracket"},{"$f":"'Input - Inventory'!E17","v":"NonTraffic"},{"$f":"'Input - Inventory'!F17","v":"n/a"},{"$f":"'Input - Inventory'!G17","v":0},null,"Bracket - 2.0 (P09)",null,0,17415.5,0,null,0,0,0,0,0,0,0,0,0,0,0,0,0,0,0,0,0,0,0,0,0,0,0,0,0,0,0,0,0,null,0,0,0,0,0,0,0,0,0,null,0,0,0,0,0,0,0,0,0,0,null,0,0,0,0,0,0,0,null,0,0,0,null,{"$f":"IF($D20=\"Connection\",VLOOKUP(C20,'Input - General'!$F$62:$N$79,8,FALSE),0)","v":0},null,0.1801212933606588,0,0,null,8.6527813038891108E-2,0,0]
[null,{"$f":"'Input - Inventory'!B18","v":10},{"$f":"'Input - Inventory'!C18","v":"2.5"},{"$f":"'Input - Inventory'!D18","v":"Bracket"},{"$f":"'Input - Inventory'!E18","v":"Traffic"},{"$f":"'Input - Inventory'!F18","v":"n/a"},{"$f":"'Input - Inventory'!G18","v":0},null,"Bracket - 2.5",null,0,518,0,null,0,0,0,0,0,0,0,0,0,0,0,0,0,0,0,0,0,0,0,0,0,0,0,0,0,0,0,0,0,null,0,0,0,0,0,0,0,0,0,null,0,0,0,0,0,0,0,0,0,0,null,0,0,0,0,0,0,0,null,0,0,0,null,{"$f":"IF($D21=\"Connection\",VLOOKUP(C21,'Input - General'!$F$62:$N$79,8,FALSE),0)","v":0},null,0.1801212933606588,0,0,null,8.6527813038891108E-2,0,0]
[null,{"$f":"'Input - Inventory'!B19","v":11},{"$f":"'Input - Inventory'!C19","v":"3.0"},{"$f":"'Input - Inventory'!D19","v":"Bracket"},{"$f":"'Input - Inventory'!E19","v":"Traffic"},{"$f":"'Input - Inventory'!F19","v":"n/a"},{"$f":"'Input - Inventory'!G19","v":0},null,"Bracket - 3.0",null,0,5928,0,null,0,0,0,0,0,0,0,0,0,0,0,0,0,0,0,0,0,0,0,0,0,0,0,0,0,0,0,0,0,null,0,0,0,0,0,0,0,0,0,null,0,0,0,0,0,0,0,0,0,0,null,0,0,0,0,0,0,0,null,0,0,0,null,{"$f":"IF($D22=\"Connection\",VLOOKUP(C22,'Input - General'!$F$62:$N$79,8,FALSE),0)","v":0},null,0.1801212933606588,0,0,null,8.6527813038891108E-2,0,0]
[null,{"$f":"'Input - Inventory'!B20","v":12},{"$f":"'Input - Inventory'!C20","v":"3.0 (P09)"},{"$f":"'Input - Inventory'!D20","v":"Bracket"},{"$f":"'Input - Inventory'!E20","v":"Traffic"},{"$f":"'Input - Inventory'!F20","v":"n/a"},{"$f":"'Input - Inventory'!G20","v":0},null,"Bracket - 3.0 (P09)",null,0,603,0,null,0,0,0,0,0,0,0,0,0,0,0,0,0,0,0,0,0,0,0,0,0,0,0,0,0,0,0,0,0,null,0,0,0,0,0,0,0,0,0,null,0,0,0,0,0,0,0,0,0,0,null,0,0,0,0,0,0,0,null,0,0,0,null,{"$f":"IF($D23=\"Connection\",VLOOKUP(C23,'Input - General'!$F$62:$N$79,8,FALSE),0)","v":0},null,0.1801212933606588,0,0,null,8.6527813038891108E-2,0,0]
[null,{"$f":"'Input - Inventory'!B21","v":13},{"$f":"'Input - Inventory'!C21","v":"3.5"},{"$f":"'Input - Inventory'!D21","v":"Bracket"},{"$f":"'Input - Inventory'!E21","v":"Traffic"},{"$f":"'Input - Inventory'!F21","v":"n/a"},{"$f":"'Input - Inventory'!G21","v":0},null,"Bracket - 3.5",null,0,7196,0,null,0,0,0,0,0,0,0,0,0,0,0,0,0,0,0,0,0,0,0,0,0,0,0,0,0,0,0,0,0,null,0,0,0,0,0,0,0,0,0,null,0,0,0,0,0,0,0,0,0,0,null,0,0,0,0,0,0,0,null,0,0,0,null,{"$f":"IF($D24=\"Connection\",VLOOKUP(C24,'Input - General'!$F$62:$N$79,8,FALSE),0)","v":0},null,0.1801212933606588,0,0,null,8.6527813038891108E-2,0,0]
[null,{"$f":"'Input - Inventory'!B22","v":14},{"$f":"'Input - Inventory'!C22","v":"3.5 (P09)"},{"$f":"'Input - Inventory'!D22","v":"Bracket"},{"$f":"'Input - Inventory'!E22","v":"Traffic"},{"$f":"'Input - Inventory'!F22","v":"n/a"},{"$f":"'Input - Inventory'!G22","v":0},null,"Bracket - 3.5 (P09)",null,0,787,0,null,0,0,0,0,0,0,0,0,0,0,0,0,0,0,0,0,0,0,0,0,0,0,0,0,0,0,0,0,0,null,0,0,0,0,0,0,0,0,0,null,0,0,0,0,0,0,0,0,0,0,null,0,0,0,0,0,0,0,null,0,0,0,null,{"$f":"IF($D25=\"Connection\",VLOOKUP(C25,'Input - General'!$F$62:$N$79,8,FALSE),0)","v":0},null,0.1801212933606588,0,0,null,8.6527813038891108E-2,0,0]
[null,{"$f":"'Input - Inventory'!B23","v":15},{"$f":"'Input - Inventory'!C23","v":"4.0"},{"$f":"'Input - Inventory'!D23","v":"Bracket"},{"$f":"'Input - Inventory'!E23","v":"Traffic"},{"$f":"'Input - Inventory'!F23","v":"n/a"},{"$f":"'Input - Inventory'!G23","v":0},null,"Bracket - 4.0",null,0,983,0,null,0,0,0,0,0,0,0,0,0,0,0,0,0,0,0,0,0,0,0,0,0,0,0,0,0,0,0,0,0,null,0,0,0,0,0,0,0,0,0,null,0,0,0,0,0,0,0,0,0,0,null,0,0,0,0,0,0,0,null,0,0,0,null,{"$f":"IF($D26=\"Connection\",VLOOKUP(C26,'Input - General'!$F$62:$N$79,8,FALSE),0)","v":0},null,0.1801212933606588,0,0,null,8.6527813038891108E-2,0,0]
[null,{"$f":"'Input - Inventory'!B24","v":16},{"$f":"'Input - Inventory'!C24","v":"4.0 (P09)"},{"$f":"'Input - Inventory'!D24","v":"Bracket"},{"$f":"'Input - Inventory'!E24","v":"Traffic"},{"$f":"'Input - Inventory'!F24","v":"n/a"},{"$f":"'Input - Inventory'!G24","v":0},null,"Bracket - 4.0 (P09)",null,0,466,0,null,0,0,0,0,0,0,0,0,0,0,0,0,0,0,0,0,0,0,0,0,0,0,0,0,0,0,0,0,0,null,0,0,0,0,0,0,0,0,0,null,0,0,0,0,0,0,0,0,0,0,null,0,0,0,0,0,0,0,null,0,0,0,null,{"$f":"IF($D27=\"Connection\",VLOOKUP(C27,'Input - General'!$F$62:$N$79,8,FALSE),0)","v":0},null,0.1801212933606588,0,0,null,8.6527813038891108E-2,0,0]
[null,{"$f":"'Input - Inventory'!B25","v":17},{"$f":"'Input - Inventory'!C25","v":"4.5"},{"$f":"'Input - Inventory'!D25","v":"Bracket"},{"$f":"'Input - Inventory'!E25","v":"Traffic"},{"$f":"'Input - Inventory'!F25","v":"n/a"},{"$f":"'Input - Inventory'!G25","v":0},null,"Bracket - 4.5",null,0,3037,0,null,0,0,0,0,0,0,0,0,0,0,0,0,0,0,0,0,0,0,0,0,0,0,0,0,0,0,0,0,0,null,0,0,0,0,0,0,0,0,0,null,0,0,0,0,0,0,0,0,0,0,null,0,0,0,0,0,0,0,null,0,0,0,null,{"$f":"IF($D28=\"Connection\",VLOOKUP(C28,'Input - General'!$F$62:$N$79,8,FALSE),0)","v":0},null,0.1801212933606588,0,0,null,8.6527813038891108E-2,0,0]
[null,{"$f":"'Input - Inventory'!B26","v":18},{"$f":"'Input - Inventory'!C26","v":"5.0"},{"$f":"'Input - Inventory'!D26","v":"Bracket"},{"$f":"'Input - Inventory'!E26","v":"Traffic"},{"$f":"'Input - Inventory'!F26","v":"n/a"},{"$f":"'Input - Inventory'!G26","v":0},null,"Bracket - 5.0",null,0,423,0,null,0,0,0,0,0,0,0,0,0,0,0,0,0,0,0,0,0,0,0,0,0,0,0,0,0,0,0,0,0,null,0,0,0,0,0,0,0,0,0,null,0,0,0,0,0,0,0,0,0,0,null,0,0,0,0,0,0,0,null,0,0,0,null,{"$f":"IF($D29=\"Connection\",VLOOKUP(C29,'Input - General'!$F$62:$N$79,8,FALSE),0)","v":0},null,0.1801212933606588,0,0,null,8.6527813038891108E-2,0,0]
[null,{"$f":"'Input - Inventory'!B27","v":19},{"$f":"'Input - Inventory'!C27","v":"6.0"},{"$f":"'Input - Inventory'!D27","v":"Bracket"},{"$f":"'Input - Inventory'!E27","v":"Traffic"},{"$f":"'Input - Inventory'!F27","v":"n/a"},{"$f":"'Input - Inventory'!G27","v":0},null,"Bracket - 6.0",null,0,1100.5,0,null,0,0,0,0,0,0,0,0,0,0,0,0,0,0,0,0,0,0,0,0,0,0,0,0,0,0,0,0,0,null,0,0,0,0,0,0,0,0,0,null,0,0,0,0,0,0,0,0,0,0,null,0,0,0,0,0,0,0,null,0,0,0,null,{"$f":"IF($D30=\"Connection\",VLOOKUP(C30,'Input - General'!$F$62:$N$79,8,FALSE),0)","v":0},null,0.1801212933606588,0,0,null,8.6527813038891108E-2,0,0]
[null,{"$f":"'Input - Inventory'!B28","v":20},{"$f":"'Input - Inventory'!C28","v":"6.5"},{"$f":"'Input - Inventory'!D28","v":"Bracket"},{"$f":"'Input - Inventory'!E28","v":"Traffic"},{"$f":"'Input - Inventory'!F28","v":"n/a"},{"$f":"'Input - Inventory'!G28","v":0},null,"Bracket - 6.5",null,0,60,0,null,0,0,0,0,0,0,0,0,0,0,0,0,0,0,0,0,0,0,0,0,0,0,0,0,0,0,0,0,0,null,0,0,0,0,0,0,0,0,0,null,0,0,0,0,0,0,0,0,0,0,null,0,0,0,0,0,0,0,null,0,0,0,null,{"$f":"IF($D31=\"Connection\",VLOOKUP(C31,'Input - General'!$F$62:$N$79,8,FALSE),0)","v":0},null,0.1801212933606588,0,0,null,8.6527813038891108E-2,0,0]
[null,{"$f":"'Input - Inventory'!B29","v":21},{"$f":"'Input - Inventory'!C29","v":"7.0"},{"$f":"'Input - Inventory'!D29","v":"Bracket"},{"$f":"'Input - Inventory'!E29","v":"Traffic"},{"$f":"'Input - Inventory'!F29","v":"n/a"},{"$f":"'Input - Inventory'!G29","v":0},null,"Bracket - 7.0",null,0,80,0,null,0,0,0,0,0,0,0,0,0,0,0,0,0,0,0,0,0,0,0,0,0,0,0,0,0,0,0,0,0,null,0,0,0,0,0,0,0,0,0,null,0,0,0,0,0,0,0,0,0,0,null,0,0,0,0,0,0,0,null,0,0,0,null,{"$f":"IF($D32=\"Connection\",VLOOKUP(C32,'Input - General'!$F$62:$N$79,8,FALSE),0)","v":0},null,0.1801212933606588,0,0,null,8.6527813038891108E-2,0,0]
[null,{"$f":"'Input - Inventory'!B30","v":22},{"$f":"'Input - Inventory'!C30","v":"8.0"},{"$f":"'Input - Inventory'!D30","v":"Bracket"},{"$f":"'Input - Inventory'!E30","v":"Traffic"},{"$f":"'Input - Inventory'!F30","v":"n/a"},{"$f":"'Input - Inventory'!G30","v":0},null,"Bracket - 8.0",null,0,27,0,null,0,0,0,0,0,0,0,0,0,0,0,0,0,0,0,0,0,0,0,0,0,0,0,0,0,0,0,0,0,null,0,0,0,0,0,0,0,0,0,null,0,0,0,0,0,0,0,0,0,0,null,0,0,0,0,0,0,0,null,0,0,0,null,{"$f":"IF($D33=\"Connection\",VLOOKUP(C33,'Input - General'!$F$62:$N$79,8,FALSE),0)","v":0},null,0.1801212933606588,0,0,null,8.6527813038891108E-2,0,0]
[null,{"$f":"'Input - Inventory'!B31","v":23},{"$f":"'Input - Inventory'!C31","v":"C4"},{"$f":"'Input - Inventory'!D31","v":"Bracket"},{"$f":"'Input - Inventory'!E31","v":"Traffic"},{"$f":"'Input - Inventory'!F31","v":"n/a"},{"$f":"'Input - Inventory'!G31","v":0},null,"Bracket - C4",null,0,87,0,null,0,0,0,0,0,0,0,0,0,0,0,0,0,0,0,0,0,0,0,0,0,0,0,0,0,0,0,0,0,null,0,0,0,0,0,0,0,0,0,null,0,0,0,0,0,0,0,0,0,0,null,0,0,0,0,0,0,0,null,0,0,0,null,{"$f":"IF($D34=\"Connection\",VLOOKUP(C34,'Input - General'!$F$62:$N$79,8,FALSE),0)","v":0},null,0.1801212933606588,0,0,null,8.6527813038891108E-2,0,0]
[null,{"$f":"'Input - Inventory'!B32","v":24},{"$f":"'Input - Inventory'!C32","v":"NIL"},{"$f":"'Input - Inventory'!D32","v":"Bracket"},{"$f":"'Input - Inventory'!E32","v":"NonTraffic"},{"$f":"'Input - Inventory'!F32","v":"n/a"},{"$f":"'Input - Inventory'!G32","v":0},null,"Bracket - NIL",null,0,12976,0,null,0,0,0,0,0,0,0,0,0,0,0,0,0,0,0,0,0,0,0,0,0,0,0,0,0,0,0,0,0,null,0,0,0,0,0,0,0,0,0,null,0,0,0,0,0,0,0,0,0,0,null,0,0,0,0,0,0,0,null,0,0,0,null,{"$f":"IF($D35=\"Connection\",VLOOKUP(C35,'Input - General'!$F$62:$N$79,8,FALSE),0)","v":0},null,0.1801212933606588,0,0,null,8.6527813038891108E-2,0,0]
[null,{"$f":"'Input - Inventory'!B33","v":25},{"$f":"'Input - Inventory'!C33","v":"PRIVATE"},{"$f":"'Input - Inventory'!D33","v":"Bracket"},{"$f":"'Input - Inventory'!E33","v":"NonTraffic"},{"$f":"'Input - Inventory'!F33","v":"n/a"},{"$f":"'Input - Inventory'!G33","v":0},null,"Bracket - PRIVATE",null,0,113,0,null,0,0,0,0,0,0,0,0,0,0,0,0,0,0,0,0,0,0,0,0,0,0,0,0,0,0,0,0,0,null,0,0,0,0,0,0,0,0,0,null,0,0,0,0,0,0,0,0,0,0,null,0,0,0,0,0,0,0,null,0,0,0,null,{"$f":"IF($D36=\"Connection\",VLOOKUP(C36,'Input - General'!$F$62:$N$79,8,FALSE),0)","v":0},null,0.1801212933606588,0,0,null,8.6527813038891108E-2,0,0]
[null,{"$f":"'Input - Inventory'!B34","v":26},{"$f":"'Input - Inventory'!C34","v":"SMARTPOLE DOUBLE"},{"$f":"'Input - Inventory'!D34","v":"Bracket"},{"$f":"'Input - Inventory'!E34","v":"NonTraffic"},{"$f":"'Input - Inventory'!F34","v":"n/a"},{"$f":"'Input - Inventory'!G34","v":0},null,"Bracket - SMARTPOLE DOUBLE",null,0,0,0,null,0,0,0,0,0,0,0,0,0,0,0,0,0,0,0,0,0,0,0,0,0,0,0,0,0,0,0,0,0,null,0,0,0,0,0,0,0,0,0,null,0,0,0,0,0,0,0,0,0,0,null,0,0,0,0,0,0,0,null,0,0,0,null,{"$f":"IF($D37=\"Connection\",VLOOKUP(C37,'Input - General'!$F$62:$N$79,8,FALSE),0)","v":0},null,0.1801212933606588,0,0,null,8.6527813038891108E-2,0,0]
[null,{"$f":"'Input - Inventory'!B35","v":27},{"$f":"'Input - Inventory'!C35","v":"SMARTPOLE SINGLE LONG"},{"$f":"'Input - Inventory'!D35","v":"Bracket"},{"$f":"'Input - Inventory'!E35","v":"NonTraffic"},{"$f":"'Input - Inventory'!F35","v":"n/a"},{"$f":"'Input - Inventory'!G35","v":0},null,"Bracket - SMARTPOLE SINGLE LONG",null,0,0,0,null,0,0,0,0,0,0,0,0,0,0,0,0,0,0,0,0,0,0,0,0,0,0,0,0,0,0,0,0,0,null,0,0,0,0,0,0,0,0,0,null,0,0,0,0,0,0,0,0,0,0,null,0,0,0,0,0,0,0,null,0,0,0,null,{"$f":"IF($D38=\"Connection\",VLOOKUP(C38,'Input - General'!$F$62:$N$79,8,FALSE),0)","v":0},null,0.1801212933606588,0,0,null,8.6527813038891108E-2,0,0]
[null,{"$f":"'Input - Inventory'!B36","v":28},{"$f":"'Input - Inventory'!C36","v":"SMARTPOLE SINGLE SHORT"},{"$f":"'Input - Inventory'!D36","v":"Bracket"},{"$f":"'Input - Inventory'!E36","v":"NonTraffic"},{"$f":"'Input - Inventory'!F36","v":"n/a"},{"$f":"'Input - Inventory'!G36","v":0},null,"Bracket - SMARTPOLE SINGLE SHORT",null,0,1,0,null,0,0,0,0,0,0,0,0,0,0,0,0,0,0,0,0,0,0,0,0,0,0,0,0,0,0,0,0,0,null,0,0,0,0,0,0,0,0,0,null,0,0,0,0,0,0,0,0,0,0,null,0,0,0,0,0,0,0,null,0,0,0,null,{"$f":"IF($D39=\"Connection\",VLOOKUP(C39,'Input - General'!$F$62:$N$79,8,FALSE),0)","v":0},null,0.1801212933606588,0,0,null,8.6527813038891108E-2,0,0]
[null,{"$f":"'Input - Inventory'!B37","v":29},{"$f":"'Input - Inventory'!C37","v":"SUSPENDED"},{"$f":"'Input - Inventory'!D37","v":"Bracket"},{"$f":"'Input - Inventory'!E37","v":"NonTraffic"},{"$f":"'Input - Inventory'!F37","v":"n/a"},{"$f":"'Input - Inventory'!G37","v":0},null,"Bracket - SUSPENDED",null,0,153,0,null,0,0,0,0,0,0,0,0,0,0,0,0,0,0,0,0,0,0,0,0,0,0,0,0,0,0,0,0,0,null,0,0,0,0,0,0,0,0,0,null,0,0,0,0,0,0,0,0,0,0,null,0,0,0,0,0,0,0,null,0,0,0,null,{"$f":"IF($D40=\"Connection\",VLOOKUP(C40,'Input - General'!$F$62:$N$79,8,FALSE),0)","v":0},null,0.1801212933606588,0,0,null,8.6527813038891108E-2,0,0]
[null,{"$f":"'Input - Inventory'!B38","v":30},{"$f":"'Input - Inventory'!C38","v":"T1"},{"$f":"'Input - Inventory'!D38","v":"Bracket"},{"$f":"'Input - Inventory'!E38","v":"NonTraffic"},{"$f":"'Input - Inventory'!F38","v":"n/a"},{"$f":"'Input - Inventory'!G38","v":0},null,"Bracket - T1",null,0,19762,0,null,0,0,0,0,0,0,0,0,0,0,0,0,0,0,0,0,0,0,0,0,0,0,0,0,0,0,0,0,0,null,0,0,0,0,0,0,0,0,0,null,0,0,0,0,0,0,0,0,0,0,null,0,0,0,0,0,0,0,null,0,0,0,null,{"$f":"IF($D41=\"Connection\",VLOOKUP(C41,'Input - General'!$F$62:$N$79,8,FALSE),0)","v":0},null,0.1801212933606588,0,0,null,8.6527813038891108E-2,0,0]
[null,{"$f":"'Input - Inventory'!B39","v":31},{"$f":"'Input - Inventory'!C39","v":"T1 (P09)"},{"$f":"'Input - Inventory'!D39","v":"Bracket"},{"$f":"'Input - Inventory'!E39","v":"NonTraffic"},{"$f":"'Input - Inventory'!F39","v":"n/a"},{"$f":"'Input - Inventory'!G39","v":0},null,"Bracket - T1 (P09)",null,0,1335,0,null,0,0,0,0,0,0,0,0,0,0,0,0,0,0,0,0,0,0,0,0,0,0,0,0,0,0,0,0,0,null,0,0,0,0,0,0,0,0,0,null,0,0,0,0,0,0,0,0,0,0,null,0,0,0,0,0,0,0,null,0,0,0,null,{"$f":"IF($D42=\"Connection\",VLOOKUP(C42,'Input - General'!$F$62:$N$79,8,FALSE),0)","v":0},null,0.1801212933606588,0,0,null,8.6527813038891108E-2,0,0]
[null,{"$f":"'Input - Inventory'!B40","v":32},{"$f":"'Input - Inventory'!C40","v":"T2"},{"$f":"'Input - Inventory'!D40","v":"Bracket"},{"$f":"'Input - Inventory'!E40","v":"Traffic"},{"$f":"'Input - Inventory'!F40","v":"n/a"},{"$f":"'Input - Inventory'!G40","v":0},null,"Bracket - T2",null,0,9830.5,0,null,0,0,0,0,0,0,0,0,0,0,0,0,0,0,0,0,0,0,0,0,0,0,0,0,0,0,0,0,0,null,0,0,0,0,0,0,0,0,0,null,0,0,0,0,0,0,0,0,0,0,null,0,0,0,0,0,0,0,null,0,0,0,null,{"$f":"IF($D43=\"Connection\",VLOOKUP(C43,'Input - General'!$F$62:$N$79,8,FALSE),0)","v":0},null,0.1801212933606588,0,0,null,8.6527813038891108E-2,0,0]
[null,{"$f":"'Input - Inventory'!B41","v":33},{"$f":"'Input - Inventory'!C41","v":"T2A"},{"$f":"'Input - Inventory'!D41","v":"Bracket"},{"$f":"'Input - Inventory'!E41","v":"Traffic"},{"$f":"'Input - Inventory'!F41","v":"n/a"},{"$f":"'Input - Inventory'!G41","v":0},null,"Bracket - T2A",null,0,1196,0,null,0,0,0,0,0,0,0,0,0,0,0,0,0,0,0,0,0,0,0,0,0,0,0,0,0,0,0,0,0,null,0,0,0,0,0,0,0,0,0,null,0,0,0,0,0,0,0,0,0,0,null,0,0,0,0,0,0,0,null,0,0,0,null,{"$f":"IF($D44=\"Connection\",VLOOKUP(C44,'Input - General'!$F$62:$N$79,8,FALSE),0)","v":0},null,0.1801212933606588,0,0,null,8.6527813038891108E-2,0,0]
[null,{"$f":"'Input - Inventory'!B42","v":34},{"$f":"'Input - Inventory'!C42","v":"T2A (P09)"},{"$f":"'Input - Inventory'!D42","v":"Bracket"},{"$f":"'Input - Inventory'!E42","v":"Traffic"},{"$f":"'Input - Inventory'!F42","v":"n/a"},{"$f":"'Input - Inventory'!G42","v":0},null,"Bracket - T2A (P09)",null,0,174,0,null,0,0,0,0,0,0,0,0,0,0,0,0,0,0,0,0,0,0,0,0,0,0,0,0,0,0,0,0,0,null,0,0,0,0,0,0,0,0,0,null,0,0,0,0,0,0,0,0,0,0,null,0,0,0,0,0,0,0,null,0,0,0,null,{"$f":"IF($D45=\"Connection\",VLOOKUP(C45,'Input - General'!$F$62:$N$79,8,FALSE),0)","v":0},null,0.1801212933606588,0,0,null,8.6527813038891108E-2,0,0]
[null,{"$f":"'Input - Inventory'!B43","v":35},{"$f":"'Input - Inventory'!C43","v":"T3"},{"$f":"'Input - Inventory'!D43","v":"Bracket"},{"$f":"'Input - Inventory'!E43","v":"Traffic"},{"$f":"'Input - Inventory'!F43","v":"n/a"},{"$f":"'Input - Inventory'!G43","v":0},null,"Bracket - T3",null,0,3628,0,null,0,0,0,0,0,0,0,0,0,0,0,0,0,0,0,0,0,0,0,0,0,0,0,0,0,0,0,0,0,null,0,0,0,0,0,0,0,0,0,null,0,0,0,0,0,0,0,0,0,0,null,0,0,0,0,0,0,0,null,0,0,0,null,{"$f":"IF($D46=\"Connection\",VLOOKUP(C46,'Input - General'!$F$62:$N$79,8,FALSE),0)","v":0},null,0.1801212933606588,0,0,null,8.6527813038891108E-2,0,0]
[null,{"$f":"'Input - Inventory'!B44","v":36},{"$f":"'Input - Inventory'!C44","v":"T3 (P09)"},{"$f":"'Input - Inventory'!D44","v":"Bracket"},{"$f":"'Input - Inventory'!E44","v":"Traffic"},{"$f":"'Input - Inventory'!F44","v":"n/a"},{"$f":"'Input - Inventory'!G44","v":0},null,"Bracket - T3 (P09)",null,0,649.5,0,null,0,0,0,0,0,0,0,0,0,0,0,0,0,0,0,0,0,0,0,0,0,0,0,0,0,0,0,0,0,null,0,0,0,0,0,0,0,0,0,null,0,0,0,0,0,0,0,0,0,0,null,0,0,0,0,0,0,0,null,0,0,0,null,{"$f":"IF($D47=\"Connection\",VLOOKUP(C47,'Input - General'!$F$62:$N$79,8,FALSE),0)","v":0},null,0.1801212933606588,0,0,null,8.6527813038891108E-2,0,0]
[null,{"$f":"'Input - Inventory'!B45","v":37},{"$f":"'Input - Inventory'!C45","v":"T3A"},{"$f":"'Input - Inventory'!D45","v":"Bracket"},{"$f":"'Input - Inventory'!E45","v":"Traffic"},{"$f":"'Input - Inventory'!F45","v":"n/a"},{"$f":"'Input - Inventory'!G45","v":0},null,"Bracket - T3A",null,0,1031,0,null,0,0,0,0,0,0,0,0,0,0,0,0,0,0,0,0,0,0,0,0,0,0,0,0,0,0,0,0,0,null,0,0,0,0,0,0,0,0,0,null,0,0,0,0,0,0,0,0,0,0,null,0,0,0,0,0,0,0,null,0,0,0,null,{"$f":"IF($D48=\"Connection\",VLOOKUP(C48,'Input - General'!$F$62:$N$79,8,FALSE),0)","v":0},null,0.1801212933606588,0,0,null,8.6527813038891108E-2,0,0]
[null,{"$f":"'Input - Inventory'!B46","v":38},{"$f":"'Input - Inventory'!C46","v":"T4"},{"$f":"'Input - Inventory'!D46","v":"Bracket"},{"$f":"'Input - Inventory'!E46","v":"Traffic"},{"$f":"'Input - Inventory'!F46","v":"n/a"},{"$f":"'Input - Inventory'!G46","v":0},null,"Bracket - T4",null,0,11045,0,null,0,0,0,0,0,0,0,0,0,0,0,0,0,0,0,0,0,0,0,0,0,0,0,0,0,0,0,0,0,null,0,0,0,0,0,0,0,0,0,null,0,0,0,0,0,0,0,0,0,0,null,0,0,0,0,0,0,0,null,0,0,0,null,{"$f":"IF($D49=\"Connection\",VLOOKUP(C49,'Input - General'!$F$62:$N$79,8,FALSE),0)","v":0},null,0.1801212933606588,0,0,null,8.6527813038891108E-2,0,0]
[null,{"$f":"'Input - Inventory'!B47","v":39},{"$f":"'Input - Inventory'!C47","v":"T4 (P09)"},{"$f":"'Input - Inventory'!D47","v":"Bracket"},{"$f":"'Input - Inventory'!E47","v":"Traffic"},{"$f":"'Input - Inventory'!F47","v":"n/a"},{"$f":"'Input - Inventory'!G47","v":0},null,"Bracket - T4 (P09)",null,0,500,0,null,0,0,0,0,0,0,0,0,0,0,0,0,0,0,0,0,0,0,0,0,0,0,0,0,0,0,0,0,0,null,0,0,0,0,0,0,0,0,0,null,0,0,0,0,0,0,0,0,0,0,null,0,0,0,0,0,0,0,null,0,0,0,null,{"$f":"IF($D50=\"Connection\",VLOOKUP(C50,'Input - General'!$F$62:$N$79,8,FALSE),0)","v":0},null,0.1801212933606588,0,0,null,8.6527813038891108E-2,0,0]
[null,{"$f":"'Input - Inventory'!B48","v":40},{"$f":"'Input - Inventory'!C48","v":"T5"},{"$f":"'Input - Inventory'!D48","v":"Bracket"},{"$f":"'Input - Inventory'!E48","v":"Traffic"},{"$f":"'Input - Inventory'!F48","v":"n/a"},{"$f":"'Input - Inventory'!G48","v":0},null,"Bracket - T5",null,0,515,0,null,0,0,0,0,0,0,0,0,0,0,0,0,0,0,0,0,0,0,0,0,0,0,0,0,0,0,0,0,0,null,0,0,0,0,0,0,0,0,0,null,0,0,0,0,0,0,0,0,0,0,null,0,0,0,0,0,0,0,null,0,0,0,null,{"$f":"IF($D51=\"Connection\",VLOOKUP(C51,'Input - General'!$F$62:$N$79,8,FALSE),0)","v":0},null,0.1801212933606588,0,0,null,8.6527813038891108E-2,0,0]
[null,{"$f":"'Input - Inventory'!B49","v":41},{"$f":"'Input - Inventory'!C49","v":"T5 (P09)"},{"$f":"'Input - Inventory'!D49","v":"Bracket"},{"$f":"'Input - Inventory'!E49","v":"Traffic"},{"$f":"'Input - Inventory'!F49","v":"n/a"},{"$f":"'Input - Inventory'!G49","v":0},null,"Bracket - T5 (P09)",null,0,80,0,null,0,0,0,0,0,0,0,0,0,0,0,0,0,0,0,0,0,0,0,0,0,0,0,0,0,0,0,0,0,null,0,0,0,0,0,0,0,0,0,null,0,0,0,0,0,0,0,0,0,0,null,0,0,0,0,0,0,0,null,0,0,0,null,{"$f":"IF($D52=\"Connection\",VLOOKUP(C52,'Input - General'!$F$62:$N$79,8,FALSE),0)","v":0},null,0.1801212933606588,0,0,null,8.6527813038891108E-2,0,0]
[null,{"$f":"'Input - Inventory'!B50","v":42},{"$f":"'Input - Inventory'!C50","v":"T6"},{"$f":"'Input - Inventory'!D50","v":"Bracket"},{"$f":"'Input - Inventory'!E50","v":"Traffic"},{"$f":"'Input - Inventory'!F50","v":"n/a"},{"$f":"'Input - Inventory'!G50","v":0},null,"Bracket - T6",null,0,2029,0,null,0,0,0,0,0,0,0,0,0,0,0,0,0,0,0,0,0,0,0,0,0,0,0,0,0,0,0,0,0,null,0,0,0,0,0,0,0,0,0,null,0,0,0,0,0,0,0,0,0,0,null,0,0,0,0,0,0,0,null,0,0,0,null,{"$f":"IF($D53=\"Connection\",VLOOKUP(C53,'Input - General'!$F$62:$N$79,8,FALSE),0)","v":0},null,0.1801212933606588,0,0,null,8.6527813038891108E-2,0,0]
[null,{"$f":"'Input - Inventory'!B51","v":43},{"$f":"'Input - Inventory'!C51","v":"T6 (P09)"},{"$f":"'Input - Inventory'!D51","v":"Bracket"},{"$f":"'Input - Inventory'!E51","v":"Traffic"},{"$f":"'Input - Inventory'!F51","v":"n/a"},{"$f":"'Input - Inventory'!G51","v":0},null,"Bracket - T6 (P09)",null,0,347,0,null,0,0,0,0,0,0,0,0,0,0,0,0,0,0,0,0,0,0,0,0,0,0,0,0,0,0,0,0,0,null,0,0,0,0,0,0,0,0,0,null,0,0,0,0,0,0,0,0,0,0,null,0,0,0,0,0,0,0,null,0,0,0,null,{"$f":"IF($D54=\"Connection\",VLOOKUP(C54,'Input - General'!$F$62:$N$79,8,FALSE),0)","v":0},null,0.1801212933606588,0,0,null,8.6527813038891108E-2,0,0]
[null,{"$f":"'Input - Inventory'!B52","v":44},{"$f":"'Input - Inventory'!C52","v":"T7"},{"$f":"'Input - Inventory'!D52","v":"Bracket"},{"$f":"'Input - Inventory'!E52","v":"Traffic"},{"$f":"'Input - Inventory'!F52","v":"n/a"},{"$f":"'Input - Inventory'!G52","v":0},null,"Bracket - T7",null,0,722,0,null,0,0,0,0,0,0,0,0,0,0,0,0,0,0,0,0,0,0,0,0,0,0,0,0,0,0,0,0,0,null,0,0,0,0,0,0,0,0,0,null,0,0,0,0,0,0,0,0,0,0,null,0,0,0,0,0,0,0,null,0,0,0,null,{"$f":"IF($D55=\"Connection\",VLOOKUP(C55,'Input - General'!$F$62:$N$79,8,FALSE),0)","v":0},null,0.1801212933606588,0,0,null,8.6527813038891108E-2,0,0]
[null,{"$f":"'Input - Inventory'!B53","v":45},{"$f":"'Input - Inventory'!C53","v":"T7 (P09)"},{"$f":"'Input - Inventory'!D53","v":"Bracket"},{"$f":"'Input - Inventory'!E53","v":"Traffic"},{"$f":"'Input - Inventory'!F53","v":"n/a"},{"$f":"'Input - Inventory'!G53","v":0},null,"Bracket - T7 (P09)",null,0,182.5,0,null,0,0,0,0,0,0,0,0,0,0,0,0,0,0,0,0,0,0,0,0,0,0,0,0,0,0,0,0,0,null,0,0,0,0,0,0,0,0,0,null,0,0,0,0,0,0,0,0,0,0,null,0,0,0,0,0,0,0,null,0,0,0,null,{"$f":"IF($D56=\"Connection\",VLOOKUP(C56,'Input - General'!$F$62:$N$79,8,FALSE),0)","v":0},null,0.1801212933606588,0,0,null,8.6527813038891108E-2,0,0]
[null,{"$f":"'Input - Inventory'!B54","v":46},{"$f":"'Input - Inventory'!C54","v":"EMPTY"},{"$f":"'Input - Inventory'!D54","v":"Connection"},{"$f":"'Input - Inventory'!E54","v":"NonTraffic"},{"$f":"'Input - Inventory'!F54","v":"n/a"},{"$f":"'Input - Inventory'!G54","v":0},null,"Connection - EMPTY",null,0,0,0,null,0,0,0,0,0,0,0,0,0,0,0,0,0,0,0,0,0,0,0,0,0,0,0,0,0,0,0,0,0,null,0,0,0,0,0,0,0,0,0,null,0,0,0,0,0,0,0,0,0,0,null,0,0,0,0,0,0,0,null,0,0,0,null,{"$f":"IF($D57=\"Connection\",VLOOKUP(C57,'Input - General'!$F$62:$N$79,8,FALSE),0)","v":0},null,0.1801212933606588,0,0,null,8.6527813038891108E-2,0,0]
[null,{"$f":"'Input - Inventory'!B55","v":47},{"$f":"'Input - Inventory'!C55","v":"O/U (P09)"},{"$f":"'Input - Inventory'!D55","v":"Connection"},{"$f":"'Input - Inventory'!E55","v":"NonTraffic"},{"$f":"'Input - Inventory'!F55","v":"n/a"},{"$f":"'Input - Inventory'!G55","v":0},null,"Connection - O/U (P09)",null,97.09707674296294,14,1359.3590744014812,null,0,0,0,0,0,0,0,0,0,0,0,0,0,0,0,0,0,0,0,0,0,0,0,0,0,0,0,0,0,null,0,0,0,0,0,0,0,0,0,null,0,0,0,0,0,0,0,0,0,0,null,0,0,0,0,0,0,0,null,0,0,0,null,{"$f":"IF($D58=\"Connection\",VLOOKUP(C58,'Input - General'!$F$62:$N$79,8,FALSE),0)","v":75.724891636431465},null,0.1801212933606588,75.724891636431465,13.63966542114977,null,8.6527813038891108E-2,89.364557057581237,7.732519685381706]
[null,{"$f":"'Input - Inventory'!B56","v":48},{"$f":"'Input - Inventory'!C56","v":"OH"},{"$f":"'Input - Inventory'!D56","v":"Connection"},{"$f":"'Input - Inventory'!E56","v":"NonTraffic"},{"$f":"'Input - Inventory'!F56","v":"n/a"},{"$f":"'Input - Inventory'!G56","v":0},null,"Connection - OH",null,0,191303.5,0,null,0,0,0,0,0,0,0,0,0,0,0,0,0,0,0,0,0,0,0,0,0,0,0,0,0,0,0,0,0,null,0,0,0,0,0,0,0,0,0,null,0,0,0,0,0,0,0,0,0,0,null,0,0,0,0,0,0,0,null,0,0,0,null,{"$f":"IF($D59=\"Connection\",VLOOKUP(C59,'Input - General'!$F$62:$N$79,8,FALSE),0)","v":0},null,0.1801212933606588,0,0,null,8.6527813038891108E-2,0,0]
[null,{"$f":"'Input - Inventory'!B57","v":49},{"$f":"'Input - Inventory'!C57","v":"OH(P09)"},{"$f":"'Input - Inventory'!D57","v":"Connection"},{"$f":"'Input - Inventory'!E57","v":"NonTraffic"},{"$f":"'Input - Inventory'!F57","v":"n/a"},{"$f":"'Input - Inventory'!G57","v":0},null,"Connection - OH(P09)",null,0,5736,0,null,0,0,0,0,0,0,0,0,0,0,0,0,0,0,0,0,0,0,0,0,0,0,0,0,0,0,0,0,0,null,0,0,0,0,0,0,0,0,0,null,0,0,0,0,0,0,0,0,0,0,null,0,0,0,0,0,0,0,null,0,0,0,null,{"$f":"IF($D60=\"Connection\",VLOOKUP(C60,'Input - General'!$F$62:$N$79,8,FALSE),0)","v":0},null,0.1801212933606588,0,0,null,8.6527813038891108E-2,0,0]
[null,{"$f":"'Input - Inventory'!B58","v":50},{"$f":"'Input - Inventory'!C58","v":"OH2"},{"$f":"'Input - Inventory'!D58","v":"Connection"},{"$f":"'Input - Inventory'!E58","v":"NonTraffic"},{"$f":"'Input - Inventory'!F58","v":"n/a"},{"$f":"'Input - Inventory'!G58","v":0},null,"Connection - OH2",null,0,484,0,null,0,0,0,0,0,0,0,0,0,0,0,0,0,0,0,0,0,0,0,0,0,0,0,0,0,0,0,0,0,null,0,0,0,0,0,0,0,0,0,null,0,0,0,0,0,0,0,0,0,0,null,0,0,0,0,0,0,0,null,0,0,0,null,{"$f":"IF($D61=\"Connection\",VLOOKUP(C61,'Input - General'!$F$62:$N$79,8,FALSE),0)","v":0},null,0.1801212933606588,0,0,null,8.6527813038891108E-2,0,0]
[null,{"$f":"'Input - Inventory'!B59","v":51},{"$f":"'Input - Inventory'!C59","v":"OH2 (P09)"},{"$f":"'Input - Inventory'!D59","v":"Connection"},{"$f":"'Input - Inventory'!E59","v":"NonTraffic"},{"$f":"'Input - Inventory'!F59","v":"n/a"},{"$f":"'Input - Inventory'!G59","v":0},null,"Connection - OH2 (P09)",null,0,119,0,null,0,0,0,0,0,0,0,0,0,0,0,0,0,0,0,0,0,0,0,0,0,0,0,0,0,0,0,0,0,null,0,0,0,0,0,0,0,0,0,null,0,0,0,0,0,0,0,0,0,0,null,0,0,0,0,0,0,0,null,0,0,0,null,{"$f":"IF($D62=\"Connection\",VLOOKUP(C62,'Input - General'!$F$62:$N$79,8,FALSE),0)","v":0},null,0.1801212933606588,0,0,null,8.6527813038891108E-2,0,0]
[null,{"$f":"'Input - Inventory'!B60","v":52},{"$f":"'Input - Inventory'!C60","v":"OHS"},{"$f":"'Input - Inventory'!D60","v":"Connection"},{"$f":"'Input - Inventory'!E60","v":"NonTraffic"},{"$f":"'Input - Inventory'!F60","v":"n/a"},{"$f":"'Input - Inventory'!G60","v":0},null,"Connection - OHS",null,0,4,0,null,0,0,0,0,0,0,0,0,0,0,0,0,0,0,0,0,0,0,0,0,0,0,0,0,0,0,0,0,0,null,0,0,0,0,0,0,0,0,0,null,0,0,0,0,0,0,0,0,0,0,null,0,0,0,0,0,0,0,null,0,0,0,null,{"$f":"IF($D63=\"Connection\",VLOOKUP(C63,'Input - General'!$F$62:$N$79,8,FALSE),0)","v":0},null,0.1801212933606588,0,0,null,8.6527813038891108E-2,0,0]
[null,{"$f":"'Input - Inventory'!B61","v":53},{"$f":"'Input - Inventory'!C61","v":"O/U"},{"$f":"'Input - Inventory'!D61","v":"Connection"},{"$f":"'Input - Inventory'!E61","v":"NonTraffic"},{"$f":"'Input - Inventory'!F61","v":"n/a"},{"$f":"'Input - Inventory'!G61","v":0},null,"Connection - O/U",null,97.100530757201042,587,56998.011554477009,null,0,0,0,0,0,0,0,0,0,0,0,0,0,0,0,0,0,0,0,0,0,0,0,0,0,0,0,0,0,null,0,0,0,0,0,0,0,0,0,null,0,0,0,0,0,0,0,0,0,0,null,0,0,0,0,0,0,0,null,0,0,0,null,{"$f":"IF($D64=\"Connection\",VLOOKUP(C64,'Input - General'!$F$62:$N$79,8,FALSE),0)","v":75.727585382347044},null,0.1801212933606588,75.727585382347044,13.640150622148068,null,8.6527813038891108E-2,89.367736004495114,7.7327947527059306]
[null,{"$f":"'Input - Inventory'!B62","v":54},{"$f":"'Input - Inventory'!C62","v":"UG2"},{"$f":"'Input - Inventory'!D62","v":"Connection"},{"$f":"'Input - Inventory'!E62","v":"NonTraffic"},{"$f":"'Input - Inventory'!F62","v":"n/a"},{"$f":"'Input - Inventory'!G62","v":0},null,"Connection - UG2",null,0,1897,0,null,0,0,0,0,0,0,0,0,0,0,0,0,0,0,0,0,0,0,0,0,0,0,0,0,0,0,0,0,0,null,0,0,0,0,0,0,0,0,0,null,0,0,0,0,0,0,0,0,0,0,null,0,0,0,0,0,0,0,null,0,0,0,null,{"$f":"IF($D65=\"Connection\",VLOOKUP(C65,'Input - General'!$F$62:$N$79,8,FALSE),0)","v":0},null,0.1801212933606588,0,0,null,8.6527813038891108E-2,0,0]
[null,{"$f":"'Input - Inventory'!B63","v":55},{"$f":"'Input - Inventory'!C63","v":"UG2 (P09)"},{"$f":"'Input - Inventory'!D63","v":"Connection"},{"$f":"'Input - Inventory'!E63","v":"NonTraffic"},{"$f":"'Input - Inventory'!F63","v":"n/a"},{"$f":"'Input - Inventory'!G63","v":0},null,"Connection - UG2 (P09)",null,0,405,0,null,0,0,0,0,0,0,0,0,0,0,0,0,0,0,0,0,0,0,0,0,0,0,0,0,0,0,0,0,0,null,0,0,0,0,0,0,0,0,0,null,0,0,0,0,0,0,0,0,0,0,null,0,0,0,0,0,0,0,null,0,0,0,null,{"$f":"IF($D66=\"Connection\",VLOOKUP(C66,'Input - General'!$F$62:$N$79,8,FALSE),0)","v":0},null,0.1801212933606588,0,0,null,8.6527813038891108E-2,0,0]
[null,{"$f":"'Input - Inventory'!B64","v":56},{"$f":"'Input - Inventory'!C64","v":"UGORDA"},{"$f":"'Input - Inventory'!D64","v":"Connection"},{"$f":"'Input - Inventory'!E64","v":"NonTraffic"},{"$f":"'Input - Inventory'!F64","v":"n/a"},{"$f":"'Input - Inventory'!G64","v":0},null,"Connection - UGORDA",null,0,1,0,null,0,0,0,0,0,0,0,0,0,0,0,0,0,0,0,0,0,0,0,0,0,0,0,0,0,0,0,0,0,null,0,0,0,0,0,0,0,0,0,null,0,0,0,0,0,0,0,0,0,0,null,0,0,0,0,0,0,0,null,0,0,0,null,{"$f":"IF($D67=\"Connection\",VLOOKUP(C67,'Input - General'!$F$62:$N$79,8,FALSE),0)","v":0},null,0.1801212933606588,0,0,null,8.6527813038891108E-2,0,0]
[null,{"$f":"'Input - Inventory'!B65","v":57},{"$f":"'Input - Inventory'!C65","v":"UGR1"},{"$f":"'Input - Inventory'!D65","v":"Connection"},{"$f":"'Input - Inventory'!E65","v":"NonTraffic"},{"$f":"'Input - Inventory'!F65","v":"n/a"},{"$f":"'Input - Inventory'!G65","v":0},null,"Connection - UGR1",null,89.006569725775037,26497,2358407.0780238612,null,0,0,0,0,0,0,0,0,0,0,0,0,0,0,0,0,0,0,0,0,0,0,0,0,0,0,0,0,0,null,0,0,0,0,0,0,0,0,0,null,0,0,0,0,0,0,0,0,0,0,null,0,0,0,0,0,0,0,null,0,0,0,null,{"$f":"IF($D68=\"Connection\",VLOOKUP(C68,'Input - General'!$F$62:$N$79,8,FALSE),0)","v":69.415198412791298},null,0.1801212933606588,69.415198412791298,12.503155316998718,null,8.6527813038891108E-2,81.918353729790013,7.0882159959850179]
[null,{"$f":"'Input - Inventory'!B66","v":58},{"$f":"'Input - Inventory'!C66","v":"UGR1 (P09)"},{"$f":"'Input - Inventory'!D66","v":"Connection"},{"$f":"'Input - Inventory'!E66","v":"NonTraffic"},{"$f":"'Input - Inventory'!F66","v":"n/a"},{"$f":"'Input - Inventory'!G66","v":0},null,"Connection - UGR1 (P09)",null,89.009994445017384,4244,377758.41642465378,null,0,0,0,0,0,0,0,0,0,0,0,0,0,0,0,0,0,0,0,0,0,0,0,0,0,0,0,0,0,null,0,0,0,0,0,0,0,0,0,null,0,0,0,0,0,0,0,0,0,0,null,0,0,0,0,0,0,0,null,0,0,0,null,{"$f":"IF($D69=\"Connection\",VLOOKUP(C69,'Input - General'!$F$62:$N$79,8,FALSE),0)","v":69.417869311877155},null,0.1801212933606588,69.417869311877155,12.503636402796499,null,8.6527813038891108E-2,81.921505714673657,7.0884887303437321]
[null,{"$f":"'Input - Inventory'!B67","v":59},{"$f":"'Input - Inventory'!C67","v":"UGR2"},{"$f":"'Input - Inventory'!D67","v":"Connection"},{"$f":"'Input - Inventory'!E67","v":"NonTraffic"},{"$f":"'Input - Inventory'!F67","v":"n/a"},{"$f":"'Input - Inventory'!G67","v":0},null,"Connection - UGR2",null,32.362028068751584,14175,458731.74787455372,null,0,0,0,0,0,0,0,0,0,0,0,0,0,0,0,0,0,0,0,0,0,0,0,0,0,0,0,0,0,null,0,0,0,0,0,0,0,0,0,null,0,0,0,0,0,0,0,0,0,0,null,0,0,0,0,0,0,0,null,0,0,0,null,{"$f":"IF($D70=\"Connection\",VLOOKUP(C70,'Input - General'!$F$62:$N$79,8,FALSE),0)","v":25.23877289456064},null,0.1801212933606588,25.23877289456064,4.5460404166042006,null,8.6527813038891108E-2,29.784813311164839,2.5772147575867463]
[null,{"$f":"'Input - Inventory'!B68","v":60},{"$f":"'Input - Inventory'!C68","v":"UGR2 (P09)"},{"$f":"'Input - Inventory'!D68","v":"Connection"},{"$f":"'Input - Inventory'!E68","v":"NonTraffic"},{"$f":"'Input - Inventory'!F68","v":"n/a"},{"$f":"'Input - Inventory'!G68","v":0},null,"Connection - UGR2 (P09)",null,32.362145248734741,3183,103008.70832672268,null,0,0,0,0,0,0,0,0,0,0,0,0,0,0,0,0,0,0,0,0,0,0,0,0,0,0,0,0,0,null,0,0,0,0,0,0,0,0,0,null,0,0,0,0,0,0,0,0,0,0,null,0,0,0,0,0,0,0,null,0,0,0,null,{"$f":"IF($D71=\"Connection\",VLOOKUP(C71,'Input - General'!$F$62:$N$79,8,FALSE),0)","v":25.238864281879639},null,0.1801212933606588,25.238864281879639,4.5460568774062953,null,8.6527813038891108E-2,29.784921159285936,2.5772240894488054]
[null,{"$f":"'Input - Inventory'!B69","v":61},{"$f":"'Input - Inventory'!C69","v":"UGS"},{"$f":"'Input - Inventory'!D69","v":"Connection"},{"$f":"'Input - Inventory'!E69","v":"NonTraffic"},{"$f":"'Input - Inventory'!F69","v":"n/a"},{"$f":"'Input - Inventory'!G69","v":0},null,"Connection - UGS",null,0,43,0,null,0,0,0,0,0,0,0,0,0,0,0,0,0,0,0,0,0,0,0,0,0,0,0,0,0,0,0,0,0,null,0,0,0,0,0,0,0,0,0,null,0,0,0,0,0,0,0,0,0,0,null,0,0,0,0,0,0,0,null,0,0,0,null,{"$f":"IF($D72=\"Connection\",VLOOKUP(C72,'Input - General'!$F$62:$N$79,8,FALSE),0)","v":0},null,0.1801212933606588,0,0,null,8.6527813038891108E-2,0,0]
[null,{"$f":"'Input - Inventory'!B70","v":62},{"$f":"'Input - Inventory'!C70","v":"UG-SP"},{"$f":"'Input - Inventory'!D70","v":"Connection"},{"$f":"'Input - Inventory'!E70","v":"NonTraffic"},{"$f":"'Input - Inventory'!F70","v":"n/a"},{"$f":"'Input - Inventory'!G70","v":0},null,"Connection - UG-SP",null,0,1,0,null,0,0,0,0,0,0,0,0,0,0,0,0,0,0,0,0,0,0,0,0,0,0,0,0,0,0,0,0,0,null,0,0,0,0,0,0,0,0,0,null,0,0,0,0,0,0,0,0,0,0,null,0,0,0,0,0,0,0,null,0,0,0,null,{"$f":"IF($D73=\"Connection\",VLOOKUP(C73,'Input - General'!$F$62:$N$79,8,FALSE),0)","v":0},null,0.1801212933606588,0,0,null,8.6527813038891108E-2,0,0]
[null,{"$f":"'Input - Inventory'!B71","v":63},{"$f":"'Input - Inventory'!C71","v":"UG-SP (P09)"},{"$f":"'Input - Inventory'!D71","v":"Connection"},{"$f":"'Input - Inventory'!E71","v":"NonTraffic"},{"$f":"'Input - Inventory'!F71","v":"n/a"},{"$f":"'Input - Inventory'!G71","v":0},null,"Connection - UG-SP (P09)",null,0,15,0,null,0,0,0,0,0,0,0,0,0,0,0,0,0,0,0,0,0,0,0,0,0,0,0,0,0,0,0,0,0,null,0,0,0,0,0,0,0,0,0,null,0,0,0,0,0,0,0,0,0,0,null,0,0,0,0,0,0,0,null,0,0,0,null,{"$f":"IF($D74=\"Connection\",VLOOKUP(C74,'Input - General'!$F$62:$N$79,8,FALSE),0)","v":0},null,0.1801212933606588,0,0,null,8.6527813038891108E-2,0,0]
[null,{"$f":"'Input - Inventory'!B72","v":64},{"$f":"'Input - Inventory'!C72","v":"EMPTY"},{"$f":"'Input - Inventory'!D72","v":"Lamp"},{"$f":"'Input - Inventory'!E72","v":"NonTraffic"},{"$f":"'Input - Inventory'!F72","v":"Minor < 130w"},{"$f":"'Input - Inventory'!G72","v":1},null,"Lamp - EMPTY",null,25.992374866287726,0,0,null,11.268438628862791,0.33333333333333331,0,0,11.268438628862791,1.8504811250925242E-2,0,0,11.268438628862791,0.16666666666666666,11.268438628862791,4.590314436538903E-3,11.268438628862791,4.0032025620496396E-2,169.02657943294184,2.1598272138228944E-2,281.71096572156983,1.2221950623319483E-2,0,0,13522.126354635349,1.1123470522803115E-4,9578.172834533374,2.4953586329427266E-4,0,0,0,0,17.333530685204497,null,0,0.33333333333333331,43.464490143968689,1.8504811250925242E-2,11.79499188782964,0.16666666666666666,0,1.8504811250925242E-2,2.7701341675367814,null,86.716916159552213,0,1.5133333333333332,86.716916159552213,1.4200000000000001E-2,0,86.716916159552213,0.01,0,0,null,0,0,11.79499188782964,1.4200000000000001E-2,0,0.01,0.16748888480718091,null,32.680811633287533,0,0,null,{"$f":"IF($D75=\"Connection\",VLOOKUP(C75,'Input - General'!$F$62:$N$79,8,FALSE),0)","v":0},null,0.1801212933606588,20.27115373754846,3.651266429119981,null,8.6527813038891108E-2,23.922420166668442,2.0699546996192852]
[null,{"$f":"'Input - Inventory'!B73","v":65},{"$f":"'Input - Inventory'!C73","v":"INC1x100"},{"$f":"'Input - Inventory'!D73","v":"Lamp"},{"$f":"'Input - Inventory'!E73","v":"NonTraffic"},{"$f":"'Input - Inventory'!F73","v":"Minor < 130w"},{"$f":"'Input - Inventory'!G73","v":"1"},null,"Lamp - INC1x100",null,286.78790055125796,1,{"$f":"L76*K76","v":286.78790055125796},null,11.268438628862791,{"$f":"IF(AND($D76=\"Lamp\",CycleBulkTask1<>0, OR($F76=O$9,O$9=\"All\")),1/CycleBulkTask1,0)","v":0.33333333333333331},0,{"$f":"IF(AND($D76=\"Lamp\",CycleBulkTask2<>0, OR($F76=Q$9,Q$9=\"All\")),1/CycleBulkTask2,0)","v":0},11.268438628862791,{"$f":"IF(AND($D76=\"Lamp\",CycleBulkTask3<>0, OR($F76=S$9,S$9=\"All\")),1/CycleBulkTask3,0)","v":1.8504811250925242E-2},0,{"$f":"IF(AND($D76=\"Lamp\",CycleBulkTask4<>0, OR($F76=U$9,U$9=\"All\")),1/CycleBulkTask4,0)","v":0},11.268438628862791,{"$f":"IF(AND($D76=\"Lamp\",CycleBulkTask5<>0, OR($F76=W$9,W$9=\"All\")),1/CycleBulkTask5,0)","v":0.16666666666666666},11.268438628862791,{"$f":"IF(AND($D76=\"Lamp\",CycleBulkTask6<>0, OR($F76=Y$9,Y$9=\"All\")),1/CycleBulkTask6,0)","v":4.590314436538903E-3},11.268438628862791,{"$f":"IF(AND($D76=\"Lamp\",CycleBulkTask7<>0, OR($F76=AA$9,AA$9=\"All\")),1/CycleBulkTask7,0)","v":4.0032025620496396E-2},169.02657943294184,{"$f":"IF(AND($D76=\"Lamp\",CycleBulkTask8<>0, OR($F76=AC$9,AC$9=\"All\")),1/CycleBulkTask8,0)","v":2.1598272138228944E-2},281.71096572156983,{"$f":"IF(AND($D76=\"Lamp\",CycleBulkTask9<>0, OR($F76=AE$9,AE$9=\"All\")),1/CycleBulkTask9,0)","v":1.2221950623319483E-2},0,{"$f":"IF(AND($D76=\"Lamp\",CycleBulkTask10<>0, OR($F76=AG$9,AG$9=\"All\")),1/CycleBulkTask10,0)","v":0},13522.126354635349,{"$f":"IF(AND($D76=\"Lamp\",CycleBulkTask11<>0, OR($F76=AI$9,AI$9=\"All\")),1/CycleBulkTask11,0)","v":1.1123470522803115E-4},9578.172834533374,{"$f":"IF(AND($D76=\"Lamp\",CycleBulkTask12<>0, OR($F76=AK$9,AK$9=\"All\")),1/CycleBulkTask12,0)","v":2.4953586329427266E-4},0,{"$f":"IF(AND($D76=\"Lamp\",CycleBulkTask13<>0, OR($F76=AM$9,AM$9=\"All\")),1/CycleBulkTask13,0)","v":0},0,{"$f":"IF(AND($D76=\"Lamp\",CycleBulkTask14<>0, OR($F76=AO$9,AO$9=\"All\")),1/CycleBulkTask14,0)","v":0},{"$f":"O76*P76+Q76*R76+S76*T76+U76*V76+W76*X76+Y76*Z76+AA76*AB76+AC76*AD76+AE76*AF76+AG76*AH76+AI76*AJ76+AK76*AL76+AM76*AN76+AO76*AP76","v":17.333530685204497},null,11.268438628862791,{"$f":"MAX(P76,R76)","v":0.33333333333333331},43.464490143968689,{"$f":"MAX(T76,V76)","v":1.8504811250925242E-2},11.79499188782964,{"$f":"X76","v":0.16666666666666666},0,{"$f":"INDIRECT($E76)*$V76 +(1-INDIRECT($E76))*$T76","v":1.8504811250925242E-2},{"$f":"AS76*AT76+AU76*AV76+AW76*AX76+AY76*AZ76","v":6.5262803771577111},null,{"$f":"IF($D76=$AS$9,(INDIRECT(\"PriceLabour\" & \"FY18\")*ProportionStandardHours + INDIRECT(\"PriceLabourOvertime\" & \"FY18\")*ProportionOvertimeHours)*(1+RateOnCostAnnual),0)","v":86.716916159552213},{"$f":"BO76","v":1.04},{"$f":"IF($D76=\"Lamp\",(NumberOfCrew+INDIRECT($E76)*TrafficController)*(TimeToReplaceLamp),0)","v":1.5133333333333332},{"$f":"IF($D76=$AS$9,(INDIRECT(\"PriceLabour\" & \"FY18\")*ProportionStandardHours + INDIRECT(\"PriceLabourOvertime\" & \"FY18\")*ProportionOvertimeHours)*(1+RateOnCostAnnual),0)","v":86.716916159552213},{"$f":"BQ76","v":1.4200000000000001E-2},{"$f":"IF($D76=\"Lamp\",(NumberOfCrew+INDIRECT($E76)*TrafficController)*(TimeForPECellReplace),0)","v":0},{"$f":"IF($D76=$AS$9,(INDIRECT(\"PriceLabour\" & \"FY18\")*ProportionStandardHours + INDIRECT(\"PriceLabourOvertime\" & \"FY18\")*ProportionOvertimeHours)*(1+RateOnCostAnnual),0)","v":86.716916159552213},{"$f":"BS76","v":0.01},{"$f":"IF($D76=\"Lamp\",(NumberOfCrew+INDIRECT($E76)*TrafficController)*(TimeForOtherSpot),0)","v":0},{"$f":"BC76*BD76*BE76+BF76*BG76*BH76+BI76*BJ76*BK76","v":136.48086377964725},null,11.268438628862791,{"$f":"IF($D76=\"Lamp\",INDIRECT(BO$10 & $B76),0)","v":1.04},11.79499188782964,{"$f":"IF($D76=\"Lamp\",INDIRECT(\"FailurePECell\" & \"Annual\"),0)","v":1.4200000000000001E-2},0,{"$f":"IF($D76=\"Lamp\",INDIRECT(\"FailureMisc\" & \"Annual\"),0)","v":0.01},{"$f":"BN76*BO76+BP76*BQ76+BR76*BS76","v":11.886665058824484},null,32.680811633287533,{"$f":"BD76*BE76+BG76*BH76+BJ76*BK76","v":1.5738666666666665},{"$f":"BV76*BW76","v":51.43524006924347},null,{"$f":"IF($D76=\"Connection\",VLOOKUP(C76,'Input - General'!$F$62:$N$79,8,FALSE),0)","v":0},null,{"$f":"RateOverhead","v":0.1801212933606588},{"$f":"BX76+BL76+BT76+BA76+AQ76+BZ76","v":223.66257997007742},{"$f":"CC76*CB76","v":40.286393180592121},null,{"$f":"CorporateOverheads","v":8.6527813038891108E-2},263.94897315066953,{"$f":"CG76*CF76","v":22.838927400588421}]
[null,{"$f":"'Input - Inventory'!B74","v":66},{"$f":"'Input - Inventory'!C74","v":"INC1x1000"},{"$f":"'Input - Inventory'!D74","v":"Lamp"},{"$f":"'Input - Inventory'!E74","v":"Traffic"},{"$f":"'Input - Inventory'!F74","v":"Major > 130w"},{"$f":"'Input - Inventory'!G74","v":"1"},null,{"$f":"CONCATENATE(D77,\" - \",C77)","v":"Lamp - INC1x1000"},null,{"$f":"AQ77+BA77+BL77+BT77+BX77+BZ77+CD77+CH77","v":584.89698113286533},{"$f":"INDIRECT(L$10&$B77&\"FY18\")","v":0},0,null,{"$f":"IF(AND($D77=\"Lamp\", OR($F77=O$9, O$9=\"All\")),INDIRECT(\"PriceBulkTask1\" & \"FY18\"),0)","v":0},0,{"$f":"IF(AND($D77=\"Lamp\", OR($F77=Q$9, Q$9=\"All\")),INDIRECT(\"PriceBulkTask2\" & \"FY18\"),0)","v":11.268438628862791},0.33333333333333331,{"$f":"IF(AND($D77=\"Lamp\", OR($F77=S$9, S$9=\"All\")),INDIRECT(\"PriceBulkTask3\" & \"FY18\"),0)","v":0},0,{"$f":"IF(AND($D77=\"Lamp\", OR($F77=U$9, U$9=\"All\")),INDIRECT(\"PriceBulkTask4\" & \"FY18\"),0)","v":11.268438628862791},4.9094211792429674E-3,{"$f":"IF(AND($D77=\"Lamp\", OR($F77=W$9, W$9=\"All\")),INDIRECT(\"PriceBulkTask5\" & \"FY18\"),0)","v":11.268438628862791},0.16666666666666666,{"$f":"IF(AND($D77=\"Lamp\", OR($F77=Y$9, Y$9=\"All\")),INDIRECT(\"PriceBulkTask6\" & \"FY18\"),0)","v":11.268438628862791},4.590314436538903E-3,{"$f":"IF(AND($D77=\"Lamp\", OR($F77=AA$9, AA$9=\"All\")),INDIRECT(\"PriceBulkTask7\" & \"FY18\"),0)","v":11.268438628862791},4.0032025620496396E-2,{"$f":"IF(AND($D77=\"Lamp\", OR($F77=AC$9, AC$9=\"All\")),INDIRECT(\"PriceBulkTask8\" & \"FY18\"),0)","v":169.02657943294184},2.1598272138228944E-2,{"$f":"IF(AND($D77=\"Lamp\", OR($F77=AE$9, AE$9=\"All\")),INDIRECT(\"PriceBulkTask9\" & \"FY18\"),0)","v":281.71096572156983},1.2221950623319483E-2,{"$f":"IF(AND($D77=\"Lamp\", OR($F77=AG$9, AG$9=\"All\")),INDIRECT(\"PriceBulkTask10\" & \"FY18\"),0)","v":0},0,{"$f":"IF(AND($D77=\"Lamp\", OR($F77=AI$9, AI$9=\"All\")),INDIRECT(\"PriceBulkTask11\" & \"FY18\"),0)","v":13522.126354635349},1.1123470522803115E-4,{"$f":"IF(AND($D77=\"Lamp\", OR($F77=AK$9, AK$9=\"All\")),INDIRECT(\"PriceBulkTask12\" & \"FY18\"),0)","v":9578.172834533374},2.4953586329427266E-4,{"$f":"IF(AND($D77=\"Lamp\", OR($F77=AM$9, AM$9=\"All\")),INDIRECT(\"PriceBulkTask13\" & \"FY18\"),0)","v":0},0,{"$f":"IF(AND($D77=\"Lamp\", OR($F77=AO$9, AO$9=\"All\")),INDIRECT(\"PriceBulkTask14\" & \"FY18\"),0)","v":0},0,17.180331866546297,null,{"$f":"IF($D77=\"Lamp\",$G77*INDIRECT(\"Price\" & $B77 & \"FY18\"),0)","v":112.68438628862792},0.33333333333333331,{"$f":"IF($D77=\"Lamp\",INDIRECT(\"PriceVisor\" & \"FY18\"),0)","v":43.464490143968689},4.9094211792429674E-3,{"$f":"IF($D77=\"Lamp\",INDIRECT(\"PricePECell\" & \"FY18\"),0)","v":11.79499188782964},0.16666666666666666,{"$f":"IF($D77=\"Lamp\",INDIRECT(\"PriceMisc\" & \"FY18\"),0)","v":0},4.9094211792429674E-3,39.740679565972037,null,86.716916159552213,1.04,2.2699999999999996,86.716916159552213,1.4200000000000001E-2,0,86.716916159552213,0.01,0,204.72129566947083,null,{"$f":"IF($D77=\"Lamp\",INDIRECT(\"Price\" & $B77 & \"FY18\"),0)","v":112.68438628862792},1.04,{"$f":"IF($D77=\"Lamp\",INDIRECT(\"pRICEpecELL\" & \"FY18\"),0)","v":11.79499188782964},1.4200000000000001E-2,{"$f":"IF($D77=\"Lamp\",INDIRECT(\"PriceMisc\" & \"FY18\"),0)","v":0},0.01,117.35925062498022,null,{"$f":"IF(AND($D77=\"Lamp\"),INDIRECT(\"PriceEWP\"&\"FY18\"),0)","v":32.680811633287533},2.3607999999999998,77.152860103865194,null,{"$f":"IF($D77=\"Connection\",VLOOKUP(C77,'Input - General'!$F$62:$N$79,8,FALSE),0)","v":0},null,0.1801212933606588,456.15441783083457,82.16312371186828,null,8.6527813038891108E-2,{"$f":"AQ77+BA77+BL77+BT77+BX77+BZ77+CD77","v":538.31754154270288},46.579439590162494]
[null,{"$f":"'Input - Inventory'!B75","v":67},{"$f":"'Input - Inventory'!C75","v":"INC1x1440"},{"$f":"'Input - Inventory'!D75","v":"Lamp"},{"$f":"'Input - Inventory'!E75","v":"NonTraffic"},{"$f":"'Input - Inventory'!F75","v":"Major > 130w"},{"$f":"'Input - Inventory'!G75","v":"1"},null,"Lamp - INC1x1440",null,265.99077595354913,0,0,null,0,0,11.268438628862791,0.33333333333333331,0,0,11.268438628862791,4.9094211792429674E-3,11.268438628862791,0.16666666666666666,11.268438628862791,4.590314436538903E-3,11.268438628862791,4.0032025620496396E-2,169.02657943294184,2.1598272138228944E-2,281.71096572156983,1.2221950623319483E-2,0,0,13522.126354635349,1.1123470522803115E-4,9578.172834533374,2.4953586329427266E-4,0,0,0,0,17.180331866546297,null,0,0.33333333333333331,43.464490143968689,4.9094211792429674E-3,11.79499188782964,0.16666666666666666,0,0,2.1792174697627371,null,86.716916159552213,1.04,1.5133333333333332,86.716916159552213,1.4200000000000001E-2,0,86.716916159552213,0.01,0,136.48086377964725,null,0,1.04,11.79499188782964,1.4200000000000001E-2,0,0.01,0.16748888480718091,null,32.680811633287533,1.5738666666666665,51.43524006924347,null,{"$f":"IF($D78=\"Connection\",VLOOKUP(C78,'Input - General'!$F$62:$N$79,8,FALSE),0)","v":0},null,0.1801212933606588,207.4431420700069,37.364927048448536,null,8.6527813038891108E-2,244.80806911845548,21.182706835093647]
[null,{"$f":"'Input - Inventory'!B76","v":68},{"$f":"'Input - Inventory'!C76","v":"INC1x150"},{"$f":"'Input - Inventory'!D76","v":"Lamp"},{"$f":"'Input - Inventory'!E76","v":"NonTraffic"},{"$f":"'Input - Inventory'!F76","v":"Major > 130w"},{"$f":"'Input - Inventory'!G76","v":"1"},null,"Lamp - INC1x150",null,285.83376988374187,0,0,null,0,0,11.268438628862791,0.33333333333333331,0,0,11.268438628862791,4.9094211792429674E-3,11.268438628862791,0.16666666666666666,11.268438628862791,4.590314436538903E-3,11.268438628862791,4.0032025620496396E-2,169.02657943294184,2.1598272138228944E-2,281.71096572156983,1.2221950623319483E-2,0,0,13522.126354635349,1.1123470522803115E-4,9578.172834533374,2.4953586329427266E-4,0,0,0,0,17.180331866546297,null,11.268438628862791,0.33333333333333331,43.464490143968689,4.9094211792429674E-3,11.79499188782964,0.16666666666666666,0,0,5.9353636793836673,null,86.716916159552213,1.04,1.5133333333333332,86.716916159552213,1.4200000000000001E-2,0,86.716916159552213,0.01,0,136.48086377964725,null,11.268438628862791,1.04,11.79499188782964,1.4200000000000001E-2,0,0.01,11.886665058824484,null,32.680811633287533,1.5738666666666665,51.43524006924347,null,{"$f":"IF($D79=\"Connection\",VLOOKUP(C79,'Input - General'!$F$62:$N$79,8,FALSE),0)","v":0},null,0.1801212933606588,222.91846445364519,40.152362131362615,null,8.6527813038891108E-2,263.07082658500775,22.762943298734093]
[null,{"$f":"'Input - Inventory'!B77","v":69},{"$f":"'Input - Inventory'!C77","v":"INC1x150 (P09)"},{"$f":"'Input - Inventory'!D77","v":"Lamp"},{"$f":"'Input - Inventory'!E77","v":"NonTraffic"},{"$f":"'Input - Inventory'!F77","v":"Major > 130w"},{"$f":"'Input - Inventory'!G77","v":1},null,"Lamp - INC1x150 (P09)",null,285.83376988374187,13,3715.8390084886441,null,0,0,11.268438628862791,0.33333333333333331,0,0,11.268438628862791,4.9094211792429674E-3,11.268438628862791,0.16666666666666666,11.268438628862791,4.590314436538903E-3,11.268438628862791,4.0032025620496396E-2,169.02657943294184,2.1598272138228944E-2,281.71096572156983,1.2221950623319483E-2,0,0,13522.126354635349,1.1123470522803115E-4,9578.172834533374,2.4953586329427266E-4,0,0,0,0,17.180331866546297,null,11.268438628862791,0.33333333333333331,43.464490143968689,4.9094211792429674E-3,11.79499188782964,0.16666666666666666,0,0,5.9353636793836673,null,86.716916159552213,1.04,1.5133333333333332,86.716916159552213,1.4200000000000001E-2,0,86.716916159552213,0.01,0,136.48086377964725,null,11.268438628862791,1.04,11.79499188782964,1.4200000000000001E-2,0,0.01,11.886665058824484,null,32.680811633287533,1.5738666666666665,51.43524006924347,null,{"$f":"IF($D80=\"Connection\",VLOOKUP(C80,'Input - General'!$F$62:$N$79,8,FALSE),0)","v":0},null,0.1801212933606588,222.91846445364519,40.152362131362615,null,8.6527813038891108E-2,263.07082658500775,22.762943298734093]
[null,{"$f":"'Input - Inventory'!B78","v":70},{"$f":"'Input - Inventory'!C78","v":"INC1x200"},{"$f":"'Input - Inventory'!D78","v":"Lamp"},{"$f":"'Input - Inventory'!E78","v":"NonTraffic"},{"$f":"'Input - Inventory'!F78","v":"Major > 130w"},{"$f":"'Input - Inventory'!G78","v":"1"},null,"Lamp - INC1x200",null,285.83376988374187,0,0,null,0,0,11.268438628862791,0.33333333333333331,0,0,11.268438628862791,4.9094211792429674E-3,11.268438628862791,0.16666666666666666,11.268438628862791,4.590314436538903E-3,11.268438628862791,4.0032025620496396E-2,169.02657943294184,2.1598272138228944E-2,281.71096572156983,1.2221950623319483E-2,0,0,13522.126354635349,1.1123470522803115E-4,9578.172834533374,2.4953586329427266E-4,0,0,0,0,17.180331866546297,null,11.268438628862791,0.33333333333333331,43.464490143968689,4.9094211792429674E-3,11.79499188782964,0.16666666666666666,0,0,5.9353636793836673,null,86.716916159552213,1.04,1.5133333333333332,86.716916159552213,1.4200000000000001E-2,0,86.716916159552213,0.01,0,136.48086377964725,null,11.268438628862791,1.04,11.79499188782964,1.4200000000000001E-2,0,0.01,11.886665058824484,null,32.680811633287533,1.5738666666666665,51.43524006924347,null,{"$f":"IF($D81=\"Connection\",VLOOKUP(C81,'Input - General'!$F$62:$N$79,8,FALSE),0)","v":0},null,0.1801212933606588,222.91846445364519,40.152362131362615,null,8.6527813038891108E-2,263.07082658500775,22.762943298734093]
[null,{"$f":"'Input - Inventory'!B79","v":71},{"$f":"'Input - Inventory'!C79","v":"INC1x300"},{"$f":"'Input - Inventory'!D79","v":"Lamp"},{"$f":"'Input - Inventory'!E79","v":"NonTraffic"},{"$f":"'Input - Inventory'!F79","v":"Major > 130w"},{"$f":"'Input - Inventory'!G79","v":"1"},null,"Lamp - INC1x300",null,325.51975774412733,0,0,null,0,0,11.268438628862791,0.33333333333333331,0,0,11.268438628862791,4.9094211792429674E-3,11.268438628862791,0.16666666666666666,11.268438628862791,4.590314436538903E-3,11.268438628862791,4.0032025620496396E-2,169.02657943294184,2.1598272138228944E-2,281.71096572156983,1.2221950623319483E-2,0,0,13522.126354635349,1.1123470522803115E-4,9578.172834533374,2.4953586329427266E-4,0,0,0,0,17.180331866546297,null,33.805315886588374,0.33333333333333331,43.464490143968689,4.9094211792429674E-3,11.79499188782964,0.16666666666666666,0,0,13.447656098625529,null,86.716916159552213,1.04,1.5133333333333332,86.716916159552213,1.4200000000000001E-2,0,86.716916159552213,0.01,0,136.48086377964725,null,33.805315886588374,1.04,11.79499188782964,1.4200000000000001E-2,0,0.01,35.325017406859089,null,32.680811633287533,1.5738666666666665,51.43524006924347,null,{"$f":"IF($D82=\"Connection\",VLOOKUP(C82,'Input - General'!$F$62:$N$79,8,FALSE),0)","v":0},null,0.1801212933606588,253.86910922092164,45.72723229719076,null,8.6527813038891108E-2,299.59634151811235,25.923416226014997]
[null,{"$f":"'Input - Inventory'!B80","v":72},{"$f":"'Input - Inventory'!C80","v":"INC1x40"},{"$f":"'Input - Inventory'!D80","v":"Lamp"},{"$f":"'Input - Inventory'!E80","v":"NonTraffic"},{"$f":"'Input - Inventory'!F80","v":"Minor < 130w"},{"$f":"'Input - Inventory'!G80","v":"1"},null,"Lamp - INC1x40",null,286.78790055125796,0,0,null,11.268438628862791,0.33333333333333331,0,0,11.268438628862791,1.8504811250925242E-2,0,0,11.268438628862791,0.16666666666666666,11.268438628862791,4.590314436538903E-3,11.268438628862791,4.0032025620496396E-2,169.02657943294184,2.1598272138228944E-2,281.71096572156983,1.2221950623319483E-2,0,0,13522.126354635349,1.1123470522803115E-4,9578.172834533374,2.4953586329427266E-4,0,0,0,0,17.333530685204497,null,11.268438628862791,0.33333333333333331,43.464490143968689,1.8504811250925242E-2,11.79499188782964,0.16666666666666666,0,1.8504811250925242E-2,6.5262803771577111,null,86.716916159552213,1.04,1.5133333333333332,86.716916159552213,1.4200000000000001E-2,0,86.716916159552213,0.01,0,136.48086377964725,null,11.268438628862791,1.04,11.79499188782964,1.4200000000000001E-2,0,0.01,11.886665058824484,null,32.680811633287533,1.5738666666666665,51.43524006924347,null,{"$f":"IF($D83=\"Connection\",VLOOKUP(C83,'Input - General'!$F$62:$N$79,8,FALSE),0)","v":0},null,0.1801212933606588,223.66257997007742,40.286393180592121,null,8.6527813038891108E-2,263.94897315066953,22.838927400588421]
[null,{"$f":"'Input - Inventory'!B81","v":73},{"$f":"'Input - Inventory'!C81","v":"INC1x500"},{"$f":"'Input - Inventory'!D81","v":"Lamp"},{"$f":"'Input - Inventory'!E81","v":"NonTraffic"},{"$f":"'Input - Inventory'!F81","v":"Major > 130w"},{"$f":"'Input - Inventory'!G81","v":"1"},null,"Lamp - INC1x500",null,325.51975774412733,0,0,null,0,0,11.268438628862791,0.33333333333333331,0,0,11.268438628862791,4.9094211792429674E-3,11.268438628862791,0.16666666666666666,11.268438628862791,4.590314436538903E-3,11.268438628862791,4.0032025620496396E-2,169.02657943294184,2.1598272138228944E-2,281.71096572156983,1.2221950623319483E-2,0,0,13522.126354635349,1.1123470522803115E-4,9578.172834533374,2.4953586329427266E-4,0,0,0,0,17.180331866546297,null,33.805315886588374,0.33333333333333331,43.464490143968689,4.9094211792429674E-3,11.79499188782964,0.16666666666666666,0,0,13.447656098625529,null,86.716916159552213,1.04,1.5133333333333332,86.716916159552213,1.4200000000000001E-2,0,86.716916159552213,0.01,0,136.48086377964725,null,33.805315886588374,1.04,11.79499188782964,1.4200000000000001E-2,0,0.01,35.325017406859089,null,32.680811633287533,1.5738666666666665,51.43524006924347,null,{"$f":"IF($D84=\"Connection\",VLOOKUP(C84,'Input - General'!$F$62:$N$79,8,FALSE),0)","v":0},null,0.1801212933606588,253.86910922092164,45.72723229719076,null,8.6527813038891108E-2,299.59634151811235,25.923416226014997]
[null,{"$f":"'Input - Inventory'!B82","v":74},{"$f":"'Input - Inventory'!C82","v":"INC1x60"},{"$f":"'Input - Inventory'!D82","v":"Lamp"},{"$f":"'Input - Inventory'!E82","v":"NonTraffic"},{"$f":"'Input - Inventory'!F82","v":"Minor < 130w"},{"$f":"'Input - Inventory'!G82","v":"1"},null,"Lamp - INC1x60",null,286.78790055125796,0,0,null,11.268438628862791,0.33333333333333331,0,0,11.268438628862791,1.8504811250925242E-2,0,0,11.268438628862791,0.16666666666666666,11.268438628862791,4.590314436538903E-3,11.268438628862791,4.0032025620496396E-2,169.02657943294184,2.1598272138228944E-2,281.71096572156983,1.2221950623319483E-2,0,0,13522.126354635349,1.1123470522803115E-4,9578.172834533374,2.4953586329427266E-4,0,0,0,0,17.333530685204497,null,11.268438628862791,0.33333333333333331,43.464490143968689,1.8504811250925242E-2,11.79499188782964,0.16666666666666666,0,1.8504811250925242E-2,6.5262803771577111,null,86.716916159552213,1.04,1.5133333333333332,86.716916159552213,1.4200000000000001E-2,0,86.716916159552213,0.01,0,136.48086377964725,null,11.268438628862791,1.04,11.79499188782964,1.4200000000000001E-2,0,0.01,11.886665058824484,null,32.680811633287533,1.5738666666666665,51.43524006924347,null,{"$f":"IF($D85=\"Connection\",VLOOKUP(C85,'Input - General'!$F$62:$N$79,8,FALSE),0)","v":0},null,0.1801212933606588,223.66257997007742,40.286393180592121,null,8.6527813038891108E-2,263.94897315066953,22.838927400588421]
[null,{"$f":"'Input - Inventory'!B83","v":75},{"$f":"'Input - Inventory'!C83","v":"INC1x75"},{"$f":"'Input - Inventory'!D83","v":"Lamp"},{"$f":"'Input - Inventory'!E83","v":"NonTraffic"},{"$f":"'Input - Inventory'!F83","v":"Minor < 130w"},{"$f":"'Input - Inventory'!G83","v":"1"},null,"Lamp - INC1x75",null,286.78790055125796,0,0,null,11.268438628862791,0.33333333333333331,0,0,11.268438628862791,1.8504811250925242E-2,0,0,11.268438628862791,0.16666666666666666,11.268438628862791,4.590314436538903E-3,11.268438628862791,4.0032025620496396E-2,169.02657943294184,2.1598272138228944E-2,281.71096572156983,1.2221950623319483E-2,0,0,13522.126354635349,1.1123470522803115E-4,9578.172834533374,2.4953586329427266E-4,0,0,0,0,17.333530685204497,null,11.268438628862791,0.33333333333333331,43.464490143968689,1.8504811250925242E-2,11.79499188782964,0.16666666666666666,0,1.8504811250925242E-2,6.5262803771577111,null,86.716916159552213,1.04,1.5133333333333332,86.716916159552213,1.4200000000000001E-2,0,86.716916159552213,0.01,0,136.48086377964725,null,11.268438628862791,1.04,11.79499188782964,1.4200000000000001E-2,0,0.01,11.886665058824484,null,32.680811633287533,1.5738666666666665,51.43524006924347,null,{"$f":"IF($D86=\"Connection\",VLOOKUP(C86,'Input - General'!$F$62:$N$79,8,FALSE),0)","v":0},null,0.1801212933606588,223.66257997007742,40.286393180592121,null,8.6527813038891108E-2,263.94897315066953,22.838927400588421]
[null,{"$f":"'Input - Inventory'!B84","v":76},{"$f":"'Input - Inventory'!C84","v":"INC3x100"},{"$f":"'Input - Inventory'!D84","v":"Lamp"},{"$f":"'Input - Inventory'!E84","v":"NonTraffic"},{"$f":"'Input - Inventory'!F84","v":"Minor < 130w"},{"$f":"'Input - Inventory'!G84","v":"3"},null,"Lamp - INC3x100",null,296.42042187659422,0,0,null,11.268438628862791,0.33333333333333331,0,0,11.268438628862791,1.8504811250925242E-2,0,0,11.268438628862791,0.16666666666666666,11.268438628862791,4.590314436538903E-3,11.268438628862791,4.0032025620496396E-2,169.02657943294184,2.1598272138228944E-2,281.71096572156983,1.2221950623319483E-2,0,0,13522.126354635349,1.1123470522803115E-4,9578.172834533374,2.4953586329427266E-4,0,0,0,0,17.333530685204497,null,33.805315886588374,0.33333333333333331,43.464490143968689,1.8504811250925242E-2,11.79499188782964,0.16666666666666666,0,1.8504811250925242E-2,14.038572796399571,null,86.716916159552213,1.04,1.5133333333333332,86.716916159552213,1.4200000000000001E-2,0,86.716916159552213,0.01,0,136.48086377964725,null,11.268438628862791,1.04,11.79499188782964,1.4200000000000001E-2,0,0.01,11.886665058824484,null,32.680811633287533,1.5738666666666665,51.43524006924347,null,{"$f":"IF($D87=\"Connection\",VLOOKUP(C87,'Input - General'!$F$62:$N$79,8,FALSE),0)","v":0},null,0.1801212933606588,231.17487238931926,41.639517007249438,null,8.6527813038891108E-2,272.81438939656869,23.606032480025533]
[null,{"$f":"'Input - Inventory'!B85","v":77},{"$f":"'Input - Inventory'!C85","v":"LED1x237"},{"$f":"'Input - Inventory'!D85","v":"Lamp"},{"$f":"'Input - Inventory'!E85","v":"NonTraffic"},{"$f":"'Input - Inventory'!F85","v":"Major > 130w"},{"$f":"'Input - Inventory'!G85","v":1},null,"Lamp - LED1x237",null,27.355095465644506,1,27.355095465644506,null,0,0,11.268438628862791,0.33333333333333331,0,0,11.268438628862791,4.9094211792429674E-3,11.268438628862791,0.16666666666666666,11.268438628862791,4.590314436538903E-3,11.268438628862791,4.0032025620496396E-2,169.02657943294184,2.1598272138228944E-2,281.71096572156983,1.2221950623319483E-2,0,0,13522.126354635349,1.1123470522803115E-4,9578.172834533374,2.4953586329427266E-4,0,0,0,0,17.180331866546297,null,0,0.33333333333333331,43.464490143968689,4.9094211792429674E-3,11.79499188782964,0.16666666666666666,0,0,2.1792174697627371,null,86.716916159552213,0.01,1.5133333333333332,86.716916159552213,1.4200000000000001E-2,0,86.716916159552213,0.01,0,1.3123159978812233,null,0,0.01,11.79499188782964,1.4200000000000001E-2,0,0.01,0.16748888480718091,null,32.680811633287533,1.5133333333333332E-2,0.49456961605041794,null,{"$f":"IF($D88=\"Connection\",VLOOKUP(C88,'Input - General'!$F$62:$N$79,8,FALSE),0)","v":0},null,0.1801212933606588,21.333923835047855,3.8426939536266058,null,8.6527813038891108E-2,25.176617788674463,2.178477676970044]
[null,{"$f":"'Input - Inventory'!B86","v":78},{"$f":"'Input - Inventory'!C86","v":"LED1x29"},{"$f":"'Input - Inventory'!D86","v":"Lamp"},{"$f":"'Input - Inventory'!E86","v":"NonTraffic"},{"$f":"'Input - Inventory'!F86","v":"Minor < 130w"},{"$f":"'Input - Inventory'!G86","v":1},null,"Lamp - LED1x29",null,25.901095801826514,1391,36028.424260340682,null,11.268438628862791,{"$f":"1/6","v":0.16666666666666666},0,0,11.268438628862791,1.8504811250925242E-2,0,0,11.268438628862791,0.16666666666666666,11.268438628862791,4.590314436538903E-3,11.268438628862791,4.0032025620496396E-2,169.02657943294184,2.1598272138228944E-2,281.71096572156983,1.2221950623319483E-2,0,0,13522.126354635349,1.1123470522803115E-4,9578.172834533374,2.4953586329427266E-4,0,0,0,0,15.455457580394032,null,0,0.16666666666666666,43.464490143968689,1.8504811250925242E-2,11.79499188782964,0.16666666666666666,0,1.8504811250925242E-2,2.7701341675367814,null,86.716916159552213,0.01,1.5133333333333332,86.716916159552213,1.4200000000000001E-2,0,86.716916159552213,0.01,0,1.3123159978812233,null,0,0.01,11.79499188782964,1.4200000000000001E-2,0,0.01,0.16748888480718091,null,32.680811633287533,1.5133333333333332E-2,0.49456961605041794,null,{"$f":"IF($D89=\"Connection\",VLOOKUP(C89,'Input - General'!$F$62:$N$79,8,FALSE),0)","v":0},null,0.1801212933606588,20.199966246669636,3.6384440461917871,null,8.6527813038891108E-2,23.838410292861422,2.0626855089650906]
[null,{"$f":"'Input - Inventory'!B87","v":79},{"$f":"'Input - Inventory'!C87","v":"MBF1x1000"},{"$f":"'Input - Inventory'!D87","v":"Lamp"},{"$f":"'Input - Inventory'!E87","v":"Traffic"},{"$f":"'Input - Inventory'!F87","v":"Major > 130w"},{"$f":"'Input - Inventory'!G87","v":"1"},null,"Lamp - MBF1x1000",null,112.56209161833094,1,112.56209161833094,null,0,0,11.268438628862791,0.33333333333333331,0,0,11.268438628862791,4.9094211792429674E-3,11.268438628862791,0.16666666666666666,11.268438628862791,4.590314436538903E-3,11.268438628862791,4.0032025620496396E-2,169.02657943294184,2.1598272138228944E-2,281.71096572156983,1.2221950623319483E-2,0,0,13522.126354635349,1.1123470522803115E-4,9578.172834533374,2.4953586329427266E-4,0,0,0,0,17.180331866546297,null,112.68438628862792,0.33333333333333331,43.464490143968689,4.9094211792429674E-3,11.79499188782964,0.16666666666666666,0,4.9094211792429674E-3,39.740679565972037,null,86.716916159552213,0.08,2.2699999999999996,86.716916159552213,1.4200000000000001E-2,0,86.716916159552213,0.01,0,15.74779197457468,null,112.68438628862792,0.08,11.79499188782964,1.4200000000000001E-2,0,0.01,9.182239787897414,null,32.680811633287533,0.18159999999999996,5.9348353926050148,null,{"$f":"IF($D90=\"Connection\",VLOOKUP(C90,'Input - General'!$F$62:$N$79,8,FALSE),0)","v":0},null,0.1801212933606588,87.785878587595434,15.812105989999452,null,8.6527813038891108E-2,103.59798457759489,8.9641070407360548]
[null,{"$f":"'Input - Inventory'!B88","v":80},{"$f":"'Input - Inventory'!C88","v":"MBF1x1000 (P09)"},{"$f":"'Input - Inventory'!D88","v":"Lamp"},{"$f":"'Input - Inventory'!E88","v":"Traffic"},{"$f":"'Input - Inventory'!F88","v":"Major > 130w"},{"$f":"'Input - Inventory'!G88","v":1},null,"Lamp - MBF1x1000 (P09)",null,112.56209161833094,13,1463.3071910383021,null,0,0,11.268438628862791,0.33333333333333331,0,0,11.268438628862791,4.9094211792429674E-3,11.268438628862791,0.16666666666666666,11.268438628862791,4.590314436538903E-3,11.268438628862791,4.0032025620496396E-2,169.02657943294184,2.1598272138228944E-2,281.71096572156983,1.2221950623319483E-2,0,0,13522.126354635349,1.1123470522803115E-4,9578.172834533374,2.4953586329427266E-4,0,0,0,0,17.180331866546297,null,112.68438628862792,0.33333333333333331,43.464490143968689,4.9094211792429674E-3,11.79499188782964,0.16666666666666666,0,4.9094211792429674E-3,39.740679565972037,null,86.716916159552213,0.08,2.2699999999999996,86.716916159552213,1.4200000000000001E-2,0,86.716916159552213,0.01,0,15.74779197457468,null,112.68438628862792,0.08,11.79499188782964,1.4200000000000001E-2,0,0.01,9.182239787897414,null,32.680811633287533,0.18159999999999996,5.9348353926050148,null,{"$f":"IF($D91=\"Connection\",VLOOKUP(C91,'Input - General'!$F$62:$N$79,8,FALSE),0)","v":0},null,0.1801212933606588,87.785878587595434,15.812105989999452,null,8.6527813038891108E-2,103.59798457759489,8.9641070407360548]
[null,{"$f":"'Input - Inventory'!B89","v":81},{"$f":"'Input - Inventory'!C89","v":"MBF1x125"},{"$f":"'Input - Inventory'!D89","v":"Lamp"},{"$f":"'Input - Inventory'!E89","v":"NonTraffic"},{"$f":"'Input - Inventory'!F89","v":"Minor < 130w"},{"$f":"'Input - Inventory'!G89","v":"1"},null,"Lamp - MBF1x125",null,64.209006936192793,338,21702.644344433163,null,11.268438628862791,0.33333333333333331,0,0,11.268438628862791,1.8504811250925242E-2,0,0,11.268438628862791,0.16666666666666666,11.268438628862791,4.590314436538903E-3,11.268438628862791,4.0032025620496396E-2,169.02657943294184,2.1598272138228944E-2,281.71096572156983,1.2221950623319483E-2,0,0,13522.126354635349,1.1123470522803115E-4,9578.172834533374,2.4953586329427266E-4,0,0,0,0,17.333530685204497,null,11.268438628862791,0.33333333333333331,43.464490143968689,1.8504811250925242E-2,11.79499188782964,0.16666666666666666,0,1.8504811250925242E-2,6.5262803771577111,null,86.716916159552213,0.13570000000000002,1.5133333333333332,86.716916159552213,1.4200000000000001E-2,0,86.716916159552213,0.01,0,17.808128091248204,null,11.268438628862791,0.13570000000000002,11.79499188782964,1.4200000000000001E-2,0,0.01,1.6966160067438618,null,32.680811633287533,0.20535933333333334,6.711309689804172,null,{"$f":"IF($D92=\"Connection\",VLOOKUP(C92,'Input - General'!$F$62:$N$79,8,FALSE),0)","v":0},null,0.1801212933606588,50.075864850158439,9.0197295429640896,null,8.6527813038891108E-2,59.095594393122539,5.1134125430702486]
[null,{"$f":"'Input - Inventory'!B90","v":82},{"$f":"'Input - Inventory'!C90","v":"MBF1x125 (P09)"},{"$f":"'Input - Inventory'!D90","v":"Lamp"},{"$f":"'Input - Inventory'!E90","v":"NonTraffic"},{"$f":"'Input - Inventory'!F90","v":"Minor < 130w"},{"$f":"'Input - Inventory'!G90","v":1},null,"Lamp - MBF1x125 (P09)",null,64.209006936192793,5341,342940.30604620569,null,11.268438628862791,0.33333333333333331,0,0,11.268438628862791,1.8504811250925242E-2,0,0,11.268438628862791,0.16666666666666666,11.268438628862791,4.590314436538903E-3,11.268438628862791,4.0032025620496396E-2,169.02657943294184,2.1598272138228944E-2,281.71096572156983,1.2221950623319483E-2,0,0,13522.126354635349,1.1123470522803115E-4,9578.172834533374,2.4953586329427266E-4,0,0,0,0,17.333530685204497,null,11.268438628862791,0.33333333333333331,43.464490143968689,1.8504811250925242E-2,11.79499188782964,0.16666666666666666,0,1.8504811250925242E-2,6.5262803771577111,null,86.716916159552213,0.13570000000000002,1.5133333333333332,86.716916159552213,1.4200000000000001E-2,0,86.716916159552213,0.01,0,17.808128091248204,null,11.268438628862791,0.13570000000000002,11.79499188782964,1.4200000000000001E-2,0,0.01,1.6966160067438618,null,32.680811633287533,0.20535933333333334,6.711309689804172,null,{"$f":"IF($D93=\"Connection\",VLOOKUP(C93,'Input - General'!$F$62:$N$79,8,FALSE),0)","v":0},null,0.1801212933606588,50.075864850158439,9.0197295429640896,null,8.6527813038891108E-2,59.095594393122539,5.1134125430702486]
[null,{"$f":"'Input - Inventory'!B91","v":83},{"$f":"'Input - Inventory'!C91","v":"MBF1x160"},{"$f":"'Input - Inventory'!D91","v":"Lamp"},{"$f":"'Input - Inventory'!E91","v":"NonTraffic"},{"$f":"'Input - Inventory'!F91","v":"Major > 130w"},{"$f":"'Input - Inventory'!G91","v":"1"},null,"Lamp - MBF1x160",null,29.854504861439786,1,29.854504861439786,null,0,0,11.268438628862791,0.33333333333333331,0,0,11.268438628862791,4.9094211792429674E-3,11.268438628862791,0.16666666666666666,11.268438628862791,4.590314436538903E-3,11.268438628862791,4.0032025620496396E-2,169.02657943294184,2.1598272138228944E-2,281.71096572156983,1.2221950623319483E-2,0,0,13522.126354635349,1.1123470522803115E-4,9578.172834533374,2.4953586329427266E-4,0,0,0,0,17.180331866546297,null,11.268438628862791,0.33333333333333331,43.464490143968689,4.9094211792429674E-3,11.79499188782964,0.16666666666666666,0,0,5.9353636793836673,null,86.716916159552213,0,1.5133333333333332,86.716916159552213,1.4200000000000001E-2,0,86.716916159552213,0.01,0,0,null,11.268438628862791,0,11.79499188782964,1.4200000000000001E-2,0,0.01,0.16748888480718091,null,32.680811633287533,0,0,null,{"$f":"IF($D94=\"Connection\",VLOOKUP(C94,'Input - General'!$F$62:$N$79,8,FALSE),0)","v":0},null,0.1801212933606588,23.283184430737144,4.193797293219129,null,8.6527813038891108E-2,27.476981723956271,2.3775231374835162]
[null,{"$f":"'Input - Inventory'!B92","v":84},{"$f":"'Input - Inventory'!C92","v":"MBF1x250"},{"$f":"'Input - Inventory'!D92","v":"Lamp"},{"$f":"'Input - Inventory'!E92","v":"Traffic"},{"$f":"'Input - Inventory'!F92","v":"Major > 130w"},{"$f":"'Input - Inventory'!G92","v":"1"},null,"Lamp - MBF1x250",null,72.664255618878968,1153,83781.88672856745,null,0,0,11.268438628862791,0.33333333333333331,0,0,11.268438628862791,4.9094211792429674E-3,11.268438628862791,0.16666666666666666,11.268438628862791,4.590314436538903E-3,11.268438628862791,4.0032025620496396E-2,169.02657943294184,2.1598272138228944E-2,281.71096572156983,1.2221950623319483E-2,0,0,13522.126354635349,1.1123470522803115E-4,9578.172834533374,2.4953586329427266E-4,0,0,0,0,17.180331866546297,null,11.268438628862791,0.33333333333333331,43.464490143968689,4.9094211792429674E-3,11.79499188782964,0.16666666666666666,0,4.9094211792429674E-3,5.9353636793836673,null,86.716916159552213,0.11826666666666664,2.2699999999999996,86.716916159552213,1.4200000000000001E-2,0,86.716916159552213,0.01,0,23.280485802412894,null,11.268438628862791,0.11826666666666664,11.79499188782964,1.4200000000000001E-2,0,0.01,1.5001695599806868,null,32.680811633287533,0.26846533333333322,8.7736649887344118,null,{"$f":"IF($D95=\"Connection\",VLOOKUP(C95,'Input - General'!$F$62:$N$79,8,FALSE),0)","v":0},null,0.1801212933606588,56.670015897057958,10.207476558147174,null,8.6527813038891108E-2,66.877492455205129,5.7867631636738404]
[null,{"$f":"'Input - Inventory'!B93","v":85},{"$f":"'Input - Inventory'!C93","v":"MBF1x250 (P09)"},{"$f":"'Input - Inventory'!D93","v":"Lamp"},{"$f":"'Input - Inventory'!E93","v":"Traffic"},{"$f":"'Input - Inventory'!F93","v":"Major > 130w"},{"$f":"'Input - Inventory'!G93","v":1},null,"Lamp - MBF1x250 (P09)",null,72.664255618878968,16912,1228897.8910264811,null,0,0,11.268438628862791,0.33333333333333331,0,0,11.268438628862791,4.9094211792429674E-3,11.268438628862791,0.16666666666666666,11.268438628862791,4.590314436538903E-3,11.268438628862791,4.0032025620496396E-2,169.02657943294184,2.1598272138228944E-2,281.71096572156983,1.2221950623319483E-2,0,0,13522.126354635349,1.1123470522803115E-4,9578.172834533374,2.4953586329427266E-4,0,0,0,0,17.180331866546297,null,11.268438628862791,0.33333333333333331,43.464490143968689,4.9094211792429674E-3,11.79499188782964,0.16666666666666666,0,4.9094211792429674E-3,5.9353636793836673,null,86.716916159552213,0.11826666666666664,2.2699999999999996,86.716916159552213,1.4200000000000001E-2,0,86.716916159552213,0.01,0,23.280485802412894,null,11.268438628862791,0.11826666666666664,11.79499188782964,1.4200000000000001E-2,0,0.01,1.5001695599806868,null,32.680811633287533,0.26846533333333322,8.7736649887344118,null,{"$f":"IF($D96=\"Connection\",VLOOKUP(C96,'Input - General'!$F$62:$N$79,8,FALSE),0)","v":0},null,0.1801212933606588,56.670015897057958,10.207476558147174,null,8.6527813038891108E-2,66.877492455205129,5.7867631636738404]
[null,{"$f":"'Input - Inventory'!B94","v":86},{"$f":"'Input - Inventory'!C94","v":"MBF1x400"},{"$f":"'Input - Inventory'!D94","v":"Lamp"},{"$f":"'Input - Inventory'!E94","v":"Traffic"},{"$f":"'Input - Inventory'!F94","v":"Major > 130w"},{"$f":"'Input - Inventory'!G94","v":"1"},null,"Lamp - MBF1x400",null,75.222222687812774,343,25801.222381919782,null,0,0,11.268438628862791,0.33333333333333331,0,0,11.268438628862791,4.9094211792429674E-3,11.268438628862791,0.16666666666666666,11.268438628862791,4.590314436538903E-3,11.268438628862791,4.0032025620496396E-2,169.02657943294184,2.1598272138228944E-2,281.71096572156983,1.2221950623319483E-2,0,0,13522.126354635349,1.1123470522803115E-4,9578.172834533374,2.4953586329427266E-4,0,0,0,0,17.180331866546297,null,11.268438628862791,0.33333333333333331,43.464490143968689,4.9094211792429674E-3,11.79499188782964,0.16666666666666666,0,4.9094211792429674E-3,5.9353636793836673,null,86.716916159552213,0.12533333333333332,2.2699999999999996,86.716916159552213,1.4200000000000001E-2,0,86.716916159552213,0.01,0,24.671540760166994,null,11.268438628862791,0.12533333333333332,11.79499188782964,1.4200000000000001E-2,0,0.01,1.5797998596246505,null,32.680811633287533,0.28450666666666657,9.2979087817478554,null,{"$f":"IF($D97=\"Connection\",VLOOKUP(C97,'Input - General'!$F$62:$N$79,8,FALSE),0)","v":0},null,0.1801212933606588,58.664944947469465,10.566805758870046,null,8.6527813038891108E-2,69.231750706339511,5.990471981473263]
[null,{"$f":"'Input - Inventory'!B95","v":87},{"$f":"'Input - Inventory'!C95","v":"MBF1x400 (P09)"},{"$f":"'Input - Inventory'!D95","v":"Lamp"},{"$f":"'Input - Inventory'!E95","v":"Traffic"},{"$f":"'Input - Inventory'!F95","v":"Major > 130w"},{"$f":"'Input - Inventory'!G95","v":1},null,"Lamp - MBF1x400 (P09)",null,75.222222687812774,6550.5,492743.16971651756,null,0,0,11.268438628862791,0.33333333333333331,0,0,11.268438628862791,4.9094211792429674E-3,11.268438628862791,0.16666666666666666,11.268438628862791,4.590314436538903E-3,11.268438628862791,4.0032025620496396E-2,169.02657943294184,2.1598272138228944E-2,281.71096572156983,1.2221950623319483E-2,0,0,13522.126354635349,1.1123470522803115E-4,9578.172834533374,2.4953586329427266E-4,0,0,0,0,17.180331866546297,null,11.268438628862791,0.33333333333333331,43.464490143968689,4.9094211792429674E-3,11.79499188782964,0.16666666666666666,0,4.9094211792429674E-3,5.9353636793836673,null,86.716916159552213,0.12533333333333332,2.2699999999999996,86.716916159552213,1.4200000000000001E-2,0,86.716916159552213,0.01,0,24.671540760166994,null,11.268438628862791,0.12533333333333332,11.79499188782964,1.4200000000000001E-2,0,0.01,1.5797998596246505,null,32.680811633287533,0.28450666666666657,9.2979087817478554,null,{"$f":"IF($D98=\"Connection\",VLOOKUP(C98,'Input - General'!$F$62:$N$79,8,FALSE),0)","v":0},null,0.1801212933606588,58.664944947469465,10.566805758870046,null,8.6527813038891108E-2,69.231750706339511,5.990471981473263]
[null,{"$f":"'Input - Inventory'!B96","v":88},{"$f":"'Input - Inventory'!C96","v":"MBF1x42"},{"$f":"'Input - Inventory'!D96","v":"Lamp"},{"$f":"'Input - Inventory'!E96","v":"NonTraffic"},{"$f":"'Input - Inventory'!F96","v":"Minor < 130w"},{"$f":"'Input - Inventory'!G96","v":"1"},null,"Lamp - MBF1x42",null,68.73787085581813,197,13541.360558596172,null,11.268438628862791,0.33333333333333331,0,0,11.268438628862791,1.8504811250925242E-2,0,0,11.268438628862791,0.16666666666666666,11.268438628862791,4.590314436538903E-3,11.268438628862791,4.0032025620496396E-2,169.02657943294184,2.1598272138228944E-2,281.71096572156983,1.2221950623319483E-2,0,0,13522.126354635349,1.1123470522803115E-4,9578.172834533374,2.4953586329427266E-4,0,0,0,0,17.333530685204497,null,11.268438628862791,0.33333333333333331,43.464490143968689,1.8504811250925242E-2,11.79499188782964,0.16666666666666666,0,1.8504811250925242E-2,6.5262803771577111,null,86.716916159552213,0.15409999999999999,1.5133333333333332,86.716916159552213,1.4200000000000001E-2,0,86.716916159552213,0.01,0,20.222789527349651,null,11.268438628862791,0.15409999999999999,11.79499188782964,1.4200000000000001E-2,0,0.01,1.9039552775149369,null,32.680811633287533,0.23320466666666662,7.6213177833369397,null,{"$f":"IF($D99=\"Connection\",VLOOKUP(C99,'Input - General'!$F$62:$N$79,8,FALSE),0)","v":0},null,0.1801212933606588,53.607873650563732,9.65591953625432,null,8.6527813038891108E-2,63.263793186818063,5.4740776690000663]
[null,{"$f":"'Input - Inventory'!B97","v":89},{"$f":"'Input - Inventory'!C97","v":"MBF1x42 (P09)"},{"$f":"'Input - Inventory'!D97","v":"Lamp"},{"$f":"'Input - Inventory'!E97","v":"NonTraffic"},{"$f":"'Input - Inventory'!F97","v":"Minor < 130w"},{"$f":"'Input - Inventory'!G97","v":1},null,"Lamp - MBF1x42 (P09)",null,68.73787085581813,52383.5,3600730.2579757492,null,11.268438628862791,0.33333333333333331,0,0,11.268438628862791,1.8504811250925242E-2,0,0,11.268438628862791,0.16666666666666666,11.268438628862791,4.590314436538903E-3,11.268438628862791,4.0032025620496396E-2,169.02657943294184,2.1598272138228944E-2,281.71096572156983,1.2221950623319483E-2,0,0,13522.126354635349,1.1123470522803115E-4,9578.172834533374,2.4953586329427266E-4,0,0,0,0,17.333530685204497,null,11.268438628862791,0.33333333333333331,43.464490143968689,1.8504811250925242E-2,11.79499188782964,0.16666666666666666,0,1.8504811250925242E-2,6.5262803771577111,null,86.716916159552213,0.15409999999999999,1.5133333333333332,86.716916159552213,1.4200000000000001E-2,0,86.716916159552213,0.01,0,20.222789527349651,null,11.268438628862791,0.15409999999999999,11.79499188782964,1.4200000000000001E-2,0,0.01,1.9039552775149369,null,32.680811633287533,0.23320466666666662,7.6213177833369397,null,{"$f":"IF($D100=\"Connection\",VLOOKUP(C100,'Input - General'!$F$62:$N$79,8,FALSE),0)","v":0},null,0.1801212933606588,53.607873650563732,9.65591953625432,null,8.6527813038891108E-2,63.263793186818063,5.4740776690000663]
[null,{"$f":"'Input - Inventory'!B98","v":90},{"$f":"'Input - Inventory'!C98","v":"MBF1x50"},{"$f":"'Input - Inventory'!D98","v":"Lamp"},{"$f":"'Input - Inventory'!E98","v":"NonTraffic"},{"$f":"'Input - Inventory'!F98","v":"Minor < 130w"},{"$f":"'Input - Inventory'!G98","v":"1"},null,"Lamp - MBF1x50",null,77.352557659453268,271,20962.543125711836,null,11.268438628862791,0.33333333333333331,0,0,11.268438628862791,1.8504811250925242E-2,0,0,11.268438628862791,0.16666666666666666,11.268438628862791,4.590314436538903E-3,11.268438628862791,4.0032025620496396E-2,169.02657943294184,2.1598272138228944E-2,281.71096572156983,1.2221950623319483E-2,0,0,13522.126354635349,1.1123470522803115E-4,9578.172834533374,2.4953586329427266E-4,0,0,0,0,17.333530685204497,null,11.268438628862791,0.33333333333333331,43.464490143968689,1.8504811250925242E-2,11.79499188782964,0.16666666666666666,0,1.8504811250925242E-2,6.5262803771577111,null,86.716916159552213,0.18909999999999996,1.5133333333333332,86.716916159552213,1.4200000000000001E-2,0,86.716916159552213,0.01,0,24.815895519933928,null,11.268438628862791,0.18909999999999996,11.79499188782964,1.4200000000000001E-2,0,0.01,2.2983506295251344,null,32.680811633287533,0.28617133333333328,9.3523114395134019,null,{"$f":"IF($D101=\"Connection\",VLOOKUP(C101,'Input - General'!$F$62:$N$79,8,FALSE),0)","v":0},null,0.1801212933606588,60.326368651334676,10.866063545230304,null,8.6527813038891108E-2,71.192432196564965,6.1601254628883053]
[null,{"$f":"'Input - Inventory'!B99","v":91},{"$f":"'Input - Inventory'!C99","v":"MBF1x50 (P09)"},{"$f":"'Input - Inventory'!D99","v":"Lamp"},{"$f":"'Input - Inventory'!E99","v":"NonTraffic"},{"$f":"'Input - Inventory'!F99","v":"Minor < 130w"},{"$f":"'Input - Inventory'!G99","v":1},null,"Lamp - MBF1x50 (P09)",null,77.352557659453268,11869,918097.50686005084,null,11.268438628862791,0.33333333333333331,0,0,11.268438628862791,1.8504811250925242E-2,0,0,11.268438628862791,0.16666666666666666,11.268438628862791,4.590314436538903E-3,11.268438628862791,4.0032025620496396E-2,169.02657943294184,2.1598272138228944E-2,281.71096572156983,1.2221950623319483E-2,0,0,13522.126354635349,1.1123470522803115E-4,9578.172834533374,2.4953586329427266E-4,0,0,0,0,17.333530685204497,null,11.268438628862791,0.33333333333333331,43.464490143968689,1.8504811250925242E-2,11.79499188782964,0.16666666666666666,0,1.8504811250925242E-2,6.5262803771577111,null,86.716916159552213,0.18909999999999996,1.5133333333333332,86.716916159552213,1.4200000000000001E-2,0,86.716916159552213,0.01,0,24.815895519933928,null,11.268438628862791,0.18909999999999996,11.79499188782964,1.4200000000000001E-2,0,0.01,2.2983506295251344,null,32.680811633287533,0.28617133333333328,9.3523114395134019,null,{"$f":"IF($D102=\"Connection\",VLOOKUP(C102,'Input - General'!$F$62:$N$79,8,FALSE),0)","v":0},null,0.1801212933606588,60.326368651334676,10.866063545230304,null,8.6527813038891108E-2,71.192432196564965,6.1601254628883053]
[null,{"$f":"'Input - Inventory'!B100","v":92},{"$f":"'Input - Inventory'!C100","v":"MBF1x500"},{"$f":"'Input - Inventory'!D100","v":"Lamp"},{"$f":"'Input - Inventory'!E100","v":"Traffic"},{"$f":"'Input - Inventory'!F100","v":"Major > 130w"},{"$f":"'Input - Inventory'!G100","v":"1"},null,"Lamp - MBF1x500",null,144.05108425263325,0,0,null,0,0,11.268438628862791,0.33333333333333331,0,0,11.268438628862791,4.9094211792429674E-3,11.268438628862791,0.16666666666666666,11.268438628862791,4.590314436538903E-3,11.268438628862791,4.0032025620496396E-2,169.02657943294184,2.1598272138228944E-2,281.71096572156983,1.2221950623319483E-2,0,0,13522.126354635349,1.1123470522803115E-4,9578.172834533374,2.4953586329427266E-4,0,0,0,0,17.180331866546297,null,112.68438628862792,0.33333333333333331,43.464490143968689,4.9094211792429674E-3,11.79499188782964,0.16666666666666666,0,4.9094211792429674E-3,39.740679565972037,null,86.716916159552213,0.14399999999999999,2.2699999999999996,86.716916159552213,1.4200000000000001E-2,0,86.716916159552213,0.01,0,28.346025554234419,null,112.68438628862792,0.14399999999999999,11.79499188782964,1.4200000000000001E-2,0,0.01,16.394040510369599,null,32.680811633287533,0.32687999999999989,10.682703706689026,null,{"$f":"IF($D103=\"Connection\",VLOOKUP(C103,'Input - General'!$F$62:$N$79,8,FALSE),0)","v":0},null,0.1801212933606588,112.34378120381137,20.235507171457375,null,8.6527813038891108E-2,132.57928837526876,11.471795877364485]
[null,{"$f":"'Input - Inventory'!B101","v":93},{"$f":"'Input - Inventory'!C101","v":"MBF1x700"},{"$f":"'Input - Inventory'!D101","v":"Lamp"},{"$f":"'Input - Inventory'!E101","v":"Traffic"},{"$f":"'Input - Inventory'!F101","v":"Major > 130w"},{"$f":"'Input - Inventory'!G101","v":"1"},null,"Lamp - MBF1x700",null,96.953640112208092,2,193.90728022441618,null,0,0,11.268438628862791,0.33333333333333331,0,0,11.268438628862791,4.9094211792429674E-3,11.268438628862791,0.16666666666666666,11.268438628862791,4.590314436538903E-3,11.268438628862791,4.0032025620496396E-2,169.02657943294184,2.1598272138228944E-2,281.71096572156983,1.2221950623319483E-2,0,0,13522.126354635349,1.1123470522803115E-4,9578.172834533374,2.4953586329427266E-4,0,0,0,0,17.180331866546297,null,112.68438628862792,0.33333333333333331,43.464490143968689,4.9094211792429674E-3,11.79499188782964,0.16666666666666666,0,4.9094211792429674E-3,39.740679565972037,null,86.716916159552213,4.8276505126947922E-2,2.2699999999999996,86.716916159552213,1.4200000000000001E-2,0,86.716916159552213,0.01,0,9.5031044999832979,null,112.68438628862792,4.8276505126947922E-2,11.79499188782964,1.4200000000000001E-2,0,0.01,5.6074972371971068,null,32.680811633287533,0.10958766663817177,3.5814138907335997,null,{"$f":"IF($D104=\"Connection\",VLOOKUP(C104,'Input - General'!$F$62:$N$79,8,FALSE),0)","v":0},null,0.1801212933606588,75.61302706043233,13.619516229039563,null,8.6527813038891108E-2,89.232543289471906,7.7210968227361825]
[null,{"$f":"'Input - Inventory'!B102","v":94},{"$f":"'Input - Inventory'!C102","v":"MBF1x80"},{"$f":"'Input - Inventory'!D102","v":"Lamp"},{"$f":"'Input - Inventory'!E102","v":"NonTraffic"},{"$f":"'Input - Inventory'!F102","v":"Minor < 130w"},{"$f":"'Input - Inventory'!G102","v":"1"},null,"Lamp - MBF1x80",null,51.14750084915736,1665,85160.588913847008,null,11.268438628862791,0.33333333333333331,0,0,11.268438628862791,1.8504811250925242E-2,0,0,11.268438628862791,0.16666666666666666,11.268438628862791,4.590314436538903E-3,11.268438628862791,4.0032025620496396E-2,169.02657943294184,2.1598272138228944E-2,281.71096572156983,1.2221950623319483E-2,0,0,13522.126354635349,1.1123470522803115E-4,9578.172834533374,2.4953586329427266E-4,0,0,0,0,17.333530685204497,null,11.268438628862791,0.33333333333333331,43.464490143968689,1.8504811250925242E-2,11.79499188782964,0.16666666666666666,0,1.8504811250925242E-2,6.5262803771577111,null,86.716916159552213,8.2633333333333323E-2,1.5133333333333332,86.716916159552213,1.4200000000000001E-2,0,86.716916159552213,0.01,0,10.844104529158507,null,11.268438628862791,8.2633333333333323E-2,11.79499188782964,1.4200000000000001E-2,0,0.01,1.0986375301722093,null,32.680811633287533,0.12505177777777776,4.0867935939632867,null,{"$f":"IF($D105=\"Connection\",VLOOKUP(C105,'Input - General'!$F$62:$N$79,8,FALSE),0)","v":0},null,0.1801212933606588,39.88934671565621,7.1849207217357431,null,8.6527813038891108E-2,47.074267437391953,4.0732334117654103]
[null,{"$f":"'Input - Inventory'!B103","v":95},{"$f":"'Input - Inventory'!C103","v":"MBF1x80 (P09)"},{"$f":"'Input - Inventory'!D103","v":"Lamp"},{"$f":"'Input - Inventory'!E103","v":"NonTraffic"},{"$f":"'Input - Inventory'!F103","v":"Minor < 130w"},{"$f":"'Input - Inventory'!G103","v":1},null,"Lamp - MBF1x80 (P09)",null,51.14750084915736,77027.5,3939764.1216584686,null,11.268438628862791,0.33333333333333331,0,0,11.268438628862791,1.8504811250925242E-2,0,0,11.268438628862791,0.16666666666666666,11.268438628862791,4.590314436538903E-3,11.268438628862791,4.0032025620496396E-2,169.02657943294184,2.1598272138228944E-2,281.71096572156983,1.2221950623319483E-2,0,0,13522.126354635349,1.1123470522803115E-4,9578.172834533374,2.4953586329427266E-4,0,0,0,0,17.333530685204497,null,11.268438628862791,0.33333333333333331,43.464490143968689,1.8504811250925242E-2,11.79499188782964,0.16666666666666666,0,1.8504811250925242E-2,6.5262803771577111,null,86.716916159552213,8.2633333333333323E-2,1.5133333333333332,86.716916159552213,1.4200000000000001E-2,0,86.716916159552213,0.01,0,10.844104529158507,null,11.268438628862791,8.2633333333333323E-2,11.79499188782964,1.4200000000000001E-2,0,0.01,1.0986375301722093,null,32.680811633287533,0.12505177777777776,4.0867935939632867,null,{"$f":"IF($D106=\"Connection\",VLOOKUP(C106,'Input - General'!$F$62:$N$79,8,FALSE),0)","v":0},null,0.1801212933606588,39.88934671565621,7.1849207217357431,null,8.6527813038891108E-2,47.074267437391953,4.0732334117654103]
[null,{"$f":"'Input - Inventory'!B104","v":96},{"$f":"'Input - Inventory'!C104","v":"MBF1x800"},{"$f":"'Input - Inventory'!D104","v":"Lamp"},{"$f":"'Input - Inventory'!E104","v":"Traffic"},{"$f":"'Input - Inventory'!F104","v":"Major > 130w"},{"$f":"'Input - Inventory'!G104","v":"1"},null,"Lamp - MBF1x800",null,144.05108425263325,0,0,null,0,0,11.268438628862791,0.33333333333333331,0,0,11.268438628862791,4.9094211792429674E-3,11.268438628862791,0.16666666666666666,11.268438628862791,4.590314436538903E-3,11.268438628862791,4.0032025620496396E-2,169.02657943294184,2.1598272138228944E-2,281.71096572156983,1.2221950623319483E-2,0,0,13522.126354635349,1.1123470522803115E-4,9578.172834533374,2.4953586329427266E-4,0,0,0,0,17.180331866546297,null,112.68438628862792,0.33333333333333331,43.464490143968689,4.9094211792429674E-3,11.79499188782964,0.16666666666666666,0,4.9094211792429674E-3,39.740679565972037,null,86.716916159552213,0.14399999999999999,2.2699999999999996,86.716916159552213,1.4200000000000001E-2,0,86.716916159552213,0.01,0,28.346025554234419,null,112.68438628862792,0.14399999999999999,11.79499188782964,1.4200000000000001E-2,0,0.01,16.394040510369599,null,32.680811633287533,0.32687999999999989,10.682703706689026,null,{"$f":"IF($D107=\"Connection\",VLOOKUP(C107,'Input - General'!$F$62:$N$79,8,FALSE),0)","v":0},null,0.1801212933606588,112.34378120381137,20.235507171457375,null,8.6527813038891108E-2,132.57928837526876,11.471795877364485]
[null,{"$f":"'Input - Inventory'!B105","v":97},{"$f":"'Input - Inventory'!C105","v":"MBF2x125"},{"$f":"'Input - Inventory'!D105","v":"Lamp"},{"$f":"'Input - Inventory'!E105","v":"Traffic"},{"$f":"'Input - Inventory'!F105","v":"Major > 130w"},{"$f":"'Input - Inventory'!G105","v":"2"},null,"Lamp - MBF2x125",null,126.24556790581853,0,0,null,0,0,11.268438628862791,0.33333333333333331,0,0,11.268438628862791,4.9094211792429674E-3,11.268438628862791,0.16666666666666666,11.268438628862791,4.590314436538903E-3,11.268438628862791,4.0032025620496396E-2,169.02657943294184,2.1598272138228944E-2,281.71096572156983,1.2221950623319483E-2,0,0,13522.126354635349,1.1123470522803115E-4,9578.172834533374,2.4953586329427266E-4,0,0,0,0,17.180331866546297,null,22.536877257725582,0.33333333333333331,43.464490143968689,4.9094211792429674E-3,11.79499188782964,0.16666666666666666,0,4.9094211792429674E-3,9.6915098890045979,null,86.716916159552213,0.25298551000000002,2.2699999999999996,86.716916159552213,1.4200000000000001E-2,0,86.716916159552213,0.01,0,49.799539800771036,null,11.268438628862791,0.25298551000000002,11.79499188782964,1.4200000000000001E-2,0,0.01,3.0182405782337351,null,32.680811633287533,0.57427710769999996,18.767841982052875,null,{"$f":"IF($D108=\"Connection\",VLOOKUP(C108,'Input - General'!$F$62:$N$79,8,FALSE),0)","v":0},null,0.1801212933606588,98.457464116608534,17.734285777694183,null,8.6527813038891108E-2,116.19174989430272,10.053818011515821]
[null,{"$f":"'Input - Inventory'!B106","v":98},{"$f":"'Input - Inventory'!C106","v":"MBF2x125 (P09)"},{"$f":"'Input - Inventory'!D106","v":"Lamp"},{"$f":"'Input - Inventory'!E106","v":"Traffic"},{"$f":"'Input - Inventory'!F106","v":"Major > 130w"},{"$f":"'Input - Inventory'!G106","v":2},null,"Lamp - MBF2x125 (P09)",null,126.24556790581853,1,126.24556790581853,null,0,0,11.268438628862791,0.33333333333333331,0,0,11.268438628862791,4.9094211792429674E-3,11.268438628862791,0.16666666666666666,11.268438628862791,4.590314436538903E-3,11.268438628862791,4.0032025620496396E-2,169.02657943294184,2.1598272138228944E-2,281.71096572156983,1.2221950623319483E-2,0,0,13522.126354635349,1.1123470522803115E-4,9578.172834533374,2.4953586329427266E-4,0,0,0,0,17.180331866546297,null,22.536877257725582,0.33333333333333331,43.464490143968689,4.9094211792429674E-3,11.79499188782964,0.16666666666666666,0,4.9094211792429674E-3,9.6915098890045979,null,86.716916159552213,0.25298551000000002,2.2699999999999996,86.716916159552213,1.4200000000000001E-2,0,86.716916159552213,0.01,0,49.799539800771036,null,11.268438628862791,0.25298551000000002,11.79499188782964,1.4200000000000001E-2,0,0.01,3.0182405782337351,null,32.680811633287533,0.57427710769999996,18.767841982052875,null,{"$f":"IF($D109=\"Connection\",VLOOKUP(C109,'Input - General'!$F$62:$N$79,8,FALSE),0)","v":0},null,0.1801212933606588,98.457464116608534,17.734285777694183,null,8.6527813038891108E-2,116.19174989430272,10.053818011515821]
[null,{"$f":"'Input - Inventory'!B107","v":99},{"$f":"'Input - Inventory'!C107","v":"MBF2x160"},{"$f":"'Input - Inventory'!D107","v":"Lamp"},{"$f":"'Input - Inventory'!E107","v":"Traffic"},{"$f":"'Input - Inventory'!F107","v":"Major > 130w"},{"$f":"'Input - Inventory'!G107","v":"2"},null,"Lamp - MBF2x160",null,34.670765524107935,0,0,null,0,0,11.268438628862791,0.33333333333333331,0,0,11.268438628862791,4.9094211792429674E-3,11.268438628862791,0.16666666666666666,11.268438628862791,4.590314436538903E-3,11.268438628862791,4.0032025620496396E-2,169.02657943294184,2.1598272138228944E-2,281.71096572156983,1.2221950623319483E-2,0,0,13522.126354635349,1.1123470522803115E-4,9578.172834533374,2.4953586329427266E-4,0,0,0,0,17.180331866546297,null,22.536877257725582,0.33333333333333331,43.464490143968689,4.9094211792429674E-3,11.79499188782964,0.16666666666666666,0,4.9094211792429674E-3,9.6915098890045979,null,86.716916159552213,0,2.2699999999999996,86.716916159552213,1.4200000000000001E-2,0,86.716916159552213,0.01,0,0,null,11.268438628862791,0,11.79499188782964,1.4200000000000001E-2,0,0.01,0.16748888480718091,null,32.680811633287533,0,0,null,{"$f":"IF($D110=\"Connection\",VLOOKUP(C110,'Input - General'!$F$62:$N$79,8,FALSE),0)","v":0},null,0.1801212933606588,27.039330640358074,4.8703592065477865,null,8.6527813038891108E-2,31.909689846905863,2.7610756772020721]
[null,{"$f":"'Input - Inventory'!B108","v":100},{"$f":"'Input - Inventory'!C108","v":"MBF2x175"},{"$f":"'Input - Inventory'!D108","v":"Lamp"},{"$f":"'Input - Inventory'!E108","v":"Traffic"},{"$f":"'Input - Inventory'!F108","v":"Major > 130w"},{"$f":"'Input - Inventory'!G108","v":"2"},null,"Lamp - MBF2x175",null,34.670765524107935,0,0,null,0,0,11.268438628862791,0.33333333333333331,0,0,11.268438628862791,4.9094211792429674E-3,11.268438628862791,0.16666666666666666,11.268438628862791,4.590314436538903E-3,11.268438628862791,4.0032025620496396E-2,169.02657943294184,2.1598272138228944E-2,281.71096572156983,1.2221950623319483E-2,0,0,13522.126354635349,1.1123470522803115E-4,9578.172834533374,2.4953586329427266E-4,0,0,0,0,17.180331866546297,null,22.536877257725582,0.33333333333333331,43.464490143968689,4.9094211792429674E-3,11.79499188782964,0.16666666666666666,0,4.9094211792429674E-3,9.6915098890045979,null,86.716916159552213,0,2.2699999999999996,86.716916159552213,1.4200000000000001E-2,0,86.716916159552213,0.01,0,0,null,11.268438628862791,0,11.79499188782964,1.4200000000000001E-2,0,0.01,0.16748888480718091,null,32.680811633287533,0,0,null,{"$f":"IF($D111=\"Connection\",VLOOKUP(C111,'Input - General'!$F$62:$N$79,8,FALSE),0)","v":0},null,0.1801212933606588,27.039330640358074,4.8703592065477865,null,8.6527813038891108E-2,31.909689846905863,2.7610756772020721]
[null,{"$f":"'Input - Inventory'!B109","v":101},{"$f":"'Input - Inventory'!C109","v":"MBF2x400"},{"$f":"'Input - Inventory'!D109","v":"Lamp"},{"$f":"'Input - Inventory'!E109","v":"Traffic"},{"$f":"'Input - Inventory'!F109","v":"Major > 130w"},{"$f":"'Input - Inventory'!G109","v":"2"},null,"Lamp - MBF2x400",null,115.22730051607316,0,0,null,0,0,11.268438628862791,0.33333333333333331,0,0,11.268438628862791,4.9094211792429674E-3,11.268438628862791,0.16666666666666666,11.268438628862791,4.590314436538903E-3,11.268438628862791,4.0032025620496396E-2,169.02657943294184,2.1598272138228944E-2,281.71096572156983,1.2221950623319483E-2,0,0,13522.126354635349,1.1123470522803115E-4,9578.172834533374,2.4953586329427266E-4,0,0,0,0,17.180331866546297,null,22.536877257725582,0.33333333333333331,43.464490143968689,4.9094211792429674E-3,11.79499188782964,0.16666666666666666,0,4.9094211792429674E-3,9.6915098890045979,null,86.716916159552213,0.22254632888888881,2.2699999999999996,86.716916159552213,1.4200000000000001E-2,0,86.716916159552213,0.01,0,43.807666150593754,null,11.268438628862791,0.22254632888888881,11.79499188782964,1.4200000000000001E-2,0,0.01,2.6752385339703388,null,32.680811633287533,0.50518016657777753,16.509697864801165,null,{"$f":"IF($D112=\"Connection\",VLOOKUP(C112,'Input - General'!$F$62:$N$79,8,FALSE),0)","v":0},null,0.1801212933606588,89.864444304916148,16.186499935338386,null,8.6527813038891108E-2,106.05094424025455,9.1763562758186108]
[null,{"$f":"'Input - Inventory'!B110","v":102},{"$f":"'Input - Inventory'!C110","v":"MBF2x80"},{"$f":"'Input - Inventory'!D110","v":"Lamp"},{"$f":"'Input - Inventory'!E110","v":"NonTraffic"},{"$f":"'Input - Inventory'!F110","v":"Minor < 130w"},{"$f":"'Input - Inventory'!G110","v":"2"},null,"Lamp - MBF2x80",null,74.621958594401022,0,0,null,11.268438628862791,0.33333333333333331,0,0,11.268438628862791,1.8504811250925242E-2,0,0,11.268438628862791,0.16666666666666666,11.268438628862791,4.590314436538903E-3,11.268438628862791,4.0032025620496396E-2,169.02657943294184,2.1598272138228944E-2,281.71096572156983,1.2221950623319483E-2,0,0,13522.126354635349,1.1123470522803115E-4,9578.172834533374,2.4953586329427266E-4,0,0,0,0,17.333530685204497,null,22.536877257725582,0.33333333333333331,43.464490143968689,1.8504811250925242E-2,11.79499188782964,0.16666666666666666,0,1.8504811250925242E-2,10.282426586778641,null,86.716916159552213,0.15843839888888889,1.5133333333333332,86.716916159552213,1.4200000000000001E-2,0,86.716916159552213,0.01,0,20.792124554057551,null,11.268438628862791,0.15843839888888889,11.79499188782964,1.4200000000000001E-2,0,0.01,1.9528422591419079,null,32.680811633287533,0.2397701103185185,7.8358818106120749,null,{"$f":"IF($D113=\"Connection\",VLOOKUP(C113,'Input - General'!$F$62:$N$79,8,FALSE),0)","v":0},null,0.1801212933606588,58.196805895794668,10.482483947409749,null,8.6527813038891108E-2,68.679289843204415,5.9426687511966048]
[null,{"$f":"'Input - Inventory'!B111","v":103},{"$f":"'Input - Inventory'!C111","v":"MBF3x160"},{"$f":"'Input - Inventory'!D111","v":"Lamp"},{"$f":"'Input - Inventory'!E111","v":"Traffic"},{"$f":"'Input - Inventory'!F111","v":"Major > 130w"},{"$f":"'Input - Inventory'!G111","v":"3"},null,"Lamp - MBF3x160",null,39.487026186776085,0,0,null,0,0,11.268438628862791,0.33333333333333331,0,0,11.268438628862791,4.9094211792429674E-3,11.268438628862791,0.16666666666666666,11.268438628862791,4.590314436538903E-3,11.268438628862791,4.0032025620496396E-2,169.02657943294184,2.1598272138228944E-2,281.71096572156983,1.2221950623319483E-2,0,0,13522.126354635349,1.1123470522803115E-4,9578.172834533374,2.4953586329427266E-4,0,0,0,0,17.180331866546297,null,33.805315886588374,0.33333333333333331,43.464490143968689,4.9094211792429674E-3,11.79499188782964,0.16666666666666666,0,4.9094211792429674E-3,13.447656098625529,null,86.716916159552213,0,2.2699999999999996,86.716916159552213,1.4200000000000001E-2,0,86.716916159552213,0.01,0,0,null,11.268438628862791,0,11.79499188782964,1.4200000000000001E-2,0,0.01,0.16748888480718091,null,32.680811633287533,0,0,null,{"$f":"IF($D114=\"Connection\",VLOOKUP(C114,'Input - General'!$F$62:$N$79,8,FALSE),0)","v":0},null,0.1801212933606588,30.795476849979007,5.546921119876445,null,8.6527813038891108E-2,36.342397969855455,3.1446282169206285]
[null,{"$f":"'Input - Inventory'!B112","v":104},{"$f":"'Input - Inventory'!C112","v":"MBF3x250"},{"$f":"'Input - Inventory'!D112","v":"Lamp"},{"$f":"'Input - Inventory'!E112","v":"Traffic"},{"$f":"'Input - Inventory'!F112","v":"Major > 130w"},{"$f":"'Input - Inventory'!G112","v":"3"},null,"Lamp - MBF3x250",null,153.32615906446409,0,0,null,0,0,11.268438628862791,0.33333333333333331,0,0,11.268438628862791,4.9094211792429674E-3,11.268438628862791,0.16666666666666666,11.268438628862791,4.590314436538903E-3,11.268438628862791,4.0032025620496396E-2,169.02657943294184,2.1598272138228944E-2,281.71096572156983,1.2221950623319483E-2,0,0,13522.126354635349,1.1123470522803115E-4,9578.172834533374,2.4953586329427266E-4,0,0,0,0,17.180331866546297,null,33.805315886588374,0.33333333333333331,43.464490143968689,4.9094211792429674E-3,11.79499188782964,0.16666666666666666,0,4.9094211792429674E-3,13.447656098625529,null,86.716916159552213,0.3144931830589629,2.2699999999999996,86.716916159552213,1.4200000000000001E-2,0,86.716916159552213,0.01,0,61.907165302929769,null,11.268438628862791,0.3144931830589629,11.79499188782964,1.4200000000000001E-2,0,0.01,3.7113360173028154,null,32.680811633287533,0.71389952554384561,23.33081591939176,null,{"$f":"IF($D115=\"Connection\",VLOOKUP(C115,'Input - General'!$F$62:$N$79,8,FALSE),0)","v":0},null,0.1801212933606588,119.57730520479618,21.538418870070124,null,8.6527813038891108E-2,141.11572407486631,12.210434989597777]
[null,{"$f":"'Input - Inventory'!B113","v":105},{"$f":"'Input - Inventory'!C113","v":"MBF3x400"},{"$f":"'Input - Inventory'!D113","v":"Lamp"},{"$f":"'Input - Inventory'!E113","v":"Traffic"},{"$f":"'Input - Inventory'!F113","v":"Major > 130w"},{"$f":"'Input - Inventory'!G113","v":"3"},null,"Lamp - MBF3x400",null,159.24457403822561,0,0,null,0,0,11.268438628862791,0.33333333333333331,0,0,11.268438628862791,4.9094211792429674E-3,11.268438628862791,0.16666666666666666,11.268438628862791,4.590314436538903E-3,11.268438628862791,4.0032025620496396E-2,169.02657943294184,2.1598272138228944E-2,281.71096572156983,1.2221950623319483E-2,0,0,13522.126354635349,1.1123470522803115E-4,9578.172834533374,2.4953586329427266E-4,0,0,0,0,17.180331866546297,null,33.805315886588374,0.33333333333333331,43.464490143968689,4.9094211792429674E-3,11.79499188782964,0.16666666666666666,0,4.9094211792429674E-3,13.447656098625529,null,86.716916159552213,0.33084345837037032,2.2699999999999996,86.716916159552213,1.4200000000000001E-2,0,86.716916159552213,0.01,0,65.125674482068121,null,11.268438628862791,0.33084345837037032,11.79499188782964,1.4200000000000001E-2,0,0.01,3.8955780912144204,null,32.680811633287533,0.75101465050074045,24.543768326853968,null,{"$f":"IF($D116=\"Connection\",VLOOKUP(C116,'Input - General'!$F$62:$N$79,8,FALSE),0)","v":0},null,0.1801212933606588,124.19300886530833,22.369805383171101,null,8.6527813038891108E-2,146.56281424847944,12.681759789746154]
[null,{"$f":"'Input - Inventory'!B114","v":106},{"$f":"'Input - Inventory'!C114","v":"MBF3x80"},{"$f":"'Input - Inventory'!D114","v":"Lamp"},{"$f":"'Input - Inventory'!E114","v":"NonTraffic"},{"$f":"'Input - Inventory'!F114","v":"Minor < 130w"},{"$f":"'Input - Inventory'!G114","v":"3"},null,"Lamp - MBF3x80",null,96.554627320721195,0,0,null,11.268438628862791,0.33333333333333331,0,0,11.268438628862791,1.8504811250925242E-2,0,0,11.268438628862791,0.16666666666666666,11.268438628862791,4.590314436538903E-3,11.268438628862791,4.0032025620496396E-2,169.02657943294184,2.1598272138228944E-2,281.71096572156983,1.2221950623319483E-2,0,0,13522.126354635349,1.1123470522803115E-4,9578.172834533374,2.4953586329427266E-4,0,0,0,0,17.333530685204497,null,33.805315886588374,0.33333333333333331,43.464490143968689,1.8504811250925242E-2,11.79499188782964,0.16666666666666666,0,1.8504811250925242E-2,14.038572796399571,null,86.716916159552213,0.22797943919403707,1.5133333333333332,86.716916159552213,1.4200000000000001E-2,0,86.716916159552213,0.01,0,29.918106524232442,null,11.268438628862791,0.22797943919403707,11.79499188782964,1.4200000000000001E-2,0,0.01,2.7364612040077438,null,32.680811633287533,0.34500888464697604,11.275170370958451,null,{"$f":"IF($D117=\"Connection\",VLOOKUP(C117,'Input - General'!$F$62:$N$79,8,FALSE),0)","v":0},null,0.1801212933606588,75.301841580802702,13.563465097973618,null,8.6527813038891108E-2,88.865306678776321,7.689320641944879]
[null,{"$f":"'Input - Inventory'!B115","v":107},{"$f":"'Input - Inventory'!C115","v":"MBF4x1000"},{"$f":"'Input - Inventory'!D115","v":"Lamp"},{"$f":"'Input - Inventory'!E115","v":"Traffic"},{"$f":"'Input - Inventory'!F115","v":"Major > 130w"},{"$f":"'Input - Inventory'!G115","v":"4"},null,"Lamp - MBF4x1000",null,357.22773310543926,0,0,null,0,0,11.268438628862791,0.33333333333333331,0,0,11.268438628862791,4.9094211792429674E-3,11.268438628862791,0.16666666666666666,11.268438628862791,4.590314436538903E-3,11.268438628862791,4.0032025620496396E-2,169.02657943294184,2.1598272138228944E-2,281.71096572156983,1.2221950623319483E-2,0,0,13522.126354635349,1.1123470522803115E-4,9578.172834533374,2.4953586329427266E-4,0,0,0,0,17.180331866546297,null,450.73754515451168,0.33333333333333331,43.464490143968689,4.9094211792429674E-3,11.79499188782964,0.16666666666666666,0,4.9094211792429674E-3,152.42506585459995,null,86.716916159552213,0.28360703999999992,2.2699999999999996,86.716916159552213,1.4200000000000001E-2,0,86.716916159552213,0.01,0,55.827308355560987,null,112.68438628862792,0.28360703999999992,11.79499188782964,1.4200000000000001E-2,0,0.01,32.12557413434152,null,32.680811633287533,0.64378798079999966,21.039513732299319,null,{"$f":"IF($D118=\"Connection\",VLOOKUP(C118,'Input - General'!$F$62:$N$79,8,FALSE),0)","v":0},null,0.1801212933606588,278.59779394334805,50.181394972502162,null,8.6527813038891108E-2,328.77918891585028,28.448544189588954]
[null,{"$f":"'Input - Inventory'!B116","v":108},{"$f":"'Input - Inventory'!C116","v":"MBF4x80"},{"$f":"'Input - Inventory'!D116","v":"Lamp"},{"$f":"'Input - Inventory'!E116","v":"NonTraffic"},{"$f":"'Input - Inventory'!F116","v":"Minor < 130w"},{"$f":"'Input - Inventory'!G116","v":"4"},null,"Lamp - MBF4x80",null,117.07291019404826,0,0,null,11.268438628862791,0.33333333333333331,0,0,11.268438628862791,1.8504811250925242E-2,0,0,11.268438628862791,0.16666666666666666,11.268438628862791,4.590314436538903E-3,11.268438628862791,4.0032025620496396E-2,169.02657943294184,2.1598272138228944E-2,281.71096572156983,1.2221950623319483E-2,0,0,13522.126354635349,1.1123470522803115E-4,9578.172834533374,2.4953586329427266E-4,0,0,0,0,17.333530685204497,null,45.073754515451164,0.33333333333333331,43.464490143968689,1.8504811250925242E-2,11.79499188782964,0.16666666666666666,0,1.8504811250925242E-2,17.7947190060205,null,86.716916159552213,0.2917740715353031,1.5133333333333332,86.716916159552213,1.4200000000000001E-2,0,86.716916159552213,0.01,0,38.289978184271874,null,11.268438628862791,0.2917740715353031,11.79499188782964,1.4200000000000001E-2,0,0.01,3.4553271033961659,null,32.680811633287533,0.44155142825675864,14.430259053268204,null,{"$f":"IF($D119=\"Connection\",VLOOKUP(C119,'Input - General'!$F$62:$N$79,8,FALSE),0)","v":0},null,0.1801212933606588,91.303814032161227,16.445761072233946,null,8.6527813038891108E-2,107.74957510439519,9.3233350896530638]
[null,{"$f":"'Input - Inventory'!B117","v":109},{"$f":"'Input - Inventory'!C117","v":"MBF6x125"},{"$f":"'Input - Inventory'!D117","v":"Lamp"},{"$f":"'Input - Inventory'!E117","v":"Traffic"},{"$f":"'Input - Inventory'!F117","v":"Major > 130w"},{"$f":"'Input - Inventory'!G117","v":"6"},null,"Lamp - MBF6x125",null,265.01986119277484,0,0,null,0,0,11.268438628862791,0.33333333333333331,0,0,11.268438628862791,4.9094211792429674E-3,11.268438628862791,0.16666666666666666,11.268438628862791,4.590314436538903E-3,11.268438628862791,4.0032025620496396E-2,169.02657943294184,2.1598272138228944E-2,281.71096572156983,1.2221950623319483E-2,0,0,13522.126354635349,1.1123470522803115E-4,9578.172834533374,2.4953586329427266E-4,0,0,0,0,17.180331866546297,null,67.610631773176749,0.33333333333333331,43.464490143968689,4.9094211792429674E-3,11.79499188782964,0.16666666666666666,0,4.9094211792429674E-3,24.716094727488318,null,86.716916159552213,0.58314301987824635,2.2699999999999996,86.716916159552213,1.4200000000000001E-2,0,86.716916159552213,0.01,0,114.79018710584863,null,11.268438628862791,0.58314301987824635,11.79499188782964,1.4200000000000001E-2,0,0.01,6.7386002161549143,null,32.680811633287533,1.3237346551236189,43.260722916549824,null,{"$f":"IF($D120=\"Connection\",VLOOKUP(C120,'Input - General'!$F$62:$N$79,8,FALSE),0)","v":0},null,0.1801212933606588,206.68593683258797,37.228538261745172,null,8.6527813038891108E-2,243.91447509433314,21.10538609844172]
[null,{"$f":"'Input - Inventory'!B118","v":110},{"$f":"'Input - Inventory'!C118","v":"MBF6x160"},{"$f":"'Input - Inventory'!D118","v":"Lamp"},{"$f":"'Input - Inventory'!E118","v":"Traffic"},{"$f":"'Input - Inventory'!F118","v":"Major > 130w"},{"$f":"'Input - Inventory'!G118","v":"6"},null,"Lamp - MBF6x160",null,53.935808174780504,0,0,null,0,0,11.268438628862791,0.33333333333333331,0,0,11.268438628862791,4.9094211792429674E-3,11.268438628862791,0.16666666666666666,11.268438628862791,4.590314436538903E-3,11.268438628862791,4.0032025620496396E-2,169.02657943294184,2.1598272138228944E-2,281.71096572156983,1.2221950623319483E-2,0,0,13522.126354635349,1.1123470522803115E-4,9578.172834533374,2.4953586329427266E-4,0,0,0,0,17.180331866546297,null,67.610631773176749,0.33333333333333331,43.464490143968689,4.9094211792429674E-3,11.79499188782964,0.16666666666666666,0,4.9094211792429674E-3,24.716094727488318,null,86.716916159552213,0,2.2699999999999996,86.716916159552213,1.4200000000000001E-2,0,86.716916159552213,0.01,0,0,null,11.268438628862791,0,11.79499188782964,1.4200000000000001E-2,0,0.01,0.16748888480718091,null,32.680811633287533,0,0,null,{"$f":"IF($D121=\"Connection\",VLOOKUP(C121,'Input - General'!$F$62:$N$79,8,FALSE),0)","v":0},null,0.1801212933606588,42.063915478841793,7.5766068598624186,null,8.6527813038891108E-2,49.640522338704208,4.2952858360762951]
[null,{"$f":"'Input - Inventory'!B119","v":111},{"$f":"'Input - Inventory'!C119","v":"MBF9x160"},{"$f":"'Input - Inventory'!D119","v":"Lamp"},{"$f":"'Input - Inventory'!E119","v":"Traffic"},{"$f":"'Input - Inventory'!F119","v":"Major > 130w"},{"$f":"'Input - Inventory'!G119","v":"9"},null,"Lamp - MBF9x160",null,68.384590162784946,0,0,null,0,0,11.268438628862791,0.33333333333333331,0,0,11.268438628862791,4.9094211792429674E-3,11.268438628862791,0.16666666666666666,11.268438628862791,4.590314436538903E-3,11.268438628862791,4.0032025620496396E-2,169.02657943294184,2.1598272138228944E-2,281.71096572156983,1.2221950623319483E-2,0,0,13522.126354635349,1.1123470522803115E-4,9578.172834533374,2.4953586329427266E-4,0,0,0,0,17.180331866546297,null,101.41594765976512,0.33333333333333331,43.464490143968689,4.9094211792429674E-3,11.79499188782964,0.16666666666666666,0,4.9094211792429674E-3,35.984533356351108,null,86.716916159552213,0,2.2699999999999996,86.716916159552213,1.4200000000000001E-2,0,86.716916159552213,0.01,0,0,null,11.268438628862791,0,11.79499188782964,1.4200000000000001E-2,0,0.01,0.16748888480718091,null,32.680811633287533,0,0,null,{"$f":"IF($D122=\"Connection\",VLOOKUP(C122,'Input - General'!$F$62:$N$79,8,FALSE),0)","v":0},null,0.1801212933606588,53.332354107704582,9.606292599848393,null,8.6527813038891108E-2,62.938646707552977,5.445943455231963]
[null,{"$f":"'Input - Inventory'!B120","v":112},{"$f":"'Input - Inventory'!C120","v":"MBI1x100"},{"$f":"'Input - Inventory'!D120","v":"Lamp"},{"$f":"'Input - Inventory'!E120","v":"Traffic"},{"$f":"'Input - Inventory'!F120","v":"Minor < 130w"},{"$f":"'Input - Inventory'!G120","v":"1"},null,"Lamp - MBI1x100",null,102.98100261348293,1,102.98100261348293,null,11.268438628862791,0.33333333333333331,0,0,11.268438628862791,1.8504811250925242E-2,0,0,11.268438628862791,0.16666666666666666,11.268438628862791,4.590314436538903E-3,11.268438628862791,4.0032025620496396E-2,169.02657943294184,2.1598272138228944E-2,281.71096572156983,1.2221950623319483E-2,0,0,13522.126354635349,1.1123470522803115E-4,9578.172834533374,2.4953586329427266E-4,0,0,0,0,17.333530685204497,null,33.805315886588374,0.33333333333333331,43.464490143968689,1.8504811250925242E-2,11.79499188782964,0.16666666666666666,0,0,14.038572796399571,null,86.716916159552213,0.16,2.2699999999999996,86.716916159552213,1.4200000000000001E-2,0,86.716916159552213,0.01,0,31.49558394914936,null,33.805315886588374,0.16,11.79499188782964,1.4200000000000001E-2,0,0.01,5.5763394266613213,null,32.680811633287533,0.36319999999999991,11.86967078521003,null,{"$f":"IF($D123=\"Connection\",VLOOKUP(C123,'Input - General'!$F$62:$N$79,8,FALSE),0)","v":0},null,0.1801212933606588,80.313697642624774,14.466207093966467,null,8.6527813038891108E-2,94.779904736591249,8.2010978768916765]
[null,{"$f":"'Input - Inventory'!B121","v":113},{"$f":"'Input - Inventory'!C121","v":"MBI1x100 (P09)"},{"$f":"'Input - Inventory'!D121","v":"Lamp"},{"$f":"'Input - Inventory'!E121","v":"Traffic"},{"$f":"'Input - Inventory'!F121","v":"Minor < 130w"},{"$f":"'Input - Inventory'!G121","v":1},null,"Lamp - MBI1x100 (P09)",null,102.98100261348293,34,3501.3540888584193,null,11.268438628862791,0.33333333333333331,0,0,11.268438628862791,1.8504811250925242E-2,0,0,11.268438628862791,0.16666666666666666,11.268438628862791,4.590314436538903E-3,11.268438628862791,4.0032025620496396E-2,169.02657943294184,2.1598272138228944E-2,281.71096572156983,1.2221950623319483E-2,0,0,13522.126354635349,1.1123470522803115E-4,9578.172834533374,2.4953586329427266E-4,0,0,0,0,17.333530685204497,null,33.805315886588374,0.33333333333333331,43.464490143968689,1.8504811250925242E-2,11.79499188782964,0.16666666666666666,0,0,14.038572796399571,null,86.716916159552213,0.16,2.2699999999999996,86.716916159552213,1.4200000000000001E-2,0,86.716916159552213,0.01,0,31.49558394914936,null,33.805315886588374,0.16,11.79499188782964,1.4200000000000001E-2,0,0.01,5.5763394266613213,null,32.680811633287533,0.36319999999999991,11.86967078521003,null,{"$f":"IF($D124=\"Connection\",VLOOKUP(C124,'Input - General'!$F$62:$N$79,8,FALSE),0)","v":0},null,0.1801212933606588,80.313697642624774,14.466207093966467,null,8.6527813038891108E-2,94.779904736591249,8.2010978768916765]
[null,{"$f":"'Input - Inventory'!B122","v":114},{"$f":"'Input - Inventory'!C122","v":"MBI1x1000"},{"$f":"'Input - Inventory'!D122","v":"Lamp"},{"$f":"'Input - Inventory'!E122","v":"Traffic"},{"$f":"'Input - Inventory'!F122","v":"Major > 130w"},{"$f":"'Input - Inventory'!G122","v":"1"},null,"Lamp - MBI1x1000",null,151.9233324112088,1,151.9233324112088,null,0,0,11.268438628862791,0.33333333333333331,0,0,11.268438628862791,4.9094211792429674E-3,11.268438628862791,0.16666666666666666,11.268438628862791,4.590314436538903E-3,11.268438628862791,4.0032025620496396E-2,169.02657943294184,2.1598272138228944E-2,281.71096572156983,1.2221950623319483E-2,0,0,13522.126354635349,1.1123470522803115E-4,9578.172834533374,2.4953586329427266E-4,0,0,0,0,17.180331866546297,null,112.68438628862792,0.33333333333333331,43.464490143968689,4.9094211792429674E-3,11.79499188782964,0.16666666666666666,0,4.9094211792429674E-3,39.740679565972037,null,86.716916159552213,0.16,2.2699999999999996,86.716916159552213,1.4200000000000001E-2,0,86.716916159552213,0.01,0,31.49558394914936,null,112.68438628862792,0.16,11.79499188782964,1.4200000000000001E-2,0,0.01,18.196990690987647,null,32.680811633287533,0.36319999999999991,11.86967078521003,null,{"$f":"IF($D125=\"Connection\",VLOOKUP(C125,'Input - General'!$F$62:$N$79,8,FALSE),0)","v":0},null,0.1801212933606588,118.48325685786537,21.341357466821858,null,8.6527813038891108E-2,139.82461432468722,12.098718086521592]
[null,{"$f":"'Input - Inventory'!B123","v":115},{"$f":"'Input - Inventory'!C123","v":"MBI1x1000 (P09)"},{"$f":"'Input - Inventory'!D123","v":"Lamp"},{"$f":"'Input - Inventory'!E123","v":"Traffic"},{"$f":"'Input - Inventory'!F123","v":"Major > 130w"},{"$f":"'Input - Inventory'!G123","v":1},null,"Lamp - MBI1x1000 (P09)",null,151.9233324112088,10,1519.233324112088,null,0,0,11.268438628862791,0.33333333333333331,0,0,11.268438628862791,4.9094211792429674E-3,11.268438628862791,0.16666666666666666,11.268438628862791,4.590314436538903E-3,11.268438628862791,4.0032025620496396E-2,169.02657943294184,2.1598272138228944E-2,281.71096572156983,1.2221950623319483E-2,0,0,13522.126354635349,1.1123470522803115E-4,9578.172834533374,2.4953586329427266E-4,0,0,0,0,17.180331866546297,null,112.68438628862792,0.33333333333333331,43.464490143968689,4.9094211792429674E-3,11.79499188782964,0.16666666666666666,0,4.9094211792429674E-3,39.740679565972037,null,86.716916159552213,0.16,2.2699999999999996,86.716916159552213,1.4200000000000001E-2,0,86.716916159552213,0.01,0,31.49558394914936,null,112.68438628862792,0.16,11.79499188782964,1.4200000000000001E-2,0,0.01,18.196990690987647,null,32.680811633287533,0.36319999999999991,11.86967078521003,null,{"$f":"IF($D126=\"Connection\",VLOOKUP(C126,'Input - General'!$F$62:$N$79,8,FALSE),0)","v":0},null,0.1801212933606588,118.48325685786537,21.341357466821858,null,8.6527813038891108E-2,139.82461432468722,12.098718086521592]
[null,{"$f":"'Input - Inventory'!B124","v":116},{"$f":"'Input - Inventory'!C124","v":"MBI1x150"},{"$f":"'Input - Inventory'!D124","v":"Lamp"},{"$f":"'Input - Inventory'!E124","v":"Traffic"},{"$f":"'Input - Inventory'!F124","v":"Major > 130w"},{"$f":"'Input - Inventory'!G124","v":"1"},null,"Lamp - MBI1x150",null,151.9233324112088,5,759.61666205604399,null,0,0,11.268438628862791,0.33333333333333331,0,0,11.268438628862791,4.9094211792429674E-3,11.268438628862791,0.16666666666666666,11.268438628862791,4.590314436538903E-3,11.268438628862791,4.0032025620496396E-2,169.02657943294184,2.1598272138228944E-2,281.71096572156983,1.2221950623319483E-2,0,0,13522.126354635349,1.1123470522803115E-4,9578.172834533374,2.4953586329427266E-4,0,0,0,0,17.180331866546297,null,112.68438628862792,0.33333333333333331,43.464490143968689,4.9094211792429674E-3,11.79499188782964,0.16666666666666666,0,4.9094211792429674E-3,39.740679565972037,null,86.716916159552213,0.16000000000000003,2.2699999999999996,86.716916159552213,1.4200000000000001E-2,0,86.716916159552213,0.01,0,31.495583949149363,null,112.68438628862792,0.16000000000000003,11.79499188782964,1.4200000000000001E-2,0,0.01,18.196990690987651,null,32.680811633287533,0.36320000000000002,11.869670785210033,null,{"$f":"IF($D127=\"Connection\",VLOOKUP(C127,'Input - General'!$F$62:$N$79,8,FALSE),0)","v":0},null,0.1801212933606588,118.48325685786538,21.341357466821858,null,8.6527813038891108E-2,139.82461432468722,12.098718086521592]
[null,{"$f":"'Input - Inventory'!B125","v":117},{"$f":"'Input - Inventory'!C125","v":"MBI1x150 (P09)"},{"$f":"'Input - Inventory'!D125","v":"Lamp"},{"$f":"'Input - Inventory'!E125","v":"Traffic"},{"$f":"'Input - Inventory'!F125","v":"Major > 130w"},{"$f":"'Input - Inventory'!G125","v":1},null,"Lamp - MBI1x150 (P09)",null,151.9233324112088,69,10482.709936373407,null,0,0,11.268438628862791,0.33333333333333331,0,0,11.268438628862791,4.9094211792429674E-3,11.268438628862791,0.16666666666666666,11.268438628862791,4.590314436538903E-3,11.268438628862791,4.0032025620496396E-2,169.02657943294184,2.1598272138228944E-2,281.71096572156983,1.2221950623319483E-2,0,0,13522.126354635349,1.1123470522803115E-4,9578.172834533374,2.4953586329427266E-4,0,0,0,0,17.180331866546297,null,112.68438628862792,0.33333333333333331,43.464490143968689,4.9094211792429674E-3,11.79499188782964,0.16666666666666666,0,4.9094211792429674E-3,39.740679565972037,null,86.716916159552213,0.16000000000000003,2.2699999999999996,86.716916159552213,1.4200000000000001E-2,0,86.716916159552213,0.01,0,31.495583949149363,null,112.68438628862792,0.16000000000000003,11.79499188782964,1.4200000000000001E-2,0,0.01,18.196990690987651,null,32.680811633287533,0.36320000000000002,11.869670785210033,null,{"$f":"IF($D128=\"Connection\",VLOOKUP(C128,'Input - General'!$F$62:$N$79,8,FALSE),0)","v":0},null,0.1801212933606588,118.48325685786538,21.341357466821858,null,8.6527813038891108E-2,139.82461432468722,12.098718086521592]
[null,{"$f":"'Input - Inventory'!B126","v":118},{"$f":"'Input - Inventory'!C126","v":"MBI1x1500"},{"$f":"'Input - Inventory'!D126","v":"Lamp"},{"$f":"'Input - Inventory'!E126","v":"Traffic"},{"$f":"'Input - Inventory'!F126","v":"Major > 130w"},{"$f":"'Input - Inventory'!G126","v":"1"},null,"Lamp - MBI1x1500",null,151.9233324112088,0,0,null,0,0,11.268438628862791,0.33333333333333331,0,0,11.268438628862791,4.9094211792429674E-3,11.268438628862791,0.16666666666666666,11.268438628862791,4.590314436538903E-3,11.268438628862791,4.0032025620496396E-2,169.02657943294184,2.1598272138228944E-2,281.71096572156983,1.2221950623319483E-2,0,0,13522.126354635349,1.1123470522803115E-4,9578.172834533374,2.4953586329427266E-4,0,0,0,0,17.180331866546297,null,112.68438628862792,0.33333333333333331,43.464490143968689,4.9094211792429674E-3,11.79499188782964,0.16666666666666666,0,4.9094211792429674E-3,39.740679565972037,null,86.716916159552213,0.16,2.2699999999999996,86.716916159552213,1.4200000000000001E-2,0,86.716916159552213,0.01,0,31.49558394914936,null,112.68438628862792,0.16,11.79499188782964,1.4200000000000001E-2,0,0.01,18.196990690987647,null,32.680811633287533,0.36319999999999991,11.86967078521003,null,{"$f":"IF($D129=\"Connection\",VLOOKUP(C129,'Input - General'!$F$62:$N$79,8,FALSE),0)","v":0},null,0.1801212933606588,118.48325685786537,21.341357466821858,null,8.6527813038891108E-2,139.82461432468722,12.098718086521592]
[null,{"$f":"'Input - Inventory'!B127","v":119},{"$f":"'Input - Inventory'!C127","v":"MBI1x250"},{"$f":"'Input - Inventory'!D127","v":"Lamp"},{"$f":"'Input - Inventory'!E127","v":"Traffic"},{"$f":"'Input - Inventory'!F127","v":"Major > 130w"},{"$f":"'Input - Inventory'!G127","v":"1"},null,"Lamp - MBI1x250",null,102.02687194596685,2,204.05374389193369,null,0,0,11.268438628862791,0.33333333333333331,0,0,11.268438628862791,4.9094211792429674E-3,11.268438628862791,0.16666666666666666,11.268438628862791,4.590314436538903E-3,11.268438628862791,4.0032025620496396E-2,169.02657943294184,2.1598272138228944E-2,281.71096572156983,1.2221950623319483E-2,0,0,13522.126354635349,1.1123470522803115E-4,9578.172834533374,2.4953586329427266E-4,0,0,0,0,17.180331866546297,null,33.805315886588374,0.33333333333333331,43.464490143968689,4.9094211792429674E-3,11.79499188782964,0.16666666666666666,0,4.9094211792429674E-3,13.447656098625529,null,86.716916159552213,0.16000000000000003,2.2699999999999996,86.716916159552213,1.4200000000000001E-2,0,86.716916159552213,0.01,0,31.495583949149363,null,33.805315886588374,0.16000000000000003,11.79499188782964,1.4200000000000001E-2,0,0.01,5.5763394266613222,null,32.680811633287533,0.36320000000000002,11.869670785210033,null,{"$f":"IF($D130=\"Connection\",VLOOKUP(C130,'Input - General'!$F$62:$N$79,8,FALSE),0)","v":0},null,0.1801212933606588,79.569582126192543,14.332176044736959,null,8.6527813038891108E-2,93.901758170929497,8.1251137750373523]
[null,{"$f":"'Input - Inventory'!B128","v":120},{"$f":"'Input - Inventory'!C128","v":"MBI1x250 (P09)"},{"$f":"'Input - Inventory'!D128","v":"Lamp"},{"$f":"'Input - Inventory'!E128","v":"Traffic"},{"$f":"'Input - Inventory'!F128","v":"Major > 130w"},{"$f":"'Input - Inventory'!G128","v":1},null,"Lamp - MBI1x250 (P09)",null,102.02687194596685,61,6223.6391887039772,null,0,0,11.268438628862791,0.33333333333333331,0,0,11.268438628862791,4.9094211792429674E-3,11.268438628862791,0.16666666666666666,11.268438628862791,4.590314436538903E-3,11.268438628862791,4.0032025620496396E-2,169.02657943294184,2.1598272138228944E-2,281.71096572156983,1.2221950623319483E-2,0,0,13522.126354635349,1.1123470522803115E-4,9578.172834533374,2.4953586329427266E-4,0,0,0,0,17.180331866546297,null,33.805315886588374,0.33333333333333331,43.464490143968689,4.9094211792429674E-3,11.79499188782964,0.16666666666666666,0,4.9094211792429674E-3,13.447656098625529,null,86.716916159552213,0.16000000000000003,2.2699999999999996,86.716916159552213,1.4200000000000001E-2,0,86.716916159552213,0.01,0,31.495583949149363,null,33.805315886588374,0.16000000000000003,11.79499188782964,1.4200000000000001E-2,0,0.01,5.5763394266613222,null,32.680811633287533,0.36320000000000002,11.869670785210033,null,{"$f":"IF($D131=\"Connection\",VLOOKUP(C131,'Input - General'!$F$62:$N$79,8,FALSE),0)","v":0},null,0.1801212933606588,79.569582126192543,14.332176044736959,null,8.6527813038891108E-2,93.901758170929497,8.1251137750373523]
[null,{"$f":"'Input - Inventory'!B129","v":121},{"$f":"'Input - Inventory'!C129","v":"MBI1x3745"},{"$f":"'Input - Inventory'!D129","v":"Lamp"},{"$f":"'Input - Inventory'!E129","v":"Traffic"},{"$f":"'Input - Inventory'!F129","v":"Major > 130w"},{"$f":"'Input - Inventory'!G129","v":"1"},null,"Lamp - MBI1x3745",null,80.642674603720266,0,0,null,0,0,11.268438628862791,0.33333333333333331,0,0,11.268438628862791,4.9094211792429674E-3,11.268438628862791,0.16666666666666666,11.268438628862791,4.590314436538903E-3,11.268438628862791,4.0032025620496396E-2,169.02657943294184,2.1598272138228944E-2,281.71096572156983,1.2221950623319483E-2,0,0,13522.126354635349,1.1123470522803115E-4,9578.172834533374,2.4953586329427266E-4,0,0,0,0,17.180331866546297,null,0,0.33333333333333331,43.464490143968689,4.9094211792429674E-3,11.79499188782964,0.16666666666666666,0,4.9094211792429674E-3,2.1792174697627371,null,86.716916159552213,0.16,2.2699999999999996,86.716916159552213,1.4200000000000001E-2,0,86.716916159552213,0.01,0,31.49558394914936,null,0,0.16,11.79499188782964,1.4200000000000001E-2,0,0.01,0.16748888480718091,null,32.680811633287533,0.36319999999999991,11.86967078521003,null,{"$f":"IF($D132=\"Connection\",VLOOKUP(C132,'Input - General'!$F$62:$N$79,8,FALSE),0)","v":0},null,0.1801212933606588,62.892292955475604,11.328241149557716,null,8.6527813038891108E-2,74.220534105033309,6.4221404986869635]
[null,{"$f":"'Input - Inventory'!B130","v":122},{"$f":"'Input - Inventory'!C130","v":"MBI1x400"},{"$f":"'Input - Inventory'!D130","v":"Lamp"},{"$f":"'Input - Inventory'!E130","v":"Traffic"},{"$f":"'Input - Inventory'!F130","v":"Major > 130w"},{"$f":"'Input - Inventory'!G130","v":"1"},null,"Lamp - MBI1x400",null,86.391910506169154,13,1123.0948365801989,null,0,0,11.268438628862791,0.33333333333333331,0,0,11.268438628862791,4.9094211792429674E-3,11.268438628862791,0.16666666666666666,11.268438628862791,4.590314436538903E-3,11.268438628862791,4.0032025620496396E-2,169.02657943294184,2.1598272138228944E-2,281.71096572156983,1.2221950623319483E-2,0,0,13522.126354635349,1.1123470522803115E-4,9578.172834533374,2.4953586329427266E-4,0,0,0,0,17.180331866546297,null,33.805315886588374,0.33333333333333331,43.464490143968689,4.9094211792429674E-3,11.79499188782964,0.16666666666666666,0,4.9094211792429674E-3,13.447656098625529,null,86.716916159552213,0.12,2.2699999999999996,86.716916159552213,1.4200000000000001E-2,0,86.716916159552213,0.01,0,23.621687961862015,null,33.805315886588374,0.12,11.79499188782964,1.4200000000000001E-2,0,0.01,4.2241267911977856,null,32.680811633287533,0.27239999999999992,8.9022530889075213,null,{"$f":"IF($D133=\"Connection\",VLOOKUP(C133,'Input - General'!$F$62:$N$79,8,FALSE),0)","v":0},null,0.1801212933606588,67.376055807139153,12.13586231352183,null,8.6527813038891108E-2,79.51191812066098,6.8799923855081708]
[null,{"$f":"'Input - Inventory'!B131","v":123},{"$f":"'Input - Inventory'!C131","v":"MBI1x400 (P09)"},{"$f":"'Input - Inventory'!D131","v":"Lamp"},{"$f":"'Input - Inventory'!E131","v":"Traffic"},{"$f":"'Input - Inventory'!F131","v":"Major > 130w"},{"$f":"'Input - Inventory'!G131","v":1},null,"Lamp - MBI1x400 (P09)",null,86.391910506169154,109,9416.7182451724384,null,0,0,11.268438628862791,0.33333333333333331,0,0,11.268438628862791,4.9094211792429674E-3,11.268438628862791,0.16666666666666666,11.268438628862791,4.590314436538903E-3,11.268438628862791,4.0032025620496396E-2,169.02657943294184,2.1598272138228944E-2,281.71096572156983,1.2221950623319483E-2,0,0,13522.126354635349,1.1123470522803115E-4,9578.172834533374,2.4953586329427266E-4,0,0,0,0,17.180331866546297,null,33.805315886588374,0.33333333333333331,43.464490143968689,4.9094211792429674E-3,11.79499188782964,0.16666666666666666,0,4.9094211792429674E-3,13.447656098625529,null,86.716916159552213,0.12,2.2699999999999996,86.716916159552213,1.4200000000000001E-2,0,86.716916159552213,0.01,0,23.621687961862015,null,33.805315886588374,0.12,11.79499188782964,1.4200000000000001E-2,0,0.01,4.2241267911977856,null,32.680811633287533,0.27239999999999992,8.9022530889075213,null,{"$f":"IF($D134=\"Connection\",VLOOKUP(C134,'Input - General'!$F$62:$N$79,8,FALSE),0)","v":0},null,0.1801212933606588,67.376055807139153,12.13586231352183,null,8.6527813038891108E-2,79.51191812066098,6.8799923855081708]
[null,{"$f":"'Input - Inventory'!B132","v":124},{"$f":"'Input - Inventory'!C132","v":"MBI1x500"},{"$f":"'Input - Inventory'!D132","v":"Lamp"},{"$f":"'Input - Inventory'!E132","v":"Traffic"},{"$f":"'Input - Inventory'!F132","v":"Major > 130w"},{"$f":"'Input - Inventory'!G132","v":"1"},null,"Lamp - MBI1x500",null,151.9233324112088,0,0,null,0,0,11.268438628862791,0.33333333333333331,0,0,11.268438628862791,4.9094211792429674E-3,11.268438628862791,0.16666666666666666,11.268438628862791,4.590314436538903E-3,11.268438628862791,4.0032025620496396E-2,169.02657943294184,2.1598272138228944E-2,281.71096572156983,1.2221950623319483E-2,0,0,13522.126354635349,1.1123470522803115E-4,9578.172834533374,2.4953586329427266E-4,0,0,0,0,17.180331866546297,null,112.68438628862792,0.33333333333333331,43.464490143968689,4.9094211792429674E-3,11.79499188782964,0.16666666666666666,0,4.9094211792429674E-3,39.740679565972037,null,86.716916159552213,0.16,2.2699999999999996,86.716916159552213,1.4200000000000001E-2,0,86.716916159552213,0.01,0,31.49558394914936,null,112.68438628862792,0.16,11.79499188782964,1.4200000000000001E-2,0,0.01,18.196990690987647,null,32.680811633287533,0.36319999999999991,11.86967078521003,null,{"$f":"IF($D135=\"Connection\",VLOOKUP(C135,'Input - General'!$F$62:$N$79,8,FALSE),0)","v":0},null,0.1801212933606588,118.48325685786537,21.341357466821858,null,8.6527813038891108E-2,139.82461432468722,12.098718086521592]
[null,{"$f":"'Input - Inventory'!B133","v":125},{"$f":"'Input - Inventory'!C133","v":"MBI1x70"},{"$f":"'Input - Inventory'!D133","v":"Lamp"},{"$f":"'Input - Inventory'!E133","v":"NonTraffic"},{"$f":"'Input - Inventory'!F133","v":"Minor < 130w"},{"$f":"'Input - Inventory'!G133","v":"1"},null,"Lamp - MBI1x70",null,73.444933572448065,0,0,null,11.268438628862791,0.33333333333333331,0,0,11.268438628862791,1.8504811250925242E-2,0,0,11.268438628862791,0.16666666666666666,11.268438628862791,4.590314436538903E-3,11.268438628862791,4.0032025620496396E-2,169.02657943294184,2.1598272138228944E-2,281.71096572156983,1.2221950623319483E-2,0,0,13522.126354635349,1.1123470522803115E-4,9578.172834533374,2.4953586329427266E-4,0,0,0,0,17.333530685204497,null,33.805315886588374,0.33333333333333331,43.464490143968689,1.8504811250925242E-2,11.79499188782964,0.16666666666666666,0,1.8504811250925242E-2,14.038572796399571,null,86.716916159552213,0.12,1.5133333333333332,86.716916159552213,1.4200000000000001E-2,0,86.716916159552213,0.01,0,15.74779197457468,null,33.805315886588374,0.12,11.79499188782964,1.4200000000000001E-2,0,0.01,4.2241267911977856,null,32.680811633287533,0.18159999999999998,5.9348353926050157,null,{"$f":"IF($D136=\"Connection\",VLOOKUP(C136,'Input - General'!$F$62:$N$79,8,FALSE),0)","v":0},null,0.1801212933606588,57.278857639981553,10.31714192033453,null,8.6527813038891108E-2,67.595999560316073,5.8489340121319948]
[null,{"$f":"'Input - Inventory'!B134","v":126},{"$f":"'Input - Inventory'!C134","v":"MBI1x70 (P09)"},{"$f":"'Input - Inventory'!D134","v":"Lamp"},{"$f":"'Input - Inventory'!E134","v":"NonTraffic"},{"$f":"'Input - Inventory'!F134","v":"Minor < 130w"},{"$f":"'Input - Inventory'!G134","v":1},null,"Lamp - MBI1x70 (P09)",null,73.444933572448065,183,13440.422843757995,null,11.268438628862791,0.33333333333333331,0,0,11.268438628862791,1.8504811250925242E-2,0,0,11.268438628862791,0.16666666666666666,11.268438628862791,4.590314436538903E-3,11.268438628862791,4.0032025620496396E-2,169.02657943294184,2.1598272138228944E-2,281.71096572156983,1.2221950623319483E-2,0,0,13522.126354635349,1.1123470522803115E-4,9578.172834533374,2.4953586329427266E-4,0,0,0,0,17.333530685204497,null,33.805315886588374,0.33333333333333331,43.464490143968689,1.8504811250925242E-2,11.79499188782964,0.16666666666666666,0,1.8504811250925242E-2,14.038572796399571,null,86.716916159552213,0.12,1.5133333333333332,86.716916159552213,1.4200000000000001E-2,0,86.716916159552213,0.01,0,15.74779197457468,null,33.805315886588374,0.12,11.79499188782964,1.4200000000000001E-2,0,0.01,4.2241267911977856,null,32.680811633287533,0.18159999999999998,5.9348353926050157,null,{"$f":"IF($D137=\"Connection\",VLOOKUP(C137,'Input - General'!$F$62:$N$79,8,FALSE),0)","v":0},null,0.1801212933606588,57.278857639981553,10.31714192033453,null,8.6527813038891108E-2,67.595999560316073,5.8489340121319948]
[null,{"$f":"'Input - Inventory'!B135","v":127},{"$f":"'Input - Inventory'!C135","v":"MBI1x70 II"},{"$f":"'Input - Inventory'!D135","v":"Lamp"},{"$f":"'Input - Inventory'!E135","v":"Traffic"},{"$f":"'Input - Inventory'!F135","v":"Minor < 130w"},{"$f":"'Input - Inventory'!G135","v":1},null,"Lamp - MBI1x70 II",null,53.340000042125254,79,4213.8600033278954,null,11.268438628862791,0.33333333333333331,0,0,11.268438628862791,1.8504811250925242E-2,0,0,11.268438628862791,0.16666666666666666,11.268438628862791,4.590314436538903E-3,11.268438628862791,4.0032025620496396E-2,169.02657943294184,2.1598272138228944E-2,281.71096572156983,1.2221950623319483E-2,0,0,13522.126354635349,1.1123470522803115E-4,9578.172834533374,2.4953586329427266E-4,0,0,0,0,17.333530685204497,null,33.805315886588374,0.33333333333333331,43.464490143968689,1.8504811250925242E-2,11.79499188782964,0.16666666666666666,0,0,14.038572796399571,null,86.716916159552213,3.3000000000000002E-2,2.2699999999999996,86.716916159552213,1.4200000000000001E-2,0,86.716916159552213,0.01,0,6.4959641895120548,null,33.805315886588374,3.3000000000000002E-2,11.79499188782964,1.4200000000000001E-2,0,0.01,1.2830643090645975,null,32.680811633287533,7.490999999999999E-2,2.4481195994495688,null,{"$f":"IF($D138=\"Connection\",VLOOKUP(C138,'Input - General'!$F$62:$N$79,8,FALSE),0)","v":0},null,0.1801212933606588,41.599251579630291,7.4929109973584369,null,8.6527813038891108E-2,49.092162576988727,4.2478374651365272]
[null,{"$f":"'Input - Inventory'!B136","v":128},{"$f":"'Input - Inventory'!C136","v":"MBI2x400"},{"$f":"'Input - Inventory'!D136","v":"Lamp"},{"$f":"'Input - Inventory'!E136","v":"Traffic"},{"$f":"'Input - Inventory'!F136","v":"Major > 130w"},{"$f":"'Input - Inventory'!G136","v":"2"},null,"Lamp - MBI2x400",null,100.84069249417358,0,0,null,0,0,11.268438628862791,0.33333333333333331,0,0,11.268438628862791,4.9094211792429674E-3,11.268438628862791,0.16666666666666666,11.268438628862791,4.590314436538903E-3,11.268438628862791,4.0032025620496396E-2,169.02657943294184,2.1598272138228944E-2,281.71096572156983,1.2221950623319483E-2,0,0,13522.126354635349,1.1123470522803115E-4,9578.172834533374,2.4953586329427266E-4,0,0,0,0,17.180331866546297,null,67.610631773176749,0.33333333333333331,43.464490143968689,4.9094211792429674E-3,11.79499188782964,0.16666666666666666,0,4.9094211792429674E-3,24.716094727488318,null,86.716916159552213,0.12,2.2699999999999996,86.716916159552213,1.4200000000000001E-2,0,86.716916159552213,0.01,0,23.621687961862015,null,33.805315886588374,0.12,11.79499188782964,1.4200000000000001E-2,0,0.01,4.2241267911977856,null,32.680811633287533,0.27239999999999992,8.9022530889075213,null,{"$f":"IF($D139=\"Connection\",VLOOKUP(C139,'Input - General'!$F$62:$N$79,8,FALSE),0)","v":0},null,0.1801212933606588,78.644494436001935,14.165548053507804,null,8.6527813038891108E-2,92.81004248950974,8.0306500046638387]
[null,{"$f":"'Input - Inventory'!B137","v":129},{"$f":"'Input - Inventory'!C137","v":"MBI4x150"},{"$f":"'Input - Inventory'!D137","v":"Lamp"},{"$f":"'Input - Inventory'!E137","v":"Traffic"},{"$f":"'Input - Inventory'!F137","v":"Major > 130w"},{"$f":"'Input - Inventory'!G137","v":"4"},null,"Lamp - MBI4x150",null,276.73053189481419,5,{"$f":"L140*K140","v":1383.652659474071},null,0,{"$f":"IF(AND($D140=\"Lamp\",CycleBulkTask1<>0, OR($F140=O$9,O$9=\"All\")),1/CycleBulkTask1,0)","v":0},11.268438628862791,{"$f":"IF(AND($D140=\"Lamp\",CycleBulkTask2<>0, OR($F140=Q$9,Q$9=\"All\")),1/CycleBulkTask2,0)","v":0.33333333333333331},0,{"$f":"IF(AND($D140=\"Lamp\",CycleBulkTask3<>0, OR($F140=S$9,S$9=\"All\")),1/CycleBulkTask3,0)","v":0},11.268438628862791,{"$f":"IF(AND($D140=\"Lamp\",CycleBulkTask4<>0, OR($F140=U$9,U$9=\"All\")),1/CycleBulkTask4,0)","v":4.9094211792429674E-3},11.268438628862791,{"$f":"IF(AND($D140=\"Lamp\",CycleBulkTask5<>0, OR($F140=W$9,W$9=\"All\")),1/CycleBulkTask5,0)","v":0.16666666666666666},11.268438628862791,{"$f":"IF(AND($D140=\"Lamp\",CycleBulkTask6<>0, OR($F140=Y$9,Y$9=\"All\")),1/CycleBulkTask6,0)","v":4.590314436538903E-3},11.268438628862791,{"$f":"IF(AND($D140=\"Lamp\",CycleBulkTask7<>0, OR($F140=AA$9,AA$9=\"All\")),1/CycleBulkTask7,0)","v":4.0032025620496396E-2},169.02657943294184,{"$f":"IF(AND($D140=\"Lamp\",CycleBulkTask8<>0, OR($F140=AC$9,AC$9=\"All\")),1/CycleBulkTask8,0)","v":2.1598272138228944E-2},281.71096572156983,{"$f":"IF(AND($D140=\"Lamp\",CycleBulkTask9<>0, OR($F140=AE$9,AE$9=\"All\")),1/CycleBulkTask9,0)","v":1.2221950623319483E-2},0,{"$f":"IF(AND($D140=\"Lamp\",CycleBulkTask10<>0, OR($F140=AG$9,AG$9=\"All\")),1/CycleBulkTask10,0)","v":0},13522.126354635349,{"$f":"IF(AND($D140=\"Lamp\",CycleBulkTask11<>0, OR($F140=AI$9,AI$9=\"All\")),1/CycleBulkTask11,0)","v":1.1123470522803115E-4},9578.172834533374,{"$f":"IF(AND($D140=\"Lamp\",CycleBulkTask12<>0, OR($F140=AK$9,AK$9=\"All\")),1/CycleBulkTask12,0)","v":2.4953586329427266E-4},0,{"$f":"IF(AND($D140=\"Lamp\",CycleBulkTask13<>0, OR($F140=AM$9,AM$9=\"All\")),1/CycleBulkTask13,0)","v":0},0,{"$f":"IF(AND($D140=\"Lamp\",CycleBulkTask14<>0, OR($F140=AO$9,AO$9=\"All\")),1/CycleBulkTask14,0)","v":0},{"$f":"O140*P140+Q140*R140+S140*T140+U140*V140+W140*X140+Y140*Z140+AA140*AB140+AC140*AD140+AE140*AF140+AG140*AH140+AI140*AJ140+AK140*AL140+AM140*AN140+AO140*AP140","v":17.180331866546297},null,450.73754515451168,{"$f":"MAX(P140,R140)","v":0.33333333333333331},43.464490143968689,{"$f":"MAX(T140,V140)","v":4.9094211792429674E-3},11.79499188782964,{"$f":"X140","v":0.16666666666666666},0,{"$f":"INDIRECT($E140)*$V140 +(1-INDIRECT($E140))*$T140","v":4.9094211792429674E-3},{"$f":"AS140*AT140+AU140*AV140+AW140*AX140+AY140*AZ140","v":152.42506585459995},null,{"$f":"IF($D140=$AS$9,(INDIRECT(\"PriceLabour\" & \"FY18\")*ProportionStandardHours + INDIRECT(\"PriceLabourOvertime\" & \"FY18\")*ProportionOvertimeHours)*(1+RateOnCostAnnual),0)","v":86.716916159552213},{"$f":"BO140","v":0.12},{"$f":"IF($D140=\"Lamp\",(NumberOfCrew+INDIRECT($E140)*TrafficController)*(TimeToReplaceLamp),0)","v":2.2699999999999996},{"$f":"IF($D140=$AS$9,(INDIRECT(\"PriceLabour\" & \"FY18\")*ProportionStandardHours + INDIRECT(\"PriceLabourOvertime\" & \"FY18\")*ProportionOvertimeHours)*(1+RateOnCostAnnual),0)","v":86.716916159552213},{"$f":"BQ140","v":1.4200000000000001E-2},{"$f":"IF($D140=\"Lamp\",(NumberOfCrew+INDIRECT($E140)*TrafficController)*(TimeForPECellReplace),0)","v":0},{"$f":"IF($D140=$AS$9,(INDIRECT(\"PriceLabour\" & \"FY18\")*ProportionStandardHours + INDIRECT(\"PriceLabourOvertime\" & \"FY18\")*ProportionOvertimeHours)*(1+RateOnCostAnnual),0)","v":86.716916159552213},{"$f":"BS140","v":0.01},{"$f":"IF($D140=\"Lamp\",(NumberOfCrew+INDIRECT($E140)*TrafficController)*(TimeForOtherSpot),0)","v":0},{"$f":"BC140*BD140*BE140+BF140*BG140*BH140+BI140*BJ140*BK140","v":23.621687961862015},null,112.68438628862792,{"$f":"IF($D140=\"Lamp\",INDIRECT(BO$10 & $B140),0)","v":0.12},11.79499188782964,{"$f":"IF($D140=\"Lamp\",INDIRECT(\"FailurePECell\" & \"Annual\"),0)","v":1.4200000000000001E-2},0,{"$f":"IF($D140=\"Lamp\",INDIRECT(\"FailureMisc\" & \"Annual\"),0)","v":0.01},{"$f":"BN140*BO140+BP140*BQ140+BR140*BS140","v":13.689615239442531},null,32.680811633287533,{"$f":"BD140*BE140+BG140*BH140+BJ140*BK140","v":0.27239999999999992},{"$f":"BV140*BW140","v":8.9022530889075213},null,{"$f":"IF($D140=\"Connection\",VLOOKUP(C140,'Input - General'!$F$62:$N$79,8,FALSE),0)","v":0},null,{"$f":"RateOverhead","v":0.1801212933606588},{"$f":"BX140+BL140+BT140+BA140+AQ140+BZ140","v":215.8189540113583},{"$f":"CC140*CB140","v":38.873589128270396},null,{"$f":"CorporateOverheads","v":8.6527813038891108E-2},254.6925431396287,{"$f":"CG140*CF140","v":22.037988755185498}]
[null,{"$f":"'Input - Inventory'!B138","v":130},{"$f":"'Input - Inventory'!C138","v":"SON1x100"},{"$f":"'Input - Inventory'!D138","v":"Lamp"},{"$f":"'Input - Inventory'!E138","v":"Traffic"},{"$f":"'Input - Inventory'!F138","v":"Minor < 130w"},{"$f":"'Input - Inventory'!G138","v":"1"},null,{"$f":"CONCATENATE(D141,\" - \",C141)","v":"Lamp - SON1x100"},null,{"$f":"AQ141+BA141+BL141+BT141+BX141+BZ141+CD141+CH141","v":92.974627292012386},{"$f":"INDIRECT(L$10&$B141&\"FY18\")","v":63},5857.4015193967807,null,{"$f":"IF(AND($D141=\"Lamp\", OR($F141=O$9, O$9=\"All\")),INDIRECT(\"PriceBulkTask1\" & \"FY18\"),0)","v":11.268438628862791},0.33333333333333331,{"$f":"IF(AND($D141=\"Lamp\", OR($F141=Q$9, Q$9=\"All\")),INDIRECT(\"PriceBulkTask2\" & \"FY18\"),0)","v":0},0,{"$f":"IF(AND($D141=\"Lamp\", OR($F141=S$9, S$9=\"All\")),INDIRECT(\"PriceBulkTask3\" & \"FY18\"),0)","v":11.268438628862791},1.8504811250925242E-2,{"$f":"IF(AND($D141=\"Lamp\", OR($F141=U$9, U$9=\"All\")),INDIRECT(\"PriceBulkTask4\" & \"FY18\"),0)","v":0},0,{"$f":"IF(AND($D141=\"Lamp\", OR($F141=W$9, W$9=\"All\")),INDIRECT(\"PriceBulkTask5\" & \"FY18\"),0)","v":11.268438628862791},0.16666666666666666,{"$f":"IF(AND($D141=\"Lamp\", OR($F141=Y$9, Y$9=\"All\")),INDIRECT(\"PriceBulkTask6\" & \"FY18\"),0)","v":11.268438628862791},4.590314436538903E-3,{"$f":"IF(AND($D141=\"Lamp\", OR($F141=AA$9, AA$9=\"All\")),INDIRECT(\"PriceBulkTask7\" & \"FY18\"),0)","v":11.268438628862791},4.0032025620496396E-2,{"$f":"IF(AND($D141=\"Lamp\", OR($F141=AC$9, AC$9=\"All\")),INDIRECT(\"PriceBulkTask8\" & \"FY18\"),0)","v":169.02657943294184},2.1598272138228944E-2,{"$f":"IF(AND($D141=\"Lamp\", OR($F141=AE$9, AE$9=\"All\")),INDIRECT(\"PriceBulkTask9\" & \"FY18\"),0)","v":281.71096572156983},1.2221950623319483E-2,{"$f":"IF(AND($D141=\"Lamp\", OR($F141=AG$9, AG$9=\"All\")),INDIRECT(\"PriceBulkTask10\" & \"FY18\"),0)","v":0},0,{"$f":"IF(AND($D141=\"Lamp\", OR($F141=AI$9, AI$9=\"All\")),INDIRECT(\"PriceBulkTask11\" & \"FY18\"),0)","v":13522.126354635349},1.1123470522803115E-4,{"$f":"IF(AND($D141=\"Lamp\", OR($F141=AK$9, AK$9=\"All\")),INDIRECT(\"PriceBulkTask12\" & \"FY18\"),0)","v":9578.172834533374},2.4953586329427266E-4,{"$f":"IF(AND($D141=\"Lamp\", OR($F141=AM$9, AM$9=\"All\")),INDIRECT(\"PriceBulkTask13\" & \"FY18\"),0)","v":0},0,{"$f":"IF(AND($D141=\"Lamp\", OR($F141=AO$9, AO$9=\"All\")),INDIRECT(\"PriceBulkTask14\" & \"FY18\"),0)","v":0},0,17.333530685204497,null,{"$f":"IF($D141=\"Lamp\",$G141*INDIRECT(\"Price\" & $B141 & \"FY18\"),0)","v":33.805315886588374},0.33333333333333331,{"$f":"IF($D141=\"Lamp\",INDIRECT(\"PriceVisor\" & \"FY18\"),0)","v":43.464490143968689},1.8504811250925242E-2,{"$f":"IF($D141=\"Lamp\",INDIRECT(\"PricePECell\" & \"FY18\"),0)","v":11.79499188782964},0.16666666666666666,{"$f":"IF($D141=\"Lamp\",INDIRECT(\"PriceMisc\" & \"FY18\"),0)","v":0},0,14.038572796399571,null,86.716916159552213,0.13439999999999999,2.2699999999999996,86.716916159552213,1.4200000000000001E-2,0,86.716916159552213,0.01,0,26.45629051728546,null,{"$f":"IF($D141=\"Lamp\",INDIRECT(\"Price\" & $B141 & \"FY18\"),0)","v":33.805315886588374},0.13439999999999999,{"$f":"IF($D141=\"Lamp\",INDIRECT(\"pRICEpecELL\" & \"FY18\"),0)","v":11.79499188782964},1.4200000000000001E-2,{"$f":"IF($D141=\"Lamp\",INDIRECT(\"PriceMisc\" & \"FY18\"),0)","v":0},0.01,4.7109233399646584,null,{"$f":"IF(AND($D141=\"Lamp\"),INDIRECT(\"PriceEWP\"&\"FY18\"),0)","v":32.680811633287533},0.30508799999999991,9.9705234595764249,null,{"$f":"IF($D141=\"Connection\",VLOOKUP(C141,'Input - General'!$F$62:$N$79,8,FALSE),0)","v":0},null,0.1801212933606588,72.509840798430616,13.060566305988788,null,8.6527813038891108E-2,{"$f":"AQ141+BA141+BL141+BT141+BX141+BZ141+CD141","v":85.570407104419388},7.4042201875930003]
[null,{"$f":"'Input - Inventory'!B139","v":131},{"$f":"'Input - Inventory'!C139","v":"SON1x100 (P09)"},{"$f":"'Input - Inventory'!D139","v":"Lamp"},{"$f":"'Input - Inventory'!E139","v":"Traffic"},{"$f":"'Input - Inventory'!F139","v":"Minor < 130w"},{"$f":"'Input - Inventory'!G139","v":1},null,"Lamp - SON1x100 (P09)",null,92.974627292012386,1383,128583.90954485313,null,11.268438628862791,0.33333333333333331,0,0,11.268438628862791,1.8504811250925242E-2,0,0,11.268438628862791,0.16666666666666666,11.268438628862791,4.590314436538903E-3,11.268438628862791,4.0032025620496396E-2,169.02657943294184,2.1598272138228944E-2,281.71096572156983,1.2221950623319483E-2,0,0,13522.126354635349,1.1123470522803115E-4,9578.172834533374,2.4953586329427266E-4,0,0,0,0,17.333530685204497,null,33.805315886588374,0.33333333333333331,43.464490143968689,1.8504811250925242E-2,11.79499188782964,0.16666666666666666,0,0,14.038572796399571,null,86.716916159552213,0.13439999999999999,2.2699999999999996,86.716916159552213,1.4200000000000001E-2,0,86.716916159552213,0.01,0,26.45629051728546,null,33.805315886588374,0.13439999999999999,11.79499188782964,1.4200000000000001E-2,0,0.01,4.7109233399646584,null,32.680811633287533,0.30508799999999991,9.9705234595764249,null,{"$f":"IF($D142=\"Connection\",VLOOKUP(C142,'Input - General'!$F$62:$N$79,8,FALSE),0)","v":0},null,0.1801212933606588,72.509840798430616,13.060566305988788,null,8.6527813038891108E-2,85.570407104419388,7.4042201875930003]
[null,{"$f":"'Input - Inventory'!B140","v":132},{"$f":"'Input - Inventory'!C140","v":"SON1x1000"},{"$f":"'Input - Inventory'!D140","v":"Lamp"},{"$f":"'Input - Inventory'!E140","v":"Traffic"},{"$f":"'Input - Inventory'!F140","v":"Major > 130w"},{"$f":"'Input - Inventory'!G140","v":"1"},null,"Lamp - SON1x1000",null,112.56209161833094,0,0,null,0,0,11.268438628862791,0.33333333333333331,0,0,11.268438628862791,4.9094211792429674E-3,11.268438628862791,0.16666666666666666,11.268438628862791,4.590314436538903E-3,11.268438628862791,4.0032025620496396E-2,169.02657943294184,2.1598272138228944E-2,281.71096572156983,1.2221950623319483E-2,0,0,13522.126354635349,1.1123470522803115E-4,9578.172834533374,2.4953586329427266E-4,0,0,0,0,17.180331866546297,null,112.68438628862792,0.33333333333333331,43.464490143968689,4.9094211792429674E-3,11.79499188782964,0.16666666666666666,0,4.9094211792429674E-3,39.740679565972037,null,86.716916159552213,0.08,2.2699999999999996,86.716916159552213,1.4200000000000001E-2,0,86.716916159552213,0.01,0,15.74779197457468,null,112.68438628862792,0.08,11.79499188782964,1.4200000000000001E-2,0,0.01,9.182239787897414,null,32.680811633287533,0.18159999999999996,5.9348353926050148,null,{"$f":"IF($D143=\"Connection\",VLOOKUP(C143,'Input - General'!$F$62:$N$79,8,FALSE),0)","v":0},null,0.1801212933606588,87.785878587595434,15.812105989999452,null,8.6527813038891108E-2,103.59798457759489,8.9641070407360548]
[null,{"$f":"'Input - Inventory'!B141","v":133},{"$f":"'Input - Inventory'!C141","v":"SON1x1000 (P09)"},{"$f":"'Input - Inventory'!D141","v":"Lamp"},{"$f":"'Input - Inventory'!E141","v":"Traffic"},{"$f":"'Input - Inventory'!F141","v":"Major > 130w"},{"$f":"'Input - Inventory'!G141","v":1},null,"Lamp - SON1x1000 (P09)",null,112.56209161833094,49,5515.5424892982164,null,0,0,11.268438628862791,0.33333333333333331,0,0,11.268438628862791,4.9094211792429674E-3,11.268438628862791,0.16666666666666666,11.268438628862791,4.590314436538903E-3,11.268438628862791,4.0032025620496396E-2,169.02657943294184,2.1598272138228944E-2,281.71096572156983,1.2221950623319483E-2,0,0,13522.126354635349,1.1123470522803115E-4,9578.172834533374,2.4953586329427266E-4,0,0,0,0,17.180331866546297,null,112.68438628862792,0.33333333333333331,43.464490143968689,4.9094211792429674E-3,11.79499188782964,0.16666666666666666,0,4.9094211792429674E-3,39.740679565972037,null,86.716916159552213,0.08,2.2699999999999996,86.716916159552213,1.4200000000000001E-2,0,86.716916159552213,0.01,0,15.74779197457468,null,112.68438628862792,0.08,11.79499188782964,1.4200000000000001E-2,0,0.01,9.182239787897414,null,32.680811633287533,0.18159999999999996,5.9348353926050148,null,{"$f":"IF($D144=\"Connection\",VLOOKUP(C144,'Input - General'!$F$62:$N$79,8,FALSE),0)","v":0},null,0.1801212933606588,87.785878587595434,15.812105989999452,null,8.6527813038891108E-2,103.59798457759489,8.9641070407360548]
[null,{"$f":"'Input - Inventory'!B142","v":134},{"$f":"'Input - Inventory'!C142","v":"SON1x120"},{"$f":"'Input - Inventory'!D142","v":"Lamp"},{"$f":"'Input - Inventory'!E142","v":"Traffic"},{"$f":"'Input - Inventory'!F142","v":"Minor < 130w"},{"$f":"'Input - Inventory'!G142","v":"1"},null,"Lamp - SON1x120",null,87.346041173685208,0,0,null,11.268438628862791,0.33333333333333331,0,0,11.268438628862791,1.8504811250925242E-2,0,0,11.268438628862791,0.16666666666666666,11.268438628862791,4.590314436538903E-3,11.268438628862791,4.0032025620496396E-2,169.02657943294184,2.1598272138228944E-2,281.71096572156983,1.2221950623319483E-2,0,0,13522.126354635349,1.1123470522803115E-4,9578.172834533374,2.4953586329427266E-4,0,0,0,0,17.333530685204497,null,33.805315886588374,0.33333333333333331,43.464490143968689,1.8504811250925242E-2,11.79499188782964,0.16666666666666666,0,0,14.038572796399571,null,86.716916159552213,0.12,2.2699999999999996,86.716916159552213,1.4200000000000001E-2,0,86.716916159552213,0.01,0,23.621687961862015,null,33.805315886588374,0.12,11.79499188782964,1.4200000000000001E-2,0,0.01,4.2241267911977856,null,32.680811633287533,0.27239999999999992,8.9022530889075213,null,{"$f":"IF($D145=\"Connection\",VLOOKUP(C145,'Input - General'!$F$62:$N$79,8,FALSE),0)","v":0},null,0.1801212933606588,68.120171323571384,12.269893362751338,null,8.6527813038891108E-2,80.390064686322717,6.9559764873624941]
[null,{"$f":"'Input - Inventory'!B143","v":135},{"$f":"'Input - Inventory'!C143","v":"SON1x150"},{"$f":"'Input - Inventory'!D143","v":"Lamp"},{"$f":"'Input - Inventory'!E143","v":"Traffic"},{"$f":"'Input - Inventory'!F143","v":"Major > 130w"},{"$f":"'Input - Inventory'!G143","v":"1"},null,"Lamp - SON1x150",null,94.469973916731291,714,67451.561376546146,null,0,0,11.268438628862791,0.33333333333333331,0,0,11.268438628862791,4.9094211792429674E-3,11.268438628862791,0.16666666666666666,11.268438628862791,4.590314436538903E-3,11.268438628862791,4.0032025620496396E-2,169.02657943294184,2.1598272138228944E-2,281.71096572156983,1.2221950623319483E-2,0,0,13522.126354635349,1.1123470522803115E-4,9578.172834533374,2.4953586329427266E-4,0,0,0,0,17.180331866546297,null,33.805315886588374,0.33333333333333331,43.464490143968689,4.9094211792429674E-3,11.79499188782964,0.16666666666666666,0,4.9094211792429674E-3,13.447656098625529,null,86.716916159552213,0.14066666666666669,2.2699999999999996,86.716916159552213,1.4200000000000001E-2,0,86.716916159552213,0.01,0,27.689867555293816,null,33.805315886588374,0.14066666666666669,11.79499188782964,1.4200000000000001E-2,0,0.01,4.92276998618728,null,32.680811633287533,0.31931333333333334,10.435418898663819,null,{"$f":"IF($D146=\"Connection\",VLOOKUP(C146,'Input - General'!$F$62:$N$79,8,FALSE),0)","v":0},null,0.1801212933606588,73.676044405316745,13.270624407982982,null,8.6527813038891108E-2,86.946668813299709,7.5233051034315812]
[null,{"$f":"'Input - Inventory'!B144","v":136},{"$f":"'Input - Inventory'!C144","v":"SON1x150 (P09)"},{"$f":"'Input - Inventory'!D144","v":"Lamp"},{"$f":"'Input - Inventory'!E144","v":"Traffic"},{"$f":"'Input - Inventory'!F144","v":"Major > 130w"},{"$f":"'Input - Inventory'!G144","v":1},null,"Lamp - SON1x150 (P09)",null,94.469973916731291,19351.5,1828135.7002496256,null,0,0,11.268438628862791,0.33333333333333331,0,0,11.268438628862791,4.9094211792429674E-3,11.268438628862791,0.16666666666666666,11.268438628862791,4.590314436538903E-3,11.268438628862791,4.0032025620496396E-2,169.02657943294184,2.1598272138228944E-2,281.71096572156983,1.2221950623319483E-2,0,0,13522.126354635349,1.1123470522803115E-4,9578.172834533374,2.4953586329427266E-4,0,0,0,0,17.180331866546297,null,33.805315886588374,0.33333333333333331,43.464490143968689,4.9094211792429674E-3,11.79499188782964,0.16666666666666666,0,4.9094211792429674E-3,13.447656098625529,null,86.716916159552213,0.14066666666666669,2.2699999999999996,86.716916159552213,1.4200000000000001E-2,0,86.716916159552213,0.01,0,27.689867555293816,null,33.805315886588374,0.14066666666666669,11.79499188782964,1.4200000000000001E-2,0,0.01,4.92276998618728,null,32.680811633287533,0.31931333333333334,10.435418898663819,null,{"$f":"IF($D147=\"Connection\",VLOOKUP(C147,'Input - General'!$F$62:$N$79,8,FALSE),0)","v":0},null,0.1801212933606588,73.676044405316745,13.270624407982982,null,8.6527813038891108E-2,86.946668813299709,7.5233051034315812]
[null,{"$f":"'Input - Inventory'!B145","v":137},{"$f":"'Input - Inventory'!C145","v":"SON1x150 AR"},{"$f":"'Input - Inventory'!D145","v":"Lamp"},{"$f":"'Input - Inventory'!E145","v":"Traffic"},{"$f":"'Input - Inventory'!F145","v":"Major > 130w"},{"$f":"'Input - Inventory'!G145","v":1},null,"Lamp - SON1x150 AR",null,68.773628502947787,194,13342.083929571871,null,0,0,11.268438628862791,0.33333333333333331,0,0,11.268438628862791,4.9094211792429674E-3,11.268438628862791,0.16666666666666666,11.268438628862791,4.590314436538903E-3,11.268438628862791,4.0032025620496396E-2,169.02657943294184,2.1598272138228944E-2,281.71096572156983,1.2221950623319483E-2,0,0,13522.126354635349,1.1123470522803115E-4,9578.172834533374,2.4953586329427266E-4,0,0,0,0,17.180331866546297,null,33.805315886588374,0.33333333333333331,43.464490143968689,4.9094211792429674E-3,11.79499188782964,0.16666666666666666,0,4.9094211792429674E-3,13.447656098625529,null,86.716916159552213,7.0333333333333345E-2,2.2699999999999996,86.716916159552213,1.4200000000000001E-2,0,86.716916159552213,0.01,0,13.844933777646908,null,33.805315886588374,7.0333333333333345E-2,11.79499188782964,1.4200000000000001E-2,140,0.01,3.9451294354972308,null,32.680811633287533,0.15965666666666667,5.2177094493319096,null,{"$f":"IF($D148=\"Connection\",VLOOKUP(C148,'Input - General'!$F$62:$N$79,8,FALSE),0)","v":0},null,0.1801212933606588,53.635760627647876,9.6609425746346353,null,8.6527813038891108E-2,63.296703202282501,5.4769253006652807]
[null,{"$f":"'Input - Inventory'!B146","v":138},{"$f":"'Input - Inventory'!C146","v":"SON1x220"},{"$f":"'Input - Inventory'!D146","v":"Lamp"},{"$f":"'Input - Inventory'!E146","v":"Traffic"},{"$f":"'Input - Inventory'!F146","v":"Major > 130w"},{"$f":"'Input - Inventory'!G146","v":"1"},null,"Lamp - SON1x220",null,86.391910506169154,0,0,null,0,0,11.268438628862791,0.33333333333333331,0,0,11.268438628862791,4.9094211792429674E-3,11.268438628862791,0.16666666666666666,11.268438628862791,4.590314436538903E-3,11.268438628862791,4.0032025620496396E-2,169.02657943294184,2.1598272138228944E-2,281.71096572156983,1.2221950623319483E-2,0,0,13522.126354635349,1.1123470522803115E-4,9578.172834533374,2.4953586329427266E-4,0,0,0,0,17.180331866546297,null,33.805315886588374,0.33333333333333331,43.464490143968689,4.9094211792429674E-3,11.79499188782964,0.16666666666666666,0,4.9094211792429674E-3,13.447656098625529,null,86.716916159552213,0.12,2.2699999999999996,86.716916159552213,1.4200000000000001E-2,0,86.716916159552213,0.01,0,23.621687961862015,null,33.805315886588374,0.12,11.79499188782964,1.4200000000000001E-2,0,0.01,4.2241267911977856,null,32.680811633287533,0.27239999999999992,8.9022530889075213,null,{"$f":"IF($D149=\"Connection\",VLOOKUP(C149,'Input - General'!$F$62:$N$79,8,FALSE),0)","v":0},null,0.1801212933606588,67.376055807139153,12.13586231352183,null,8.6527813038891108E-2,79.51191812066098,6.8799923855081708]
[null,{"$f":"'Input - Inventory'!B147","v":139},{"$f":"'Input - Inventory'!C147","v":"SON1x250"},{"$f":"'Input - Inventory'!D147","v":"Lamp"},{"$f":"'Input - Inventory'!E147","v":"Traffic"},{"$f":"'Input - Inventory'!F147","v":"Major > 130w"},{"$f":"'Input - Inventory'!G147","v":"1"},null,"Lamp - SON1x250",null,96.867334670833614,761,73716.04168450438,null,0,0,11.268438628862791,0.33333333333333331,0,0,11.268438628862791,4.9094211792429674E-3,11.268438628862791,0.16666666666666666,11.268438628862791,4.590314436538903E-3,11.268438628862791,4.0032025620496396E-2,169.02657943294184,2.1598272138228944E-2,281.71096572156983,1.2221950623319483E-2,0,0,13522.126354635349,1.1123470522803115E-4,9578.172834533374,2.4953586329427266E-4,0,0,0,0,17.180331866546297,null,33.805315886588374,0.33333333333333331,43.464490143968689,4.9094211792429674E-3,11.79499188782964,0.16666666666666666,0,4.9094211792429674E-3,13.447656098625529,null,86.716916159552213,0.14680000000000001,2.2699999999999996,86.716916159552213,1.4200000000000001E-2,0,86.716916159552213,0.01,0,28.897198273344539,null,33.805315886588374,0.14680000000000001,11.79499188782964,1.4200000000000001E-2,0,0.01,5.1301092569583551,null,32.680811633287533,0.33323599999999998,10.890422945430204,null,{"$f":"IF($D150=\"Connection\",VLOOKUP(C150,'Input - General'!$F$62:$N$79,8,FALSE),0)","v":0},null,0.1801212933606588,75.54571844090492,13.607392513435967,null,8.6527813038891108E-2,89.153110954340889,7.7142237164927234]
[null,{"$f":"'Input - Inventory'!B148","v":140},{"$f":"'Input - Inventory'!C148","v":"SON1x250 (P09)"},{"$f":"'Input - Inventory'!D148","v":"Lamp"},{"$f":"'Input - Inventory'!E148","v":"Traffic"},{"$f":"'Input - Inventory'!F148","v":"Major > 130w"},{"$f":"'Input - Inventory'!G148","v":1},null,"Lamp - SON1x250 (P09)",null,96.867334670833614,24623,2385164.3815999362,null,0,0,11.268438628862791,0.33333333333333331,0,0,11.268438628862791,4.9094211792429674E-3,11.268438628862791,0.16666666666666666,11.268438628862791,4.590314436538903E-3,11.268438628862791,4.0032025620496396E-2,169.02657943294184,2.1598272138228944E-2,281.71096572156983,1.2221950623319483E-2,0,0,13522.126354635349,1.1123470522803115E-4,9578.172834533374,2.4953586329427266E-4,0,0,0,0,17.180331866546297,null,33.805315886588374,0.33333333333333331,43.464490143968689,4.9094211792429674E-3,11.79499188782964,0.16666666666666666,0,4.9094211792429674E-3,13.447656098625529,null,86.716916159552213,0.14680000000000001,2.2699999999999996,86.716916159552213,1.4200000000000001E-2,0,86.716916159552213,0.01,0,28.897198273344539,null,33.805315886588374,0.14680000000000001,11.79499188782964,1.4200000000000001E-2,0,0.01,5.1301092569583551,null,32.680811633287533,0.33323599999999998,10.890422945430204,null,{"$f":"IF($D151=\"Connection\",VLOOKUP(C151,'Input - General'!$F$62:$N$79,8,FALSE),0)","v":0},null,0.1801212933606588,75.54571844090492,13.607392513435967,null,8.6527813038891108E-2,89.153110954340889,7.7142237164927234]
[null,{"$f":"'Input - Inventory'!B149","v":141},{"$f":"'Input - Inventory'!C149","v":"SON1x250 AR"},{"$f":"'Input - Inventory'!D149","v":"Lamp"},{"$f":"'Input - Inventory'!E149","v":"Traffic"},{"$f":"'Input - Inventory'!F149","v":"Major > 130w"},{"$f":"'Input - Inventory'!G149","v":1},null,"Lamp - SON1x250 AR",null,69.972308879998948,219,15323.93564471977,null,0,0,11.268438628862791,0.33333333333333331,0,0,11.268438628862791,4.9094211792429674E-3,11.268438628862791,0.16666666666666666,11.268438628862791,4.590314436538903E-3,11.268438628862791,4.0032025620496396E-2,169.02657943294184,2.1598272138228944E-2,281.71096572156983,1.2221950623319483E-2,0,0,13522.126354635349,1.1123470522803115E-4,9578.172834533374,2.4953586329427266E-4,0,0,0,0,17.180331866546297,null,33.805315886588374,0.33333333333333331,43.464490143968689,4.9094211792429674E-3,11.79499188782964,0.16666666666666666,0,4.9094211792429674E-3,13.447656098625529,null,86.716916159552213,7.3400000000000007E-2,2.2699999999999996,86.716916159552213,1.4200000000000001E-2,0,86.716916159552213,0.01,0,14.44859913667227,null,33.805315886588374,7.3400000000000007E-2,11.79499188782964,1.4200000000000001E-2,140,0.01,4.0487990708827679,null,32.680811633287533,0.16661799999999999,5.4452114727151022,null,{"$f":"IF($D152=\"Connection\",VLOOKUP(C152,'Input - General'!$F$62:$N$79,8,FALSE),0)","v":0},null,0.1801212933606588,54.570597645441964,9.8293266273611284,null,8.6527813038891108E-2,64.399924272803091,5.5723846071958514]
[null,{"$f":"'Input - Inventory'!B150","v":142},{"$f":"'Input - Inventory'!C150","v":"SON1x310"},{"$f":"'Input - Inventory'!D150","v":"Lamp"},{"$f":"'Input - Inventory'!E150","v":"Traffic"},{"$f":"'Input - Inventory'!F150","v":"Major > 130w"},{"$f":"'Input - Inventory'!G150","v":"1"},null,"Lamp - SON1x310",null,86.391910506169154,0,0,null,0,0,11.268438628862791,0.33333333333333331,0,0,11.268438628862791,4.9094211792429674E-3,11.268438628862791,0.16666666666666666,11.268438628862791,4.590314436538903E-3,11.268438628862791,4.0032025620496396E-2,169.02657943294184,2.1598272138228944E-2,281.71096572156983,1.2221950623319483E-2,0,0,13522.126354635349,1.1123470522803115E-4,9578.172834533374,2.4953586329427266E-4,0,0,0,0,17.180331866546297,null,33.805315886588374,0.33333333333333331,43.464490143968689,4.9094211792429674E-3,11.79499188782964,0.16666666666666666,0,4.9094211792429674E-3,13.447656098625529,null,86.716916159552213,0.12,2.2699999999999996,86.716916159552213,1.4200000000000001E-2,0,86.716916159552213,0.01,0,23.621687961862015,null,33.805315886588374,0.12,11.79499188782964,1.4200000000000001E-2,0,0.01,4.2241267911977856,null,32.680811633287533,0.27239999999999992,8.9022530889075213,null,{"$f":"IF($D153=\"Connection\",VLOOKUP(C153,'Input - General'!$F$62:$N$79,8,FALSE),0)","v":0},null,0.1801212933606588,67.376055807139153,12.13586231352183,null,8.6527813038891108E-2,79.51191812066098,6.8799923855081708]
[null,{"$f":"'Input - Inventory'!B151","v":143},{"$f":"'Input - Inventory'!C151","v":"SON1x360"},{"$f":"'Input - Inventory'!D151","v":"Lamp"},{"$f":"'Input - Inventory'!E151","v":"Traffic"},{"$f":"'Input - Inventory'!F151","v":"Major > 130w"},{"$f":"'Input - Inventory'!G151","v":"1"},null,"Lamp - SON1x360",null,86.391910506169154,0,0,null,0,0,11.268438628862791,0.33333333333333331,0,0,11.268438628862791,4.9094211792429674E-3,11.268438628862791,0.16666666666666666,11.268438628862791,4.590314436538903E-3,11.268438628862791,4.0032025620496396E-2,169.02657943294184,2.1598272138228944E-2,281.71096572156983,1.2221950623319483E-2,0,0,13522.126354635349,1.1123470522803115E-4,9578.172834533374,2.4953586329427266E-4,0,0,0,0,17.180331866546297,null,33.805315886588374,0.33333333333333331,43.464490143968689,4.9094211792429674E-3,11.79499188782964,0.16666666666666666,0,4.9094211792429674E-3,13.447656098625529,null,86.716916159552213,0.12,2.2699999999999996,86.716916159552213,1.4200000000000001E-2,0,86.716916159552213,0.01,0,23.621687961862015,null,33.805315886588374,0.12,11.79499188782964,1.4200000000000001E-2,0,0.01,4.2241267911977856,null,32.680811633287533,0.27239999999999992,8.9022530889075213,null,{"$f":"IF($D154=\"Connection\",VLOOKUP(C154,'Input - General'!$F$62:$N$79,8,FALSE),0)","v":0},null,0.1801212933606588,67.376055807139153,12.13586231352183,null,8.6527813038891108E-2,79.51191812066098,6.8799923855081708]
[null,{"$f":"'Input - Inventory'!B152","v":144},{"$f":"'Input - Inventory'!C152","v":"SON1x400"},{"$f":"'Input - Inventory'!D152","v":"Lamp"},{"$f":"'Input - Inventory'!E152","v":"Traffic"},{"$f":"'Input - Inventory'!F152","v":"Major > 130w"},{"$f":"'Input - Inventory'!G152","v":"1"},null,"Lamp - SON1x400",null,103.36887280288282,60,6202.1323681729691,null,0,0,11.268438628862791,0.33333333333333331,0,0,11.268438628862791,4.9094211792429674E-3,11.268438628862791,0.16666666666666666,11.268438628862791,4.590314436538903E-3,11.268438628862791,4.0032025620496396E-2,169.02657943294184,2.1598272138228944E-2,281.71096572156983,1.2221950623319483E-2,0,0,13522.126354635349,1.1123470522803115E-4,9578.172834533374,2.4953586329427266E-4,0,0,0,0,17.180331866546297,null,33.805315886588374,0.33333333333333331,43.464490143968689,4.9094211792429674E-3,11.79499188782964,0.16666666666666666,0,4.9094211792429674E-3,13.447656098625529,null,86.716916159552213,0.16343333333333335,2.2699999999999996,86.716916159552213,1.4200000000000001E-2,0,86.716916159552213,0.01,0,32.17142668805819,null,33.805315886588374,0.16343333333333335,11.79499188782964,1.4200000000000001E-2,0,0.01,5.6924043445386081,null,32.680811633287533,0.37099366666666661,12.124374137475995,null,{"$f":"IF($D155=\"Connection\",VLOOKUP(C155,'Input - General'!$F$62:$N$79,8,FALSE),0)","v":0},null,0.1801212933606588,80.616193135244629,14.520692973332926,null,8.6527813038891108E-2,95.136886108577542,8.2319866943052737]
[null,{"$f":"'Input - Inventory'!B153","v":145},{"$f":"'Input - Inventory'!C153","v":"SON1x400 (P09)"},{"$f":"'Input - Inventory'!D153","v":"Lamp"},{"$f":"'Input - Inventory'!E153","v":"Traffic"},{"$f":"'Input - Inventory'!F153","v":"Major > 130w"},{"$f":"'Input - Inventory'!G153","v":1},null,"Lamp - SON1x400 (P09)",null,103.36887280288282,2149,222139.70765339519,null,0,0,11.268438628862791,0.33333333333333331,0,0,11.268438628862791,4.9094211792429674E-3,11.268438628862791,0.16666666666666666,11.268438628862791,4.590314436538903E-3,11.268438628862791,4.0032025620496396E-2,169.02657943294184,2.1598272138228944E-2,281.71096572156983,1.2221950623319483E-2,0,0,13522.126354635349,1.1123470522803115E-4,9578.172834533374,2.4953586329427266E-4,0,0,0,0,17.180331866546297,null,33.805315886588374,0.33333333333333331,43.464490143968689,4.9094211792429674E-3,11.79499188782964,0.16666666666666666,0,4.9094211792429674E-3,13.447656098625529,null,86.716916159552213,0.16343333333333335,2.2699999999999996,86.716916159552213,1.4200000000000001E-2,0,86.716916159552213,0.01,0,32.17142668805819,null,33.805315886588374,0.16343333333333335,11.79499188782964,1.4200000000000001E-2,0,0.01,5.6924043445386081,null,32.680811633287533,0.37099366666666661,12.124374137475995,null,{"$f":"IF($D156=\"Connection\",VLOOKUP(C156,'Input - General'!$F$62:$N$79,8,FALSE),0)","v":0},null,0.1801212933606588,80.616193135244629,14.520692973332926,null,8.6527813038891108E-2,95.136886108577542,8.2319866943052737]
[null,{"$f":"'Input - Inventory'!B154","v":146},{"$f":"'Input - Inventory'!C154","v":"SON1x400 AR"},{"$f":"'Input - Inventory'!D154","v":"Lamp"},{"$f":"'Input - Inventory'!E154","v":"Traffic"},{"$f":"'Input - Inventory'!F154","v":"Major > 130w"},{"$f":"'Input - Inventory'!G154","v":1},null,"Lamp - SON1x400 AR",null,95.662183585949776,110,10522.840194454475,null,0,0,11.268438628862791,0.33333333333333331,0,0,11.268438628862791,4.9094211792429674E-3,11.268438628862791,0.16666666666666666,11.268438628862791,4.590314436538903E-3,11.268438628862791,4.0032025620496396E-2,169.02657943294184,2.1598272138228944E-2,281.71096572156983,1.2221950623319483E-2,0,0,13522.126354635349,1.1123470522803115E-4,9578.172834533374,2.4953586329427266E-4,0,0,0,0,17.180331866546297,null,33.805315886588374,0.33333333333333331,43.464490143968689,4.9094211792429674E-3,11.79499188782964,0.16666666666666666,140,0.125,30.947656098625529,null,86.716916159552213,8.1716666666666674E-2,2.2699999999999996,86.716916159552213,1.4200000000000001E-2,0,86.716916159552213,0.01,0,16.085713344029095,null,33.805315886588374,8.1716666666666674E-2,11.79499188782964,1.4200000000000001E-2,140,0.01,4.3299466146728944,null,32.680811633287533,0.18549683333333331,6.0621870687379973,null,{"$f":"IF($D157=\"Connection\",VLOOKUP(C157,'Input - General'!$F$62:$N$79,8,FALSE),0)","v":0},null,0.1801212933606588,74.605834992611818,13.438099491121136,null,8.6527813038891108E-2,88.043934483732954,7.6182491022168231]
[null,{"$f":"'Input - Inventory'!B155","v":147},{"$f":"'Input - Inventory'!C155","v":"SON1x50"},{"$f":"'Input - Inventory'!D155","v":"Lamp"},{"$f":"'Input - Inventory'!E155","v":"NonTraffic"},{"$f":"'Input - Inventory'!F155","v":"Minor < 130w"},{"$f":"'Input - Inventory'!G155","v":"1"},null,"Lamp - SON1x50",null,73.444933572448065,16,1175.118937159169,null,11.268438628862791,0.33333333333333331,0,0,11.268438628862791,1.8504811250925242E-2,0,0,11.268438628862791,0.16666666666666666,11.268438628862791,4.590314436538903E-3,11.268438628862791,4.0032025620496396E-2,169.02657943294184,2.1598272138228944E-2,281.71096572156983,1.2221950623319483E-2,0,0,13522.126354635349,1.1123470522803115E-4,9578.172834533374,2.4953586329427266E-4,0,0,0,0,17.333530685204497,null,33.805315886588374,0.33333333333333331,43.464490143968689,1.8504811250925242E-2,11.79499188782964,0.16666666666666666,0,1.8504811250925242E-2,14.038572796399571,null,86.716916159552213,0.12,1.5133333333333332,86.716916159552213,1.4200000000000001E-2,0,86.716916159552213,0.01,0,15.74779197457468,null,33.805315886588374,0.12,11.79499188782964,1.4200000000000001E-2,0,0.01,4.2241267911977856,null,32.680811633287533,0.18159999999999998,5.9348353926050157,null,{"$f":"IF($D158=\"Connection\",VLOOKUP(C158,'Input - General'!$F$62:$N$79,8,FALSE),0)","v":0},null,0.1801212933606588,57.278857639981553,10.31714192033453,null,8.6527813038891108E-2,67.595999560316073,5.8489340121319948]
[null,{"$f":"'Input - Inventory'!B156","v":148},{"$f":"'Input - Inventory'!C156","v":"SON1x50 (P09)"},{"$f":"'Input - Inventory'!D156","v":"Lamp"},{"$f":"'Input - Inventory'!E156","v":"NonTraffic"},{"$f":"'Input - Inventory'!F156","v":"Minor < 130w"},{"$f":"'Input - Inventory'!G156","v":1},null,"Lamp - SON1x50 (P09)",null,73.444933572448065,597,43846.625342751497,null,11.268438628862791,0.33333333333333331,0,0,11.268438628862791,1.8504811250925242E-2,0,0,11.268438628862791,0.16666666666666666,11.268438628862791,4.590314436538903E-3,11.268438628862791,4.0032025620496396E-2,169.02657943294184,2.1598272138228944E-2,281.71096572156983,1.2221950623319483E-2,0,0,13522.126354635349,1.1123470522803115E-4,9578.172834533374,2.4953586329427266E-4,0,0,0,0,17.333530685204497,null,33.805315886588374,0.33333333333333331,43.464490143968689,1.8504811250925242E-2,11.79499188782964,0.16666666666666666,0,1.8504811250925242E-2,14.038572796399571,null,86.716916159552213,0.12,1.5133333333333332,86.716916159552213,1.4200000000000001E-2,0,86.716916159552213,0.01,0,15.74779197457468,null,33.805315886588374,0.12,11.79499188782964,1.4200000000000001E-2,0,0.01,4.2241267911977856,null,32.680811633287533,0.18159999999999998,5.9348353926050157,null,{"$f":"IF($D159=\"Connection\",VLOOKUP(C159,'Input - General'!$F$62:$N$79,8,FALSE),0)","v":0},null,0.1801212933606588,57.278857639981553,10.31714192033453,null,8.6527813038891108E-2,67.595999560316073,5.8489340121319948]
[null,{"$f":"'Input - Inventory'!B157","v":149},{"$f":"'Input - Inventory'!C157","v":"SON1x70"},{"$f":"'Input - Inventory'!D157","v":"Lamp"},{"$f":"'Input - Inventory'!E157","v":"NonTraffic"},{"$f":"'Input - Inventory'!F157","v":"Minor < 130w"},{"$f":"'Input - Inventory'!G157","v":"1"},null,"Lamp - SON1x70",null,71.391365243318361,105,7496.0933505484281,null,11.268438628862791,0.33333333333333331,0,0,11.268438628862791,1.8504811250925242E-2,0,0,11.268438628862791,0.16666666666666666,11.268438628862791,4.590314436538903E-3,11.268438628862791,4.0032025620496396E-2,169.02657943294184,2.1598272138228944E-2,281.71096572156983,1.2221950623319483E-2,0,0,13522.126354635349,1.1123470522803115E-4,9578.172834533374,2.4953586329427266E-4,0,0,0,0,17.333530685204497,null,33.805315886588374,0.33333333333333331,43.464490143968689,1.8504811250925242E-2,11.79499188782964,0.16666666666666666,0,1.8504811250925242E-2,14.038572796399571,null,86.716916159552213,0.11253333333333332,1.5133333333333332,86.716916159552213,1.4200000000000001E-2,0,86.716916159552213,0.01,0,14.767929362823365,null,33.805315886588374,0.11253333333333332,11.79499188782964,1.4200000000000001E-2,0,0.01,3.9717137659112587,null,32.680811633287533,0.17030044444444439,5.5655567459540354,null,{"$f":"IF($D160=\"Connection\",VLOOKUP(C160,'Input - General'!$F$62:$N$79,8,FALSE),0)","v":0},null,0.1801212933606588,55.677303356292725,10.028667891369194,null,8.6527813038891108E-2,65.705971247661921,5.6853939956564457]
[null,{"$f":"'Input - Inventory'!B158","v":150},{"$f":"'Input - Inventory'!C158","v":"SON1x70 (P09)"},{"$f":"'Input - Inventory'!D158","v":"Lamp"},{"$f":"'Input - Inventory'!E158","v":"NonTraffic"},{"$f":"'Input - Inventory'!F158","v":"Minor < 130w"},{"$f":"'Input - Inventory'!G158","v":1},null,"Lamp - SON1x70 (P09)",null,71.391365243318361,2045,145995.34192258606,null,11.268438628862791,0.33333333333333331,0,0,11.268438628862791,1.8504811250925242E-2,0,0,11.268438628862791,0.16666666666666666,11.268438628862791,4.590314436538903E-3,11.268438628862791,4.0032025620496396E-2,169.02657943294184,2.1598272138228944E-2,281.71096572156983,1.2221950623319483E-2,0,0,13522.126354635349,1.1123470522803115E-4,9578.172834533374,2.4953586329427266E-4,0,0,0,0,17.333530685204497,null,33.805315886588374,0.33333333333333331,43.464490143968689,1.8504811250925242E-2,11.79499188782964,0.16666666666666666,0,1.8504811250925242E-2,14.038572796399571,null,86.716916159552213,0.11253333333333332,1.5133333333333332,86.716916159552213,1.4200000000000001E-2,0,86.716916159552213,0.01,0,14.767929362823365,null,33.805315886588374,0.11253333333333332,11.79499188782964,1.4200000000000001E-2,0,0.01,3.9717137659112587,null,32.680811633287533,0.17030044444444439,5.5655567459540354,null,{"$f":"IF($D161=\"Connection\",VLOOKUP(C161,'Input - General'!$F$62:$N$79,8,FALSE),0)","v":0},null,0.1801212933606588,55.677303356292725,10.028667891369194,null,8.6527813038891108E-2,65.705971247661921,5.6853939956564457]
[null,{"$f":"'Input - Inventory'!B159","v":151},{"$f":"'Input - Inventory'!C159","v":"SON2x250"},{"$f":"'Input - Inventory'!D159","v":"Lamp"},{"$f":"'Input - Inventory'!E159","v":"Traffic"},{"$f":"'Input - Inventory'!F159","v":"Major > 130w"},{"$f":"'Input - Inventory'!G159","v":"2"},null,"Lamp - SON2x250",null,160.27299585743594,0,0,null,0,0,11.268438628862791,0.33333333333333331,0,0,11.268438628862791,4.9094211792429674E-3,11.268438628862791,0.16666666666666666,11.268438628862791,4.590314436538903E-3,11.268438628862791,4.0032025620496396E-2,169.02657943294184,2.1598272138228944E-2,281.71096572156983,1.2221950623319483E-2,0,0,13522.126354635349,1.1123470522803115E-4,9578.172834533374,2.4953586329427266E-4,0,0,0,0,17.180331866546297,null,67.610631773176749,0.33333333333333331,43.464490143968689,4.9094211792429674E-3,11.79499188782964,0.16666666666666666,0,4.9094211792429674E-3,24.716094727488318,null,86.716916159552213,0.27204976000000003,2.2699999999999996,86.716916159552213,1.4200000000000001E-2,0,86.716916159552213,0.01,0,53.552287840162101,null,33.805315886588374,0.27204976000000003,11.79499188782964,1.4200000000000001E-2,0,0.01,9.3642169584777371,null,32.680811633287533,0.61755295519999998,20.182131802471254,null,{"$f":"IF($D162=\"Connection\",VLOOKUP(C162,'Input - General'!$F$62:$N$79,8,FALSE),0)","v":0},null,0.1801212933606588,124.9950631951457,22.514272446406924,null,8.6527813038891108E-2,147.50933564155264,12.763660215883304]
[null,{"$f":"'Input - Inventory'!B160","v":152},{"$f":"'Input - Inventory'!C160","v":"SON2x250 (P09)"},{"$f":"'Input - Inventory'!D160","v":"Lamp"},{"$f":"'Input - Inventory'!E160","v":"Traffic"},{"$f":"'Input - Inventory'!F160","v":"Major > 130w"},{"$f":"'Input - Inventory'!G160","v":2},null,"Lamp - SON2x250 (P09)",null,160.27299585743594,29,4647.9168798656428,null,0,0,11.268438628862791,0.33333333333333331,0,0,11.268438628862791,4.9094211792429674E-3,11.268438628862791,0.16666666666666666,11.268438628862791,4.590314436538903E-3,11.268438628862791,4.0032025620496396E-2,169.02657943294184,2.1598272138228944E-2,281.71096572156983,1.2221950623319483E-2,0,0,13522.126354635349,1.1123470522803115E-4,9578.172834533374,2.4953586329427266E-4,0,0,0,0,17.180331866546297,null,67.610631773176749,0.33333333333333331,43.464490143968689,4.9094211792429674E-3,11.79499188782964,0.16666666666666666,0,4.9094211792429674E-3,24.716094727488318,null,86.716916159552213,0.27204976000000003,2.2699999999999996,86.716916159552213,1.4200000000000001E-2,0,86.716916159552213,0.01,0,53.552287840162101,null,33.805315886588374,0.27204976000000003,11.79499188782964,1.4200000000000001E-2,0,0.01,9.3642169584777371,null,32.680811633287533,0.61755295519999998,20.182131802471254,null,{"$f":"IF($D163=\"Connection\",VLOOKUP(C163,'Input - General'!$F$62:$N$79,8,FALSE),0)","v":0},null,0.1801212933606588,124.9950631951457,22.514272446406924,null,8.6527813038891108E-2,147.50933564155264,12.763660215883304]
[null,{"$f":"'Input - Inventory'!B161","v":153},{"$f":"'Input - Inventory'!C161","v":"SON2x400"},{"$f":"'Input - Inventory'!D161","v":"Lamp"},{"$f":"'Input - Inventory'!E161","v":"Traffic"},{"$f":"'Input - Inventory'!F161","v":"Major > 130w"},{"$f":"'Input - Inventory'!G161","v":"2"},null,"Lamp - SON2x400",null,171.25907827503491,0,0,null,0,0,11.268438628862791,0.33333333333333331,0,0,11.268438628862791,4.9094211792429674E-3,11.268438628862791,0.16666666666666666,11.268438628862791,4.590314436538903E-3,11.268438628862791,4.0032025620496396E-2,169.02657943294184,2.1598272138228944E-2,281.71096572156983,1.2221950623319483E-2,0,0,13522.126354635349,1.1123470522803115E-4,9578.172834533374,2.4953586329427266E-4,0,0,0,0,17.180331866546297,null,67.610631773176749,0.33333333333333331,43.464490143968689,4.9094211792429674E-3,11.79499188782964,0.16666666666666666,0,4.9094211792429674E-3,24.716094727488318,null,86.716916159552213,0.30015621222222222,2.2699999999999996,86.716916159552213,1.4200000000000001E-2,0,86.716916159552213,0.01,0,59.08496987439807,null,33.805315886588374,0.30015621222222222,11.79499188782964,1.4200000000000001E-2,0,0.01,10.314364454301261,null,32.680811633287533,0.68135460174444429,22.26722139508383,null,{"$f":"IF($D164=\"Connection\",VLOOKUP(C164,'Input - General'!$F$62:$N$79,8,FALSE),0)","v":0},null,0.1801212933606588,133.56298231781778,24.057537120192141,null,8.6527813038891108E-2,157.62051943800989,13.638558837025021]
[null,{"$f":"'Input - Inventory'!B162","v":154},{"$f":"'Input - Inventory'!C162","v":"SON2x70"},{"$f":"'Input - Inventory'!D162","v":"Lamp"},{"$f":"'Input - Inventory'!E162","v":"NonTraffic"},{"$f":"'Input - Inventory'!F162","v":"Minor < 130w"},{"$f":"'Input - Inventory'!G162","v":"2"},null,"Lamp - SON2x70",null,113.30742550297064,0,0,null,11.268438628862791,0.33333333333333331,0,0,11.268438628862791,1.8504811250925242E-2,0,0,11.268438628862791,0.16666666666666666,11.268438628862791,4.590314436538903E-3,11.268438628862791,4.0032025620496396E-2,169.02657943294184,2.1598272138228944E-2,281.71096572156983,1.2221950623319483E-2,0,0,13522.126354635349,1.1123470522803115E-4,9578.172834533374,2.4953586329427266E-4,0,0,0,0,17.333530685204497,null,67.610631773176749,0.33333333333333331,43.464490143968689,1.8504811250925242E-2,11.79499188782964,0.16666666666666666,0,1.8504811250925242E-2,25.307011425262363,null,86.716916159552213,0.21240291555555568,1.5133333333333332,86.716916159552213,1.4200000000000001E-2,0,86.716916159552213,0.01,0,27.87397440801703,null,33.805315886588374,0.21240291555555568,11.79499188782964,1.4200000000000001E-2,0,0.01,7.3478365403950967,null,32.680811633287533,0.3214364122074076,10.504802839430052,null,{"$f":"IF($D165=\"Connection\",VLOOKUP(C165,'Input - General'!$F$62:$N$79,8,FALSE),0)","v":0},null,0.1801212933606588,88.367155898309036,15.916806411006393,null,8.6527813038891108E-2,104.28396230931543,9.0234631936552123]
[null,{"$f":"'Input - Inventory'!B163","v":155},{"$f":"'Input - Inventory'!C163","v":"SON3x70"},{"$f":"'Input - Inventory'!D163","v":"Lamp"},{"$f":"'Input - Inventory'!E163","v":"NonTraffic"},{"$f":"'Input - Inventory'!F163","v":"Minor < 130w"},{"$f":"'Input - Inventory'!G163","v":"3"},null,"Lamp - SON3x70",null,152.13250138112011,0,0,null,11.268438628862791,0.33333333333333331,0,0,11.268438628862791,1.8504811250925242E-2,0,0,11.268438628862791,0.16666666666666666,11.268438628862791,4.590314436538903E-3,11.268438628862791,4.0032025620496396E-2,169.02657943294184,2.1598272138228944E-2,281.71096572156983,1.2221950623319483E-2,0,0,13522.126354635349,1.1123470522803115E-4,9578.172834533374,2.4953586329427266E-4,0,0,0,0,17.333530685204497,null,101.41594765976512,0.33333333333333331,43.464490143968689,1.8504811250925242E-2,11.79499188782964,0.16666666666666666,0,1.8504811250925242E-2,36.575450054125156,null,86.716916159552213,0.30103384079170381,1.5133333333333332,86.716916159552213,1.4200000000000001E-2,0,86.716916159552213,0.01,0,39.505152517458214,null,33.805315886588374,0.30103384079170381,11.79499188782964,1.4200000000000001E-2,0,0.01,10.344032965323681,null,32.680811633287533,0.45556454573144506,14.88821910585356,null,{"$f":"IF($D166=\"Connection\",VLOOKUP(C166,'Input - General'!$F$62:$N$79,8,FALSE),0)","v":0},null,0.1801212933606588,118.64638532796511,21.370740377840168,null,8.6527813038891108E-2,140.01712570580528,12.115375675314834]
[null,{"$f":"'Input - Inventory'!B164","v":156},{"$f":"'Input - Inventory'!C164","v":"SON4x250"},{"$f":"'Input - Inventory'!D164","v":"Lamp"},{"$f":"'Input - Inventory'!E164","v":"Traffic"},{"$f":"'Input - Inventory'!F164","v":"Major > 130w"},{"$f":"'Input - Inventory'!G164","v":"4"},null,"Lamp - SON4x250",null,266.57874112795884,0,0,null,0,0,11.268438628862791,0.33333333333333331,0,0,11.268438628862791,4.9094211792429674E-3,11.268438628862791,0.16666666666666666,11.268438628862791,4.590314436538903E-3,11.268438628862791,4.0032025620496396E-2,169.02657943294184,2.1598272138228944E-2,281.71096572156983,1.2221950623319483E-2,0,0,13522.126354635349,1.1123470522803115E-4,9578.172834533374,2.4953586329427266E-4,0,0,0,0,17.180331866546297,null,135.2212635463535,0.33333333333333331,43.464490143968689,4.9094211792429674E-3,11.79499188782964,0.16666666666666666,0,4.9094211792429674E-3,47.252971985213897,null,86.716916159552213,0.47008844808394246,2.2699999999999996,86.716916159552213,1.4200000000000001E-2,0,86.716916159552213,0.01,0,92.535688625957192,null,33.805315886588374,0.47008844808394246,11.79499188782964,1.4200000000000001E-2,0,0.01,16.058977366920953,null,32.680811633287533,1.0671007771505492,34.873719491791832,null,{"$f":"IF($D167=\"Connection\",VLOOKUP(C167,'Input - General'!$F$62:$N$79,8,FALSE),0)","v":0},null,0.1801212933606588,207.90168933643014,37.447521175143685,null,8.6527813038891108E-2,245.34921051157386,21.229530616384999]
[null,{"$f":"'Input - Inventory'!B165","v":157},{"$f":"'Input - Inventory'!C165","v":"SON4x600"},{"$f":"'Input - Inventory'!D165","v":"Lamp"},{"$f":"'Input - Inventory'!E165","v":"Traffic"},{"$f":"'Input - Inventory'!F165","v":"Major > 130w"},{"$f":"'Input - Inventory'!G165","v":"4"},null,"Lamp - SON4x600",null,282.26460399248117,0,0,null,0,0,11.268438628862791,0.33333333333333331,0,0,11.268438628862791,4.9094211792429674E-3,11.268438628862791,0.16666666666666666,11.268438628862791,4.590314436538903E-3,11.268438628862791,4.0032025620496396E-2,169.02657943294184,2.1598272138228944E-2,281.71096572156983,1.2221950623319483E-2,0,0,13522.126354635349,1.1123470522803115E-4,9578.172834533374,2.4953586329427266E-4,0,0,0,0,17.180331866546297,null,135.2212635463535,0.33333333333333331,43.464490143968689,4.9094211792429674E-3,11.79499188782964,0.16666666666666666,0,4.9094211792429674E-3,47.252971985213897,null,86.716916159552213,0.51021867270885268,2.2699999999999996,86.716916159552213,1.4200000000000001E-2,0,86.716916159552213,0.01,0,100.43521899203269,null,33.805315886588374,0.51021867270885268,11.79499188782964,1.4200000000000001E-2,0,0.01,17.415592286965794,null,32.680811633287533,1.1581963870490954,37.85079795950567,null,{"$f":"IF($D168=\"Connection\",VLOOKUP(C168,'Input - General'!$F$62:$N$79,8,FALSE),0)","v":0},null,0.1801212933606588,220.13491309026432,39.650985259654625,null,8.6527813038891108E-2,259.78589834991902,22.478705642562161]
[null,{"$f":"'Input - Inventory'!B166","v":158},{"$f":"'Input - Inventory'!C166","v":"SON4x70"},{"$f":"'Input - Inventory'!D166","v":"Lamp"},{"$f":"'Input - Inventory'!E166","v":"NonTraffic"},{"$f":"'Input - Inventory'!F166","v":"Minor < 130w"},{"$f":"'Input - Inventory'!G166","v":"4"},null,"Lamp - SON4x70",null,188.21443165349862,0,0,null,11.268438628862791,0.33333333333333331,0,0,11.268438628862791,1.8504811250925242E-2,0,0,11.268438628862791,0.16666666666666666,11.268438628862791,4.590314436538903E-3,11.268438628862791,4.0032025620496396E-2,169.02657943294184,2.1598272138228944E-2,281.71096572156983,1.2221950623319483E-2,0,0,13522.126354635349,1.1123470522803115E-4,9578.172834533374,2.4953586329427266E-4,0,0,0,0,17.333530685204497,null,135.2212635463535,0.33333333333333331,43.464490143968689,1.8504811250925242E-2,11.79499188782964,0.16666666666666666,0,1.8504811250925242E-2,47.843888682987945,null,86.716916159552213,0.37969083257461089,1.5133333333333332,86.716916159552213,1.4200000000000001E-2,0,86.716916159552213,0.01,0,49.827435383650304,null,33.805315886588374,0.37969083257461089,11.79499188782964,1.4200000000000001E-2,0,0.01,13.003057419233642,null,32.680811633287533,0.57459879329624441,18.778354928428882,null,{"$f":"IF($D169=\"Connection\",VLOOKUP(C169,'Input - General'!$F$62:$N$79,8,FALSE),0)","v":0},null,0.1801212933606588,146.78626709950527,26.439332277546008,null,8.6527813038891108E-2,173.22559937705128,14.988832276447345]
[null,{"$f":"'Input - Inventory'!B167","v":159},{"$f":"'Input - Inventory'!C167","v":"SON8x70"},{"$f":"'Input - Inventory'!D167","v":"Lamp"},{"$f":"'Input - Inventory'!E167","v":"NonTraffic"},{"$f":"'Input - Inventory'!F167","v":"Minor < 130w"},{"$f":"'Input - Inventory'!G167","v":"8"},null,"Lamp - SON8x70",null,310.78654088806536,0,0,null,11.268438628862791,0.33333333333333331,0,0,11.268438628862791,1.8504811250925242E-2,0,0,11.268438628862791,0.16666666666666666,11.268438628862791,4.590314436538903E-3,11.268438628862791,4.0032025620496396E-2,169.02657943294184,2.1598272138228944E-2,281.71096572156983,1.2221950623319483E-2,0,0,13522.126354635349,1.1123470522803115E-4,9578.172834533374,2.4953586329427266E-4,0,0,0,0,17.333530685204497,null,270.442527092707,0.33333333333333331,43.464490143968689,1.8504811250925242E-2,11.79499188782964,0.16666666666666666,0,1.8504811250925242E-2,92.917643198439109,null,86.716916159552213,0.61521653680802058,1.5133333333333332,86.716916159552213,1.4200000000000001E-2,0,86.716916159552213,0.01,0,80.735850341424793,null,33.805315886588374,0.61521653680802058,11.79499188782964,1.4200000000000001E-2,0,0.01,20.965078250255239,null,32.680811633287533,0.93102769236947103,30.426740639701055,null,{"$f":"IF($D170=\"Connection\",VLOOKUP(C170,'Input - General'!$F$62:$N$79,8,FALSE),0)","v":0},null,0.1801212933606588,242.37884311502467,43.657590705138453,null,8.6527813038891108E-2,286.03643382016315,24.750107067902228]
[null,{"$f":"'Input - Inventory'!B168","v":160},{"$f":"'Input - Inventory'!C168","v":"SOX1x135"},{"$f":"'Input - Inventory'!D168","v":"Lamp"},{"$f":"'Input - Inventory'!E168","v":"Traffic"},{"$f":"'Input - Inventory'!F168","v":"Major > 130w"},{"$f":"'Input - Inventory'!G168","v":"1"},null,"Lamp - SOX1x135",null,95.772887370047769,2,191.54577474009554,null,0,0,11.268438628862791,0.33333333333333331,0,0,11.268438628862791,4.9094211792429674E-3,11.268438628862791,0.16666666666666666,11.268438628862791,4.590314436538903E-3,11.268438628862791,4.0032025620496396E-2,169.02657943294184,2.1598272138228944E-2,281.71096572156983,1.2221950623319483E-2,0,0,13522.126354635349,1.1123470522803115E-4,9578.172834533374,2.4953586329427266E-4,0,0,0,0,17.180331866546297,null,33.805315886588374,0.33333333333333331,43.464490143968689,4.9094211792429674E-3,11.79499188782964,0.16666666666666666,0,4.9094211792429674E-3,13.447656098625529,null,86.716916159552213,0.14399999999999999,2.2699999999999996,86.716916159552213,1.4200000000000001E-2,0,86.716916159552213,0.01,0,28.346025554234419,null,33.805315886588374,0.14399999999999999,11.79499188782964,1.4200000000000001E-2,0,0.01,5.0354543724759067,null,32.680811633287533,0.32687999999999989,10.682703706689026,null,{"$f":"IF($D171=\"Connection\",VLOOKUP(C171,'Input - General'!$F$62:$N$79,8,FALSE),0)","v":0},null,0.1801212933606588,74.692171598571178,13.453650552250906,null,8.6527813038891108E-2,88.145822150822084,7.6270652192256794]
[null,{"$f":"'Input - Inventory'!B169","v":161},{"$f":"'Input - Inventory'!C169","v":"SOX1x150"},{"$f":"'Input - Inventory'!D169","v":"Lamp"},{"$f":"'Input - Inventory'!E169","v":"Traffic"},{"$f":"'Input - Inventory'!F169","v":"Major > 130w"},{"$f":"'Input - Inventory'!G169","v":"1"},null,"Lamp - SOX1x150",null,95.772887370047769,0,0,null,0,0,11.268438628862791,0.33333333333333331,0,0,11.268438628862791,4.9094211792429674E-3,11.268438628862791,0.16666666666666666,11.268438628862791,4.590314436538903E-3,11.268438628862791,4.0032025620496396E-2,169.02657943294184,2.1598272138228944E-2,281.71096572156983,1.2221950623319483E-2,0,0,13522.126354635349,1.1123470522803115E-4,9578.172834533374,2.4953586329427266E-4,0,0,0,0,17.180331866546297,null,33.805315886588374,0.33333333333333331,43.464490143968689,4.9094211792429674E-3,11.79499188782964,0.16666666666666666,0,4.9094211792429674E-3,13.447656098625529,null,86.716916159552213,0.14399999999999999,2.2699999999999996,86.716916159552213,1.4200000000000001E-2,0,86.716916159552213,0.01,0,28.346025554234419,null,33.805315886588374,0.14399999999999999,11.79499188782964,1.4200000000000001E-2,0,0.01,5.0354543724759067,null,32.680811633287533,0.32687999999999989,10.682703706689026,null,{"$f":"IF($D172=\"Connection\",VLOOKUP(C172,'Input - General'!$F$62:$N$79,8,FALSE),0)","v":0},null,0.1801212933606588,74.692171598571178,13.453650552250906,null,8.6527813038891108E-2,88.145822150822084,7.6270652192256794]
[null,{"$f":"'Input - Inventory'!B170","v":162},{"$f":"'Input - Inventory'!C170","v":"SOX1x180"},{"$f":"'Input - Inventory'!D170","v":"Lamp"},{"$f":"'Input - Inventory'!E170","v":"Traffic"},{"$f":"'Input - Inventory'!F170","v":"Major > 130w"},{"$f":"'Input - Inventory'!G170","v":"1"},null,"Lamp - SOX1x180",null,144.05108425263325,0,0,null,0,0,11.268438628862791,0.33333333333333331,0,0,11.268438628862791,4.9094211792429674E-3,11.268438628862791,0.16666666666666666,11.268438628862791,4.590314436538903E-3,11.268438628862791,4.0032025620496396E-2,169.02657943294184,2.1598272138228944E-2,281.71096572156983,1.2221950623319483E-2,0,0,13522.126354635349,1.1123470522803115E-4,9578.172834533374,2.4953586329427266E-4,0,0,0,0,17.180331866546297,null,112.68438628862792,0.33333333333333331,43.464490143968689,4.9094211792429674E-3,11.79499188782964,0.16666666666666666,0,4.9094211792429674E-3,39.740679565972037,null,86.716916159552213,0.14399999999999999,2.2699999999999996,86.716916159552213,1.4200000000000001E-2,0,86.716916159552213,0.01,0,28.346025554234419,null,112.68438628862792,0.14399999999999999,11.79499188782964,1.4200000000000001E-2,0,0.01,16.394040510369599,null,32.680811633287533,0.32687999999999989,10.682703706689026,null,{"$f":"IF($D173=\"Connection\",VLOOKUP(C173,'Input - General'!$F$62:$N$79,8,FALSE),0)","v":0},null,0.1801212933606588,112.34378120381137,20.235507171457375,null,8.6527813038891108E-2,132.57928837526876,11.471795877364485]
[null,{"$f":"'Input - Inventory'!B171","v":163},{"$f":"'Input - Inventory'!C171","v":"SOX1x90"},{"$f":"'Input - Inventory'!D171","v":"Lamp"},{"$f":"'Input - Inventory'!E171","v":"NonTraffic"},{"$f":"'Input - Inventory'!F171","v":"Minor < 130w"},{"$f":"'Input - Inventory'!G171","v":"1"},null,"Lamp - SOX1x90",null,84.446192478500052,0,0,null,11.268438628862791,0.33333333333333331,0,0,11.268438628862791,1.8504811250925242E-2,0,0,11.268438628862791,0.16666666666666666,11.268438628862791,4.590314436538903E-3,11.268438628862791,4.0032025620496396E-2,169.02657943294184,2.1598272138228944E-2,281.71096572156983,1.2221950623319483E-2,0,0,13522.126354635349,1.1123470522803115E-4,9578.172834533374,2.4953586329427266E-4,0,0,0,0,17.333530685204497,null,33.805315886588374,0.33333333333333331,43.464490143968689,1.8504811250925242E-2,11.79499188782964,0.16666666666666666,0,1.8504811250925242E-2,14.038572796399571,null,86.716916159552213,0.16,1.5133333333333332,86.716916159552213,1.4200000000000001E-2,0,86.716916159552213,0.01,0,20.997055966099573,null,33.805315886588374,0.16,11.79499188782964,1.4200000000000001E-2,0,0.01,5.5763394266613213,null,32.680811633287533,0.24213333333333331,7.913113856806687,null,{"$f":"IF($D174=\"Connection\",VLOOKUP(C174,'Input - General'!$F$62:$N$79,8,FALSE),0)","v":0},null,0.1801212933606588,65.858612731171647,11.862538504077387,null,8.6527813038891108E-2,77.721151235249039,6.7250412432510096]
[null,{"$f":"'Input - Inventory'!B172","v":164},{"$f":"'Input - Inventory'!C172","v":"TF1x16"},{"$f":"'Input - Inventory'!D172","v":"Lamp"},{"$f":"'Input - Inventory'!E172","v":"NonTraffic"},{"$f":"'Input - Inventory'!F172","v":"Minor < 130w"},{"$f":"'Input - Inventory'!G172","v":"1"},null,"Lamp - TF1x16",null,119.41684265206042,1,119.41684265206042,null,11.268438628862791,0.33333333333333331,0,0,11.268438628862791,1.8504811250925242E-2,0,0,11.268438628862791,0.16666666666666666,11.268438628862791,4.590314436538903E-3,11.268438628862791,4.0032025620496396E-2,169.02657943294184,2.1598272138228944E-2,281.71096572156983,1.2221950623319483E-2,0,0,13522.126354635349,1.1123470522803115E-4,9578.172834533374,2.4953586329427266E-4,0,0,0,0,17.333530685204497,null,11.268438628862791,0.33333333333333331,43.464490143968689,1.8504811250925242E-2,11.79499188782964,0.16666666666666666,0,1.8504811250925242E-2,6.5262803771577111,null,86.716916159552213,0.36,1.5133333333333332,86.716916159552213,1.4200000000000001E-2,0,86.716916159552213,0.01,0,47.243375923724038,null,11.268438628862791,0.36,11.79499188782964,1.4200000000000001E-2,0,0.01,4.2241267911977856,null,32.680811633287533,0.54479999999999995,17.804506177815046,null,{"$f":"IF($D175=\"Connection\",VLOOKUP(C175,'Input - General'!$F$62:$N$79,8,FALSE),0)","v":0},null,0.1801212933606588,93.131819955099076,16.775023863344458,null,8.6527813038891108E-2,109.90684381844353,9.509998833616887]
[null,{"$f":"'Input - Inventory'!B173","v":165},{"$f":"'Input - Inventory'!C173","v":"TF1x176"},{"$f":"'Input - Inventory'!D173","v":"Lamp"},{"$f":"'Input - Inventory'!E173","v":"Traffic"},{"$f":"'Input - Inventory'!F173","v":"Major > 130w"},{"$f":"'Input - Inventory'!G173","v":"1"},null,"Lamp - TF1x176",null,160.16603478825581,0,0,null,0,0,11.268438628862791,0.33333333333333331,0,0,11.268438628862791,4.9094211792429674E-3,11.268438628862791,0.16666666666666666,11.268438628862791,4.590314436538903E-3,11.268438628862791,4.0032025620496396E-2,169.02657943294184,2.1598272138228944E-2,281.71096572156983,1.2221950623319483E-2,0,0,13522.126354635349,1.1123470522803115E-4,9578.172834533374,2.4953586329427266E-4,0,0,0,0,17.180331866546297,null,11.268438628862791,0.33333333333333331,43.464490143968689,4.9094211792429674E-3,11.79499188782964,0.16666666666666666,0,4.9094211792429674E-3,5.9353636793836673,null,86.716916159552213,0.36,2.2699999999999996,86.716916159552213,1.4200000000000001E-2,0,86.716916159552213,0.01,0,70.865063885586054,null,11.268438628862791,0.36,11.79499188782964,1.4200000000000001E-2,0,0.01,4.2241267911977856,null,32.680811633287533,0.81719999999999982,26.706759266722568,null,{"$f":"IF($D176=\"Connection\",VLOOKUP(C176,'Input - General'!$F$62:$N$79,8,FALSE),0)","v":0},null,0.1801212933606588,124.91164548943638,22.499247141365384,null,8.6527813038891108E-2,147.41089263080175,12.755142157454065]
[null,{"$f":"'Input - Inventory'!B174","v":166},{"$f":"'Input - Inventory'!C174","v":"TF1x20"},{"$f":"'Input - Inventory'!D174","v":"Lamp"},{"$f":"'Input - Inventory'!E174","v":"NonTraffic"},{"$f":"'Input - Inventory'!F174","v":"Minor < 130w"},{"$f":"'Input - Inventory'!G174","v":"1"},null,"Lamp - TF1x20",null,119.41684265206042,0,0,null,11.268438628862791,0.33333333333333331,0,0,11.268438628862791,1.8504811250925242E-2,0,0,11.268438628862791,0.16666666666666666,11.268438628862791,4.590314436538903E-3,11.268438628862791,4.0032025620496396E-2,169.02657943294184,2.1598272138228944E-2,281.71096572156983,1.2221950623319483E-2,0,0,13522.126354635349,1.1123470522803115E-4,9578.172834533374,2.4953586329427266E-4,0,0,0,0,17.333530685204497,null,11.268438628862791,0.33333333333333331,43.464490143968689,1.8504811250925242E-2,11.79499188782964,0.16666666666666666,0,1.8504811250925242E-2,6.5262803771577111,null,86.716916159552213,0.36,1.5133333333333332,86.716916159552213,1.4200000000000001E-2,0,86.716916159552213,0.01,0,47.243375923724038,null,11.268438628862791,0.36,11.79499188782964,1.4200000000000001E-2,0,0.01,4.2241267911977856,null,32.680811633287533,0.54479999999999995,17.804506177815046,null,{"$f":"IF($D177=\"Connection\",VLOOKUP(C177,'Input - General'!$F$62:$N$79,8,FALSE),0)","v":0},null,0.1801212933606588,93.131819955099076,16.775023863344458,null,8.6527813038891108E-2,109.90684381844353,9.509998833616887]
[null,{"$f":"'Input - Inventory'!B175","v":167},{"$f":"'Input - Inventory'!C175","v":"TF1x236"},{"$f":"'Input - Inventory'!D175","v":"Lamp"},{"$f":"'Input - Inventory'!E175","v":"Traffic"},{"$f":"'Input - Inventory'!F175","v":"Major > 130w"},{"$f":"'Input - Inventory'!G175","v":"1"},null,"Lamp - TF1x236",null,160.16603478825581,0,0,null,0,0,11.268438628862791,0.33333333333333331,0,0,11.268438628862791,4.9094211792429674E-3,11.268438628862791,0.16666666666666666,11.268438628862791,4.590314436538903E-3,11.268438628862791,4.0032025620496396E-2,169.02657943294184,2.1598272138228944E-2,281.71096572156983,1.2221950623319483E-2,0,0,13522.126354635349,1.1123470522803115E-4,9578.172834533374,2.4953586329427266E-4,0,0,0,0,17.180331866546297,null,11.268438628862791,0.33333333333333331,43.464490143968689,4.9094211792429674E-3,11.79499188782964,0.16666666666666666,0,4.9094211792429674E-3,5.9353636793836673,null,86.716916159552213,0.36,2.2699999999999996,86.716916159552213,1.4200000000000001E-2,0,86.716916159552213,0.01,0,70.865063885586054,null,11.268438628862791,0.36,11.79499188782964,1.4200000000000001E-2,0,0.01,4.2241267911977856,null,32.680811633287533,0.81719999999999982,26.706759266722568,null,{"$f":"IF($D178=\"Connection\",VLOOKUP(C178,'Input - General'!$F$62:$N$79,8,FALSE),0)","v":0},null,0.1801212933606588,124.91164548943638,22.499247141365384,null,8.6527813038891108E-2,147.41089263080175,12.755142157454065]
[null,{"$f":"'Input - Inventory'!B176","v":168},{"$f":"'Input - Inventory'!C176","v":"TF1x26"},{"$f":"'Input - Inventory'!D176","v":"Lamp"},{"$f":"'Input - Inventory'!E176","v":"NonTraffic"},{"$f":"'Input - Inventory'!F176","v":"Minor < 130w"},{"$f":"'Input - Inventory'!G176","v":"1"},null,"Lamp - TF1x26",null,119.41684265206042,0,0,null,11.268438628862791,0.33333333333333331,0,0,11.268438628862791,1.8504811250925242E-2,0,0,11.268438628862791,0.16666666666666666,11.268438628862791,4.590314436538903E-3,11.268438628862791,4.0032025620496396E-2,169.02657943294184,2.1598272138228944E-2,281.71096572156983,1.2221950623319483E-2,0,0,13522.126354635349,1.1123470522803115E-4,9578.172834533374,2.4953586329427266E-4,0,0,0,0,17.333530685204497,null,11.268438628862791,0.33333333333333331,43.464490143968689,1.8504811250925242E-2,11.79499188782964,0.16666666666666666,0,1.8504811250925242E-2,6.5262803771577111,null,86.716916159552213,0.36,1.5133333333333332,86.716916159552213,1.4200000000000001E-2,0,86.716916159552213,0.01,0,47.243375923724038,null,11.268438628862791,0.36,11.79499188782964,1.4200000000000001E-2,0,0.01,4.2241267911977856,null,32.680811633287533,0.54479999999999995,17.804506177815046,null,{"$f":"IF($D179=\"Connection\",VLOOKUP(C179,'Input - General'!$F$62:$N$79,8,FALSE),0)","v":0},null,0.1801212933606588,93.131819955099076,16.775023863344458,null,8.6527813038891108E-2,109.90684381844353,9.509998833616887]
[null,{"$f":"'Input - Inventory'!B177","v":169},{"$f":"'Input - Inventory'!C177","v":"TF1x40"},{"$f":"'Input - Inventory'!D177","v":"Lamp"},{"$f":"'Input - Inventory'!E177","v":"NonTraffic"},{"$f":"'Input - Inventory'!F177","v":"Minor < 130w"},{"$f":"'Input - Inventory'!G177","v":"1"},null,"Lamp - TF1x40",null,69.697793099651761,86,5994.0102065700512,null,11.268438628862791,0.33333333333333331,0,0,11.268438628862791,1.8504811250925242E-2,0,0,11.268438628862791,0.16666666666666666,11.268438628862791,4.590314436538903E-3,11.268438628862791,4.0032025620496396E-2,169.02657943294184,2.1598272138228944E-2,281.71096572156983,1.2221950623319483E-2,0,0,13522.126354635349,1.1123470522803115E-4,9578.172834533374,2.4953586329427266E-4,0,0,0,0,17.333530685204497,null,11.268438628862791,0.33333333333333331,43.464490143968689,1.8504811250925242E-2,11.79499188782964,0.16666666666666666,0,1.8504811250925242E-2,6.5262803771577111,null,86.716916159552213,0.158,1.5133333333333332,86.716916159552213,1.4200000000000001E-2,0,86.716916159552213,0.01,0,20.734592766523328,null,11.268438628862791,0.158,11.79499188782964,1.4200000000000001E-2,0,0.01,1.9479021881675018,null,32.680811633287533,0.23910666666666663,7.814199933596603,null,{"$f":"IF($D180=\"Connection\",VLOOKUP(C180,'Input - General'!$F$62:$N$79,8,FALSE),0)","v":0},null,0.1801212933606588,54.356505950649634,9.7907641543973583,null,8.6527813038891108E-2,64.147270105046999,5.5505229946047558]
[null,{"$f":"'Input - Inventory'!B178","v":170},{"$f":"'Input - Inventory'!C178","v":"TF1x40 (P09)"},{"$f":"'Input - Inventory'!D178","v":"Lamp"},{"$f":"'Input - Inventory'!E178","v":"NonTraffic"},{"$f":"'Input - Inventory'!F178","v":"Minor < 130w"},{"$f":"'Input - Inventory'!G178","v":1},null,"Lamp - TF1x40 (P09)",null,69.697793099651761,508,35406.478894623098,null,11.268438628862791,0.33333333333333331,0,0,11.268438628862791,1.8504811250925242E-2,0,0,11.268438628862791,0.16666666666666666,11.268438628862791,4.590314436538903E-3,11.268438628862791,4.0032025620496396E-2,169.02657943294184,2.1598272138228944E-2,281.71096572156983,1.2221950623319483E-2,0,0,13522.126354635349,1.1123470522803115E-4,9578.172834533374,2.4953586329427266E-4,0,0,0,0,17.333530685204497,null,11.268438628862791,0.33333333333333331,43.464490143968689,1.8504811250925242E-2,11.79499188782964,0.16666666666666666,0,1.8504811250925242E-2,6.5262803771577111,null,86.716916159552213,0.158,1.5133333333333332,86.716916159552213,1.4200000000000001E-2,0,86.716916159552213,0.01,0,20.734592766523328,null,11.268438628862791,0.158,11.79499188782964,1.4200000000000001E-2,0,0.01,1.9479021881675018,null,32.680811633287533,0.23910666666666663,7.814199933596603,null,{"$f":"IF($D181=\"Connection\",VLOOKUP(C181,'Input - General'!$F$62:$N$79,8,FALSE),0)","v":0},null,0.1801212933606588,54.356505950649634,9.7907641543973583,null,8.6527813038891108E-2,64.147270105046999,5.5505229946047558]
[null,{"$f":"'Input - Inventory'!B179","v":171},{"$f":"'Input - Inventory'!C179","v":"TF1x60"},{"$f":"'Input - Inventory'!D179","v":"Lamp"},{"$f":"'Input - Inventory'!E179","v":"NonTraffic"},{"$f":"'Input - Inventory'!F179","v":"Minor < 130w"},{"$f":"'Input - Inventory'!G179","v":"1"},null,"Lamp - TF1x60",null,119.41684265206042,0,0,null,11.268438628862791,0.33333333333333331,0,0,11.268438628862791,1.8504811250925242E-2,0,0,11.268438628862791,0.16666666666666666,11.268438628862791,4.590314436538903E-3,11.268438628862791,4.0032025620496396E-2,169.02657943294184,2.1598272138228944E-2,281.71096572156983,1.2221950623319483E-2,0,0,13522.126354635349,1.1123470522803115E-4,9578.172834533374,2.4953586329427266E-4,0,0,0,0,17.333530685204497,null,11.268438628862791,0.33333333333333331,43.464490143968689,1.8504811250925242E-2,11.79499188782964,0.16666666666666666,0,1.8504811250925242E-2,6.5262803771577111,null,86.716916159552213,0.36,1.5133333333333332,86.716916159552213,1.4200000000000001E-2,0,86.716916159552213,0.01,0,47.243375923724038,null,11.268438628862791,0.36,11.79499188782964,1.4200000000000001E-2,0,0.01,4.2241267911977856,null,32.680811633287533,0.54479999999999995,17.804506177815046,null,{"$f":"IF($D182=\"Connection\",VLOOKUP(C182,'Input - General'!$F$62:$N$79,8,FALSE),0)","v":0},null,0.1801212933606588,93.131819955099076,16.775023863344458,null,8.6527813038891108E-2,109.90684381844353,9.509998833616887]
[null,{"$f":"'Input - Inventory'!B180","v":172},{"$f":"'Input - Inventory'!C180","v":"TF1x80"},{"$f":"'Input - Inventory'!D180","v":"Lamp"},{"$f":"'Input - Inventory'!E180","v":"NonTraffic"},{"$f":"'Input - Inventory'!F180","v":"Minor < 130w"},{"$f":"'Input - Inventory'!G180","v":"1"},null,"Lamp - TF1x80",null,119.41684265206042,14,1671.835797128846,null,11.268438628862791,0.33333333333333331,0,0,11.268438628862791,1.8504811250925242E-2,0,0,11.268438628862791,0.16666666666666666,11.268438628862791,4.590314436538903E-3,11.268438628862791,4.0032025620496396E-2,169.02657943294184,2.1598272138228944E-2,281.71096572156983,1.2221950623319483E-2,0,0,13522.126354635349,1.1123470522803115E-4,9578.172834533374,2.4953586329427266E-4,0,0,0,0,17.333530685204497,null,11.268438628862791,0.33333333333333331,43.464490143968689,1.8504811250925242E-2,11.79499188782964,0.16666666666666666,0,1.8504811250925242E-2,6.5262803771577111,null,86.716916159552213,0.36,1.5133333333333332,86.716916159552213,1.4200000000000001E-2,0,86.716916159552213,0.01,0,47.243375923724038,null,11.268438628862791,0.36,11.79499188782964,1.4200000000000001E-2,0,0.01,4.2241267911977856,null,32.680811633287533,0.54479999999999995,17.804506177815046,null,{"$f":"IF($D183=\"Connection\",VLOOKUP(C183,'Input - General'!$F$62:$N$79,8,FALSE),0)","v":0},null,0.1801212933606588,93.131819955099076,16.775023863344458,null,8.6527813038891108E-2,109.90684381844353,9.509998833616887]
[null,{"$f":"'Input - Inventory'!B181","v":173},{"$f":"'Input - Inventory'!C181","v":"TF2x14 T5"},{"$f":"'Input - Inventory'!D181","v":"Lamp"},{"$f":"'Input - Inventory'!E181","v":"NonTraffic"},{"$f":"'Input - Inventory'!F181","v":"Minor < 130w"},{"$f":"'Input - Inventory'!G181","v":"2"},null,"Lamp - TF2x14 T5",null,40.547574365129819,4,162.19029746051928,null,11.268438628862791,0.33333333333333331,0,0,11.268438628862791,1.8504811250925242E-2,0,0,11.268438628862791,0.16666666666666666,11.268438628862791,4.590314436538903E-3,11.268438628862791,4.0032025620496396E-2,169.02657943294184,2.1598272138228944E-2,281.71096572156983,1.2221950623319483E-2,0,0,13522.126354635349,1.1123470522803115E-4,9578.172834533374,2.4953586329427266E-4,0,0,0,0,17.333530685204497,null,22.536877257725582,0.33333333333333331,43.464490143968689,1.8504811250925242E-2,11.79499188782964,0.16666666666666666,0,1.8504811250925242E-2,10.282426586778641,null,86.716916159552213,0.02,1.5133333333333332,86.716916159552213,1.4200000000000001E-2,0,86.716916159552213,0.01,0,2.6246319957624467,null,11.268438628862791,0.02,11.79499188782964,1.4200000000000001E-2,0,0.01,0.39285765738443673,null,32.680811633287533,3.0266666666666664E-2,0.98913923210083587,null,{"$f":"IF($D184=\"Connection\",VLOOKUP(C184,'Input - General'!$F$62:$N$79,8,FALSE),0)","v":0},null,0.1801212933606588,31.622586157230856,5.6959011180492869,null,8.6527813038891108E-2,37.318487275280141,3.2290870898496769]
[null,{"$f":"'Input - Inventory'!B182","v":174},{"$f":"'Input - Inventory'!C182","v":"TF2x14 T5 (P09)"},{"$f":"'Input - Inventory'!D182","v":"Lamp"},{"$f":"'Input - Inventory'!E182","v":"NonTraffic"},{"$f":"'Input - Inventory'!F182","v":"Minor < 130w"},{"$f":"'Input - Inventory'!G182","v":2},null,"Lamp - TF2x14 T5 (P09)",null,40.547574365129819,310,12569.748053190244,null,11.268438628862791,0.33333333333333331,0,0,11.268438628862791,1.8504811250925242E-2,0,0,11.268438628862791,0.16666666666666666,11.268438628862791,4.590314436538903E-3,11.268438628862791,4.0032025620496396E-2,169.02657943294184,2.1598272138228944E-2,281.71096572156983,1.2221950623319483E-2,0,0,13522.126354635349,1.1123470522803115E-4,9578.172834533374,2.4953586329427266E-4,0,0,0,0,17.333530685204497,null,22.536877257725582,0.33333333333333331,43.464490143968689,1.8504811250925242E-2,11.79499188782964,0.16666666666666666,0,1.8504811250925242E-2,10.282426586778641,null,86.716916159552213,0.02,1.5133333333333332,86.716916159552213,1.4200000000000001E-2,0,86.716916159552213,0.01,0,2.6246319957624467,null,11.268438628862791,0.02,11.79499188782964,1.4200000000000001E-2,0,0.01,0.39285765738443673,null,32.680811633287533,3.0266666666666664E-2,0.98913923210083587,null,{"$f":"IF($D185=\"Connection\",VLOOKUP(C185,'Input - General'!$F$62:$N$79,8,FALSE),0)","v":0},null,0.1801212933606588,31.622586157230856,5.6959011180492869,null,8.6527813038891108E-2,37.318487275280141,3.2290870898496769]
[null,{"$f":"'Input - Inventory'!B183","v":175},{"$f":"'Input - Inventory'!C183","v":"TF2x20"},{"$f":"'Input - Inventory'!D183","v":"Lamp"},{"$f":"'Input - Inventory'!E183","v":"NonTraffic"},{"$f":"'Input - Inventory'!F183","v":"Minor < 130w"},{"$f":"'Input - Inventory'!G183","v":"2"},null,"Lamp - TF2x20",null,60.952075394311393,378,23039.884499049705,null,11.268438628862791,0.33333333333333331,0,0,11.268438628862791,1.8504811250925242E-2,0,0,11.268438628862791,0.16666666666666666,11.268438628862791,4.590314436538903E-3,11.268438628862791,4.0032025620496396E-2,169.02657943294184,2.1598272138228944E-2,281.71096572156983,1.2221950623319483E-2,0,0,13522.126354635349,1.1123470522803115E-4,9578.172834533374,2.4953586329427266E-4,0,0,0,0,17.333530685204497,null,22.536877257725582,0.33333333333333331,43.464490143968689,1.8504811250925242E-2,11.79499188782964,0.16666666666666666,0,1.8504811250925242E-2,10.282426586778641,null,86.716916159552213,0.10290000000000001,1.5133333333333332,86.716916159552213,1.4200000000000001E-2,0,86.716916159552213,0.01,0,13.503731618197788,null,11.268438628862791,0.10290000000000001,11.79499188782964,1.4200000000000001E-2,0,0.01,1.3270112197171622,null,32.680811633287533,0.155722,5.089121349158801,null,{"$f":"IF($D186=\"Connection\",VLOOKUP(C186,'Input - General'!$F$62:$N$79,8,FALSE),0)","v":0},null,0.1801212933606588,47.535821459056891,8.5622136421666859,null,8.6527813038891108E-2,56.098035101223573,4.8540402930878237]
[null,{"$f":"'Input - Inventory'!B184","v":176},{"$f":"'Input - Inventory'!C184","v":"TF2x20 (P09)"},{"$f":"'Input - Inventory'!D184","v":"Lamp"},{"$f":"'Input - Inventory'!E184","v":"NonTraffic"},{"$f":"'Input - Inventory'!F184","v":"Minor < 130w"},{"$f":"'Input - Inventory'!G184","v":2},null,"Lamp - TF2x20 (P09)",null,60.952075394311393,18453,1124748.6472512281,null,11.268438628862791,0.33333333333333331,0,0,11.268438628862791,1.8504811250925242E-2,0,0,11.268438628862791,0.16666666666666666,11.268438628862791,4.590314436538903E-3,11.268438628862791,4.0032025620496396E-2,169.02657943294184,2.1598272138228944E-2,281.71096572156983,1.2221950623319483E-2,0,0,13522.126354635349,1.1123470522803115E-4,9578.172834533374,2.4953586329427266E-4,0,0,0,0,17.333530685204497,null,22.536877257725582,0.33333333333333331,43.464490143968689,1.8504811250925242E-2,11.79499188782964,0.16666666666666666,0,1.8504811250925242E-2,10.282426586778641,null,86.716916159552213,0.10290000000000001,1.5133333333333332,86.716916159552213,1.4200000000000001E-2,0,86.716916159552213,0.01,0,13.503731618197788,null,11.268438628862791,0.10290000000000001,11.79499188782964,1.4200000000000001E-2,0,0.01,1.3270112197171622,null,32.680811633287533,0.155722,5.089121349158801,null,{"$f":"IF($D187=\"Connection\",VLOOKUP(C187,'Input - General'!$F$62:$N$79,8,FALSE),0)","v":0},null,0.1801212933606588,47.535821459056891,8.5622136421666859,null,8.6527813038891108E-2,56.098035101223573,4.8540402930878237]
[null,{"$f":"'Input - Inventory'!B185","v":177},{"$f":"'Input - Inventory'!C185","v":"TF2x26"},{"$f":"'Input - Inventory'!D185","v":"Lamp"},{"$f":"'Input - Inventory'!E185","v":"NonTraffic"},{"$f":"'Input - Inventory'!F185","v":"Minor < 130w"},{"$f":"'Input - Inventory'!G185","v":"2"},null,"Lamp - TF2x26",null,124.23310331472857,0,0,null,11.268438628862791,0.33333333333333331,0,0,11.268438628862791,1.8504811250925242E-2,0,0,11.268438628862791,0.16666666666666666,11.268438628862791,4.590314436538903E-3,11.268438628862791,4.0032025620496396E-2,169.02657943294184,2.1598272138228944E-2,281.71096572156983,1.2221950623319483E-2,0,0,13522.126354635349,1.1123470522803115E-4,9578.172834533374,2.4953586329427266E-4,0,0,0,0,17.333530685204497,null,22.536877257725582,0.33333333333333331,43.464490143968689,1.8504811250925242E-2,11.79499188782964,0.16666666666666666,0,1.8504811250925242E-2,10.282426586778641,null,86.716916159552213,0.36,1.5133333333333332,86.716916159552213,1.4200000000000001E-2,0,86.716916159552213,0.01,0,47.243375923724038,null,11.268438628862791,0.36,11.79499188782964,1.4200000000000001E-2,0,0.01,4.2241267911977856,null,32.680811633287533,0.54479999999999995,17.804506177815046,null,{"$f":"IF($D188=\"Connection\",VLOOKUP(C188,'Input - General'!$F$62:$N$79,8,FALSE),0)","v":0},null,0.1801212933606588,96.887966164720012,17.451585776673117,null,8.6527813038891108E-2,114.33955194139313,9.893551373335443]
[null,{"$f":"'Input - Inventory'!B186","v":178},{"$f":"'Input - Inventory'!C186","v":"TF2x26 (P09)"},{"$f":"'Input - Inventory'!D186","v":"Lamp"},{"$f":"'Input - Inventory'!E186","v":"NonTraffic"},{"$f":"'Input - Inventory'!F186","v":"Minor < 130w"},{"$f":"'Input - Inventory'!G186","v":2},null,"Lamp - TF2x26 (P09)",null,124.23310331472857,28,3478.5268928123996,null,11.268438628862791,0.33333333333333331,0,0,11.268438628862791,1.8504811250925242E-2,0,0,11.268438628862791,0.16666666666666666,11.268438628862791,4.590314436538903E-3,11.268438628862791,4.0032025620496396E-2,169.02657943294184,2.1598272138228944E-2,281.71096572156983,1.2221950623319483E-2,0,0,13522.126354635349,1.1123470522803115E-4,9578.172834533374,2.4953586329427266E-4,0,0,0,0,17.333530685204497,null,22.536877257725582,0.33333333333333331,43.464490143968689,1.8504811250925242E-2,11.79499188782964,0.16666666666666666,0,1.8504811250925242E-2,10.282426586778641,null,86.716916159552213,0.36,1.5133333333333332,86.716916159552213,1.4200000000000001E-2,0,86.716916159552213,0.01,0,47.243375923724038,null,11.268438628862791,0.36,11.79499188782964,1.4200000000000001E-2,0,0.01,4.2241267911977856,null,32.680811633287533,0.54479999999999995,17.804506177815046,null,{"$f":"IF($D189=\"Connection\",VLOOKUP(C189,'Input - General'!$F$62:$N$79,8,FALSE),0)","v":0},null,0.1801212933606588,96.887966164720012,17.451585776673117,null,8.6527813038891108E-2,114.33955194139313,9.893551373335443]
[null,{"$f":"'Input - Inventory'!B187","v":179},{"$f":"'Input - Inventory'!C187","v":"TF2x40"},{"$f":"'Input - Inventory'!D187","v":"Lamp"},{"$f":"'Input - Inventory'!E187","v":"NonTraffic"},{"$f":"'Input - Inventory'!F187","v":"Minor < 130w"},{"$f":"'Input - Inventory'!G187","v":"2"},null,"Lamp - TF2x40",null,212.8413104378331,1,212.8413104378331,null,11.268438628862791,0.33333333333333331,0,0,11.268438628862791,1.8504811250925242E-2,0,0,11.268438628862791,0.16666666666666666,11.268438628862791,4.590314436538903E-3,11.268438628862791,4.0032025620496396E-2,169.02657943294184,2.1598272138228944E-2,281.71096572156983,1.2221950623319483E-2,0,0,13522.126354635349,1.1123470522803115E-4,9578.172834533374,2.4953586329427266E-4,0,0,0,0,17.333530685204497,null,22.536877257725582,0.33333333333333331,43.464490143968689,1.8504811250925242E-2,11.79499188782964,0.16666666666666666,0,1.8504811250925242E-2,10.282426586778641,null,86.716916159552213,0.72,1.5133333333333332,86.716916159552213,1.4200000000000001E-2,0,86.716916159552213,0.01,0,94.486751847448076,null,11.268438628862791,0.72,11.79499188782964,1.4200000000000001E-2,0,0.01,8.2807646975883902,null,32.680811633287533,1.0895999999999999,35.609012355630092,null,{"$f":"IF($D190=\"Connection\",VLOOKUP(C190,'Input - General'!$F$62:$N$79,8,FALSE),0)","v":0},null,0.1801212933606588,165.99248617264971,29.898781297568938,null,8.6527813038891108E-2,195.89126747021862,16.95004296761449]
[null,{"$f":"'Input - Inventory'!B188","v":180},{"$f":"'Input - Inventory'!C188","v":"TF2x58"},{"$f":"'Input - Inventory'!D188","v":"Lamp"},{"$f":"'Input - Inventory'!E188","v":"NonTraffic"},{"$f":"'Input - Inventory'!F188","v":"Minor < 130w"},{"$f":"'Input - Inventory'!G188","v":"2"},null,"Lamp - TF2x58",null,124.23310331472857,0,0,null,11.268438628862791,0.33333333333333331,0,0,11.268438628862791,1.8504811250925242E-2,0,0,11.268438628862791,0.16666666666666666,11.268438628862791,4.590314436538903E-3,11.268438628862791,4.0032025620496396E-2,169.02657943294184,2.1598272138228944E-2,281.71096572156983,1.2221950623319483E-2,0,0,13522.126354635349,1.1123470522803115E-4,9578.172834533374,2.4953586329427266E-4,0,0,0,0,17.333530685204497,null,22.536877257725582,0.33333333333333331,43.464490143968689,1.8504811250925242E-2,11.79499188782964,0.16666666666666666,0,1.8504811250925242E-2,10.282426586778641,null,86.716916159552213,0.36,1.5133333333333332,86.716916159552213,1.4200000000000001E-2,0,86.716916159552213,0.01,0,47.243375923724038,null,11.268438628862791,0.36,11.79499188782964,1.4200000000000001E-2,0,0.01,4.2241267911977856,null,32.680811633287533,0.54479999999999995,17.804506177815046,null,{"$f":"IF($D191=\"Connection\",VLOOKUP(C191,'Input - General'!$F$62:$N$79,8,FALSE),0)","v":0},null,0.1801212933606588,96.887966164720012,17.451585776673117,null,8.6527813038891108E-2,114.33955194139313,9.893551373335443]
[null,{"$f":"'Input - Inventory'!B189","v":181},{"$f":"'Input - Inventory'!C189","v":"TF2x80"},{"$f":"'Input - Inventory'!D189","v":"Lamp"},{"$f":"'Input - Inventory'!E189","v":"NonTraffic"},{"$f":"'Input - Inventory'!F189","v":"Minor < 130w"},{"$f":"'Input - Inventory'!G189","v":"2"},null,"Lamp - TF2x80",null,212.8413104378331,0,0,null,11.268438628862791,0.33333333333333331,0,0,11.268438628862791,1.8504811250925242E-2,0,0,11.268438628862791,0.16666666666666666,11.268438628862791,4.590314436538903E-3,11.268438628862791,4.0032025620496396E-2,169.02657943294184,2.1598272138228944E-2,281.71096572156983,1.2221950623319483E-2,0,0,13522.126354635349,1.1123470522803115E-4,9578.172834533374,2.4953586329427266E-4,0,0,0,0,17.333530685204497,null,22.536877257725582,0.33333333333333331,43.464490143968689,1.8504811250925242E-2,11.79499188782964,0.16666666666666666,0,1.8504811250925242E-2,10.282426586778641,null,86.716916159552213,0.72,1.5133333333333332,86.716916159552213,1.4200000000000001E-2,0,86.716916159552213,0.01,0,94.486751847448076,null,11.268438628862791,0.72,11.79499188782964,1.4200000000000001E-2,0,0.01,8.2807646975883902,null,32.680811633287533,1.0895999999999999,35.609012355630092,null,{"$f":"IF($D192=\"Connection\",VLOOKUP(C192,'Input - General'!$F$62:$N$79,8,FALSE),0)","v":0},null,0.1801212933606588,165.99248617264971,29.898781297568938,null,8.6527813038891108E-2,195.89126747021862,16.95004296761449]
[null,{"$f":"'Input - Inventory'!B190","v":182},{"$f":"'Input - Inventory'!C190","v":"TF3x20"},{"$f":"'Input - Inventory'!D190","v":"Lamp"},{"$f":"'Input - Inventory'!E190","v":"NonTraffic"},{"$f":"'Input - Inventory'!F190","v":"Minor < 130w"},{"$f":"'Input - Inventory'!G190","v":"3"},null,"Lamp - TF3x20",null,129.04936397739669,0,0,null,11.268438628862791,0.33333333333333331,0,0,11.268438628862791,1.8504811250925242E-2,0,0,11.268438628862791,0.16666666666666666,11.268438628862791,4.590314436538903E-3,11.268438628862791,4.0032025620496396E-2,169.02657943294184,2.1598272138228944E-2,281.71096572156983,1.2221950623319483E-2,0,0,13522.126354635349,1.1123470522803115E-4,9578.172834533374,2.4953586329427266E-4,0,0,0,0,17.333530685204497,null,33.805315886588374,0.33333333333333331,43.464490143968689,1.8504811250925242E-2,11.79499188782964,0.16666666666666666,0,1.8504811250925242E-2,14.038572796399571,null,86.716916159552213,0.36,1.5133333333333332,86.716916159552213,1.4200000000000001E-2,0,86.716916159552213,0.01,0,47.243375923724038,null,11.268438628862791,0.36,11.79499188782964,1.4200000000000001E-2,0,0.01,4.2241267911977856,null,32.680811633287533,0.54479999999999995,17.804506177815046,null,{"$f":"IF($D193=\"Connection\",VLOOKUP(C193,'Input - General'!$F$62:$N$79,8,FALSE),0)","v":0},null,0.1801212933606588,100.64411237434095,18.128147690001775,null,8.6527813038891108E-2,118.7722600643427,10.277103913053999]
[null,{"$f":"'Input - Inventory'!B191","v":183},{"$f":"'Input - Inventory'!C191","v":"TF3x40"},{"$f":"'Input - Inventory'!D191","v":"Lamp"},{"$f":"'Input - Inventory'!E191","v":"NonTraffic"},{"$f":"'Input - Inventory'!F191","v":"Minor < 130w"},{"$f":"'Input - Inventory'!G191","v":"3"},null,"Lamp - TF3x40",null,306.26577822360588,0,0,null,11.268438628862791,0.33333333333333331,0,0,11.268438628862791,1.8504811250925242E-2,0,0,11.268438628862791,0.16666666666666666,11.268438628862791,4.590314436538903E-3,11.268438628862791,4.0032025620496396E-2,169.02657943294184,2.1598272138228944E-2,281.71096572156983,1.2221950623319483E-2,0,0,13522.126354635349,1.1123470522803115E-4,9578.172834533374,2.4953586329427266E-4,0,0,0,0,17.333530685204497,null,33.805315886588374,0.33333333333333331,43.464490143968689,1.8504811250925242E-2,11.79499188782964,0.16666666666666666,0,1.8504811250925242E-2,14.038572796399571,null,86.716916159552213,1.08,1.5133333333333332,86.716916159552213,1.4200000000000001E-2,0,86.716916159552213,0.01,0,141.73012777117214,null,11.268438628862791,1.08,11.79499188782964,1.4200000000000001E-2,0,0.01,12.337402603978996,null,32.680811633287533,1.6343999999999999,53.413518533445142,null,{"$f":"IF($D194=\"Connection\",VLOOKUP(C194,'Input - General'!$F$62:$N$79,8,FALSE),0)","v":0},null,0.1801212933606588,238.85315239020034,43.022538731793418,null,8.6527813038891108E-2,281.87569112199378,24.390087101612096]
[null,{"$f":"'Input - Inventory'!B192","v":184},{"$f":"'Input - Inventory'!C192","v":"TF3x80"},{"$f":"'Input - Inventory'!D192","v":"Lamp"},{"$f":"'Input - Inventory'!E192","v":"NonTraffic"},{"$f":"'Input - Inventory'!F192","v":"Minor < 130w"},{"$f":"'Input - Inventory'!G192","v":"3"},null,"Lamp - TF3x80",null,306.26577822360588,0,0,null,11.268438628862791,0.33333333333333331,0,0,11.268438628862791,1.8504811250925242E-2,0,0,11.268438628862791,0.16666666666666666,11.268438628862791,4.590314436538903E-3,11.268438628862791,4.0032025620496396E-2,169.02657943294184,2.1598272138228944E-2,281.71096572156983,1.2221950623319483E-2,0,0,13522.126354635349,1.1123470522803115E-4,9578.172834533374,2.4953586329427266E-4,0,0,0,0,17.333530685204497,null,33.805315886588374,0.33333333333333331,43.464490143968689,1.8504811250925242E-2,11.79499188782964,0.16666666666666666,0,1.8504811250925242E-2,14.038572796399571,null,86.716916159552213,1.08,1.5133333333333332,86.716916159552213,1.4200000000000001E-2,0,86.716916159552213,0.01,0,141.73012777117214,null,11.268438628862791,1.08,11.79499188782964,1.4200000000000001E-2,0,0.01,12.337402603978996,null,32.680811633287533,1.6343999999999999,53.413518533445142,null,{"$f":"IF($D195=\"Connection\",VLOOKUP(C195,'Input - General'!$F$62:$N$79,8,FALSE),0)","v":0},null,0.1801212933606588,238.85315239020034,43.022538731793418,null,8.6527813038891108E-2,281.87569112199378,24.390087101612096]
[null,{"$f":"'Input - Inventory'!B193","v":185},{"$f":"'Input - Inventory'!C193","v":"TF4x20"},{"$f":"'Input - Inventory'!D193","v":"Lamp"},{"$f":"'Input - Inventory'!E193","v":"NonTraffic"},{"$f":"'Input - Inventory'!F193","v":"Minor < 130w"},{"$f":"'Input - Inventory'!G193","v":"4"},null,"Lamp - TF4x20",null,133.86562464006485,50,6693.2812320032426,null,11.268438628862791,0.33333333333333331,0,0,11.268438628862791,1.8504811250925242E-2,0,0,11.268438628862791,0.16666666666666666,11.268438628862791,4.590314436538903E-3,11.268438628862791,4.0032025620496396E-2,169.02657943294184,2.1598272138228944E-2,281.71096572156983,1.2221950623319483E-2,0,0,13522.126354635349,1.1123470522803115E-4,9578.172834533374,2.4953586329427266E-4,0,0,0,0,17.333530685204497,null,45.073754515451164,0.33333333333333331,43.464490143968689,1.8504811250925242E-2,11.79499188782964,0.16666666666666666,0,1.8504811250925242E-2,17.7947190060205,null,86.716916159552213,0.36,1.5133333333333332,86.716916159552213,1.4200000000000001E-2,0,86.716916159552213,0.01,0,47.243375923724038,null,11.268438628862791,0.36,11.79499188782964,1.4200000000000001E-2,0,0.01,4.2241267911977856,null,32.680811633287533,0.54479999999999995,17.804506177815046,null,{"$f":"IF($D196=\"Connection\",VLOOKUP(C196,'Input - General'!$F$62:$N$79,8,FALSE),0)","v":0},null,0.1801212933606588,104.40025858396187,18.804709603330434,null,8.6527813038891108E-2,123.20496818729231,10.660656452772555]
[null,{"$f":"'Input - Inventory'!B194","v":186},{"$f":"'Input - Inventory'!C194","v":"TF4x40"},{"$f":"'Input - Inventory'!D194","v":"Lamp"},{"$f":"'Input - Inventory'!E194","v":"NonTraffic"},{"$f":"'Input - Inventory'!F194","v":"Minor < 130w"},{"$f":"'Input - Inventory'!G194","v":"4"},null,"Lamp - TF4x40",null,399.69024600937854,33,13189.778118309492,null,11.268438628862791,0.33333333333333331,0,0,11.268438628862791,1.8504811250925242E-2,0,0,11.268438628862791,0.16666666666666666,11.268438628862791,4.590314436538903E-3,11.268438628862791,4.0032025620496396E-2,169.02657943294184,2.1598272138228944E-2,281.71096572156983,1.2221950623319483E-2,0,0,13522.126354635349,1.1123470522803115E-4,9578.172834533374,2.4953586329427266E-4,0,0,0,0,17.333530685204497,null,45.073754515451164,0.33333333333333331,43.464490143968689,1.8504811250925242E-2,11.79499188782964,0.16666666666666666,0,1.8504811250925242E-2,17.7947190060205,null,86.716916159552213,1.44,1.5133333333333332,86.716916159552213,1.4200000000000001E-2,0,86.716916159552213,0.01,0,188.97350369489615,null,11.268438628862791,1.44,11.79499188782964,1.4200000000000001E-2,0,0.01,16.394040510369599,null,32.680811633287533,2.1791999999999998,71.218024711260185,null,{"$f":"IF($D197=\"Connection\",VLOOKUP(C197,'Input - General'!$F$62:$N$79,8,FALSE),0)","v":0},null,0.1801212933606588,311.71381860775097,56.146296166017898,null,8.6527813038891108E-2,367.86011477376883,31.830131235609695]
[null,{"$f":"'Input - Inventory'!B195","v":187},{"$f":"'Input - Inventory'!C195","v":"TF4x40 (P09)"},{"$f":"'Input - Inventory'!D195","v":"Lamp"},{"$f":"'Input - Inventory'!E195","v":"NonTraffic"},{"$f":"'Input - Inventory'!F195","v":"Minor < 130w"},{"$f":"'Input - Inventory'!G195","v":4},null,"Lamp - TF4x40 (P09)",null,399.69024600937854,10,3996.9024600937855,null,11.268438628862791,0.33333333333333331,0,0,11.268438628862791,1.8504811250925242E-2,0,0,11.268438628862791,0.16666666666666666,11.268438628862791,4.590314436538903E-3,11.268438628862791,4.0032025620496396E-2,169.02657943294184,2.1598272138228944E-2,281.71096572156983,1.2221950623319483E-2,0,0,13522.126354635349,1.1123470522803115E-4,9578.172834533374,2.4953586329427266E-4,0,0,0,0,17.333530685204497,null,45.073754515451164,0.33333333333333331,43.464490143968689,1.8504811250925242E-2,11.79499188782964,0.16666666666666666,0,1.8504811250925242E-2,17.7947190060205,null,86.716916159552213,1.44,1.5133333333333332,86.716916159552213,1.4200000000000001E-2,0,86.716916159552213,0.01,0,188.97350369489615,null,11.268438628862791,1.44,11.79499188782964,1.4200000000000001E-2,0,0.01,16.394040510369599,null,32.680811633287533,2.1791999999999998,71.218024711260185,null,{"$f":"IF($D198=\"Connection\",VLOOKUP(C198,'Input - General'!$F$62:$N$79,8,FALSE),0)","v":0},null,0.1801212933606588,311.71381860775097,56.146296166017898,null,8.6527813038891108E-2,367.86011477376883,31.830131235609695]
[null,{"$f":"'Input - Inventory'!B196","v":188},{"$f":"'Input - Inventory'!C196","v":"TF4x80"},{"$f":"'Input - Inventory'!D196","v":"Lamp"},{"$f":"'Input - Inventory'!E196","v":"NonTraffic"},{"$f":"'Input - Inventory'!F196","v":"Minor < 130w"},{"$f":"'Input - Inventory'!G196","v":"4"},null,"Lamp - TF4x80",null,399.69024600937854,0,0,null,11.268438628862791,0.33333333333333331,0,0,11.268438628862791,1.8504811250925242E-2,0,0,11.268438628862791,0.16666666666666666,11.268438628862791,4.590314436538903E-3,11.268438628862791,4.0032025620496396E-2,169.02657943294184,2.1598272138228944E-2,281.71096572156983,1.2221950623319483E-2,0,0,13522.126354635349,1.1123470522803115E-4,9578.172834533374,2.4953586329427266E-4,0,0,0,0,17.333530685204497,null,45.073754515451164,0.33333333333333331,43.464490143968689,1.8504811250925242E-2,11.79499188782964,0.16666666666666666,0,1.8504811250925242E-2,17.7947190060205,null,86.716916159552213,1.44,1.5133333333333332,86.716916159552213,1.4200000000000001E-2,0,86.716916159552213,0.01,0,188.97350369489615,null,11.268438628862791,1.44,11.79499188782964,1.4200000000000001E-2,0,0.01,16.394040510369599,null,32.680811633287533,2.1791999999999998,71.218024711260185,null,{"$f":"IF($D199=\"Connection\",VLOOKUP(C199,'Input - General'!$F$62:$N$79,8,FALSE),0)","v":0},null,0.1801212933606588,311.71381860775097,56.146296166017898,null,8.6527813038891108E-2,367.86011477376883,31.830131235609695]
[null,{"$f":"'Input - Inventory'!B197","v":189},{"$f":"'Input - Inventory'!C197","v":"TF5x58"},{"$f":"'Input - Inventory'!D197","v":"Lamp"},{"$f":"'Input - Inventory'!E197","v":"NonTraffic"},{"$f":"'Input - Inventory'!F197","v":"Minor < 130w"},{"$f":"'Input - Inventory'!G197","v":"5"},null,"Lamp - TF5x58",null,138.68188530273301,0,0,null,11.268438628862791,0.33333333333333331,0,0,11.268438628862791,1.8504811250925242E-2,0,0,11.268438628862791,0.16666666666666666,11.268438628862791,4.590314436538903E-3,11.268438628862791,4.0032025620496396E-2,169.02657943294184,2.1598272138228944E-2,281.71096572156983,1.2221950623319483E-2,0,0,13522.126354635349,1.1123470522803115E-4,9578.172834533374,2.4953586329427266E-4,0,0,0,0,17.333530685204497,null,56.342193144313953,0.33333333333333331,43.464490143968689,1.8504811250925242E-2,11.79499188782964,0.16666666666666666,0,1.8504811250925242E-2,21.55086521564143,null,86.716916159552213,0.36,1.5133333333333332,86.716916159552213,1.4200000000000001E-2,0,86.716916159552213,0.01,0,47.243375923724038,null,11.268438628862791,0.36,11.79499188782964,1.4200000000000001E-2,0,0.01,4.2241267911977856,null,32.680811633287533,0.54479999999999995,17.804506177815046,null,{"$f":"IF($D200=\"Connection\",VLOOKUP(C200,'Input - General'!$F$62:$N$79,8,FALSE),0)","v":0},null,0.1801212933606588,108.15640479358279,19.481271516659088,null,8.6527813038891108E-2,127.6376763102419,11.044208992491111]
[null,{"$f":"'Input - Inventory'!B198","v":190},{"$f":"'Input - Inventory'!C198","v":"TF5x65"},{"$f":"'Input - Inventory'!D198","v":"Lamp"},{"$f":"'Input - Inventory'!E198","v":"NonTraffic"},{"$f":"'Input - Inventory'!F198","v":"Minor < 130w"},{"$f":"'Input - Inventory'!G198","v":"5"},null,"Lamp - TF5x65",null,138.68188530273301,0,0,null,11.268438628862791,0.33333333333333331,0,0,11.268438628862791,1.8504811250925242E-2,0,0,11.268438628862791,0.16666666666666666,11.268438628862791,4.590314436538903E-3,11.268438628862791,4.0032025620496396E-2,169.02657943294184,2.1598272138228944E-2,281.71096572156983,1.2221950623319483E-2,0,0,13522.126354635349,1.1123470522803115E-4,9578.172834533374,2.4953586329427266E-4,0,0,0,0,17.333530685204497,null,56.342193144313953,0.33333333333333331,43.464490143968689,1.8504811250925242E-2,11.79499188782964,0.16666666666666666,0,1.8504811250925242E-2,21.55086521564143,null,86.716916159552213,0.36,1.5133333333333332,86.716916159552213,1.4200000000000001E-2,0,86.716916159552213,0.01,0,47.243375923724038,null,11.268438628862791,0.36,11.79499188782964,1.4200000000000001E-2,0,0.01,4.2241267911977856,null,32.680811633287533,0.54479999999999995,17.804506177815046,null,{"$f":"IF($D201=\"Connection\",VLOOKUP(C201,'Input - General'!$F$62:$N$79,8,FALSE),0)","v":0},null,0.1801212933606588,108.15640479358279,19.481271516659088,null,8.6527813038891108E-2,127.6376763102419,11.044208992491111]
[null,{"$f":"'Input - Inventory'!B199","v":191},{"$f":"'Input - Inventory'!C199","v":"TF5x80"},{"$f":"'Input - Inventory'!D199","v":"Lamp"},{"$f":"'Input - Inventory'!E199","v":"NonTraffic"},{"$f":"'Input - Inventory'!F199","v":"Minor < 130w"},{"$f":"'Input - Inventory'!G199","v":"5"},null,"Lamp - TF5x80",null,160.83393708350911,0,0,null,11.268438628862791,0.33333333333333331,0,0,11.268438628862791,1.8504811250925242E-2,0,0,11.268438628862791,0.16666666666666666,11.268438628862791,4.590314436538903E-3,11.268438628862791,4.0032025620496396E-2,169.02657943294184,2.1598272138228944E-2,281.71096572156983,1.2221950623319483E-2,0,0,13522.126354635349,1.1123470522803115E-4,9578.172834533374,2.4953586329427266E-4,0,0,0,0,17.333530685204497,null,56.342193144313953,0.33333333333333331,43.464490143968689,1.8504811250925242E-2,11.79499188782964,0.16666666666666666,0,1.8504811250925242E-2,21.55086521564143,null,86.716916159552213,0.45,1.5133333333333332,86.716916159552213,1.4200000000000001E-2,0,86.716916159552213,0.01,0,59.054219904655049,null,11.268438628862791,0.45,11.79499188782964,1.4200000000000001E-2,0,0.01,5.2382862677954369,null,32.680811633287533,0.68099999999999994,22.255632722268807,null,{"$f":"IF($D202=\"Connection\",VLOOKUP(C202,'Input - General'!$F$62:$N$79,8,FALSE),0)","v":0},null,0.1801212933606588,125.4325347955652,22.593070396883043,null,8.6527813038891108E-2,148.02560519244824,12.80833189106087]
[null,{"$f":"'Input - Inventory'!B200","v":192},{"$f":"'Input - Inventory'!C200","v":"TF6x20"},{"$f":"'Input - Inventory'!D200","v":"Lamp"},{"$f":"'Input - Inventory'!E200","v":"NonTraffic"},{"$f":"'Input - Inventory'!F200","v":"Minor < 130w"},{"$f":"'Input - Inventory'!G200","v":"6"},null,"Lamp - TF6x20",null,143.49814596540116,0,0,null,11.268438628862791,0.33333333333333331,0,0,11.268438628862791,1.8504811250925242E-2,0,0,11.268438628862791,0.16666666666666666,11.268438628862791,4.590314436538903E-3,11.268438628862791,4.0032025620496396E-2,169.02657943294184,2.1598272138228944E-2,281.71096572156983,1.2221950623319483E-2,0,0,13522.126354635349,1.1123470522803115E-4,9578.172834533374,2.4953586329427266E-4,0,0,0,0,17.333530685204497,null,67.610631773176749,0.33333333333333331,43.464490143968689,1.8504811250925242E-2,11.79499188782964,0.16666666666666666,0,1.8504811250925242E-2,25.307011425262363,null,86.716916159552213,0.36,1.5133333333333332,86.716916159552213,1.4200000000000001E-2,0,86.716916159552213,0.01,0,47.243375923724038,null,11.268438628862791,0.36,11.79499188782964,1.4200000000000001E-2,0,0.01,4.2241267911977856,null,32.680811633287533,0.54479999999999995,17.804506177815046,null,{"$f":"IF($D203=\"Connection\",VLOOKUP(C203,'Input - General'!$F$62:$N$79,8,FALSE),0)","v":0},null,0.1801212933606588,111.91255100320373,20.15783342998775,null,8.6527813038891108E-2,132.07038443319149,11.427761532209669]
[null,{"$f":"'Input - Inventory'!B201","v":193},{"$f":"'Input - Inventory'!C201","v":"TF6x36"},{"$f":"'Input - Inventory'!D201","v":"Lamp"},{"$f":"'Input - Inventory'!E201","v":"NonTraffic"},{"$f":"'Input - Inventory'!F201","v":"Minor < 130w"},{"$f":"'Input - Inventory'!G201","v":"6"},null,"Lamp - TF6x36",null,143.49814596540116,0,{"$f":"L204*K204","v":0},null,11.268438628862791,{"$f":"IF(AND($D204=\"Lamp\",CycleBulkTask1<>0, OR($F204=O$9,O$9=\"All\")),1/CycleBulkTask1,0)","v":0.33333333333333331},0,{"$f":"IF(AND($D204=\"Lamp\",CycleBulkTask2<>0, OR($F204=Q$9,Q$9=\"All\")),1/CycleBulkTask2,0)","v":0},11.268438628862791,{"$f":"IF(AND($D204=\"Lamp\",CycleBulkTask3<>0, OR($F204=S$9,S$9=\"All\")),1/CycleBulkTask3,0)","v":1.8504811250925242E-2},0,{"$f":"IF(AND($D204=\"Lamp\",CycleBulkTask4<>0, OR($F204=U$9,U$9=\"All\")),1/CycleBulkTask4,0)","v":0},11.268438628862791,{"$f":"IF(AND($D204=\"Lamp\",CycleBulkTask5<>0, OR($F204=W$9,W$9=\"All\")),1/CycleBulkTask5,0)","v":0.16666666666666666},11.268438628862791,{"$f":"IF(AND($D204=\"Lamp\",CycleBulkTask6<>0, OR($F204=Y$9,Y$9=\"All\")),1/CycleBulkTask6,0)","v":4.590314436538903E-3},11.268438628862791,{"$f":"IF(AND($D204=\"Lamp\",CycleBulkTask7<>0, OR($F204=AA$9,AA$9=\"All\")),1/CycleBulkTask7,0)","v":4.0032025620496396E-2},169.02657943294184,{"$f":"IF(AND($D204=\"Lamp\",CycleBulkTask8<>0, OR($F204=AC$9,AC$9=\"All\")),1/CycleBulkTask8,0)","v":2.1598272138228944E-2},281.71096572156983,{"$f":"IF(AND($D204=\"Lamp\",CycleBulkTask9<>0, OR($F204=AE$9,AE$9=\"All\")),1/CycleBulkTask9,0)","v":1.2221950623319483E-2},0,{"$f":"IF(AND($D204=\"Lamp\",CycleBulkTask10<>0, OR($F204=AG$9,AG$9=\"All\")),1/CycleBulkTask10,0)","v":0},13522.126354635349,{"$f":"IF(AND($D204=\"Lamp\",CycleBulkTask11<>0, OR($F204=AI$9,AI$9=\"All\")),1/CycleBulkTask11,0)","v":1.1123470522803115E-4},9578.172834533374,{"$f":"IF(AND($D204=\"Lamp\",CycleBulkTask12<>0, OR($F204=AK$9,AK$9=\"All\")),1/CycleBulkTask12,0)","v":2.4953586329427266E-4},0,{"$f":"IF(AND($D204=\"Lamp\",CycleBulkTask13<>0, OR($F204=AM$9,AM$9=\"All\")),1/CycleBulkTask13,0)","v":0},0,{"$f":"IF(AND($D204=\"Lamp\",CycleBulkTask14<>0, OR($F204=AO$9,AO$9=\"All\")),1/CycleBulkTask14,0)","v":0},{"$f":"O204*P204+Q204*R204+S204*T204+U204*V204+W204*X204+Y204*Z204+AA204*AB204+AC204*AD204+AE204*AF204+AG204*AH204+AI204*AJ204+AK204*AL204+AM204*AN204+AO204*AP204","v":17.333530685204497},null,67.610631773176749,{"$f":"MAX(P204,R204)","v":0.33333333333333331},43.464490143968689,{"$f":"MAX(T204,V204)","v":1.8504811250925242E-2},11.79499188782964,{"$f":"X204","v":0.16666666666666666},0,{"$f":"INDIRECT($E204)*$V204 +(1-INDIRECT($E204))*$T204","v":1.8504811250925242E-2},{"$f":"AS204*AT204+AU204*AV204+AW204*AX204+AY204*AZ204","v":25.307011425262363},null,{"$f":"IF($D204=$AS$9,(INDIRECT(\"PriceLabour\" & \"FY18\")*ProportionStandardHours + INDIRECT(\"PriceLabourOvertime\" & \"FY18\")*ProportionOvertimeHours)*(1+RateOnCostAnnual),0)","v":86.716916159552213},{"$f":"BO204","v":0.36},{"$f":"IF($D204=\"Lamp\",(NumberOfCrew+INDIRECT($E204)*TrafficController)*(TimeToReplaceLamp),0)","v":1.5133333333333332},{"$f":"IF($D204=$AS$9,(INDIRECT(\"PriceLabour\" & \"FY18\")*ProportionStandardHours + INDIRECT(\"PriceLabourOvertime\" & \"FY18\")*ProportionOvertimeHours)*(1+RateOnCostAnnual),0)","v":86.716916159552213},{"$f":"BQ204","v":1.4200000000000001E-2},{"$f":"IF($D204=\"Lamp\",(NumberOfCrew+INDIRECT($E204)*TrafficController)*(TimeForPECellReplace),0)","v":0},{"$f":"IF($D204=$AS$9,(INDIRECT(\"PriceLabour\" & \"FY18\")*ProportionStandardHours + INDIRECT(\"PriceLabourOvertime\" & \"FY18\")*ProportionOvertimeHours)*(1+RateOnCostAnnual),0)","v":86.716916159552213},{"$f":"BS204","v":0.01},{"$f":"IF($D204=\"Lamp\",(NumberOfCrew+INDIRECT($E204)*TrafficController)*(TimeForOtherSpot),0)","v":0},{"$f":"BC204*BD204*BE204+BF204*BG204*BH204+BI204*BJ204*BK204","v":47.243375923724038},null,11.268438628862791,{"$f":"IF($D204=\"Lamp\",INDIRECT(BO$10 & $B204),0)","v":0.36},11.79499188782964,{"$f":"IF($D204=\"Lamp\",INDIRECT(\"FailurePECell\" & \"Annual\"),0)","v":1.4200000000000001E-2},0,{"$f":"IF($D204=\"Lamp\",INDIRECT(\"FailureMisc\" & \"Annual\"),0)","v":0.01},{"$f":"BN204*BO204+BP204*BQ204+BR204*BS204","v":4.2241267911977856},null,32.680811633287533,{"$f":"BD204*BE204+BG204*BH204+BJ204*BK204","v":0.54479999999999995},{"$f":"BV204*BW204","v":17.804506177815046},null,{"$f":"IF($D204=\"Connection\",VLOOKUP(C204,'Input - General'!$F$62:$N$79,8,FALSE),0)","v":0},null,{"$f":"RateOverhead","v":0.1801212933606588},{"$f":"BX204+BL204+BT204+BA204+AQ204+BZ204","v":111.91255100320373},{"$f":"CC204*CB204","v":20.15783342998775},null,{"$f":"CorporateOverheads","v":8.6527813038891108E-2},132.07038443319149,{"$f":"CG204*CF204","v":11.427761532209669}]
[null,{"$f":"'Input - Inventory'!B202","v":194},{"$f":"'Input - Inventory'!C202","v":"TF6x80"},{"$f":"'Input - Inventory'!D202","v":"Lamp"},{"$f":"'Input - Inventory'!E202","v":"NonTraffic"},{"$f":"'Input - Inventory'!F202","v":"Minor < 130w"},{"$f":"'Input - Inventory'!G202","v":"6"},null,{"$f":"CONCATENATE(D205,\" - \",C205)","v":"Lamp - TF6x80"},null,{"$f":"AQ205+BA205+BL205+BT205+BX205+BZ205+CD205+CH205","v":165.65019774617727},{"$f":"INDIRECT(L$10&$B205&\"FY18\")","v":0},0,null,{"$f":"IF(AND($D205=\"Lamp\", OR($F205=O$9, O$9=\"All\")),INDIRECT(\"PriceBulkTask1\" & \"FY18\"),0)","v":11.268438628862791},0.33333333333333331,{"$f":"IF(AND($D205=\"Lamp\", OR($F205=Q$9, Q$9=\"All\")),INDIRECT(\"PriceBulkTask2\" & \"FY18\"),0)","v":0},0,{"$f":"IF(AND($D205=\"Lamp\", OR($F205=S$9, S$9=\"All\")),INDIRECT(\"PriceBulkTask3\" & \"FY18\"),0)","v":11.268438628862791},1.8504811250925242E-2,{"$f":"IF(AND($D205=\"Lamp\", OR($F205=U$9, U$9=\"All\")),INDIRECT(\"PriceBulkTask4\" & \"FY18\"),0)","v":0},0,{"$f":"IF(AND($D205=\"Lamp\", OR($F205=W$9, W$9=\"All\")),INDIRECT(\"PriceBulkTask5\" & \"FY18\"),0)","v":11.268438628862791},0.16666666666666666,{"$f":"IF(AND($D205=\"Lamp\", OR($F205=Y$9, Y$9=\"All\")),INDIRECT(\"PriceBulkTask6\" & \"FY18\"),0)","v":11.268438628862791},4.590314436538903E-3,{"$f":"IF(AND($D205=\"Lamp\", OR($F205=AA$9, AA$9=\"All\")),INDIRECT(\"PriceBulkTask7\" & \"FY18\"),0)","v":11.268438628862791},4.0032025620496396E-2,{"$f":"IF(AND($D205=\"Lamp\", OR($F205=AC$9, AC$9=\"All\")),INDIRECT(\"PriceBulkTask8\" & \"FY18\"),0)","v":169.02657943294184},2.1598272138228944E-2,{"$f":"IF(AND($D205=\"Lamp\", OR($F205=AE$9, AE$9=\"All\")),INDIRECT(\"PriceBulkTask9\" & \"FY18\"),0)","v":281.71096572156983},1.2221950623319483E-2,{"$f":"IF(AND($D205=\"Lamp\", OR($F205=AG$9, AG$9=\"All\")),INDIRECT(\"PriceBulkTask10\" & \"FY18\"),0)","v":0},0,{"$f":"IF(AND($D205=\"Lamp\", OR($F205=AI$9, AI$9=\"All\")),INDIRECT(\"PriceBulkTask11\" & \"FY18\"),0)","v":13522.126354635349},1.1123470522803115E-4,{"$f":"IF(AND($D205=\"Lamp\", OR($F205=AK$9, AK$9=\"All\")),INDIRECT(\"PriceBulkTask12\" & \"FY18\"),0)","v":9578.172834533374},2.4953586329427266E-4,{"$f":"IF(AND($D205=\"Lamp\", OR($F205=AM$9, AM$9=\"All\")),INDIRECT(\"PriceBulkTask13\" & \"FY18\"),0)","v":0},0,{"$f":"IF(AND($D205=\"Lamp\", OR($F205=AO$9, AO$9=\"All\")),INDIRECT(\"PriceBulkTask14\" & \"FY18\"),0)","v":0},0,17.333530685204497,null,{"$f":"IF($D205=\"Lamp\",$G205*INDIRECT(\"Price\" & $B205 & \"FY18\"),0)","v":67.610631773176749},0.33333333333333331,{"$f":"IF($D205=\"Lamp\",INDIRECT(\"PriceVisor\" & \"FY18\"),0)","v":43.464490143968689},1.8504811250925242E-2,{"$f":"IF($D205=\"Lamp\",INDIRECT(\"PricePECell\" & \"FY18\"),0)","v":11.79499188782964},0.16666666666666666,{"$f":"IF($D205=\"Lamp\",INDIRECT(\"PriceMisc\" & \"FY18\"),0)","v":0},1.8504811250925242E-2,25.307011425262363,null,86.716916159552213,0.45,1.5133333333333332,86.716916159552213,1.4200000000000001E-2,0,86.716916159552213,0.01,0,59.054219904655049,null,{"$f":"IF($D205=\"Lamp\",INDIRECT(\"Price\" & $B205 & \"FY18\"),0)","v":11.268438628862791},0.45,{"$f":"IF($D205=\"Lamp\",INDIRECT(\"pRICEpecELL\" & \"FY18\"),0)","v":11.79499188782964},1.4200000000000001E-2,{"$f":"IF($D205=\"Lamp\",INDIRECT(\"PriceMisc\" & \"FY18\"),0)","v":0},0.01,5.2382862677954369,null,{"$f":"IF(AND($D205=\"Lamp\"),INDIRECT(\"PriceEWP\"&\"FY18\"),0)","v":32.680811633287533},0.68099999999999994,22.255632722268807,null,{"$f":"IF($D205=\"Connection\",VLOOKUP(C205,'Input - General'!$F$62:$N$79,8,FALSE),0)","v":0},null,0.1801212933606588,129.18868100518614,23.269632310211701,null,8.6527813038891108E-2,{"$f":"AQ205+BA205+BL205+BT205+BX205+BZ205+CD205","v":152.45831331539785},13.191884430779428]
[null,{"$f":"'Input - Inventory'!B203","v":195},{"$f":"'Input - Inventory'!C203","v":"TH1x1000"},{"$f":"'Input - Inventory'!D203","v":"Lamp"},{"$f":"'Input - Inventory'!E203","v":"Traffic"},{"$f":"'Input - Inventory'!F203","v":"Major > 130w"},{"$f":"'Input - Inventory'!G203","v":"1"},null,"Lamp - TH1x1000",null,83.26491821820963,0,0,null,0,0,11.268438628862791,0.33333333333333331,0,0,11.268438628862791,4.9094211792429674E-3,11.268438628862791,0.16666666666666666,11.268438628862791,4.590314436538903E-3,11.268438628862791,4.0032025620496396E-2,169.02657943294184,2.1598272138228944E-2,281.71096572156983,1.2221950623319483E-2,0,0,13522.126354635349,1.1123470522803115E-4,9578.172834533374,2.4953586329427266E-4,0,0,0,0,17.180331866546297,null,33.805315886588374,0.33333333333333331,43.464490143968689,4.9094211792429674E-3,11.79499188782964,0.16666666666666666,0,4.9094211792429674E-3,13.447656098625529,null,86.716916159552213,0.11200000000000002,2.2699999999999996,86.716916159552213,1.4200000000000001E-2,0,86.716916159552213,0.01,0,22.046908764404552,null,33.805315886588374,0.11200000000000002,11.79499188782964,1.4200000000000001E-2,0,0.01,3.9536842641050796,null,32.680811633287533,0.25423999999999997,8.3087695496470211,null,{"$f":"IF($D206=\"Connection\",VLOOKUP(C206,'Input - General'!$F$62:$N$79,8,FALSE),0)","v":0},null,0.1801212933606588,64.937350543328478,11.696599567278804,null,8.6527813038891108E-2,76.633950110607287,6.6309681076023361]
[null,{"$f":"'Input - Inventory'!B204","v":196},{"$f":"'Input - Inventory'!C204","v":"TH1x1500"},{"$f":"'Input - Inventory'!D204","v":"Lamp"},{"$f":"'Input - Inventory'!E204","v":"Traffic"},{"$f":"'Input - Inventory'!F204","v":"Major > 130w"},{"$f":"'Input - Inventory'!G204","v":"1"},null,"Lamp - TH1x1500",null,83.26491821820963,2,166.52983643641926,null,0,0,11.268438628862791,0.33333333333333331,0,0,11.268438628862791,4.9094211792429674E-3,11.268438628862791,0.16666666666666666,11.268438628862791,4.590314436538903E-3,11.268438628862791,4.0032025620496396E-2,169.02657943294184,2.1598272138228944E-2,281.71096572156983,1.2221950623319483E-2,0,0,13522.126354635349,1.1123470522803115E-4,9578.172834533374,2.4953586329427266E-4,0,0,0,0,17.180331866546297,null,33.805315886588374,0.33333333333333331,43.464490143968689,4.9094211792429674E-3,11.79499188782964,0.16666666666666666,0,4.9094211792429674E-3,13.447656098625529,null,86.716916159552213,0.11200000000000002,2.2699999999999996,86.716916159552213,1.4200000000000001E-2,0,86.716916159552213,0.01,0,22.046908764404552,null,33.805315886588374,0.11200000000000002,11.79499188782964,1.4200000000000001E-2,0,0.01,3.9536842641050796,null,32.680811633287533,0.25423999999999997,8.3087695496470211,null,{"$f":"IF($D207=\"Connection\",VLOOKUP(C207,'Input - General'!$F$62:$N$79,8,FALSE),0)","v":0},null,0.1801212933606588,64.937350543328478,11.696599567278804,null,8.6527813038891108E-2,76.633950110607287,6.6309681076023361]
[null,{"$f":"'Input - Inventory'!B205","v":197},{"$f":"'Input - Inventory'!C205","v":"TH1x400"},{"$f":"'Input - Inventory'!D205","v":"Lamp"},{"$f":"'Input - Inventory'!E205","v":"Traffic"},{"$f":"'Input - Inventory'!F205","v":"Major > 130w"},{"$f":"'Input - Inventory'!G205","v":"1"},null,"Lamp - TH1x400",null,83.26491821820963,1,83.26491821820963,null,0,0,11.268438628862791,0.33333333333333331,0,0,11.268438628862791,4.9094211792429674E-3,11.268438628862791,0.16666666666666666,11.268438628862791,4.590314436538903E-3,11.268438628862791,4.0032025620496396E-2,169.02657943294184,2.1598272138228944E-2,281.71096572156983,1.2221950623319483E-2,0,0,13522.126354635349,1.1123470522803115E-4,9578.172834533374,2.4953586329427266E-4,0,0,0,0,17.180331866546297,null,33.805315886588374,0.33333333333333331,43.464490143968689,4.9094211792429674E-3,11.79499188782964,0.16666666666666666,0,4.9094211792429674E-3,13.447656098625529,null,86.716916159552213,0.11200000000000002,2.2699999999999996,86.716916159552213,1.4200000000000001E-2,0,86.716916159552213,0.01,0,22.046908764404552,null,33.805315886588374,0.11200000000000002,11.79499188782964,1.4200000000000001E-2,0,0.01,3.9536842641050796,null,32.680811633287533,0.25423999999999997,8.3087695496470211,null,{"$f":"IF($D208=\"Connection\",VLOOKUP(C208,'Input - General'!$F$62:$N$79,8,FALSE),0)","v":0},null,0.1801212933606588,64.937350543328478,11.696599567278804,null,8.6527813038891108E-2,76.633950110607287,6.6309681076023361]
[null,{"$f":"'Input - Inventory'!B206","v":198},{"$f":"'Input - Inventory'!C206","v":"TH1x500"},{"$f":"'Input - Inventory'!D206","v":"Lamp"},{"$f":"'Input - Inventory'!E206","v":"Traffic"},{"$f":"'Input - Inventory'!F206","v":"Major > 130w"},{"$f":"'Input - Inventory'!G206","v":"1"},null,"Lamp - TH1x500",null,70.395869727560338,3,211.187609182681,null,0,0,11.268438628862791,0.33333333333333331,0,0,11.268438628862791,4.9094211792429674E-3,11.268438628862791,0.16666666666666666,11.268438628862791,4.590314436538903E-3,11.268438628862791,4.0032025620496396E-2,169.02657943294184,2.1598272138228944E-2,281.71096572156983,1.2221950623319483E-2,0,0,13522.126354635349,1.1123470522803115E-4,9578.172834533374,2.4953586329427266E-4,0,0,0,0,17.180331866546297,null,11.268438628862791,0.33333333333333331,43.464490143968689,4.9094211792429674E-3,11.79499188782964,0.16666666666666666,0,4.9094211792429674E-3,5.9353636793836673,null,86.716916159552213,0.11200000000000002,2.2699999999999996,86.716916159552213,1.4200000000000001E-2,0,86.716916159552213,0.01,0,22.046908764404552,null,11.268438628862791,0.11200000000000002,11.79499188782964,1.4200000000000001E-2,0,0.01,1.4295540112398137,null,32.680811633287533,0.25423999999999997,8.3087695496470211,null,{"$f":"IF($D209=\"Connection\",VLOOKUP(C209,'Input - General'!$F$62:$N$79,8,FALSE),0)","v":0},null,0.1801212933606588,54.900927871221349,9.8888261348646296,null,8.6527813038891108E-2,64.789754006085985,5.606115721474354]
[null,{"$f":"'Input - Inventory'!B207","v":199},{"$f":"'Input - Inventory'!C207","v":"TH1x500 (P09)"},{"$f":"'Input - Inventory'!D207","v":"Lamp"},{"$f":"'Input - Inventory'!E207","v":"Traffic"},{"$f":"'Input - Inventory'!F207","v":"Major > 130w"},{"$f":"'Input - Inventory'!G207","v":1},null,"Lamp - TH1x500 (P09)",null,70.395869727560338,10,703.95869727560341,null,0,0,11.268438628862791,0.33333333333333331,0,0,11.268438628862791,4.9094211792429674E-3,11.268438628862791,0.16666666666666666,11.268438628862791,4.590314436538903E-3,11.268438628862791,4.0032025620496396E-2,169.02657943294184,2.1598272138228944E-2,281.71096572156983,1.2221950623319483E-2,0,0,13522.126354635349,1.1123470522803115E-4,9578.172834533374,2.4953586329427266E-4,0,0,0,0,17.180331866546297,null,11.268438628862791,0.33333333333333331,43.464490143968689,4.9094211792429674E-3,11.79499188782964,0.16666666666666666,0,4.9094211792429674E-3,5.9353636793836673,null,86.716916159552213,0.11200000000000002,2.2699999999999996,86.716916159552213,1.4200000000000001E-2,0,86.716916159552213,0.01,0,22.046908764404552,null,11.268438628862791,0.11200000000000002,11.79499188782964,1.4200000000000001E-2,0,0.01,1.4295540112398137,null,32.680811633287533,0.25423999999999997,8.3087695496470211,null,{"$f":"IF($D210=\"Connection\",VLOOKUP(C210,'Input - General'!$F$62:$N$79,8,FALSE),0)","v":0},null,0.1801212933606588,54.900927871221349,9.8888261348646296,null,8.6527813038891108E-2,64.789754006085985,5.606115721474354]
[null,{"$f":"'Input - Inventory'!B208","v":200},{"$f":"'Input - Inventory'!C208","v":"TH1x750"},{"$f":"'Input - Inventory'!D208","v":"Lamp"},{"$f":"'Input - Inventory'!E208","v":"Traffic"},{"$f":"'Input - Inventory'!F208","v":"Major > 130w"},{"$f":"'Input - Inventory'!G208","v":"1"},null,"Lamp - TH1x750",null,83.26491821820963,4,333.05967287283852,null,0,0,11.268438628862791,0.33333333333333331,0,0,11.268438628862791,4.9094211792429674E-3,11.268438628862791,0.16666666666666666,11.268438628862791,4.590314436538903E-3,11.268438628862791,4.0032025620496396E-2,169.02657943294184,2.1598272138228944E-2,281.71096572156983,1.2221950623319483E-2,0,0,13522.126354635349,1.1123470522803115E-4,9578.172834533374,2.4953586329427266E-4,0,0,0,0,17.180331866546297,null,33.805315886588374,0.33333333333333331,43.464490143968689,4.9094211792429674E-3,11.79499188782964,0.16666666666666666,0,4.9094211792429674E-3,13.447656098625529,null,86.716916159552213,0.11200000000000002,2.2699999999999996,86.716916159552213,1.4200000000000001E-2,0,86.716916159552213,0.01,0,22.046908764404552,null,33.805315886588374,0.11200000000000002,11.79499188782964,1.4200000000000001E-2,0,0.01,3.9536842641050796,null,32.680811633287533,0.25423999999999997,8.3087695496470211,null,{"$f":"IF($D211=\"Connection\",VLOOKUP(C211,'Input - General'!$F$62:$N$79,8,FALSE),0)","v":0},null,0.1801212933606588,64.937350543328478,11.696599567278804,null,8.6527813038891108E-2,76.633950110607287,6.6309681076023361]
[null,{"$f":"'Input - Inventory'!B209","v":201},{"$f":"'Input - Inventory'!C209","v":"1000W MBF"},{"$f":"'Input - Inventory'!D209","v":"Luminaire"},{"$f":"'Input - Inventory'!E209","v":"Traffic"},{"$f":"'Input - Inventory'!F209","v":"Major > 130w"},{"$f":"'Input - Inventory'!G209","v":0},null,"Luminaire - 1000W MBF",null,0,13,0,null,0,0,0,0,0,0,0,0,0,0,0,0,0,0,0,0,0,0,0,0,0,0,0,0,0,0,0,0,0,null,0,0,0,0,0,0,0,0,0,null,0,0,0,0,0,0,0,0,0,0,null,0,0,0,0,0,0,0,null,0,0,0,null,{"$f":"IF($D212=\"Connection\",VLOOKUP(C212,'Input - General'!$F$62:$N$79,8,FALSE),0)","v":0},null,0.1801212933606588,0,0,null,8.6527813038891108E-2,0,0]
[null,{"$f":"'Input - Inventory'!B210","v":202},{"$f":"'Input - Inventory'!C210","v":"1000W SON"},{"$f":"'Input - Inventory'!D210","v":"Luminaire"},{"$f":"'Input - Inventory'!E210","v":"Traffic"},{"$f":"'Input - Inventory'!F210","v":"Major > 130w"},{"$f":"'Input - Inventory'!G210","v":0},null,"Luminaire - 1000W SON",null,0,25,0,null,0,0,0,0,0,0,0,0,0,0,0,0,0,0,0,0,0,0,0,0,0,0,0,0,0,0,0,0,0,null,0,0,0,0,0,0,0,0,0,null,0,0,0,0,0,0,0,0,0,0,null,0,0,0,0,0,0,0,null,0,0,0,null,{"$f":"IF($D213=\"Connection\",VLOOKUP(C213,'Input - General'!$F$62:$N$79,8,FALSE),0)","v":0},null,0.1801212933606588,0,0,null,8.6527813038891108E-2,0,0]
[null,{"$f":"'Input - Inventory'!B211","v":203},{"$f":"'Input - Inventory'!C211","v":"1000W SON (P09)"},{"$f":"'Input - Inventory'!D211","v":"Luminaire"},{"$f":"'Input - Inventory'!E211","v":"Traffic"},{"$f":"'Input - Inventory'!F211","v":"Major > 130w"},{"$f":"'Input - Inventory'!G211","v":0},null,"Luminaire - 1000W SON (P09)",null,0,15,0,null,0,0,0,0,0,0,0,0,0,0,0,0,0,0,0,0,0,0,0,0,0,0,0,0,0,0,0,0,0,null,0,0,0,0,0,0,0,0,0,null,0,0,0,0,0,0,0,0,0,0,null,0,0,0,0,0,0,0,null,0,0,0,null,{"$f":"IF($D214=\"Connection\",VLOOKUP(C214,'Input - General'!$F$62:$N$79,8,FALSE),0)","v":0},null,0.1801212933606588,0,0,null,8.6527813038891108E-2,0,0]
[null,{"$f":"'Input - Inventory'!B212","v":204},{"$f":"'Input - Inventory'!C212","v":"1000W SON FLOODLIGHT"},{"$f":"'Input - Inventory'!D212","v":"Luminaire"},{"$f":"'Input - Inventory'!E212","v":"Traffic"},{"$f":"'Input - Inventory'!F212","v":"Major > 130w"},{"$f":"'Input - Inventory'!G212","v":0},null,"Luminaire - 1000W SON FLOODLIGHT",null,0,5,0,null,0,0,0,0,0,0,0,0,0,0,0,0,0,0,0,0,0,0,0,0,0,0,0,0,0,0,0,0,0,null,0,0,0,0,0,0,0,0,0,null,0,0,0,0,0,0,0,0,0,0,null,0,0,0,0,0,0,0,null,0,0,0,null,{"$f":"IF($D215=\"Connection\",VLOOKUP(C215,'Input - General'!$F$62:$N$79,8,FALSE),0)","v":0},null,0.1801212933606588,0,0,null,8.6527813038891108E-2,0,0]
[null,{"$f":"'Input - Inventory'!B213","v":205},{"$f":"'Input - Inventory'!C213","v":"1000W/1500W MBI FLOODLIG"},{"$f":"'Input - Inventory'!D213","v":"Luminaire"},{"$f":"'Input - Inventory'!E213","v":"Traffic"},{"$f":"'Input - Inventory'!F213","v":"Major > 130w"},{"$f":"'Input - Inventory'!G213","v":0},null,"Luminaire - 1000W/1500W MBI FLOODLIG",null,0,0,0,null,0,0,0,0,0,0,0,0,0,0,0,0,0,0,0,0,0,0,0,0,0,0,0,0,0,0,0,0,0,null,0,0,0,0,0,0,0,0,0,null,0,0,0,0,0,0,0,0,0,0,null,0,0,0,0,0,0,0,null,0,0,0,null,{"$f":"IF($D216=\"Connection\",VLOOKUP(C216,'Input - General'!$F$62:$N$79,8,FALSE),0)","v":0},null,0.1801212933606588,0,0,null,8.6527813038891108E-2,0,0]
[null,{"$f":"'Input - Inventory'!B214","v":206},{"$f":"'Input - Inventory'!C214","v":"100W MBI"},{"$f":"'Input - Inventory'!D214","v":"Luminaire"},{"$f":"'Input - Inventory'!E214","v":"Traffic"},{"$f":"'Input - Inventory'!F214","v":"Minor < 130w"},{"$f":"'Input - Inventory'!G214","v":0},null,"Luminaire - 100W MBI",null,0,18,0,null,0,0,0,0,0,0,0,0,0,0,0,0,0,0,0,0,0,0,0,0,0,0,0,0,0,0,0,0,0,null,0,0,0,0,0,0,0,0,0,null,0,0,0,0,0,0,0,0,0,0,null,0,0,0,0,0,0,0,null,0,0,0,null,{"$f":"IF($D217=\"Connection\",VLOOKUP(C217,'Input - General'!$F$62:$N$79,8,FALSE),0)","v":0},null,0.1801212933606588,0,0,null,8.6527813038891108E-2,0,0]
[null,{"$f":"'Input - Inventory'!B215","v":207},{"$f":"'Input - Inventory'!C215","v":"100W MBI FLOODLIGHT"},{"$f":"'Input - Inventory'!D215","v":"Luminaire"},{"$f":"'Input - Inventory'!E215","v":"Traffic"},{"$f":"'Input - Inventory'!F215","v":"Minor < 130w"},{"$f":"'Input - Inventory'!G215","v":0},null,"Luminaire - 100W MBI FLOODLIGHT",null,0,17,0,null,0,0,0,0,0,0,0,0,0,0,0,0,0,0,0,0,0,0,0,0,0,0,0,0,0,0,0,0,0,null,0,0,0,0,0,0,0,0,0,null,0,0,0,0,0,0,0,0,0,0,null,0,0,0,0,0,0,0,null,0,0,0,null,{"$f":"IF($D218=\"Connection\",VLOOKUP(C218,'Input - General'!$F$62:$N$79,8,FALSE),0)","v":0},null,0.1801212933606588,0,0,null,8.6527813038891108E-2,0,0]
[null,{"$f":"'Input - Inventory'!B216","v":208},{"$f":"'Input - Inventory'!C216","v":"100W SON"},{"$f":"'Input - Inventory'!D216","v":"Luminaire"},{"$f":"'Input - Inventory'!E216","v":"Traffic"},{"$f":"'Input - Inventory'!F216","v":"Minor < 130w"},{"$f":"'Input - Inventory'!G216","v":0},null,"Luminaire - 100W SON",null,0,542,0,null,0,0,0,0,0,0,0,0,0,0,0,0,0,0,0,0,0,0,0,0,0,0,0,0,0,0,0,0,0,null,0,0,0,0,0,0,0,0,0,null,0,0,0,0,0,0,0,0,0,0,null,0,0,0,0,0,0,0,null,0,0,0,null,{"$f":"IF($D219=\"Connection\",VLOOKUP(C219,'Input - General'!$F$62:$N$79,8,FALSE),0)","v":0},null,0.1801212933606588,0,0,null,8.6527813038891108E-2,0,0]
[null,{"$f":"'Input - Inventory'!B217","v":209},{"$f":"'Input - Inventory'!C217","v":"100W SON - PARKVILLE"},{"$f":"'Input - Inventory'!D217","v":"Luminaire"},{"$f":"'Input - Inventory'!E217","v":"Traffic"},{"$f":"'Input - Inventory'!F217","v":"Minor < 130w"},{"$f":"'Input - Inventory'!G217","v":0},null,"Luminaire - 100W SON - PARKVILLE",null,0,15,0,null,0,0,0,0,0,0,0,0,0,0,0,0,0,0,0,0,0,0,0,0,0,0,0,0,0,0,0,0,0,null,0,0,0,0,0,0,0,0,0,null,0,0,0,0,0,0,0,0,0,0,null,0,0,0,0,0,0,0,null,0,0,0,null,{"$f":"IF($D220=\"Connection\",VLOOKUP(C220,'Input - General'!$F$62:$N$79,8,FALSE),0)","v":0},null,0.1801212933606588,0,0,null,8.6527813038891108E-2,0,0]
[null,{"$f":"'Input - Inventory'!B218","v":210},{"$f":"'Input - Inventory'!C218","v":"100W SON (P09)"},{"$f":"'Input - Inventory'!D218","v":"Luminaire"},{"$f":"'Input - Inventory'!E218","v":"Traffic"},{"$f":"'Input - Inventory'!F218","v":"Minor < 130w"},{"$f":"'Input - Inventory'!G218","v":0},null,"Luminaire - 100W SON (P09)",null,0,340,0,null,0,0,0,0,0,0,0,0,0,0,0,0,0,0,0,0,0,0,0,0,0,0,0,0,0,0,0,0,0,null,0,0,0,0,0,0,0,0,0,null,0,0,0,0,0,0,0,0,0,0,null,0,0,0,0,0,0,0,null,0,0,0,null,{"$f":"IF($D221=\"Connection\",VLOOKUP(C221,'Input - General'!$F$62:$N$79,8,FALSE),0)","v":0},null,0.1801212933606588,0,0,null,8.6527813038891108E-2,0,0]
[null,{"$f":"'Input - Inventory'!B219","v":211},{"$f":"'Input - Inventory'!C219","v":"100W SON FLOODLIGHT"},{"$f":"'Input - Inventory'!D219","v":"Luminaire"},{"$f":"'Input - Inventory'!E219","v":"Traffic"},{"$f":"'Input - Inventory'!F219","v":"Minor < 130w"},{"$f":"'Input - Inventory'!G219","v":0},null,"Luminaire - 100W SON FLOODLIGHT",null,0,6,0,null,0,0,0,0,0,0,0,0,0,0,0,0,0,0,0,0,0,0,0,0,0,0,0,0,0,0,0,0,0,null,0,0,0,0,0,0,0,0,0,null,0,0,0,0,0,0,0,0,0,0,null,0,0,0,0,0,0,0,null,0,0,0,null,{"$f":"IF($D222=\"Connection\",VLOOKUP(C222,'Input - General'!$F$62:$N$79,8,FALSE),0)","v":0},null,0.1801212933606588,0,0,null,8.6527813038891108E-2,0,0]
[null,{"$f":"'Input - Inventory'!B220","v":212},{"$f":"'Input - Inventory'!C220","v":"100W SON Floodlight (P09)"},{"$f":"'Input - Inventory'!D220","v":"Luminaire"},{"$f":"'Input - Inventory'!E220","v":"Traffic"},{"$f":"'Input - Inventory'!F220","v":"Minor < 130w"},{"$f":"'Input - Inventory'!G220","v":0},null,"Luminaire - 100W SON Floodlight (P09)",null,0,4,0,null,0,0,0,0,0,0,0,0,0,0,0,0,0,0,0,0,0,0,0,0,0,0,0,0,0,0,0,0,0,null,0,0,0,0,0,0,0,0,0,null,0,0,0,0,0,0,0,0,0,0,null,0,0,0,0,0,0,0,null,0,0,0,null,{"$f":"IF($D223=\"Connection\",VLOOKUP(C223,'Input - General'!$F$62:$N$79,8,FALSE),0)","v":0},null,0.1801212933606588,0,0,null,8.6527813038891108E-2,0,0]
[null,{"$f":"'Input - Inventory'!B221","v":213},{"$f":"'Input - Inventory'!C221","v":"100W SON -PLAIN"},{"$f":"'Input - Inventory'!D221","v":"Luminaire"},{"$f":"'Input - Inventory'!E221","v":"Traffic"},{"$f":"'Input - Inventory'!F221","v":"Minor < 130w"},{"$f":"'Input - Inventory'!G221","v":0},null,"Luminaire - 100W SON -PLAIN",null,0,439,0,null,0,0,0,0,0,0,0,0,0,0,0,0,0,0,0,0,0,0,0,0,0,0,0,0,0,0,0,0,0,null,0,0,0,0,0,0,0,0,0,null,0,0,0,0,0,0,0,0,0,0,null,0,0,0,0,0,0,0,null,0,0,0,null,{"$f":"IF($D224=\"Connection\",VLOOKUP(C224,'Input - General'!$F$62:$N$79,8,FALSE),0)","v":0},null,0.1801212933606588,0,0,null,8.6527813038891108E-2,0,0]
[null,{"$f":"'Input - Inventory'!B222","v":214},{"$f":"'Input - Inventory'!C222","v":"100W SON -PLAIN (P09)"},{"$f":"'Input - Inventory'!D222","v":"Luminaire"},{"$f":"'Input - Inventory'!E222","v":"Traffic"},{"$f":"'Input - Inventory'!F222","v":"Minor < 130w"},{"$f":"'Input - Inventory'!G222","v":0},null,"Luminaire - 100W SON -PLAIN (P09)",null,0,107,0,null,0,0,0,0,0,0,0,0,0,0,0,0,0,0,0,0,0,0,0,0,0,0,0,0,0,0,0,0,0,null,0,0,0,0,0,0,0,0,0,null,0,0,0,0,0,0,0,0,0,0,null,0,0,0,0,0,0,0,null,0,0,0,null,{"$f":"IF($D225=\"Connection\",VLOOKUP(C225,'Input - General'!$F$62:$N$79,8,FALSE),0)","v":0},null,0.1801212933606588,0,0,null,8.6527813038891108E-2,0,0]
[null,{"$f":"'Input - Inventory'!B223","v":215},{"$f":"'Input - Inventory'!C223","v":"125W MBF"},{"$f":"'Input - Inventory'!D223","v":"Luminaire"},{"$f":"'Input - Inventory'!E223","v":"Traffic"},{"$f":"'Input - Inventory'!F223","v":"Minor < 130w"},{"$f":"'Input - Inventory'!G223","v":0},null,"Luminaire - 125W MBF",null,0,3283,0,null,0,0,0,0,0,0,0,0,0,0,0,0,0,0,0,0,0,0,0,0,0,0,0,0,0,0,0,0,0,null,0,0,0,0,0,0,0,0,0,null,0,0,0,0,0,0,0,0,0,0,null,0,0,0,0,0,0,0,null,0,0,0,null,{"$f":"IF($D226=\"Connection\",VLOOKUP(C226,'Input - General'!$F$62:$N$79,8,FALSE),0)","v":0},null,0.1801212933606588,0,0,null,8.6527813038891108E-2,0,0]
[null,{"$f":"'Input - Inventory'!B224","v":216},{"$f":"'Input - Inventory'!C224","v":"125W MBF - BOURKE HILL"},{"$f":"'Input - Inventory'!D224","v":"Luminaire"},{"$f":"'Input - Inventory'!E224","v":"Traffic"},{"$f":"'Input - Inventory'!F224","v":"Minor < 130w"},{"$f":"'Input - Inventory'!G224","v":0},null,"Luminaire - 125W MBF - BOURKE HILL",null,0,9,0,null,0,0,0,0,0,0,0,0,0,0,0,0,0,0,0,0,0,0,0,0,0,0,0,0,0,0,0,0,0,null,0,0,0,0,0,0,0,0,0,null,0,0,0,0,0,0,0,0,0,0,null,0,0,0,0,0,0,0,null,0,0,0,null,{"$f":"IF($D227=\"Connection\",VLOOKUP(C227,'Input - General'!$F$62:$N$79,8,FALSE),0)","v":0},null,0.1801212933606588,0,0,null,8.6527813038891108E-2,0,0]
[null,{"$f":"'Input - Inventory'!B225","v":217},{"$f":"'Input - Inventory'!C225","v":"125W MBF - HYDE PARK"},{"$f":"'Input - Inventory'!D225","v":"Luminaire"},{"$f":"'Input - Inventory'!E225","v":"Traffic"},{"$f":"'Input - Inventory'!F225","v":"Minor < 130w"},{"$f":"'Input - Inventory'!G225","v":0},null,"Luminaire - 125W MBF - HYDE PARK",null,0,168,0,null,0,0,0,0,0,0,0,0,0,0,0,0,0,0,0,0,0,0,0,0,0,0,0,0,0,0,0,0,0,null,0,0,0,0,0,0,0,0,0,null,0,0,0,0,0,0,0,0,0,0,null,0,0,0,0,0,0,0,null,0,0,0,null,{"$f":"IF($D228=\"Connection\",VLOOKUP(C228,'Input - General'!$F$62:$N$79,8,FALSE),0)","v":0},null,0.1801212933606588,0,0,null,8.6527813038891108E-2,0,0]
[null,{"$f":"'Input - Inventory'!B226","v":218},{"$f":"'Input - Inventory'!C226","v":"125W MBF - NOSTALGIA"},{"$f":"'Input - Inventory'!D226","v":"Luminaire"},{"$f":"'Input - Inventory'!E226","v":"Traffic"},{"$f":"'Input - Inventory'!F226","v":"Minor < 130w"},{"$f":"'Input - Inventory'!G226","v":0},null,"Luminaire - 125W MBF - NOSTALGIA",null,0,0,0,null,0,0,0,0,0,0,0,0,0,0,0,0,0,0,0,0,0,0,0,0,0,0,0,0,0,0,0,0,0,null,0,0,0,0,0,0,0,0,0,null,0,0,0,0,0,0,0,0,0,0,null,0,0,0,0,0,0,0,null,0,0,0,null,{"$f":"IF($D229=\"Connection\",VLOOKUP(C229,'Input - General'!$F$62:$N$79,8,FALSE),0)","v":0},null,0.1801212933606588,0,0,null,8.6527813038891108E-2,0,0]
[null,{"$f":"'Input - Inventory'!B227","v":219},{"$f":"'Input - Inventory'!C227","v":"125W MBF - PARKVILLE"},{"$f":"'Input - Inventory'!D227","v":"Luminaire"},{"$f":"'Input - Inventory'!E227","v":"Traffic"},{"$f":"'Input - Inventory'!F227","v":"Minor < 130w"},{"$f":"'Input - Inventory'!G227","v":0},null,"Luminaire - 125W MBF - PARKVILLE",null,0,6,0,null,0,0,0,0,0,0,0,0,0,0,0,0,0,0,0,0,0,0,0,0,0,0,0,0,0,0,0,0,0,null,0,0,0,0,0,0,0,0,0,null,0,0,0,0,0,0,0,0,0,0,null,0,0,0,0,0,0,0,null,0,0,0,null,{"$f":"IF($D230=\"Connection\",VLOOKUP(C230,'Input - General'!$F$62:$N$79,8,FALSE),0)","v":0},null,0.1801212933606588,0,0,null,8.6527813038891108E-2,0,0]
[null,{"$f":"'Input - Inventory'!B228","v":220},{"$f":"'Input - Inventory'!C228","v":"125W MBF (P09)"},{"$f":"'Input - Inventory'!D228","v":"Luminaire"},{"$f":"'Input - Inventory'!E228","v":"Traffic"},{"$f":"'Input - Inventory'!F228","v":"Minor < 130w"},{"$f":"'Input - Inventory'!G228","v":0},null,"Luminaire - 125W MBF (P09)",null,0,1244,0,null,0,0,0,0,0,0,0,0,0,0,0,0,0,0,0,0,0,0,0,0,0,0,0,0,0,0,0,0,0,null,0,0,0,0,0,0,0,0,0,null,0,0,0,0,0,0,0,0,0,0,null,0,0,0,0,0,0,0,null,0,0,0,null,{"$f":"IF($D231=\"Connection\",VLOOKUP(C231,'Input - General'!$F$62:$N$79,8,FALSE),0)","v":0},null,0.1801212933606588,0,0,null,8.6527813038891108E-2,0,0]
[null,{"$f":"'Input - Inventory'!B229","v":221},{"$f":"'Input - Inventory'!C229","v":"125W MBF BOLLARD"},{"$f":"'Input - Inventory'!D229","v":"Luminaire"},{"$f":"'Input - Inventory'!E229","v":"Traffic"},{"$f":"'Input - Inventory'!F229","v":"Minor < 130w"},{"$f":"'Input - Inventory'!G229","v":0},null,"Luminaire - 125W MBF BOLLARD",null,0,0,0,null,0,0,0,0,0,0,0,0,0,0,0,0,0,0,0,0,0,0,0,0,0,0,0,0,0,0,0,0,0,null,0,0,0,0,0,0,0,0,0,null,0,0,0,0,0,0,0,0,0,0,null,0,0,0,0,0,0,0,null,0,0,0,null,{"$f":"IF($D232=\"Connection\",VLOOKUP(C232,'Input - General'!$F$62:$N$79,8,FALSE),0)","v":0},null,0.1801212933606588,0,0,null,8.6527813038891108E-2,0,0]
[null,{"$f":"'Input - Inventory'!B230","v":222},{"$f":"'Input - Inventory'!C230","v":"125W MBF -PLAIN"},{"$f":"'Input - Inventory'!D230","v":"Luminaire"},{"$f":"'Input - Inventory'!E230","v":"Traffic"},{"$f":"'Input - Inventory'!F230","v":"Minor < 130w"},{"$f":"'Input - Inventory'!G230","v":0},null,"Luminaire - 125W MBF -PLAIN",null,0,794,0,null,0,0,0,0,0,0,0,0,0,0,0,0,0,0,0,0,0,0,0,0,0,0,0,0,0,0,0,0,0,null,0,0,0,0,0,0,0,0,0,null,0,0,0,0,0,0,0,0,0,0,null,0,0,0,0,0,0,0,null,0,0,0,null,{"$f":"IF($D233=\"Connection\",VLOOKUP(C233,'Input - General'!$F$62:$N$79,8,FALSE),0)","v":0},null,0.1801212933606588,0,0,null,8.6527813038891108E-2,0,0]
[null,{"$f":"'Input - Inventory'!B231","v":223},{"$f":"'Input - Inventory'!C231","v":"125W MBF -PLAIN (P09)"},{"$f":"'Input - Inventory'!D231","v":"Luminaire"},{"$f":"'Input - Inventory'!E231","v":"Traffic"},{"$f":"'Input - Inventory'!F231","v":"Minor < 130w"},{"$f":"'Input - Inventory'!G231","v":0},null,"Luminaire - 125W MBF -PLAIN (P09)",null,0,151,0,null,0,0,0,0,0,0,0,0,0,0,0,0,0,0,0,0,0,0,0,0,0,0,0,0,0,0,0,0,0,null,0,0,0,0,0,0,0,0,0,null,0,0,0,0,0,0,0,0,0,0,null,0,0,0,0,0,0,0,null,0,0,0,null,{"$f":"IF($D234=\"Connection\",VLOOKUP(C234,'Input - General'!$F$62:$N$79,8,FALSE),0)","v":0},null,0.1801212933606588,0,0,null,8.6527813038891108E-2,0,0]
[null,{"$f":"'Input - Inventory'!B232","v":224},{"$f":"'Input - Inventory'!C232","v":"125W/250W MBF FLOODLIGHT"},{"$f":"'Input - Inventory'!D232","v":"Luminaire"},{"$f":"'Input - Inventory'!E232","v":"Traffic"},{"$f":"'Input - Inventory'!F232","v":"Major > 130w"},{"$f":"'Input - Inventory'!G232","v":0},null,"Luminaire - 125W/250W MBF FLOODLIGHT",null,0,54,0,null,0,0,0,0,0,0,0,0,0,0,0,0,0,0,0,0,0,0,0,0,0,0,0,0,0,0,0,0,0,null,0,0,0,0,0,0,0,0,0,null,0,0,0,0,0,0,0,0,0,0,null,0,0,0,0,0,0,0,null,0,0,0,null,{"$f":"IF($D235=\"Connection\",VLOOKUP(C235,'Input - General'!$F$62:$N$79,8,FALSE),0)","v":0},null,0.1801212933606588,0,0,null,8.6527813038891108E-2,0,0]
[null,{"$f":"'Input - Inventory'!B233","v":225},{"$f":"'Input - Inventory'!C233","v":"135W SOX"},{"$f":"'Input - Inventory'!D233","v":"Luminaire"},{"$f":"'Input - Inventory'!E233","v":"Traffic"},{"$f":"'Input - Inventory'!F233","v":"Major > 130w"},{"$f":"'Input - Inventory'!G233","v":0},null,"Luminaire - 135W SOX",null,0,32,0,null,0,0,0,0,0,0,0,0,0,0,0,0,0,0,0,0,0,0,0,0,0,0,0,0,0,0,0,0,0,null,0,0,0,0,0,0,0,0,0,null,0,0,0,0,0,0,0,0,0,0,null,0,0,0,0,0,0,0,null,0,0,0,null,{"$f":"IF($D236=\"Connection\",VLOOKUP(C236,'Input - General'!$F$62:$N$79,8,FALSE),0)","v":0},null,0.1801212933606588,0,0,null,8.6527813038891108E-2,0,0]
[null,{"$f":"'Input - Inventory'!B234","v":226},{"$f":"'Input - Inventory'!C234","v":"150W SON"},{"$f":"'Input - Inventory'!D234","v":"Luminaire"},{"$f":"'Input - Inventory'!E234","v":"Traffic"},{"$f":"'Input - Inventory'!F234","v":"Major > 130w"},{"$f":"'Input - Inventory'!G234","v":0},null,"Luminaire - 150W SON",null,0,11707.5,0,null,0,0,0,0,0,0,0,0,0,0,0,0,0,0,0,0,0,0,0,0,0,0,0,0,0,0,0,0,0,null,0,0,0,0,0,0,0,0,0,null,0,0,0,0,0,0,0,0,0,0,null,0,0,0,0,0,0,0,null,0,0,0,null,{"$f":"IF($D237=\"Connection\",VLOOKUP(C237,'Input - General'!$F$62:$N$79,8,FALSE),0)","v":0},null,0.1801212933606588,0,0,null,8.6527813038891108E-2,0,0]
[null,{"$f":"'Input - Inventory'!B235","v":227},{"$f":"'Input - Inventory'!C235","v":"150W SON - HYDE PARK"},{"$f":"'Input - Inventory'!D235","v":"Luminaire"},{"$f":"'Input - Inventory'!E235","v":"Traffic"},{"$f":"'Input - Inventory'!F235","v":"Major > 130w"},{"$f":"'Input - Inventory'!G235","v":0},null,"Luminaire - 150W SON - HYDE PARK",null,0,16,0,null,0,0,0,0,0,0,0,0,0,0,0,0,0,0,0,0,0,0,0,0,0,0,0,0,0,0,0,0,0,null,0,0,0,0,0,0,0,0,0,null,0,0,0,0,0,0,0,0,0,0,null,0,0,0,0,0,0,0,null,0,0,0,null,{"$f":"IF($D238=\"Connection\",VLOOKUP(C238,'Input - General'!$F$62:$N$79,8,FALSE),0)","v":0},null,0.1801212933606588,0,0,null,8.6527813038891108E-2,0,0]
[null,{"$f":"'Input - Inventory'!B236","v":228},{"$f":"'Input - Inventory'!C236","v":"150W SON - PARKVILLE"},{"$f":"'Input - Inventory'!D236","v":"Luminaire"},{"$f":"'Input - Inventory'!E236","v":"Traffic"},{"$f":"'Input - Inventory'!F236","v":"Major > 130w"},{"$f":"'Input - Inventory'!G236","v":0},null,"Luminaire - 150W SON - PARKVILLE",null,0,21,0,null,0,0,0,0,0,0,0,0,0,0,0,0,0,0,0,0,0,0,0,0,0,0,0,0,0,0,0,0,0,null,0,0,0,0,0,0,0,0,0,null,0,0,0,0,0,0,0,0,0,0,null,0,0,0,0,0,0,0,null,0,0,0,null,{"$f":"IF($D239=\"Connection\",VLOOKUP(C239,'Input - General'!$F$62:$N$79,8,FALSE),0)","v":0},null,0.1801212933606588,0,0,null,8.6527813038891108E-2,0,0]
[null,{"$f":"'Input - Inventory'!B237","v":229},{"$f":"'Input - Inventory'!C237","v":"150W SON - PARKWAY 1"},{"$f":"'Input - Inventory'!D237","v":"Luminaire"},{"$f":"'Input - Inventory'!E237","v":"Traffic"},{"$f":"'Input - Inventory'!F237","v":"Major > 130w"},{"$f":"'Input - Inventory'!G237","v":0},null,"Luminaire - 150W SON - PARKWAY 1",null,0,209,0,null,0,0,0,0,0,0,0,0,0,0,0,0,0,0,0,0,0,0,0,0,0,0,0,0,0,0,0,0,0,null,0,0,0,0,0,0,0,0,0,null,0,0,0,0,0,0,0,0,0,0,null,0,0,0,0,0,0,0,null,0,0,0,null,{"$f":"IF($D240=\"Connection\",VLOOKUP(C240,'Input - General'!$F$62:$N$79,8,FALSE),0)","v":0},null,0.1801212933606588,0,0,null,8.6527813038891108E-2,0,0]
[null,{"$f":"'Input - Inventory'!B238","v":230},{"$f":"'Input - Inventory'!C238","v":"150W SON - Parkway 1 (P09)"},{"$f":"'Input - Inventory'!D238","v":"Luminaire"},{"$f":"'Input - Inventory'!E238","v":"Traffic"},{"$f":"'Input - Inventory'!F238","v":"Major > 130w"},{"$f":"'Input - Inventory'!G238","v":0},null,"Luminaire - 150W SON - Parkway 1 (P09)",null,0,32,0,null,0,0,0,0,0,0,0,0,0,0,0,0,0,0,0,0,0,0,0,0,0,0,0,0,0,0,0,0,0,null,0,0,0,0,0,0,0,0,0,null,0,0,0,0,0,0,0,0,0,0,null,0,0,0,0,0,0,0,null,0,0,0,null,{"$f":"IF($D241=\"Connection\",VLOOKUP(C241,'Input - General'!$F$62:$N$79,8,FALSE),0)","v":0},null,0.1801212933606588,0,0,null,8.6527813038891108E-2,0,0]
[null,{"$f":"'Input - Inventory'!B239","v":231},{"$f":"'Input - Inventory'!C239","v":"150W SON (P09)"},{"$f":"'Input - Inventory'!D239","v":"Luminaire"},{"$f":"'Input - Inventory'!E239","v":"Traffic"},{"$f":"'Input - Inventory'!F239","v":"Major > 130w"},{"$f":"'Input - Inventory'!G239","v":0},null,"Luminaire - 150W SON (P09)",null,0,7966,0,null,0,0,0,0,0,0,0,0,0,0,0,0,0,0,0,0,0,0,0,0,0,0,0,0,0,0,0,0,0,null,0,0,0,0,0,0,0,0,0,null,0,0,0,0,0,0,0,0,0,0,null,0,0,0,0,0,0,0,null,0,0,0,null,{"$f":"IF($D242=\"Connection\",VLOOKUP(C242,'Input - General'!$F$62:$N$79,8,FALSE),0)","v":0},null,0.1801212933606588,0,0,null,8.6527813038891108E-2,0,0]
[null,{"$f":"'Input - Inventory'!B240","v":232},{"$f":"'Input - Inventory'!C240","v":"150W SON Active Reactor"},{"$f":"'Input - Inventory'!D240","v":"Luminaire"},{"$f":"'Input - Inventory'!E240","v":"Traffic"},{"$f":"'Input - Inventory'!F240","v":"Major > 130w"},{"$f":"'Input - Inventory'!G240","v":0},null,"Luminaire - 150W SON Active Reactor",null,0,187,0,null,0,0,0,0,0,0,0,0,0,0,0,0,0,0,0,0,0,0,0,0,0,0,0,0,0,0,0,0,0,null,0,0,0,0,0,0,0,0,0,null,0,0,0,0,0,0,0,0,0,0,null,0,0,0,0,0,0,0,null,0,0,0,null,{"$f":"IF($D243=\"Connection\",VLOOKUP(C243,'Input - General'!$F$62:$N$79,8,FALSE),0)","v":0},null,0.1801212933606588,0,0,null,8.6527813038891108E-2,0,0]
[null,{"$f":"'Input - Inventory'!B241","v":233},{"$f":"'Input - Inventory'!C241","v":"150W SON FLOODLIGHT"},{"$f":"'Input - Inventory'!D241","v":"Luminaire"},{"$f":"'Input - Inventory'!E241","v":"Traffic"},{"$f":"'Input - Inventory'!F241","v":"Major > 130w"},{"$f":"'Input - Inventory'!G241","v":0},null,"Luminaire - 150W SON FLOODLIGHT",null,0,71,0,null,0,0,0,0,0,0,0,0,0,0,0,0,0,0,0,0,0,0,0,0,0,0,0,0,0,0,0,0,0,null,0,0,0,0,0,0,0,0,0,null,0,0,0,0,0,0,0,0,0,0,null,0,0,0,0,0,0,0,null,0,0,0,null,{"$f":"IF($D244=\"Connection\",VLOOKUP(C244,'Input - General'!$F$62:$N$79,8,FALSE),0)","v":0},null,0.1801212933606588,0,0,null,8.6527813038891108E-2,0,0]
[null,{"$f":"'Input - Inventory'!B242","v":234},{"$f":"'Input - Inventory'!C242","v":"150W SON Floodlight (P09)"},{"$f":"'Input - Inventory'!D242","v":"Luminaire"},{"$f":"'Input - Inventory'!E242","v":"Traffic"},{"$f":"'Input - Inventory'!F242","v":"Major > 130w"},{"$f":"'Input - Inventory'!G242","v":0},null,"Luminaire - 150W SON Floodlight (P09)",null,0,46,0,null,0,0,0,0,0,0,0,0,0,0,0,0,0,0,0,0,0,0,0,0,0,0,0,0,0,0,0,0,0,null,0,0,0,0,0,0,0,0,0,null,0,0,0,0,0,0,0,0,0,0,null,0,0,0,0,0,0,0,null,0,0,0,null,{"$f":"IF($D245=\"Connection\",VLOOKUP(C245,'Input - General'!$F$62:$N$79,8,FALSE),0)","v":0},null,0.1801212933606588,0,0,null,8.6527813038891108E-2,0,0]
[null,{"$f":"'Input - Inventory'!B243","v":235},{"$f":"'Input - Inventory'!C243","v":"150W SON GEC 'BOSTON 3'"},{"$f":"'Input - Inventory'!D243","v":"Luminaire"},{"$f":"'Input - Inventory'!E243","v":"Traffic"},{"$f":"'Input - Inventory'!F243","v":"Major > 130w"},{"$f":"'Input - Inventory'!G243","v":0},null,"Luminaire - 150W SON GEC 'BOSTON 3'",null,0,45,0,null,0,0,0,0,0,0,0,0,0,0,0,0,0,0,0,0,0,0,0,0,0,0,0,0,0,0,0,0,0,null,0,0,0,0,0,0,0,0,0,null,0,0,0,0,0,0,0,0,0,0,null,0,0,0,0,0,0,0,null,0,0,0,null,{"$f":"IF($D246=\"Connection\",VLOOKUP(C246,'Input - General'!$F$62:$N$79,8,FALSE),0)","v":0},null,0.1801212933606588,0,0,null,8.6527813038891108E-2,0,0]
[null,{"$f":"'Input - Inventory'!B244","v":236},{"$f":"'Input - Inventory'!C244","v":"150W/250W MBI FLOODLIGHT"},{"$f":"'Input - Inventory'!D244","v":"Luminaire"},{"$f":"'Input - Inventory'!E244","v":"Traffic"},{"$f":"'Input - Inventory'!F244","v":"Major > 130w"},{"$f":"'Input - Inventory'!G244","v":0},null,"Luminaire - 150W/250W MBI FLOODLIGHT",null,0,47,0,null,0,0,0,0,0,0,0,0,0,0,0,0,0,0,0,0,0,0,0,0,0,0,0,0,0,0,0,0,0,null,0,0,0,0,0,0,0,0,0,null,0,0,0,0,0,0,0,0,0,0,null,0,0,0,0,0,0,0,null,0,0,0,null,{"$f":"IF($D247=\"Connection\",VLOOKUP(C247,'Input - General'!$F$62:$N$79,8,FALSE),0)","v":0},null,0.1801212933606588,0,0,null,8.6527813038891108E-2,0,0]
[null,{"$f":"'Input - Inventory'!B245","v":237},{"$f":"'Input - Inventory'!C245","v":"180W SOX"},{"$f":"'Input - Inventory'!D245","v":"Luminaire"},{"$f":"'Input - Inventory'!E245","v":"Traffic"},{"$f":"'Input - Inventory'!F245","v":"Major > 130w"},{"$f":"'Input - Inventory'!G245","v":0},null,"Luminaire - 180W SOX",null,0,0,0,null,0,0,0,0,0,0,0,0,0,0,0,0,0,0,0,0,0,0,0,0,0,0,0,0,0,0,0,0,0,null,0,0,0,0,0,0,0,0,0,null,0,0,0,0,0,0,0,0,0,0,null,0,0,0,0,0,0,0,null,0,0,0,null,{"$f":"IF($D248=\"Connection\",VLOOKUP(C248,'Input - General'!$F$62:$N$79,8,FALSE),0)","v":0},null,0.1801212933606588,0,0,null,8.6527813038891108E-2,0,0]
[null,{"$f":"'Input - Inventory'!B246","v":238},{"$f":"'Input - Inventory'!C246","v":"1x29W LED"},{"$f":"'Input - Inventory'!D246","v":"Luminaire"},{"$f":"'Input - Inventory'!E246","v":"NonTraffic"},{"$f":"'Input - Inventory'!F246","v":"Minor < 130w"},{"$f":"'Input - Inventory'!G246","v":0},null,"Luminaire - 1x29W LED",null,0,1392,0,null,0,0,0,0,0,0,0,0,0,0,0,0,0,0,0,0,0,0,0,0,0,0,0,0,0,0,0,0,0,null,0,0,0,0,0,0,0,0,0,null,0,0,0,0,0,0,0,0,0,0,null,0,0,0,0,0,0,0,null,0,0,0,null,{"$f":"IF($D249=\"Connection\",VLOOKUP(C249,'Input - General'!$F$62:$N$79,8,FALSE),0)","v":0},null,0.1801212933606588,0,0,null,8.6527813038891108E-2,0,0]
[null,{"$f":"'Input - Inventory'!B247","v":239},{"$f":"'Input - Inventory'!C247","v":"1x40W TF"},{"$f":"'Input - Inventory'!D247","v":"Luminaire"},{"$f":"'Input - Inventory'!E247","v":"NonTraffic"},{"$f":"'Input - Inventory'!F247","v":"Minor < 130w"},{"$f":"'Input - Inventory'!G247","v":0},null,"Luminaire - 1x40W TF",null,0,594,0,null,0,0,0,0,0,0,0,0,0,0,0,0,0,0,0,0,0,0,0,0,0,0,0,0,0,0,0,0,0,null,0,0,0,0,0,0,0,0,0,null,0,0,0,0,0,0,0,0,0,0,null,0,0,0,0,0,0,0,null,0,0,0,null,{"$f":"IF($D250=\"Connection\",VLOOKUP(C250,'Input - General'!$F$62:$N$79,8,FALSE),0)","v":0},null,0.1801212933606588,0,0,null,8.6527813038891108E-2,0,0]
[null,{"$f":"'Input - Inventory'!B248","v":240},{"$f":"'Input - Inventory'!C248","v":"1x80W TF"},{"$f":"'Input - Inventory'!D248","v":"Luminaire"},{"$f":"'Input - Inventory'!E248","v":"NonTraffic"},{"$f":"'Input - Inventory'!F248","v":"Minor < 130w"},{"$f":"'Input - Inventory'!G248","v":0},null,"Luminaire - 1x80W TF",null,0,119,0,null,0,0,0,0,0,0,0,0,0,0,0,0,0,0,0,0,0,0,0,0,0,0,0,0,0,0,0,0,0,null,0,0,0,0,0,0,0,0,0,null,0,0,0,0,0,0,0,0,0,0,null,0,0,0,0,0,0,0,null,0,0,0,null,{"$f":"IF($D251=\"Connection\",VLOOKUP(C251,'Input - General'!$F$62:$N$79,8,FALSE),0)","v":0},null,0.1801212933606588,0,0,null,8.6527813038891108E-2,0,0]
[null,{"$f":"'Input - Inventory'!B249","v":241},{"$f":"'Input - Inventory'!C249","v":"250W MBF"},{"$f":"'Input - Inventory'!D249","v":"Luminaire"},{"$f":"'Input - Inventory'!E249","v":"Traffic"},{"$f":"'Input - Inventory'!F249","v":"Major > 130w"},{"$f":"'Input - Inventory'!G249","v":0},null,"Luminaire - 250W MBF",null,0,17196,0,null,0,0,0,0,0,0,0,0,0,0,0,0,0,0,0,0,0,0,0,0,0,0,0,0,0,0,0,0,0,null,0,0,0,0,0,0,0,0,0,null,0,0,0,0,0,0,0,0,0,0,null,0,0,0,0,0,0,0,null,0,0,0,null,{"$f":"IF($D252=\"Connection\",VLOOKUP(C252,'Input - General'!$F$62:$N$79,8,FALSE),0)","v":0},null,0.1801212933606588,0,0,null,8.6527813038891108E-2,0,0]
[null,{"$f":"'Input - Inventory'!B250","v":242},{"$f":"'Input - Inventory'!C250","v":"250W MBF - PARKVILLE"},{"$f":"'Input - Inventory'!D250","v":"Luminaire"},{"$f":"'Input - Inventory'!E250","v":"Traffic"},{"$f":"'Input - Inventory'!F250","v":"Major > 130w"},{"$f":"'Input - Inventory'!G250","v":0},null,"Luminaire - 250W MBF - PARKVILLE",null,0,0,0,null,0,0,0,0,0,0,0,0,0,0,0,0,0,0,0,0,0,0,0,0,0,0,0,0,0,0,0,0,0,null,0,0,0,0,0,0,0,0,0,null,0,0,0,0,0,0,0,0,0,0,null,0,0,0,0,0,0,0,null,0,0,0,null,{"$f":"IF($D253=\"Connection\",VLOOKUP(C253,'Input - General'!$F$62:$N$79,8,FALSE),0)","v":0},null,0.1801212933606588,0,0,null,8.6527813038891108E-2,0,0]
[null,{"$f":"'Input - Inventory'!B251","v":243},{"$f":"'Input - Inventory'!C251","v":"250W MBF - PARKWAY 1"},{"$f":"'Input - Inventory'!D251","v":"Luminaire"},{"$f":"'Input - Inventory'!E251","v":"Traffic"},{"$f":"'Input - Inventory'!F251","v":"Major > 130w"},{"$f":"'Input - Inventory'!G251","v":0},null,"Luminaire - 250W MBF - PARKWAY 1",null,0,782,0,null,0,0,0,0,0,0,0,0,0,0,0,0,0,0,0,0,0,0,0,0,0,0,0,0,0,0,0,0,0,null,0,0,0,0,0,0,0,0,0,null,0,0,0,0,0,0,0,0,0,0,null,0,0,0,0,0,0,0,null,0,0,0,null,{"$f":"IF($D254=\"Connection\",VLOOKUP(C254,'Input - General'!$F$62:$N$79,8,FALSE),0)","v":0},null,0.1801212933606588,0,0,null,8.6527813038891108E-2,0,0]
[null,{"$f":"'Input - Inventory'!B252","v":244},{"$f":"'Input - Inventory'!C252","v":"250W MBI - SMARTPOLE"},{"$f":"'Input - Inventory'!D252","v":"Luminaire"},{"$f":"'Input - Inventory'!E252","v":"Traffic"},{"$f":"'Input - Inventory'!F252","v":"Major > 130w"},{"$f":"'Input - Inventory'!G252","v":0},null,"Luminaire - 250W MBI - SMARTPOLE",null,0,21,0,null,0,0,0,0,0,0,0,0,0,0,0,0,0,0,0,0,0,0,0,0,0,0,0,0,0,0,0,0,0,null,0,0,0,0,0,0,0,0,0,null,0,0,0,0,0,0,0,0,0,0,null,0,0,0,0,0,0,0,null,0,0,0,null,{"$f":"IF($D255=\"Connection\",VLOOKUP(C255,'Input - General'!$F$62:$N$79,8,FALSE),0)","v":0},null,0.1801212933606588,0,0,null,8.6527813038891108E-2,0,0]
[null,{"$f":"'Input - Inventory'!B253","v":245},{"$f":"'Input - Inventory'!C253","v":"250W SON"},{"$f":"'Input - Inventory'!D253","v":"Luminaire"},{"$f":"'Input - Inventory'!E253","v":"Traffic"},{"$f":"'Input - Inventory'!F253","v":"Major > 130w"},{"$f":"'Input - Inventory'!G253","v":0},null,"Luminaire - 250W SON",null,0,14498,0,null,0,0,0,0,0,0,0,0,0,0,0,0,0,0,0,0,0,0,0,0,0,0,0,0,0,0,0,0,0,null,0,0,0,0,0,0,0,0,0,null,0,0,0,0,0,0,0,0,0,0,null,0,0,0,0,0,0,0,null,0,0,0,null,{"$f":"IF($D256=\"Connection\",VLOOKUP(C256,'Input - General'!$F$62:$N$79,8,FALSE),0)","v":0},null,0.1801212933606588,0,0,null,8.6527813038891108E-2,0,0]
[null,{"$f":"'Input - Inventory'!B254","v":246},{"$f":"'Input - Inventory'!C254","v":"250W SON - PARKVILLE"},{"$f":"'Input - Inventory'!D254","v":"Luminaire"},{"$f":"'Input - Inventory'!E254","v":"Traffic"},{"$f":"'Input - Inventory'!F254","v":"Major > 130w"},{"$f":"'Input - Inventory'!G254","v":0},null,"Luminaire - 250W SON - PARKVILLE",null,0,2,0,null,0,0,0,0,0,0,0,0,0,0,0,0,0,0,0,0,0,0,0,0,0,0,0,0,0,0,0,0,0,null,0,0,0,0,0,0,0,0,0,null,0,0,0,0,0,0,0,0,0,0,null,0,0,0,0,0,0,0,null,0,0,0,null,{"$f":"IF($D257=\"Connection\",VLOOKUP(C257,'Input - General'!$F$62:$N$79,8,FALSE),0)","v":0},null,0.1801212933606588,0,0,null,8.6527813038891108E-2,0,0]
[null,{"$f":"'Input - Inventory'!B255","v":247},{"$f":"'Input - Inventory'!C255","v":"250W SON - PARKWAY 1"},{"$f":"'Input - Inventory'!D255","v":"Luminaire"},{"$f":"'Input - Inventory'!E255","v":"Traffic"},{"$f":"'Input - Inventory'!F255","v":"Major > 130w"},{"$f":"'Input - Inventory'!G255","v":0},null,"Luminaire - 250W SON - PARKWAY 1",null,0,28,0,null,0,0,0,0,0,0,0,0,0,0,0,0,0,0,0,0,0,0,0,0,0,0,0,0,0,0,0,0,0,null,0,0,0,0,0,0,0,0,0,null,0,0,0,0,0,0,0,0,0,0,null,0,0,0,0,0,0,0,null,0,0,0,null,{"$f":"IF($D258=\"Connection\",VLOOKUP(C258,'Input - General'!$F$62:$N$79,8,FALSE),0)","v":0},null,0.1801212933606588,0,0,null,8.6527813038891108E-2,0,0]
[null,{"$f":"'Input - Inventory'!B256","v":248},{"$f":"'Input - Inventory'!C256","v":"250W SON - Parkway 1(P09)"},{"$f":"'Input - Inventory'!D256","v":"Luminaire"},{"$f":"'Input - Inventory'!E256","v":"Traffic"},{"$f":"'Input - Inventory'!F256","v":"Major > 130w"},{"$f":"'Input - Inventory'!G256","v":0},null,"Luminaire - 250W SON - Parkway 1(P09)",null,0,21,0,null,0,0,0,0,0,0,0,0,0,0,0,0,0,0,0,0,0,0,0,0,0,0,0,0,0,0,0,0,0,null,0,0,0,0,0,0,0,0,0,null,0,0,0,0,0,0,0,0,0,0,null,0,0,0,0,0,0,0,null,0,0,0,null,{"$f":"IF($D259=\"Connection\",VLOOKUP(C259,'Input - General'!$F$62:$N$79,8,FALSE),0)","v":0},null,0.1801212933606588,0,0,null,8.6527813038891108E-2,0,0]
[null,{"$f":"'Input - Inventory'!B257","v":249},{"$f":"'Input - Inventory'!C257","v":"250W SON (P09)"},{"$f":"'Input - Inventory'!D257","v":"Luminaire"},{"$f":"'Input - Inventory'!E257","v":"Traffic"},{"$f":"'Input - Inventory'!F257","v":"Major > 130w"},{"$f":"'Input - Inventory'!G257","v":0},null,"Luminaire - 250W SON (P09)",null,0,9417,0,null,0,0,0,0,0,0,0,0,0,0,0,0,0,0,0,0,0,0,0,0,0,0,0,0,0,0,0,0,0,null,0,0,0,0,0,0,0,0,0,null,0,0,0,0,0,0,0,0,0,0,null,0,0,0,0,0,0,0,null,0,0,0,null,{"$f":"IF($D260=\"Connection\",VLOOKUP(C260,'Input - General'!$F$62:$N$79,8,FALSE),0)","v":0},null,0.1801212933606588,0,0,null,8.6527813038891108E-2,0,0]
[null,{"$f":"'Input - Inventory'!B258","v":250},{"$f":"'Input - Inventory'!C258","v":"250W SON Active Reactor"},{"$f":"'Input - Inventory'!D258","v":"Luminaire"},{"$f":"'Input - Inventory'!E258","v":"Traffic"},{"$f":"'Input - Inventory'!F258","v":"Major > 130w"},{"$f":"'Input - Inventory'!G258","v":0},null,"Luminaire - 250W SON Active Reactor",null,0,220,0,null,0,0,0,0,0,0,0,0,0,0,0,0,0,0,0,0,0,0,0,0,0,0,0,0,0,0,0,0,0,null,0,0,0,0,0,0,0,0,0,null,0,0,0,0,0,0,0,0,0,0,null,0,0,0,0,0,0,0,null,0,0,0,null,{"$f":"IF($D261=\"Connection\",VLOOKUP(C261,'Input - General'!$F$62:$N$79,8,FALSE),0)","v":0},null,0.1801212933606588,0,0,null,8.6527813038891108E-2,0,0]
[null,{"$f":"'Input - Inventory'!B259","v":251},{"$f":"'Input - Inventory'!C259","v":"250W SON FLOODLIGHT"},{"$f":"'Input - Inventory'!D259","v":"Luminaire"},{"$f":"'Input - Inventory'!E259","v":"Traffic"},{"$f":"'Input - Inventory'!F259","v":"Major > 130w"},{"$f":"'Input - Inventory'!G259","v":0},null,"Luminaire - 250W SON FLOODLIGHT",null,0,929,0,null,0,0,0,0,0,0,0,0,0,0,0,0,0,0,0,0,0,0,0,0,0,0,0,0,0,0,0,0,0,null,0,0,0,0,0,0,0,0,0,null,0,0,0,0,0,0,0,0,0,0,null,0,0,0,0,0,0,0,null,0,0,0,null,{"$f":"IF($D262=\"Connection\",VLOOKUP(C262,'Input - General'!$F$62:$N$79,8,FALSE),0)","v":0},null,0.1801212933606588,0,0,null,8.6527813038891108E-2,0,0]
[null,{"$f":"'Input - Inventory'!B260","v":252},{"$f":"'Input - Inventory'!C260","v":"250W SON Floodlight (P09)"},{"$f":"'Input - Inventory'!D260","v":"Luminaire"},{"$f":"'Input - Inventory'!E260","v":"Traffic"},{"$f":"'Input - Inventory'!F260","v":"Major > 130w"},{"$f":"'Input - Inventory'!G260","v":0},null,"Luminaire - 250W SON Floodlight (P09)",null,0,423,0,null,0,0,0,0,0,0,0,0,0,0,0,0,0,0,0,0,0,0,0,0,0,0,0,0,0,0,0,0,0,null,0,0,0,0,0,0,0,0,0,null,0,0,0,0,0,0,0,0,0,0,null,0,0,0,0,0,0,0,null,0,0,0,null,{"$f":"IF($D263=\"Connection\",VLOOKUP(C263,'Input - General'!$F$62:$N$79,8,FALSE),0)","v":0},null,0.1801212933606588,0,0,null,8.6527813038891108E-2,0,0]
[null,{"$f":"'Input - Inventory'!B261","v":253},{"$f":"'Input - Inventory'!C261","v":"250W SON GEC 'BOSTON 3'"},{"$f":"'Input - Inventory'!D261","v":"Luminaire"},{"$f":"'Input - Inventory'!E261","v":"Traffic"},{"$f":"'Input - Inventory'!F261","v":"Major > 130w"},{"$f":"'Input - Inventory'!G261","v":0},null,"Luminaire - 250W SON GEC 'BOSTON 3'",null,0,103,0,null,0,0,0,0,0,0,0,0,0,0,0,0,0,0,0,0,0,0,0,0,0,0,0,0,0,0,0,0,0,null,0,0,0,0,0,0,0,0,0,null,0,0,0,0,0,0,0,0,0,0,null,0,0,0,0,0,0,0,null,0,0,0,null,{"$f":"IF($D264=\"Connection\",VLOOKUP(C264,'Input - General'!$F$62:$N$79,8,FALSE),0)","v":0},null,0.1801212933606588,0,0,null,8.6527813038891108E-2,0,0]
[null,{"$f":"'Input - Inventory'!B262","v":254},{"$f":"'Input - Inventory'!C262","v":"2X14W TF - T5 PIERLIGHT"},{"$f":"'Input - Inventory'!D262","v":"Luminaire"},{"$f":"'Input - Inventory'!E262","v":"NonTraffic"},{"$f":"'Input - Inventory'!F262","v":"Minor < 130w"},{"$f":"'Input - Inventory'!G262","v":0},null,"Luminaire - 2X14W TF - T5 PIERLIGHT",null,0,145,0,null,0,0,0,0,0,0,0,0,0,0,0,0,0,0,0,0,0,0,0,0,0,0,0,0,0,0,0,0,0,null,0,0,0,0,0,0,0,0,0,null,0,0,0,0,0,0,0,0,0,0,null,0,0,0,0,0,0,0,null,0,0,0,null,{"$f":"IF($D265=\"Connection\",VLOOKUP(C265,'Input - General'!$F$62:$N$79,8,FALSE),0)","v":0},null,0.1801212933606588,0,0,null,8.6527813038891108E-2,0,0]
[null,{"$f":"'Input - Inventory'!B263","v":255},{"$f":"'Input - Inventory'!C263","v":"2x14W TF - T5 Pierlight (P09)"},{"$f":"'Input - Inventory'!D263","v":"Luminaire"},{"$f":"'Input - Inventory'!E263","v":"NonTraffic"},{"$f":"'Input - Inventory'!F263","v":"Minor < 130w"},{"$f":"'Input - Inventory'!G263","v":0},null,"Luminaire - 2x14W TF - T5 Pierlight (P09)",null,0,13,0,null,0,0,0,0,0,0,0,0,0,0,0,0,0,0,0,0,0,0,0,0,0,0,0,0,0,0,0,0,0,null,0,0,0,0,0,0,0,0,0,null,0,0,0,0,0,0,0,0,0,0,null,0,0,0,0,0,0,0,null,0,0,0,null,{"$f":"IF($D266=\"Connection\",VLOOKUP(C266,'Input - General'!$F$62:$N$79,8,FALSE),0)","v":0},null,0.1801212933606588,0,0,null,8.6527813038891108E-2,0,0]
[null,{"$f":"'Input - Inventory'!B264","v":256},{"$f":"'Input - Inventory'!C264","v":"2x14W TF - T5 PIERLITE M"},{"$f":"'Input - Inventory'!D264","v":"Luminaire"},{"$f":"'Input - Inventory'!E264","v":"NonTraffic"},{"$f":"'Input - Inventory'!F264","v":"Minor < 130w"},{"$f":"'Input - Inventory'!G264","v":0},null,"Luminaire - 2x14W TF - T5 PIERLITE M",null,0,0,0,null,0,0,0,0,0,0,0,0,0,0,0,0,0,0,0,0,0,0,0,0,0,0,0,0,0,0,0,0,0,null,0,0,0,0,0,0,0,0,0,null,0,0,0,0,0,0,0,0,0,0,null,0,0,0,0,0,0,0,null,0,0,0,null,{"$f":"IF($D267=\"Connection\",VLOOKUP(C267,'Input - General'!$F$62:$N$79,8,FALSE),0)","v":0},null,0.1801212933606588,0,0,null,8.6527813038891108E-2,0,0]
[null,{"$f":"'Input - Inventory'!B265","v":257},{"$f":"'Input - Inventory'!C265","v":"2x175W MBF - PARKWAY 2"},{"$f":"'Input - Inventory'!D265","v":"Luminaire"},{"$f":"'Input - Inventory'!E265","v":"Traffic"},{"$f":"'Input - Inventory'!F265","v":"Major > 130w"},{"$f":"'Input - Inventory'!G265","v":0},null,"Luminaire - 2x175W MBF - PARKWAY 2",null,0,0,{"$f":"L268*K268","v":0},null,0,{"$f":"IF(AND($D268=\"Lamp\",CycleBulkTask1<>0, OR($F268=O$9,O$9=\"All\")),1/CycleBulkTask1,0)","v":0},0,{"$f":"IF(AND($D268=\"Lamp\",CycleBulkTask2<>0, OR($F268=Q$9,Q$9=\"All\")),1/CycleBulkTask2,0)","v":0},0,{"$f":"IF(AND($D268=\"Lamp\",CycleBulkTask3<>0, OR($F268=S$9,S$9=\"All\")),1/CycleBulkTask3,0)","v":0},0,{"$f":"IF(AND($D268=\"Lamp\",CycleBulkTask4<>0, OR($F268=U$9,U$9=\"All\")),1/CycleBulkTask4,0)","v":0},0,{"$f":"IF(AND($D268=\"Lamp\",CycleBulkTask5<>0, OR($F268=W$9,W$9=\"All\")),1/CycleBulkTask5,0)","v":0},0,{"$f":"IF(AND($D268=\"Lamp\",CycleBulkTask6<>0, OR($F268=Y$9,Y$9=\"All\")),1/CycleBulkTask6,0)","v":0},0,{"$f":"IF(AND($D268=\"Lamp\",CycleBulkTask7<>0, OR($F268=AA$9,AA$9=\"All\")),1/CycleBulkTask7,0)","v":0},0,{"$f":"IF(AND($D268=\"Lamp\",CycleBulkTask8<>0, OR($F268=AC$9,AC$9=\"All\")),1/CycleBulkTask8,0)","v":0},0,{"$f":"IF(AND($D268=\"Lamp\",CycleBulkTask9<>0, OR($F268=AE$9,AE$9=\"All\")),1/CycleBulkTask9,0)","v":0},0,{"$f":"IF(AND($D268=\"Lamp\",CycleBulkTask10<>0, OR($F268=AG$9,AG$9=\"All\")),1/CycleBulkTask10,0)","v":0},0,{"$f":"IF(AND($D268=\"Lamp\",CycleBulkTask11<>0, OR($F268=AI$9,AI$9=\"All\")),1/CycleBulkTask11,0)","v":0},0,{"$f":"IF(AND($D268=\"Lamp\",CycleBulkTask12<>0, OR($F268=AK$9,AK$9=\"All\")),1/CycleBulkTask12,0)","v":0},0,{"$f":"IF(AND($D268=\"Lamp\",CycleBulkTask13<>0, OR($F268=AM$9,AM$9=\"All\")),1/CycleBulkTask13,0)","v":0},0,{"$f":"IF(AND($D268=\"Lamp\",CycleBulkTask14<>0, OR($F268=AO$9,AO$9=\"All\")),1/CycleBulkTask14,0)","v":0},{"$f":"O268*P268+Q268*R268+S268*T268+U268*V268+W268*X268+Y268*Z268+AA268*AB268+AC268*AD268+AE268*AF268+AG268*AH268+AI268*AJ268+AK268*AL268+AM268*AN268+AO268*AP268","v":0},null,0,{"$f":"MAX(P268,R268)","v":0},0,{"$f":"MAX(T268,V268)","v":0},0,{"$f":"X268","v":0},0,{"$f":"INDIRECT($E268)*$V268 +(1-INDIRECT($E268))*$T268","v":0},{"$f":"AS268*AT268+AU268*AV268+AW268*AX268+AY268*AZ268","v":0},null,{"$f":"IF($D268=$AS$9,(INDIRECT(\"PriceLabour\" & \"FY18\")*ProportionStandardHours + INDIRECT(\"PriceLabourOvertime\" & \"FY18\")*ProportionOvertimeHours)*(1+RateOnCostAnnual),0)","v":0},{"$f":"BO268","v":0},{"$f":"IF($D268=\"Lamp\",(NumberOfCrew+INDIRECT($E268)*TrafficController)*(TimeToReplaceLamp),0)","v":0},{"$f":"IF($D268=$AS$9,(INDIRECT(\"PriceLabour\" & \"FY18\")*ProportionStandardHours + INDIRECT(\"PriceLabourOvertime\" & \"FY18\")*ProportionOvertimeHours)*(1+RateOnCostAnnual),0)","v":0},{"$f":"BQ268","v":0},{"$f":"IF($D268=\"Lamp\",(NumberOfCrew+INDIRECT($E268)*TrafficController)*(TimeForPECellReplace),0)","v":0},{"$f":"IF($D268=$AS$9,(INDIRECT(\"PriceLabour\" & \"FY18\")*ProportionStandardHours + INDIRECT(\"PriceLabourOvertime\" & \"FY18\")*ProportionOvertimeHours)*(1+RateOnCostAnnual),0)","v":0},{"$f":"BS268","v":0},{"$f":"IF($D268=\"Lamp\",(NumberOfCrew+INDIRECT($E268)*TrafficController)*(TimeForOtherSpot),0)","v":0},{"$f":"BC268*BD268*BE268+BF268*BG268*BH268+BI268*BJ268*BK268","v":0},null,0,{"$f":"IF($D268=\"Lamp\",INDIRECT(BO$10 & $B268),0)","v":0},0,{"$f":"IF($D268=\"Lamp\",INDIRECT(\"FailurePECell\" & \"Annual\"),0)","v":0},0,{"$f":"IF($D268=\"Lamp\",INDIRECT(\"FailureMisc\" & \"Annual\"),0)","v":0},{"$f":"BN268*BO268+BP268*BQ268+BR268*BS268","v":0},null,0,{"$f":"BD268*BE268+BG268*BH268+BJ268*BK268","v":0},{"$f":"BV268*BW268","v":0},null,{"$f":"IF($D268=\"Connection\",VLOOKUP(C268,'Input - General'!$F$62:$N$79,8,FALSE),0)","v":0},null,{"$f":"RateOverhead","v":0.1801212933606588},{"$f":"BX268+BL268+BT268+BA268+AQ268+BZ268","v":0},{"$f":"CC268*CB268","v":0},null,{"$f":"CorporateOverheads","v":8.6527813038891108E-2},0,{"$f":"CG268*CF268","v":0}]
[null,{"$f":"'Input - Inventory'!B266","v":258},{"$f":"'Input - Inventory'!C266","v":"2x20W TF"},{"$f":"'Input - Inventory'!D266","v":"Luminaire"},{"$f":"'Input - Inventory'!E266","v":"NonTraffic"},{"$f":"'Input - Inventory'!F266","v":"Minor < 130w"},{"$f":"'Input - Inventory'!G266","v":0},null,{"$f":"CONCATENATE(D269,\" - \",C269)","v":"Luminaire - 2x20W TF"},null,{"$f":"AQ269+BA269+BL269+BT269+BX269+BZ269+CD269+CH269","v":0},{"$f":"INDIRECT(L$10&$B269&\"FY18\")","v":18824},0,null,{"$f":"IF(AND($D269=\"Lamp\", OR($F269=O$9, O$9=\"All\")),INDIRECT(\"PriceBulkTask1\" & \"FY18\"),0)","v":0},0,{"$f":"IF(AND($D269=\"Lamp\", OR($F269=Q$9, Q$9=\"All\")),INDIRECT(\"PriceBulkTask2\" & \"FY18\"),0)","v":0},0,{"$f":"IF(AND($D269=\"Lamp\", OR($F269=S$9, S$9=\"All\")),INDIRECT(\"PriceBulkTask3\" & \"FY18\"),0)","v":0},0,{"$f":"IF(AND($D269=\"Lamp\", OR($F269=U$9, U$9=\"All\")),INDIRECT(\"PriceBulkTask4\" & \"FY18\"),0)","v":0},0,{"$f":"IF(AND($D269=\"Lamp\", OR($F269=W$9, W$9=\"All\")),INDIRECT(\"PriceBulkTask5\" & \"FY18\"),0)","v":0},0,{"$f":"IF(AND($D269=\"Lamp\", OR($F269=Y$9, Y$9=\"All\")),INDIRECT(\"PriceBulkTask6\" & \"FY18\"),0)","v":0},0,{"$f":"IF(AND($D269=\"Lamp\", OR($F269=AA$9, AA$9=\"All\")),INDIRECT(\"PriceBulkTask7\" & \"FY18\"),0)","v":0},0,{"$f":"IF(AND($D269=\"Lamp\", OR($F269=AC$9, AC$9=\"All\")),INDIRECT(\"PriceBulkTask8\" & \"FY18\"),0)","v":0},0,{"$f":"IF(AND($D269=\"Lamp\", OR($F269=AE$9, AE$9=\"All\")),INDIRECT(\"PriceBulkTask9\" & \"FY18\"),0)","v":0},0,{"$f":"IF(AND($D269=\"Lamp\", OR($F269=AG$9, AG$9=\"All\")),INDIRECT(\"PriceBulkTask10\" & \"FY18\"),0)","v":0},0,{"$f":"IF(AND($D269=\"Lamp\", OR($F269=AI$9, AI$9=\"All\")),INDIRECT(\"PriceBulkTask11\" & \"FY18\"),0)","v":0},0,{"$f":"IF(AND($D269=\"Lamp\", OR($F269=AK$9, AK$9=\"All\")),INDIRECT(\"PriceBulkTask12\" & \"FY18\"),0)","v":0},0,{"$f":"IF(AND($D269=\"Lamp\", OR($F269=AM$9, AM$9=\"All\")),INDIRECT(\"PriceBulkTask13\" & \"FY18\"),0)","v":0},0,{"$f":"IF(AND($D269=\"Lamp\", OR($F269=AO$9, AO$9=\"All\")),INDIRECT(\"PriceBulkTask14\" & \"FY18\"),0)","v":0},0,0,null,{"$f":"IF($D269=\"Lamp\",$G269*INDIRECT(\"Price\" & $B269 & \"FY18\"),0)","v":0},0,{"$f":"IF($D269=\"Lamp\",INDIRECT(\"PriceVisor\" & \"FY18\"),0)","v":0},0,{"$f":"IF($D269=\"Lamp\",INDIRECT(\"PricePECell\" & \"FY18\"),0)","v":0},0,{"$f":"IF($D269=\"Lamp\",INDIRECT(\"PriceMisc\" & \"FY18\"),0)","v":0},0,0,null,0,0,0,0,0,0,0,0,0,0,null,{"$f":"IF($D269=\"Lamp\",INDIRECT(\"Price\" & $B269 & \"FY18\"),0)","v":0},0,{"$f":"IF($D269=\"Lamp\",INDIRECT(\"pRICEpecELL\" & \"FY18\"),0)","v":0},0,{"$f":"IF($D269=\"Lamp\",INDIRECT(\"PriceMisc\" & \"FY18\"),0)","v":0},0,0,null,{"$f":"IF(AND($D269=\"Lamp\"),INDIRECT(\"PriceEWP\"&\"FY18\"),0)","v":0},0,0,null,{"$f":"IF($D269=\"Connection\",VLOOKUP(C269,'Input - General'!$F$62:$N$79,8,FALSE),0)","v":0},null,0.1801212933606588,0,0,null,8.6527813038891108E-2,{"$f":"AQ269+BA269+BL269+BT269+BX269+BZ269+CD269","v":0},0]
[null,{"$f":"'Input - Inventory'!B267","v":259},{"$f":"'Input - Inventory'!C267","v":"2x20W TF - WAVERLEY"},{"$f":"'Input - Inventory'!D267","v":"Luminaire"},{"$f":"'Input - Inventory'!E267","v":"NonTraffic"},{"$f":"'Input - Inventory'!F267","v":"Minor < 130w"},{"$f":"'Input - Inventory'!G267","v":0},null,"Luminaire - 2x20W TF - WAVERLEY",null,0,0,0,null,0,0,0,0,0,0,0,0,0,0,0,0,0,0,0,0,0,0,0,0,0,0,0,0,0,0,0,0,0,null,0,0,0,0,0,0,0,0,0,null,0,0,0,0,0,0,0,0,0,0,null,0,0,0,0,0,0,0,null,0,0,0,null,{"$f":"IF($D270=\"Connection\",VLOOKUP(C270,'Input - General'!$F$62:$N$79,8,FALSE),0)","v":0},null,0.1801212933606588,0,0,null,8.6527813038891108E-2,0,0]
[null,{"$f":"'Input - Inventory'!B268","v":260},{"$f":"'Input - Inventory'!C268","v":"2x250W SON FLOODLIGHT"},{"$f":"'Input - Inventory'!D268","v":"Luminaire"},{"$f":"'Input - Inventory'!E268","v":"Traffic"},{"$f":"'Input - Inventory'!F268","v":"Major > 130w"},{"$f":"'Input - Inventory'!G268","v":0},null,"Luminaire - 2x250W SON FLOODLIGHT",null,0,2,0,null,0,0,0,0,0,0,0,0,0,0,0,0,0,0,0,0,0,0,0,0,0,0,0,0,0,0,0,0,0,null,0,0,0,0,0,0,0,0,0,null,0,0,0,0,0,0,0,0,0,0,null,0,0,0,0,0,0,0,null,0,0,0,null,{"$f":"IF($D271=\"Connection\",VLOOKUP(C271,'Input - General'!$F$62:$N$79,8,FALSE),0)","v":0},null,0.1801212933606588,0,0,null,8.6527813038891108E-2,0,0]
[null,{"$f":"'Input - Inventory'!B269","v":261},{"$f":"'Input - Inventory'!C269","v":"2x26W TF MACQUARIE DEC."},{"$f":"'Input - Inventory'!D269","v":"Luminaire"},{"$f":"'Input - Inventory'!E269","v":"NonTraffic"},{"$f":"'Input - Inventory'!F269","v":"Minor < 130w"},{"$f":"'Input - Inventory'!G269","v":0},null,"Luminaire - 2x26W TF MACQUARIE DEC.",null,0,0,0,null,0,0,0,0,0,0,0,0,0,0,0,0,0,0,0,0,0,0,0,0,0,0,0,0,0,0,0,0,0,null,0,0,0,0,0,0,0,0,0,null,0,0,0,0,0,0,0,0,0,0,null,0,0,0,0,0,0,0,null,0,0,0,null,{"$f":"IF($D272=\"Connection\",VLOOKUP(C272,'Input - General'!$F$62:$N$79,8,FALSE),0)","v":0},null,0.1801212933606588,0,0,null,8.6527813038891108E-2,0,0]
[null,{"$f":"'Input - Inventory'!B270","v":262},{"$f":"'Input - Inventory'!C270","v":"2x400W MBF - PARKWAY 2"},{"$f":"'Input - Inventory'!D270","v":"Luminaire"},{"$f":"'Input - Inventory'!E270","v":"Traffic"},{"$f":"'Input - Inventory'!F270","v":"Major > 130w"},{"$f":"'Input - Inventory'!G270","v":0},null,"Luminaire - 2x400W MBF - PARKWAY 2",null,0,0,0,null,0,0,0,0,0,0,0,0,0,0,0,0,0,0,0,0,0,0,0,0,0,0,0,0,0,0,0,0,0,null,0,0,0,0,0,0,0,0,0,null,0,0,0,0,0,0,0,0,0,0,null,0,0,0,0,0,0,0,null,0,0,0,null,{"$f":"IF($D273=\"Connection\",VLOOKUP(C273,'Input - General'!$F$62:$N$79,8,FALSE),0)","v":0},null,0.1801212933606588,0,0,null,8.6527813038891108E-2,0,0]
[null,{"$f":"'Input - Inventory'!B271","v":263},{"$f":"'Input - Inventory'!C271","v":"2x400W MBI FLOODLIGHT"},{"$f":"'Input - Inventory'!D271","v":"Luminaire"},{"$f":"'Input - Inventory'!E271","v":"Traffic"},{"$f":"'Input - Inventory'!F271","v":"Major > 130w"},{"$f":"'Input - Inventory'!G271","v":0},null,"Luminaire - 2x400W MBI FLOODLIGHT",null,0,0,0,null,0,0,0,0,0,0,0,0,0,0,0,0,0,0,0,0,0,0,0,0,0,0,0,0,0,0,0,0,0,null,0,0,0,0,0,0,0,0,0,null,0,0,0,0,0,0,0,0,0,0,null,0,0,0,0,0,0,0,null,0,0,0,null,{"$f":"IF($D274=\"Connection\",VLOOKUP(C274,'Input - General'!$F$62:$N$79,8,FALSE),0)","v":0},null,0.1801212933606588,0,0,null,8.6527813038891108E-2,0,0]
[null,{"$f":"'Input - Inventory'!B272","v":264},{"$f":"'Input - Inventory'!C272","v":"2x400W SON FLOODLIGHT"},{"$f":"'Input - Inventory'!D272","v":"Luminaire"},{"$f":"'Input - Inventory'!E272","v":"Traffic"},{"$f":"'Input - Inventory'!F272","v":"Major > 130w"},{"$f":"'Input - Inventory'!G272","v":0},null,"Luminaire - 2x400W SON FLOODLIGHT",null,0,1,0,null,0,0,0,0,0,0,0,0,0,0,0,0,0,0,0,0,0,0,0,0,0,0,0,0,0,0,0,0,0,null,0,0,0,0,0,0,0,0,0,null,0,0,0,0,0,0,0,0,0,0,null,0,0,0,0,0,0,0,null,0,0,0,null,{"$f":"IF($D275=\"Connection\",VLOOKUP(C275,'Input - General'!$F$62:$N$79,8,FALSE),0)","v":0},null,0.1801212933606588,0,0,null,8.6527813038891108E-2,0,0]
[null,{"$f":"'Input - Inventory'!B273","v":265},{"$f":"'Input - Inventory'!C273","v":"2x40W TF"},{"$f":"'Input - Inventory'!D273","v":"Luminaire"},{"$f":"'Input - Inventory'!E273","v":"NonTraffic"},{"$f":"'Input - Inventory'!F273","v":"Minor < 130w"},{"$f":"'Input - Inventory'!G273","v":0},null,"Luminaire - 2x40W TF",null,0,14,0,null,0,0,0,0,0,0,0,0,0,0,0,0,0,0,0,0,0,0,0,0,0,0,0,0,0,0,0,0,0,null,0,0,0,0,0,0,0,0,0,null,0,0,0,0,0,0,0,0,0,0,null,0,0,0,0,0,0,0,null,0,0,0,null,{"$f":"IF($D276=\"Connection\",VLOOKUP(C276,'Input - General'!$F$62:$N$79,8,FALSE),0)","v":0},null,0.1801212933606588,0,0,null,8.6527813038891108E-2,0,0]
[null,{"$f":"'Input - Inventory'!B274","v":266},{"$f":"'Input - Inventory'!C274","v":"2x70W SON - BOURKE HILL"},{"$f":"'Input - Inventory'!D274","v":"Luminaire"},{"$f":"'Input - Inventory'!E274","v":"NonTraffic"},{"$f":"'Input - Inventory'!F274","v":"Minor < 130w"},{"$f":"'Input - Inventory'!G274","v":0},null,"Luminaire - 2x70W SON - BOURKE HILL",null,0,0,0,null,0,0,0,0,0,0,0,0,0,0,0,0,0,0,0,0,0,0,0,0,0,0,0,0,0,0,0,0,0,null,0,0,0,0,0,0,0,0,0,null,0,0,0,0,0,0,0,0,0,0,null,0,0,0,0,0,0,0,null,0,0,0,null,{"$f":"IF($D277=\"Connection\",VLOOKUP(C277,'Input - General'!$F$62:$N$79,8,FALSE),0)","v":0},null,0.1801212933606588,0,0,null,8.6527813038891108E-2,0,0]
[null,{"$f":"'Input - Inventory'!B275","v":267},{"$f":"'Input - Inventory'!C275","v":"2x80W MBF - BOURKE HILL"},{"$f":"'Input - Inventory'!D275","v":"Luminaire"},{"$f":"'Input - Inventory'!E275","v":"NonTraffic"},{"$f":"'Input - Inventory'!F275","v":"Minor < 130w"},{"$f":"'Input - Inventory'!G275","v":0},null,"Luminaire - 2x80W MBF - BOURKE HILL",null,0,53,0,null,0,0,0,0,0,0,0,0,0,0,0,0,0,0,0,0,0,0,0,0,0,0,0,0,0,0,0,0,0,null,0,0,0,0,0,0,0,0,0,null,0,0,0,0,0,0,0,0,0,0,null,0,0,0,0,0,0,0,null,0,0,0,null,{"$f":"IF($D278=\"Connection\",VLOOKUP(C278,'Input - General'!$F$62:$N$79,8,FALSE),0)","v":0},null,0.1801212933606588,0,0,null,8.6527813038891108E-2,0,0]
[null,{"$f":"'Input - Inventory'!B276","v":268},{"$f":"'Input - Inventory'!C276","v":"3x400W MBF - PARKWAY 3"},{"$f":"'Input - Inventory'!D276","v":"Luminaire"},{"$f":"'Input - Inventory'!E276","v":"Traffic"},{"$f":"'Input - Inventory'!F276","v":"Major > 130w"},{"$f":"'Input - Inventory'!G276","v":0},null,"Luminaire - 3x400W MBF - PARKWAY 3",null,0,0,0,null,0,0,0,0,0,0,0,0,0,0,0,0,0,0,0,0,0,0,0,0,0,0,0,0,0,0,0,0,0,null,0,0,0,0,0,0,0,0,0,null,0,0,0,0,0,0,0,0,0,0,null,0,0,0,0,0,0,0,null,0,0,0,null,{"$f":"IF($D279=\"Connection\",VLOOKUP(C279,'Input - General'!$F$62:$N$79,8,FALSE),0)","v":0},null,0.1801212933606588,0,0,null,8.6527813038891108E-2,0,0]
[null,{"$f":"'Input - Inventory'!B277","v":269},{"$f":"'Input - Inventory'!C277","v":"400W MBF"},{"$f":"'Input - Inventory'!D277","v":"Luminaire"},{"$f":"'Input - Inventory'!E277","v":"Traffic"},{"$f":"'Input - Inventory'!F277","v":"Major > 130w"},{"$f":"'Input - Inventory'!G277","v":0},null,"Luminaire - 400W MBF",null,0,6514.5,0,null,0,0,0,0,0,0,0,0,0,0,0,0,0,0,0,0,0,0,0,0,0,0,0,0,0,0,0,0,0,null,0,0,0,0,0,0,0,0,0,null,0,0,0,0,0,0,0,0,0,0,null,0,0,0,0,0,0,0,null,0,0,0,null,{"$f":"IF($D280=\"Connection\",VLOOKUP(C280,'Input - General'!$F$62:$N$79,8,FALSE),0)","v":0},null,0.1801212933606588,0,0,null,8.6527813038891108E-2,0,0]
[null,{"$f":"'Input - Inventory'!B278","v":270},{"$f":"'Input - Inventory'!C278","v":"400W MBF - PARKWAY 1"},{"$f":"'Input - Inventory'!D278","v":"Luminaire"},{"$f":"'Input - Inventory'!E278","v":"Traffic"},{"$f":"'Input - Inventory'!F278","v":"Major > 130w"},{"$f":"'Input - Inventory'!G278","v":0},null,"Luminaire - 400W MBF - PARKWAY 1",null,0,252,0,null,0,0,0,0,0,0,0,0,0,0,0,0,0,0,0,0,0,0,0,0,0,0,0,0,0,0,0,0,0,null,0,0,0,0,0,0,0,0,0,null,0,0,0,0,0,0,0,0,0,0,null,0,0,0,0,0,0,0,null,0,0,0,null,{"$f":"IF($D281=\"Connection\",VLOOKUP(C281,'Input - General'!$F$62:$N$79,8,FALSE),0)","v":0},null,0.1801212933606588,0,0,null,8.6527813038891108E-2,0,0]
[null,{"$f":"'Input - Inventory'!B279","v":271},{"$f":"'Input - Inventory'!C279","v":"400W MBF FLOODLIGHT"},{"$f":"'Input - Inventory'!D279","v":"Luminaire"},{"$f":"'Input - Inventory'!E279","v":"Traffic"},{"$f":"'Input - Inventory'!F279","v":"Major > 130w"},{"$f":"'Input - Inventory'!G279","v":0},null,"Luminaire - 400W MBF FLOODLIGHT",null,0,96,0,null,0,0,0,0,0,0,0,0,0,0,0,0,0,0,0,0,0,0,0,0,0,0,0,0,0,0,0,0,0,null,0,0,0,0,0,0,0,0,0,null,0,0,0,0,0,0,0,0,0,0,null,0,0,0,0,0,0,0,null,0,0,0,null,{"$f":"IF($D282=\"Connection\",VLOOKUP(C282,'Input - General'!$F$62:$N$79,8,FALSE),0)","v":0},null,0.1801212933606588,0,0,null,8.6527813038891108E-2,0,0]
[null,{"$f":"'Input - Inventory'!B280","v":272},{"$f":"'Input - Inventory'!C280","v":"400W MBI - SMARTPOLE"},{"$f":"'Input - Inventory'!D280","v":"Luminaire"},{"$f":"'Input - Inventory'!E280","v":"Traffic"},{"$f":"'Input - Inventory'!F280","v":"Major > 130w"},{"$f":"'Input - Inventory'!G280","v":0},null,"Luminaire - 400W MBI - SMARTPOLE",null,0,0,0,null,0,0,0,0,0,0,0,0,0,0,0,0,0,0,0,0,0,0,0,0,0,0,0,0,0,0,0,0,0,null,0,0,0,0,0,0,0,0,0,null,0,0,0,0,0,0,0,0,0,0,null,0,0,0,0,0,0,0,null,0,0,0,null,{"$f":"IF($D283=\"Connection\",VLOOKUP(C283,'Input - General'!$F$62:$N$79,8,FALSE),0)","v":0},null,0.1801212933606588,0,0,null,8.6527813038891108E-2,0,0]
[null,{"$f":"'Input - Inventory'!B281","v":273},{"$f":"'Input - Inventory'!C281","v":"400W MBI FLOODLIGHT"},{"$f":"'Input - Inventory'!D281","v":"Luminaire"},{"$f":"'Input - Inventory'!E281","v":"Traffic"},{"$f":"'Input - Inventory'!F281","v":"Major > 130w"},{"$f":"'Input - Inventory'!G281","v":0},null,"Luminaire - 400W MBI FLOODLIGHT",null,0,117,0,null,0,0,0,0,0,0,0,0,0,0,0,0,0,0,0,0,0,0,0,0,0,0,0,0,0,0,0,0,0,null,0,0,0,0,0,0,0,0,0,null,0,0,0,0,0,0,0,0,0,0,null,0,0,0,0,0,0,0,null,0,0,0,null,{"$f":"IF($D284=\"Connection\",VLOOKUP(C284,'Input - General'!$F$62:$N$79,8,FALSE),0)","v":0},null,0.1801212933606588,0,0,null,8.6527813038891108E-2,0,0]
[null,{"$f":"'Input - Inventory'!B282","v":274},{"$f":"'Input - Inventory'!C282","v":"400W SON"},{"$f":"'Input - Inventory'!D282","v":"Luminaire"},{"$f":"'Input - Inventory'!E282","v":"Traffic"},{"$f":"'Input - Inventory'!F282","v":"Major > 130w"},{"$f":"'Input - Inventory'!G282","v":0},null,"Luminaire - 400W SON",null,0,1082,0,null,0,0,0,0,0,0,0,0,0,0,0,0,0,0,0,0,0,0,0,0,0,0,0,0,0,0,0,0,0,null,0,0,0,0,0,0,0,0,0,null,0,0,0,0,0,0,0,0,0,0,null,0,0,0,0,0,0,0,null,0,0,0,null,{"$f":"IF($D285=\"Connection\",VLOOKUP(C285,'Input - General'!$F$62:$N$79,8,FALSE),0)","v":0},null,0.1801212933606588,0,0,null,8.6527813038891108E-2,0,0]
[null,{"$f":"'Input - Inventory'!B283","v":275},{"$f":"'Input - Inventory'!C283","v":"400W SON - PARKWAY 1"},{"$f":"'Input - Inventory'!D283","v":"Luminaire"},{"$f":"'Input - Inventory'!E283","v":"Traffic"},{"$f":"'Input - Inventory'!F283","v":"Major > 130w"},{"$f":"'Input - Inventory'!G283","v":0},null,"Luminaire - 400W SON - PARKWAY 1",null,0,19,0,null,0,0,0,0,0,0,0,0,0,0,0,0,0,0,0,0,0,0,0,0,0,0,0,0,0,0,0,0,0,null,0,0,0,0,0,0,0,0,0,null,0,0,0,0,0,0,0,0,0,0,null,0,0,0,0,0,0,0,null,0,0,0,null,{"$f":"IF($D286=\"Connection\",VLOOKUP(C286,'Input - General'!$F$62:$N$79,8,FALSE),0)","v":0},null,0.1801212933606588,0,0,null,8.6527813038891108E-2,0,0]
[null,{"$f":"'Input - Inventory'!B284","v":276},{"$f":"'Input - Inventory'!C284","v":"400W SON - Parkway 1(P09)"},{"$f":"'Input - Inventory'!D284","v":"Luminaire"},{"$f":"'Input - Inventory'!E284","v":"Traffic"},{"$f":"'Input - Inventory'!F284","v":"Major > 130w"},{"$f":"'Input - Inventory'!G284","v":0},null,"Luminaire - 400W SON - Parkway 1(P09)",null,0,3,0,null,0,0,0,0,0,0,0,0,0,0,0,0,0,0,0,0,0,0,0,0,0,0,0,0,0,0,0,0,0,null,0,0,0,0,0,0,0,0,0,null,0,0,0,0,0,0,0,0,0,0,null,0,0,0,0,0,0,0,null,0,0,0,null,{"$f":"IF($D287=\"Connection\",VLOOKUP(C287,'Input - General'!$F$62:$N$79,8,FALSE),0)","v":0},null,0.1801212933606588,0,0,null,8.6527813038891108E-2,0,0]
[null,{"$f":"'Input - Inventory'!B285","v":277},{"$f":"'Input - Inventory'!C285","v":"400W SON (P09)"},{"$f":"'Input - Inventory'!D285","v":"Luminaire"},{"$f":"'Input - Inventory'!E285","v":"Traffic"},{"$f":"'Input - Inventory'!F285","v":"Major > 130w"},{"$f":"'Input - Inventory'!G285","v":0},null,"Luminaire - 400W SON (P09)",null,0,643.5,0,null,0,0,0,0,0,0,0,0,0,0,0,0,0,0,0,0,0,0,0,0,0,0,0,0,0,0,0,0,0,null,0,0,0,0,0,0,0,0,0,null,0,0,0,0,0,0,0,0,0,0,null,0,0,0,0,0,0,0,null,0,0,0,null,{"$f":"IF($D288=\"Connection\",VLOOKUP(C288,'Input - General'!$F$62:$N$79,8,FALSE),0)","v":0},null,0.1801212933606588,0,0,null,8.6527813038891108E-2,0,0]
[null,{"$f":"'Input - Inventory'!B286","v":278},{"$f":"'Input - Inventory'!C286","v":"400W SON Active Reactor"},{"$f":"'Input - Inventory'!D286","v":"Luminaire"},{"$f":"'Input - Inventory'!E286","v":"Traffic"},{"$f":"'Input - Inventory'!F286","v":"Major > 130w"},{"$f":"'Input - Inventory'!G286","v":0},null,"Luminaire - 400W SON Active Reactor",null,0,108,0,null,0,0,0,0,0,0,0,0,0,0,0,0,0,0,0,0,0,0,0,0,0,0,0,0,0,0,0,0,0,null,0,0,0,0,0,0,0,0,0,null,0,0,0,0,0,0,0,0,0,0,null,0,0,0,0,0,0,0,null,0,0,0,null,{"$f":"IF($D289=\"Connection\",VLOOKUP(C289,'Input - General'!$F$62:$N$79,8,FALSE),0)","v":0},null,0.1801212933606588,0,0,null,8.6527813038891108E-2,0,0]
[null,{"$f":"'Input - Inventory'!B287","v":279},{"$f":"'Input - Inventory'!C287","v":"400W SON FLOODLIGHT"},{"$f":"'Input - Inventory'!D287","v":"Luminaire"},{"$f":"'Input - Inventory'!E287","v":"Traffic"},{"$f":"'Input - Inventory'!F287","v":"Major > 130w"},{"$f":"'Input - Inventory'!G287","v":0},null,"Luminaire - 400W SON FLOODLIGHT",null,0,283,0,null,0,0,0,0,0,0,0,0,0,0,0,0,0,0,0,0,0,0,0,0,0,0,0,0,0,0,0,0,0,null,0,0,0,0,0,0,0,0,0,null,0,0,0,0,0,0,0,0,0,0,null,0,0,0,0,0,0,0,null,0,0,0,null,{"$f":"IF($D290=\"Connection\",VLOOKUP(C290,'Input - General'!$F$62:$N$79,8,FALSE),0)","v":0},null,0.1801212933606588,0,0,null,8.6527813038891108E-2,0,0]
[null,{"$f":"'Input - Inventory'!B288","v":280},{"$f":"'Input - Inventory'!C288","v":"400W SON Floodlight (P09)"},{"$f":"'Input - Inventory'!D288","v":"Luminaire"},{"$f":"'Input - Inventory'!E288","v":"Traffic"},{"$f":"'Input - Inventory'!F288","v":"Major > 130w"},{"$f":"'Input - Inventory'!G288","v":0},null,"Luminaire - 400W SON Floodlight (P09)",null,0,186,0,null,0,0,0,0,0,0,0,0,0,0,0,0,0,0,0,0,0,0,0,0,0,0,0,0,0,0,0,0,0,null,0,0,0,0,0,0,0,0,0,null,0,0,0,0,0,0,0,0,0,0,null,0,0,0,0,0,0,0,null,0,0,0,null,{"$f":"IF($D291=\"Connection\",VLOOKUP(C291,'Input - General'!$F$62:$N$79,8,FALSE),0)","v":0},null,0.1801212933606588,0,0,null,8.6527813038891108E-2,0,0]
[null,{"$f":"'Input - Inventory'!B289","v":281},{"$f":"'Input - Inventory'!C289","v":"40W SOX"},{"$f":"'Input - Inventory'!D289","v":"Luminaire"},{"$f":"'Input - Inventory'!E289","v":"NonTraffic"},{"$f":"'Input - Inventory'!F289","v":"Minor < 130w"},{"$f":"'Input - Inventory'!G289","v":0},null,"Luminaire - 40W SOX",null,0,0,0,null,0,0,0,0,0,0,0,0,0,0,0,0,0,0,0,0,0,0,0,0,0,0,0,0,0,0,0,0,0,null,0,0,0,0,0,0,0,0,0,null,0,0,0,0,0,0,0,0,0,0,null,0,0,0,0,0,0,0,null,0,0,0,null,{"$f":"IF($D292=\"Connection\",VLOOKUP(C292,'Input - General'!$F$62:$N$79,8,FALSE),0)","v":0},null,0.1801212933606588,0,0,null,8.6527813038891108E-2,0,0]
[null,{"$f":"'Input - Inventory'!B290","v":282},{"$f":"'Input - Inventory'!C290","v":"42W MBF - Sylvania Suburban Ec (P09)"},{"$f":"'Input - Inventory'!D290","v":"Luminaire"},{"$f":"'Input - Inventory'!E290","v":"NonTraffic"},{"$f":"'Input - Inventory'!F290","v":"Minor < 130w"},{"$f":"'Input - Inventory'!G290","v":0},null,"Luminaire - 42W MBF - Sylvania Suburban Ec (P09)",null,0,44381.5,0,null,0,0,0,0,0,0,0,0,0,0,0,0,0,0,0,0,0,0,0,0,0,0,0,0,0,0,0,0,0,null,0,0,0,0,0,0,0,0,0,null,0,0,0,0,0,0,0,0,0,0,null,0,0,0,0,0,0,0,null,0,0,0,null,{"$f":"IF($D293=\"Connection\",VLOOKUP(C293,'Input - General'!$F$62:$N$79,8,FALSE),0)","v":0},null,0.1801212933606588,0,0,null,8.6527813038891108E-2,0,0]
[null,{"$f":"'Input - Inventory'!B291","v":283},{"$f":"'Input - Inventory'!C291","v":"42W MBF SYLVANIA SUB ECO"},{"$f":"'Input - Inventory'!D291","v":"Luminaire"},{"$f":"'Input - Inventory'!E291","v":"NonTraffic"},{"$f":"'Input - Inventory'!F291","v":"Minor < 130w"},{"$f":"'Input - Inventory'!G291","v":0},null,"Luminaire - 42W MBF SYLVANIA SUB ECO",null,0,0,0,null,0,0,0,0,0,0,0,0,0,0,0,0,0,0,0,0,0,0,0,0,0,0,0,0,0,0,0,0,0,null,0,0,0,0,0,0,0,0,0,null,0,0,0,0,0,0,0,0,0,0,null,0,0,0,0,0,0,0,null,0,0,0,null,{"$f":"IF($D294=\"Connection\",VLOOKUP(C294,'Input - General'!$F$62:$N$79,8,FALSE),0)","v":0},null,0.1801212933606588,0,0,null,8.6527813038891108E-2,0,0]
[null,{"$f":"'Input - Inventory'!B292","v":284},{"$f":"'Input - Inventory'!C292","v":"4x1000W MBF"},{"$f":"'Input - Inventory'!D292","v":"Luminaire"},{"$f":"'Input - Inventory'!E292","v":"Traffic"},{"$f":"'Input - Inventory'!F292","v":"Major > 130w"},{"$f":"'Input - Inventory'!G292","v":0},null,{"$f":"CONCATENATE(D295,\" - \",C295)","v":"Luminaire - 4x1000W MBF"},null,0,0,{"$f":"L295*K295","v":0},null,0,{"$f":"IF(AND($D295=\"Lamp\",CycleBulkTask1<>0, OR($F295=O$9,O$9=\"All\")),1/CycleBulkTask1,0)","v":0},0,{"$f":"IF(AND($D295=\"Lamp\",CycleBulkTask2<>0, OR($F295=Q$9,Q$9=\"All\")),1/CycleBulkTask2,0)","v":0},0,{"$f":"IF(AND($D295=\"Lamp\",CycleBulkTask3<>0, OR($F295=S$9,S$9=\"All\")),1/CycleBulkTask3,0)","v":0},0,{"$f":"IF(AND($D295=\"Lamp\",CycleBulkTask4<>0, OR($F295=U$9,U$9=\"All\")),1/CycleBulkTask4,0)","v":0},0,{"$f":"IF(AND($D295=\"Lamp\",CycleBulkTask5<>0, OR($F295=W$9,W$9=\"All\")),1/CycleBulkTask5,0)","v":0},0,{"$f":"IF(AND($D295=\"Lamp\",CycleBulkTask6<>0, OR($F295=Y$9,Y$9=\"All\")),1/CycleBulkTask6,0)","v":0},0,{"$f":"IF(AND($D295=\"Lamp\",CycleBulkTask7<>0, OR($F295=AA$9,AA$9=\"All\")),1/CycleBulkTask7,0)","v":0},0,{"$f":"IF(AND($D295=\"Lamp\",CycleBulkTask8<>0, OR($F295=AC$9,AC$9=\"All\")),1/CycleBulkTask8,0)","v":0},0,{"$f":"IF(AND($D295=\"Lamp\",CycleBulkTask9<>0, OR($F295=AE$9,AE$9=\"All\")),1/CycleBulkTask9,0)","v":0},0,{"$f":"IF(AND($D295=\"Lamp\",CycleBulkTask10<>0, OR($F295=AG$9,AG$9=\"All\")),1/CycleBulkTask10,0)","v":0},0,{"$f":"IF(AND($D295=\"Lamp\",CycleBulkTask11<>0, OR($F295=AI$9,AI$9=\"All\")),1/CycleBulkTask11,0)","v":0},0,{"$f":"IF(AND($D295=\"Lamp\",CycleBulkTask12<>0, OR($F295=AK$9,AK$9=\"All\")),1/CycleBulkTask12,0)","v":0},0,{"$f":"IF(AND($D295=\"Lamp\",CycleBulkTask13<>0, OR($F295=AM$9,AM$9=\"All\")),1/CycleBulkTask13,0)","v":0},0,{"$f":"IF(AND($D295=\"Lamp\",CycleBulkTask14<>0, OR($F295=AO$9,AO$9=\"All\")),1/CycleBulkTask14,0)","v":0},{"$f":"O295*P295+Q295*R295+S295*T295+U295*V295+W295*X295+Y295*Z295+AA295*AB295+AC295*AD295+AE295*AF295+AG295*AH295+AI295*AJ295+AK295*AL295+AM295*AN295+AO295*AP295","v":0},null,0,{"$f":"MAX(P295,R295)","v":0},0,{"$f":"MAX(T295,V295)","v":0},0,{"$f":"X295","v":0},0,0,{"$f":"AS295*AT295+AU295*AV295+AW295*AX295+AY295*AZ295","v":0},null,0,{"$f":"BO295","v":0},0,0,{"$f":"BQ295","v":0},0,0,{"$f":"BS295","v":0},0,{"$f":"BC295*BD295*BE295+BF295*BG295*BH295+BI295*BJ295*BK295","v":0},null,0,0,0,0,0,0,{"$f":"BN295*BO295+BP295*BQ295+BR295*BS295","v":0},null,0,{"$f":"BD295*BE295+BG295*BH295+BJ295*BK295","v":0},{"$f":"BV295*BW295","v":0},null,{"$f":"IF($D295=\"Connection\",VLOOKUP(C295,'Input - General'!$F$62:$N$79,8,FALSE),0)","v":0},null,0.1801212933606588,{"$f":"BX295+BL295+BT295+BA295+AQ295+BZ295","v":0},{"$f":"CC295*CB295","v":0},null,8.6527813038891108E-2,0,0]
[null,{"$f":"'Input - Inventory'!B293","v":285},{"$f":"'Input - Inventory'!C293","v":"4x20W TF"},{"$f":"'Input - Inventory'!D293","v":"Luminaire"},{"$f":"'Input - Inventory'!E293","v":"NonTraffic"},{"$f":"'Input - Inventory'!F293","v":"Minor < 130w"},{"$f":"'Input - Inventory'!G293","v":0},null,"Luminaire - 4x20W TF",null,0,6,0,null,0,0,0,0,0,0,0,0,0,0,0,0,0,0,0,0,0,0,0,0,0,0,0,0,0,0,0,0,0,null,0,0,0,0,0,0,0,0,0,null,0,0,0,0,0,0,0,0,0,0,null,0,0,0,0,0,0,0,null,0,0,0,null,{"$f":"IF($D296=\"Connection\",VLOOKUP(C296,'Input - General'!$F$62:$N$79,8,FALSE),0)","v":0},null,0.1801212933606588,0,0,null,8.6527813038891108E-2,0,0]
[null,{"$f":"'Input - Inventory'!B294","v":286},{"$f":"'Input - Inventory'!C294","v":"4x20W TF - WAVERLEY"},{"$f":"'Input - Inventory'!D294","v":"Luminaire"},{"$f":"'Input - Inventory'!E294","v":"NonTraffic"},{"$f":"'Input - Inventory'!F294","v":"Minor < 130w"},{"$f":"'Input - Inventory'!G294","v":0},null,"Luminaire - 4x20W TF - WAVERLEY",null,0,47,0,null,0,0,0,0,0,0,0,0,0,0,0,0,0,0,0,0,0,0,0,0,0,0,0,0,0,0,0,0,0,null,0,0,0,0,0,0,0,0,0,null,0,0,0,0,0,0,0,0,0,0,null,0,0,0,0,0,0,0,null,0,0,0,null,{"$f":"IF($D297=\"Connection\",VLOOKUP(C297,'Input - General'!$F$62:$N$79,8,FALSE),0)","v":0},null,0.1801212933606588,0,0,null,8.6527813038891108E-2,0,0]
[null,{"$f":"'Input - Inventory'!B295","v":287},{"$f":"'Input - Inventory'!C295","v":"4x250W SON"},{"$f":"'Input - Inventory'!D295","v":"Luminaire"},{"$f":"'Input - Inventory'!E295","v":"Traffic"},{"$f":"'Input - Inventory'!F295","v":"Major > 130w"},{"$f":"'Input - Inventory'!G295","v":0},null,"Luminaire - 4x250W SON",null,0,7,0,null,0,0,0,0,0,0,0,0,0,0,0,0,0,0,0,0,0,0,0,0,0,0,0,0,0,0,0,0,0,null,0,0,0,0,0,0,0,0,0,null,0,0,0,0,0,0,0,0,0,0,null,0,0,0,0,0,0,0,null,0,0,0,null,{"$f":"IF($D298=\"Connection\",VLOOKUP(C298,'Input - General'!$F$62:$N$79,8,FALSE),0)","v":0},null,0.1801212933606588,0,0,null,8.6527813038891108E-2,0,0]
[null,{"$f":"'Input - Inventory'!B296","v":288},{"$f":"'Input - Inventory'!C296","v":"4x40W TF"},{"$f":"'Input - Inventory'!D296","v":"Luminaire"},{"$f":"'Input - Inventory'!E296","v":"NonTraffic"},{"$f":"'Input - Inventory'!F296","v":"Minor < 130w"},{"$f":"'Input - Inventory'!G296","v":0},null,"Luminaire - 4x40W TF",null,0,0,0,null,0,0,0,0,0,0,0,0,0,0,0,0,0,0,0,0,0,0,0,0,0,0,0,0,0,0,0,0,0,null,0,0,0,0,0,0,0,0,0,null,0,0,0,0,0,0,0,0,0,0,null,0,0,0,0,0,0,0,null,0,0,0,null,{"$f":"IF($D299=\"Connection\",VLOOKUP(C299,'Input - General'!$F$62:$N$79,8,FALSE),0)","v":0},null,0.1801212933606588,0,0,null,8.6527813038891108E-2,0,0]
[null,{"$f":"'Input - Inventory'!B297","v":289},{"$f":"'Input - Inventory'!C297","v":"4x40W TF - WAVERLEY"},{"$f":"'Input - Inventory'!D297","v":"Luminaire"},{"$f":"'Input - Inventory'!E297","v":"NonTraffic"},{"$f":"'Input - Inventory'!F297","v":"Minor < 130w"},{"$f":"'Input - Inventory'!G297","v":0},null,"Luminaire - 4x40W TF - WAVERLEY",null,0,43,0,null,0,0,0,0,0,0,0,0,0,0,0,0,0,0,0,0,0,0,0,0,0,0,0,0,0,0,0,0,0,null,0,0,0,0,0,0,0,0,0,null,0,0,0,0,0,0,0,0,0,0,null,0,0,0,0,0,0,0,null,0,0,0,null,{"$f":"IF($D300=\"Connection\",VLOOKUP(C300,'Input - General'!$F$62:$N$79,8,FALSE),0)","v":0},null,0.1801212933606588,0,0,null,8.6527813038891108E-2,0,0]
[null,{"$f":"'Input - Inventory'!B298","v":290},{"$f":"'Input - Inventory'!C298","v":"4x600W SON"},{"$f":"'Input - Inventory'!D298","v":"Luminaire"},{"$f":"'Input - Inventory'!E298","v":"Traffic"},{"$f":"'Input - Inventory'!F298","v":"Major > 130w"},{"$f":"'Input - Inventory'!G298","v":0},null,"Luminaire - 4x600W SON",null,0,2,0,null,0,0,0,0,0,0,0,0,0,0,0,0,0,0,0,0,0,0,0,0,0,0,0,0,0,0,0,0,0,null,0,0,0,0,0,0,0,0,0,null,0,0,0,0,0,0,0,0,0,0,null,0,0,0,0,0,0,0,null,0,0,0,null,{"$f":"IF($D301=\"Connection\",VLOOKUP(C301,'Input - General'!$F$62:$N$79,8,FALSE),0)","v":0},null,0.1801212933606588,0,0,null,8.6527813038891108E-2,0,0]
[null,{"$f":"'Input - Inventory'!B299","v":291},{"$f":"'Input - Inventory'!C299","v":"500W MBI FLOODLIGHT"},{"$f":"'Input - Inventory'!D299","v":"Luminaire"},{"$f":"'Input - Inventory'!E299","v":"Traffic"},{"$f":"'Input - Inventory'!F299","v":"Major > 130w"},{"$f":"'Input - Inventory'!G299","v":0},null,"Luminaire - 500W MBI FLOODLIGHT",null,0,2,0,null,0,0,0,0,0,0,0,0,0,0,0,0,0,0,0,0,0,0,0,0,0,0,0,0,0,0,0,0,0,null,0,0,0,0,0,0,0,0,0,null,0,0,0,0,0,0,0,0,0,0,null,0,0,0,0,0,0,0,null,0,0,0,null,{"$f":"IF($D302=\"Connection\",VLOOKUP(C302,'Input - General'!$F$62:$N$79,8,FALSE),0)","v":0},null,0.1801212933606588,0,0,null,8.6527813038891108E-2,0,0]
[null,{"$f":"'Input - Inventory'!B300","v":292},{"$f":"'Input - Inventory'!C300","v":"50W MBF"},{"$f":"'Input - Inventory'!D300","v":"Luminaire"},{"$f":"'Input - Inventory'!E300","v":"NonTraffic"},{"$f":"'Input - Inventory'!F300","v":"Minor < 130w"},{"$f":"'Input - Inventory'!G300","v":0},null,"Luminaire - 50W MBF",null,0,11811,0,null,0,0,0,0,0,0,0,0,0,0,0,0,0,0,0,0,0,0,0,0,0,0,0,0,0,0,0,0,0,null,0,0,0,0,0,0,0,0,0,null,0,0,0,0,0,0,0,0,0,0,null,0,0,0,0,0,0,0,null,0,0,0,null,{"$f":"IF($D303=\"Connection\",VLOOKUP(C303,'Input - General'!$F$62:$N$79,8,FALSE),0)","v":0},null,0.1801212933606588,0,0,null,8.6527813038891108E-2,0,0]
[null,{"$f":"'Input - Inventory'!B301","v":293},{"$f":"'Input - Inventory'!C301","v":"50W MBF - BOURKE HILL"},{"$f":"'Input - Inventory'!D301","v":"Luminaire"},{"$f":"'Input - Inventory'!E301","v":"NonTraffic"},{"$f":"'Input - Inventory'!F301","v":"Minor < 130w"},{"$f":"'Input - Inventory'!G301","v":0},null,"Luminaire - 50W MBF - BOURKE HILL",null,0,16,0,null,0,0,0,0,0,0,0,0,0,0,0,0,0,0,0,0,0,0,0,0,0,0,0,0,0,0,0,0,0,null,0,0,0,0,0,0,0,0,0,null,0,0,0,0,0,0,0,0,0,0,null,0,0,0,0,0,0,0,null,0,0,0,null,{"$f":"IF($D304=\"Connection\",VLOOKUP(C304,'Input - General'!$F$62:$N$79,8,FALSE),0)","v":0},null,0.1801212933606588,0,0,null,8.6527813038891108E-2,0,0]
[null,{"$f":"'Input - Inventory'!B302","v":294},{"$f":"'Input - Inventory'!C302","v":"50W MBF - NOSTALGIA"},{"$f":"'Input - Inventory'!D302","v":"Luminaire"},{"$f":"'Input - Inventory'!E302","v":"NonTraffic"},{"$f":"'Input - Inventory'!F302","v":"Minor < 130w"},{"$f":"'Input - Inventory'!G302","v":0},null,"Luminaire - 50W MBF - NOSTALGIA",null,0,139,0,null,0,0,0,0,0,0,0,0,0,0,0,0,0,0,0,0,0,0,0,0,0,0,0,0,0,0,0,0,0,null,0,0,0,0,0,0,0,0,0,null,0,0,0,0,0,0,0,0,0,0,null,0,0,0,0,0,0,0,null,0,0,0,null,{"$f":"IF($D305=\"Connection\",VLOOKUP(C305,'Input - General'!$F$62:$N$79,8,FALSE),0)","v":0},null,0.1801212933606588,0,0,null,8.6527813038891108E-2,0,0]
[null,{"$f":"'Input - Inventory'!B303","v":295},{"$f":"'Input - Inventory'!C303","v":"50W MBF - PLAIN"},{"$f":"'Input - Inventory'!D303","v":"Luminaire"},{"$f":"'Input - Inventory'!E303","v":"NonTraffic"},{"$f":"'Input - Inventory'!F303","v":"Minor < 130w"},{"$f":"'Input - Inventory'!G303","v":0},null,"Luminaire - 50W MBF - PLAIN",null,0,11,0,null,0,0,0,0,0,0,0,0,0,0,0,0,0,0,0,0,0,0,0,0,0,0,0,0,0,0,0,0,0,null,0,0,0,0,0,0,0,0,0,null,0,0,0,0,0,0,0,0,0,0,null,0,0,0,0,0,0,0,null,0,0,0,null,{"$f":"IF($D306=\"Connection\",VLOOKUP(C306,'Input - General'!$F$62:$N$79,8,FALSE),0)","v":0},null,0.1801212933606588,0,0,null,8.6527813038891108E-2,0,0]
[null,{"$f":"'Input - Inventory'!B304","v":296},{"$f":"'Input - Inventory'!C304","v":"50W MBF BOLLARD"},{"$f":"'Input - Inventory'!D304","v":"Luminaire"},{"$f":"'Input - Inventory'!E304","v":"NonTraffic"},{"$f":"'Input - Inventory'!F304","v":"Minor < 130w"},{"$f":"'Input - Inventory'!G304","v":0},null,"Luminaire - 50W MBF BOLLARD",null,0,0,0,null,0,0,0,0,0,0,0,0,0,0,0,0,0,0,0,0,0,0,0,0,0,0,0,0,0,0,0,0,0,null,0,0,0,0,0,0,0,0,0,null,0,0,0,0,0,0,0,0,0,0,null,0,0,0,0,0,0,0,null,0,0,0,null,{"$f":"IF($D307=\"Connection\",VLOOKUP(C307,'Input - General'!$F$62:$N$79,8,FALSE),0)","v":0},null,0.1801212933606588,0,0,null,8.6527813038891108E-2,0,0]
[null,{"$f":"'Input - Inventory'!B305","v":297},{"$f":"'Input - Inventory'!C305","v":"50W SON"},{"$f":"'Input - Inventory'!D305","v":"Luminaire"},{"$f":"'Input - Inventory'!E305","v":"NonTraffic"},{"$f":"'Input - Inventory'!F305","v":"Minor < 130w"},{"$f":"'Input - Inventory'!G305","v":0},null,"Luminaire - 50W SON",null,0,607,0,null,0,0,0,0,0,0,0,0,0,0,0,0,0,0,0,0,0,0,0,0,0,0,0,0,0,0,0,0,0,null,0,0,0,0,0,0,0,0,0,null,0,0,0,0,0,0,0,0,0,0,null,0,0,0,0,0,0,0,null,0,0,0,null,{"$f":"IF($D308=\"Connection\",VLOOKUP(C308,'Input - General'!$F$62:$N$79,8,FALSE),0)","v":0},null,0.1801212933606588,0,0,null,8.6527813038891108E-2,0,0]
[null,{"$f":"'Input - Inventory'!B306","v":298},{"$f":"'Input - Inventory'!C306","v":"50W SON - BOURKE HILL"},{"$f":"'Input - Inventory'!D306","v":"Luminaire"},{"$f":"'Input - Inventory'!E306","v":"NonTraffic"},{"$f":"'Input - Inventory'!F306","v":"Minor < 130w"},{"$f":"'Input - Inventory'!G306","v":0},null,"Luminaire - 50W SON - BOURKE HILL",null,0,0,0,null,0,0,0,0,0,0,0,0,0,0,0,0,0,0,0,0,0,0,0,0,0,0,0,0,0,0,0,0,0,null,0,0,0,0,0,0,0,0,0,null,0,0,0,0,0,0,0,0,0,0,null,0,0,0,0,0,0,0,null,0,0,0,null,{"$f":"IF($D309=\"Connection\",VLOOKUP(C309,'Input - General'!$F$62:$N$79,8,FALSE),0)","v":0},null,0.1801212933606588,0,0,null,8.6527813038891108E-2,0,0]
[null,{"$f":"'Input - Inventory'!B307","v":299},{"$f":"'Input - Inventory'!C307","v":"50W SON - NOSTALGIA"},{"$f":"'Input - Inventory'!D307","v":"Luminaire"},{"$f":"'Input - Inventory'!E307","v":"NonTraffic"},{"$f":"'Input - Inventory'!F307","v":"Minor < 130w"},{"$f":"'Input - Inventory'!G307","v":0},null,"Luminaire - 50W SON - NOSTALGIA",null,0,10,0,null,0,0,0,0,0,0,0,0,0,0,0,0,0,0,0,0,0,0,0,0,0,0,0,0,0,0,0,0,0,null,0,0,0,0,0,0,0,0,0,null,0,0,0,0,0,0,0,0,0,0,null,0,0,0,0,0,0,0,null,0,0,0,null,{"$f":"IF($D310=\"Connection\",VLOOKUP(C310,'Input - General'!$F$62:$N$79,8,FALSE),0)","v":0},null,0.1801212933606588,0,0,null,8.6527813038891108E-2,0,0]
[null,{"$f":"'Input - Inventory'!B308","v":300},{"$f":"'Input - Inventory'!C308","v":"60W SOX"},{"$f":"'Input - Inventory'!D308","v":"Luminaire"},{"$f":"'Input - Inventory'!E308","v":"NonTraffic"},{"$f":"'Input - Inventory'!F308","v":"Minor < 130w"},{"$f":"'Input - Inventory'!G308","v":0},null,"Luminaire - 60W SOX",null,0,0,0,null,0,0,0,0,0,0,0,0,0,0,0,0,0,0,0,0,0,0,0,0,0,0,0,0,0,0,0,0,0,null,0,0,0,0,0,0,0,0,0,null,0,0,0,0,0,0,0,0,0,0,null,0,0,0,0,0,0,0,null,0,0,0,null,{"$f":"IF($D311=\"Connection\",VLOOKUP(C311,'Input - General'!$F$62:$N$79,8,FALSE),0)","v":0},null,0.1801212933606588,0,0,null,8.6527813038891108E-2,0,0]
[null,{"$f":"'Input - Inventory'!B309","v":301},{"$f":"'Input - Inventory'!C309","v":"700W MBF"},{"$f":"'Input - Inventory'!D309","v":"Luminaire"},{"$f":"'Input - Inventory'!E309","v":"Traffic"},{"$f":"'Input - Inventory'!F309","v":"Major > 130w"},{"$f":"'Input - Inventory'!G309","v":0},null,"Luminaire - 700W MBF",null,0,34,0,null,0,0,0,0,0,0,0,0,0,0,0,0,0,0,0,0,0,0,0,0,0,0,0,0,0,0,0,0,0,null,0,0,0,0,0,0,0,0,0,null,0,0,0,0,0,0,0,0,0,0,null,0,0,0,0,0,0,0,null,0,0,0,null,{"$f":"IF($D312=\"Connection\",VLOOKUP(C312,'Input - General'!$F$62:$N$79,8,FALSE),0)","v":0},null,0.1801212933606588,0,0,null,8.6527813038891108E-2,0,0]
[null,{"$f":"'Input - Inventory'!B310","v":302},{"$f":"'Input - Inventory'!C310","v":"70W MBI"},{"$f":"'Input - Inventory'!D310","v":"Luminaire"},{"$f":"'Input - Inventory'!E310","v":"NonTraffic"},{"$f":"'Input - Inventory'!F310","v":"Minor < 130w"},{"$f":"'Input - Inventory'!G310","v":0},null,"Luminaire - 70W MBI",null,0,59,0,null,0,0,0,0,0,0,0,0,0,0,0,0,0,0,0,0,0,0,0,0,0,0,0,0,0,0,0,0,0,null,0,0,0,0,0,0,0,0,0,null,0,0,0,0,0,0,0,0,0,0,null,0,0,0,0,0,0,0,null,0,0,0,null,{"$f":"IF($D313=\"Connection\",VLOOKUP(C313,'Input - General'!$F$62:$N$79,8,FALSE),0)","v":0},null,0.1801212933606588,0,0,null,8.6527813038891108E-2,0,0]
[null,{"$f":"'Input - Inventory'!B311","v":303},{"$f":"'Input - Inventory'!C311","v":"70W MBI - MACQUARIE DEC."},{"$f":"'Input - Inventory'!D311","v":"Luminaire"},{"$f":"'Input - Inventory'!E311","v":"NonTraffic"},{"$f":"'Input - Inventory'!F311","v":"Minor < 130w"},{"$f":"'Input - Inventory'!G311","v":0},null,"Luminaire - 70W MBI - MACQUARIE DEC.",null,0,0,0,null,0,0,0,0,0,0,0,0,0,0,0,0,0,0,0,0,0,0,0,0,0,0,0,0,0,0,0,0,0,null,0,0,0,0,0,0,0,0,0,null,0,0,0,0,0,0,0,0,0,0,null,0,0,0,0,0,0,0,null,0,0,0,null,{"$f":"IF($D314=\"Connection\",VLOOKUP(C314,'Input - General'!$F$62:$N$79,8,FALSE),0)","v":0},null,0.1801212933606588,0,0,null,8.6527813038891108E-2,0,0]
[null,{"$f":"'Input - Inventory'!B312","v":304},{"$f":"'Input - Inventory'!C312","v":"70W MBI II"},{"$f":"'Input - Inventory'!D312","v":"Luminaire"},{"$f":"'Input - Inventory'!E312","v":"Traffic"},{"$f":"'Input - Inventory'!F312","v":"Minor < 130w"},{"$f":"'Input - Inventory'!G312","v":0},null,"Luminaire - 70W MBI II",null,0,72,0,null,0,0,0,0,0,0,0,0,0,0,0,0,0,0,0,0,0,0,0,0,0,0,0,0,0,0,0,0,0,null,0,0,0,0,0,0,0,0,0,null,0,0,0,0,0,0,0,0,0,0,null,0,0,0,0,0,0,0,null,0,0,0,null,{"$f":"IF($D315=\"Connection\",VLOOKUP(C315,'Input - General'!$F$62:$N$79,8,FALSE),0)","v":0},null,0.1801212933606588,0,0,null,8.6527813038891108E-2,0,0]
[null,{"$f":"'Input - Inventory'!B313","v":305},{"$f":"'Input - Inventory'!C313","v":"70W MBI II AERO"},{"$f":"'Input - Inventory'!D313","v":"Luminaire"},{"$f":"'Input - Inventory'!E313","v":"Traffic"},{"$f":"'Input - Inventory'!F313","v":"Minor < 130w"},{"$f":"'Input - Inventory'!G313","v":0},null,"Luminaire - 70W MBI II AERO",null,0,8,0,null,0,0,0,0,0,0,0,0,0,0,0,0,0,0,0,0,0,0,0,0,0,0,0,0,0,0,0,0,0,null,0,0,0,0,0,0,0,0,0,null,0,0,0,0,0,0,0,0,0,0,null,0,0,0,0,0,0,0,null,0,0,0,null,{"$f":"IF($D316=\"Connection\",VLOOKUP(C316,'Input - General'!$F$62:$N$79,8,FALSE),0)","v":0},null,0.1801212933606588,0,0,null,8.6527813038891108E-2,0,0]
[null,{"$f":"'Input - Inventory'!B314","v":306},{"$f":"'Input - Inventory'!C314","v":"70W SON"},{"$f":"'Input - Inventory'!D314","v":"Luminaire"},{"$f":"'Input - Inventory'!E314","v":"NonTraffic"},{"$f":"'Input - Inventory'!F314","v":"Minor < 130w"},{"$f":"'Input - Inventory'!G314","v":0},null,"Luminaire - 70W SON",null,0,1361,0,null,0,0,0,0,0,0,0,0,0,0,0,0,0,0,0,0,0,0,0,0,0,0,0,0,0,0,0,0,0,null,0,0,0,0,0,0,0,0,0,null,0,0,0,0,0,0,0,0,0,0,null,0,0,0,0,0,0,0,null,0,0,0,null,{"$f":"IF($D317=\"Connection\",VLOOKUP(C317,'Input - General'!$F$62:$N$79,8,FALSE),0)","v":0},null,0.1801212933606588,0,0,null,8.6527813038891108E-2,0,0]
[null,{"$f":"'Input - Inventory'!B315","v":307},{"$f":"'Input - Inventory'!C315","v":"70W SON - BOURKE HILL"},{"$f":"'Input - Inventory'!D315","v":"Luminaire"},{"$f":"'Input - Inventory'!E315","v":"NonTraffic"},{"$f":"'Input - Inventory'!F315","v":"Minor < 130w"},{"$f":"'Input - Inventory'!G315","v":0},null,"Luminaire - 70W SON - BOURKE HILL",null,0,12,0,null,0,0,0,0,0,0,0,0,0,0,0,0,0,0,0,0,0,0,0,0,0,0,0,0,0,0,0,0,0,null,0,0,0,0,0,0,0,0,0,null,0,0,0,0,0,0,0,0,0,0,null,0,0,0,0,0,0,0,null,0,0,0,null,{"$f":"IF($D318=\"Connection\",VLOOKUP(C318,'Input - General'!$F$62:$N$79,8,FALSE),0)","v":0},null,0.1801212933606588,0,0,null,8.6527813038891108E-2,0,0]
[null,{"$f":"'Input - Inventory'!B316","v":308},{"$f":"'Input - Inventory'!C316","v":"70W SON - GEC BOSTON 2"},{"$f":"'Input - Inventory'!D316","v":"Luminaire"},{"$f":"'Input - Inventory'!E316","v":"NonTraffic"},{"$f":"'Input - Inventory'!F316","v":"Minor < 130w"},{"$f":"'Input - Inventory'!G316","v":0},null,"Luminaire - 70W SON - GEC BOSTON 2",null,0,6,0,null,0,0,0,0,0,0,0,0,0,0,0,0,0,0,0,0,0,0,0,0,0,0,0,0,0,0,0,0,0,null,0,0,0,0,0,0,0,0,0,null,0,0,0,0,0,0,0,0,0,0,null,0,0,0,0,0,0,0,null,0,0,0,null,{"$f":"IF($D319=\"Connection\",VLOOKUP(C319,'Input - General'!$F$62:$N$79,8,FALSE),0)","v":0},null,0.1801212933606588,0,0,null,8.6527813038891108E-2,0,0]
[null,{"$f":"'Input - Inventory'!B317","v":309},{"$f":"'Input - Inventory'!C317","v":"70W SON - NOSTALGIA"},{"$f":"'Input - Inventory'!D317","v":"Luminaire"},{"$f":"'Input - Inventory'!E317","v":"NonTraffic"},{"$f":"'Input - Inventory'!F317","v":"Minor < 130w"},{"$f":"'Input - Inventory'!G317","v":0},null,"Luminaire - 70W SON - NOSTALGIA",null,0,22,0,null,0,0,0,0,0,0,0,0,0,0,0,0,0,0,0,0,0,0,0,0,0,0,0,0,0,0,0,0,0,null,0,0,0,0,0,0,0,0,0,null,0,0,0,0,0,0,0,0,0,0,null,0,0,0,0,0,0,0,null,0,0,0,null,{"$f":"IF($D320=\"Connection\",VLOOKUP(C320,'Input - General'!$F$62:$N$79,8,FALSE),0)","v":0},null,0.1801212933606588,0,0,null,8.6527813038891108E-2,0,0]
[null,{"$f":"'Input - Inventory'!B318","v":310},{"$f":"'Input - Inventory'!C318","v":"70W SON - Nostalgia (P09)"},{"$f":"'Input - Inventory'!D318","v":"Luminaire"},{"$f":"'Input - Inventory'!E318","v":"Traffic"},{"$f":"'Input - Inventory'!F318","v":"Minor < 130w"},{"$f":"'Input - Inventory'!G318","v":0},null,"Luminaire - 70W SON - Nostalgia (P09)",null,0,50,0,null,0,0,0,0,0,0,0,0,0,0,0,0,0,0,0,0,0,0,0,0,0,0,0,0,0,0,0,0,0,null,0,0,0,0,0,0,0,0,0,null,0,0,0,0,0,0,0,0,0,0,null,0,0,0,0,0,0,0,null,0,0,0,null,{"$f":"IF($D321=\"Connection\",VLOOKUP(C321,'Input - General'!$F$62:$N$79,8,FALSE),0)","v":0},null,0.1801212933606588,0,0,null,8.6527813038891108E-2,0,0]
[null,{"$f":"'Input - Inventory'!B319","v":311},{"$f":"'Input - Inventory'!C319","v":"70W SON - PARKVILLE"},{"$f":"'Input - Inventory'!D319","v":"Luminaire"},{"$f":"'Input - Inventory'!E319","v":"NonTraffic"},{"$f":"'Input - Inventory'!F319","v":"Minor < 130w"},{"$f":"'Input - Inventory'!G319","v":0},null,"Luminaire - 70W SON - PARKVILLE",null,0,6,0,null,0,0,0,0,0,0,0,0,0,0,0,0,0,0,0,0,0,0,0,0,0,0,0,0,0,0,0,0,0,null,0,0,0,0,0,0,0,0,0,null,0,0,0,0,0,0,0,0,0,0,null,0,0,0,0,0,0,0,null,0,0,0,null,{"$f":"IF($D322=\"Connection\",VLOOKUP(C322,'Input - General'!$F$62:$N$79,8,FALSE),0)","v":0},null,0.1801212933606588,0,0,null,8.6527813038891108E-2,0,0]
[null,{"$f":"'Input - Inventory'!B320","v":312},{"$f":"'Input - Inventory'!C320","v":"70W SON - REGAL/FLINDERS"},{"$f":"'Input - Inventory'!D320","v":"Luminaire"},{"$f":"'Input - Inventory'!E320","v":"NonTraffic"},{"$f":"'Input - Inventory'!F320","v":"Minor < 130w"},{"$f":"'Input - Inventory'!G320","v":0},null,"Luminaire - 70W SON - REGAL/FLINDERS",null,0,0,0,null,0,0,0,0,0,0,0,0,0,0,0,0,0,0,0,0,0,0,0,0,0,0,0,0,0,0,0,0,0,null,0,0,0,0,0,0,0,0,0,null,0,0,0,0,0,0,0,0,0,0,null,0,0,0,0,0,0,0,null,0,0,0,null,{"$f":"IF($D323=\"Connection\",VLOOKUP(C323,'Input - General'!$F$62:$N$79,8,FALSE),0)","v":0},null,0.1801212933606588,0,0,null,8.6527813038891108E-2,0,0]
[null,{"$f":"'Input - Inventory'!B321","v":313},{"$f":"'Input - Inventory'!C321","v":"70W SON (P09)"},{"$f":"'Input - Inventory'!D321","v":"Luminaire"},{"$f":"'Input - Inventory'!E321","v":"NonTraffic"},{"$f":"'Input - Inventory'!F321","v":"Minor < 130w"},{"$f":"'Input - Inventory'!G321","v":0},null,"Luminaire - 70W SON (P09)",null,0,419,0,null,0,0,0,0,0,0,0,0,0,0,0,0,0,0,0,0,0,0,0,0,0,0,0,0,0,0,0,0,0,null,0,0,0,0,0,0,0,0,0,null,0,0,0,0,0,0,0,0,0,0,null,0,0,0,0,0,0,0,null,0,0,0,null,{"$f":"IF($D324=\"Connection\",VLOOKUP(C324,'Input - General'!$F$62:$N$79,8,FALSE),0)","v":0},null,0.1801212933606588,0,0,null,8.6527813038891108E-2,0,0]
[null,{"$f":"'Input - Inventory'!B322","v":314},{"$f":"'Input - Inventory'!C322","v":"70W SON BOLLARD"},{"$f":"'Input - Inventory'!D322","v":"Luminaire"},{"$f":"'Input - Inventory'!E322","v":"NonTraffic"},{"$f":"'Input - Inventory'!F322","v":"Minor < 130w"},{"$f":"'Input - Inventory'!G322","v":0},null,"Luminaire - 70W SON BOLLARD",null,0,9,0,null,0,0,0,0,0,0,0,0,0,0,0,0,0,0,0,0,0,0,0,0,0,0,0,0,0,0,0,0,0,null,0,0,0,0,0,0,0,0,0,null,0,0,0,0,0,0,0,0,0,0,null,0,0,0,0,0,0,0,null,0,0,0,null,{"$f":"IF($D325=\"Connection\",VLOOKUP(C325,'Input - General'!$F$62:$N$79,8,FALSE),0)","v":0},null,0.1801212933606588,0,0,null,8.6527813038891108E-2,0,0]
[null,{"$f":"'Input - Inventory'!B323","v":315},{"$f":"'Input - Inventory'!C323","v":"70W SON FLOODLIGHT"},{"$f":"'Input - Inventory'!D323","v":"Luminaire"},{"$f":"'Input - Inventory'!E323","v":"NonTraffic"},{"$f":"'Input - Inventory'!F323","v":"Minor < 130w"},{"$f":"'Input - Inventory'!G323","v":0},null,"Luminaire - 70W SON FLOODLIGHT",null,0,16,0,null,0,0,0,0,0,0,0,0,0,0,0,0,0,0,0,0,0,0,0,0,0,0,0,0,0,0,0,0,0,null,0,0,0,0,0,0,0,0,0,null,0,0,0,0,0,0,0,0,0,0,null,0,0,0,0,0,0,0,null,0,0,0,null,{"$f":"IF($D326=\"Connection\",VLOOKUP(C326,'Input - General'!$F$62:$N$79,8,FALSE),0)","v":0},null,0.1801212933606588,0,0,null,8.6527813038891108E-2,0,0]
[null,{"$f":"'Input - Inventory'!B324","v":316},{"$f":"'Input - Inventory'!C324","v":"70W SON Floodlight (P09)"},{"$f":"'Input - Inventory'!D324","v":"Luminaire"},{"$f":"'Input - Inventory'!E324","v":"NonTraffic"},{"$f":"'Input - Inventory'!F324","v":"Minor < 130w"},{"$f":"'Input - Inventory'!G324","v":0},null,"Luminaire - 70W SON Floodlight (P09)",null,0,12,0,null,0,0,0,0,0,0,0,0,0,0,0,0,0,0,0,0,0,0,0,0,0,0,0,0,0,0,0,0,0,null,0,0,0,0,0,0,0,0,0,null,0,0,0,0,0,0,0,0,0,0,null,0,0,0,0,0,0,0,null,0,0,0,null,{"$f":"IF($D327=\"Connection\",VLOOKUP(C327,'Input - General'!$F$62:$N$79,8,FALSE),0)","v":0},null,0.1801212933606588,0,0,null,8.6527813038891108E-2,0,0]
[null,{"$f":"'Input - Inventory'!B325","v":317},{"$f":"'Input - Inventory'!C325","v":"70W SON -PLAIN"},{"$f":"'Input - Inventory'!D325","v":"Luminaire"},{"$f":"'Input - Inventory'!E325","v":"NonTraffic"},{"$f":"'Input - Inventory'!F325","v":"Minor < 130w"},{"$f":"'Input - Inventory'!G325","v":0},null,"Luminaire - 70W SON -PLAIN",null,0,202,0,null,0,0,0,0,0,0,0,0,0,0,0,0,0,0,0,0,0,0,0,0,0,0,0,0,0,0,0,0,0,null,0,0,0,0,0,0,0,0,0,null,0,0,0,0,0,0,0,0,0,0,null,0,0,0,0,0,0,0,null,0,0,0,null,{"$f":"IF($D328=\"Connection\",VLOOKUP(C328,'Input - General'!$F$62:$N$79,8,FALSE),0)","v":0},null,0.1801212933606588,0,0,null,8.6527813038891108E-2,0,0]
[null,{"$f":"'Input - Inventory'!B326","v":318},{"$f":"'Input - Inventory'!C326","v":"70W SON -PLAIN (P09)"},{"$f":"'Input - Inventory'!D326","v":"Luminaire"},{"$f":"'Input - Inventory'!E326","v":"NonTraffic"},{"$f":"'Input - Inventory'!F326","v":"Minor < 130w"},{"$f":"'Input - Inventory'!G326","v":0},null,"Luminaire - 70W SON -PLAIN (P09)",null,0,20,0,null,0,0,0,0,0,0,0,0,0,0,0,0,0,0,0,0,0,0,0,0,0,0,0,0,0,0,0,0,0,null,0,0,0,0,0,0,0,0,0,null,0,0,0,0,0,0,0,0,0,0,null,0,0,0,0,0,0,0,null,0,0,0,null,{"$f":"IF($D329=\"Connection\",VLOOKUP(C329,'Input - General'!$F$62:$N$79,8,FALSE),0)","v":0},null,0.1801212933606588,0,0,null,8.6527813038891108E-2,0,0]
[null,{"$f":"'Input - Inventory'!B327","v":319},{"$f":"'Input - Inventory'!C327","v":"750W MBI FLOODLIGHT"},{"$f":"'Input - Inventory'!D327","v":"Luminaire"},{"$f":"'Input - Inventory'!E327","v":"Traffic"},{"$f":"'Input - Inventory'!F327","v":"Major > 130w"},{"$f":"'Input - Inventory'!G327","v":0},null,"Luminaire - 750W MBI FLOODLIGHT",null,0,0,0,null,0,0,0,0,0,0,0,0,0,0,0,0,0,0,0,0,0,0,0,0,0,0,0,0,0,0,0,0,0,null,0,0,0,0,0,0,0,0,0,null,0,0,0,0,0,0,0,0,0,0,null,0,0,0,0,0,0,0,null,0,0,0,null,{"$f":"IF($D330=\"Connection\",VLOOKUP(C330,'Input - General'!$F$62:$N$79,8,FALSE),0)","v":0},null,0.1801212933606588,0,0,null,8.6527813038891108E-2,0,0]
[null,{"$f":"'Input - Inventory'!B328","v":320},{"$f":"'Input - Inventory'!C328","v":"80W MBF"},{"$f":"'Input - Inventory'!D328","v":"Luminaire"},{"$f":"'Input - Inventory'!E328","v":"NonTraffic"},{"$f":"'Input - Inventory'!F328","v":"Minor < 130w"},{"$f":"'Input - Inventory'!G328","v":0},null,"Luminaire - 80W MBF",null,0,22785,0,null,0,0,0,0,0,0,0,0,0,0,0,0,0,0,0,0,0,0,0,0,0,0,0,0,0,0,0,0,0,null,0,0,0,0,0,0,0,0,0,null,0,0,0,0,0,0,0,0,0,0,null,0,0,0,0,0,0,0,null,0,0,0,null,{"$f":"IF($D331=\"Connection\",VLOOKUP(C331,'Input - General'!$F$62:$N$79,8,FALSE),0)","v":0},null,0.1801212933606588,0,0,null,8.6527813038891108E-2,0,0]
[null,{"$f":"'Input - Inventory'!B329","v":321},{"$f":"'Input - Inventory'!C329","v":"80W MBF - BEGA+CURVE BRA"},{"$f":"'Input - Inventory'!D329","v":"Luminaire"},{"$f":"'Input - Inventory'!E329","v":"NonTraffic"},{"$f":"'Input - Inventory'!F329","v":"Minor < 130w"},{"$f":"'Input - Inventory'!G329","v":0},null,"Luminaire - 80W MBF - BEGA+CURVE BRA",null,0,0,0,null,0,0,0,0,0,0,0,0,0,0,0,0,0,0,0,0,0,0,0,0,0,0,0,0,0,0,0,0,0,null,0,0,0,0,0,0,0,{"$f":"INDIRECT($E332)*$V332 +(1-INDIRECT($E332))*$T332","v":0},0,null,{"$f":"IF($D332=$AS$9,(INDIRECT(\"PriceLabour\" & \"FY18\")*ProportionStandardHours + INDIRECT(\"PriceLabourOvertime\" & \"FY18\")*ProportionOvertimeHours)*(1+RateOnCostAnnual),0)","v":0},0,{"$f":"IF($D332=\"Lamp\",(NumberOfCrew+INDIRECT($E332)*TrafficController)*(TimeToReplaceLamp),0)","v":0},{"$f":"IF($D332=$AS$9,(INDIRECT(\"PriceLabour\" & \"FY18\")*ProportionStandardHours + INDIRECT(\"PriceLabourOvertime\" & \"FY18\")*ProportionOvertimeHours)*(1+RateOnCostAnnual),0)","v":0},0,{"$f":"IF($D332=\"Lamp\",(NumberOfCrew+INDIRECT($E332)*TrafficController)*(TimeForPECellReplace),0)","v":0},{"$f":"IF($D332=$AS$9,(INDIRECT(\"PriceLabour\" & \"FY18\")*ProportionStandardHours + INDIRECT(\"PriceLabourOvertime\" & \"FY18\")*ProportionOvertimeHours)*(1+RateOnCostAnnual),0)","v":0},0,{"$f":"IF($D332=\"Lamp\",(NumberOfCrew+INDIRECT($E332)*TrafficController)*(TimeForOtherSpot),0)","v":0},0,null,0,{"$f":"IF($D332=\"Lamp\",INDIRECT(BO$10 & $B332),0)","v":0},0,{"$f":"IF($D332=\"Lamp\",INDIRECT(\"FailurePECell\" & \"Annual\"),0)","v":0},0,{"$f":"IF($D332=\"Lamp\",INDIRECT(\"FailureMisc\" & \"Annual\"),0)","v":0},0,null,0,0,0,null,{"$f":"IF($D332=\"Connection\",VLOOKUP(C332,'Input - General'!$F$62:$N$79,8,FALSE),0)","v":0},null,{"$f":"RateOverhead","v":0.1801212933606588},0,0,null,{"$f":"CorporateOverheads","v":8.6527813038891108E-2},0,{"$f":"CG332*CF332","v":0}]
[null,{"$f":"'Input - Inventory'!B330","v":322},{"$f":"'Input - Inventory'!C330","v":"80W MBF - BOURKE HILL"},{"$f":"'Input - Inventory'!D330","v":"Luminaire"},{"$f":"'Input - Inventory'!E330","v":"NonTraffic"},{"$f":"'Input - Inventory'!F330","v":"Minor < 130w"},{"$f":"'Input - Inventory'!G330","v":0},null,"Luminaire - 80W MBF - BOURKE HILL",null,{"$f":"AQ333+BA333+BL333+BT333+BX333+BZ333+CD333+CH333","v":0},{"$f":"INDIRECT(L$10&$B333&\"FY18\")","v":714},0,null,{"$f":"IF(AND($D333=\"Lamp\", OR($F333=O$9, O$9=\"All\")),INDIRECT(\"PriceBulkTask1\" & \"FY18\"),0)","v":0},0,{"$f":"IF(AND($D333=\"Lamp\", OR($F333=Q$9, Q$9=\"All\")),INDIRECT(\"PriceBulkTask2\" & \"FY18\"),0)","v":0},0,{"$f":"IF(AND($D333=\"Lamp\", OR($F333=S$9, S$9=\"All\")),INDIRECT(\"PriceBulkTask3\" & \"FY18\"),0)","v":0},0,{"$f":"IF(AND($D333=\"Lamp\", OR($F333=U$9, U$9=\"All\")),INDIRECT(\"PriceBulkTask4\" & \"FY18\"),0)","v":0},0,{"$f":"IF(AND($D333=\"Lamp\", OR($F333=W$9, W$9=\"All\")),INDIRECT(\"PriceBulkTask5\" & \"FY18\"),0)","v":0},0,{"$f":"IF(AND($D333=\"Lamp\", OR($F333=Y$9, Y$9=\"All\")),INDIRECT(\"PriceBulkTask6\" & \"FY18\"),0)","v":0},0,{"$f":"IF(AND($D333=\"Lamp\", OR($F333=AA$9, AA$9=\"All\")),INDIRECT(\"PriceBulkTask7\" & \"FY18\"),0)","v":0},0,{"$f":"IF(AND($D333=\"Lamp\", OR($F333=AC$9, AC$9=\"All\")),INDIRECT(\"PriceBulkTask8\" & \"FY18\"),0)","v":0},0,{"$f":"IF(AND($D333=\"Lamp\", OR($F333=AE$9, AE$9=\"All\")),INDIRECT(\"PriceBulkTask9\" & \"FY18\"),0)","v":0},0,{"$f":"IF(AND($D333=\"Lamp\", OR($F333=AG$9, AG$9=\"All\")),INDIRECT(\"PriceBulkTask10\" & \"FY18\"),0)","v":0},0,{"$f":"IF(AND($D333=\"Lamp\", OR($F333=AI$9, AI$9=\"All\")),INDIRECT(\"PriceBulkTask11\" & \"FY18\"),0)","v":0},0,{"$f":"IF(AND($D333=\"Lamp\", OR($F333=AK$9, AK$9=\"All\")),INDIRECT(\"PriceBulkTask12\" & \"FY18\"),0)","v":0},0,{"$f":"IF(AND($D333=\"Lamp\", OR($F333=AM$9, AM$9=\"All\")),INDIRECT(\"PriceBulkTask13\" & \"FY18\"),0)","v":0},0,{"$f":"IF(AND($D333=\"Lamp\", OR($F333=AO$9, AO$9=\"All\")),INDIRECT(\"PriceBulkTask14\" & \"FY18\"),0)","v":0},0,0,null,{"$f":"IF($D333=\"Lamp\",$G333*INDIRECT(\"Price\" & $B333 & \"FY18\"),0)","v":0},0,{"$f":"IF($D333=\"Lamp\",INDIRECT(\"PriceVisor\" & \"FY18\"),0)","v":0},0,{"$f":"IF($D333=\"Lamp\",INDIRECT(\"PricePECell\" & \"FY18\"),0)","v":0},0,{"$f":"IF($D333=\"Lamp\",INDIRECT(\"PriceMisc\" & \"FY18\"),0)","v":0},0,0,null,0,0,0,0,0,0,0,0,0,0,null,{"$f":"IF($D333=\"Lamp\",INDIRECT(\"Price\" & $B333 & \"FY18\"),0)","v":0},0,{"$f":"IF($D333=\"Lamp\",INDIRECT(\"pRICEpecELL\" & \"FY18\"),0)","v":0},0,{"$f":"IF($D333=\"Lamp\",INDIRECT(\"PriceMisc\" & \"FY18\"),0)","v":0},0,0,null,{"$f":"IF(AND($D333=\"Lamp\"),INDIRECT(\"PriceEWP\"&\"FY18\"),0)","v":0},0,0,null,{"$f":"IF($D333=\"Connection\",VLOOKUP(C333,'Input - General'!$F$62:$N$79,8,FALSE),0)","v":0},null,0.1801212933606588,0,0,null,8.6527813038891108E-2,{"$f":"AQ333+BA333+BL333+BT333+BX333+BZ333+CD333","v":0},0]
[null,{"$f":"'Input - Inventory'!B331","v":323},{"$f":"'Input - Inventory'!C331","v":"80W MBF - Bourke Hill (P09)"},{"$f":"'Input - Inventory'!D331","v":"Luminaire"},{"$f":"'Input - Inventory'!E331","v":"NonTraffic"},{"$f":"'Input - Inventory'!F331","v":"Minor < 130w"},{"$f":"'Input - Inventory'!G331","v":0},null,"Luminaire - 80W MBF - Bourke Hill (P09)",null,0,175,0,null,0,0,0,0,0,0,0,0,0,0,0,0,0,0,0,0,0,0,0,0,0,0,0,0,0,0,0,0,0,null,0,0,0,0,0,0,0,0,0,null,0,0,0,0,0,0,0,0,0,0,null,0,0,0,0,0,0,0,null,0,0,0,null,{"$f":"IF($D334=\"Connection\",VLOOKUP(C334,'Input - General'!$F$62:$N$79,8,FALSE),0)","v":0},null,0.1801212933606588,0,0,null,8.6527813038891108E-2,0,0]
[null,{"$f":"'Input - Inventory'!B332","v":324},{"$f":"'Input - Inventory'!C332","v":"80W MBF - GEC BOSTON 2"},{"$f":"'Input - Inventory'!D332","v":"Luminaire"},{"$f":"'Input - Inventory'!E332","v":"NonTraffic"},{"$f":"'Input - Inventory'!F332","v":"Minor < 130w"},{"$f":"'Input - Inventory'!G332","v":0},null,"Luminaire - 80W MBF - GEC BOSTON 2",null,0,12,0,null,0,0,0,0,0,0,0,0,0,0,0,0,0,0,0,0,0,0,0,0,0,0,0,0,0,0,0,0,0,null,0,0,0,0,0,0,0,0,0,null,0,0,0,0,0,0,0,0,0,0,null,0,0,0,0,0,0,0,null,0,0,0,null,{"$f":"IF($D335=\"Connection\",VLOOKUP(C335,'Input - General'!$F$62:$N$79,8,FALSE),0)","v":0},null,0.1801212933606588,0,0,null,8.6527813038891108E-2,0,0]
[null,{"$f":"'Input - Inventory'!B333","v":325},{"$f":"'Input - Inventory'!C333","v":"80W MBF - NOSTALGIA"},{"$f":"'Input - Inventory'!D333","v":"Luminaire"},{"$f":"'Input - Inventory'!E333","v":"NonTraffic"},{"$f":"'Input - Inventory'!F333","v":"Minor < 130w"},{"$f":"'Input - Inventory'!G333","v":0},null,"Luminaire - 80W MBF - NOSTALGIA",null,0,562,0,null,0,0,0,0,0,0,0,0,0,0,0,0,0,0,0,0,0,0,0,0,0,0,0,0,0,0,0,0,0,null,0,0,0,0,0,0,0,0,0,null,0,0,0,0,0,0,0,0,0,0,null,0,0,0,0,0,0,0,null,0,0,0,null,{"$f":"IF($D336=\"Connection\",VLOOKUP(C336,'Input - General'!$F$62:$N$79,8,FALSE),0)","v":0},null,0.1801212933606588,0,0,null,8.6527813038891108E-2,0,0]
[null,{"$f":"'Input - Inventory'!B334","v":326},{"$f":"'Input - Inventory'!C334","v":"80W MBF - PLAIN"},{"$f":"'Input - Inventory'!D334","v":"Luminaire"},{"$f":"'Input - Inventory'!E334","v":"NonTraffic"},{"$f":"'Input - Inventory'!F334","v":"Minor < 130w"},{"$f":"'Input - Inventory'!G334","v":0},null,"Luminaire - 80W MBF - PLAIN",null,0,318,0,null,0,0,0,0,0,0,0,0,0,0,0,0,0,0,0,0,0,0,0,0,0,0,0,0,0,0,0,0,0,null,0,0,0,0,0,0,0,0,0,null,0,0,0,0,0,0,0,0,0,0,null,0,0,0,0,0,0,0,null,0,0,0,null,{"$f":"IF($D337=\"Connection\",VLOOKUP(C337,'Input - General'!$F$62:$N$79,8,FALSE),0)","v":0},null,0.1801212933606588,0,0,null,8.6527813038891108E-2,0,0]
[null,{"$f":"'Input - Inventory'!B335","v":327},{"$f":"'Input - Inventory'!C335","v":"80W MBF - PLAIN (P09)"},{"$f":"'Input - Inventory'!D335","v":"Luminaire"},{"$f":"'Input - Inventory'!E335","v":"NonTraffic"},{"$f":"'Input - Inventory'!F335","v":"Minor < 130w"},{"$f":"'Input - Inventory'!G335","v":0},null,"Luminaire - 80W MBF - PLAIN (P09)",null,0,285,0,null,0,0,0,0,0,0,0,0,0,0,0,0,0,0,0,0,0,0,0,0,0,0,0,0,0,0,0,0,0,null,0,0,0,0,0,0,0,0,0,null,0,0,0,0,0,0,0,0,0,0,null,0,0,0,0,0,0,0,null,0,0,0,null,{"$f":"IF($D338=\"Connection\",VLOOKUP(C338,'Input - General'!$F$62:$N$79,8,FALSE),0)","v":0},null,0.1801212933606588,0,0,null,8.6527813038891108E-2,0,0]
[null,{"$f":"'Input - Inventory'!B336","v":328},{"$f":"'Input - Inventory'!C336","v":"80W MBF - REGAL/FLINDERS"},{"$f":"'Input - Inventory'!D336","v":"Luminaire"},{"$f":"'Input - Inventory'!E336","v":"NonTraffic"},{"$f":"'Input - Inventory'!F336","v":"Minor < 130w"},{"$f":"'Input - Inventory'!G336","v":0},null,"Luminaire - 80W MBF - REGAL/FLINDERS",null,0,0,0,null,0,0,0,0,0,0,0,0,0,0,0,0,0,0,0,0,0,0,0,0,0,0,0,0,0,0,0,0,0,null,0,0,0,0,0,0,0,0,0,null,0,0,0,0,0,0,0,0,0,0,null,0,0,0,0,0,0,0,null,0,0,0,null,{"$f":"IF($D339=\"Connection\",VLOOKUP(C339,'Input - General'!$F$62:$N$79,8,FALSE),0)","v":0},null,0.1801212933606588,0,0,null,8.6527813038891108E-2,0,0]
[null,{"$f":"'Input - Inventory'!B337","v":329},{"$f":"'Input - Inventory'!C337","v":"80W MBF - SYLVANIA SUBUR"},{"$f":"'Input - Inventory'!D337","v":"Luminaire"},{"$f":"'Input - Inventory'!E337","v":"NonTraffic"},{"$f":"'Input - Inventory'!F337","v":"Minor < 130w"},{"$f":"'Input - Inventory'!G337","v":0},null,"Luminaire - 80W MBF - SYLVANIA SUBUR",null,0,0,0,null,0,0,0,0,0,0,0,0,0,0,0,0,0,0,0,0,0,0,0,0,0,0,0,0,0,0,0,0,0,null,0,0,0,0,0,0,0,0,0,null,0,0,0,0,0,0,0,0,0,0,null,0,0,0,0,0,0,0,null,0,0,0,null,{"$f":"IF($D340=\"Connection\",VLOOKUP(C340,'Input - General'!$F$62:$N$79,8,FALSE),0)","v":0},null,0.1801212933606588,0,0,null,8.6527813038891108E-2,0,0]
[null,{"$f":"'Input - Inventory'!B338","v":330},{"$f":"'Input - Inventory'!C338","v":"80W MBF - Sylvania Suburban (P09)"},{"$f":"'Input - Inventory'!D338","v":"Luminaire"},{"$f":"'Input - Inventory'!E338","v":"NonTraffic"},{"$f":"'Input - Inventory'!F338","v":"Minor < 130w"},{"$f":"'Input - Inventory'!G338","v":0},null,"Luminaire - 80W MBF - Sylvania Suburban (P09)",null,0,8214.5,0,null,0,0,0,0,0,0,0,0,0,0,0,0,0,0,0,0,0,0,0,0,0,0,0,0,0,0,0,0,0,null,0,0,0,0,0,0,0,0,0,null,0,0,0,0,0,0,0,0,0,0,null,0,0,0,0,0,0,0,null,0,0,0,null,{"$f":"IF($D341=\"Connection\",VLOOKUP(C341,'Input - General'!$F$62:$N$79,8,FALSE),0)","v":0},null,0.1801212933606588,0,0,null,8.6527813038891108E-2,0,0]
[null,{"$f":"'Input - Inventory'!B339","v":331},{"$f":"'Input - Inventory'!C339","v":"80W MBF BOLLARD"},{"$f":"'Input - Inventory'!D339","v":"Luminaire"},{"$f":"'Input - Inventory'!E339","v":"NonTraffic"},{"$f":"'Input - Inventory'!F339","v":"Minor < 130w"},{"$f":"'Input - Inventory'!G339","v":0},null,"Luminaire - 80W MBF BOLLARD",null,0,68,0,null,0,0,0,0,0,0,0,0,0,0,0,0,0,0,0,0,0,0,0,0,0,0,0,0,0,0,0,0,0,null,0,0,0,0,0,0,0,0,0,null,0,0,0,0,0,0,0,0,0,0,null,0,0,0,0,0,0,0,null,0,0,0,null,{"$f":"IF($D342=\"Connection\",VLOOKUP(C342,'Input - General'!$F$62:$N$79,8,FALSE),0)","v":0},null,0.1801212933606588,0,0,null,8.6527813038891108E-2,0,0]
[null,{"$f":"'Input - Inventory'!B340","v":332},{"$f":"'Input - Inventory'!C340","v":"80W MBF TOORAK"},{"$f":"'Input - Inventory'!D340","v":"Luminaire"},{"$f":"'Input - Inventory'!E340","v":"NonTraffic"},{"$f":"'Input - Inventory'!F340","v":"Minor < 130w"},{"$f":"'Input - Inventory'!G340","v":0},null,"Luminaire - 80W MBF TOORAK",null,0,107,0,null,0,0,0,0,0,0,0,0,0,0,0,0,0,0,0,0,0,0,0,0,0,0,0,0,0,0,0,0,0,null,0,0,0,0,0,0,0,0,0,null,0,0,0,0,0,0,0,0,0,0,null,0,0,0,0,0,0,0,null,0,0,0,null,{"$f":"IF($D343=\"Connection\",VLOOKUP(C343,'Input - General'!$F$62:$N$79,8,FALSE),0)","v":0},null,0.1801212933606588,0,0,null,8.6527813038891108E-2,0,0]
[null,{"$f":"'Input - Inventory'!B341","v":333},{"$f":"'Input - Inventory'!C341","v":"90W SOX"},{"$f":"'Input - Inventory'!D341","v":"Luminaire"},{"$f":"'Input - Inventory'!E341","v":"Traffic"},{"$f":"'Input - Inventory'!F341","v":"Minor < 130w"},{"$f":"'Input - Inventory'!G341","v":0},null,"Luminaire - 90W SOX",null,0,1,0,null,0,0,0,0,0,0,0,0,0,0,0,0,0,0,0,0,0,0,0,0,0,0,0,0,0,0,0,0,0,null,0,0,0,0,0,0,0,0,0,null,0,0,0,0,0,0,0,0,0,0,null,0,0,0,0,0,0,0,null,0,0,0,null,{"$f":"IF($D344=\"Connection\",VLOOKUP(C344,'Input - General'!$F$62:$N$79,8,FALSE),0)","v":0},null,0.1801212933606588,0,0,null,8.6527813038891108E-2,0,0]
[null,{"$f":"'Input - Inventory'!B342","v":334},{"$f":"'Input - Inventory'!C342","v":"EMPTY"},{"$f":"'Input - Inventory'!D342","v":"Luminaire"},{"$f":"'Input - Inventory'!E342","v":"NonTraffic"},{"$f":"'Input - Inventory'!F342","v":"Minor < 130w"},{"$f":"'Input - Inventory'!G342","v":0},null,"Luminaire - EMPTY",null,0,0,0,null,0,0,0,0,0,0,0,0,0,0,0,0,0,0,0,0,0,0,0,0,0,0,0,0,0,0,0,0,0,null,0,0,0,0,0,0,0,0,0,null,0,0,0,0,0,0,0,0,0,0,null,0,0,0,0,0,0,0,null,0,0,0,null,{"$f":"IF($D345=\"Connection\",VLOOKUP(C345,'Input - General'!$F$62:$N$79,8,FALSE),0)","v":0},null,0.1801212933606588,0,0,null,8.6527813038891108E-2,0,0]
[null,{"$f":"'Input - Inventory'!B343","v":335},{"$f":"'Input - Inventory'!C343","v":"INCANDESCENT"},{"$f":"'Input - Inventory'!D343","v":"Luminaire"},{"$f":"'Input - Inventory'!E343","v":"NonTraffic"},{"$f":"'Input - Inventory'!F343","v":"Minor < 130w"},{"$f":"'Input - Inventory'!G343","v":0},null,"Luminaire - INCANDESCENT",null,0,12,0,null,0,0,0,0,0,0,0,0,0,0,0,0,0,0,0,0,0,0,0,0,0,0,0,0,0,0,0,0,0,null,0,0,0,0,0,0,0,0,0,null,0,0,0,0,0,0,0,0,0,0,null,0,0,0,0,0,0,0,null,0,0,0,null,{"$f":"IF($D346=\"Connection\",VLOOKUP(C346,'Input - General'!$F$62:$N$79,8,FALSE),0)","v":0},null,0.1801212933606588,0,0,null,8.6527813038891108E-2,0,0]
[null,{"$f":"'Input - Inventory'!B344","v":336},{"$f":"'Input - Inventory'!C344","v":"PRIVATE"},{"$f":"'Input - Inventory'!D344","v":"Luminaire"},{"$f":"'Input - Inventory'!E344","v":"NonTraffic"},{"$f":"'Input - Inventory'!F344","v":"Minor < 130w"},{"$f":"'Input - Inventory'!G344","v":0},null,"Luminaire - PRIVATE",null,0,113,0,null,0,0,0,0,0,0,0,0,0,0,0,0,0,0,0,0,0,0,0,0,0,0,0,0,0,0,0,0,0,null,0,0,0,0,0,0,0,0,0,null,0,0,0,0,0,0,0,0,0,0,null,0,0,0,0,0,0,0,null,0,0,0,null,{"$f":"IF($D347=\"Connection\",VLOOKUP(C347,'Input - General'!$F$62:$N$79,8,FALSE),0)","v":0},null,0.1801212933606588,0,0,null,8.6527813038891108E-2,0,0]
[null,{"$f":"'Input - Inventory'!B345","v":337},{"$f":"'Input - Inventory'!C345","v":"TH FLOODLIGHT"},{"$f":"'Input - Inventory'!D345","v":"Luminaire"},{"$f":"'Input - Inventory'!E345","v":"Traffic"},{"$f":"'Input - Inventory'!F345","v":"Major > 130w"},{"$f":"'Input - Inventory'!G345","v":0},null,"Luminaire - TH FLOODLIGHT",null,0,32,0,null,0,0,0,0,0,0,0,0,0,0,0,0,0,0,0,0,0,0,0,0,0,0,0,0,0,0,0,0,0,null,0,0,0,0,0,0,0,0,0,null,0,0,0,0,0,0,0,0,0,0,null,0,0,0,0,0,0,0,null,0,0,0,null,{"$f":"IF($D348=\"Connection\",VLOOKUP(C348,'Input - General'!$F$62:$N$79,8,FALSE),0)","v":0},null,0.1801212933606588,0,0,null,8.6527813038891108E-2,0,0]
[null,{"$f":"'Input - Inventory'!B346","v":338},{"$f":"'Input - Inventory'!C346","v":"2ND LIGHT NON-TRL"},{"$f":"'Input - Inventory'!D346","v":"Support"},{"$f":"'Input - Inventory'!E346","v":"NonTraffic"},{"$f":"'Input - Inventory'!F346","v":"n/a"},{"$f":"'Input - Inventory'!G346","v":0},null,"Support - 2ND LIGHT NON-TRL",null,0,427,0,null,0,0,0,0,0,0,0,0,0,0,0,0,0,0,0,0,0,0,0,0,0,0,0,0,0,0,0,0,0,null,0,0,0,0,0,0,0,0,0,null,0,0,0,0,0,0,0,0,0,0,null,0,0,0,0,0,0,0,null,0,0,0,null,{"$f":"IF($D349=\"Connection\",VLOOKUP(C349,'Input - General'!$F$62:$N$79,8,FALSE),0)","v":0},null,0.1801212933606588,0,0,null,8.6527813038891108E-2,0,0]
[null,{"$f":"'Input - Inventory'!B347","v":339},{"$f":"'Input - Inventory'!C347","v":"2nd Light non-TRL (P09)"},{"$f":"'Input - Inventory'!D347","v":"Support"},{"$f":"'Input - Inventory'!E347","v":"NonTraffic"},{"$f":"'Input - Inventory'!F347","v":"n/a"},{"$f":"'Input - Inventory'!G347","v":0},null,"Support - 2nd Light non-TRL (P09)",null,0,56,0,null,0,0,0,0,0,0,0,0,0,0,0,0,0,0,0,0,0,0,0,0,0,0,0,0,0,0,0,0,0,null,0,0,0,0,0,0,0,0,0,null,0,0,0,0,0,0,0,0,0,0,null,0,0,0,0,0,0,0,null,0,0,0,null,{"$f":"IF($D350=\"Connection\",VLOOKUP(C350,'Input - General'!$F$62:$N$79,8,FALSE),0)","v":0},null,0.1801212933606588,0,0,null,8.6527813038891108E-2,0,0]
[null,{"$f":"'Input - Inventory'!B348","v":340},{"$f":"'Input - Inventory'!C348","v":"2ND LIGHT TRL"},{"$f":"'Input - Inventory'!D348","v":"Support"},{"$f":"'Input - Inventory'!E348","v":"Traffic"},{"$f":"'Input - Inventory'!F348","v":"n/a"},{"$f":"'Input - Inventory'!G348","v":0},null,"Support - 2ND LIGHT TRL",null,0,367,0,null,0,0,0,0,0,0,0,0,0,0,0,0,0,0,0,0,0,0,0,0,0,0,0,0,0,0,0,0,0,null,0,0,0,0,0,0,0,0,0,null,0,0,0,0,0,0,0,0,0,0,null,0,0,0,0,0,0,0,null,0,0,0,null,{"$f":"IF($D351=\"Connection\",VLOOKUP(C351,'Input - General'!$F$62:$N$79,8,FALSE),0)","v":0},null,0.1801212933606588,0,0,null,8.6527813038891108E-2,0,0]
[null,{"$f":"'Input - Inventory'!B349","v":341},{"$f":"'Input - Inventory'!C349","v":"2nd Light TRL (P09)"},{"$f":"'Input - Inventory'!D349","v":"Support"},{"$f":"'Input - Inventory'!E349","v":"Traffic"},{"$f":"'Input - Inventory'!F349","v":"n/a"},{"$f":"'Input - Inventory'!G349","v":0},null,"Support - 2nd Light TRL (P09)",null,0,18,0,null,0,0,0,0,0,0,0,0,0,0,0,0,0,0,0,0,0,0,0,0,0,0,0,0,0,0,0,0,0,null,0,0,0,0,0,0,0,0,0,null,0,0,0,0,0,0,0,0,0,0,null,0,0,0,0,0,0,0,null,0,0,0,null,{"$f":"IF($D352=\"Connection\",VLOOKUP(C352,'Input - General'!$F$62:$N$79,8,FALSE),0)","v":0},null,0.1801212933606588,0,0,null,8.6527813038891108E-2,0,0]
[null,{"$f":"'Input - Inventory'!B350","v":342},{"$f":"'Input - Inventory'!C350","v":"BOLLARD"},{"$f":"'Input - Inventory'!D350","v":"Support"},{"$f":"'Input - Inventory'!E350","v":"NonTraffic"},{"$f":"'Input - Inventory'!F350","v":"n/a"},{"$f":"'Input - Inventory'!G350","v":0},null,"Support - BOLLARD",null,0,73,0,null,0,0,0,0,0,0,0,0,0,0,0,0,0,0,0,0,0,0,0,0,0,0,0,0,0,0,0,0,0,null,0,0,0,0,0,0,0,0,0,null,0,0,0,0,0,0,0,0,0,0,null,0,0,0,0,0,0,0,null,0,0,0,null,{"$f":"IF($D353=\"Connection\",VLOOKUP(C353,'Input - General'!$F$62:$N$79,8,FALSE),0)","v":0},null,0.1801212933606588,0,0,null,8.6527813038891108E-2,0,0]
[null,{"$f":"'Input - Inventory'!B351","v":343},{"$f":"'Input - Inventory'!C351","v":"COLUMN 10.5M-13.5M"},{"$f":"'Input - Inventory'!D351","v":"Support"},{"$f":"'Input - Inventory'!E351","v":"Traffic"},{"$f":"'Input - Inventory'!F351","v":"n/a"},{"$f":"'Input - Inventory'!G351","v":0},null,"Support - COLUMN 10.5M-13.5M",null,0,9205,0,null,0,0,0,0,0,0,0,0,0,0,0,0,0,0,0,0,0,0,0,0,0,0,0,0,0,0,0,0,0,null,0,0,0,0,0,0,0,0,0,null,0,0,0,0,0,0,0,0,0,0,null,0,0,0,0,0,0,0,null,0,0,0,null,{"$f":"IF($D354=\"Connection\",VLOOKUP(C354,'Input - General'!$F$62:$N$79,8,FALSE),0)","v":0},null,0.1801212933606588,0,0,null,8.6527813038891108E-2,0,0]
[null,{"$f":"'Input - Inventory'!B352","v":344},{"$f":"'Input - Inventory'!C352","v":"Column 10.5m-13.5m (P09)"},{"$f":"'Input - Inventory'!D352","v":"Support"},{"$f":"'Input - Inventory'!E352","v":"Traffic"},{"$f":"'Input - Inventory'!F352","v":"n/a"},{"$f":"'Input - Inventory'!G352","v":0},null,"Support - Column 10.5m-13.5m (P09)",null,0,850,0,null,0,0,0,0,0,0,0,0,0,0,0,0,0,0,0,0,0,0,0,0,0,0,0,0,0,0,0,0,0,null,0,0,0,0,0,0,0,0,0,null,0,0,0,0,0,0,0,0,0,0,null,0,0,0,0,0,0,0,null,0,0,0,null,{"$f":"IF($D355=\"Connection\",VLOOKUP(C355,'Input - General'!$F$62:$N$79,8,FALSE),0)","v":0},null,0.1801212933606588,0,0,null,8.6527813038891108E-2,0,0]
[null,{"$f":"'Input - Inventory'!B353","v":345},{"$f":"'Input - Inventory'!C353","v":"COLUMN 14M-15M"},{"$f":"'Input - Inventory'!D353","v":"Support"},{"$f":"'Input - Inventory'!E353","v":"Traffic"},{"$f":"'Input - Inventory'!F353","v":"n/a"},{"$f":"'Input - Inventory'!G353","v":0},null,"Support - COLUMN 14M-15M",null,0,34,0,null,0,0,0,0,0,0,0,0,0,0,0,0,0,0,0,0,0,0,0,0,0,0,0,0,0,0,0,0,0,null,0,0,0,0,0,0,0,0,0,null,0,0,0,0,0,0,0,0,0,0,null,0,0,0,0,0,0,0,null,0,0,0,null,{"$f":"IF($D356=\"Connection\",VLOOKUP(C356,'Input - General'!$F$62:$N$79,8,FALSE),0)","v":0},null,0.1801212933606588,0,0,null,8.6527813038891108E-2,0,0]
[null,{"$f":"'Input - Inventory'!B354","v":346},{"$f":"'Input - Inventory'!C354","v":"COLUMN 2.5M-3.5M"},{"$f":"'Input - Inventory'!D354","v":"Support"},{"$f":"'Input - Inventory'!E354","v":"NonTraffic"},{"$f":"'Input - Inventory'!F354","v":"n/a"},{"$f":"'Input - Inventory'!G354","v":0},null,"Support - COLUMN 2.5M-3.5M",null,0,223,0,null,0,0,0,0,0,0,0,0,0,0,0,0,0,0,0,0,0,0,0,0,0,0,0,0,0,0,0,0,0,null,0,0,0,0,0,0,0,0,0,null,0,0,0,0,0,0,0,0,0,0,null,0,0,0,0,0,0,0,null,0,0,0,null,{"$f":"IF($D357=\"Connection\",VLOOKUP(C357,'Input - General'!$F$62:$N$79,8,FALSE),0)","v":0},null,0.1801212933606588,0,0,null,8.6527813038891108E-2,0,0]
[null,{"$f":"'Input - Inventory'!B355","v":347},{"$f":"'Input - Inventory'!C355","v":"Column 2.5m-3.5m (P09)"},{"$f":"'Input - Inventory'!D355","v":"Support"},{"$f":"'Input - Inventory'!E355","v":"NonTraffic"},{"$f":"'Input - Inventory'!F355","v":"n/a"},{"$f":"'Input - Inventory'!G355","v":0},null,"Support - Column 2.5m-3.5m (P09)",null,0,75,0,null,0,0,0,0,0,0,0,0,0,0,0,0,0,0,0,0,0,0,0,0,0,0,0,0,0,0,0,0,0,null,0,0,0,0,0,0,0,0,0,null,0,0,0,0,0,0,0,0,0,0,null,0,0,0,0,0,0,0,null,0,0,0,null,{"$f":"IF($D358=\"Connection\",VLOOKUP(C358,'Input - General'!$F$62:$N$79,8,FALSE),0)","v":0},null,0.1801212933606588,0,0,null,8.6527813038891108E-2,0,0]
[null,{"$f":"'Input - Inventory'!B356","v":348},{"$f":"'Input - Inventory'!C356","v":"COLUMN 4-6.5M ORION WATE"},{"$f":"'Input - Inventory'!D356","v":"Support"},{"$f":"'Input - Inventory'!E356","v":"NonTraffic"},{"$f":"'Input - Inventory'!F356","v":"n/a"},{"$f":"'Input - Inventory'!G356","v":0},null,{"$f":"CONCATENATE(D359,\" - \",C359)","v":"Support - COLUMN 4-6.5M ORION WATE"},null,0,0,{"$f":"L359*K359","v":0},null,0,{"$f":"IF(AND($D359=\"Lamp\",CycleBulkTask1<>0, OR($F359=O$9,O$9=\"All\")),1/CycleBulkTask1,0)","v":0},0,{"$f":"IF(AND($D359=\"Lamp\",CycleBulkTask2<>0, OR($F359=Q$9,Q$9=\"All\")),1/CycleBulkTask2,0)","v":0},0,{"$f":"IF(AND($D359=\"Lamp\",CycleBulkTask3<>0, OR($F359=S$9,S$9=\"All\")),1/CycleBulkTask3,0)","v":0},0,{"$f":"IF(AND($D359=\"Lamp\",CycleBulkTask4<>0, OR($F359=U$9,U$9=\"All\")),1/CycleBulkTask4,0)","v":0},0,{"$f":"IF(AND($D359=\"Lamp\",CycleBulkTask5<>0, OR($F359=W$9,W$9=\"All\")),1/CycleBulkTask5,0)","v":0},0,{"$f":"IF(AND($D359=\"Lamp\",CycleBulkTask6<>0, OR($F359=Y$9,Y$9=\"All\")),1/CycleBulkTask6,0)","v":0},0,{"$f":"IF(AND($D359=\"Lamp\",CycleBulkTask7<>0, OR($F359=AA$9,AA$9=\"All\")),1/CycleBulkTask7,0)","v":0},0,{"$f":"IF(AND($D359=\"Lamp\",CycleBulkTask8<>0, OR($F359=AC$9,AC$9=\"All\")),1/CycleBulkTask8,0)","v":0},0,{"$f":"IF(AND($D359=\"Lamp\",CycleBulkTask9<>0, OR($F359=AE$9,AE$9=\"All\")),1/CycleBulkTask9,0)","v":0},0,{"$f":"IF(AND($D359=\"Lamp\",CycleBulkTask10<>0, OR($F359=AG$9,AG$9=\"All\")),1/CycleBulkTask10,0)","v":0},0,{"$f":"IF(AND($D359=\"Lamp\",CycleBulkTask11<>0, OR($F359=AI$9,AI$9=\"All\")),1/CycleBulkTask11,0)","v":0},0,{"$f":"IF(AND($D359=\"Lamp\",CycleBulkTask12<>0, OR($F359=AK$9,AK$9=\"All\")),1/CycleBulkTask12,0)","v":0},0,{"$f":"IF(AND($D359=\"Lamp\",CycleBulkTask13<>0, OR($F359=AM$9,AM$9=\"All\")),1/CycleBulkTask13,0)","v":0},0,{"$f":"IF(AND($D359=\"Lamp\",CycleBulkTask14<>0, OR($F359=AO$9,AO$9=\"All\")),1/CycleBulkTask14,0)","v":0},{"$f":"O359*P359+Q359*R359+S359*T359+U359*V359+W359*X359+Y359*Z359+AA359*AB359+AC359*AD359+AE359*AF359+AG359*AH359+AI359*AJ359+AK359*AL359+AM359*AN359+AO359*AP359","v":0},null,0,{"$f":"MAX(P359,R359)","v":0},0,{"$f":"MAX(T359,V359)","v":0},0,{"$f":"X359","v":0},0,0,{"$f":"AS359*AT359+AU359*AV359+AW359*AX359+AY359*AZ359","v":0},null,0,{"$f":"BO359","v":0},0,0,{"$f":"BQ359","v":0},0,0,{"$f":"BS359","v":0},0,{"$f":"BC359*BD359*BE359+BF359*BG359*BH359+BI359*BJ359*BK359","v":0},null,0,0,0,0,0,0,{"$f":"BN359*BO359+BP359*BQ359+BR359*BS359","v":0},null,0,{"$f":"BD359*BE359+BG359*BH359+BJ359*BK359","v":0},{"$f":"BV359*BW359","v":0},null,{"$f":"IF($D359=\"Connection\",VLOOKUP(C359,'Input - General'!$F$62:$N$79,8,FALSE),0)","v":0},null,0.1801212933606588,{"$f":"BX359+BL359+BT359+BA359+AQ359+BZ359","v":0},{"$f":"CC359*CB359","v":0},null,8.6527813038891108E-2,0,0]
[null,{"$f":"'Input - Inventory'!B357","v":349},{"$f":"'Input - Inventory'!C357","v":"COLUMN 4M-6.5M"},{"$f":"'Input - Inventory'!D357","v":"Support"},{"$f":"'Input - Inventory'!E357","v":"NonTraffic"},{"$f":"'Input - Inventory'!F357","v":"n/a"},{"$f":"'Input - Inventory'!G357","v":0},null,"Support - COLUMN 4M-6.5M",null,0,17881,0,null,0,0,0,0,0,0,0,0,0,0,0,0,0,0,0,0,0,0,0,0,0,0,0,0,0,0,0,0,0,null,0,0,0,0,0,0,0,0,0,null,0,0,0,0,0,0,0,0,0,0,null,0,0,0,0,0,0,0,null,0,0,0,null,{"$f":"IF($D360=\"Connection\",VLOOKUP(C360,'Input - General'!$F$62:$N$79,8,FALSE),0)","v":0},null,0.1801212933606588,0,0,null,8.6527813038891108E-2,0,0]
[null,{"$f":"'Input - Inventory'!B358","v":350},{"$f":"'Input - Inventory'!C358","v":"Column 4m-6.5m (P09)"},{"$f":"'Input - Inventory'!D358","v":"Support"},{"$f":"'Input - Inventory'!E358","v":"NonTraffic"},{"$f":"'Input - Inventory'!F358","v":"n/a"},{"$f":"'Input - Inventory'!G358","v":0},null,"Support - Column 4m-6.5m (P09)",null,0,4025,0,null,0,0,0,0,0,0,0,0,0,0,0,0,0,0,0,0,0,0,0,0,0,0,0,0,0,0,0,0,0,null,0,0,0,0,0,0,0,0,0,null,0,0,0,0,0,0,0,0,0,0,null,0,0,0,0,0,0,0,null,0,0,0,null,{"$f":"IF($D361=\"Connection\",VLOOKUP(C361,'Input - General'!$F$62:$N$79,8,FALSE),0)","v":0},null,0.1801212933606588,0,0,null,8.6527813038891108E-2,0,0]
[null,{"$f":"'Input - Inventory'!B359","v":351},{"$f":"'Input - Inventory'!C359","v":"COLUMN 7M-10M"},{"$f":"'Input - Inventory'!D359","v":"Support"},{"$f":"'Input - Inventory'!E359","v":"Traffic"},{"$f":"'Input - Inventory'!F359","v":"n/a"},{"$f":"'Input - Inventory'!G359","v":0},null,"Support - COLUMN 7M-10M",null,0,5824,0,null,0,0,0,0,0,0,0,0,0,0,0,0,0,0,0,0,0,0,0,0,0,0,0,0,0,0,0,0,0,null,0,0,0,0,0,0,0,0,0,null,0,0,0,0,0,0,0,0,0,0,null,0,0,0,0,0,0,0,null,0,0,0,null,{"$f":"IF($D362=\"Connection\",VLOOKUP(C362,'Input - General'!$F$62:$N$79,8,FALSE),0)","v":0},null,0.1801212933606588,0,0,null,8.6527813038891108E-2,0,0]
[null,{"$f":"'Input - Inventory'!B360","v":352},{"$f":"'Input - Inventory'!C360","v":"Column 7m-10m (P09)"},{"$f":"'Input - Inventory'!D360","v":"Support"},{"$f":"'Input - Inventory'!E360","v":"Traffic"},{"$f":"'Input - Inventory'!F360","v":"n/a"},{"$f":"'Input - Inventory'!G360","v":0},null,"Support - Column 7m-10m (P09)",null,0,678,0,null,0,0,0,0,0,0,0,0,0,0,0,0,0,0,0,0,0,0,0,0,0,0,0,0,0,0,0,0,0,null,0,0,0,0,0,0,0,0,0,null,0,0,0,0,0,0,0,0,0,0,null,0,0,0,0,0,0,0,null,0,0,0,null,{"$f":"IF($D363=\"Connection\",VLOOKUP(C363,'Input - General'!$F$62:$N$79,8,FALSE),0)","v":0},null,0.1801212933606588,0,0,null,8.6527813038891108E-2,0,0]
[null,{"$f":"'Input - Inventory'!B361","v":353},{"$f":"'Input - Inventory'!C361","v":"DECORATIVE COLUMN"},{"$f":"'Input - Inventory'!D361","v":"Support"},{"$f":"'Input - Inventory'!E361","v":"NonTraffic"},{"$f":"'Input - Inventory'!F361","v":"n/a"},{"$f":"'Input - Inventory'!G361","v":0},null,"Support - DECORATIVE COLUMN",null,0,2093,0,null,0,0,0,0,0,0,0,0,0,0,0,0,0,0,0,0,0,0,0,0,0,0,0,0,0,0,0,0,0,null,0,0,0,0,0,0,0,0,0,null,0,0,0,0,0,0,0,0,0,0,null,0,0,0,0,0,0,0,null,0,0,0,null,{"$f":"IF($D364=\"Connection\",VLOOKUP(C364,'Input - General'!$F$62:$N$79,8,FALSE),0)","v":0},null,0.1801212933606588,0,0,null,8.6527813038891108E-2,0,0]
[null,{"$f":"'Input - Inventory'!B362","v":354},{"$f":"'Input - Inventory'!C362","v":"DEDICATED SUPPORT & COND"},{"$f":"'Input - Inventory'!D362","v":"Support"},{"$f":"'Input - Inventory'!E362","v":"NonTraffic"},{"$f":"'Input - Inventory'!F362","v":"n/a"},{"$f":"'Input - Inventory'!G362","v":0},null,"Support - DEDICATED SUPPORT & COND",null,0,0,0,null,0,0,0,0,0,0,0,0,0,0,0,0,0,0,0,0,0,0,0,0,0,0,0,0,0,0,0,0,0,null,0,0,0,0,0,0,0,0,0,null,0,0,0,0,0,0,0,0,0,0,null,0,0,0,0,0,0,0,null,0,0,0,null,{"$f":"IF($D365=\"Connection\",VLOOKUP(C365,'Input - General'!$F$62:$N$79,8,FALSE),0)","v":0},null,0.1801212933606588,0,0,null,8.6527813038891108E-2,0,0]
[null,{"$f":"'Input - Inventory'!B363","v":355},{"$f":"'Input - Inventory'!C363","v":"Dedicated Support & Conductor (P09)"},{"$f":"'Input - Inventory'!D363","v":"Support"},{"$f":"'Input - Inventory'!E363","v":"NonTraffic"},{"$f":"'Input - Inventory'!F363","v":"n/a"},{"$f":"'Input - Inventory'!G363","v":0},null,"Support - Dedicated Support & Conductor (P09)",null,0,48,0,null,0,0,0,0,0,0,0,0,0,0,0,0,0,0,0,0,0,0,0,0,0,0,0,0,0,0,0,0,0,null,0,0,0,0,0,0,0,0,0,null,0,0,0,0,0,0,0,0,0,0,null,0,0,0,0,0,0,0,null,0,0,0,null,{"$f":"IF($D366=\"Connection\",VLOOKUP(C366,'Input - General'!$F$62:$N$79,8,FALSE),0)","v":0},null,0.1801212933606588,0,0,null,8.6527813038891108E-2,0,0]
[null,{"$f":"'Input - Inventory'!B364","v":356},{"$f":"'Input - Inventory'!C364","v":"EMPTY"},{"$f":"'Input - Inventory'!D364","v":"Support"},{"$f":"'Input - Inventory'!E364","v":"NonTraffic"},{"$f":"'Input - Inventory'!F364","v":"n/a"},{"$f":"'Input - Inventory'!G364","v":0},null,"Support - EMPTY",null,0,0,0,null,0,0,0,0,0,0,0,0,0,0,0,0,0,0,0,0,0,0,0,0,0,0,0,0,0,0,0,0,0,null,0,0,0,0,0,0,0,0,0,null,0,0,0,0,0,0,0,0,0,0,null,0,0,0,0,0,0,0,null,0,0,0,null,{"$f":"IF($D367=\"Connection\",VLOOKUP(C367,'Input - General'!$F$62:$N$79,8,FALSE),0)","v":0},null,0.1801212933606588,0,0,null,8.6527813038891108E-2,0,0]
[null,{"$f":"'Input - Inventory'!B365","v":357},{"$f":"'Input - Inventory'!C365","v":"HYDE PARK STANDARD"},{"$f":"'Input - Inventory'!D365","v":"Support"},{"$f":"'Input - Inventory'!E365","v":"NonTraffic"},{"$f":"'Input - Inventory'!F365","v":"n/a"},{"$f":"'Input - Inventory'!G365","v":0},null,"Support - HYDE PARK STANDARD",null,0,184,0,null,0,0,0,0,0,0,0,0,0,0,0,0,0,0,0,0,0,0,0,0,0,0,0,0,0,0,0,0,0,null,0,0,0,0,0,0,0,0,0,null,0,0,0,0,0,0,0,0,0,0,null,0,0,0,0,0,0,0,null,0,0,0,null,{"$f":"IF($D368=\"Connection\",VLOOKUP(C368,'Input - General'!$F$62:$N$79,8,FALSE),0)","v":0},null,0.1801212933606588,0,0,null,8.6527813038891108E-2,0,0]
[null,{"$f":"'Input - Inventory'!B366","v":358},{"$f":"'Input - Inventory'!C366","v":"MACQUARIE STANDARD"},{"$f":"'Input - Inventory'!D366","v":"Support"},{"$f":"'Input - Inventory'!E366","v":"Traffic"},{"$f":"'Input - Inventory'!F366","v":"n/a"},{"$f":"'Input - Inventory'!G366","v":0},null,"Support - MACQUARIE STANDARD",null,0,28,0,null,0,0,0,0,0,0,0,0,0,0,0,0,0,0,0,0,0,0,0,0,0,0,0,0,0,0,0,0,0,null,0,0,0,0,0,0,0,0,0,null,0,0,0,0,0,0,0,0,0,0,null,0,0,0,0,0,0,0,null,0,0,0,null,{"$f":"IF($D369=\"Connection\",VLOOKUP(C369,'Input - General'!$F$62:$N$79,8,FALSE),0)","v":0},null,0.1801212933606588,0,0,null,8.6527813038891108E-2,0,0]
[null,{"$f":"'Input - Inventory'!B367","v":359},{"$f":"'Input - Inventory'!C367","v":"Macquarie Standard (P09)"},{"$f":"'Input - Inventory'!D367","v":"Support"},{"$f":"'Input - Inventory'!E367","v":"NonTraffic"},{"$f":"'Input - Inventory'!F367","v":"n/a"},{"$f":"'Input - Inventory'!G367","v":0},null,"Support - Macquarie Standard (P09)",null,0,7,0,null,0,0,0,0,0,0,0,0,0,0,0,0,0,0,0,0,0,0,0,0,0,0,0,0,0,0,0,0,0,null,0,0,0,0,0,0,0,0,0,null,0,0,0,0,0,0,0,0,0,0,null,0,0,0,0,0,0,0,null,0,0,0,null,{"$f":"IF($D370=\"Connection\",VLOOKUP(C370,'Input - General'!$F$62:$N$79,8,FALSE),0)","v":0},null,0.1801212933606588,0,0,null,8.6527813038891108E-2,0,0]
[null,{"$f":"'Input - Inventory'!B368","v":360},{"$f":"'Input - Inventory'!C368","v":"MAST 15.5M-30M"},{"$f":"'Input - Inventory'!D368","v":"Support"},{"$f":"'Input - Inventory'!E368","v":"Traffic"},{"$f":"'Input - Inventory'!F368","v":"n/a"},{"$f":"'Input - Inventory'!G368","v":0},null,"Support - MAST 15.5M-30M",null,0,15,0,null,0,0,0,0,0,0,0,0,0,0,0,0,0,0,0,0,0,0,0,0,0,0,0,0,0,0,0,0,0,null,0,0,0,0,0,0,0,0,0,null,0,0,0,0,0,0,0,0,0,0,null,0,0,0,0,0,0,0,null,0,0,0,null,{"$f":"IF($D371=\"Connection\",VLOOKUP(C371,'Input - General'!$F$62:$N$79,8,FALSE),0)","v":0},null,0.1801212933606588,0,0,null,8.6527813038891108E-2,0,0]
[null,{"$f":"'Input - Inventory'!B369","v":361},{"$f":"'Input - Inventory'!C369","v":"MAST 23M"},{"$f":"'Input - Inventory'!D369","v":"Support"},{"$f":"'Input - Inventory'!E369","v":"Traffic"},{"$f":"'Input - Inventory'!F369","v":"n/a"},{"$f":"'Input - Inventory'!G369","v":0},null,"Support - MAST 23M",null,0,3,0,null,0,0,0,0,0,0,0,0,0,0,0,0,0,0,0,0,0,0,0,0,0,0,0,0,0,0,0,0,0,null,0,0,0,0,0,0,0,0,0,null,0,0,0,0,0,0,0,0,0,0,null,0,0,0,0,0,0,0,null,0,0,0,null,{"$f":"IF($D372=\"Connection\",VLOOKUP(C372,'Input - General'!$F$62:$N$79,8,FALSE),0)","v":0},null,0.1801212933606588,0,0,null,8.6527813038891108E-2,0,0]
[null,{"$f":"'Input - Inventory'!B370","v":362},{"$f":"'Input - Inventory'!C370","v":"MAST 25M"},{"$f":"'Input - Inventory'!D370","v":"Support"},{"$f":"'Input - Inventory'!E370","v":"Traffic"},{"$f":"'Input - Inventory'!F370","v":"n/a"},{"$f":"'Input - Inventory'!G370","v":0},null,"Support - MAST 25M",null,0,4,0,null,0,0,0,0,0,0,0,0,0,0,0,0,0,0,0,0,0,0,0,0,0,0,0,0,0,0,0,0,0,null,0,0,0,0,0,0,0,0,0,null,0,0,0,0,0,0,0,0,0,0,null,0,0,0,0,0,0,0,null,0,0,0,null,{"$f":"IF($D373=\"Connection\",VLOOKUP(C373,'Input - General'!$F$62:$N$79,8,FALSE),0)","v":0},null,0.1801212933606588,0,0,null,8.6527813038891108E-2,0,0]
[null,{"$f":"'Input - Inventory'!B371","v":363},{"$f":"'Input - Inventory'!C371","v":"ORION DOUBLE ARM"},{"$f":"'Input - Inventory'!D371","v":"Support"},{"$f":"'Input - Inventory'!E371","v":"NonTraffic"},{"$f":"'Input - Inventory'!F371","v":"n/a"},{"$f":"'Input - Inventory'!G371","v":0},null,"Support - ORION DOUBLE ARM",null,0,6,0,null,0,0,0,0,0,0,0,0,0,0,0,0,0,0,0,0,0,0,0,0,0,0,0,0,0,0,0,0,0,null,0,0,0,0,0,0,0,0,0,null,0,0,0,0,0,0,0,0,0,0,null,0,0,0,0,0,0,0,null,0,0,0,null,{"$f":"IF($D374=\"Connection\",VLOOKUP(C374,'Input - General'!$F$62:$N$79,8,FALSE),0)","v":0},null,0.1801212933606588,0,0,null,8.6527813038891108E-2,0,0]
[null,{"$f":"'Input - Inventory'!B372","v":364},{"$f":"'Input - Inventory'!C372","v":"Orion Double Arm (P09)"},{"$f":"'Input - Inventory'!D372","v":"Support"},{"$f":"'Input - Inventory'!E372","v":"NonTraffic"},{"$f":"'Input - Inventory'!F372","v":"n/a"},{"$f":"'Input - Inventory'!G372","v":0},null,"Support - Orion Double Arm (P09)",null,0,1,0,null,0,0,0,0,0,0,0,0,0,0,0,0,0,0,0,0,0,0,0,0,0,0,0,0,0,0,0,0,0,null,0,0,0,0,0,0,0,0,0,null,0,0,0,0,0,0,0,0,0,0,null,0,0,0,0,0,0,0,null,0,0,0,null,{"$f":"IF($D375=\"Connection\",VLOOKUP(C375,'Input - General'!$F$62:$N$79,8,FALSE),0)","v":0},null,0.1801212933606588,0,0,null,8.6527813038891108E-2,0,0]
[null,{"$f":"'Input - Inventory'!B373","v":365},{"$f":"'Input - Inventory'!C373","v":"POLO 10.5M DECORATIVE 2M"},{"$f":"'Input - Inventory'!D373","v":"Support"},{"$f":"'Input - Inventory'!E373","v":"NonTraffic"},{"$f":"'Input - Inventory'!F373","v":"n/a"},{"$f":"'Input - Inventory'!G373","v":0},null,"Support - POLO 10.5M DECORATIVE 2M",null,0,0,0,null,0,0,0,0,0,0,0,0,0,0,0,0,0,0,0,0,0,0,0,0,0,0,0,0,0,0,0,0,0,null,0,0,0,0,0,0,0,0,0,null,0,0,0,0,0,0,0,0,0,0,null,0,0,0,0,0,0,0,null,0,0,0,null,{"$f":"IF($D376=\"Connection\",VLOOKUP(C376,'Input - General'!$F$62:$N$79,8,FALSE),0)","v":0},null,0.1801212933606588,0,0,null,8.6527813038891108E-2,0,0]
[null,{"$f":"'Input - Inventory'!B374","v":366},{"$f":"'Input - Inventory'!C374","v":"POLO 4.5M DECORATIVE 1.2"},{"$f":"'Input - Inventory'!D374","v":"Support"},{"$f":"'Input - Inventory'!E374","v":"NonTraffic"},{"$f":"'Input - Inventory'!F374","v":"n/a"},{"$f":"'Input - Inventory'!G374","v":0},null,"Support - POLO 4.5M DECORATIVE 1.2",null,0,0,0,null,0,0,0,0,0,0,0,0,0,0,0,0,0,0,0,0,0,0,0,0,0,0,0,0,0,0,0,0,0,null,0,0,0,0,0,0,0,0,0,null,0,0,0,0,0,0,0,0,0,0,null,0,0,0,0,0,0,0,null,0,0,0,null,{"$f":"IF($D377=\"Connection\",VLOOKUP(C377,'Input - General'!$F$62:$N$79,8,FALSE),0)","v":0},null,0.1801212933606588,0,0,null,8.6527813038891108E-2,0,0]
[null,{"$f":"'Input - Inventory'!B375","v":367},{"$f":"'Input - Inventory'!C375","v":"PRIVATE"},{"$f":"'Input - Inventory'!D375","v":"Support"},{"$f":"'Input - Inventory'!E375","v":"NonTraffic"},{"$f":"'Input - Inventory'!F375","v":"n/a"},{"$f":"'Input - Inventory'!G375","v":0},null,"Support - PRIVATE",null,0,113,0,null,0,0,0,0,0,0,0,0,0,0,0,0,0,0,0,0,0,0,0,0,0,0,0,0,0,0,0,0,0,null,0,0,0,0,0,0,0,0,0,null,0,0,0,0,0,0,0,0,0,0,null,0,0,0,0,0,0,0,null,0,0,0,null,{"$f":"IF($D378=\"Connection\",VLOOKUP(C378,'Input - General'!$F$62:$N$79,8,FALSE),0)","v":0},null,0.1801212933606588,0,0,null,8.6527813038891108E-2,0,0]
[null,{"$f":"'Input - Inventory'!B376","v":368},{"$f":"'Input - Inventory'!C376","v":"Private (P09)"},{"$f":"'Input - Inventory'!D376","v":"Support"},{"$f":"'Input - Inventory'!E376","v":"NonTraffic"},{"$f":"'Input - Inventory'!F376","v":"n/a"},{"$f":"'Input - Inventory'!G376","v":0},null,"Support - Private (P09)",null,0,10,0,null,0,0,0,0,0,0,0,0,0,0,0,0,0,0,0,0,0,0,0,0,0,0,0,0,0,0,0,0,0,null,0,0,0,0,0,0,0,0,0,null,0,0,0,0,0,0,0,0,0,0,null,0,0,0,0,0,0,0,null,0,0,0,null,{"$f":"IF($D379=\"Connection\",VLOOKUP(C379,'Input - General'!$F$62:$N$79,8,FALSE),0)","v":0},null,0.1801212933606588,0,0,null,8.6527813038891108E-2,0,0]
[null,{"$f":"'Input - Inventory'!B377","v":369},{"$f":"'Input - Inventory'!C377","v":"ROCKS STANDARD"},{"$f":"'Input - Inventory'!D377","v":"Support"},{"$f":"'Input - Inventory'!E377","v":"NonTraffic"},{"$f":"'Input - Inventory'!F377","v":"n/a"},{"$f":"'Input - Inventory'!G377","v":0},null,"Support - ROCKS STANDARD",null,0,1829,0,null,0,0,0,0,0,0,0,0,0,0,0,0,0,0,0,0,0,0,0,0,0,0,0,0,0,0,0,0,0,null,0,0,0,0,0,0,0,0,0,null,0,0,0,0,0,0,0,0,0,0,null,0,0,0,0,0,0,0,null,0,0,0,null,{"$f":"IF($D380=\"Connection\",VLOOKUP(C380,'Input - General'!$F$62:$N$79,8,FALSE),0)","v":0},null,0.1801212933606588,0,0,null,8.6527813038891108E-2,0,0]
[null,{"$f":"'Input - Inventory'!B378","v":370},{"$f":"'Input - Inventory'!C378","v":"SMARTPOLE A"},{"$f":"'Input - Inventory'!D378","v":"Support"},{"$f":"'Input - Inventory'!E378","v":"NonTraffic"},{"$f":"'Input - Inventory'!F378","v":"n/a"},{"$f":"'Input - Inventory'!G378","v":0},null,"Support - SMARTPOLE A",null,0,5,0,null,0,0,0,0,0,0,0,0,0,0,0,0,0,0,0,0,0,0,0,0,0,0,0,0,0,0,0,0,0,null,0,0,0,0,0,0,0,0,0,null,0,0,0,0,0,0,0,0,0,0,null,0,0,0,0,0,0,0,null,0,0,0,null,{"$f":"IF($D381=\"Connection\",VLOOKUP(C381,'Input - General'!$F$62:$N$79,8,FALSE),0)","v":0},null,0.1801212933606588,0,0,null,8.6527813038891108E-2,0,0]
[null,{"$f":"'Input - Inventory'!B379","v":371},{"$f":"'Input - Inventory'!C379","v":"SMARTPOLE AB"},{"$f":"'Input - Inventory'!D379","v":"Support"},{"$f":"'Input - Inventory'!E379","v":"NonTraffic"},{"$f":"'Input - Inventory'!F379","v":"n/a"},{"$f":"'Input - Inventory'!G379","v":0},null,"Support - SMARTPOLE AB",null,0,0,0,null,0,0,0,0,0,0,0,0,0,0,0,0,0,0,0,0,0,0,0,0,0,0,0,0,0,0,0,0,0,null,0,0,0,0,0,0,0,0,0,null,0,0,0,0,0,0,0,0,0,0,null,0,0,0,0,0,0,0,null,0,0,0,null,{"$f":"IF($D382=\"Connection\",VLOOKUP(C382,'Input - General'!$F$62:$N$79,8,FALSE),0)","v":0},null,0.1801212933606588,0,0,null,8.6527813038891108E-2,0,0]
[null,{"$f":"'Input - Inventory'!B380","v":372},{"$f":"'Input - Inventory'!C380","v":"SMARTPOLE B"},{"$f":"'Input - Inventory'!D380","v":"Support"},{"$f":"'Input - Inventory'!E380","v":"NonTraffic"},{"$f":"'Input - Inventory'!F380","v":"n/a"},{"$f":"'Input - Inventory'!G380","v":0},null,"Support - SMARTPOLE B",null,0,0,0,null,0,0,0,0,0,0,0,0,0,0,0,0,0,0,0,0,0,0,0,0,0,0,0,0,0,0,0,0,0,null,0,0,0,0,0,0,0,0,0,null,0,0,0,0,0,0,0,0,0,0,null,0,0,0,0,0,0,0,null,0,0,0,null,{"$f":"IF($D383=\"Connection\",VLOOKUP(C383,'Input - General'!$F$62:$N$79,8,FALSE),0)","v":0},null,0.1801212933606588,0,0,null,8.6527813038891108E-2,0,0]
[null,{"$f":"'Input - Inventory'!B381","v":373},{"$f":"'Input - Inventory'!C381","v":"SMARTPOLE C"},{"$f":"'Input - Inventory'!D381","v":"Support"},{"$f":"'Input - Inventory'!E381","v":"NonTraffic"},{"$f":"'Input - Inventory'!F381","v":"n/a"},{"$f":"'Input - Inventory'!G381","v":0},null,"Support - SMARTPOLE C",null,0,0,0,null,0,0,0,0,0,0,0,0,0,0,0,0,0,0,0,0,0,0,0,0,0,0,0,0,0,0,0,0,0,null,0,0,0,0,0,0,0,0,0,null,0,0,0,0,0,0,0,0,0,0,null,0,0,0,0,0,0,0,null,0,0,0,null,{"$f":"IF($D384=\"Connection\",VLOOKUP(C384,'Input - General'!$F$62:$N$79,8,FALSE),0)","v":0},null,0.1801212933606588,0,0,null,8.6527813038891108E-2,0,0]
[null,{"$f":"'Input - Inventory'!B382","v":374},{"$f":"'Input - Inventory'!C382","v":"SUSPENDED"},{"$f":"'Input - Inventory'!D382","v":"Support"},{"$f":"'Input - Inventory'!E382","v":"NonTraffic"},{"$f":"'Input - Inventory'!F382","v":"n/a"},{"$f":"'Input - Inventory'!G382","v":0},null,"Support - SUSPENDED",null,0,153,0,null,0,0,0,0,0,0,0,0,0,0,0,0,0,0,0,0,0,0,0,0,0,0,0,0,0,0,0,0,0,null,0,0,0,0,0,0,0,0,0,null,0,0,0,0,0,0,0,0,0,0,null,0,0,0,0,0,0,0,null,0,0,0,null,{"$f":"IF($D385=\"Connection\",VLOOKUP(C385,'Input - General'!$F$62:$N$79,8,FALSE),0)","v":0},null,0.1801212933606588,0,0,null,8.6527813038891108E-2,0,0]
[null,{"$f":"'Input - Inventory'!B383","v":375},{"$f":"'Input - Inventory'!C383","v":"Suspended (P09)"},{"$f":"'Input - Inventory'!D383","v":"Support"},{"$f":"'Input - Inventory'!E383","v":"NonTraffic"},{"$f":"'Input - Inventory'!F383","v":"n/a"},{"$f":"'Input - Inventory'!G383","v":0},null,"Support - Suspended (P09)",null,0,5,0,null,0,0,0,0,0,0,0,0,0,0,0,0,0,0,0,0,0,0,0,0,0,0,0,0,0,0,0,0,0,null,0,0,0,0,0,0,0,0,0,null,0,0,0,0,0,0,0,0,0,0,null,0,0,0,0,0,0,0,null,0,0,0,null,{"$f":"IF($D386=\"Connection\",VLOOKUP(C386,'Input - General'!$F$62:$N$79,8,FALSE),0)","v":0},null,0.1801212933606588,0,0,null,8.6527813038891108E-2,0,0]
[null,{"$f":"'Input - Inventory'!B384","v":376},{"$f":"'Input - Inventory'!C384","v":"UNKNOWN"},{"$f":"'Input - Inventory'!D384","v":"Support"},{"$f":"'Input - Inventory'!E384","v":"NonTraffic"},{"$f":"'Input - Inventory'!F384","v":"n/a"},{"$f":"'Input - Inventory'!G384","v":0},null,"Support - UNKNOWN",null,0,207,0,null,0,0,0,0,0,0,0,0,0,0,0,0,0,0,0,0,0,0,0,0,0,0,0,0,0,0,0,0,0,null,0,0,0,0,0,0,0,0,0,null,0,0,0,0,0,0,0,0,0,0,null,0,0,0,0,0,0,0,null,0,0,0,null,{"$f":"IF($D387=\"Connection\",VLOOKUP(C387,'Input - General'!$F$62:$N$79,8,FALSE),0)","v":0},null,0.1801212933606588,0,0,null,8.6527813038891108E-2,0,0]
[null,{"$f":"'Input - Inventory'!B385","v":377},{"$f":"'Input - Inventory'!C385","v":"WALL"},{"$f":"'Input - Inventory'!D385","v":"Support"},{"$f":"'Input - Inventory'!E385","v":"NonTraffic"},{"$f":"'Input - Inventory'!F385","v":"n/a"},{"$f":"'Input - Inventory'!G385","v":0},null,"Support - WALL",null,0,369,0,null,0,0,0,0,0,0,0,0,0,0,0,0,0,0,0,0,0,0,0,0,0,0,0,0,0,0,0,0,0,null,0,0,0,0,0,0,0,0,0,null,0,0,0,0,0,0,0,0,0,0,null,0,0,0,0,0,0,0,null,0,0,0,null,{"$f":"IF($D388=\"Connection\",VLOOKUP(C388,'Input - General'!$F$62:$N$79,8,FALSE),0)","v":0},null,0.1801212933606588,0,0,null,8.6527813038891108E-2,0,0]
[null,{"$f":"'Input - Inventory'!B386","v":378},{"$f":"'Input - Inventory'!C386","v":"Wall (P09)"},{"$f":"'Input - Inventory'!D386","v":"Support"},{"$f":"'Input - Inventory'!E386","v":"NonTraffic"},{"$f":"'Input - Inventory'!F386","v":"n/a"},{"$f":"'Input - Inventory'!G386","v":0},null,"Support - Wall (P09)",null,0,54,0,null,0,0,0,0,0,0,0,0,0,0,0,0,0,0,0,0,0,0,0,0,0,0,0,0,0,0,0,0,0,null,0,0,0,0,0,0,0,0,0,null,0,0,0,0,0,0,0,0,0,0,null,0,0,0,0,0,0,0,null,0,0,0,null,{"$f":"IF($D389=\"Connection\",VLOOKUP(C389,'Input - General'!$F$62:$N$79,8,FALSE),0)","v":0},null,0.1801212933606588,0,0,null,8.6527813038891108E-2,0,0]
[null,{"$f":"'Input - Inventory'!B387","v":379},{"$f":"'Input - Inventory'!C387","v":"WOOD POLE NON-TRL"},{"$f":"'Input - Inventory'!D387","v":"Support"},{"$f":"'Input - Inventory'!E387","v":"NonTraffic"},{"$f":"'Input - Inventory'!F387","v":"n/a"},{"$f":"'Input - Inventory'!G387","v":0},null,"Support - WOOD POLE NON-TRL",null,0,143400.5,0,null,0,0,0,0,0,0,0,0,0,0,0,0,0,0,0,0,0,0,0,0,0,0,0,0,0,0,0,0,0,null,0,0,0,0,0,0,0,0,0,null,0,0,0,0,0,0,0,0,0,0,null,0,0,0,0,0,0,0,null,0,0,0,null,{"$f":"IF($D390=\"Connection\",VLOOKUP(C390,'Input - General'!$F$62:$N$79,8,FALSE),0)","v":0},null,0.1801212933606588,0,0,null,8.6527813038891108E-2,0,0]
[null,{"$f":"'Input - Inventory'!B388","v":380},{"$f":"'Input - Inventory'!C388","v":"Wood Pole non-TRL (P09)"},{"$f":"'Input - Inventory'!D388","v":"Support"},{"$f":"'Input - Inventory'!E388","v":"NonTraffic"},{"$f":"'Input - Inventory'!F388","v":"n/a"},{"$f":"'Input - Inventory'!G388","v":0},null,"Support - Wood Pole non-TRL (P09)",null,0,4464.5,0,null,0,0,0,0,0,0,0,0,0,0,0,0,0,0,0,0,0,0,0,0,0,0,0,0,0,0,0,0,0,null,0,0,0,0,0,0,0,0,0,null,0,0,0,0,0,0,0,0,0,0,null,0,0,0,0,0,0,0,null,0,0,0,null,{"$f":"IF($D391=\"Connection\",VLOOKUP(C391,'Input - General'!$F$62:$N$79,8,FALSE),0)","v":0},null,0.1801212933606588,0,0,null,8.6527813038891108E-2,0,0]
[null,{"$f":"'Input - Inventory'!B389","v":381},{"$f":"'Input - Inventory'!C389","v":"WOOD POLE TRL"},{"$f":"'Input - Inventory'!D389","v":"Support"},{"$f":"'Input - Inventory'!E389","v":"NonTraffic"},{"$f":"'Input - Inventory'!F389","v":"n/a"},{"$f":"'Input - Inventory'!G389","v":0},null,"Support - WOOD POLE TRL",null,0,47735,0,null,0,0,0,0,0,0,0,0,0,0,0,0,0,0,0,0,0,0,0,0,0,0,0,0,0,0,0,0,0,null,0,0,0,0,0,0,0,0,0,null,0,0,0,0,0,0,0,0,0,0,null,0,0,0,0,0,0,0,null,0,0,0,null,{"$f":"IF($D392=\"Connection\",VLOOKUP(C392,'Input - General'!$F$62:$N$79,8,FALSE),0)","v":0},null,0.1801212933606588,0,0,null,8.6527813038891108E-2,0,0]
[null,{"$f":"'Input - Inventory'!B390","v":382},{"$f":"'Input - Inventory'!C390","v":"Wood Pole TRL (P09)"},{"$f":"'Input - Inventory'!D390","v":"Support"},{"$f":"'Input - Inventory'!E390","v":"Traffic"},{"$f":"'Input - Inventory'!F390","v":"n/a"},{"$f":"'Input - Inventory'!G390","v":0},null,"Support - Wood Pole TRL (P09)",null,0,1550.5,0,null,0,0,0,0,0,0,0,0,0,0,0,0,0,0,0,0,0,0,0,0,0,0,0,0,0,0,0,0,0,null,0,0,0,0,0,0,0,0,0,null,0,0,0,0,0,0,0,0,0,0,null,0,0,0,0,0,0,0,null,0,0,0,null,{"$f":"IF($D393=\"Connection\",VLOOKUP(C393,'Input - General'!$F$62:$N$79,8,FALSE),0)","v":0},null,0.1801212933606588,0,0,null,8.6527813038891108E-2,0,0]

{"sheet":"Calc - Opex FY19","index":7,"n_rows":393,"n_cols":86,"rows_kept":393,"cut":false,"hidden":false,"merged":[[7,85,9,85],[7,24,7,25],[8,48,8,49],[8,30,8,31],[7,38,7,39],[7,30,7,31],[7,26,7,27],[7,28,7,29],[7,81,9,81],[7,71,9,71],[7,75,9,75],[8,74,9,74],[8,73,9,73],[8,24,8,25],[7,77,9,77],[8,32,8,33],[7,32,7,33],[7,16,7,17],[8,14,8,15],[8,16,8,17],[8,18,8,19],[8,20,8,21],[8,22,8,23],[1,1,8,6],[8,65,8,66],[7,12,9,12],[8,26,8,27],[8,28,8,29],[7,18,7,19],[7,20,7,21],[7,22,7,23],[8,34,8,35],[8,36,8,37],[8,38,8,39],[8,40,8,41],[7,40,7,41],[7,14,7,15],[7,36,7,37],[7,34,7,35],[8,67,8,68],[8,69,8,70],[7,42,9,42],[7,52,9,52],[7,63,9,63],[8,54,8,56],[8,57,8,59],[8,60,8,62],[8,50,8,51],[8,46,8,47],[8,44,8,45]]}
[]
[null,{"$f":"CONCATENATE(\"This sheet contains no inputs and all values are calculated for \" & \"FY19\" )","v":"This sheet contains no inputs and all values are calculated for FY19"},null,null,null,null,null,null,null,null,null,null,null,null,null,null,null,null,null,null,null,null,null,null,null,null,null,null,null,null,null,null,null,null,null,null,null,null,null,null,null,null,"Bulk contract",null,null,null,null,null,null,null,null,null,"Bulk materials",null,null,null,null,null,null,null,null,null,null,"Spot labour",null,null,null,null,null,null,null,"Spot materials",null,null,null,"EWP costs",null,"Connections",null,null,null,"Overheads",null,null,null,"CAM"]
[]
[null,null,null,null,null,null,null,null,null,null,null,"Totals --->   ",{"$f":"SUM(M12:M475)","v":21058251.335052475},null,{"$f":"SUMPRODUCT(O12:O294,P12:P294,$L$12:$L$294)","v":670565.10998785135},null,{"$f":"SUMPRODUCT(Q12:Q294,R12:R294,$L$12:$L$294)","v":283159.61741096532},null,{"$f":"SUMPRODUCT(S12:S294,T12:T294,$L$12:$L$294)","v":37374.693912039031},null,{"$f":"SUMPRODUCT(U12:U294,V12:V294,$L$12:$L$294)","v":4170.4494684711863},null,{"$f":"SUMPRODUCT(W12:W294,X12:X294,$L$12:$L$294)","v":478201.21853991377},null,{"$f":"SUMPRODUCT(Y12:Y294,Z12:Z294,$L$12:$L$294)","v":13170.563742205579},null,{"$f":"SUMPRODUCT(AA12:AA294,AB12:AB294,$L$12:$L$294)","v":114860.18059405471},null,{"$f":"SUMPRODUCT(AC12:AC294,AD12:AD294,$L$12:$L$294)","v":929548.80493719759},null,{"$f":"SUMPRODUCT(AE12:AE294,AF12:AF294,$L$12:$L$294)","v":876682.75215090648},null,{"$f":"SUMPRODUCT(AG12:AG294,AH12:AH294,$L$12:$L$294)","v":0},null,{"$f":"SUMPRODUCT(AI12:AI294,AJ12:AJ294,$L$12:$L$294)","v":382986.51540460321},null,{"$f":"SUMPRODUCT(AK12:AK294,AL12:AL294,$L$12:$L$294)","v":608574.60487332626},null,{"$f":"SUMPRODUCT(AM12:AM294,AN12:AN294,$L$12:$L$294)","v":0},null,{"$f":"SUMPRODUCT(AO12:AO294,AP12:AP294,$L$12:$L$294)","v":0},null,{"$f":"SUMPRODUCT(AQ12:AQ475,$L$12:$L$475)","v":4399294.511021534},null,{"$f":"SUMPRODUCT(AS12:AS294,AT12:AT294,$L$12:$L$294)","v":1439641.4458679131},null,{"$f":"SUMPRODUCT(AU12:AU294,AV12:AV294,$L$12:$L$294)","v":160247.44283265327},null,{"$f":"SUMPRODUCT(AW12:AW294,AX12:AX294,$L$12:$L$294)","v":500546.67547120148},null,{"$f":"SUMPRODUCT(AY12:AY294,AZ12:AZ294,$L$12:$L$294)","v":1925},null,{"$f":"SUMPRODUCT(BA12:BA475,$L$12:$L$475)","v":2102360.5641717673},null,{"$f":"SUMPRODUCT(BC12:BC294,BD12:BD294,BE12:BE294,$L$12:$L$294)","v":4869960.698847265},null,null,{"$f":"SUMPRODUCT(BF12:BF294,BG12:BG294,BH12:BH294,$L$12:$L$294)","v":0},null,null,{"$f":"SUMPRODUCT(BI12:BI294,BJ12:BJ294,BK12:BK294,$L$12:$L$294)","v":0},null,null,{"$f":"SUMPRODUCT(BL12:BL475,$L$12:$L$475)","v":4869960.698847265},null,{"$f":"SUMPRODUCT(BN12:BN294,BO12:BO294,$L$12:$L$294)","v":526487.07489764038},null,{"$f":"SUMPRODUCT(BP12:BP294,BQ12:BQ294,$L$12:$L$294)","v":42646.576750146363},null,{"$f":"SUMPRODUCT(BR12:BR294,BS12:BS294,$L$12:$L$294)","v":732.2},null,{"$f":"SUMPRODUCT(BT12:BT475,$L$12:$L$475)","v":569865.8516477868},null,null,null,{"$f":"SUMPRODUCT(BX12:BX475,$L$12:$L$475)","v":1798657.1296366525},null,{"$f":"SUMPRODUCT(BZ12:BZ475,$L$12:$L$475)","v":2682948.8791351877},null,null,null,{"$f":"SUMPRODUCT(CD12:CD475,$L$12:$L$475)","v":2958147.785694412},null,null,null,{"$f":"SUMPRODUCT(CH12:CH475,$L$12:$L$475)","v":1677015.9148978719}]
[]
[null,null,null,null,null,null,null,null,null,null,null,"Percent --->   ",null,null,null,null,null,null,null,null,null,null,null,null,null,null,null,null,null,null,null,null,null,null,null,null,null,null,null,null,null,null,{"$f":"TotalOpexBulkContract/TotalOpex","v":0.20891072297625662},null,null,null,null,null,null,null,null,null,{"$f":"TotalOpexBulkMaterials/TotalOpex","v":9.983547687420212E-2},null,null,null,null,null,null,null,null,null,null,{"$f":"TotalOpexSpotLabour/TotalOpex","v":0.23126140064350834},null,null,null,null,null,null,null,{"$f":"TotalOpexSpotMaterials/TotalOpex","v":2.7061404224918598E-2},null,null,null,{"$f":"TotalOpexSpotOther/TotalOpex","v":8.5413413536512453E-2},null,{"$f":"BZ4/TotalOpex","v":0.12740606218662087},null,null,null,{"$f":"TotalOpexOverheads/TotalOpex","v":0.14047452177429529},null,null,null,{"$f":"CH4/TotalOpex","v":7.963699778368577E-2}]
[]
[null,null,null,null,null,null,null,null,null,null,null,null,"Sub-total annual cost",null,"Task 1",null,"Task 2",null,"Task 3",null,"Task 4",null,"Task 5",null,"Task 6",null,"Task 7",null,"Task 8",null,"Task 9",null,"Task 10",null,"Task 11",null,"Task 12",null,"Task 13",null,"Task 14",null,"Sub-total annual cost per asset",null,null,null,null,null,null,null,null,null,"Sub-total annual cost per asset",null,null,null,null,null,null,null,null,null,null,"Sub-total annual cost per asset",null,null,null,null,null,null,null,"Sub-total annual cost per asset",null,null,null,"Sub-total annual cost per asset",null,"Sub-total annual cost per asset",null,null,null,"Sub-total annual cost per asset",null,null,null,"Sub-total annual cost per asset"]
[null,null,null,null,null,null,null,null,null,null,null,null,null,null,"Minor < 130w",null,"Major > 130w",null,"Minor < 130w",null,"Major > 130w",null,"All",null,"All",null,"All",null,"All",null,"All",null,"All",null,"All",null,"All",null,"All",null,"All",null,null,null,"Lamp",null,"Visors",null,"PE Cell",null,"Misc",null,null,null,"Lamp change",null,null,"PE Cell change",null,null,"Misc",null,null,null,null,"Lamp",null,"PE Cell",null,"Misc",null,null,null,"Price","Hours (weighted by failure)"]
[null,"#","Description","Type","Route","Category","Lamps (#)",null,null,null,"Price","Count",null,null,"Price","Cycle","Price","Cycle","Price","Cycle","Price","Cycle","Price","Cycle","Price","Cycle","Price","Cycle","Price","Cycle","Price","Cycle","Price","Cycle","Price","Cycle","Price","Cycle","Price","Cycle","Price","Cycle",null,null,"Price","Cycle","Price","Cycle","Price","Cycle","Price","Cycle",null,null,"Price","Failure","Hours","Price","Failure","Hours","Price","Failure","Hours",null,null,"Price","Failure","Price","Failure","Price","Failure",null,null,null,null,null,null,null,null,"Rate","Cost",null,null,"Rate","Cost"]
[]
[null,{"$f":"'Input - Inventory'!B9","v":1},{"$f":"'Input - Inventory'!C9","v":"0.5"},{"$f":"'Input - Inventory'!D9","v":"Bracket"},{"$f":"'Input - Inventory'!E9","v":"NonTraffic"},{"$f":"'Input - Inventory'!F9","v":"n/a"},{"$f":"'Input - Inventory'!G9","v":0},null,{"$f":"CONCATENATE(D12,\" - \",C12)","v":"Bracket - 0.5"},null,{"$f":"AQ12+BA12+BL12+BT12+BX12+BZ12+CD12+CH12","v":0},{"$f":"INDIRECT(L$10&$B12&\"FY19\")","v":33642},{"$f":"L12*K12","v":0},null,{"$f":"IF(AND($D12=\"Lamp\", OR($F12=O$9, O$9=\"All\")),INDIRECT(\"PriceBulkTask1\" & \"FY19\"),0)","v":0},{"$f":"IF(AND($D12=\"Lamp\",CycleBulkTask1<>0, OR($F12=O$9,O$9=\"All\")),1/CycleBulkTask1,0)","v":0},{"$f":"IF(AND($D12=\"Lamp\", OR($F12=Q$9, Q$9=\"All\")),INDIRECT(\"PriceBulkTask2\" & \"FY19\"),0)","v":0},{"$f":"IF(AND($D12=\"Lamp\",CycleBulkTask2<>0, OR($F12=Q$9,Q$9=\"All\")),1/CycleBulkTask2,0)","v":0},{"$f":"IF(AND($D12=\"Lamp\", OR($F12=S$9, S$9=\"All\")),INDIRECT(\"PriceBulkTask3\" & \"FY19\"),0)","v":0},{"$f":"IF(AND($D12=\"Lamp\",CycleBulkTask3<>0, OR($F12=S$9,S$9=\"All\")),1/CycleBulkTask3,0)","v":0},{"$f":"IF(AND($D12=\"Lamp\", OR($F12=U$9, U$9=\"All\")),INDIRECT(\"PriceBulkTask4\" & \"FY19\"),0)","v":0},{"$f":"IF(AND($D12=\"Lamp\",CycleBulkTask4<>0, OR($F12=U$9,U$9=\"All\")),1/CycleBulkTask4,0)","v":0},{"$f":"IF(AND($D12=\"Lamp\", OR($F12=W$9, W$9=\"All\")),INDIRECT(\"PriceBulkTask5\" & \"FY19\"),0)","v":0},{"$f":"IF(AND($D12=\"Lamp\",CycleBulkTask5<>0, OR($F12=W$9,W$9=\"All\")),1/CycleBulkTask5,0)","v":0},{"$f":"IF(AND($D12=\"Lamp\", OR($F12=Y$9, Y$9=\"All\")),INDIRECT(\"PriceBulkTask6\" & \"FY19\"),0)","v":0},{"$f":"IF(AND($D12=\"Lamp\",CycleBulkTask6<>0, OR($F12=Y$9,Y$9=\"All\")),1/CycleBulkTask6,0)","v":0},{"$f":"IF(AND($D12=\"Lamp\", OR($F12=AA$9, AA$9=\"All\")),INDIRECT(\"PriceBulkTask7\" & \"FY19\"),0)","v":0},{"$f":"IF(AND($D12=\"Lamp\",CycleBulkTask7<>0, OR($F12=AA$9,AA$9=\"All\")),1/CycleBulkTask7,0)","v":0},{"$f":"IF(AND($D12=\"Lamp\", OR($F12=AC$9, AC$9=\"All\")),INDIRECT(\"PriceBulkTask8\" & \"FY19\"),0)","v":0},{"$f":"IF(AND($D12=\"Lamp\",CycleBulkTask8<>0, OR($F12=AC$9,AC$9=\"All\")),1/CycleBulkTask8,0)","v":0},{"$f":"IF(AND($D12=\"Lamp\", OR($F12=AE$9, AE$9=\"All\")),INDIRECT(\"PriceBulkTask9\" & \"FY19\"),0)","v":0},{"$f":"IF(AND($D12=\"Lamp\",CycleBulkTask9<>0, OR($F12=AE$9,AE$9=\"All\")),1/CycleBulkTask9,0)","v":0},{"$f":"IF(AND($D12=\"Lamp\", OR($F12=AG$9, AG$9=\"All\")),INDIRECT(\"PriceBulkTask10\" & \"FY19\"),0)","v":0},{"$f":"IF(AND($D12=\"Lamp\",CycleBulkTask10<>0, OR($F12=AG$9,AG$9=\"All\")),1/CycleBulkTask10,0)","v":0},{"$f":"IF(AND($D12=\"Lamp\", OR($F12=AI$9, AI$9=\"All\")),INDIRECT(\"PriceBulkTask11\" & \"FY19\"),0)","v":0},{"$f":"IF(AND($D12=\"Lamp\",CycleBulkTask11<>0, OR($F12=AI$9,AI$9=\"All\")),1/CycleBulkTask11,0)","v":0},{"$f":"IF(AND($D12=\"Lamp\", OR($F12=AK$9, AK$9=\"All\")),INDIRECT(\"PriceBulkTask12\" & \"FY19\"),0)","v":0},{"$f":"IF(AND($D12=\"Lamp\",CycleBulkTask12<>0, OR($F12=AK$9,AK$9=\"All\")),1/CycleBulkTask12,0)","v":0},{"$f":"IF(AND($D12=\"Lamp\", OR($F12=AM$9, AM$9=\"All\")),INDIRECT(\"PriceBulkTask13\" & \"FY19\"),0)","v":0},{"$f":"IF(AND($D12=\"Lamp\",CycleBulkTask13<>0, OR($F12=AM$9,AM$9=\"All\")),1/CycleBulkTask13,0)","v":0},{"$f":"IF(AND($D12=\"Lamp\", OR($F12=AO$9, AO$9=\"All\")),INDIRECT(\"PriceBulkTask14\" & \"FY19\"),0)","v":0},{"$f":"IF(AND($D12=\"Lamp\",CycleBulkTask14<>0, OR($F12=AO$9,AO$9=\"All\")),1/CycleBulkTask14,0)","v":0},{"$f":"O12*P12+Q12*R12+S12*T12+U12*V12+W12*X12+Y12*Z12+AA12*AB12+AC12*AD12+AE12*AF12+AG12*AH12+AI12*AJ12+AK12*AL12+AM12*AN12+AO12*AP12","v":0},null,{"$f":"IF($D12=\"Lamp\",$G12*INDIRECT(\"Price\" & $B12 & \"FY19\"),0)","v":0},{"$f":"MAX(P12,R12)","v":0},{"$f":"IF($D12=\"Lamp\",INDIRECT(\"PriceVisor\" & \"FY19\"),0)","v":0},{"$f":"MAX(T12,V12)","v":0},{"$f":"IF($D12=\"Lamp\",INDIRECT(\"PricePECell\" & \"FY19\"),0)","v":0},{"$f":"X12","v":0},{"$f":"IF($D12=\"Lamp\",INDIRECT(\"PriceMisc\" & \"FY19\"),0)","v":0},{"$f":"INDIRECT($E12)*$V12 +(1-INDIRECT($E12))*$T12","v":0},{"$f":"AS12*AT12+AU12*AV12+AW12*AX12+AY12*AZ12","v":0},null,{"$f":"IF($D12=$AS$9,(INDIRECT(\"PriceLabour\" & \"FY19\")*ProportionStandardHours + INDIRECT(\"PriceLabourOvertime\" & \"FY19\")*ProportionOvertimeHours)*(1+RateOnCostAnnual),0)","v":0},{"$f":"BO12","v":0},{"$f":"IF($D12=\"Lamp\",(NumberOfCrew+INDIRECT($E12)*TrafficController)*(TimeToReplaceLamp),0)","v":0},{"$f":"IF($D12=$AS$9,(INDIRECT(\"PriceLabour\" & \"FY19\")*ProportionStandardHours + INDIRECT(\"PriceLabourOvertime\" & \"FY19\")*ProportionOvertimeHours)*(1+RateOnCostAnnual),0)","v":0},{"$f":"BQ12","v":0},{"$f":"IF($D12=\"Lamp\",(NumberOfCrew+INDIRECT($E12)*TrafficController)*(TimeForPECellReplace),0)","v":0},{"$f":"IF($D12=$AS$9,(INDIRECT(\"PriceLabour\" & \"FY19\")*ProportionStandardHours + INDIRECT(\"PriceLabourOvertime\" & \"FY19\")*ProportionOvertimeHours)*(1+RateOnCostAnnual),0)","v":0},{"$f":"BS12","v":0},{"$f":"IF($D12=\"Lamp\",(NumberOfCrew+INDIRECT($E12)*TrafficController)*(TimeForOtherSpot),0)","v":0},{"$f":"BC12*BD12*BE12+BF12*BG12*BH12+BI12*BJ12*BK12","v":0},null,{"$f":"IF($D12=\"Lamp\",INDIRECT(\"Price\" & $B12 & \"FY19\"),0)","v":0},{"$f":"IF($D12=\"Lamp\",INDIRECT(BO$10 & $B12),0)","v":0},{"$f":"IF($D12=\"Lamp\",INDIRECT(\"pRICEpecELL\" & \"FY19\"),0)","v":0},{"$f":"IF($D12=\"Lamp\",INDIRECT(\"FailurePECell\" & \"Annual\"),0)","v":0},{"$f":"IF($D12=\"Lamp\",INDIRECT(\"PriceMisc\" & \"FY19\"),0)","v":0},{"$f":"IF($D12=\"Lamp\",INDIRECT(\"FailureMisc\" & \"Annual\"),0)","v":0},{"$f":"BN12*BO12+BP12*BQ12+BR12*BS12","v":0},null,{"$f":"IF(AND($D12=\"Lamp\"),INDIRECT(\"PriceEWP\"&\"FY19\"),0)","v":0},{"$f":"BD12*BE12+BG12*BH12+BJ12*BK12","v":0},{"$f":"BV12*BW12","v":0},null,{"$f":"IF($D12=\"Connection\",VLOOKUP(C12,'Input - General'!$F$62:$N$79,9,FALSE),0)","v":0},null,{"$f":"RateOverhead","v":0.1801212933606588},{"$f":"BX12+BL12+BT12+BA12+AQ12+BZ12","v":0},{"$f":"CC12*CB12","v":0},null,{"$f":"CorporateOverheads","v":8.6527813038891108E-2},{"$f":"AQ12+BA12+BL12+BT12+BX12+BZ12+CD12","v":0},{"$f":"CG12*CF12","v":0}]
[null,{"$f":"'Input - Inventory'!B10","v":2},{"$f":"'Input - Inventory'!C10","v":"0.5 (P09)"},{"$f":"'Input - Inventory'!D10","v":"Bracket"},{"$f":"'Input - Inventory'!E10","v":"NonTraffic"},{"$f":"'Input - Inventory'!F10","v":"n/a"},{"$f":"'Input - Inventory'!G10","v":0},null,{"$f":"CONCATENATE(D13,\" - \",C13)","v":"Bracket - 0.5 (P09)"},null,{"$f":"AQ13+BA13+BL13+BT13+BX13+BZ13+CD13+CH13","v":0},{"$f":"INDIRECT(L$10&$B13&\"FY19\")","v":1150},0,null,{"$f":"IF(AND($D13=\"Lamp\", OR($F13=O$9, O$9=\"All\")),INDIRECT(\"PriceBulkTask1\" & \"FY19\"),0)","v":0},0,{"$f":"IF(AND($D13=\"Lamp\", OR($F13=Q$9, Q$9=\"All\")),INDIRECT(\"PriceBulkTask2\" & \"FY19\"),0)","v":0},0,{"$f":"IF(AND($D13=\"Lamp\", OR($F13=S$9, S$9=\"All\")),INDIRECT(\"PriceBulkTask3\" & \"FY19\"),0)","v":0},0,{"$f":"IF(AND($D13=\"Lamp\", OR($F13=U$9, U$9=\"All\")),INDIRECT(\"PriceBulkTask4\" & \"FY19\"),0)","v":0},0,{"$f":"IF(AND($D13=\"Lamp\", OR($F13=W$9, W$9=\"All\")),INDIRECT(\"PriceBulkTask5\" & \"FY19\"),0)","v":0},0,{"$f":"IF(AND($D13=\"Lamp\", OR($F13=Y$9, Y$9=\"All\")),INDIRECT(\"PriceBulkTask6\" & \"FY19\"),0)","v":0},0,{"$f":"IF(AND($D13=\"Lamp\", OR($F13=AA$9, AA$9=\"All\")),INDIRECT(\"PriceBulkTask7\" & \"FY19\"),0)","v":0},0,{"$f":"IF(AND($D13=\"Lamp\", OR($F13=AC$9, AC$9=\"All\")),INDIRECT(\"PriceBulkTask8\" & \"FY19\"),0)","v":0},0,{"$f":"IF(AND($D13=\"Lamp\", OR($F13=AE$9, AE$9=\"All\")),INDIRECT(\"PriceBulkTask9\" & \"FY19\"),0)","v":0},0,{"$f":"IF(AND($D13=\"Lamp\", OR($F13=AG$9, AG$9=\"All\")),INDIRECT(\"PriceBulkTask10\" & \"FY19\"),0)","v":0},0,{"$f":"IF(AND($D13=\"Lamp\", OR($F13=AI$9, AI$9=\"All\")),INDIRECT(\"PriceBulkTask11\" & \"FY19\"),0)","v":0},0,{"$f":"IF(AND($D13=\"Lamp\", OR($F13=AK$9, AK$9=\"All\")),INDIRECT(\"PriceBulkTask12\" & \"FY19\"),0)","v":0},0,{"$f":"IF(AND($D13=\"Lamp\", OR($F13=AM$9, AM$9=\"All\")),INDIRECT(\"PriceBulkTask13\" & \"FY19\"),0)","v":0},0,{"$f":"IF(AND($D13=\"Lamp\", OR($F13=AO$9, AO$9=\"All\")),INDIRECT(\"PriceBulkTask14\" & \"FY19\"),0)","v":0},0,0,null,{"$f":"IF($D13=\"Lamp\",$G13*INDIRECT(\"Price\" & $B13 & \"FY19\"),0)","v":0},0,{"$f":"IF($D13=\"Lamp\",INDIRECT(\"PriceVisor\" & \"FY19\"),0)","v":0},0,{"$f":"IF($D13=\"Lamp\",INDIRECT(\"PricePECell\" & \"FY19\"),0)","v":0},0,{"$f":"IF($D13=\"Lamp\",INDIRECT(\"PriceMisc\" & \"FY19\"),0)","v":0},0,0,null,0,0,0,0,0,0,0,0,0,0,null,{"$f":"IF($D13=\"Lamp\",INDIRECT(\"Price\" & $B13 & \"FY19\"),0)","v":0},0,{"$f":"IF($D13=\"Lamp\",INDIRECT(\"pRICEpecELL\" & \"FY19\"),0)","v":0},0,{"$f":"IF($D13=\"Lamp\",INDIRECT(\"PriceMisc\" & \"FY19\"),0)","v":0},0,0,null,{"$f":"IF(AND($D13=\"Lamp\"),INDIRECT(\"PriceEWP\"&\"FY19\"),0)","v":0},0,0,null,{"$f":"IF($D13=\"Connection\",VLOOKUP(C13,'Input - General'!$F$62:$N$79,9,FALSE),0)","v":0},null,0.1801212933606588,0,0,null,8.6527813038891108E-2,{"$f":"AQ13+BA13+BL13+BT13+BX13+BZ13+CD13","v":0},0]
[null,{"$f":"'Input - Inventory'!B11","v":3},{"$f":"'Input - Inventory'!C11","v":"0.6"},{"$f":"'Input - Inventory'!D11","v":"Bracket"},{"$f":"'Input - Inventory'!E11","v":"NonTraffic"},{"$f":"'Input - Inventory'!F11","v":"n/a"},{"$f":"'Input - Inventory'!G11","v":0},null,"Bracket - 0.6",null,0,149,0,null,0,0,0,0,0,0,0,0,0,0,0,0,0,0,0,0,0,0,0,0,0,0,0,0,0,0,0,0,0,null,0,0,0,0,0,0,0,0,0,null,0,0,0,0,0,0,0,0,0,0,null,0,0,0,0,0,0,0,null,0,0,0,null,{"$f":"IF($D14=\"Connection\",VLOOKUP(C14,'Input - General'!$F$62:$N$79,9,FALSE),0)","v":0},null,0.1801212933606588,0,0,null,8.6527813038891108E-2,0,0]
[null,{"$f":"'Input - Inventory'!B12","v":4},{"$f":"'Input - Inventory'!C12","v":"1.0"},{"$f":"'Input - Inventory'!D12","v":"Bracket"},{"$f":"'Input - Inventory'!E12","v":"NonTraffic"},{"$f":"'Input - Inventory'!F12","v":"n/a"},{"$f":"'Input - Inventory'!G12","v":0},null,"Bracket - 1.0",null,0,8607,0,null,0,0,0,0,0,0,0,0,0,0,0,0,0,0,0,0,0,0,0,0,0,0,0,0,0,0,0,0,0,null,0,0,0,0,0,0,0,0,0,null,0,0,0,0,0,0,0,0,0,0,null,0,0,0,0,0,0,0,null,0,0,0,null,{"$f":"IF($D15=\"Connection\",VLOOKUP(C15,'Input - General'!$F$62:$N$79,9,FALSE),0)","v":0},null,0.1801212933606588,0,0,null,8.6527813038891108E-2,0,0]
[null,{"$f":"'Input - Inventory'!B13","v":5},{"$f":"'Input - Inventory'!C13","v":"1.2"},{"$f":"'Input - Inventory'!D13","v":"Bracket"},{"$f":"'Input - Inventory'!E13","v":"NonTraffic"},{"$f":"'Input - Inventory'!F13","v":"n/a"},{"$f":"'Input - Inventory'!G13","v":0},null,"Bracket - 1.2",null,0,24937,0,null,0,0,0,0,0,0,0,0,0,0,0,0,0,0,0,0,0,0,0,0,0,0,0,0,0,0,0,0,0,null,0,0,0,0,0,0,0,0,0,null,0,0,0,0,0,0,0,0,0,0,null,0,0,0,0,0,0,0,null,0,0,0,null,{"$f":"IF($D16=\"Connection\",VLOOKUP(C16,'Input - General'!$F$62:$N$79,9,FALSE),0)","v":0},null,0.1801212933606588,0,0,null,8.6527813038891108E-2,0,0]
[null,{"$f":"'Input - Inventory'!B14","v":6},{"$f":"'Input - Inventory'!C14","v":"1.2 (P09)"},{"$f":"'Input - Inventory'!D14","v":"Bracket"},{"$f":"'Input - Inventory'!E14","v":"NonTraffic"},{"$f":"'Input - Inventory'!F14","v":"n/a"},{"$f":"'Input - Inventory'!G14","v":0},null,"Bracket - 1.2 (P09)",null,0,696,0,null,0,0,0,0,0,0,0,0,0,0,0,0,0,0,0,0,0,0,0,0,0,0,0,0,0,0,0,0,0,null,0,0,0,0,0,0,0,0,0,null,0,0,0,0,0,0,0,0,0,0,null,0,0,0,0,0,0,0,null,0,0,0,null,{"$f":"IF($D17=\"Connection\",VLOOKUP(C17,'Input - General'!$F$62:$N$79,9,FALSE),0)","v":0},null,0.1801212933606588,0,0,null,8.6527813038891108E-2,0,0]
[null,{"$f":"'Input - Inventory'!B15","v":7},{"$f":"'Input - Inventory'!C15","v":"1.5"},{"$f":"'Input - Inventory'!D15","v":"Bracket"},{"$f":"'Input - Inventory'!E15","v":"NonTraffic"},{"$f":"'Input - Inventory'!F15","v":"n/a"},{"$f":"'Input - Inventory'!G15","v":0},null,"Bracket - 1.5",null,0,3808,0,null,0,0,0,0,0,0,0,0,0,0,0,0,0,0,0,0,0,0,0,0,0,0,0,0,0,0,0,0,0,null,0,0,0,0,0,0,0,0,0,null,0,0,0,0,0,0,0,0,0,0,null,0,0,0,0,0,0,0,null,0,0,0,null,{"$f":"IF($D18=\"Connection\",VLOOKUP(C18,'Input - General'!$F$62:$N$79,9,FALSE),0)","v":0},null,0.1801212933606588,0,0,null,8.6527813038891108E-2,0,0]
[null,{"$f":"'Input - Inventory'!B16","v":8},{"$f":"'Input - Inventory'!C16","v":"2.0"},{"$f":"'Input - Inventory'!D16","v":"Bracket"},{"$f":"'Input - Inventory'!E16","v":"NonTraffic"},{"$f":"'Input - Inventory'!F16","v":"n/a"},{"$f":"'Input - Inventory'!G16","v":0},null,"Bracket - 2.0",null,0,70865,0,null,0,0,0,0,0,0,0,0,0,0,0,0,0,0,0,0,0,0,0,0,0,0,0,0,0,0,0,0,0,null,0,0,0,0,0,0,0,0,0,null,0,0,0,0,0,0,0,0,0,0,null,0,0,0,0,0,0,0,null,0,0,0,null,{"$f":"IF($D19=\"Connection\",VLOOKUP(C19,'Input - General'!$F$62:$N$79,9,FALSE),0)","v":0},null,0.1801212933606588,0,0,null,8.6527813038891108E-2,0,0]
[null,{"$f":"'Input - Inventory'!B17","v":9},{"$f":"'Input - Inventory'!C17","v":"2.0 (P09)"},{"$f":"'Input - Inventory'!D17","v":"Bracket"},{"$f":"'Input - Inventory'!E17","v":"NonTraffic"},{"$f":"'Input - Inventory'!F17","v":"n/a"},{"$f":"'Input - Inventory'!G17","v":0},null,"Bracket - 2.0 (P09)",null,0,17415.5,0,null,0,0,0,0,0,0,0,0,0,0,0,0,0,0,0,0,0,0,0,0,0,0,0,0,0,0,0,0,0,null,0,0,0,0,0,0,0,0,0,null,0,0,0,0,0,0,0,0,0,0,null,0,0,0,0,0,0,0,null,0,0,0,null,{"$f":"IF($D20=\"Connection\",VLOOKUP(C20,'Input - General'!$F$62:$N$79,9,FALSE),0)","v":0},null,0.1801212933606588,0,0,null,8.6527813038891108E-2,0,0]
[null,{"$f":"'Input - Inventory'!B18","v":10},{"$f":"'Input - Inventory'!C18","v":"2.5"},{"$f":"'Input - Inventory'!D18","v":"Bracket"},{"$f":"'Input - Inventory'!E18","v":"Traffic"},{"$f":"'Input - Inventory'!F18","v":"n/a"},{"$f":"'Input - Inventory'!G18","v":0},null,"Bracket - 2.5",null,0,518,0,null,0,0,0,0,0,0,0,0,0,0,0,0,0,0,0,0,0,0,0,0,0,0,0,0,0,0,0,0,0,null,0,0,0,0,0,0,0,0,0,null,0,0,0,0,0,0,0,0,0,0,null,0,0,0,0,0,0,0,null,0,0,0,null,{"$f":"IF($D21=\"Connection\",VLOOKUP(C21,'Input - General'!$F$62:$N$79,9,FALSE),0)","v":0},null,0.1801212933606588,0,0,null,8.6527813038891108E-2,0,0]
[null,{"$f":"'Input - Inventory'!B19","v":11},{"$f":"'Input - Inventory'!C19","v":"3.0"},{"$f":"'Input - Inventory'!D19","v":"Bracket"},{"$f":"'Input - Inventory'!E19","v":"Traffic"},{"$f":"'Input - Inventory'!F19","v":"n/a"},{"$f":"'Input - Inventory'!G19","v":0},null,"Bracket - 3.0",null,0,5928,0,null,0,0,0,0,0,0,0,0,0,0,0,0,0,0,0,0,0,0,0,0,0,0,0,0,0,0,0,0,0,null,0,0,0,0,0,0,0,0,0,null,0,0,0,0,0,0,0,0,0,0,null,0,0,0,0,0,0,0,null,0,0,0,null,{"$f":"IF($D22=\"Connection\",VLOOKUP(C22,'Input - General'!$F$62:$N$79,9,FALSE),0)","v":0},null,0.1801212933606588,0,0,null,8.6527813038891108E-2,0,0]
[null,{"$f":"'Input - Inventory'!B20","v":12},{"$f":"'Input - Inventory'!C20","v":"3.0 (P09)"},{"$f":"'Input - Inventory'!D20","v":"Bracket"},{"$f":"'Input - Inventory'!E20","v":"Traffic"},{"$f":"'Input - Inventory'!F20","v":"n/a"},{"$f":"'Input - Inventory'!G20","v":0},null,"Bracket - 3.0 (P09)",null,0,603,0,null,0,0,0,0,0,0,0,0,0,0,0,0,0,0,0,0,0,0,0,0,0,0,0,0,0,0,0,0,0,null,0,0,0,0,0,0,0,0,0,null,0,0,0,0,0,0,0,0,0,0,null,0,0,0,0,0,0,0,null,0,0,0,null,{"$f":"IF($D23=\"Connection\",VLOOKUP(C23,'Input - General'!$F$62:$N$79,9,FALSE),0)","v":0},null,0.1801212933606588,0,0,null,8.6527813038891108E-2,0,0]
[null,{"$f":"'Input - Inventory'!B21","v":13},{"$f":"'Input - Inventory'!C21","v":"3.5"},{"$f":"'Input - Inventory'!D21","v":"Bracket"},{"$f":"'Input - Inventory'!E21","v":"Traffic"},{"$f":"'Input - Inventory'!F21","v":"n/a"},{"$f":"'Input - Inventory'!G21","v":0},null,"Bracket - 3.5",null,0,7196,0,null,0,0,0,0,0,0,0,0,0,0,0,0,0,0,0,0,0,0,0,0,0,0,0,0,0,0,0,0,0,null,0,0,0,0,0,0,0,0,0,null,0,0,0,0,0,0,0,0,0,0,null,0,0,0,0,0,0,0,null,0,0,0,null,{"$f":"IF($D24=\"Connection\",VLOOKUP(C24,'Input - General'!$F$62:$N$79,9,FALSE),0)","v":0},null,0.1801212933606588,0,0,null,8.6527813038891108E-2,0,0]
[null,{"$f":"'Input - Inventory'!B22","v":14},{"$f":"'Input - Inventory'!C22","v":"3.5 (P09)"},{"$f":"'Input - Inventory'!D22","v":"Bracket"},{"$f":"'Input - Inventory'!E22","v":"Traffic"},{"$f":"'Input - Inventory'!F22","v":"n/a"},{"$f":"'Input - Inventory'!G22","v":0},null,"Bracket - 3.5 (P09)",null,0,787,0,null,0,0,0,0,0,0,0,0,0,0,0,0,0,0,0,0,0,0,0,0,0,0,0,0,0,0,0,0,0,null,0,0,0,0,0,0,0,0,0,null,0,0,0,0,0,0,0,0,0,0,null,0,0,0,0,0,0,0,null,0,0,0,null,{"$f":"IF($D25=\"Connection\",VLOOKUP(C25,'Input - General'!$F$62:$N$79,9,FALSE),0)","v":0},null,0.1801212933606588,0,0,null,8.6527813038891108E-2,0,0]
[null,{"$f":"'Input - Inventory'!B23","v":15},{"$f":"'Input - Inventory'!C23","v":"4.0"},{"$f":"'Input - Inventory'!D23","v":"Bracket"},{"$f":"'Input - Inventory'!E23","v":"Traffic"},{"$f":"'Input - Inventory'!F23","v":"n/a"},{"$f":"'Input - Inventory'!G23","v":0},null,"Bracket - 4.0",null,0,983,0,null,0,0,0,0,0,0,0,0,0,0,0,0,0,0,0,0,0,0,0,0,0,0,0,0,0,0,0,0,0,null,0,0,0,0,0,0,0,0,0,null,0,0,0,0,0,0,0,0,0,0,null,0,0,0,0,0,0,0,null,0,0,0,null,{"$f":"IF($D26=\"Connection\",VLOOKUP(C26,'Input - General'!$F$62:$N$79,9,FALSE),0)","v":0},null,0.1801212933606588,0,0,null,8.6527813038891108E-2,0,0]
[null,{"$f":"'Input - Inventory'!B24","v":16},{"$f":"'Input - Inventory'!C24","v":"4.0 (P09)"},{"$f":"'Input - Inventory'!D24","v":"Bracket"},{"$f":"'Input - Inventory'!E24","v":"Traffic"},{"$f":"'Input - Inventory'!F24","v":"n/a"},{"$f":"'Input - Inventory'!G24","v":0},null,"Bracket - 4.0 (P09)",null,0,466,0,null,0,0,0,0,0,0,0,0,0,0,0,0,0,0,0,0,0,0,0,0,0,0,0,0,0,0,0,0,0,null,0,0,0,0,0,0,0,0,0,null,0,0,0,0,0,0,0,0,0,0,null,0,0,0,0,0,0,0,null,0,0,0,null,{"$f":"IF($D27=\"Connection\",VLOOKUP(C27,'Input - General'!$F$62:$N$79,9,FALSE),0)","v":0},null,0.1801212933606588,0,0,null,8.6527813038891108E-2,0,0]
[null,{"$f":"'Input - Inventory'!B25","v":17},{"$f":"'Input - Inventory'!C25","v":"4.5"},{"$f":"'Input - Inventory'!D25","v":"Bracket"},{"$f":"'Input - Inventory'!E25","v":"Traffic"},{"$f":"'Input - Inventory'!F25","v":"n/a"},{"$f":"'Input - Inventory'!G25","v":0},null,"Bracket - 4.5",null,0,3037,0,null,0,0,0,0,0,0,0,0,0,0,0,0,0,0,0,0,0,0,0,0,0,0,0,0,0,0,0,0,0,null,0,0,0,0,0,0,0,0,0,null,0,0,0,0,0,0,0,0,0,0,null,0,0,0,0,0,0,0,null,0,0,0,null,{"$f":"IF($D28=\"Connection\",VLOOKUP(C28,'Input - General'!$F$62:$N$79,9,FALSE),0)","v":0},null,0.1801212933606588,0,0,null,8.6527813038891108E-2,0,0]
[null,{"$f":"'Input - Inventory'!B26","v":18},{"$f":"'Input - Inventory'!C26","v":"5.0"},{"$f":"'Input - Inventory'!D26","v":"Bracket"},{"$f":"'Input - Inventory'!E26","v":"Traffic"},{"$f":"'Input - Inventory'!F26","v":"n/a"},{"$f":"'Input - Inventory'!G26","v":0},null,"Bracket - 5.0",null,0,423,0,null,0,0,0,0,0,0,0,0,0,0,0,0,0,0,0,0,0,0,0,0,0,0,0,0,0,0,0,0,0,null,0,0,0,0,0,0,0,0,0,null,0,0,0,0,0,0,0,0,0,0,null,0,0,0,0,0,0,0,null,0,0,0,null,{"$f":"IF($D29=\"Connection\",VLOOKUP(C29,'Input - General'!$F$62:$N$79,9,FALSE),0)","v":0},null,0.1801212933606588,0,0,null,8.6527813038891108E-2,0,0]
[null,{"$f":"'Input - Inventory'!B27","v":19},{"$f":"'Input - Inventory'!C27","v":"6.0"},{"$f":"'Input - Inventory'!D27","v":"Bracket"},{"$f":"'Input - Inventory'!E27","v":"Traffic"},{"$f":"'Input - Inventory'!F27","v":"n/a"},{"$f":"'Input - Inventory'!G27","v":0},null,"Bracket - 6.0",null,0,1100.5,0,null,0,0,0,0,0,0,0,0,0,0,0,0,0,0,0,0,0,0,0,0,0,0,0,0,0,0,0,0,0,null,0,0,0,0,0,0,0,0,0,null,0,0,0,0,0,0,0,0,0,0,null,0,0,0,0,0,0,0,null,0,0,0,null,{"$f":"IF($D30=\"Connection\",VLOOKUP(C30,'Input - General'!$F$62:$N$79,9,FALSE),0)","v":0},null,0.1801212933606588,0,0,null,8.6527813038891108E-2,0,0]
[null,{"$f":"'Input - Inventory'!B28","v":20},{"$f":"'Input - Inventory'!C28","v":"6.5"},{"$f":"'Input - Inventory'!D28","v":"Bracket"},{"$f":"'Input - Inventory'!E28","v":"Traffic"},{"$f":"'Input - Inventory'!F28","v":"n/a"},{"$f":"'Input - Inventory'!G28","v":0},null,"Bracket - 6.5",null,0,60,0,null,0,0,0,0,0,0,0,0,0,0,0,0,0,0,0,0,0,0,0,0,0,0,0,0,0,0,0,0,0,null,0,0,0,0,0,0,0,0,0,null,0,0,0,0,0,0,0,0,0,0,null,0,0,0,0,0,0,0,null,0,0,0,null,{"$f":"IF($D31=\"Connection\",VLOOKUP(C31,'Input - General'!$F$62:$N$79,9,FALSE),0)","v":0},null,0.1801212933606588,0,0,null,8.6527813038891108E-2,0,0]
[null,{"$f":"'Input - Inventory'!B29","v":21},{"$f":"'Input - Inventory'!C29","v":"7.0"},{"$f":"'Input - Inventory'!D29","v":"Bracket"},{"$f":"'Input - Inventory'!E29","v":"Traffic"},{"$f":"'Input - Inventory'!F29","v":"n/a"},{"$f":"'Input - Inventory'!G29","v":0},null,"Bracket - 7.0",null,0,80,0,null,0,0,0,0,0,0,0,0,0,0,0,0,0,0,0,0,0,0,0,0,0,0,0,0,0,0,0,0,0,null,0,0,0,0,0,0,0,0,0,null,0,0,0,0,0,0,0,0,0,0,null,0,0,0,0,0,0,0,null,0,0,0,null,{"$f":"IF($D32=\"Connection\",VLOOKUP(C32,'Input - General'!$F$62:$N$79,9,FALSE),0)","v":0},null,0.1801212933606588,0,0,null,8.6527813038891108E-2,0,0]
[null,{"$f":"'Input - Inventory'!B30","v":22},{"$f":"'Input - Inventory'!C30","v":"8.0"},{"$f":"'Input - Inventory'!D30","v":"Bracket"},{"$f":"'Input - Inventory'!E30","v":"Traffic"},{"$f":"'Input - Inventory'!F30","v":"n/a"},{"$f":"'Input - Inventory'!G30","v":0},null,"Bracket - 8.0",null,0,27,0,null,0,0,0,0,0,0,0,0,0,0,0,0,0,0,0,0,0,0,0,0,0,0,0,0,0,0,0,0,0,null,0,0,0,0,0,0,0,0,0,null,0,0,0,0,0,0,0,0,0,0,null,0,0,0,0,0,0,0,null,0,0,0,null,{"$f":"IF($D33=\"Connection\",VLOOKUP(C33,'Input - General'!$F$62:$N$79,9,FALSE),0)","v":0},null,0.1801212933606588,0,0,null,8.6527813038891108E-2,0,0]
[null,{"$f":"'Input - Inventory'!B31","v":23},{"$f":"'Input - Inventory'!C31","v":"C4"},{"$f":"'Input - Inventory'!D31","v":"Bracket"},{"$f":"'Input - Inventory'!E31","v":"Traffic"},{"$f":"'Input - Inventory'!F31","v":"n/a"},{"$f":"'Input - Inventory'!G31","v":0},null,"Bracket - C4",null,0,87,0,null,0,0,0,0,0,0,0,0,0,0,0,0,0,0,0,0,0,0,0,0,0,0,0,0,0,0,0,0,0,null,0,0,0,0,0,0,0,0,0,null,0,0,0,0,0,0,0,0,0,0,null,0,0,0,0,0,0,0,null,0,0,0,null,{"$f":"IF($D34=\"Connection\",VLOOKUP(C34,'Input - General'!$F$62:$N$79,9,FALSE),0)","v":0},null,0.1801212933606588,0,0,null,8.6527813038891108E-2,0,0]
[null,{"$f":"'Input - Inventory'!B32","v":24},{"$f":"'Input - Inventory'!C32","v":"NIL"},{"$f":"'Input - Inventory'!D32","v":"Bracket"},{"$f":"'Input - Inventory'!E32","v":"NonTraffic"},{"$f":"'Input - Inventory'!F32","v":"n/a"},{"$f":"'Input - Inventory'!G32","v":0},null,"Bracket - NIL",null,0,12976,0,null,0,0,0,0,0,0,0,0,0,0,0,0,0,0,0,0,0,0,0,0,0,0,0,0,0,0,0,0,0,null,0,0,0,0,0,0,0,0,0,null,0,0,0,0,0,0,0,0,0,0,null,0,0,0,0,0,0,0,null,0,0,0,null,{"$f":"IF($D35=\"Connection\",VLOOKUP(C35,'Input - General'!$F$62:$N$79,9,FALSE),0)","v":0},null,0.1801212933606588,0,0,null,8.6527813038891108E-2,0,0]
[null,{"$f":"'Input - Inventory'!B33","v":25},{"$f":"'Input - Inventory'!C33","v":"PRIVATE"},{"$f":"'Input - Inventory'!D33","v":"Bracket"},{"$f":"'Input - Inventory'!E33","v":"NonTraffic"},{"$f":"'Input - Inventory'!F33","v":"n/a"},{"$f":"'Input - Inventory'!G33","v":0},null,"Bracket - PRIVATE",null,0,113,0,null,0,0,0,0,0,0,0,0,0,0,0,0,0,0,0,0,0,0,0,0,0,0,0,0,0,0,0,0,0,null,0,0,0,0,0,0,0,0,0,null,0,0,0,0,0,0,0,0,0,0,null,0,0,0,0,0,0,0,null,0,0,0,null,{"$f":"IF($D36=\"Connection\",VLOOKUP(C36,'Input - General'!$F$62:$N$79,9,FALSE),0)","v":0},null,0.1801212933606588,0,0,null,8.6527813038891108E-2,0,0]
[null,{"$f":"'Input - Inventory'!B34","v":26},{"$f":"'Input - Inventory'!C34","v":"SMARTPOLE DOUBLE"},{"$f":"'Input - Inventory'!D34","v":"Bracket"},{"$f":"'Input - Inventory'!E34","v":"NonTraffic"},{"$f":"'Input - Inventory'!F34","v":"n/a"},{"$f":"'Input - Inventory'!G34","v":0},null,"Bracket - SMARTPOLE DOUBLE",null,0,0,0,null,0,0,0,0,0,0,0,0,0,0,0,0,0,0,0,0,0,0,0,0,0,0,0,0,0,0,0,0,0,null,0,0,0,0,0,0,0,0,0,null,0,0,0,0,0,0,0,0,0,0,null,0,0,0,0,0,0,0,null,0,0,0,null,{"$f":"IF($D37=\"Connection\",VLOOKUP(C37,'Input - General'!$F$62:$N$79,9,FALSE),0)","v":0},null,0.1801212933606588,0,0,null,8.6527813038891108E-2,0,0]
[null,{"$f":"'Input - Inventory'!B35","v":27},{"$f":"'Input - Inventory'!C35","v":"SMARTPOLE SINGLE LONG"},{"$f":"'Input - Inventory'!D35","v":"Bracket"},{"$f":"'Input - Inventory'!E35","v":"NonTraffic"},{"$f":"'Input - Inventory'!F35","v":"n/a"},{"$f":"'Input - Inventory'!G35","v":0},null,"Bracket - SMARTPOLE SINGLE LONG",null,0,0,0,null,0,0,0,0,0,0,0,0,0,0,0,0,0,0,0,0,0,0,0,0,0,0,0,0,0,0,0,0,0,null,0,0,0,0,0,0,0,0,0,null,0,0,0,0,0,0,0,0,0,0,null,0,0,0,0,0,0,0,null,0,0,0,null,{"$f":"IF($D38=\"Connection\",VLOOKUP(C38,'Input - General'!$F$62:$N$79,9,FALSE),0)","v":0},null,0.1801212933606588,0,0,null,8.6527813038891108E-2,0,0]
[null,{"$f":"'Input - Inventory'!B36","v":28},{"$f":"'Input - Inventory'!C36","v":"SMARTPOLE SINGLE SHORT"},{"$f":"'Input - Inventory'!D36","v":"Bracket"},{"$f":"'Input - Inventory'!E36","v":"NonTraffic"},{"$f":"'Input - Inventory'!F36","v":"n/a"},{"$f":"'Input - Inventory'!G36","v":0},null,"Bracket - SMARTPOLE SINGLE SHORT",null,0,1,0,null,0,0,0,0,0,0,0,0,0,0,0,0,0,0,0,0,0,0,0,0,0,0,0,0,0,0,0,0,0,null,0,0,0,0,0,0,0,0,0,null,0,0,0,0,0,0,0,0,0,0,null,0,0,0,0,0,0,0,null,0,0,0,null,{"$f":"IF($D39=\"Connection\",VLOOKUP(C39,'Input - General'!$F$62:$N$79,9,FALSE),0)","v":0},null,0.1801212933606588,0,0,null,8.6527813038891108E-2,0,0]
[null,{"$f":"'Input - Inventory'!B37","v":29},{"$f":"'Input - Inventory'!C37","v":"SUSPENDED"},{"$f":"'Input - Inventory'!D37","v":"Bracket"},{"$f":"'Input - Inventory'!E37","v":"NonTraffic"},{"$f":"'Input - Inventory'!F37","v":"n/a"},{"$f":"'Input - Inventory'!G37","v":0},null,"Bracket - SUSPENDED",null,0,153,0,null,0,0,0,0,0,0,0,0,0,0,0,0,0,0,0,0,0,0,0,0,0,0,0,0,0,0,0,0,0,null,0,0,0,0,0,0,0,0,0,null,0,0,0,0,0,0,0,0,0,0,null,0,0,0,0,0,0,0,null,0,0,0,null,{"$f":"IF($D40=\"Connection\",VLOOKUP(C40,'Input - General'!$F$62:$N$79,9,FALSE),0)","v":0},null,0.1801212933606588,0,0,null,8.6527813038891108E-2,0,0]
[null,{"$f":"'Input - Inventory'!B38","v":30},{"$f":"'Input - Inventory'!C38","v":"T1"},{"$f":"'Input - Inventory'!D38","v":"Bracket"},{"$f":"'Input - Inventory'!E38","v":"NonTraffic"},{"$f":"'Input - Inventory'!F38","v":"n/a"},{"$f":"'Input - Inventory'!G38","v":0},null,"Bracket - T1",null,0,19762,0,null,0,0,0,0,0,0,0,0,0,0,0,0,0,0,0,0,0,0,0,0,0,0,0,0,0,0,0,0,0,null,0,0,0,0,0,0,0,0,0,null,0,0,0,0,0,0,0,0,0,0,null,0,0,0,0,0,0,0,null,0,0,0,null,{"$f":"IF($D41=\"Connection\",VLOOKUP(C41,'Input - General'!$F$62:$N$79,9,FALSE),0)","v":0},null,0.1801212933606588,0,0,null,8.6527813038891108E-2,0,0]
[null,{"$f":"'Input - Inventory'!B39","v":31},{"$f":"'Input - Inventory'!C39","v":"T1 (P09)"},{"$f":"'Input - Inventory'!D39","v":"Bracket"},{"$f":"'Input - Inventory'!E39","v":"NonTraffic"},{"$f":"'Input - Inventory'!F39","v":"n/a"},{"$f":"'Input - Inventory'!G39","v":0},null,"Bracket - T1 (P09)",null,0,1335,0,null,0,0,0,0,0,0,0,0,0,0,0,0,0,0,0,0,0,0,0,0,0,0,0,0,0,0,0,0,0,null,0,0,0,0,0,0,0,0,0,null,0,0,0,0,0,0,0,0,0,0,null,0,0,0,0,0,0,0,null,0,0,0,null,{"$f":"IF($D42=\"Connection\",VLOOKUP(C42,'Input - General'!$F$62:$N$79,9,FALSE),0)","v":0},null,0.1801212933606588,0,0,null,8.6527813038891108E-2,0,0]
[null,{"$f":"'Input - Inventory'!B40","v":32},{"$f":"'Input - Inventory'!C40","v":"T2"},{"$f":"'Input - Inventory'!D40","v":"Bracket"},{"$f":"'Input - Inventory'!E40","v":"Traffic"},{"$f":"'Input - Inventory'!F40","v":"n/a"},{"$f":"'Input - Inventory'!G40","v":0},null,"Bracket - T2",null,0,9830.5,0,null,0,0,0,0,0,0,0,0,0,0,0,0,0,0,0,0,0,0,0,0,0,0,0,0,0,0,0,0,0,null,0,0,0,0,0,0,0,0,0,null,0,0,0,0,0,0,0,0,0,0,null,0,0,0,0,0,0,0,null,0,0,0,null,{"$f":"IF($D43=\"Connection\",VLOOKUP(C43,'Input - General'!$F$62:$N$79,9,FALSE),0)","v":0},null,0.1801212933606588,0,0,null,8.6527813038891108E-2,0,0]
[null,{"$f":"'Input - Inventory'!B41","v":33},{"$f":"'Input - Inventory'!C41","v":"T2A"},{"$f":"'Input - Inventory'!D41","v":"Bracket"},{"$f":"'Input - Inventory'!E41","v":"Traffic"},{"$f":"'Input - Inventory'!F41","v":"n/a"},{"$f":"'Input - Inventory'!G41","v":0},null,"Bracket - T2A",null,0,1196,0,null,0,0,0,0,0,0,0,0,0,0,0,0,0,0,0,0,0,0,0,0,0,0,0,0,0,0,0,0,0,null,0,0,0,0,0,0,0,0,0,null,0,0,0,0,0,0,0,0,0,0,null,0,0,0,0,0,0,0,null,0,0,0,null,{"$f":"IF($D44=\"Connection\",VLOOKUP(C44,'Input - General'!$F$62:$N$79,9,FALSE),0)","v":0},null,0.1801212933606588,0,0,null,8.6527813038891108E-2,0,0]
[null,{"$f":"'Input - Inventory'!B42","v":34},{"$f":"'Input - Inventory'!C42","v":"T2A (P09)"},{"$f":"'Input - Inventory'!D42","v":"Bracket"},{"$f":"'Input - Inventory'!E42","v":"Traffic"},{"$f":"'Input - Inventory'!F42","v":"n/a"},{"$f":"'Input - Inventory'!G42","v":0},null,"Bracket - T2A (P09)",null,0,174,0,null,0,0,0,0,0,0,0,0,0,0,0,0,0,0,0,0,0,0,0,0,0,0,0,0,0,0,0,0,0,null,0,0,0,0,0,0,0,0,0,null,0,0,0,0,0,0,0,0,0,0,null,0,0,0,0,0,0,0,null,0,0,0,null,{"$f":"IF($D45=\"Connection\",VLOOKUP(C45,'Input - General'!$F$62:$N$79,9,FALSE),0)","v":0},null,0.1801212933606588,0,0,null,8.6527813038891108E-2,0,0]
[null,{"$f":"'Input - Inventory'!B43","v":35},{"$f":"'Input - Inventory'!C43","v":"T3"},{"$f":"'Input - Inventory'!D43","v":"Bracket"},{"$f":"'Input - Inventory'!E43","v":"Traffic"},{"$f":"'Input - Inventory'!F43","v":"n/a"},{"$f":"'Input - Inventory'!G43","v":0},null,"Bracket - T3",null,0,3628,0,null,0,0,0,0,0,0,0,0,0,0,0,0,0,0,0,0,0,0,0,0,0,0,0,0,0,0,0,0,0,null,0,0,0,0,0,0,0,0,0,null,0,0,0,0,0,0,0,0,0,0,null,0,0,0,0,0,0,0,null,0,0,0,null,{"$f":"IF($D46=\"Connection\",VLOOKUP(C46,'Input - General'!$F$62:$N$79,9,FALSE),0)","v":0},null,0.1801212933606588,0,0,null,8.6527813038891108E-2,0,0]
[null,{"$f":"'Input - Inventory'!B44","v":36},{"$f":"'Input - Inventory'!C44","v":"T3 (P09)"},{"$f":"'Input - Inventory'!D44","v":"Bracket"},{"$f":"'Input - Inventory'!E44","v":"Traffic"},{"$f":"'Input - Inventory'!F44","v":"n/a"},{"$f":"'Input - Inventory'!G44","v":0},null,"Bracket - T3 (P09)",null,0,649.5,0,null,0,0,0,0,0,0,0,0,0,0,0,0,0,0,0,0,0,0,0,0,0,0,0,0,0,0,0,0,0,null,0,0,0,0,0,0,0,0,0,null,0,0,0,0,0,0,0,0,0,0,null,0,0,0,0,0,0,0,null,0,0,0,null,{"$f":"IF($D47=\"Connection\",VLOOKUP(C47,'Input - General'!$F$62:$N$79,9,FALSE),0)","v":0},null,0.1801212933606588,0,0,null,8.6527813038891108E-2,0,0]
[null,{"$f":"'Input - Inventory'!B45","v":37},{"$f":"'Input - Inventory'!C45","v":"T3A"},{"$f":"'Input - Inventory'!D45","v":"Bracket"},{"$f":"'Input - Inventory'!E45","v":"Traffic"},{"$f":"'Input - Inventory'!F45","v":"n/a"},{"$f":"'Input - Inventory'!G45","v":0},null,"Bracket - T3A",null,0,1031,0,null,0,0,0,0,0,0,0,0,0,0,0,0,0,0,0,0,0,0,0,0,0,0,0,0,0,0,0,0,0,null,0,0,0,0,0,0,0,0,0,null,0,0,0,0,0,0,0,0,0,0,null,0,0,0,0,0,0,0,null,0,0,0,null,{"$f":"IF($D48=\"Connection\",VLOOKUP(C48,'Input - General'!$F$62:$N$79,9,FALSE),0)","v":0},null,0.1801212933606588,0,0,null,8.6527813038891108E-2,0,0]
[null,{"$f":"'Input - Inventory'!B46","v":38},{"$f":"'Input - Inventory'!C46","v":"T4"},{"$f":"'Input - Inventory'!D46","v":"Bracket"},{"$f":"'Input - Inventory'!E46","v":"Traffic"},{"$f":"'Input - Inventory'!F46","v":"n/a"},{"$f":"'Input - Inventory'!G46","v":0},null,"Bracket - T4",null,0,11045,0,null,0,0,0,0,0,0,0,0,0,0,0,0,0,0,0,0,0,0,0,0,0,0,0,0,0,0,0,0,0,null,0,0,0,0,0,0,0,0,0,null,0,0,0,0,0,0,0,0,0,0,null,0,0,0,0,0,0,0,null,0,0,0,null,{"$f":"IF($D49=\"Connection\",VLOOKUP(C49,'Input - General'!$F$62:$N$79,9,FALSE),0)","v":0},null,0.1801212933606588,0,0,null,8.6527813038891108E-2,0,0]
[null,{"$f":"'Input - Inventory'!B47","v":39},{"$f":"'Input - Inventory'!C47","v":"T4 (P09)"},{"$f":"'Input - Inventory'!D47","v":"Bracket"},{"$f":"'Input - Inventory'!E47","v":"Traffic"},{"$f":"'Input - Inventory'!F47","v":"n/a"},{"$f":"'Input - Inventory'!G47","v":0},null,"Bracket - T4 (P09)",null,0,500,0,null,0,0,0,0,0,0,0,0,0,0,0,0,0,0,0,0,0,0,0,0,0,0,0,0,0,0,0,0,0,null,0,0,0,0,0,0,0,0,0,null,0,0,0,0,0,0,0,0,0,0,null,0,0,0,0,0,0,0,null,0,0,0,null,{"$f":"IF($D50=\"Connection\",VLOOKUP(C50,'Input - General'!$F$62:$N$79,9,FALSE),0)","v":0},null,0.1801212933606588,0,0,null,8.6527813038891108E-2,0,0]
[null,{"$f":"'Input - Inventory'!B48","v":40},{"$f":"'Input - Inventory'!C48","v":"T5"},{"$f":"'Input - Inventory'!D48","v":"Bracket"},{"$f":"'Input - Inventory'!E48","v":"Traffic"},{"$f":"'Input - Inventory'!F48","v":"n/a"},{"$f":"'Input - Inventory'!G48","v":0},null,"Bracket - T5",null,0,515,0,null,0,0,0,0,0,0,0,0,0,0,0,0,0,0,0,0,0,0,0,0,0,0,0,0,0,0,0,0,0,null,0,0,0,0,0,0,0,0,0,null,0,0,0,0,0,0,0,0,0,0,null,0,0,0,0,0,0,0,null,0,0,0,null,{"$f":"IF($D51=\"Connection\",VLOOKUP(C51,'Input - General'!$F$62:$N$79,9,FALSE),0)","v":0},null,0.1801212933606588,0,0,null,8.6527813038891108E-2,0,0]
[null,{"$f":"'Input - Inventory'!B49","v":41},{"$f":"'Input - Inventory'!C49","v":"T5 (P09)"},{"$f":"'Input - Inventory'!D49","v":"Bracket"},{"$f":"'Input - Inventory'!E49","v":"Traffic"},{"$f":"'Input - Inventory'!F49","v":"n/a"},{"$f":"'Input - Inventory'!G49","v":0},null,"Bracket - T5 (P09)",null,0,80,0,null,0,0,0,0,0,0,0,0,0,0,0,0,0,0,0,0,0,0,0,0,0,0,0,0,0,0,0,0,0,null,0,0,0,0,0,0,0,0,0,null,0,0,0,0,0,0,0,0,0,0,null,0,0,0,0,0,0,0,null,0,0,0,null,{"$f":"IF($D52=\"Connection\",VLOOKUP(C52,'Input - General'!$F$62:$N$79,9,FALSE),0)","v":0},null,0.1801212933606588,0,0,null,8.6527813038891108E-2,0,0]
[null,{"$f":"'Input - Inventory'!B50","v":42},{"$f":"'Input - Inventory'!C50","v":"T6"},{"$f":"'Input - Inventory'!D50","v":"Bracket"},{"$f":"'Input - Inventory'!E50","v":"Traffic"},{"$f":"'Input - Inventory'!F50","v":"n/a"},{"$f":"'Input - Inventory'!G50","v":0},null,"Bracket - T6",null,0,2029,0,null,0,0,0,0,0,0,0,0,0,0,0,0,0,0,0,0,0,0,0,0,0,0,0,0,0,0,0,0,0,null,0,0,0,0,0,0,0,0,0,null,0,0,0,0,0,0,0,0,0,0,null,0,0,0,0,0,0,0,null,0,0,0,null,{"$f":"IF($D53=\"Connection\",VLOOKUP(C53,'Input - General'!$F$62:$N$79,9,FALSE),0)","v":0},null,0.1801212933606588,0,0,null,8.6527813038891108E-2,0,0]
[null,{"$f":"'Input - Inventory'!B51","v":43},{"$f":"'Input - Inventory'!C51","v":"T6 (P09)"},{"$f":"'Input - Inventory'!D51","v":"Bracket"},{"$f":"'Input - Inventory'!E51","v":"Traffic"},{"$f":"'Input - Inventory'!F51","v":"n/a"},{"$f":"'Input - Inventory'!G51","v":0},null,"Bracket - T6 (P09)",null,0,347,0,null,0,0,0,0,0,0,0,0,0,0,0,0,0,0,0,0,0,0,0,0,0,0,0,0,0,0,0,0,0,null,0,0,0,0,0,0,0,0,0,null,0,0,0,0,0,0,0,0,0,0,null,0,0,0,0,0,0,0,null,0,0,0,null,{"$f":"IF($D54=\"Connection\",VLOOKUP(C54,'Input - General'!$F$62:$N$79,9,FALSE),0)","v":0},null,0.1801212933606588,0,0,null,8.6527813038891108E-2,0,0]
[null,{"$f":"'Input - Inventory'!B52","v":44},{"$f":"'Input - Inventory'!C52","v":"T7"},{"$f":"'Input - Inventory'!D52","v":"Bracket"},{"$f":"'Input - Inventory'!E52","v":"Traffic"},{"$f":"'Input - Inventory'!F52","v":"n/a"},{"$f":"'Input - Inventory'!G52","v":0},null,"Bracket - T7",null,0,722,0,null,0,0,0,0,0,0,0,0,0,0,0,0,0,0,0,0,0,0,0,0,0,0,0,0,0,0,0,0,0,null,0,0,0,0,0,0,0,0,0,null,0,0,0,0,0,0,0,0,0,0,null,0,0,0,0,0,0,0,null,0,0,0,null,{"$f":"IF($D55=\"Connection\",VLOOKUP(C55,'Input - General'!$F$62:$N$79,9,FALSE),0)","v":0},null,0.1801212933606588,0,0,null,8.6527813038891108E-2,0,0]
[null,{"$f":"'Input - Inventory'!B53","v":45},{"$f":"'Input - Inventory'!C53","v":"T7 (P09)"},{"$f":"'Input - Inventory'!D53","v":"Bracket"},{"$f":"'Input - Inventory'!E53","v":"Traffic"},{"$f":"'Input - Inventory'!F53","v":"n/a"},{"$f":"'Input - Inventory'!G53","v":0},null,"Bracket - T7 (P09)",null,0,182.5,0,null,0,0,0,0,0,0,0,0,0,0,0,0,0,0,0,0,0,0,0,0,0,0,0,0,0,0,0,0,0,null,0,0,0,0,0,0,0,0,0,null,0,0,0,0,0,0,0,0,0,0,null,0,0,0,0,0,0,0,null,0,0,0,null,{"$f":"IF($D56=\"Connection\",VLOOKUP(C56,'Input - General'!$F$62:$N$79,9,FALSE),0)","v":0},null,0.1801212933606588,0,0,null,8.6527813038891108E-2,0,0]
[null,{"$f":"'Input - Inventory'!B54","v":46},{"$f":"'Input - Inventory'!C54","v":"EMPTY"},{"$f":"'Input - Inventory'!D54","v":"Connection"},{"$f":"'Input - Inventory'!E54","v":"NonTraffic"},{"$f":"'Input - Inventory'!F54","v":"n/a"},{"$f":"'Input - Inventory'!G54","v":0},null,"Connection - EMPTY",null,0,0,0,null,0,0,0,0,0,0,0,0,0,0,0,0,0,0,0,0,0,0,0,0,0,0,0,0,0,0,0,0,0,null,0,0,0,0,0,0,0,0,0,null,0,0,0,0,0,0,0,0,0,0,null,0,0,0,0,0,0,0,null,0,0,0,null,{"$f":"IF($D57=\"Connection\",VLOOKUP(C57,'Input - General'!$F$62:$N$79,9,FALSE),0)","v":0},null,0.1801212933606588,0,0,null,8.6527813038891108E-2,0,0]
[null,{"$f":"'Input - Inventory'!B55","v":47},{"$f":"'Input - Inventory'!C55","v":"O/U (P09)"},{"$f":"'Input - Inventory'!D55","v":"Connection"},{"$f":"'Input - Inventory'!E55","v":"NonTraffic"},{"$f":"'Input - Inventory'!F55","v":"n/a"},{"$f":"'Input - Inventory'!G55","v":0},null,"Connection - O/U (P09)",null,99.524503661537011,14,1393.3430512615182,null,0,0,0,0,0,0,0,0,0,0,0,0,0,0,0,0,0,0,0,0,0,0,0,0,0,0,0,0,0,null,0,0,0,0,0,0,0,0,0,null,0,0,0,0,0,0,0,0,0,0,null,0,0,0,0,0,0,0,null,0,0,0,null,{"$f":"IF($D58=\"Connection\",VLOOKUP(C58,'Input - General'!$F$62:$N$79,9,FALSE),0)","v":77.618013927342247},null,0.1801212933606588,77.618013927342247,13.980657056678513,null,8.6527813038891108E-2,91.598670984020757,7.9258326775162482]
[null,{"$f":"'Input - Inventory'!B56","v":48},{"$f":"'Input - Inventory'!C56","v":"OH"},{"$f":"'Input - Inventory'!D56","v":"Connection"},{"$f":"'Input - Inventory'!E56","v":"NonTraffic"},{"$f":"'Input - Inventory'!F56","v":"n/a"},{"$f":"'Input - Inventory'!G56","v":0},null,"Connection - OH",null,0,191303.5,0,null,0,0,0,0,0,0,0,0,0,0,0,0,0,0,0,0,0,0,0,0,0,0,0,0,0,0,0,0,0,null,0,0,0,0,0,0,0,0,0,null,0,0,0,0,0,0,0,0,0,0,null,0,0,0,0,0,0,0,null,0,0,0,null,{"$f":"IF($D59=\"Connection\",VLOOKUP(C59,'Input - General'!$F$62:$N$79,9,FALSE),0)","v":0},null,0.1801212933606588,0,0,null,8.6527813038891108E-2,0,0]
[null,{"$f":"'Input - Inventory'!B57","v":49},{"$f":"'Input - Inventory'!C57","v":"OH(P09)"},{"$f":"'Input - Inventory'!D57","v":"Connection"},{"$f":"'Input - Inventory'!E57","v":"NonTraffic"},{"$f":"'Input - Inventory'!F57","v":"n/a"},{"$f":"'Input - Inventory'!G57","v":0},null,"Connection - OH(P09)",null,0,5736,0,null,0,0,0,0,0,0,0,0,0,0,0,0,0,0,0,0,0,0,0,0,0,0,0,0,0,0,0,0,0,null,0,0,0,0,0,0,0,0,0,null,0,0,0,0,0,0,0,0,0,0,null,0,0,0,0,0,0,0,null,0,0,0,null,{"$f":"IF($D60=\"Connection\",VLOOKUP(C60,'Input - General'!$F$62:$N$79,9,FALSE),0)","v":0},null,0.1801212933606588,0,0,null,8.6527813038891108E-2,0,0]
[null,{"$f":"'Input - Inventory'!B58","v":50},{"$f":"'Input - Inventory'!C58","v":"OH2"},{"$f":"'Input - Inventory'!D58","v":"Connection"},{"$f":"'Input - Inventory'!E58","v":"NonTraffic"},{"$f":"'Input - Inventory'!F58","v":"n/a"},{"$f":"'Input - Inventory'!G58","v":0},null,"Connection - OH2",null,0,484,0,null,0,0,0,0,0,0,0,0,0,0,0,0,0,0,0,0,0,0,0,0,0,0,0,0,0,0,0,0,0,null,0,0,0,0,0,0,0,0,0,null,0,0,0,0,0,0,0,0,0,0,null,0,0,0,0,0,0,0,null,0,0,0,null,{"$f":"IF($D61=\"Connection\",VLOOKUP(C61,'Input - General'!$F$62:$N$79,9,FALSE),0)","v":0},null,0.1801212933606588,0,0,null,8.6527813038891108E-2,0,0]
[null,{"$f":"'Input - Inventory'!B59","v":51},{"$f":"'Input - Inventory'!C59","v":"OH2 (P09)"},{"$f":"'Input - Inventory'!D59","v":"Connection"},{"$f":"'Input - Inventory'!E59","v":"NonTraffic"},{"$f":"'Input - Inventory'!F59","v":"n/a"},{"$f":"'Input - Inventory'!G59","v":0},null,"Connection - OH2 (P09)",null,0,119,0,null,0,0,0,0,0,0,0,0,0,0,0,0,0,0,0,0,0,0,0,0,0,0,0,0,0,0,0,0,0,null,0,0,0,0,0,0,0,0,0,null,0,0,0,0,0,0,0,0,0,0,null,0,0,0,0,0,0,0,null,0,0,0,null,{"$f":"IF($D62=\"Connection\",VLOOKUP(C62,'Input - General'!$F$62:$N$79,9,FALSE),0)","v":0},null,0.1801212933606588,0,0,null,8.6527813038891108E-2,0,0]
[null,{"$f":"'Input - Inventory'!B60","v":52},{"$f":"'Input - Inventory'!C60","v":"OHS"},{"$f":"'Input - Inventory'!D60","v":"Connection"},{"$f":"'Input - Inventory'!E60","v":"NonTraffic"},{"$f":"'Input - Inventory'!F60","v":"n/a"},{"$f":"'Input - Inventory'!G60","v":0},null,"Connection - OHS",null,0,4,0,null,0,0,0,0,0,0,0,0,0,0,0,0,0,0,0,0,0,0,0,0,0,0,0,0,0,0,0,0,0,null,0,0,0,0,0,0,0,0,0,null,0,0,0,0,0,0,0,0,0,0,null,0,0,0,0,0,0,0,null,0,0,0,null,{"$f":"IF($D63=\"Connection\",VLOOKUP(C63,'Input - General'!$F$62:$N$79,9,FALSE),0)","v":0},null,0.1801212933606588,0,0,null,8.6527813038891108E-2,0,0]
[null,{"$f":"'Input - Inventory'!B61","v":53},{"$f":"'Input - Inventory'!C61","v":"O/U"},{"$f":"'Input - Inventory'!D61","v":"Connection"},{"$f":"'Input - Inventory'!E61","v":"NonTraffic"},{"$f":"'Input - Inventory'!F61","v":"n/a"},{"$f":"'Input - Inventory'!G61","v":0},null,"Connection - O/U",null,99.528044026131056,587,58422.961843338933,null,0,0,0,0,0,0,0,0,0,0,0,0,0,0,0,0,0,0,0,0,0,0,0,0,0,0,0,0,0,null,0,0,0,0,0,0,0,0,0,null,0,0,0,0,0,0,0,0,0,0,null,0,0,0,0,0,0,0,null,0,0,0,null,{"$f":"IF($D64=\"Connection\",VLOOKUP(C64,'Input - General'!$F$62:$N$79,9,FALSE),0)","v":77.620775016905711},null,0.1801212933606588,77.620775016905711,13.981154387701769,null,8.6527813038891108E-2,91.601929404607475,7.9261146215235776]
[null,{"$f":"'Input - Inventory'!B62","v":54},{"$f":"'Input - Inventory'!C62","v":"UG2"},{"$f":"'Input - Inventory'!D62","v":"Connection"},{"$f":"'Input - Inventory'!E62","v":"NonTraffic"},{"$f":"'Input - Inventory'!F62","v":"n/a"},{"$f":"'Input - Inventory'!G62","v":0},null,"Connection - UG2",null,0,1897,0,null,0,0,0,0,0,0,0,0,0,0,0,0,0,0,0,0,0,0,0,0,0,0,0,0,0,0,0,0,0,null,0,0,0,0,0,0,0,0,0,null,0,0,0,0,0,0,0,0,0,0,null,0,0,0,0,0,0,0,null,0,0,0,null,{"$f":"IF($D65=\"Connection\",VLOOKUP(C65,'Input - General'!$F$62:$N$79,9,FALSE),0)","v":0},null,0.1801212933606588,0,0,null,8.6527813038891108E-2,0,0]
[null,{"$f":"'Input - Inventory'!B63","v":55},{"$f":"'Input - Inventory'!C63","v":"UG2 (P09)"},{"$f":"'Input - Inventory'!D63","v":"Connection"},{"$f":"'Input - Inventory'!E63","v":"NonTraffic"},{"$f":"'Input - Inventory'!F63","v":"n/a"},{"$f":"'Input - Inventory'!G63","v":0},null,"Connection - UG2 (P09)",null,0,405,0,null,0,0,0,0,0,0,0,0,0,0,0,0,0,0,0,0,0,0,0,0,0,0,0,0,0,0,0,0,0,null,0,0,0,0,0,0,0,0,0,null,0,0,0,0,0,0,0,0,0,0,null,0,0,0,0,0,0,0,null,0,0,0,null,{"$f":"IF($D66=\"Connection\",VLOOKUP(C66,'Input - General'!$F$62:$N$79,9,FALSE),0)","v":0},null,0.1801212933606588,0,0,null,8.6527813038891108E-2,0,0]
[null,{"$f":"'Input - Inventory'!B64","v":56},{"$f":"'Input - Inventory'!C64","v":"UGORDA"},{"$f":"'Input - Inventory'!D64","v":"Connection"},{"$f":"'Input - Inventory'!E64","v":"NonTraffic"},{"$f":"'Input - Inventory'!F64","v":"n/a"},{"$f":"'Input - Inventory'!G64","v":0},null,"Connection - UGORDA",null,0,1,0,null,0,0,0,0,0,0,0,0,0,0,0,0,0,0,0,0,0,0,0,0,0,0,0,0,0,0,0,0,0,null,0,0,0,0,0,0,0,0,0,null,0,0,0,0,0,0,0,0,0,0,null,0,0,0,0,0,0,0,null,0,0,0,null,{"$f":"IF($D67=\"Connection\",VLOOKUP(C67,'Input - General'!$F$62:$N$79,9,FALSE),0)","v":0},null,0.1801212933606588,0,0,null,8.6527813038891108E-2,0,0]
[null,{"$f":"'Input - Inventory'!B65","v":57},{"$f":"'Input - Inventory'!C65","v":"UGR1"},{"$f":"'Input - Inventory'!D65","v":"Connection"},{"$f":"'Input - Inventory'!E65","v":"NonTraffic"},{"$f":"'Input - Inventory'!F65","v":"n/a"},{"$f":"'Input - Inventory'!G65","v":0},null,"Connection - UGR1",null,91.2317339689194,26497,2417367.2549744574,null,0,0,0,0,0,0,0,0,0,0,0,0,0,0,0,0,0,0,0,0,0,0,0,0,0,0,0,0,0,null,0,0,0,0,0,0,0,0,0,null,0,0,0,0,0,0,0,0,0,0,null,0,0,0,0,0,0,0,null,0,0,0,null,{"$f":"IF($D68=\"Connection\",VLOOKUP(C68,'Input - General'!$F$62:$N$79,9,FALSE),0)","v":71.150578373111074},null,0.1801212933606588,71.150578373111074,12.815734199923686,null,8.6527813038891108E-2,83.966312573034756,7.2654213958846432]
[null,{"$f":"'Input - Inventory'!B66","v":58},{"$f":"'Input - Inventory'!C66","v":"UGR1 (P09)"},{"$f":"'Input - Inventory'!D66","v":"Connection"},{"$f":"'Input - Inventory'!E66","v":"NonTraffic"},{"$f":"'Input - Inventory'!F66","v":"n/a"},{"$f":"'Input - Inventory'!G66","v":0},null,"Connection - UGR1 (P09)",null,91.235244306142789,4244,387202.37683526997,null,0,0,0,0,0,0,0,0,0,0,0,0,0,0,0,0,0,0,0,0,0,0,0,0,0,0,0,0,0,null,0,0,0,0,0,0,0,0,0,null,0,0,0,0,0,0,0,0,0,0,null,0,0,0,0,0,0,0,null,0,0,0,null,{"$f":"IF($D69=\"Connection\",VLOOKUP(C69,'Input - General'!$F$62:$N$79,9,FALSE),0)","v":71.153316044674071},null,0.1801212933606588,71.153316044674071,12.816227312866408,null,8.6527813038891108E-2,83.969543357540473,7.2657009486023227]
[null,{"$f":"'Input - Inventory'!B67","v":59},{"$f":"'Input - Inventory'!C67","v":"UGR2"},{"$f":"'Input - Inventory'!D67","v":"Connection"},{"$f":"'Input - Inventory'!E67","v":"NonTraffic"},{"$f":"'Input - Inventory'!F67","v":"n/a"},{"$f":"'Input - Inventory'!G67","v":0},null,"Connection - UGR2",null,33.171078770470373,14175,470200.04157141753,null,0,0,0,0,0,0,0,0,0,0,0,0,0,0,0,0,0,0,0,0,0,0,0,0,0,0,0,0,0,null,0,0,0,0,0,0,0,0,0,null,0,0,0,0,0,0,0,0,0,0,null,0,0,0,0,0,0,0,null,0,0,0,null,{"$f":"IF($D70=\"Connection\",VLOOKUP(C70,'Input - General'!$F$62:$N$79,9,FALSE),0)","v":25.869742216924653},null,0.1801212933606588,25.869742216924653,4.6596914270193048,null,8.6527813038891108E-2,30.529433643943957,2.6416451265264147]
[null,{"$f":"'Input - Inventory'!B68","v":60},{"$f":"'Input - Inventory'!C68","v":"UGR2 (P09)"},{"$f":"'Input - Inventory'!D68","v":"Connection"},{"$f":"'Input - Inventory'!E68","v":"NonTraffic"},{"$f":"'Input - Inventory'!F68","v":"n/a"},{"$f":"'Input - Inventory'!G68","v":0},null,"Connection - UGR2 (P09)",null,33.171198879953103,3183,105583.92603489073,null,0,0,0,0,0,0,0,0,0,0,0,0,0,0,0,0,0,0,0,0,0,0,0,0,0,0,0,0,0,null,0,0,0,0,0,0,0,0,0,null,0,0,0,0,0,0,0,0,0,0,null,0,0,0,0,0,0,0,null,0,0,0,null,{"$f":"IF($D71=\"Connection\",VLOOKUP(C71,'Input - General'!$F$62:$N$79,9,FALSE),0)","v":25.869835888926627},null,0.1801212933606588,25.869835888926627,4.6597082993414523,null,8.6527813038891108E-2,30.52954418826808,2.6416546916850252]
[null,{"$f":"'Input - Inventory'!B69","v":61},{"$f":"'Input - Inventory'!C69","v":"UGS"},{"$f":"'Input - Inventory'!D69","v":"Connection"},{"$f":"'Input - Inventory'!E69","v":"NonTraffic"},{"$f":"'Input - Inventory'!F69","v":"n/a"},{"$f":"'Input - Inventory'!G69","v":0},null,"Connection - UGS",null,0,43,0,null,0,0,0,0,0,0,0,0,0,0,0,0,0,0,0,0,0,0,0,0,0,0,0,0,0,0,0,0,0,null,0,0,0,0,0,0,0,0,0,null,0,0,0,0,0,0,0,0,0,0,null,0,0,0,0,0,0,0,null,0,0,0,null,{"$f":"IF($D72=\"Connection\",VLOOKUP(C72,'Input - General'!$F$62:$N$79,9,FALSE),0)","v":0},null,0.1801212933606588,0,0,null,8.6527813038891108E-2,0,0]
[null,{"$f":"'Input - Inventory'!B70","v":62},{"$f":"'Input - Inventory'!C70","v":"UG-SP"},{"$f":"'Input - Inventory'!D70","v":"Connection"},{"$f":"'Input - Inventory'!E70","v":"NonTraffic"},{"$f":"'Input - Inventory'!F70","v":"n/a"},{"$f":"'Input - Inventory'!G70","v":0},null,"Connection - UG-SP",null,0,1,0,null,0,0,0,0,0,0,0,0,0,0,0,0,0,0,0,0,0,0,0,0,0,0,0,0,0,0,0,0,0,null,0,0,0,0,0,0,0,0,0,null,0,0,0,0,0,0,0,0,0,0,null,0,0,0,0,0,0,0,null,0,0,0,null,{"$f":"IF($D73=\"Connection\",VLOOKUP(C73,'Input - General'!$F$62:$N$79,9,FALSE),0)","v":0},null,0.1801212933606588,0,0,null,8.6527813038891108E-2,0,0]
[null,{"$f":"'Input - Inventory'!B71","v":63},{"$f":"'Input - Inventory'!C71","v":"UG-SP (P09)"},{"$f":"'Input - Inventory'!D71","v":"Connection"},{"$f":"'Input - Inventory'!E71","v":"NonTraffic"},{"$f":"'Input - Inventory'!F71","v":"n/a"},{"$f":"'Input - Inventory'!G71","v":0},null,"Connection - UG-SP (P09)",null,0,15,0,null,0,0,0,0,0,0,0,0,0,0,0,0,0,0,0,0,0,0,0,0,0,0,0,0,0,0,0,0,0,null,0,0,0,0,0,0,0,0,0,null,0,0,0,0,0,0,0,0,0,0,null,0,0,0,0,0,0,0,null,0,0,0,null,{"$f":"IF($D74=\"Connection\",VLOOKUP(C74,'Input - General'!$F$62:$N$79,9,FALSE),0)","v":0},null,0.1801212933606588,0,0,null,8.6527813038891108E-2,0,0]
[null,{"$f":"'Input - Inventory'!B72","v":64},{"$f":"'Input - Inventory'!C72","v":"EMPTY"},{"$f":"'Input - Inventory'!D72","v":"Lamp"},{"$f":"'Input - Inventory'!E72","v":"NonTraffic"},{"$f":"'Input - Inventory'!F72","v":"Minor < 130w"},{"$f":"'Input - Inventory'!G72","v":1},null,"Lamp - EMPTY",null,26.642184237944914,0,0,null,11.55014959458436,0.33333333333333331,0,0,11.55014959458436,1.8504811250925242E-2,0,0,11.55014959458436,0.16666666666666666,11.55014959458436,4.590314436538903E-3,11.55014959458436,4.0032025620496396E-2,173.25224391876537,2.1598272138228944E-2,288.75373986460903,1.2221950623319483E-2,0,0,13860.179513501233,1.1123470522803115E-4,9817.6271553967072,2.4953586329427266E-4,0,0,0,0,17.766868952334608,null,0,0.33333333333333331,44.551102397567902,1.8504811250925242E-2,12.089866685025381,0.16666666666666666,0,1.8504811250925242E-2,2.8393875217252007,null,90.697177510429086,0,1.5133333333333332,90.697177510429086,1.4200000000000001E-2,0,90.697177510429086,0.01,0,0,null,0,0,12.089866685025381,1.4200000000000001E-2,0,0.01,0.17167610692736043,null,33.497831924119716,0,0,null,{"$f":"IF($D75=\"Connection\",VLOOKUP(C75,'Input - General'!$F$62:$N$79,9,FALSE),0)","v":0},null,0.1801212933606588,20.777932580987169,3.7425480898479804,null,8.6527813038891108E-2,24.520480670835148,2.1217035671097668]
[null,{"$f":"'Input - Inventory'!B73","v":65},{"$f":"'Input - Inventory'!C73","v":"INC1x100"},{"$f":"'Input - Inventory'!D73","v":"Lamp"},{"$f":"'Input - Inventory'!E73","v":"NonTraffic"},{"$f":"'Input - Inventory'!F73","v":"Minor < 130w"},{"$f":"'Input - Inventory'!G73","v":"1"},null,"Lamp - INC1x100",null,297.61501722406956,1,{"$f":"L76*K76","v":297.61501722406956},null,11.55014959458436,{"$f":"IF(AND($D76=\"Lamp\",CycleBulkTask1<>0, OR($F76=O$9,O$9=\"All\")),1/CycleBulkTask1,0)","v":0.33333333333333331},0,{"$f":"IF(AND($D76=\"Lamp\",CycleBulkTask2<>0, OR($F76=Q$9,Q$9=\"All\")),1/CycleBulkTask2,0)","v":0},11.55014959458436,{"$f":"IF(AND($D76=\"Lamp\",CycleBulkTask3<>0, OR($F76=S$9,S$9=\"All\")),1/CycleBulkTask3,0)","v":1.8504811250925242E-2},0,{"$f":"IF(AND($D76=\"Lamp\",CycleBulkTask4<>0, OR($F76=U$9,U$9=\"All\")),1/CycleBulkTask4,0)","v":0},11.55014959458436,{"$f":"IF(AND($D76=\"Lamp\",CycleBulkTask5<>0, OR($F76=W$9,W$9=\"All\")),1/CycleBulkTask5,0)","v":0.16666666666666666},11.55014959458436,{"$f":"IF(AND($D76=\"Lamp\",CycleBulkTask6<>0, OR($F76=Y$9,Y$9=\"All\")),1/CycleBulkTask6,0)","v":4.590314436538903E-3},11.55014959458436,{"$f":"IF(AND($D76=\"Lamp\",CycleBulkTask7<>0, OR($F76=AA$9,AA$9=\"All\")),1/CycleBulkTask7,0)","v":4.0032025620496396E-2},173.25224391876537,{"$f":"IF(AND($D76=\"Lamp\",CycleBulkTask8<>0, OR($F76=AC$9,AC$9=\"All\")),1/CycleBulkTask8,0)","v":2.1598272138228944E-2},288.75373986460903,{"$f":"IF(AND($D76=\"Lamp\",CycleBulkTask9<>0, OR($F76=AE$9,AE$9=\"All\")),1/CycleBulkTask9,0)","v":1.2221950623319483E-2},0,{"$f":"IF(AND($D76=\"Lamp\",CycleBulkTask10<>0, OR($F76=AG$9,AG$9=\"All\")),1/CycleBulkTask10,0)","v":0},13860.179513501233,{"$f":"IF(AND($D76=\"Lamp\",CycleBulkTask11<>0, OR($F76=AI$9,AI$9=\"All\")),1/CycleBulkTask11,0)","v":1.1123470522803115E-4},9817.6271553967072,{"$f":"IF(AND($D76=\"Lamp\",CycleBulkTask12<>0, OR($F76=AK$9,AK$9=\"All\")),1/CycleBulkTask12,0)","v":2.4953586329427266E-4},0,{"$f":"IF(AND($D76=\"Lamp\",CycleBulkTask13<>0, OR($F76=AM$9,AM$9=\"All\")),1/CycleBulkTask13,0)","v":0},0,{"$f":"IF(AND($D76=\"Lamp\",CycleBulkTask14<>0, OR($F76=AO$9,AO$9=\"All\")),1/CycleBulkTask14,0)","v":0},{"$f":"O76*P76+Q76*R76+S76*T76+U76*V76+W76*X76+Y76*Z76+AA76*AB76+AC76*AD76+AE76*AF76+AG76*AH76+AI76*AJ76+AK76*AL76+AM76*AN76+AO76*AP76","v":17.766868952334608},null,11.55014959458436,{"$f":"MAX(P76,R76)","v":0.33333333333333331},44.551102397567902,{"$f":"MAX(T76,V76)","v":1.8504811250925242E-2},12.089866685025381,{"$f":"X76","v":0.16666666666666666},0,{"$f":"INDIRECT($E76)*$V76 +(1-INDIRECT($E76))*$T76","v":1.8504811250925242E-2},{"$f":"AS76*AT76+AU76*AV76+AW76*AX76+AY76*AZ76","v":6.6894373865866532},null,{"$f":"IF($D76=$AS$9,(INDIRECT(\"PriceLabour\" & \"FY19\")*ProportionStandardHours + INDIRECT(\"PriceLabourOvertime\" & \"FY19\")*ProportionOvertimeHours)*(1+RateOnCostAnnual),0)","v":90.697177510429086},{"$f":"BO76","v":1.04},{"$f":"IF($D76=\"Lamp\",(NumberOfCrew+INDIRECT($E76)*TrafficController)*(TimeToReplaceLamp),0)","v":1.5133333333333332},{"$f":"IF($D76=$AS$9,(INDIRECT(\"PriceLabour\" & \"FY19\")*ProportionStandardHours + INDIRECT(\"PriceLabourOvertime\" & \"FY19\")*ProportionOvertimeHours)*(1+RateOnCostAnnual),0)","v":90.697177510429086},{"$f":"BQ76","v":1.4200000000000001E-2},{"$f":"IF($D76=\"Lamp\",(NumberOfCrew+INDIRECT($E76)*TrafficController)*(TimeForPECellReplace),0)","v":0},{"$f":"IF($D76=$AS$9,(INDIRECT(\"PriceLabour\" & \"FY19\")*ProportionStandardHours + INDIRECT(\"PriceLabourOvertime\" & \"FY19\")*ProportionOvertimeHours)*(1+RateOnCostAnnual),0)","v":90.697177510429086},{"$f":"BS76","v":0.01},{"$f":"IF($D76=\"Lamp\",(NumberOfCrew+INDIRECT($E76)*TrafficController)*(TimeForOtherSpot),0)","v":0},{"$f":"BC76*BD76*BE76+BF76*BG76*BH76+BI76*BJ76*BK76","v":142.74526444441398},null,11.55014959458436,{"$f":"IF($D76=\"Lamp\",INDIRECT(BO$10 & $B76),0)","v":1.04},12.089866685025381,{"$f":"IF($D76=\"Lamp\",INDIRECT(\"FailurePECell\" & \"Annual\"),0)","v":1.4200000000000001E-2},0,{"$f":"IF($D76=\"Lamp\",INDIRECT(\"FailureMisc\" & \"Annual\"),0)","v":0.01},{"$f":"BN76*BO76+BP76*BQ76+BR76*BS76","v":12.183831685295095},null,33.497831924119716,{"$f":"BD76*BE76+BG76*BH76+BJ76*BK76","v":1.5738666666666665},{"$f":"BV76*BW76","v":52.721121070974547},null,{"$f":"IF($D76=\"Connection\",VLOOKUP(C76,'Input - General'!$F$62:$N$79,9,FALSE),0)","v":0},null,{"$f":"RateOverhead","v":0.1801212933606588},{"$f":"BX76+BL76+BT76+BA76+AQ76+BZ76","v":232.10652353960492},{"$f":"CC76*CB76","v":41.807327217399838},null,{"$f":"CorporateOverheads","v":8.6527813038891108E-2},273.91385075700475,{"$f":"CG76*CF76","v":23.70116646706483}]
[null,{"$f":"'Input - Inventory'!B74","v":66},{"$f":"'Input - Inventory'!C74","v":"INC1x1000"},{"$f":"'Input - Inventory'!D74","v":"Lamp"},{"$f":"'Input - Inventory'!E74","v":"Traffic"},{"$f":"'Input - Inventory'!F74","v":"Major > 130w"},{"$f":"'Input - Inventory'!G74","v":"1"},null,{"$f":"CONCATENATE(D77,\" - \",C77)","v":"Lamp - INC1x1000"},null,{"$f":"AQ77+BA77+BL77+BT77+BX77+BZ77+CD77+CH77","v":605.00553439973226},{"$f":"INDIRECT(L$10&$B77&\"FY19\")","v":0},0,null,{"$f":"IF(AND($D77=\"Lamp\", OR($F77=O$9, O$9=\"All\")),INDIRECT(\"PriceBulkTask1\" & \"FY19\"),0)","v":0},0,{"$f":"IF(AND($D77=\"Lamp\", OR($F77=Q$9, Q$9=\"All\")),INDIRECT(\"PriceBulkTask2\" & \"FY19\"),0)","v":11.55014959458436},0.33333333333333331,{"$f":"IF(AND($D77=\"Lamp\", OR($F77=S$9, S$9=\"All\")),INDIRECT(\"PriceBulkTask3\" & \"FY19\"),0)","v":0},0,{"$f":"IF(AND($D77=\"Lamp\", OR($F77=U$9, U$9=\"All\")),INDIRECT(\"PriceBulkTask4\" & \"FY19\"),0)","v":11.55014959458436},4.9094211792429674E-3,{"$f":"IF(AND($D77=\"Lamp\", OR($F77=W$9, W$9=\"All\")),INDIRECT(\"PriceBulkTask5\" & \"FY19\"),0)","v":11.55014959458436},0.16666666666666666,{"$f":"IF(AND($D77=\"Lamp\", OR($F77=Y$9, Y$9=\"All\")),INDIRECT(\"PriceBulkTask6\" & \"FY19\"),0)","v":11.55014959458436},4.590314436538903E-3,{"$f":"IF(AND($D77=\"Lamp\", OR($F77=AA$9, AA$9=\"All\")),INDIRECT(\"PriceBulkTask7\" & \"FY19\"),0)","v":11.55014959458436},4.0032025620496396E-2,{"$f":"IF(AND($D77=\"Lamp\", OR($F77=AC$9, AC$9=\"All\")),INDIRECT(\"PriceBulkTask8\" & \"FY19\"),0)","v":173.25224391876537},2.1598272138228944E-2,{"$f":"IF(AND($D77=\"Lamp\", OR($F77=AE$9, AE$9=\"All\")),INDIRECT(\"PriceBulkTask9\" & \"FY19\"),0)","v":288.75373986460903},1.2221950623319483E-2,{"$f":"IF(AND($D77=\"Lamp\", OR($F77=AG$9, AG$9=\"All\")),INDIRECT(\"PriceBulkTask10\" & \"FY19\"),0)","v":0},0,{"$f":"IF(AND($D77=\"Lamp\", OR($F77=AI$9, AI$9=\"All\")),INDIRECT(\"PriceBulkTask11\" & \"FY19\"),0)","v":13860.179513501233},1.1123470522803115E-4,{"$f":"IF(AND($D77=\"Lamp\", OR($F77=AK$9, AK$9=\"All\")),INDIRECT(\"PriceBulkTask12\" & \"FY19\"),0)","v":9817.6271553967072},2.4953586329427266E-4,{"$f":"IF(AND($D77=\"Lamp\", OR($F77=AM$9, AM$9=\"All\")),INDIRECT(\"PriceBulkTask13\" & \"FY19\"),0)","v":0},0,{"$f":"IF(AND($D77=\"Lamp\", OR($F77=AO$9, AO$9=\"All\")),INDIRECT(\"PriceBulkTask14\" & \"FY19\"),0)","v":0},0,17.609840163209952,null,{"$f":"IF($D77=\"Lamp\",$G77*INDIRECT(\"Price\" & $B77 & \"FY19\"),0)","v":115.5014959458436},0.33333333333333331,{"$f":"IF($D77=\"Lamp\",INDIRECT(\"PriceVisor\" & \"FY19\"),0)","v":44.551102397567902},4.9094211792429674E-3,{"$f":"IF($D77=\"Lamp\",INDIRECT(\"PricePECell\" & \"FY19\"),0)","v":12.089866685025381},0.16666666666666666,{"$f":"IF($D77=\"Lamp\",INDIRECT(\"PriceMisc\" & \"FY19\"),0)","v":0},4.9094211792429674E-3,40.734196555121336,null,90.697177510429086,1.04,2.2699999999999996,90.697177510429086,1.4200000000000001E-2,0,90.697177510429086,0.01,0,214.11789666662096,null,{"$f":"IF($D77=\"Lamp\",INDIRECT(\"Price\" & $B77 & \"FY19\"),0)","v":115.5014959458436},1.04,{"$f":"IF($D77=\"Lamp\",INDIRECT(\"pRICEpecELL\" & \"FY19\"),0)","v":12.089866685025381},1.4200000000000001E-2,{"$f":"IF($D77=\"Lamp\",INDIRECT(\"PriceMisc\" & \"FY19\"),0)","v":0},0.01,120.29323189060472,null,{"$f":"IF(AND($D77=\"Lamp\"),INDIRECT(\"PriceEWP\"&\"FY19\"),0)","v":33.497831924119716},2.3607999999999998,79.081681606461814,null,{"$f":"IF($D77=\"Connection\",VLOOKUP(C77,'Input - General'!$F$62:$N$79,9,FALSE),0)","v":0},null,0.1801212933606588,471.83684688201879,84.987863115604355,null,8.6527813038891108E-2,{"$f":"AQ77+BA77+BL77+BT77+BX77+BZ77+CD77","v":556.82470999762313},48.180824402109096]
[null,{"$f":"'Input - Inventory'!B75","v":67},{"$f":"'Input - Inventory'!C75","v":"INC1x1440"},{"$f":"'Input - Inventory'!D75","v":"Lamp"},{"$f":"'Input - Inventory'!E75","v":"NonTraffic"},{"$f":"'Input - Inventory'!F75","v":"Major > 130w"},{"$f":"'Input - Inventory'!G75","v":"1"},null,"Lamp - INC1x1440",null,276.297964511418,0,0,null,0,0,11.55014959458436,0.33333333333333331,0,0,11.55014959458436,4.9094211792429674E-3,11.55014959458436,0.16666666666666666,11.55014959458436,4.590314436538903E-3,11.55014959458436,4.0032025620496396E-2,173.25224391876537,2.1598272138228944E-2,288.75373986460903,1.2221950623319483E-2,0,0,13860.179513501233,1.1123470522803115E-4,9817.6271553967072,2.4953586329427266E-4,0,0,0,0,17.609840163209952,null,0,0.33333333333333331,44.551102397567902,4.9094211792429674E-3,12.089866685025381,0.16666666666666666,0,0,2.2336979065068054,null,90.697177510429086,1.04,1.5133333333333332,90.697177510429086,1.4200000000000001E-2,0,90.697177510429086,0.01,0,142.74526444441398,null,0,1.04,12.089866685025381,1.4200000000000001E-2,0,0.01,0.17167610692736043,null,33.497831924119716,1.5738666666666665,52.721121070974547,null,{"$f":"IF($D78=\"Connection\",VLOOKUP(C78,'Input - General'!$F$62:$N$79,9,FALSE),0)","v":0},null,0.1801212933606588,215.48159969203266,38.812824431952656,null,8.6527813038891108E-2,254.29442412398532,22.003540387432682]
[null,{"$f":"'Input - Inventory'!B76","v":68},{"$f":"'Input - Inventory'!C76","v":"INC1x150"},{"$f":"'Input - Inventory'!D76","v":"Lamp"},{"$f":"'Input - Inventory'!E76","v":"NonTraffic"},{"$f":"'Input - Inventory'!F76","v":"Major > 130w"},{"$f":"'Input - Inventory'!G76","v":"1"},null,"Lamp - INC1x150",null,296.63703328986554,0,0,null,0,0,11.55014959458436,0.33333333333333331,0,0,11.55014959458436,4.9094211792429674E-3,11.55014959458436,0.16666666666666666,11.55014959458436,4.590314436538903E-3,11.55014959458436,4.0032025620496396E-2,173.25224391876537,2.1598272138228944E-2,288.75373986460903,1.2221950623319483E-2,0,0,13860.179513501233,1.1123470522803115E-4,9817.6271553967072,2.4953586329427266E-4,0,0,0,0,17.609840163209952,null,11.55014959458436,0.33333333333333331,44.551102397567902,4.9094211792429674E-3,12.089866685025381,0.16666666666666666,0,0,6.0837477713682588,null,90.697177510429086,1.04,1.5133333333333332,90.697177510429086,1.4200000000000001E-2,0,90.697177510429086,0.01,0,142.74526444441398,null,11.55014959458436,1.04,12.089866685025381,1.4200000000000001E-2,0,0.01,12.183831685295095,null,33.497831924119716,1.5738666666666665,52.721121070974547,null,{"$f":"IF($D79=\"Connection\",VLOOKUP(C79,'Input - General'!$F$62:$N$79,9,FALSE),0)","v":0},null,0.1801212933606588,231.34380513526185,41.669945391939585,null,8.6527813038891108E-2,273.01375052720141,23.623282762664143]
[null,{"$f":"'Input - Inventory'!B77","v":69},{"$f":"'Input - Inventory'!C77","v":"INC1x150 (P09)"},{"$f":"'Input - Inventory'!D77","v":"Lamp"},{"$f":"'Input - Inventory'!E77","v":"NonTraffic"},{"$f":"'Input - Inventory'!F77","v":"Major > 130w"},{"$f":"'Input - Inventory'!G77","v":1},null,"Lamp - INC1x150 (P09)",null,296.63703328986554,13,3856.2814327682522,null,0,0,11.55014959458436,0.33333333333333331,0,0,11.55014959458436,4.9094211792429674E-3,11.55014959458436,0.16666666666666666,11.55014959458436,4.590314436538903E-3,11.55014959458436,4.0032025620496396E-2,173.25224391876537,2.1598272138228944E-2,288.75373986460903,1.2221950623319483E-2,0,0,13860.179513501233,1.1123470522803115E-4,9817.6271553967072,2.4953586329427266E-4,0,0,0,0,17.609840163209952,null,11.55014959458436,0.33333333333333331,44.551102397567902,4.9094211792429674E-3,12.089866685025381,0.16666666666666666,0,0,6.0837477713682588,null,90.697177510429086,1.04,1.5133333333333332,90.697177510429086,1.4200000000000001E-2,0,90.697177510429086,0.01,0,142.74526444441398,null,11.55014959458436,1.04,12.089866685025381,1.4200000000000001E-2,0,0.01,12.183831685295095,null,33.497831924119716,1.5738666666666665,52.721121070974547,null,{"$f":"IF($D80=\"Connection\",VLOOKUP(C80,'Input - General'!$F$62:$N$79,9,FALSE),0)","v":0},null,0.1801212933606588,231.34380513526185,41.669945391939585,null,8.6527813038891108E-2,273.01375052720141,23.623282762664143]
[null,{"$f":"'Input - Inventory'!B78","v":70},{"$f":"'Input - Inventory'!C78","v":"INC1x200"},{"$f":"'Input - Inventory'!D78","v":"Lamp"},{"$f":"'Input - Inventory'!E78","v":"NonTraffic"},{"$f":"'Input - Inventory'!F78","v":"Major > 130w"},{"$f":"'Input - Inventory'!G78","v":"1"},null,"Lamp - INC1x200",null,296.63703328986554,0,0,null,0,0,11.55014959458436,0.33333333333333331,0,0,11.55014959458436,4.9094211792429674E-3,11.55014959458436,0.16666666666666666,11.55014959458436,4.590314436538903E-3,11.55014959458436,4.0032025620496396E-2,173.25224391876537,2.1598272138228944E-2,288.75373986460903,1.2221950623319483E-2,0,0,13860.179513501233,1.1123470522803115E-4,9817.6271553967072,2.4953586329427266E-4,0,0,0,0,17.609840163209952,null,11.55014959458436,0.33333333333333331,44.551102397567902,4.9094211792429674E-3,12.089866685025381,0.16666666666666666,0,0,6.0837477713682588,null,90.697177510429086,1.04,1.5133333333333332,90.697177510429086,1.4200000000000001E-2,0,90.697177510429086,0.01,0,142.74526444441398,null,11.55014959458436,1.04,12.089866685025381,1.4200000000000001E-2,0,0.01,12.183831685295095,null,33.497831924119716,1.5738666666666665,52.721121070974547,null,{"$f":"IF($D81=\"Connection\",VLOOKUP(C81,'Input - General'!$F$62:$N$79,9,FALSE),0)","v":0},null,0.1801212933606588,231.34380513526185,41.669945391939585,null,8.6527813038891108E-2,273.01375052720141,23.623282762664143]
[null,{"$f":"'Input - Inventory'!B79","v":71},{"$f":"'Input - Inventory'!C79","v":"INC1x300"},{"$f":"'Input - Inventory'!D79","v":"Lamp"},{"$f":"'Input - Inventory'!E79","v":"NonTraffic"},{"$f":"'Input - Inventory'!F79","v":"Major > 130w"},{"$f":"'Input - Inventory'!G79","v":"1"},null,"Lamp - INC1x300",null,337.31517084676068,0,0,null,0,0,11.55014959458436,0.33333333333333331,0,0,11.55014959458436,4.9094211792429674E-3,11.55014959458436,0.16666666666666666,11.55014959458436,4.590314436538903E-3,11.55014959458436,4.0032025620496396E-2,173.25224391876537,2.1598272138228944E-2,288.75373986460903,1.2221950623319483E-2,0,0,13860.179513501233,1.1123470522803115E-4,9817.6271553967072,2.4953586329427266E-4,0,0,0,0,17.609840163209952,null,34.650448783753077,0.33333333333333331,44.551102397567902,4.9094211792429674E-3,12.089866685025381,0.16666666666666666,0,0,13.783847501091163,null,90.697177510429086,1.04,1.5133333333333332,90.697177510429086,1.4200000000000001E-2,0,90.697177510429086,0.01,0,142.74526444441398,null,34.650448783753077,1.04,12.089866685025381,1.4200000000000001E-2,0,0.01,36.208142842030561,null,33.497831924119716,1.5738666666666665,52.721121070974547,null,{"$f":"IF($D82=\"Connection\",VLOOKUP(C82,'Input - General'!$F$62:$N$79,9,FALSE),0)","v":0},null,0.1801212933606588,263.06821602172022,47.384187311913429,null,8.6527813038891108E-2,310.45240333363364,26.862767513127068]
[null,{"$f":"'Input - Inventory'!B80","v":72},{"$f":"'Input - Inventory'!C80","v":"INC1x40"},{"$f":"'Input - Inventory'!D80","v":"Lamp"},{"$f":"'Input - Inventory'!E80","v":"NonTraffic"},{"$f":"'Input - Inventory'!F80","v":"Minor < 130w"},{"$f":"'Input - Inventory'!G80","v":"1"},null,"Lamp - INC1x40",null,297.61501722406956,0,0,null,11.55014959458436,0.33333333333333331,0,0,11.55014959458436,1.8504811250925242E-2,0,0,11.55014959458436,0.16666666666666666,11.55014959458436,4.590314436538903E-3,11.55014959458436,4.0032025620496396E-2,173.25224391876537,2.1598272138228944E-2,288.75373986460903,1.2221950623319483E-2,0,0,13860.179513501233,1.1123470522803115E-4,9817.6271553967072,2.4953586329427266E-4,0,0,0,0,17.766868952334608,null,11.55014959458436,0.33333333333333331,44.551102397567902,1.8504811250925242E-2,12.089866685025381,0.16666666666666666,0,1.8504811250925242E-2,6.6894373865866532,null,90.697177510429086,1.04,1.5133333333333332,90.697177510429086,1.4200000000000001E-2,0,90.697177510429086,0.01,0,142.74526444441398,null,11.55014959458436,1.04,12.089866685025381,1.4200000000000001E-2,0,0.01,12.183831685295095,null,33.497831924119716,1.5738666666666665,52.721121070974547,null,{"$f":"IF($D83=\"Connection\",VLOOKUP(C83,'Input - General'!$F$62:$N$79,9,FALSE),0)","v":0},null,0.1801212933606588,232.10652353960492,41.807327217399838,null,8.6527813038891108E-2,273.91385075700475,23.70116646706483]
[null,{"$f":"'Input - Inventory'!B81","v":73},{"$f":"'Input - Inventory'!C81","v":"INC1x500"},{"$f":"'Input - Inventory'!D81","v":"Lamp"},{"$f":"'Input - Inventory'!E81","v":"NonTraffic"},{"$f":"'Input - Inventory'!F81","v":"Major > 130w"},{"$f":"'Input - Inventory'!G81","v":"1"},null,"Lamp - INC1x500",null,337.31517084676068,0,0,null,0,0,11.55014959458436,0.33333333333333331,0,0,11.55014959458436,4.9094211792429674E-3,11.55014959458436,0.16666666666666666,11.55014959458436,4.590314436538903E-3,11.55014959458436,4.0032025620496396E-2,173.25224391876537,2.1598272138228944E-2,288.75373986460903,1.2221950623319483E-2,0,0,13860.179513501233,1.1123470522803115E-4,9817.6271553967072,2.4953586329427266E-4,0,0,0,0,17.609840163209952,null,34.650448783753077,0.33333333333333331,44.551102397567902,4.9094211792429674E-3,12.089866685025381,0.16666666666666666,0,0,13.783847501091163,null,90.697177510429086,1.04,1.5133333333333332,90.697177510429086,1.4200000000000001E-2,0,90.697177510429086,0.01,0,142.74526444441398,null,34.650448783753077,1.04,12.089866685025381,1.4200000000000001E-2,0,0.01,36.208142842030561,null,33.497831924119716,1.5738666666666665,52.721121070974547,null,{"$f":"IF($D84=\"Connection\",VLOOKUP(C84,'Input - General'!$F$62:$N$79,9,FALSE),0)","v":0},null,0.1801212933606588,263.06821602172022,47.384187311913429,null,8.6527813038891108E-2,310.45240333363364,26.862767513127068]
[null,{"$f":"'Input - Inventory'!B82","v":74},{"$f":"'Input - Inventory'!C82","v":"INC1x60"},{"$f":"'Input - Inventory'!D82","v":"Lamp"},{"$f":"'Input - Inventory'!E82","v":"NonTraffic"},{"$f":"'Input - Inventory'!F82","v":"Minor < 130w"},{"$f":"'Input - Inventory'!G82","v":"1"},null,"Lamp - INC1x60",null,297.61501722406956,0,0,null,11.55014959458436,0.33333333333333331,0,0,11.55014959458436,1.8504811250925242E-2,0,0,11.55014959458436,0.16666666666666666,11.55014959458436,4.590314436538903E-3,11.55014959458436,4.0032025620496396E-2,173.25224391876537,2.1598272138228944E-2,288.75373986460903,1.2221950623319483E-2,0,0,13860.179513501233,1.1123470522803115E-4,9817.6271553967072,2.4953586329427266E-4,0,0,0,0,17.766868952334608,null,11.55014959458436,0.33333333333333331,44.551102397567902,1.8504811250925242E-2,12.089866685025381,0.16666666666666666,0,1.8504811250925242E-2,6.6894373865866532,null,90.697177510429086,1.04,1.5133333333333332,90.697177510429086,1.4200000000000001E-2,0,90.697177510429086,0.01,0,142.74526444441398,null,11.55014959458436,1.04,12.089866685025381,1.4200000000000001E-2,0,0.01,12.183831685295095,null,33.497831924119716,1.5738666666666665,52.721121070974547,null,{"$f":"IF($D85=\"Connection\",VLOOKUP(C85,'Input - General'!$F$62:$N$79,9,FALSE),0)","v":0},null,0.1801212933606588,232.10652353960492,41.807327217399838,null,8.6527813038891108E-2,273.91385075700475,23.70116646706483]
[null,{"$f":"'Input - Inventory'!B83","v":75},{"$f":"'Input - Inventory'!C83","v":"INC1x75"},{"$f":"'Input - Inventory'!D83","v":"Lamp"},{"$f":"'Input - Inventory'!E83","v":"NonTraffic"},{"$f":"'Input - Inventory'!F83","v":"Minor < 130w"},{"$f":"'Input - Inventory'!G83","v":"1"},null,"Lamp - INC1x75",null,297.61501722406956,0,0,null,11.55014959458436,0.33333333333333331,0,0,11.55014959458436,1.8504811250925242E-2,0,0,11.55014959458436,0.16666666666666666,11.55014959458436,4.590314436538903E-3,11.55014959458436,4.0032025620496396E-2,173.25224391876537,2.1598272138228944E-2,288.75373986460903,1.2221950623319483E-2,0,0,13860.179513501233,1.1123470522803115E-4,9817.6271553967072,2.4953586329427266E-4,0,0,0,0,17.766868952334608,null,11.55014959458436,0.33333333333333331,44.551102397567902,1.8504811250925242E-2,12.089866685025381,0.16666666666666666,0,1.8504811250925242E-2,6.6894373865866532,null,90.697177510429086,1.04,1.5133333333333332,90.697177510429086,1.4200000000000001E-2,0,90.697177510429086,0.01,0,142.74526444441398,null,11.55014959458436,1.04,12.089866685025381,1.4200000000000001E-2,0,0.01,12.183831685295095,null,33.497831924119716,1.5738666666666665,52.721121070974547,null,{"$f":"IF($D86=\"Connection\",VLOOKUP(C86,'Input - General'!$F$62:$N$79,9,FALSE),0)","v":0},null,0.1801212933606588,232.10652353960492,41.807327217399838,null,8.6527813038891108E-2,273.91385075700475,23.70116646706483]
[null,{"$f":"'Input - Inventory'!B84","v":76},{"$f":"'Input - Inventory'!C84","v":"INC3x100"},{"$f":"'Input - Inventory'!D84","v":"Lamp"},{"$f":"'Input - Inventory'!E84","v":"NonTraffic"},{"$f":"'Input - Inventory'!F84","v":"Minor < 130w"},{"$f":"'Input - Inventory'!G84","v":"3"},null,"Lamp - INC3x100",null,307.48835158253922,0,0,null,11.55014959458436,0.33333333333333331,0,0,11.55014959458436,1.8504811250925242E-2,0,0,11.55014959458436,0.16666666666666666,11.55014959458436,4.590314436538903E-3,11.55014959458436,4.0032025620496396E-2,173.25224391876537,2.1598272138228944E-2,288.75373986460903,1.2221950623319483E-2,0,0,13860.179513501233,1.1123470522803115E-4,9817.6271553967072,2.4953586329427266E-4,0,0,0,0,17.766868952334608,null,34.650448783753077,0.33333333333333331,44.551102397567902,1.8504811250925242E-2,12.089866685025381,0.16666666666666666,0,1.8504811250925242E-2,14.389537116309558,null,90.697177510429086,1.04,1.5133333333333332,90.697177510429086,1.4200000000000001E-2,0,90.697177510429086,0.01,0,142.74526444441398,null,11.55014959458436,1.04,12.089866685025381,1.4200000000000001E-2,0,0.01,12.183831685295095,null,33.497831924119716,1.5738666666666665,52.721121070974547,null,{"$f":"IF($D87=\"Connection\",VLOOKUP(C87,'Input - General'!$F$62:$N$79,9,FALSE),0)","v":0},null,0.1801212933606588,239.80662326932782,43.194279139723584,null,8.6527813038891108E-2,283.00090240905138,24.487449173487867]
[null,{"$f":"'Input - Inventory'!B85","v":77},{"$f":"'Input - Inventory'!C85","v":"LED1x237"},{"$f":"'Input - Inventory'!D85","v":"Lamp"},{"$f":"'Input - Inventory'!E85","v":"NonTraffic"},{"$f":"'Input - Inventory'!F85","v":"Major > 130w"},{"$f":"'Input - Inventory'!G85","v":1},null,"Lamp - LED1x237",null,28.074140344199364,1,28.074140344199364,null,0,0,11.55014959458436,0.33333333333333331,0,0,11.55014959458436,4.9094211792429674E-3,11.55014959458436,0.16666666666666666,11.55014959458436,4.590314436538903E-3,11.55014959458436,4.0032025620496396E-2,173.25224391876537,2.1598272138228944E-2,288.75373986460903,1.2221950623319483E-2,0,0,13860.179513501233,1.1123470522803115E-4,9817.6271553967072,2.4953586329427266E-4,0,0,0,0,17.609840163209952,null,0,0.33333333333333331,44.551102397567902,4.9094211792429674E-3,12.089866685025381,0.16666666666666666,0,0,2.2336979065068054,null,90.697177510429086,0.01,1.5133333333333332,90.697177510429086,1.4200000000000001E-2,0,90.697177510429086,0.01,0,1.3725506196578268,null,0,0.01,12.089866685025381,1.4200000000000001E-2,0,0.01,0.17167610692736043,null,33.497831924119716,1.5133333333333332E-2,0.50693385645167832,null,{"$f":"IF($D88=\"Connection\",VLOOKUP(C88,'Input - General'!$F$62:$N$79,9,FALSE),0)","v":0},null,0.1801212933606588,21.894698652753625,3.9437014390758565,null,8.6527813038891108E-2,25.838400091829477,2.2357402523698879]
[null,{"$f":"'Input - Inventory'!B86","v":78},{"$f":"'Input - Inventory'!C86","v":"LED1x29"},{"$f":"'Input - Inventory'!D86","v":"Lamp"},{"$f":"'Input - Inventory'!E86","v":"NonTraffic"},{"$f":"'Input - Inventory'!F86","v":"Minor < 130w"},{"$f":"'Input - Inventory'!G86","v":1},null,"Lamp - LED1x29",null,26.583790688785925,1391,36978.052848101222,null,11.55014959458436,{"$f":"1/6","v":0.16666666666666666},0,0,11.55014959458436,1.8504811250925242E-2,0,0,11.55014959458436,0.16666666666666666,11.55014959458436,4.590314436538903E-3,11.55014959458436,4.0032025620496396E-2,173.25224391876537,2.1598272138228944E-2,288.75373986460903,1.2221950623319483E-2,0,0,13860.179513501233,1.1123470522803115E-4,9817.6271553967072,2.4953586329427266E-4,0,0,0,0,15.841844019903881,null,0,0.16666666666666666,44.551102397567902,1.8504811250925242E-2,12.089866685025381,0.16666666666666666,0,1.8504811250925242E-2,2.8393875217252007,null,90.697177510429086,0.01,1.5133333333333332,90.697177510429086,1.4200000000000001E-2,0,90.697177510429086,0.01,0,1.3725506196578268,null,0,0.01,12.089866685025381,1.4200000000000001E-2,0,0.01,0.17167610692736043,null,33.497831924119716,1.5133333333333332E-2,0.50693385645167832,null,{"$f":"IF($D89=\"Connection\",VLOOKUP(C89,'Input - General'!$F$62:$N$79,9,FALSE),0)","v":0},null,0.1801212933606588,20.732392124665949,3.7343452839551676,null,8.6527813038891108E-2,24.466737408621114,2.1170532801648108]
[null,{"$f":"'Input - Inventory'!B87","v":79},{"$f":"'Input - Inventory'!C87","v":"MBF1x1000"},{"$f":"'Input - Inventory'!D87","v":"Lamp"},{"$f":"'Input - Inventory'!E87","v":"Traffic"},{"$f":"'Input - Inventory'!F87","v":"Major > 130w"},{"$f":"'Input - Inventory'!G87","v":"1"},null,"Lamp - MBF1x1000",null,115.79815381175423,1,115.79815381175423,null,0,0,11.55014959458436,0.33333333333333331,0,0,11.55014959458436,4.9094211792429674E-3,11.55014959458436,0.16666666666666666,11.55014959458436,4.590314436538903E-3,11.55014959458436,4.0032025620496396E-2,173.25224391876537,2.1598272138228944E-2,288.75373986460903,1.2221950623319483E-2,0,0,13860.179513501233,1.1123470522803115E-4,9817.6271553967072,2.4953586329427266E-4,0,0,0,0,17.609840163209952,null,115.5014959458436,0.33333333333333331,44.551102397567902,4.9094211792429674E-3,12.089866685025381,0.16666666666666666,0,4.9094211792429674E-3,40.734196555121336,null,90.697177510429086,0.08,2.2699999999999996,90.697177510429086,1.4200000000000001E-2,0,90.697177510429086,0.01,0,16.470607435893918,null,115.5014959458436,0.08,12.089866685025381,1.4200000000000001E-2,0,0.01,9.4117957825948491,null,33.497831924119716,0.18159999999999996,6.083206277420139,null,{"$f":"IF($D90=\"Connection\",VLOOKUP(C90,'Input - General'!$F$62:$N$79,9,FALSE),0)","v":0},null,0.1801212933606588,90.309646214240189,16.266690279052465,null,8.6527813038891108E-2,106.57633649329266,9.221817318461575]
[null,{"$f":"'Input - Inventory'!B88","v":80},{"$f":"'Input - Inventory'!C88","v":"MBF1x1000 (P09)"},{"$f":"'Input - Inventory'!D88","v":"Lamp"},{"$f":"'Input - Inventory'!E88","v":"Traffic"},{"$f":"'Input - Inventory'!F88","v":"Major > 130w"},{"$f":"'Input - Inventory'!G88","v":1},null,"Lamp - MBF1x1000 (P09)",null,115.79815381175423,13,1505.3759995528051,null,0,0,11.55014959458436,0.33333333333333331,0,0,11.55014959458436,4.9094211792429674E-3,11.55014959458436,0.16666666666666666,11.55014959458436,4.590314436538903E-3,11.55014959458436,4.0032025620496396E-2,173.25224391876537,2.1598272138228944E-2,288.75373986460903,1.2221950623319483E-2,0,0,13860.179513501233,1.1123470522803115E-4,9817.6271553967072,2.4953586329427266E-4,0,0,0,0,17.609840163209952,null,115.5014959458436,0.33333333333333331,44.551102397567902,4.9094211792429674E-3,12.089866685025381,0.16666666666666666,0,4.9094211792429674E-3,40.734196555121336,null,90.697177510429086,0.08,2.2699999999999996,90.697177510429086,1.4200000000000001E-2,0,90.697177510429086,0.01,0,16.470607435893918,null,115.5014959458436,0.08,12.089866685025381,1.4200000000000001E-2,0,0.01,9.4117957825948491,null,33.497831924119716,0.18159999999999996,6.083206277420139,null,{"$f":"IF($D91=\"Connection\",VLOOKUP(C91,'Input - General'!$F$62:$N$79,9,FALSE),0)","v":0},null,0.1801212933606588,90.309646214240189,16.266690279052465,null,8.6527813038891108E-2,106.57633649329266,9.221817318461575]
[null,{"$f":"'Input - Inventory'!B89","v":81},{"$f":"'Input - Inventory'!C89","v":"MBF1x125"},{"$f":"'Input - Inventory'!D89","v":"Lamp"},{"$f":"'Input - Inventory'!E89","v":"NonTraffic"},{"$f":"'Input - Inventory'!F89","v":"Minor < 130w"},{"$f":"'Input - Inventory'!G89","v":"1"},null,"Lamp - MBF1x125",null,66.291454974867221,338,22406.51178150512,null,11.55014959458436,0.33333333333333331,0,0,11.55014959458436,1.8504811250925242E-2,0,0,11.55014959458436,0.16666666666666666,11.55014959458436,4.590314436538903E-3,11.55014959458436,4.0032025620496396E-2,173.25224391876537,2.1598272138228944E-2,288.75373986460903,1.2221950623319483E-2,0,0,13860.179513501233,1.1123470522803115E-4,9817.6271553967072,2.4953586329427266E-4,0,0,0,0,17.766868952334608,null,11.55014959458436,0.33333333333333331,44.551102397567902,1.8504811250925242E-2,12.089866685025381,0.16666666666666666,0,1.8504811250925242E-2,6.6894373865866532,null,90.697177510429086,0.13570000000000002,1.5133333333333332,90.697177510429086,1.4200000000000001E-2,0,90.697177510429086,0.01,0,18.62551190875671,null,11.55014959458436,0.13570000000000002,12.089866685025381,1.4200000000000001E-2,0,0.01,1.7390314069124582,null,33.497831924119716,0.20535933333333334,6.8790924320492755,null,{"$f":"IF($D92=\"Connection\",VLOOKUP(C92,'Input - General'!$F$62:$N$79,9,FALSE),0)","v":0},null,0.1801212933606588,51.699942086639709,9.312260435316702,null,8.6527813038891108E-2,61.012202521956411,5.2792524529108045]
[null,{"$f":"'Input - Inventory'!B90","v":82},{"$f":"'Input - Inventory'!C90","v":"MBF1x125 (P09)"},{"$f":"'Input - Inventory'!D90","v":"Lamp"},{"$f":"'Input - Inventory'!E90","v":"NonTraffic"},{"$f":"'Input - Inventory'!F90","v":"Minor < 130w"},{"$f":"'Input - Inventory'!G90","v":1},null,"Lamp - MBF1x125 (P09)",null,66.291454974867221,5341,354062.66102076584,null,11.55014959458436,0.33333333333333331,0,0,11.55014959458436,1.8504811250925242E-2,0,0,11.55014959458436,0.16666666666666666,11.55014959458436,4.590314436538903E-3,11.55014959458436,4.0032025620496396E-2,173.25224391876537,2.1598272138228944E-2,288.75373986460903,1.2221950623319483E-2,0,0,13860.179513501233,1.1123470522803115E-4,9817.6271553967072,2.4953586329427266E-4,0,0,0,0,17.766868952334608,null,11.55014959458436,0.33333333333333331,44.551102397567902,1.8504811250925242E-2,12.089866685025381,0.16666666666666666,0,1.8504811250925242E-2,6.6894373865866532,null,90.697177510429086,0.13570000000000002,1.5133333333333332,90.697177510429086,1.4200000000000001E-2,0,90.697177510429086,0.01,0,18.62551190875671,null,11.55014959458436,0.13570000000000002,12.089866685025381,1.4200000000000001E-2,0,0.01,1.7390314069124582,null,33.497831924119716,0.20535933333333334,6.8790924320492755,null,{"$f":"IF($D93=\"Connection\",VLOOKUP(C93,'Input - General'!$F$62:$N$79,9,FALSE),0)","v":0},null,0.1801212933606588,51.699942086639709,9.312260435316702,null,8.6527813038891108E-2,61.012202521956411,5.2792524529108045]
[null,{"$f":"'Input - Inventory'!B91","v":83},{"$f":"'Input - Inventory'!C91","v":"MBF1x160"},{"$f":"'Input - Inventory'!D91","v":"Lamp"},{"$f":"'Input - Inventory'!E91","v":"NonTraffic"},{"$f":"'Input - Inventory'!F91","v":"Major > 130w"},{"$f":"'Input - Inventory'!G91","v":"1"},null,"Lamp - MBF1x160",null,30.600867482975783,1,30.600867482975783,null,0,0,11.55014959458436,0.33333333333333331,0,0,11.55014959458436,4.9094211792429674E-3,11.55014959458436,0.16666666666666666,11.55014959458436,4.590314436538903E-3,11.55014959458436,4.0032025620496396E-2,173.25224391876537,2.1598272138228944E-2,288.75373986460903,1.2221950623319483E-2,0,0,13860.179513501233,1.1123470522803115E-4,9817.6271553967072,2.4953586329427266E-4,0,0,0,0,17.609840163209952,null,11.55014959458436,0.33333333333333331,44.551102397567902,4.9094211792429674E-3,12.089866685025381,0.16666666666666666,0,0,6.0837477713682588,null,90.697177510429086,0,1.5133333333333332,90.697177510429086,1.4200000000000001E-2,0,90.697177510429086,0.01,0,0,null,11.55014959458436,0,12.089866685025381,1.4200000000000001E-2,0,0.01,0.17167610692736043,null,33.497831924119716,0,0,null,{"$f":"IF($D94=\"Connection\",VLOOKUP(C94,'Input - General'!$F$62:$N$79,9,FALSE),0)","v":0},null,0.1801212933606588,23.865264041505572,4.2986422255496066,null,8.6527813038891108E-2,28.163906267055179,2.4369612159206042]
[null,{"$f":"'Input - Inventory'!B92","v":84},{"$f":"'Input - Inventory'!C92","v":"MBF1x250"},{"$f":"'Input - Inventory'!D92","v":"Lamp"},{"$f":"'Input - Inventory'!E92","v":"Traffic"},{"$f":"'Input - Inventory'!F92","v":"Major > 130w"},{"$f":"'Input - Inventory'!G92","v":"1"},null,"Lamp - MBF1x250",null,75.104733315900901,1153,86595.757513233737,null,0,0,11.55014959458436,0.33333333333333331,0,0,11.55014959458436,4.9094211792429674E-3,11.55014959458436,0.16666666666666666,11.55014959458436,4.590314436538903E-3,11.55014959458436,4.0032025620496396E-2,173.25224391876537,2.1598272138228944E-2,288.75373986460903,1.2221950623319483E-2,0,0,13860.179513501233,1.1123470522803115E-4,9817.6271553967072,2.4953586329427266E-4,0,0,0,0,17.609840163209952,null,11.55014959458436,0.33333333333333331,44.551102397567902,4.9094211792429674E-3,12.089866685025381,0.16666666666666666,0,4.9094211792429674E-3,6.0837477713682588,null,90.697177510429086,0.11826666666666664,2.2699999999999996,90.697177510429086,1.4200000000000001E-2,0,90.697177510429086,0.01,0,24.34904799272984,null,11.55014959458436,0.11826666666666664,12.089866685025381,1.4200000000000001E-2,0,0.01,1.5376737989802038,null,33.497831924119716,0.26846533333333322,8.9930066134527706,null,{"$f":"IF($D95=\"Connection\",VLOOKUP(C95,'Input - General'!$F$62:$N$79,9,FALSE),0)","v":0},null,0.1801212933606588,58.573316339741027,10.550301495537163,null,8.6527813038891108E-2,69.123617835278196,5.9811154806227105]
[null,{"$f":"'Input - Inventory'!B93","v":85},{"$f":"'Input - Inventory'!C93","v":"MBF1x250 (P09)"},{"$f":"'Input - Inventory'!D93","v":"Lamp"},{"$f":"'Input - Inventory'!E93","v":"Traffic"},{"$f":"'Input - Inventory'!F93","v":"Major > 130w"},{"$f":"'Input - Inventory'!G93","v":1},null,"Lamp - MBF1x250 (P09)",null,75.104733315900901,16912,1270171.2498385161,null,0,0,11.55014959458436,0.33333333333333331,0,0,11.55014959458436,4.9094211792429674E-3,11.55014959458436,0.16666666666666666,11.55014959458436,4.590314436538903E-3,11.55014959458436,4.0032025620496396E-2,173.25224391876537,2.1598272138228944E-2,288.75373986460903,1.2221950623319483E-2,0,0,13860.179513501233,1.1123470522803115E-4,9817.6271553967072,2.4953586329427266E-4,0,0,0,0,17.609840163209952,null,11.55014959458436,0.33333333333333331,44.551102397567902,4.9094211792429674E-3,12.089866685025381,0.16666666666666666,0,4.9094211792429674E-3,6.0837477713682588,null,90.697177510429086,0.11826666666666664,2.2699999999999996,90.697177510429086,1.4200000000000001E-2,0,90.697177510429086,0.01,0,24.34904799272984,null,11.55014959458436,0.11826666666666664,12.089866685025381,1.4200000000000001E-2,0,0.01,1.5376737989802038,null,33.497831924119716,0.26846533333333322,8.9930066134527706,null,{"$f":"IF($D96=\"Connection\",VLOOKUP(C96,'Input - General'!$F$62:$N$79,9,FALSE),0)","v":0},null,0.1801212933606588,58.573316339741027,10.550301495537163,null,8.6527813038891108E-2,69.123617835278196,5.9811154806227105]
[null,{"$f":"'Input - Inventory'!B94","v":86},{"$f":"'Input - Inventory'!C94","v":"MBF1x400"},{"$f":"'Input - Inventory'!D94","v":"Lamp"},{"$f":"'Input - Inventory'!E94","v":"Traffic"},{"$f":"'Input - Inventory'!F94","v":"Major > 130w"},{"$f":"'Input - Inventory'!G94","v":"1"},null,"Lamp - MBF1x400",null,77.763927102986614,343,26673.02699632441,null,0,0,11.55014959458436,0.33333333333333331,0,0,11.55014959458436,4.9094211792429674E-3,11.55014959458436,0.16666666666666666,11.55014959458436,4.590314436538903E-3,11.55014959458436,4.0032025620496396E-2,173.25224391876537,2.1598272138228944E-2,288.75373986460903,1.2221950623319483E-2,0,0,13860.179513501233,1.1123470522803115E-4,9817.6271553967072,2.4953586329427266E-4,0,0,0,0,17.609840163209952,null,11.55014959458436,0.33333333333333331,44.551102397567902,4.9094211792429674E-3,12.089866685025381,0.16666666666666666,0,4.9094211792429674E-3,6.0837477713682588,null,90.697177510429086,0.12533333333333332,2.2699999999999996,90.697177510429086,1.4200000000000001E-2,0,90.697177510429086,0.01,0,25.803951649567136,null,11.55014959458436,0.12533333333333332,12.089866685025381,1.4200000000000001E-2,0,0.01,1.6192948561152667,null,33.497831924119716,0.28450666666666657,9.5303565012915499,null,{"$f":"IF($D97=\"Connection\",VLOOKUP(C97,'Input - General'!$F$62:$N$79,9,FALSE),0)","v":0},null,0.1801212933606588,60.647190941552168,10.923850471083206,null,8.6527813038891108E-2,71.571041412635367,6.1928856903512459]
[null,{"$f":"'Input - Inventory'!B95","v":87},{"$f":"'Input - Inventory'!C95","v":"MBF1x400 (P09)"},{"$f":"'Input - Inventory'!D95","v":"Lamp"},{"$f":"'Input - Inventory'!E95","v":"Traffic"},{"$f":"'Input - Inventory'!F95","v":"Major > 130w"},{"$f":"'Input - Inventory'!G95","v":1},null,"Lamp - MBF1x400 (P09)",null,77.763927102986614,6550.5,509392.60448811384,null,0,0,11.55014959458436,0.33333333333333331,0,0,11.55014959458436,4.9094211792429674E-3,11.55014959458436,0.16666666666666666,11.55014959458436,4.590314436538903E-3,11.55014959458436,4.0032025620496396E-2,173.25224391876537,2.1598272138228944E-2,288.75373986460903,1.2221950623319483E-2,0,0,13860.179513501233,1.1123470522803115E-4,9817.6271553967072,2.4953586329427266E-4,0,0,0,0,17.609840163209952,null,11.55014959458436,0.33333333333333331,44.551102397567902,4.9094211792429674E-3,12.089866685025381,0.16666666666666666,0,4.9094211792429674E-3,6.0837477713682588,null,90.697177510429086,0.12533333333333332,2.2699999999999996,90.697177510429086,1.4200000000000001E-2,0,90.697177510429086,0.01,0,25.803951649567136,null,11.55014959458436,0.12533333333333332,12.089866685025381,1.4200000000000001E-2,0,0.01,1.6192948561152667,null,33.497831924119716,0.28450666666666657,9.5303565012915499,null,{"$f":"IF($D98=\"Connection\",VLOOKUP(C98,'Input - General'!$F$62:$N$79,9,FALSE),0)","v":0},null,0.1801212933606588,60.647190941552168,10.923850471083206,null,8.6527813038891108E-2,71.571041412635367,6.1928856903512459]
[null,{"$f":"'Input - Inventory'!B96","v":88},{"$f":"'Input - Inventory'!C96","v":"MBF1x42"},{"$f":"'Input - Inventory'!D96","v":"Lamp"},{"$f":"'Input - Inventory'!E96","v":"NonTraffic"},{"$f":"'Input - Inventory'!F96","v":"Minor < 130w"},{"$f":"'Input - Inventory'!G96","v":"1"},null,"Lamp - MBF1x42",null,70.998248677604479,197,13986.654989488083,null,11.55014959458436,0.33333333333333331,0,0,11.55014959458436,1.8504811250925242E-2,0,0,11.55014959458436,0.16666666666666666,11.55014959458436,4.590314436538903E-3,11.55014959458436,4.0032025620496396E-2,173.25224391876537,2.1598272138228944E-2,288.75373986460903,1.2221950623319483E-2,0,0,13860.179513501233,1.1123470522803115E-4,9817.6271553967072,2.4953586329427266E-4,0,0,0,0,17.766868952334608,null,11.55014959458436,0.33333333333333331,44.551102397567902,1.8504811250925242E-2,12.089866685025381,0.16666666666666666,0,1.8504811250925242E-2,6.6894373865866532,null,90.697177510429086,0.15409999999999999,1.5133333333333332,90.697177510429086,1.4200000000000001E-2,0,90.697177510429086,0.01,0,21.151005048927107,null,11.55014959458436,0.15409999999999999,12.089866685025381,1.4200000000000001E-2,0,0.01,1.9515541594528101,null,33.497831924119716,0.23320466666666662,7.8118507279203619,null,{"$f":"IF($D99=\"Connection\",VLOOKUP(C99,'Input - General'!$F$62:$N$79,9,FALSE),0)","v":0},null,0.1801212933606588,55.37071627522154,9.9734450297989827,null,8.6527813038891108E-2,65.344161305020521,5.654087372583958]
[null,{"$f":"'Input - Inventory'!B97","v":89},{"$f":"'Input - Inventory'!C97","v":"MBF1x42 (P09)"},{"$f":"'Input - Inventory'!D97","v":"Lamp"},{"$f":"'Input - Inventory'!E97","v":"NonTraffic"},{"$f":"'Input - Inventory'!F97","v":"Minor < 130w"},{"$f":"'Input - Inventory'!G97","v":1},null,"Lamp - MBF1x42 (P09)",null,70.998248677604479,52383.5,3719136.7596032941,null,11.55014959458436,0.33333333333333331,0,0,11.55014959458436,1.8504811250925242E-2,0,0,11.55014959458436,0.16666666666666666,11.55014959458436,4.590314436538903E-3,11.55014959458436,4.0032025620496396E-2,173.25224391876537,2.1598272138228944E-2,288.75373986460903,1.2221950623319483E-2,0,0,13860.179513501233,1.1123470522803115E-4,9817.6271553967072,2.4953586329427266E-4,0,0,0,0,17.766868952334608,null,11.55014959458436,0.33333333333333331,44.551102397567902,1.8504811250925242E-2,12.089866685025381,0.16666666666666666,0,1.8504811250925242E-2,6.6894373865866532,null,90.697177510429086,0.15409999999999999,1.5133333333333332,90.697177510429086,1.4200000000000001E-2,0,90.697177510429086,0.01,0,21.151005048927107,null,11.55014959458436,0.15409999999999999,12.089866685025381,1.4200000000000001E-2,0,0.01,1.9515541594528101,null,33.497831924119716,0.23320466666666662,7.8118507279203619,null,{"$f":"IF($D100=\"Connection\",VLOOKUP(C100,'Input - General'!$F$62:$N$79,9,FALSE),0)","v":0},null,0.1801212933606588,55.37071627522154,9.9734450297989827,null,8.6527813038891108E-2,65.344161305020521,5.654087372583958]
[null,{"$f":"'Input - Inventory'!B98","v":90},{"$f":"'Input - Inventory'!C98","v":"MBF1x50"},{"$f":"'Input - Inventory'!D98","v":"Lamp"},{"$f":"'Input - Inventory'!E98","v":"NonTraffic"},{"$f":"'Input - Inventory'!F98","v":"Minor < 130w"},{"$f":"'Input - Inventory'!G98","v":"1"},null,"Lamp - MBF1x50",null,79.951388873028662,271,21666.826384590768,null,11.55014959458436,0.33333333333333331,0,0,11.55014959458436,1.8504811250925242E-2,0,0,11.55014959458436,0.16666666666666666,11.55014959458436,4.590314436538903E-3,11.55014959458436,4.0032025620496396E-2,173.25224391876537,2.1598272138228944E-2,288.75373986460903,1.2221950623319483E-2,0,0,13860.179513501233,1.1123470522803115E-4,9817.6271553967072,2.4953586329427266E-4,0,0,0,0,17.766868952334608,null,11.55014959458436,0.33333333333333331,44.551102397567902,1.8504811250925242E-2,12.089866685025381,0.16666666666666666,0,1.8504811250925242E-2,6.6894373865866532,null,90.697177510429086,0.18909999999999996,1.5133333333333332,90.697177510429086,1.4200000000000001E-2,0,90.697177510429086,0.01,0,25.954932217729496,null,11.55014959458436,0.18909999999999996,12.089866685025381,1.4200000000000001E-2,0,0.01,2.3558093952632624,null,33.497831924119716,0.28617133333333328,9.5861192255012355,null,{"$f":"IF($D101=\"Connection\",VLOOKUP(C101,'Input - General'!$F$62:$N$79,9,FALSE),0)","v":0},null,0.1801212933606588,62.353167177415258,11.231133117129415,null,8.6527813038891108E-2,73.584300294544676,6.3670885784839815]
[null,{"$f":"'Input - Inventory'!B99","v":91},{"$f":"'Input - Inventory'!C99","v":"MBF1x50 (P09)"},{"$f":"'Input - Inventory'!D99","v":"Lamp"},{"$f":"'Input - Inventory'!E99","v":"NonTraffic"},{"$f":"'Input - Inventory'!F99","v":"Minor < 130w"},{"$f":"'Input - Inventory'!G99","v":1},null,"Lamp - MBF1x50 (P09)",null,79.951388873028662,11869,948943.03453397716,null,11.55014959458436,0.33333333333333331,0,0,11.55014959458436,1.8504811250925242E-2,0,0,11.55014959458436,0.16666666666666666,11.55014959458436,4.590314436538903E-3,11.55014959458436,4.0032025620496396E-2,173.25224391876537,2.1598272138228944E-2,288.75373986460903,1.2221950623319483E-2,0,0,13860.179513501233,1.1123470522803115E-4,9817.6271553967072,2.4953586329427266E-4,0,0,0,0,17.766868952334608,null,11.55014959458436,0.33333333333333331,44.551102397567902,1.8504811250925242E-2,12.089866685025381,0.16666666666666666,0,1.8504811250925242E-2,6.6894373865866532,null,90.697177510429086,0.18909999999999996,1.5133333333333332,90.697177510429086,1.4200000000000001E-2,0,90.697177510429086,0.01,0,25.954932217729496,null,11.55014959458436,0.18909999999999996,12.089866685025381,1.4200000000000001E-2,0,0.01,2.3558093952632624,null,33.497831924119716,0.28617133333333328,9.5861192255012355,null,{"$f":"IF($D102=\"Connection\",VLOOKUP(C102,'Input - General'!$F$62:$N$79,9,FALSE),0)","v":0},null,0.1801212933606588,62.353167177415258,11.231133117129415,null,8.6527813038891108E-2,73.584300294544676,6.3670885784839815]
[null,{"$f":"'Input - Inventory'!B100","v":92},{"$f":"'Input - Inventory'!C100","v":"MBF1x500"},{"$f":"'Input - Inventory'!D100","v":"Lamp"},{"$f":"'Input - Inventory'!E100","v":"Traffic"},{"$f":"'Input - Inventory'!F100","v":"Major > 130w"},{"$f":"'Input - Inventory'!G100","v":"1"},null,"Lamp - MBF1x500",null,148.41197918428608,0,0,null,0,0,11.55014959458436,0.33333333333333331,0,0,11.55014959458436,4.9094211792429674E-3,11.55014959458436,0.16666666666666666,11.55014959458436,4.590314436538903E-3,11.55014959458436,4.0032025620496396E-2,173.25224391876537,2.1598272138228944E-2,288.75373986460903,1.2221950623319483E-2,0,0,13860.179513501233,1.1123470522803115E-4,9817.6271553967072,2.4953586329427266E-4,0,0,0,0,17.609840163209952,null,115.5014959458436,0.33333333333333331,44.551102397567902,4.9094211792429674E-3,12.089866685025381,0.16666666666666666,0,4.9094211792429674E-3,40.734196555121336,null,90.697177510429086,0.14399999999999999,2.2699999999999996,90.697177510429086,1.4200000000000001E-2,0,90.697177510429086,0.01,0,29.64709338460905,null,115.5014959458436,0.14399999999999999,12.089866685025381,1.4200000000000001E-2,0,0.01,16.80389152312884,null,33.497831924119716,0.32687999999999989,10.949771299356248,null,{"$f":"IF($D103=\"Connection\",VLOOKUP(C103,'Input - General'!$F$62:$N$79,9,FALSE),0)","v":0},null,0.1801212933606588,115.74479292542543,20.848101801489257,null,8.6527813038891108E-2,136.59289472691466,11.819084457371407]
[null,{"$f":"'Input - Inventory'!B101","v":93},{"$f":"'Input - Inventory'!C101","v":"MBF1x700"},{"$f":"'Input - Inventory'!D101","v":"Lamp"},{"$f":"'Input - Inventory'!E101","v":"Traffic"},{"$f":"'Input - Inventory'!F101","v":"Major > 130w"},{"$f":"'Input - Inventory'!G101","v":"1"},null,"Lamp - MBF1x700",null,99.632145655564699,2,199.2642913111294,null,0,0,11.55014959458436,0.33333333333333331,0,0,11.55014959458436,4.9094211792429674E-3,11.55014959458436,0.16666666666666666,11.55014959458436,4.590314436538903E-3,11.55014959458436,4.0032025620496396E-2,173.25224391876537,2.1598272138228944E-2,288.75373986460903,1.2221950623319483E-2,0,0,13860.179513501233,1.1123470522803115E-4,9817.6271553967072,2.4953586329427266E-4,0,0,0,0,17.609840163209952,null,115.5014959458436,0.33333333333333331,44.551102397567902,4.9094211792429674E-3,12.089866685025381,0.16666666666666666,0,4.9094211792429674E-3,40.734196555121336,null,90.697177510429086,4.8276505126947922E-2,2.2699999999999996,90.697177510429086,1.4200000000000001E-2,0,90.697177510429086,0.01,0,9.9392920540359917,null,115.5014959458436,4.8276505126947922E-2,12.089866685025381,1.4200000000000001E-2,0,0.01,5.7476846681270333,null,33.497831924119716,0.10958766663817177,3.6709492380019393,null,{"$f":"IF($D104=\"Connection\",VLOOKUP(C104,'Input - General'!$F$62:$N$79,9,FALSE),0)","v":0},null,0.1801212933606588,77.701962678496244,13.995778014312384,null,8.6527813038891108E-2,91.697740692808637,7.9344049627560631]
[null,{"$f":"'Input - Inventory'!B102","v":94},{"$f":"'Input - Inventory'!C102","v":"MBF1x80"},{"$f":"'Input - Inventory'!D102","v":"Lamp"},{"$f":"'Input - Inventory'!E102","v":"NonTraffic"},{"$f":"'Input - Inventory'!F102","v":"Minor < 130w"},{"$f":"'Input - Inventory'!G102","v":"1"},null,"Lamp - MBF1x80",null,52.71678907856694,1665,87773.453815813962,null,11.55014959458436,0.33333333333333331,0,0,11.55014959458436,1.8504811250925242E-2,0,0,11.55014959458436,0.16666666666666666,11.55014959458436,4.590314436538903E-3,11.55014959458436,4.0032025620496396E-2,173.25224391876537,2.1598272138228944E-2,288.75373986460903,1.2221950623319483E-2,0,0,13860.179513501233,1.1123470522803115E-4,9817.6271553967072,2.4953586329427266E-4,0,0,0,0,17.766868952334608,null,11.55014959458436,0.33333333333333331,44.551102397567902,1.8504811250925242E-2,12.089866685025381,0.16666666666666666,0,1.8504811250925242E-2,6.6894373865866532,null,90.697177510429086,8.2633333333333323E-2,1.5133333333333332,90.697177510429086,1.4200000000000001E-2,0,90.697177510429086,0.01,0,11.34184328710584,null,11.55014959458436,8.2633333333333323E-2,12.089866685025381,1.4200000000000001E-2,0,0.01,1.1261034684265145,null,33.497831924119716,0.12505177777777776,4.1889634338123685,null,{"$f":"IF($D105=\"Connection\",VLOOKUP(C105,'Input - General'!$F$62:$N$79,9,FALSE),0)","v":0},null,0.1801212933606588,41.113216528265987,7.4053657352880835,null,8.6527813038891108E-2,48.518582263554073,4.1982068150128651]
[null,{"$f":"'Input - Inventory'!B103","v":95},{"$f":"'Input - Inventory'!C103","v":"MBF1x80 (P09)"},{"$f":"'Input - Inventory'!D103","v":"Lamp"},{"$f":"'Input - Inventory'!E103","v":"NonTraffic"},{"$f":"'Input - Inventory'!F103","v":"Minor < 130w"},{"$f":"'Input - Inventory'!G103","v":1},null,"Lamp - MBF1x80 (P09)",null,52.71678907856694,77027.5,4060642.4707493149,null,11.55014959458436,0.33333333333333331,0,0,11.55014959458436,1.8504811250925242E-2,0,0,11.55014959458436,0.16666666666666666,11.55014959458436,4.590314436538903E-3,11.55014959458436,4.0032025620496396E-2,173.25224391876537,2.1598272138228944E-2,288.75373986460903,1.2221950623319483E-2,0,0,13860.179513501233,1.1123470522803115E-4,9817.6271553967072,2.4953586329427266E-4,0,0,0,0,17.766868952334608,null,11.55014959458436,0.33333333333333331,44.551102397567902,1.8504811250925242E-2,12.089866685025381,0.16666666666666666,0,1.8504811250925242E-2,6.6894373865866532,null,90.697177510429086,8.2633333333333323E-2,1.5133333333333332,90.697177510429086,1.4200000000000001E-2,0,90.697177510429086,0.01,0,11.34184328710584,null,11.55014959458436,8.2633333333333323E-2,12.089866685025381,1.4200000000000001E-2,0,0.01,1.1261034684265145,null,33.497831924119716,0.12505177777777776,4.1889634338123685,null,{"$f":"IF($D106=\"Connection\",VLOOKUP(C106,'Input - General'!$F$62:$N$79,9,FALSE),0)","v":0},null,0.1801212933606588,41.113216528265987,7.4053657352880835,null,8.6527813038891108E-2,48.518582263554073,4.1982068150128651]
[null,{"$f":"'Input - Inventory'!B104","v":96},{"$f":"'Input - Inventory'!C104","v":"MBF1x800"},{"$f":"'Input - Inventory'!D104","v":"Lamp"},{"$f":"'Input - Inventory'!E104","v":"Traffic"},{"$f":"'Input - Inventory'!F104","v":"Major > 130w"},{"$f":"'Input - Inventory'!G104","v":"1"},null,"Lamp - MBF1x800",null,148.41197918428608,0,0,null,0,0,11.55014959458436,0.33333333333333331,0,0,11.55014959458436,4.9094211792429674E-3,11.55014959458436,0.16666666666666666,11.55014959458436,4.590314436538903E-3,11.55014959458436,4.0032025620496396E-2,173.25224391876537,2.1598272138228944E-2,288.75373986460903,1.2221950623319483E-2,0,0,13860.179513501233,1.1123470522803115E-4,9817.6271553967072,2.4953586329427266E-4,0,0,0,0,17.609840163209952,null,115.5014959458436,0.33333333333333331,44.551102397567902,4.9094211792429674E-3,12.089866685025381,0.16666666666666666,0,4.9094211792429674E-3,40.734196555121336,null,90.697177510429086,0.14399999999999999,2.2699999999999996,90.697177510429086,1.4200000000000001E-2,0,90.697177510429086,0.01,0,29.64709338460905,null,115.5014959458436,0.14399999999999999,12.089866685025381,1.4200000000000001E-2,0,0.01,16.80389152312884,null,33.497831924119716,0.32687999999999989,10.949771299356248,null,{"$f":"IF($D107=\"Connection\",VLOOKUP(C107,'Input - General'!$F$62:$N$79,9,FALSE),0)","v":0},null,0.1801212933606588,115.74479292542543,20.848101801489257,null,8.6527813038891108E-2,136.59289472691466,11.819084457371407]
[null,{"$f":"'Input - Inventory'!B105","v":97},{"$f":"'Input - Inventory'!C105","v":"MBF2x125"},{"$f":"'Input - Inventory'!D105","v":"Lamp"},{"$f":"'Input - Inventory'!E105","v":"Traffic"},{"$f":"'Input - Inventory'!F105","v":"Major > 130w"},{"$f":"'Input - Inventory'!G105","v":"2"},null,"Lamp - MBF2x125",null,130.73623698504719,0,0,null,0,0,11.55014959458436,0.33333333333333331,0,0,11.55014959458436,4.9094211792429674E-3,11.55014959458436,0.16666666666666666,11.55014959458436,4.590314436538903E-3,11.55014959458436,4.0032025620496396E-2,173.25224391876537,2.1598272138228944E-2,288.75373986460903,1.2221950623319483E-2,0,0,13860.179513501233,1.1123470522803115E-4,9817.6271553967072,2.4953586329427266E-4,0,0,0,0,17.609840163209952,null,23.100299189168719,0.33333333333333331,44.551102397567902,4.9094211792429674E-3,12.089866685025381,0.16666666666666666,0,4.9094211792429674E-3,9.9337976362297127,null,90.697177510429086,0.25298551000000002,2.2699999999999996,90.697177510429086,1.4200000000000001E-2,0,90.697177510429086,0.01,0,52.085312777242692,null,11.55014959458436,0.25298551000000002,12.089866685025381,1.4200000000000001E-2,0,0.01,3.0936965926895783,null,33.497831924119716,0.57427710769999996,19.237038031604193,null,{"$f":"IF($D108=\"Connection\",VLOOKUP(C108,'Input - General'!$F$62:$N$79,9,FALSE),0)","v":0},null,0.1801212933606588,101.95968520097614,18.365110369045443,null,8.6527813038891108E-2,120.32479557002158,10.411441415025621]
[null,{"$f":"'Input - Inventory'!B106","v":98},{"$f":"'Input - Inventory'!C106","v":"MBF2x125 (P09)"},{"$f":"'Input - Inventory'!D106","v":"Lamp"},{"$f":"'Input - Inventory'!E106","v":"Traffic"},{"$f":"'Input - Inventory'!F106","v":"Major > 130w"},{"$f":"'Input - Inventory'!G106","v":2},null,"Lamp - MBF2x125 (P09)",null,130.73623698504719,1,130.73623698504719,null,0,0,11.55014959458436,0.33333333333333331,0,0,11.55014959458436,4.9094211792429674E-3,11.55014959458436,0.16666666666666666,11.55014959458436,4.590314436538903E-3,11.55014959458436,4.0032025620496396E-2,173.25224391876537,2.1598272138228944E-2,288.75373986460903,1.2221950623319483E-2,0,0,13860.179513501233,1.1123470522803115E-4,9817.6271553967072,2.4953586329427266E-4,0,0,0,0,17.609840163209952,null,23.100299189168719,0.33333333333333331,44.551102397567902,4.9094211792429674E-3,12.089866685025381,0.16666666666666666,0,4.9094211792429674E-3,9.9337976362297127,null,90.697177510429086,0.25298551000000002,2.2699999999999996,90.697177510429086,1.4200000000000001E-2,0,90.697177510429086,0.01,0,52.085312777242692,null,11.55014959458436,0.25298551000000002,12.089866685025381,1.4200000000000001E-2,0,0.01,3.0936965926895783,null,33.497831924119716,0.57427710769999996,19.237038031604193,null,{"$f":"IF($D109=\"Connection\",VLOOKUP(C109,'Input - General'!$F$62:$N$79,9,FALSE),0)","v":0},null,0.1801212933606588,101.95968520097614,18.365110369045443,null,8.6527813038891108E-2,120.32479557002158,10.411441415025621]
[null,{"$f":"'Input - Inventory'!B107","v":99},{"$f":"'Input - Inventory'!C107","v":"MBF2x160"},{"$f":"'Input - Inventory'!D107","v":"Lamp"},{"$f":"'Input - Inventory'!E107","v":"Traffic"},{"$f":"'Input - Inventory'!F107","v":"Major > 130w"},{"$f":"'Input - Inventory'!G107","v":"2"},null,"Lamp - MBF2x160",null,35.537534662210632,0,0,null,0,0,11.55014959458436,0.33333333333333331,0,0,11.55014959458436,4.9094211792429674E-3,11.55014959458436,0.16666666666666666,11.55014959458436,4.590314436538903E-3,11.55014959458436,4.0032025620496396E-2,173.25224391876537,2.1598272138228944E-2,288.75373986460903,1.2221950623319483E-2,0,0,13860.179513501233,1.1123470522803115E-4,9817.6271553967072,2.4953586329427266E-4,0,0,0,0,17.609840163209952,null,23.100299189168719,0.33333333333333331,44.551102397567902,4.9094211792429674E-3,12.089866685025381,0.16666666666666666,0,4.9094211792429674E-3,9.9337976362297127,null,90.697177510429086,0,2.2699999999999996,90.697177510429086,1.4200000000000001E-2,0,90.697177510429086,0.01,0,0,null,11.55014959458436,0,12.089866685025381,1.4200000000000001E-2,0,0.01,0.17167610692736043,null,33.497831924119716,0,0,null,{"$f":"IF($D110=\"Connection\",VLOOKUP(C110,'Input - General'!$F$62:$N$79,9,FALSE),0)","v":0},null,0.1801212933606588,27.715313906367026,4.9921181867114814,null,8.6527813038891108E-2,32.707432093078509,2.8301025691321242]
[null,{"$f":"'Input - Inventory'!B108","v":100},{"$f":"'Input - Inventory'!C108","v":"MBF2x175"},{"$f":"'Input - Inventory'!D108","v":"Lamp"},{"$f":"'Input - Inventory'!E108","v":"Traffic"},{"$f":"'Input - Inventory'!F108","v":"Major > 130w"},{"$f":"'Input - Inventory'!G108","v":"2"},null,"Lamp - MBF2x175",null,35.537534662210632,0,0,null,0,0,11.55014959458436,0.33333333333333331,0,0,11.55014959458436,4.9094211792429674E-3,11.55014959458436,0.16666666666666666,11.55014959458436,4.590314436538903E-3,11.55014959458436,4.0032025620496396E-2,173.25224391876537,2.1598272138228944E-2,288.75373986460903,1.2221950623319483E-2,0,0,13860.179513501233,1.1123470522803115E-4,9817.6271553967072,2.4953586329427266E-4,0,0,0,0,17.609840163209952,null,23.100299189168719,0.33333333333333331,44.551102397567902,4.9094211792429674E-3,12.089866685025381,0.16666666666666666,0,4.9094211792429674E-3,9.9337976362297127,null,90.697177510429086,0,2.2699999999999996,90.697177510429086,1.4200000000000001E-2,0,90.697177510429086,0.01,0,0,null,11.55014959458436,0,12.089866685025381,1.4200000000000001E-2,0,0.01,0.17167610692736043,null,33.497831924119716,0,0,null,{"$f":"IF($D111=\"Connection\",VLOOKUP(C111,'Input - General'!$F$62:$N$79,9,FALSE),0)","v":0},null,0.1801212933606588,27.715313906367026,4.9921181867114814,null,8.6527813038891108E-2,32.707432093078509,2.8301025691321242]
[null,{"$f":"'Input - Inventory'!B109","v":101},{"$f":"'Input - Inventory'!C109","v":"MBF2x400"},{"$f":"'Input - Inventory'!D109","v":"Lamp"},{"$f":"'Input - Inventory'!E109","v":"Traffic"},{"$f":"'Input - Inventory'!F109","v":"Major > 130w"},{"$f":"'Input - Inventory'!G109","v":"2"},null,"Lamp - MBF2x400",null,119.28194246222023,0,0,null,0,0,11.55014959458436,0.33333333333333331,0,0,11.55014959458436,4.9094211792429674E-3,11.55014959458436,0.16666666666666666,11.55014959458436,4.590314436538903E-3,11.55014959458436,4.0032025620496396E-2,173.25224391876537,2.1598272138228944E-2,288.75373986460903,1.2221950623319483E-2,0,0,13860.179513501233,1.1123470522803115E-4,9817.6271553967072,2.4953586329427266E-4,0,0,0,0,17.609840163209952,null,23.100299189168719,0.33333333333333331,44.551102397567902,4.9094211792429674E-3,12.089866685025381,0.16666666666666666,0,4.9094211792429674E-3,9.9337976362297127,null,90.697177510429086,0.22254632888888881,2.2699999999999996,90.697177510429086,1.4200000000000001E-2,0,90.697177510429086,0.01,0,45.818415242852822,null,11.55014959458436,0.22254632888888881,12.089866685025381,1.4200000000000001E-2,0,0.01,2.7421194973195973,null,33.497831924119716,0.50518016657777753,16.922440311421191,null,{"$f":"IF($D112=\"Connection\",VLOOKUP(C112,'Input - General'!$F$62:$N$79,9,FALSE),0)","v":0},null,0.1801212933606588,93.026612851033278,16.756073823689398,null,8.6527813038891108E-2,109.78268667472267,9.4992557874975656]
[null,{"$f":"'Input - Inventory'!B110","v":102},{"$f":"'Input - Inventory'!C110","v":"MBF2x80"},{"$f":"'Input - Inventory'!D110","v":"Lamp"},{"$f":"'Input - Inventory'!E110","v":"NonTraffic"},{"$f":"'Input - Inventory'!F110","v":"Minor < 130w"},{"$f":"'Input - Inventory'!G110","v":"2"},null,"Lamp - MBF2x80",null,77.044695670436326,0,0,null,11.55014959458436,0.33333333333333331,0,0,11.55014959458436,1.8504811250925242E-2,0,0,11.55014959458436,0.16666666666666666,11.55014959458436,4.590314436538903E-3,11.55014959458436,4.0032025620496396E-2,173.25224391876537,2.1598272138228944E-2,288.75373986460903,1.2221950623319483E-2,0,0,13860.179513501233,1.1123470522803115E-4,9817.6271553967072,2.4953586329427266E-4,0,0,0,0,17.766868952334608,null,23.100299189168719,0.33333333333333331,44.551102397567902,1.8504811250925242E-2,12.089866685025381,0.16666666666666666,0,1.8504811250925242E-2,10.539487251448106,null,90.697177510429086,0.15843839888888889,1.5133333333333332,90.697177510429086,1.4200000000000001E-2,0,90.697177510429086,0.01,0,21.746472257253835,null,11.55014959458436,0.15843839888888889,12.089866685025381,1.4200000000000001E-2,0,0.01,2.0016633156204553,null,33.497831924119716,0.2397701103185185,8.0317788558773753,null,{"$f":"IF($D113=\"Connection\",VLOOKUP(C113,'Input - General'!$F$62:$N$79,9,FALSE),0)","v":0},null,0.1801212933606588,60.086270632534379,10.822816779550662,null,8.6527813038891108E-2,70.909087412085043,6.1356082583512812]
[null,{"$f":"'Input - Inventory'!B111","v":103},{"$f":"'Input - Inventory'!C111","v":"MBF3x160"},{"$f":"'Input - Inventory'!D111","v":"Lamp"},{"$f":"'Input - Inventory'!E111","v":"Traffic"},{"$f":"'Input - Inventory'!F111","v":"Major > 130w"},{"$f":"'Input - Inventory'!G111","v":"3"},null,"Lamp - MBF3x160",null,40.474201841445471,0,0,null,0,0,11.55014959458436,0.33333333333333331,0,0,11.55014959458436,4.9094211792429674E-3,11.55014959458436,0.16666666666666666,11.55014959458436,4.590314436538903E-3,11.55014959458436,4.0032025620496396E-2,173.25224391876537,2.1598272138228944E-2,288.75373986460903,1.2221950623319483E-2,0,0,13860.179513501233,1.1123470522803115E-4,9817.6271553967072,2.4953586329427266E-4,0,0,0,0,17.609840163209952,null,34.650448783753077,0.33333333333333331,44.551102397567902,4.9094211792429674E-3,12.089866685025381,0.16666666666666666,0,4.9094211792429674E-3,13.783847501091163,null,90.697177510429086,0,2.2699999999999996,90.697177510429086,1.4200000000000001E-2,0,90.697177510429086,0.01,0,0,null,11.55014959458436,0,12.089866685025381,1.4200000000000001E-2,0,0.01,0.17167610692736043,null,33.497831924119716,0,0,null,{"$f":"IF($D114=\"Connection\",VLOOKUP(C114,'Input - General'!$F$62:$N$79,9,FALSE),0)","v":0},null,0.1801212933606588,31.565363771228476,5.6855941478733554,null,8.6527813038891108E-2,37.250957919101829,3.2232439223436433]
[null,{"$f":"'Input - Inventory'!B112","v":104},{"$f":"'Input - Inventory'!C112","v":"MBF3x250"},{"$f":"'Input - Inventory'!D112","v":"Lamp"},{"$f":"'Input - Inventory'!E112","v":"Traffic"},{"$f":"'Input - Inventory'!F112","v":"Major > 130w"},{"$f":"'Input - Inventory'!G112","v":"3"},null,"Lamp - MBF3x250",null,158.81830351189907,0,0,null,0,0,11.55014959458436,0.33333333333333331,0,0,11.55014959458436,4.9094211792429674E-3,11.55014959458436,0.16666666666666666,11.55014959458436,4.590314436538903E-3,11.55014959458436,4.0032025620496396E-2,173.25224391876537,2.1598272138228944E-2,288.75373986460903,1.2221950623319483E-2,0,0,13860.179513501233,1.1123470522803115E-4,9817.6271553967072,2.4953586329427266E-4,0,0,0,0,17.609840163209952,null,34.650448783753077,0.33333333333333331,44.551102397567902,4.9094211792429674E-3,12.089866685025381,0.16666666666666666,0,4.9094211792429674E-3,13.783847501091163,null,90.697177510429086,0.3144931830589629,2.2699999999999996,90.697177510429086,1.4200000000000001E-2,0,90.697177510429086,0.01,0,64.748671992861276,null,11.55014959458436,0.3144931830589629,12.089866685025381,1.4200000000000001E-2,0,0.01,3.8041194177353854,null,33.497831924119716,0.71389952554384561,23.914086317376551,null,{"$f":"IF($D115=\"Connection\",VLOOKUP(C115,'Input - General'!$F$62:$N$79,9,FALSE),0)","v":0},null,0.1801212933606588,123.86056539227431,22.309925234838904,null,8.6527813038891108E-2,146.17049062711322,12.647812884785838]
[null,{"$f":"'Input - Inventory'!B113","v":105},{"$f":"'Input - Inventory'!C113","v":"MBF3x400"},{"$f":"'Input - Inventory'!D113","v":"Lamp"},{"$f":"'Input - Inventory'!E113","v":"Traffic"},{"$f":"'Input - Inventory'!F113","v":"Major > 130w"},{"$f":"'Input - Inventory'!G113","v":"3"},null,"Lamp - MBF3x400",null,164.97092858622486,0,0,null,0,0,11.55014959458436,0.33333333333333331,0,0,11.55014959458436,4.9094211792429674E-3,11.55014959458436,0.16666666666666666,11.55014959458436,4.590314436538903E-3,11.55014959458436,4.0032025620496396E-2,173.25224391876537,2.1598272138228944E-2,288.75373986460903,1.2221950623319483E-2,0,0,13860.179513501233,1.1123470522803115E-4,9817.6271553967072,2.4953586329427266E-4,0,0,0,0,17.609840163209952,null,34.650448783753077,0.33333333333333331,44.551102397567902,4.9094211792429674E-3,12.089866685025381,0.16666666666666666,0,4.9094211792429674E-3,13.783847501091163,null,90.697177510429086,0.33084345837037032,2.2699999999999996,90.697177510429086,1.4200000000000001E-2,0,90.697177510429086,0.01,0,68.114909069398522,null,11.55014959458436,0.33084345837037032,12.089866685025381,1.4200000000000001E-2,0,0.01,3.9929675434947809,null,33.497831924119716,0.75101465050074045,25.157362535025314,null,{"$f":"IF($D116=\"Connection\",VLOOKUP(C116,'Input - General'!$F$62:$N$79,9,FALSE),0)","v":0},null,0.1801212933606588,128.65892681221973,23.174212299811359,null,8.6527813038891108E-2,151.83313911203109,13.137789474193772]
[null,{"$f":"'Input - Inventory'!B114","v":106},{"$f":"'Input - Inventory'!C114","v":"MBF3x80"},{"$f":"'Input - Inventory'!D114","v":"Lamp"},{"$f":"'Input - Inventory'!E114","v":"NonTraffic"},{"$f":"'Input - Inventory'!F114","v":"Minor < 130w"},{"$f":"'Input - Inventory'!G114","v":"3"},null,"Lamp - MBF3x80",null,99.77023951217501,0,0,null,11.55014959458436,0.33333333333333331,0,0,11.55014959458436,1.8504811250925242E-2,0,0,11.55014959458436,0.16666666666666666,11.55014959458436,4.590314436538903E-3,11.55014959458436,4.0032025620496396E-2,173.25224391876537,2.1598272138228944E-2,288.75373986460903,1.2221950623319483E-2,0,0,13860.179513501233,1.1123470522803115E-4,9817.6271553967072,2.4953586329427266E-4,0,0,0,0,17.766868952334608,null,34.650448783753077,0.33333333333333331,44.551102397567902,1.8504811250925242E-2,12.089866685025381,0.16666666666666666,0,1.8504811250925242E-2,14.389537116309558,null,90.697177510429086,0.22797943919403707,1.5133333333333332,90.697177510429086,1.4200000000000001E-2,0,90.697177510429086,0.01,0,31.291332053501939,null,11.55014959458436,0.22797943919403707,12.089866685025381,1.4200000000000001E-2,0,0.01,2.8048727341079376,null,33.497831924119716,0.34500888464697604,11.557049630232411,null,{"$f":"IF($D117=\"Connection\",VLOOKUP(C117,'Input - General'!$F$62:$N$79,9,FALSE),0)","v":0},null,0.1801212933606588,77.80966048648645,14.015176682779687,null,8.6527813038891108E-2,91.824837169266132,7.9454023429088787]
[null,{"$f":"'Input - Inventory'!B115","v":107},{"$f":"'Input - Inventory'!C115","v":"MBF4x1000"},{"$f":"'Input - Inventory'!D115","v":"Lamp"},{"$f":"'Input - Inventory'!E115","v":"Traffic"},{"$f":"'Input - Inventory'!F115","v":"Major > 130w"},{"$f":"'Input - Inventory'!G115","v":"4"},null,"Lamp - MBF4x1000",null,367.65448867595762,0,0,null,0,0,11.55014959458436,0.33333333333333331,0,0,11.55014959458436,4.9094211792429674E-3,11.55014959458436,0.16666666666666666,11.55014959458436,4.590314436538903E-3,11.55014959458436,4.0032025620496396E-2,173.25224391876537,2.1598272138228944E-2,288.75373986460903,1.2221950623319483E-2,0,0,13860.179513501233,1.1123470522803115E-4,9817.6271553967072,2.4953586329427266E-4,0,0,0,0,17.609840163209952,null,462.0059837833744,0.33333333333333331,44.551102397567902,4.9094211792429674E-3,12.089866685025381,0.16666666666666666,0,4.9094211792429674E-3,156.23569250096494,null,90.697177510429086,0.28360703999999992,2.2699999999999996,90.697177510429086,1.4200000000000001E-2,0,90.697177510429086,0.01,0,58.389752773698284,null,115.5014959458436,0.28360703999999992,12.089866685025381,1.4200000000000001E-2,0,0.01,32.928713487700051,null,33.497831924119716,0.64378798079999966,21.565501575606799,null,{"$f":"IF($D118=\"Connection\",VLOOKUP(C118,'Input - General'!$F$62:$N$79,9,FALSE),0)","v":0},null,0.1801212933606588,286.72950050118004,51.646088474928213,null,8.6527813038891108E-2,338.37558897610825,29.278899699849358]
[null,{"$f":"'Input - Inventory'!B116","v":108},{"$f":"'Input - Inventory'!C116","v":"MBF4x80"},{"$f":"'Input - Inventory'!D116","v":"Lamp"},{"$f":"'Input - Inventory'!E116","v":"NonTraffic"},{"$f":"'Input - Inventory'!F116","v":"Minor < 130w"},{"$f":"'Input - Inventory'!G116","v":"4"},null,"Lamp - MBF4x80",null,121.02582917903547,0,0,null,11.55014959458436,0.33333333333333331,0,0,11.55014959458436,1.8504811250925242E-2,0,0,11.55014959458436,0.16666666666666666,11.55014959458436,4.590314436538903E-3,11.55014959458436,4.0032025620496396E-2,173.25224391876537,2.1598272138228944E-2,288.75373986460903,1.2221950623319483E-2,0,0,13860.179513501233,1.1123470522803115E-4,9817.6271553967072,2.4953586329427266E-4,0,0,0,0,17.766868952334608,null,46.200598378337439,0.33333333333333331,44.551102397567902,1.8504811250925242E-2,12.089866685025381,0.16666666666666666,0,1.8504811250925242E-2,18.239586981171016,null,90.697177510429086,0.2917740715353031,1.5133333333333332,90.697177510429086,1.4200000000000001E-2,0,90.697177510429086,0.01,0,40.047468268586734,null,11.55014959458436,0.2917740715353031,12.089866685025381,1.4200000000000001E-2,0,0.01,3.5417102809810697,null,33.497831924119716,0.44155142825675864,14.791015529599905,null,{"$f":"IF($D119=\"Connection\",VLOOKUP(C119,'Input - General'!$F$62:$N$79,9,FALSE),0)","v":0},null,0.1801212933606588,94.386650012673329,17.001045476262561,null,8.6527813038891108E-2,111.38769548893589,9.6381336900995791]
[null,{"$f":"'Input - Inventory'!B117","v":109},{"$f":"'Input - Inventory'!C117","v":"MBF6x125"},{"$f":"'Input - Inventory'!D117","v":"Lamp"},{"$f":"'Input - Inventory'!E117","v":"Traffic"},{"$f":"'Input - Inventory'!F117","v":"Major > 130w"},{"$f":"'Input - Inventory'!G117","v":"6"},null,"Lamp - MBF6x125",null,274.72150933801356,0,0,null,0,0,11.55014959458436,0.33333333333333331,0,0,11.55014959458436,4.9094211792429674E-3,11.55014959458436,0.16666666666666666,11.55014959458436,4.590314436538903E-3,11.55014959458436,4.0032025620496396E-2,173.25224391876537,2.1598272138228944E-2,288.75373986460903,1.2221950623319483E-2,0,0,13860.179513501233,1.1123470522803115E-4,9817.6271553967072,2.4953586329427266E-4,0,0,0,0,17.609840163209952,null,69.300897567506155,0.33333333333333331,44.551102397567902,4.9094211792429674E-3,12.089866685025381,0.16666666666666666,0,4.9094211792429674E-3,25.333997095675521,null,90.697177510429086,0.58314301987824635,2.2699999999999996,90.697177510429086,1.4200000000000001E-2,0,90.697177510429086,0.01,0,120.0589969924535,null,11.55014959458436,0.58314301987824635,12.089866685025381,1.4200000000000001E-2,0,0.01,6.9070652215587867,null,33.497831924119716,1.3237346551236189,44.342240989463562,null,{"$f":"IF($D120=\"Connection\",VLOOKUP(C120,'Input - General'!$F$62:$N$79,9,FALSE),0)","v":0},null,0.1801212933606588,214.25214046236133,38.591372645370058,null,8.6527813038891108E-2,252.84351310773138,21.877996230282193]
[null,{"$f":"'Input - Inventory'!B118","v":110},{"$f":"'Input - Inventory'!C118","v":"MBF6x160"},{"$f":"'Input - Inventory'!D118","v":"Lamp"},{"$f":"'Input - Inventory'!E118","v":"Traffic"},{"$f":"'Input - Inventory'!F118","v":"Major > 130w"},{"$f":"'Input - Inventory'!G118","v":"6"},null,"Lamp - MBF6x160",null,55.284203379150014,0,0,null,0,0,11.55014959458436,0.33333333333333331,0,0,11.55014959458436,4.9094211792429674E-3,11.55014959458436,0.16666666666666666,11.55014959458436,4.590314436538903E-3,11.55014959458436,4.0032025620496396E-2,173.25224391876537,2.1598272138228944E-2,288.75373986460903,1.2221950623319483E-2,0,0,13860.179513501233,1.1123470522803115E-4,9817.6271553967072,2.4953586329427266E-4,0,0,0,0,17.609840163209952,null,69.300897567506155,0.33333333333333331,44.551102397567902,4.9094211792429674E-3,12.089866685025381,0.16666666666666666,0,4.9094211792429674E-3,25.333997095675521,null,90.697177510429086,0,2.2699999999999996,90.697177510429086,1.4200000000000001E-2,0,90.697177510429086,0.01,0,0,null,11.55014959458436,0,12.089866685025381,1.4200000000000001E-2,0,0.01,0.17167610692736043,null,33.497831924119716,0,0,null,{"$f":"IF($D121=\"Connection\",VLOOKUP(C121,'Input - General'!$F$62:$N$79,9,FALSE),0)","v":0},null,0.1801212933606588,43.115513365812831,7.7660220313589781,null,8.6527813038891108E-2,50.88153539717181,4.402667981978202]
[null,{"$f":"'Input - Inventory'!B119","v":111},{"$f":"'Input - Inventory'!C119","v":"MBF9x160"},{"$f":"'Input - Inventory'!D119","v":"Lamp"},{"$f":"'Input - Inventory'!E119","v":"Traffic"},{"$f":"'Input - Inventory'!F119","v":"Major > 130w"},{"$f":"'Input - Inventory'!G119","v":"9"},null,"Lamp - MBF9x160",null,70.094204916854565,0,0,null,0,0,11.55014959458436,0.33333333333333331,0,0,11.55014959458436,4.9094211792429674E-3,11.55014959458436,0.16666666666666666,11.55014959458436,4.590314436538903E-3,11.55014959458436,4.0032025620496396E-2,173.25224391876537,2.1598272138228944E-2,288.75373986460903,1.2221950623319483E-2,0,0,13860.179513501233,1.1123470522803115E-4,9817.6271553967072,2.4953586329427266E-4,0,0,0,0,17.609840163209952,null,103.95134635125923,0.33333333333333331,44.551102397567902,4.9094211792429674E-3,12.089866685025381,0.16666666666666666,0,4.9094211792429674E-3,36.884146690259882,null,90.697177510429086,0,2.2699999999999996,90.697177510429086,1.4200000000000001E-2,0,90.697177510429086,0.01,0,0,null,11.55014959458436,0,12.089866685025381,1.4200000000000001E-2,0,0.01,0.17167610692736043,null,33.497831924119716,0,0,null,{"$f":"IF($D122=\"Connection\",VLOOKUP(C122,'Input - General'!$F$62:$N$79,9,FALSE),0)","v":0},null,0.1801212933606588,54.665662960397192,9.8464499148446016,null,8.6527813038891108E-2,64.512112875241797,5.5820920416127624]
[null,{"$f":"'Input - Inventory'!B120","v":112},{"$f":"'Input - Inventory'!C120","v":"MBI1x100"},{"$f":"'Input - Inventory'!D120","v":"Lamp"},{"$f":"'Input - Inventory'!E120","v":"Traffic"},{"$f":"'Input - Inventory'!F120","v":"Minor < 130w"},{"$f":"'Input - Inventory'!G120","v":"1"},null,"Lamp - MBI1x100",null,106.39954748475002,1,106.39954748475002,null,11.55014959458436,0.33333333333333331,0,0,11.55014959458436,1.8504811250925242E-2,0,0,11.55014959458436,0.16666666666666666,11.55014959458436,4.590314436538903E-3,11.55014959458436,4.0032025620496396E-2,173.25224391876537,2.1598272138228944E-2,288.75373986460903,1.2221950623319483E-2,0,0,13860.179513501233,1.1123470522803115E-4,9817.6271553967072,2.4953586329427266E-4,0,0,0,0,17.766868952334608,null,34.650448783753077,0.33333333333333331,44.551102397567902,1.8504811250925242E-2,12.089866685025381,0.16666666666666666,0,0,14.389537116309558,null,90.697177510429086,0.16,2.2699999999999996,90.697177510429086,1.4200000000000001E-2,0,90.697177510429086,0.01,0,32.941214871787835,null,34.650448783753077,0.16,12.089866685025381,1.4200000000000001E-2,0,0.01,5.7157479123278527,null,33.497831924119716,0.36319999999999991,12.166412554840278,null,{"$f":"IF($D123=\"Connection\",VLOOKUP(C123,'Input - General'!$F$62:$N$79,9,FALSE),0)","v":0},null,0.1801212933606588,82.979781407600129,14.946425549921683,null,8.6527813038891108E-2,97.926206957521813,8.4733405272282045]
[null,{"$f":"'Input - Inventory'!B121","v":113},{"$f":"'Input - Inventory'!C121","v":"MBI1x100 (P09)"},{"$f":"'Input - Inventory'!D121","v":"Lamp"},{"$f":"'Input - Inventory'!E121","v":"Traffic"},{"$f":"'Input - Inventory'!F121","v":"Minor < 130w"},{"$f":"'Input - Inventory'!G121","v":1},null,"Lamp - MBI1x100 (P09)",null,106.39954748475002,34,3617.5846144815005,null,11.55014959458436,0.33333333333333331,0,0,11.55014959458436,1.8504811250925242E-2,0,0,11.55014959458436,0.16666666666666666,11.55014959458436,4.590314436538903E-3,11.55014959458436,4.0032025620496396E-2,173.25224391876537,2.1598272138228944E-2,288.75373986460903,1.2221950623319483E-2,0,0,13860.179513501233,1.1123470522803115E-4,9817.6271553967072,2.4953586329427266E-4,0,0,0,0,17.766868952334608,null,34.650448783753077,0.33333333333333331,44.551102397567902,1.8504811250925242E-2,12.089866685025381,0.16666666666666666,0,0,14.389537116309558,null,90.697177510429086,0.16,2.2699999999999996,90.697177510429086,1.4200000000000001E-2,0,90.697177510429086,0.01,0,32.941214871787835,null,34.650448783753077,0.16,12.089866685025381,1.4200000000000001E-2,0,0.01,5.7157479123278527,null,33.497831924119716,0.36319999999999991,12.166412554840278,null,{"$f":"IF($D124=\"Connection\",VLOOKUP(C124,'Input - General'!$F$62:$N$79,9,FALSE),0)","v":0},null,0.1801212933606588,82.979781407600129,14.946425549921683,null,8.6527813038891108E-2,97.926206957521813,8.4733405272282045]
[null,{"$f":"'Input - Inventory'!B122","v":114},{"$f":"'Input - Inventory'!C122","v":"MBI1x1000"},{"$f":"'Input - Inventory'!D122","v":"Lamp"},{"$f":"'Input - Inventory'!E122","v":"Traffic"},{"$f":"'Input - Inventory'!F122","v":"Major > 130w"},{"$f":"'Input - Inventory'!G122","v":"1"},null,"Lamp - MBI1x1000",null,156.56543552741906,1,156.56543552741906,null,0,0,11.55014959458436,0.33333333333333331,0,0,11.55014959458436,4.9094211792429674E-3,11.55014959458436,0.16666666666666666,11.55014959458436,4.590314436538903E-3,11.55014959458436,4.0032025620496396E-2,173.25224391876537,2.1598272138228944E-2,288.75373986460903,1.2221950623319483E-2,0,0,13860.179513501233,1.1123470522803115E-4,9817.6271553967072,2.4953586329427266E-4,0,0,0,0,17.609840163209952,null,115.5014959458436,0.33333333333333331,44.551102397567902,4.9094211792429674E-3,12.089866685025381,0.16666666666666666,0,4.9094211792429674E-3,40.734196555121336,null,90.697177510429086,0.16,2.2699999999999996,90.697177510429086,1.4200000000000001E-2,0,90.697177510429086,0.01,0,32.941214871787835,null,115.5014959458436,0.16,12.089866685025381,1.4200000000000001E-2,0,0.01,18.651915458262337,null,33.497831924119716,0.36319999999999991,12.166412554840278,null,{"$f":"IF($D125=\"Connection\",VLOOKUP(C125,'Input - General'!$F$62:$N$79,9,FALSE),0)","v":0},null,0.1801212933606588,122.10357960322173,21.993454682098456,null,8.6527813038891108E-2,144.09703428532018,12.468401242098865]
[null,{"$f":"'Input - Inventory'!B123","v":115},{"$f":"'Input - Inventory'!C123","v":"MBI1x1000 (P09)"},{"$f":"'Input - Inventory'!D123","v":"Lamp"},{"$f":"'Input - Inventory'!E123","v":"Traffic"},{"$f":"'Input - Inventory'!F123","v":"Major > 130w"},{"$f":"'Input - Inventory'!G123","v":1},null,"Lamp - MBI1x1000 (P09)",null,156.56543552741906,10,1565.6543552741905,null,0,0,11.55014959458436,0.33333333333333331,0,0,11.55014959458436,4.9094211792429674E-3,11.55014959458436,0.16666666666666666,11.55014959458436,4.590314436538903E-3,11.55014959458436,4.0032025620496396E-2,173.25224391876537,2.1598272138228944E-2,288.75373986460903,1.2221950623319483E-2,0,0,13860.179513501233,1.1123470522803115E-4,9817.6271553967072,2.4953586329427266E-4,0,0,0,0,17.609840163209952,null,115.5014959458436,0.33333333333333331,44.551102397567902,4.9094211792429674E-3,12.089866685025381,0.16666666666666666,0,4.9094211792429674E-3,40.734196555121336,null,90.697177510429086,0.16,2.2699999999999996,90.697177510429086,1.4200000000000001E-2,0,90.697177510429086,0.01,0,32.941214871787835,null,115.5014959458436,0.16,12.089866685025381,1.4200000000000001E-2,0,0.01,18.651915458262337,null,33.497831924119716,0.36319999999999991,12.166412554840278,null,{"$f":"IF($D126=\"Connection\",VLOOKUP(C126,'Input - General'!$F$62:$N$79,9,FALSE),0)","v":0},null,0.1801212933606588,122.10357960322173,21.993454682098456,null,8.6527813038891108E-2,144.09703428532018,12.468401242098865]
[null,{"$f":"'Input - Inventory'!B124","v":116},{"$f":"'Input - Inventory'!C124","v":"MBI1x150"},{"$f":"'Input - Inventory'!D124","v":"Lamp"},{"$f":"'Input - Inventory'!E124","v":"Traffic"},{"$f":"'Input - Inventory'!F124","v":"Major > 130w"},{"$f":"'Input - Inventory'!G124","v":"1"},null,"Lamp - MBI1x150",null,156.56543552741908,5,782.82717763709547,null,0,0,11.55014959458436,0.33333333333333331,0,0,11.55014959458436,4.9094211792429674E-3,11.55014959458436,0.16666666666666666,11.55014959458436,4.590314436538903E-3,11.55014959458436,4.0032025620496396E-2,173.25224391876537,2.1598272138228944E-2,288.75373986460903,1.2221950623319483E-2,0,0,13860.179513501233,1.1123470522803115E-4,9817.6271553967072,2.4953586329427266E-4,0,0,0,0,17.609840163209952,null,115.5014959458436,0.33333333333333331,44.551102397567902,4.9094211792429674E-3,12.089866685025381,0.16666666666666666,0,4.9094211792429674E-3,40.734196555121336,null,90.697177510429086,0.16000000000000003,2.2699999999999996,90.697177510429086,1.4200000000000001E-2,0,90.697177510429086,0.01,0,32.941214871787842,null,115.5014959458436,0.16000000000000003,12.089866685025381,1.4200000000000001E-2,0,0.01,18.651915458262341,null,33.497831924119716,0.36320000000000002,12.166412554840282,null,{"$f":"IF($D127=\"Connection\",VLOOKUP(C127,'Input - General'!$F$62:$N$79,9,FALSE),0)","v":0},null,0.1801212933606588,122.10357960322176,21.993454682098459,null,8.6527813038891108E-2,144.09703428532021,12.468401242098869]
[null,{"$f":"'Input - Inventory'!B125","v":117},{"$f":"'Input - Inventory'!C125","v":"MBI1x150 (P09)"},{"$f":"'Input - Inventory'!D125","v":"Lamp"},{"$f":"'Input - Inventory'!E125","v":"Traffic"},{"$f":"'Input - Inventory'!F125","v":"Major > 130w"},{"$f":"'Input - Inventory'!G125","v":1},null,"Lamp - MBI1x150 (P09)",null,156.56543552741908,69,10803.015051391916,null,0,0,11.55014959458436,0.33333333333333331,0,0,11.55014959458436,4.9094211792429674E-3,11.55014959458436,0.16666666666666666,11.55014959458436,4.590314436538903E-3,11.55014959458436,4.0032025620496396E-2,173.25224391876537,2.1598272138228944E-2,288.75373986460903,1.2221950623319483E-2,0,0,13860.179513501233,1.1123470522803115E-4,9817.6271553967072,2.4953586329427266E-4,0,0,0,0,17.609840163209952,null,115.5014959458436,0.33333333333333331,44.551102397567902,4.9094211792429674E-3,12.089866685025381,0.16666666666666666,0,4.9094211792429674E-3,40.734196555121336,null,90.697177510429086,0.16000000000000003,2.2699999999999996,90.697177510429086,1.4200000000000001E-2,0,90.697177510429086,0.01,0,32.941214871787842,null,115.5014959458436,0.16000000000000003,12.089866685025381,1.4200000000000001E-2,0,0.01,18.651915458262341,null,33.497831924119716,0.36320000000000002,12.166412554840282,null,{"$f":"IF($D128=\"Connection\",VLOOKUP(C128,'Input - General'!$F$62:$N$79,9,FALSE),0)","v":0},null,0.1801212933606588,122.10357960322176,21.993454682098459,null,8.6527813038891108E-2,144.09703428532021,12.468401242098869]
[null,{"$f":"'Input - Inventory'!B126","v":118},{"$f":"'Input - Inventory'!C126","v":"MBI1x1500"},{"$f":"'Input - Inventory'!D126","v":"Lamp"},{"$f":"'Input - Inventory'!E126","v":"Traffic"},{"$f":"'Input - Inventory'!F126","v":"Major > 130w"},{"$f":"'Input - Inventory'!G126","v":"1"},null,"Lamp - MBI1x1500",null,156.56543552741906,0,0,null,0,0,11.55014959458436,0.33333333333333331,0,0,11.55014959458436,4.9094211792429674E-3,11.55014959458436,0.16666666666666666,11.55014959458436,4.590314436538903E-3,11.55014959458436,4.0032025620496396E-2,173.25224391876537,2.1598272138228944E-2,288.75373986460903,1.2221950623319483E-2,0,0,13860.179513501233,1.1123470522803115E-4,9817.6271553967072,2.4953586329427266E-4,0,0,0,0,17.609840163209952,null,115.5014959458436,0.33333333333333331,44.551102397567902,4.9094211792429674E-3,12.089866685025381,0.16666666666666666,0,4.9094211792429674E-3,40.734196555121336,null,90.697177510429086,0.16,2.2699999999999996,90.697177510429086,1.4200000000000001E-2,0,90.697177510429086,0.01,0,32.941214871787835,null,115.5014959458436,0.16,12.089866685025381,1.4200000000000001E-2,0,0.01,18.651915458262337,null,33.497831924119716,0.36319999999999991,12.166412554840278,null,{"$f":"IF($D129=\"Connection\",VLOOKUP(C129,'Input - General'!$F$62:$N$79,9,FALSE),0)","v":0},null,0.1801212933606588,122.10357960322173,21.993454682098456,null,8.6527813038891108E-2,144.09703428532018,12.468401242098865]
[null,{"$f":"'Input - Inventory'!B127","v":119},{"$f":"'Input - Inventory'!C127","v":"MBI1x250"},{"$f":"'Input - Inventory'!D127","v":"Lamp"},{"$f":"'Input - Inventory'!E127","v":"Traffic"},{"$f":"'Input - Inventory'!F127","v":"Major > 130w"},{"$f":"'Input - Inventory'!G127","v":"1"},null,"Lamp - MBI1x250",null,105.42156355054605,2,210.84312710109211,null,0,0,11.55014959458436,0.33333333333333331,0,0,11.55014959458436,4.9094211792429674E-3,11.55014959458436,0.16666666666666666,11.55014959458436,4.590314436538903E-3,11.55014959458436,4.0032025620496396E-2,173.25224391876537,2.1598272138228944E-2,288.75373986460903,1.2221950623319483E-2,0,0,13860.179513501233,1.1123470522803115E-4,9817.6271553967072,2.4953586329427266E-4,0,0,0,0,17.609840163209952,null,34.650448783753077,0.33333333333333331,44.551102397567902,4.9094211792429674E-3,12.089866685025381,0.16666666666666666,0,4.9094211792429674E-3,13.783847501091163,null,90.697177510429086,0.16000000000000003,2.2699999999999996,90.697177510429086,1.4200000000000001E-2,0,90.697177510429086,0.01,0,32.941214871787842,null,34.650448783753077,0.16000000000000003,12.089866685025381,1.4200000000000001E-2,0,0.01,5.7157479123278536,null,33.497831924119716,0.36320000000000002,12.166412554840282,null,{"$f":"IF($D130=\"Connection\",VLOOKUP(C130,'Input - General'!$F$62:$N$79,9,FALSE),0)","v":0},null,0.1801212933606588,82.217063003257095,14.809043724461437,null,8.6527813038891108E-2,97.026106727718528,8.3954568228275228]
[null,{"$f":"'Input - Inventory'!B128","v":120},{"$f":"'Input - Inventory'!C128","v":"MBI1x250 (P09)"},{"$f":"'Input - Inventory'!D128","v":"Lamp"},{"$f":"'Input - Inventory'!E128","v":"Traffic"},{"$f":"'Input - Inventory'!F128","v":"Major > 130w"},{"$f":"'Input - Inventory'!G128","v":1},null,"Lamp - MBI1x250 (P09)",null,105.42156355054605,61,6430.7153765833091,null,0,0,11.55014959458436,0.33333333333333331,0,0,11.55014959458436,4.9094211792429674E-3,11.55014959458436,0.16666666666666666,11.55014959458436,4.590314436538903E-3,11.55014959458436,4.0032025620496396E-2,173.25224391876537,2.1598272138228944E-2,288.75373986460903,1.2221950623319483E-2,0,0,13860.179513501233,1.1123470522803115E-4,9817.6271553967072,2.4953586329427266E-4,0,0,0,0,17.609840163209952,null,34.650448783753077,0.33333333333333331,44.551102397567902,4.9094211792429674E-3,12.089866685025381,0.16666666666666666,0,4.9094211792429674E-3,13.783847501091163,null,90.697177510429086,0.16000000000000003,2.2699999999999996,90.697177510429086,1.4200000000000001E-2,0,90.697177510429086,0.01,0,32.941214871787842,null,34.650448783753077,0.16000000000000003,12.089866685025381,1.4200000000000001E-2,0,0.01,5.7157479123278536,null,33.497831924119716,0.36320000000000002,12.166412554840282,null,{"$f":"IF($D131=\"Connection\",VLOOKUP(C131,'Input - General'!$F$62:$N$79,9,FALSE),0)","v":0},null,0.1801212933606588,82.217063003257095,14.809043724461437,null,8.6527813038891108E-2,97.026106727718528,8.3954568228275228]
[null,{"$f":"'Input - Inventory'!B129","v":121},{"$f":"'Input - Inventory'!C129","v":"MBI1x3745"},{"$f":"'Input - Inventory'!D129","v":"Lamp"},{"$f":"'Input - Inventory'!E129","v":"Traffic"},{"$f":"'Input - Inventory'!F129","v":"Major > 130w"},{"$f":"'Input - Inventory'!G129","v":"1"},null,"Lamp - MBI1x3745",null,83.502761274743335,0,0,null,0,0,11.55014959458436,0.33333333333333331,0,0,11.55014959458436,4.9094211792429674E-3,11.55014959458436,0.16666666666666666,11.55014959458436,4.590314436538903E-3,11.55014959458436,4.0032025620496396E-2,173.25224391876537,2.1598272138228944E-2,288.75373986460903,1.2221950623319483E-2,0,0,13860.179513501233,1.1123470522803115E-4,9817.6271553967072,2.4953586329427266E-4,0,0,0,0,17.609840163209952,null,0,0.33333333333333331,44.551102397567902,4.9094211792429674E-3,12.089866685025381,0.16666666666666666,0,4.9094211792429674E-3,2.2336979065068054,null,90.697177510429086,0.16,2.2699999999999996,90.697177510429086,1.4200000000000001E-2,0,90.697177510429086,0.01,0,32.941214871787835,null,0,0.16,12.089866685025381,1.4200000000000001E-2,0,0.01,0.17167610692736043,null,33.497831924119716,0.36319999999999991,12.166412554840278,null,{"$f":"IF($D132=\"Connection\",VLOOKUP(C132,'Input - General'!$F$62:$N$79,9,FALSE),0)","v":0},null,0.1801212933606588,65.122841603272235,11.730010456902713,null,8.6527813038891108E-2,76.852852060174953,6.6499092145683756]
[null,{"$f":"'Input - Inventory'!B130","v":122},{"$f":"'Input - Inventory'!C130","v":"MBI1x400"},{"$f":"'Input - Inventory'!D130","v":"Lamp"},{"$f":"'Input - Inventory'!E130","v":"Traffic"},{"$f":"'Input - Inventory'!F130","v":"Major > 130w"},{"$f":"'Input - Inventory'!G130","v":"1"},null,"Lamp - MBI1x400",null,89.184723123270899,13,1159.4014006025218,null,0,0,11.55014959458436,0.33333333333333331,0,0,11.55014959458436,4.9094211792429674E-3,11.55014959458436,0.16666666666666666,11.55014959458436,4.590314436538903E-3,11.55014959458436,4.0032025620496396E-2,173.25224391876537,2.1598272138228944E-2,288.75373986460903,1.2221950623319483E-2,0,0,13860.179513501233,1.1123470522803115E-4,9817.6271553967072,2.4953586329427266E-4,0,0,0,0,17.609840163209952,null,34.650448783753077,0.33333333333333331,44.551102397567902,4.9094211792429674E-3,12.089866685025381,0.16666666666666666,0,4.9094211792429674E-3,13.783847501091163,null,90.697177510429086,0.12,2.2699999999999996,90.697177510429086,1.4200000000000001E-2,0,90.697177510429086,0.01,0,24.705911153840876,null,34.650448783753077,0.12,12.089866685025381,1.4200000000000001E-2,0,0.01,4.3297299609777289,null,33.497831924119716,0.27239999999999992,9.1248094161302085,null,{"$f":"IF($D133=\"Connection\",VLOOKUP(C133,'Input - General'!$F$62:$N$79,9,FALSE),0)","v":0},null,0.1801212933606588,69.554138195249934,12.528181330314416,null,8.6527813038891108E-2,82.082319525564344,7.1024035977065525]
[null,{"$f":"'Input - Inventory'!B131","v":123},{"$f":"'Input - Inventory'!C131","v":"MBI1x400 (P09)"},{"$f":"'Input - Inventory'!D131","v":"Lamp"},{"$f":"'Input - Inventory'!E131","v":"Traffic"},{"$f":"'Input - Inventory'!F131","v":"Major > 130w"},{"$f":"'Input - Inventory'!G131","v":1},null,"Lamp - MBI1x400 (P09)",null,89.184723123270899,109,9721.1348204365277,null,0,0,11.55014959458436,0.33333333333333331,0,0,11.55014959458436,4.9094211792429674E-3,11.55014959458436,0.16666666666666666,11.55014959458436,4.590314436538903E-3,11.55014959458436,4.0032025620496396E-2,173.25224391876537,2.1598272138228944E-2,288.75373986460903,1.2221950623319483E-2,0,0,13860.179513501233,1.1123470522803115E-4,9817.6271553967072,2.4953586329427266E-4,0,0,0,0,17.609840163209952,null,34.650448783753077,0.33333333333333331,44.551102397567902,4.9094211792429674E-3,12.089866685025381,0.16666666666666666,0,4.9094211792429674E-3,13.783847501091163,null,90.697177510429086,0.12,2.2699999999999996,90.697177510429086,1.4200000000000001E-2,0,90.697177510429086,0.01,0,24.705911153840876,null,34.650448783753077,0.12,12.089866685025381,1.4200000000000001E-2,0,0.01,4.3297299609777289,null,33.497831924119716,0.27239999999999992,9.1248094161302085,null,{"$f":"IF($D134=\"Connection\",VLOOKUP(C134,'Input - General'!$F$62:$N$79,9,FALSE),0)","v":0},null,0.1801212933606588,69.554138195249934,12.528181330314416,null,8.6527813038891108E-2,82.082319525564344,7.1024035977065525]
[null,{"$f":"'Input - Inventory'!B132","v":124},{"$f":"'Input - Inventory'!C132","v":"MBI1x500"},{"$f":"'Input - Inventory'!D132","v":"Lamp"},{"$f":"'Input - Inventory'!E132","v":"Traffic"},{"$f":"'Input - Inventory'!F132","v":"Major > 130w"},{"$f":"'Input - Inventory'!G132","v":"1"},null,"Lamp - MBI1x500",null,156.56543552741906,0,0,null,0,0,11.55014959458436,0.33333333333333331,0,0,11.55014959458436,4.9094211792429674E-3,11.55014959458436,0.16666666666666666,11.55014959458436,4.590314436538903E-3,11.55014959458436,4.0032025620496396E-2,173.25224391876537,2.1598272138228944E-2,288.75373986460903,1.2221950623319483E-2,0,0,13860.179513501233,1.1123470522803115E-4,9817.6271553967072,2.4953586329427266E-4,0,0,0,0,17.609840163209952,null,115.5014959458436,0.33333333333333331,44.551102397567902,4.9094211792429674E-3,12.089866685025381,0.16666666666666666,0,4.9094211792429674E-3,40.734196555121336,null,90.697177510429086,0.16,2.2699999999999996,90.697177510429086,1.4200000000000001E-2,0,90.697177510429086,0.01,0,32.941214871787835,null,115.5014959458436,0.16,12.089866685025381,1.4200000000000001E-2,0,0.01,18.651915458262337,null,33.497831924119716,0.36319999999999991,12.166412554840278,null,{"$f":"IF($D135=\"Connection\",VLOOKUP(C135,'Input - General'!$F$62:$N$79,9,FALSE),0)","v":0},null,0.1801212933606588,122.10357960322173,21.993454682098456,null,8.6527813038891108E-2,144.09703428532018,12.468401242098865]
[null,{"$f":"'Input - Inventory'!B133","v":125},{"$f":"'Input - Inventory'!C133","v":"MBI1x70"},{"$f":"'Input - Inventory'!D133","v":"Lamp"},{"$f":"'Input - Inventory'!E133","v":"NonTraffic"},{"$f":"'Input - Inventory'!F133","v":"Minor < 130w"},{"$f":"'Input - Inventory'!G133","v":"1"},null,"Lamp - MBI1x70",null,75.703066814724281,0,0,null,11.55014959458436,0.33333333333333331,0,0,11.55014959458436,1.8504811250925242E-2,0,0,11.55014959458436,0.16666666666666666,11.55014959458436,4.590314436538903E-3,11.55014959458436,4.0032025620496396E-2,173.25224391876537,2.1598272138228944E-2,288.75373986460903,1.2221950623319483E-2,0,0,13860.179513501233,1.1123470522803115E-4,9817.6271553967072,2.4953586329427266E-4,0,0,0,0,17.766868952334608,null,34.650448783753077,0.33333333333333331,44.551102397567902,1.8504811250925242E-2,12.089866685025381,0.16666666666666666,0,1.8504811250925242E-2,14.389537116309558,null,90.697177510429086,0.12,1.5133333333333332,90.697177510429086,1.4200000000000001E-2,0,90.697177510429086,0.01,0,16.470607435893918,null,34.650448783753077,0.12,12.089866685025381,1.4200000000000001E-2,0,0.01,4.3297299609777289,null,33.497831924119716,0.18159999999999998,6.0832062774201399,null,{"$f":"IF($D136=\"Connection\",VLOOKUP(C136,'Input - General'!$F$62:$N$79,9,FALSE),0)","v":0},null,0.1801212933606588,59.039949742935946,10.634352107645917,null,8.6527813038891108E-2,69.67430185058187,6.0287649641424128]
[null,{"$f":"'Input - Inventory'!B134","v":126},{"$f":"'Input - Inventory'!C134","v":"MBI1x70 (P09)"},{"$f":"'Input - Inventory'!D134","v":"Lamp"},{"$f":"'Input - Inventory'!E134","v":"NonTraffic"},{"$f":"'Input - Inventory'!F134","v":"Minor < 130w"},{"$f":"'Input - Inventory'!G134","v":1},null,"Lamp - MBI1x70 (P09)",null,75.703066814724281,183,13853.661227094542,null,11.55014959458436,0.33333333333333331,0,0,11.55014959458436,1.8504811250925242E-2,0,0,11.55014959458436,0.16666666666666666,11.55014959458436,4.590314436538903E-3,11.55014959458436,4.0032025620496396E-2,173.25224391876537,2.1598272138228944E-2,288.75373986460903,1.2221950623319483E-2,0,0,13860.179513501233,1.1123470522803115E-4,9817.6271553967072,2.4953586329427266E-4,0,0,0,0,17.766868952334608,null,34.650448783753077,0.33333333333333331,44.551102397567902,1.8504811250925242E-2,12.089866685025381,0.16666666666666666,0,1.8504811250925242E-2,14.389537116309558,null,90.697177510429086,0.12,1.5133333333333332,90.697177510429086,1.4200000000000001E-2,0,90.697177510429086,0.01,0,16.470607435893918,null,34.650448783753077,0.12,12.089866685025381,1.4200000000000001E-2,0,0.01,4.3297299609777289,null,33.497831924119716,0.18159999999999998,6.0832062774201399,null,{"$f":"IF($D137=\"Connection\",VLOOKUP(C137,'Input - General'!$F$62:$N$79,9,FALSE),0)","v":0},null,0.1801212933606588,59.039949742935946,10.634352107645917,null,8.6527813038891108E-2,69.67430185058187,6.0287649641424128]
[null,{"$f":"'Input - Inventory'!B135","v":127},{"$f":"'Input - Inventory'!C135","v":"MBI1x70 II"},{"$f":"'Input - Inventory'!D135","v":"Lamp"},{"$f":"'Input - Inventory'!E135","v":"Traffic"},{"$f":"'Input - Inventory'!F135","v":"Minor < 130w"},{"$f":"'Input - Inventory'!G135","v":1},null,"Lamp - MBI1x70 II",null,54.847579128151459,79,4332.9587511239652,null,11.55014959458436,0.33333333333333331,0,0,11.55014959458436,1.8504811250925242E-2,0,0,11.55014959458436,0.16666666666666666,11.55014959458436,4.590314436538903E-3,11.55014959458436,4.0032025620496396E-2,173.25224391876537,2.1598272138228944E-2,288.75373986460903,1.2221950623319483E-2,0,0,13860.179513501233,1.1123470522803115E-4,9817.6271553967072,2.4953586329427266E-4,0,0,0,0,17.766868952334608,null,34.650448783753077,0.33333333333333331,44.551102397567902,1.8504811250925242E-2,12.089866685025381,0.16666666666666666,0,0,14.389537116309558,null,90.697177510429086,3.3000000000000002E-2,2.2699999999999996,90.697177510429086,1.4200000000000001E-2,0,90.697177510429086,0.01,0,6.7941255673062422,null,34.650448783753077,3.3000000000000002E-2,12.089866685025381,1.4200000000000001E-2,0,0.01,1.315140916791212,null,33.497831924119716,7.490999999999999E-2,2.5093225894358078,null,{"$f":"IF($D138=\"Connection\",VLOOKUP(C138,'Input - General'!$F$62:$N$79,9,FALSE),0)","v":0},null,0.1801212933606588,42.774995142177431,7.7046874485048962,null,8.6527813038891108E-2,50.47968259068233,4.367896537469127]
[null,{"$f":"'Input - Inventory'!B136","v":128},{"$f":"'Input - Inventory'!C136","v":"MBI2x400"},{"$f":"'Input - Inventory'!D136","v":"Lamp"},{"$f":"'Input - Inventory'!E136","v":"Traffic"},{"$f":"'Input - Inventory'!F136","v":"Major > 130w"},{"$f":"'Input - Inventory'!G136","v":"2"},null,"Lamp - MBI2x400",null,103.99472466097544,0,0,null,0,0,11.55014959458436,0.33333333333333331,0,0,11.55014959458436,4.9094211792429674E-3,11.55014959458436,0.16666666666666666,11.55014959458436,4.590314436538903E-3,11.55014959458436,4.0032025620496396E-2,173.25224391876537,2.1598272138228944E-2,288.75373986460903,1.2221950623319483E-2,0,0,13860.179513501233,1.1123470522803115E-4,9817.6271553967072,2.4953586329427266E-4,0,0,0,0,17.609840163209952,null,69.300897567506155,0.33333333333333331,44.551102397567902,4.9094211792429674E-3,12.089866685025381,0.16666666666666666,0,4.9094211792429674E-3,25.333997095675521,null,90.697177510429086,0.12,2.2699999999999996,90.697177510429086,1.4200000000000001E-2,0,90.697177510429086,0.01,0,24.705911153840876,null,34.650448783753077,0.12,12.089866685025381,1.4200000000000001E-2,0,0.01,4.3297299609777289,null,33.497831924119716,0.27239999999999992,9.1248094161302085,null,{"$f":"IF($D139=\"Connection\",VLOOKUP(C139,'Input - General'!$F$62:$N$79,9,FALSE),0)","v":0},null,0.1801212933606588,81.104287789834288,14.608609213800039,null,8.6527813038891108E-2,95.712897003634325,8.2818276573411111]
[null,{"$f":"'Input - Inventory'!B137","v":129},{"$f":"'Input - Inventory'!C137","v":"MBI4x150"},{"$f":"'Input - Inventory'!D137","v":"Lamp"},{"$f":"'Input - Inventory'!E137","v":"Traffic"},{"$f":"'Input - Inventory'!F137","v":"Major > 130w"},{"$f":"'Input - Inventory'!G137","v":"4"},null,"Lamp - MBI4x150",null,284.28181004663207,5,{"$f":"L140*K140","v":1421.4090502331603},null,0,{"$f":"IF(AND($D140=\"Lamp\",CycleBulkTask1<>0, OR($F140=O$9,O$9=\"All\")),1/CycleBulkTask1,0)","v":0},11.55014959458436,{"$f":"IF(AND($D140=\"Lamp\",CycleBulkTask2<>0, OR($F140=Q$9,Q$9=\"All\")),1/CycleBulkTask2,0)","v":0.33333333333333331},0,{"$f":"IF(AND($D140=\"Lamp\",CycleBulkTask3<>0, OR($F140=S$9,S$9=\"All\")),1/CycleBulkTask3,0)","v":0},11.55014959458436,{"$f":"IF(AND($D140=\"Lamp\",CycleBulkTask4<>0, OR($F140=U$9,U$9=\"All\")),1/CycleBulkTask4,0)","v":4.9094211792429674E-3},11.55014959458436,{"$f":"IF(AND($D140=\"Lamp\",CycleBulkTask5<>0, OR($F140=W$9,W$9=\"All\")),1/CycleBulkTask5,0)","v":0.16666666666666666},11.55014959458436,{"$f":"IF(AND($D140=\"Lamp\",CycleBulkTask6<>0, OR($F140=Y$9,Y$9=\"All\")),1/CycleBulkTask6,0)","v":4.590314436538903E-3},11.55014959458436,{"$f":"IF(AND($D140=\"Lamp\",CycleBulkTask7<>0, OR($F140=AA$9,AA$9=\"All\")),1/CycleBulkTask7,0)","v":4.0032025620496396E-2},173.25224391876537,{"$f":"IF(AND($D140=\"Lamp\",CycleBulkTask8<>0, OR($F140=AC$9,AC$9=\"All\")),1/CycleBulkTask8,0)","v":2.1598272138228944E-2},288.75373986460903,{"$f":"IF(AND($D140=\"Lamp\",CycleBulkTask9<>0, OR($F140=AE$9,AE$9=\"All\")),1/CycleBulkTask9,0)","v":1.2221950623319483E-2},0,{"$f":"IF(AND($D140=\"Lamp\",CycleBulkTask10<>0, OR($F140=AG$9,AG$9=\"All\")),1/CycleBulkTask10,0)","v":0},13860.179513501233,{"$f":"IF(AND($D140=\"Lamp\",CycleBulkTask11<>0, OR($F140=AI$9,AI$9=\"All\")),1/CycleBulkTask11,0)","v":1.1123470522803115E-4},9817.6271553967072,{"$f":"IF(AND($D140=\"Lamp\",CycleBulkTask12<>0, OR($F140=AK$9,AK$9=\"All\")),1/CycleBulkTask12,0)","v":2.4953586329427266E-4},0,{"$f":"IF(AND($D140=\"Lamp\",CycleBulkTask13<>0, OR($F140=AM$9,AM$9=\"All\")),1/CycleBulkTask13,0)","v":0},0,{"$f":"IF(AND($D140=\"Lamp\",CycleBulkTask14<>0, OR($F140=AO$9,AO$9=\"All\")),1/CycleBulkTask14,0)","v":0},{"$f":"O140*P140+Q140*R140+S140*T140+U140*V140+W140*X140+Y140*Z140+AA140*AB140+AC140*AD140+AE140*AF140+AG140*AH140+AI140*AJ140+AK140*AL140+AM140*AN140+AO140*AP140","v":17.609840163209952},null,462.0059837833744,{"$f":"MAX(P140,R140)","v":0.33333333333333331},44.551102397567902,{"$f":"MAX(T140,V140)","v":4.9094211792429674E-3},12.089866685025381,{"$f":"X140","v":0.16666666666666666},0,{"$f":"INDIRECT($E140)*$V140 +(1-INDIRECT($E140))*$T140","v":4.9094211792429674E-3},{"$f":"AS140*AT140+AU140*AV140+AW140*AX140+AY140*AZ140","v":156.23569250096494},null,{"$f":"IF($D140=$AS$9,(INDIRECT(\"PriceLabour\" & \"FY19\")*ProportionStandardHours + INDIRECT(\"PriceLabourOvertime\" & \"FY19\")*ProportionOvertimeHours)*(1+RateOnCostAnnual),0)","v":90.697177510429086},{"$f":"BO140","v":0.12},{"$f":"IF($D140=\"Lamp\",(NumberOfCrew+INDIRECT($E140)*TrafficController)*(TimeToReplaceLamp),0)","v":2.2699999999999996},{"$f":"IF($D140=$AS$9,(INDIRECT(\"PriceLabour\" & \"FY19\")*ProportionStandardHours + INDIRECT(\"PriceLabourOvertime\" & \"FY19\")*ProportionOvertimeHours)*(1+RateOnCostAnnual),0)","v":90.697177510429086},{"$f":"BQ140","v":1.4200000000000001E-2},{"$f":"IF($D140=\"Lamp\",(NumberOfCrew+INDIRECT($E140)*TrafficController)*(TimeForPECellReplace),0)","v":0},{"$f":"IF($D140=$AS$9,(INDIRECT(\"PriceLabour\" & \"FY19\")*ProportionStandardHours + INDIRECT(\"PriceLabourOvertime\" & \"FY19\")*ProportionOvertimeHours)*(1+RateOnCostAnnual),0)","v":90.697177510429086},{"$f":"BS140","v":0.01},{"$f":"IF($D140=\"Lamp\",(NumberOfCrew+INDIRECT($E140)*TrafficController)*(TimeForOtherSpot),0)","v":0},{"$f":"BC140*BD140*BE140+BF140*BG140*BH140+BI140*BJ140*BK140","v":24.705911153840876},null,115.5014959458436,{"$f":"IF($D140=\"Lamp\",INDIRECT(BO$10 & $B140),0)","v":0.12},12.089866685025381,{"$f":"IF($D140=\"Lamp\",INDIRECT(\"FailurePECell\" & \"Annual\"),0)","v":1.4200000000000001E-2},0,{"$f":"IF($D140=\"Lamp\",INDIRECT(\"FailureMisc\" & \"Annual\"),0)","v":0.01},{"$f":"BN140*BO140+BP140*BQ140+BR140*BS140","v":14.031855620428592},null,33.497831924119716,{"$f":"BD140*BE140+BG140*BH140+BJ140*BK140","v":0.27239999999999992},{"$f":"BV140*BW140","v":9.1248094161302085},null,{"$f":"IF($D140=\"Connection\",VLOOKUP(C140,'Input - General'!$F$62:$N$79,9,FALSE),0)","v":0},null,{"$f":"RateOverhead","v":0.1801212933606588},{"$f":"BX140+BL140+BT140+BA140+AQ140+BZ140","v":221.70810885457459},{"$f":"CC140*CB140","v":39.934351315431705},null,{"$f":"CorporateOverheads","v":8.6527813038891108E-2},261.64246017000625,{"$f":"CG140*CF140","v":22.639349876625815}]
[null,{"$f":"'Input - Inventory'!B138","v":130},{"$f":"'Input - Inventory'!C138","v":"SON1x100"},{"$f":"'Input - Inventory'!D138","v":"Lamp"},{"$f":"'Input - Inventory'!E138","v":"Traffic"},{"$f":"'Input - Inventory'!F138","v":"Minor < 130w"},{"$f":"'Input - Inventory'!G138","v":"1"},null,{"$f":"CONCATENATE(D141,\" - \",C141)","v":"Lamp - SON1x100"},null,{"$f":"AQ141+BA141+BL141+BT141+BX141+BZ141+CD141+CH141","v":96.00796961129393},{"$f":"INDIRECT(L$10&$B141&\"FY19\")","v":63},6048.5020855115172,null,{"$f":"IF(AND($D141=\"Lamp\", OR($F141=O$9, O$9=\"All\")),INDIRECT(\"PriceBulkTask1\" & \"FY19\"),0)","v":11.55014959458436},0.33333333333333331,{"$f":"IF(AND($D141=\"Lamp\", OR($F141=Q$9, Q$9=\"All\")),INDIRECT(\"PriceBulkTask2\" & \"FY19\"),0)","v":0},0,{"$f":"IF(AND($D141=\"Lamp\", OR($F141=S$9, S$9=\"All\")),INDIRECT(\"PriceBulkTask3\" & \"FY19\"),0)","v":11.55014959458436},1.8504811250925242E-2,{"$f":"IF(AND($D141=\"Lamp\", OR($F141=U$9, U$9=\"All\")),INDIRECT(\"PriceBulkTask4\" & \"FY19\"),0)","v":0},0,{"$f":"IF(AND($D141=\"Lamp\", OR($F141=W$9, W$9=\"All\")),INDIRECT(\"PriceBulkTask5\" & \"FY19\"),0)","v":11.55014959458436},0.16666666666666666,{"$f":"IF(AND($D141=\"Lamp\", OR($F141=Y$9, Y$9=\"All\")),INDIRECT(\"PriceBulkTask6\" & \"FY19\"),0)","v":11.55014959458436},4.590314436538903E-3,{"$f":"IF(AND($D141=\"Lamp\", OR($F141=AA$9, AA$9=\"All\")),INDIRECT(\"PriceBulkTask7\" & \"FY19\"),0)","v":11.55014959458436},4.0032025620496396E-2,{"$f":"IF(AND($D141=\"Lamp\", OR($F141=AC$9, AC$9=\"All\")),INDIRECT(\"PriceBulkTask8\" & \"FY19\"),0)","v":173.25224391876537},2.1598272138228944E-2,{"$f":"IF(AND($D141=\"Lamp\", OR($F141=AE$9, AE$9=\"All\")),INDIRECT(\"PriceBulkTask9\" & \"FY19\"),0)","v":288.75373986460903},1.2221950623319483E-2,{"$f":"IF(AND($D141=\"Lamp\", OR($F141=AG$9, AG$9=\"All\")),INDIRECT(\"PriceBulkTask10\" & \"FY19\"),0)","v":0},0,{"$f":"IF(AND($D141=\"Lamp\", OR($F141=AI$9, AI$9=\"All\")),INDIRECT(\"PriceBulkTask11\" & \"FY19\"),0)","v":13860.179513501233},1.1123470522803115E-4,{"$f":"IF(AND($D141=\"Lamp\", OR($F141=AK$9, AK$9=\"All\")),INDIRECT(\"PriceBulkTask12\" & \"FY19\"),0)","v":9817.6271553967072},2.4953586329427266E-4,{"$f":"IF(AND($D141=\"Lamp\", OR($F141=AM$9, AM$9=\"All\")),INDIRECT(\"PriceBulkTask13\" & \"FY19\"),0)","v":0},0,{"$f":"IF(AND($D141=\"Lamp\", OR($F141=AO$9, AO$9=\"All\")),INDIRECT(\"PriceBulkTask14\" & \"FY19\"),0)","v":0},0,17.766868952334608,null,{"$f":"IF($D141=\"Lamp\",$G141*INDIRECT(\"Price\" & $B141 & \"FY19\"),0)","v":34.650448783753077},0.33333333333333331,{"$f":"IF($D141=\"Lamp\",INDIRECT(\"PriceVisor\" & \"FY19\"),0)","v":44.551102397567902},1.8504811250925242E-2,{"$f":"IF($D141=\"Lamp\",INDIRECT(\"PricePECell\" & \"FY19\"),0)","v":12.089866685025381},0.16666666666666666,{"$f":"IF($D141=\"Lamp\",INDIRECT(\"PriceMisc\" & \"FY19\"),0)","v":0},0,14.389537116309558,null,90.697177510429086,0.13439999999999999,2.2699999999999996,90.697177510429086,1.4200000000000001E-2,0,90.697177510429086,0.01,0,27.670620492301779,null,{"$f":"IF($D141=\"Lamp\",INDIRECT(\"Price\" & $B141 & \"FY19\"),0)","v":34.650448783753077},0.13439999999999999,{"$f":"IF($D141=\"Lamp\",INDIRECT(\"pRICEpecELL\" & \"FY19\"),0)","v":12.089866685025381},1.4200000000000001E-2,{"$f":"IF($D141=\"Lamp\",INDIRECT(\"PriceMisc\" & \"FY19\"),0)","v":0},0.01,4.8286964234637733,null,{"$f":"IF(AND($D141=\"Lamp\"),INDIRECT(\"PriceEWP\"&\"FY19\"),0)","v":33.497831924119716},0.30508799999999991,10.219786546065833,null,{"$f":"IF($D141=\"Connection\",VLOOKUP(C141,'Input - General'!$F$62:$N$79,9,FALSE),0)","v":0},null,0.1801212933606588,74.875509530475554,13.486673617667591,null,8.6527813038891108E-2,{"$f":"AQ141+BA141+BL141+BT141+BX141+BZ141+CD141","v":88.362183148143146},7.6457864631507846]
[null,{"$f":"'Input - Inventory'!B139","v":131},{"$f":"'Input - Inventory'!C139","v":"SON1x100 (P09)"},{"$f":"'Input - Inventory'!D139","v":"Lamp"},{"$f":"'Input - Inventory'!E139","v":"Traffic"},{"$f":"'Input - Inventory'!F139","v":"Minor < 130w"},{"$f":"'Input - Inventory'!G139","v":1},null,"Lamp - SON1x100 (P09)",null,96.00796961129393,1383,132779.02197241952,null,11.55014959458436,0.33333333333333331,0,0,11.55014959458436,1.8504811250925242E-2,0,0,11.55014959458436,0.16666666666666666,11.55014959458436,4.590314436538903E-3,11.55014959458436,4.0032025620496396E-2,173.25224391876537,2.1598272138228944E-2,288.75373986460903,1.2221950623319483E-2,0,0,13860.179513501233,1.1123470522803115E-4,9817.6271553967072,2.4953586329427266E-4,0,0,0,0,17.766868952334608,null,34.650448783753077,0.33333333333333331,44.551102397567902,1.8504811250925242E-2,12.089866685025381,0.16666666666666666,0,0,14.389537116309558,null,90.697177510429086,0.13439999999999999,2.2699999999999996,90.697177510429086,1.4200000000000001E-2,0,90.697177510429086,0.01,0,27.670620492301779,null,34.650448783753077,0.13439999999999999,12.089866685025381,1.4200000000000001E-2,0,0.01,4.8286964234637733,null,33.497831924119716,0.30508799999999991,10.219786546065833,null,{"$f":"IF($D142=\"Connection\",VLOOKUP(C142,'Input - General'!$F$62:$N$79,9,FALSE),0)","v":0},null,0.1801212933606588,74.875509530475554,13.486673617667591,null,8.6527813038891108E-2,88.362183148143146,7.6457864631507846]
[null,{"$f":"'Input - Inventory'!B140","v":132},{"$f":"'Input - Inventory'!C140","v":"SON1x1000"},{"$f":"'Input - Inventory'!D140","v":"Lamp"},{"$f":"'Input - Inventory'!E140","v":"Traffic"},{"$f":"'Input - Inventory'!F140","v":"Major > 130w"},{"$f":"'Input - Inventory'!G140","v":"1"},null,"Lamp - SON1x1000",null,115.79815381175423,0,0,null,0,0,11.55014959458436,0.33333333333333331,0,0,11.55014959458436,4.9094211792429674E-3,11.55014959458436,0.16666666666666666,11.55014959458436,4.590314436538903E-3,11.55014959458436,4.0032025620496396E-2,173.25224391876537,2.1598272138228944E-2,288.75373986460903,1.2221950623319483E-2,0,0,13860.179513501233,1.1123470522803115E-4,9817.6271553967072,2.4953586329427266E-4,0,0,0,0,17.609840163209952,null,115.5014959458436,0.33333333333333331,44.551102397567902,4.9094211792429674E-3,12.089866685025381,0.16666666666666666,0,4.9094211792429674E-3,40.734196555121336,null,90.697177510429086,0.08,2.2699999999999996,90.697177510429086,1.4200000000000001E-2,0,90.697177510429086,0.01,0,16.470607435893918,null,115.5014959458436,0.08,12.089866685025381,1.4200000000000001E-2,0,0.01,9.4117957825948491,null,33.497831924119716,0.18159999999999996,6.083206277420139,null,{"$f":"IF($D143=\"Connection\",VLOOKUP(C143,'Input - General'!$F$62:$N$79,9,FALSE),0)","v":0},null,0.1801212933606588,90.309646214240189,16.266690279052465,null,8.6527813038891108E-2,106.57633649329266,9.221817318461575]
[null,{"$f":"'Input - Inventory'!B141","v":133},{"$f":"'Input - Inventory'!C141","v":"SON1x1000 (P09)"},{"$f":"'Input - Inventory'!D141","v":"Lamp"},{"$f":"'Input - Inventory'!E141","v":"Traffic"},{"$f":"'Input - Inventory'!F141","v":"Major > 130w"},{"$f":"'Input - Inventory'!G141","v":1},null,"Lamp - SON1x1000 (P09)",null,115.79815381175423,49,5674.1095367759572,null,0,0,11.55014959458436,0.33333333333333331,0,0,11.55014959458436,4.9094211792429674E-3,11.55014959458436,0.16666666666666666,11.55014959458436,4.590314436538903E-3,11.55014959458436,4.0032025620496396E-2,173.25224391876537,2.1598272138228944E-2,288.75373986460903,1.2221950623319483E-2,0,0,13860.179513501233,1.1123470522803115E-4,9817.6271553967072,2.4953586329427266E-4,0,0,0,0,17.609840163209952,null,115.5014959458436,0.33333333333333331,44.551102397567902,4.9094211792429674E-3,12.089866685025381,0.16666666666666666,0,4.9094211792429674E-3,40.734196555121336,null,90.697177510429086,0.08,2.2699999999999996,90.697177510429086,1.4200000000000001E-2,0,90.697177510429086,0.01,0,16.470607435893918,null,115.5014959458436,0.08,12.089866685025381,1.4200000000000001E-2,0,0.01,9.4117957825948491,null,33.497831924119716,0.18159999999999996,6.083206277420139,null,{"$f":"IF($D144=\"Connection\",VLOOKUP(C144,'Input - General'!$F$62:$N$79,9,FALSE),0)","v":0},null,0.1801212933606588,90.309646214240189,16.266690279052465,null,8.6527813038891108E-2,106.57633649329266,9.221817318461575]
[null,{"$f":"'Input - Inventory'!B142","v":134},{"$f":"'Input - Inventory'!C142","v":"SON1x120"},{"$f":"'Input - Inventory'!D142","v":"Lamp"},{"$f":"'Input - Inventory'!E142","v":"Traffic"},{"$f":"'Input - Inventory'!F142","v":"Minor < 130w"},{"$f":"'Input - Inventory'!G142","v":"1"},null,"Lamp - SON1x120",null,90.162707057474876,0,0,null,11.55014959458436,0.33333333333333331,0,0,11.55014959458436,1.8504811250925242E-2,0,0,11.55014959458436,0.16666666666666666,11.55014959458436,4.590314436538903E-3,11.55014959458436,4.0032025620496396E-2,173.25224391876537,2.1598272138228944E-2,288.75373986460903,1.2221950623319483E-2,0,0,13860.179513501233,1.1123470522803115E-4,9817.6271553967072,2.4953586329427266E-4,0,0,0,0,17.766868952334608,null,34.650448783753077,0.33333333333333331,44.551102397567902,1.8504811250925242E-2,12.089866685025381,0.16666666666666666,0,0,14.389537116309558,null,90.697177510429086,0.12,2.2699999999999996,90.697177510429086,1.4200000000000001E-2,0,90.697177510429086,0.01,0,24.705911153840876,null,34.650448783753077,0.12,12.089866685025381,1.4200000000000001E-2,0,0.01,4.3297299609777289,null,33.497831924119716,0.27239999999999992,9.1248094161302085,null,{"$f":"IF($D145=\"Connection\",VLOOKUP(C145,'Input - General'!$F$62:$N$79,9,FALSE),0)","v":0},null,0.1801212933606588,70.316856599592981,12.665563155774663,null,8.6527813038891108E-2,82.982419755367644,7.1802873021072351]
[null,{"$f":"'Input - Inventory'!B143","v":135},{"$f":"'Input - Inventory'!C143","v":"SON1x150"},{"$f":"'Input - Inventory'!D143","v":"Lamp"},{"$f":"'Input - Inventory'!E143","v":"Traffic"},{"$f":"'Input - Inventory'!F143","v":"Major > 130w"},{"$f":"'Input - Inventory'!G143","v":"1"},null,"Lamp - SON1x150",null,97.573757344029744,714,69667.662743637236,null,0,0,11.55014959458436,0.33333333333333331,0,0,11.55014959458436,4.9094211792429674E-3,11.55014959458436,0.16666666666666666,11.55014959458436,4.590314436538903E-3,11.55014959458436,4.0032025620496396E-2,173.25224391876537,2.1598272138228944E-2,288.75373986460903,1.2221950623319483E-2,0,0,13860.179513501233,1.1123470522803115E-4,9817.6271553967072,2.4953586329427266E-4,0,0,0,0,17.609840163209952,null,34.650448783753077,0.33333333333333331,44.551102397567902,4.9094211792429674E-3,12.089866685025381,0.16666666666666666,0,4.9094211792429674E-3,13.783847501091163,null,90.697177510429086,0.14066666666666669,2.2699999999999996,90.697177510429086,1.4200000000000001E-2,0,90.697177510429086,0.01,0,28.960818074780146,null,34.650448783753077,0.14066666666666669,12.089866685025381,1.4200000000000001E-2,0,0.01,5.0458392358419601,null,33.497831924119716,0.31931333333333334,10.696304371130413,null,{"$f":"IF($D146=\"Connection\",VLOOKUP(C146,'Input - General'!$F$62:$N$79,9,FALSE),0)","v":0},null,0.1801212933606588,76.096649346053638,13.706626900623712,null,8.6527813038891108E-2,89.803276246677356,7.7704810973523895]
[null,{"$f":"'Input - Inventory'!B144","v":136},{"$f":"'Input - Inventory'!C144","v":"SON1x150 (P09)"},{"$f":"'Input - Inventory'!D144","v":"Lamp"},{"$f":"'Input - Inventory'!E144","v":"Traffic"},{"$f":"'Input - Inventory'!F144","v":"Major > 130w"},{"$f":"'Input - Inventory'!G144","v":1},null,"Lamp - SON1x150 (P09)",null,97.573757344029744,19351.5,1888198.5652429915,null,0,0,11.55014959458436,0.33333333333333331,0,0,11.55014959458436,4.9094211792429674E-3,11.55014959458436,0.16666666666666666,11.55014959458436,4.590314436538903E-3,11.55014959458436,4.0032025620496396E-2,173.25224391876537,2.1598272138228944E-2,288.75373986460903,1.2221950623319483E-2,0,0,13860.179513501233,1.1123470522803115E-4,9817.6271553967072,2.4953586329427266E-4,0,0,0,0,17.609840163209952,null,34.650448783753077,0.33333333333333331,44.551102397567902,4.9094211792429674E-3,12.089866685025381,0.16666666666666666,0,4.9094211792429674E-3,13.783847501091163,null,90.697177510429086,0.14066666666666669,2.2699999999999996,90.697177510429086,1.4200000000000001E-2,0,90.697177510429086,0.01,0,28.960818074780146,null,34.650448783753077,0.14066666666666669,12.089866685025381,1.4200000000000001E-2,0,0.01,5.0458392358419601,null,33.497831924119716,0.31931333333333334,10.696304371130413,null,{"$f":"IF($D147=\"Connection\",VLOOKUP(C147,'Input - General'!$F$62:$N$79,9,FALSE),0)","v":0},null,0.1801212933606588,76.096649346053638,13.706626900623712,null,8.6527813038891108E-2,89.803276246677356,7.7704810973523895]
[null,{"$f":"'Input - Inventory'!B145","v":137},{"$f":"'Input - Inventory'!C145","v":"SON1x150 AR"},{"$f":"'Input - Inventory'!D145","v":"Lamp"},{"$f":"'Input - Inventory'!E145","v":"Traffic"},{"$f":"'Input - Inventory'!F145","v":"Major > 130w"},{"$f":"'Input - Inventory'!G145","v":1},null,"Lamp - SON1x150 AR",null,70.819108043931692,194,13738.906960522749,null,0,0,11.55014959458436,0.33333333333333331,0,0,11.55014959458436,4.9094211792429674E-3,11.55014959458436,0.16666666666666666,11.55014959458436,4.590314436538903E-3,11.55014959458436,4.0032025620496396E-2,173.25224391876537,2.1598272138228944E-2,288.75373986460903,1.2221950623319483E-2,0,0,13860.179513501233,1.1123470522803115E-4,9817.6271553967072,2.4953586329427266E-4,0,0,0,0,17.609840163209952,null,34.650448783753077,0.33333333333333331,44.551102397567902,4.9094211792429674E-3,12.089866685025381,0.16666666666666666,0,4.9094211792429674E-3,13.783847501091163,null,90.697177510429086,7.0333333333333345E-2,2.2699999999999996,90.697177510429086,1.4200000000000001E-2,0,90.697177510429086,0.01,0,14.480409037390073,null,34.650448783753077,7.0333333333333345E-2,12.089866685025381,1.4200000000000001E-2,140,0.01,4.0087576713846609,null,33.497831924119716,0.15965666666666667,5.3481521855652066,null,{"$f":"IF($D148=\"Connection\",VLOOKUP(C148,'Input - General'!$F$62:$N$79,9,FALSE),0)","v":0},null,0.1801212933606588,55.231006558641056,9.9482803349534557,null,8.6527813038891108E-2,65.179286893594508,5.6398211503371911]
[null,{"$f":"'Input - Inventory'!B146","v":138},{"$f":"'Input - Inventory'!C146","v":"SON1x220"},{"$f":"'Input - Inventory'!D146","v":"Lamp"},{"$f":"'Input - Inventory'!E146","v":"Traffic"},{"$f":"'Input - Inventory'!F146","v":"Major > 130w"},{"$f":"'Input - Inventory'!G146","v":"1"},null,"Lamp - SON1x220",null,89.184723123270899,0,0,null,0,0,11.55014959458436,0.33333333333333331,0,0,11.55014959458436,4.9094211792429674E-3,11.55014959458436,0.16666666666666666,11.55014959458436,4.590314436538903E-3,11.55014959458436,4.0032025620496396E-2,173.25224391876537,2.1598272138228944E-2,288.75373986460903,1.2221950623319483E-2,0,0,13860.179513501233,1.1123470522803115E-4,9817.6271553967072,2.4953586329427266E-4,0,0,0,0,17.609840163209952,null,34.650448783753077,0.33333333333333331,44.551102397567902,4.9094211792429674E-3,12.089866685025381,0.16666666666666666,0,4.9094211792429674E-3,13.783847501091163,null,90.697177510429086,0.12,2.2699999999999996,90.697177510429086,1.4200000000000001E-2,0,90.697177510429086,0.01,0,24.705911153840876,null,34.650448783753077,0.12,12.089866685025381,1.4200000000000001E-2,0,0.01,4.3297299609777289,null,33.497831924119716,0.27239999999999992,9.1248094161302085,null,{"$f":"IF($D149=\"Connection\",VLOOKUP(C149,'Input - General'!$F$62:$N$79,9,FALSE),0)","v":0},null,0.1801212933606588,69.554138195249934,12.528181330314416,null,8.6527813038891108E-2,82.082319525564344,7.1024035977065525]
[null,{"$f":"'Input - Inventory'!B147","v":139},{"$f":"'Input - Inventory'!C147","v":"SON1x250"},{"$f":"'Input - Inventory'!D147","v":"Lamp"},{"$f":"'Input - Inventory'!E147","v":"Traffic"},{"$f":"'Input - Inventory'!F147","v":"Major > 130w"},{"$f":"'Input - Inventory'!G147","v":"1"},null,"Lamp - SON1x250",null,100.06340620954524,761,76148.252125463929,null,0,0,11.55014959458436,0.33333333333333331,0,0,11.55014959458436,4.9094211792429674E-3,11.55014959458436,0.16666666666666666,11.55014959458436,4.590314436538903E-3,11.55014959458436,4.0032025620496396E-2,173.25224391876537,2.1598272138228944E-2,288.75373986460903,1.2221950623319483E-2,0,0,13860.179513501233,1.1123470522803115E-4,9817.6271553967072,2.4953586329427266E-4,0,0,0,0,17.609840163209952,null,34.650448783753077,0.33333333333333331,44.551102397567902,4.9094211792429674E-3,12.089866685025381,0.16666666666666666,0,4.9094211792429674E-3,13.783847501091163,null,90.697177510429086,0.14680000000000001,2.2699999999999996,90.697177510429086,1.4200000000000001E-2,0,90.697177510429086,0.01,0,30.223564644865345,null,34.650448783753077,0.14680000000000001,12.089866685025381,1.4200000000000001E-2,0,0.01,5.2583619883823118,null,33.497831924119716,0.33323599999999998,11.162683519065956,null,{"$f":"IF($D150=\"Connection\",VLOOKUP(C150,'Input - General'!$F$62:$N$79,9,FALSE),0)","v":0},null,0.1801212933606588,78.03829781661473,14.05635913439292,null,8.6527813038891108E-2,92.094656951007636,7.9687492585376019]
[null,{"$f":"'Input - Inventory'!B148","v":140},{"$f":"'Input - Inventory'!C148","v":"SON1x250 (P09)"},{"$f":"'Input - Inventory'!D148","v":"Lamp"},{"$f":"'Input - Inventory'!E148","v":"Traffic"},{"$f":"'Input - Inventory'!F148","v":"Major > 130w"},{"$f":"'Input - Inventory'!G148","v":1},null,"Lamp - SON1x250 (P09)",null,100.06340620954524,24623,2463861.2510976321,null,0,0,11.55014959458436,0.33333333333333331,0,0,11.55014959458436,4.9094211792429674E-3,11.55014959458436,0.16666666666666666,11.55014959458436,4.590314436538903E-3,11.55014959458436,4.0032025620496396E-2,173.25224391876537,2.1598272138228944E-2,288.75373986460903,1.2221950623319483E-2,0,0,13860.179513501233,1.1123470522803115E-4,9817.6271553967072,2.4953586329427266E-4,0,0,0,0,17.609840163209952,null,34.650448783753077,0.33333333333333331,44.551102397567902,4.9094211792429674E-3,12.089866685025381,0.16666666666666666,0,4.9094211792429674E-3,13.783847501091163,null,90.697177510429086,0.14680000000000001,2.2699999999999996,90.697177510429086,1.4200000000000001E-2,0,90.697177510429086,0.01,0,30.223564644865345,null,34.650448783753077,0.14680000000000001,12.089866685025381,1.4200000000000001E-2,0,0.01,5.2583619883823118,null,33.497831924119716,0.33323599999999998,11.162683519065956,null,{"$f":"IF($D151=\"Connection\",VLOOKUP(C151,'Input - General'!$F$62:$N$79,9,FALSE),0)","v":0},null,0.1801212933606588,78.03829781661473,14.05635913439292,null,8.6527813038891108E-2,92.094656951007636,7.9687492585376019]
[null,{"$f":"'Input - Inventory'!B149","v":141},{"$f":"'Input - Inventory'!C149","v":"SON1x250 AR"},{"$f":"'Input - Inventory'!D149","v":"Lamp"},{"$f":"'Input - Inventory'!E149","v":"Traffic"},{"$f":"'Input - Inventory'!F149","v":"Major > 130w"},{"$f":"'Input - Inventory'!G149","v":1},null,"Lamp - SON1x250 AR",null,72.063932476689473,219,15782.001212394995,null,0,0,11.55014959458436,0.33333333333333331,0,0,11.55014959458436,4.9094211792429674E-3,11.55014959458436,0.16666666666666666,11.55014959458436,4.590314436538903E-3,11.55014959458436,4.0032025620496396E-2,173.25224391876537,2.1598272138228944E-2,288.75373986460903,1.2221950623319483E-2,0,0,13860.179513501233,1.1123470522803115E-4,9817.6271553967072,2.4953586329427266E-4,0,0,0,0,17.609840163209952,null,34.650448783753077,0.33333333333333331,44.551102397567902,4.9094211792429674E-3,12.089866685025381,0.16666666666666666,0,4.9094211792429674E-3,13.783847501091163,null,90.697177510429086,7.3400000000000007E-2,2.2699999999999996,90.697177510429086,1.4200000000000001E-2,0,90.697177510429086,0.01,0,15.111782322432672,null,34.650448783753077,7.3400000000000007E-2,12.089866685025381,1.4200000000000001E-2,140,0.01,4.1150190476548367,null,33.497831924119716,0.16661799999999999,5.581341759532978,null,{"$f":"IF($D152=\"Connection\",VLOOKUP(C152,'Input - General'!$F$62:$N$79,9,FALSE),0)","v":0},null,0.1801212933606588,56.201830793921602,10.12314645183806,null,8.6527813038891108E-2,66.324977245759669,5.7389552309297995]
[null,{"$f":"'Input - Inventory'!B150","v":142},{"$f":"'Input - Inventory'!C150","v":"SON1x310"},{"$f":"'Input - Inventory'!D150","v":"Lamp"},{"$f":"'Input - Inventory'!E150","v":"Traffic"},{"$f":"'Input - Inventory'!F150","v":"Major > 130w"},{"$f":"'Input - Inventory'!G150","v":"1"},null,"Lamp - SON1x310",null,89.184723123270899,0,0,null,0,0,11.55014959458436,0.33333333333333331,0,0,11.55014959458436,4.9094211792429674E-3,11.55014959458436,0.16666666666666666,11.55014959458436,4.590314436538903E-3,11.55014959458436,4.0032025620496396E-2,173.25224391876537,2.1598272138228944E-2,288.75373986460903,1.2221950623319483E-2,0,0,13860.179513501233,1.1123470522803115E-4,9817.6271553967072,2.4953586329427266E-4,0,0,0,0,17.609840163209952,null,34.650448783753077,0.33333333333333331,44.551102397567902,4.9094211792429674E-3,12.089866685025381,0.16666666666666666,0,4.9094211792429674E-3,13.783847501091163,null,90.697177510429086,0.12,2.2699999999999996,90.697177510429086,1.4200000000000001E-2,0,90.697177510429086,0.01,0,24.705911153840876,null,34.650448783753077,0.12,12.089866685025381,1.4200000000000001E-2,0,0.01,4.3297299609777289,null,33.497831924119716,0.27239999999999992,9.1248094161302085,null,{"$f":"IF($D153=\"Connection\",VLOOKUP(C153,'Input - General'!$F$62:$N$79,9,FALSE),0)","v":0},null,0.1801212933606588,69.554138195249934,12.528181330314416,null,8.6527813038891108E-2,82.082319525564344,7.1024035977065525]
[null,{"$f":"'Input - Inventory'!B151","v":143},{"$f":"'Input - Inventory'!C151","v":"SON1x360"},{"$f":"'Input - Inventory'!D151","v":"Lamp"},{"$f":"'Input - Inventory'!E151","v":"Traffic"},{"$f":"'Input - Inventory'!F151","v":"Major > 130w"},{"$f":"'Input - Inventory'!G151","v":"1"},null,"Lamp - SON1x360",null,89.184723123270899,0,0,null,0,0,11.55014959458436,0.33333333333333331,0,0,11.55014959458436,4.9094211792429674E-3,11.55014959458436,0.16666666666666666,11.55014959458436,4.590314436538903E-3,11.55014959458436,4.0032025620496396E-2,173.25224391876537,2.1598272138228944E-2,288.75373986460903,1.2221950623319483E-2,0,0,13860.179513501233,1.1123470522803115E-4,9817.6271553967072,2.4953586329427266E-4,0,0,0,0,17.609840163209952,null,34.650448783753077,0.33333333333333331,44.551102397567902,4.9094211792429674E-3,12.089866685025381,0.16666666666666666,0,4.9094211792429674E-3,13.783847501091163,null,90.697177510429086,0.12,2.2699999999999996,90.697177510429086,1.4200000000000001E-2,0,90.697177510429086,0.01,0,24.705911153840876,null,34.650448783753077,0.12,12.089866685025381,1.4200000000000001E-2,0,0.01,4.3297299609777289,null,33.497831924119716,0.27239999999999992,9.1248094161302085,null,{"$f":"IF($D154=\"Connection\",VLOOKUP(C154,'Input - General'!$F$62:$N$79,9,FALSE),0)","v":0},null,0.1801212933606588,69.554138195249934,12.528181330314416,null,8.6527813038891108E-2,82.082319525564344,7.1024035977065525]
[null,{"$f":"'Input - Inventory'!B152","v":144},{"$f":"'Input - Inventory'!C152","v":"SON1x400"},{"$f":"'Input - Inventory'!D152","v":"Lamp"},{"$f":"'Input - Inventory'!E152","v":"Traffic"},{"$f":"'Input - Inventory'!F152","v":"Major > 130w"},{"$f":"'Input - Inventory'!G152","v":"1"},null,"Lamp - SON1x400",null,106.81522568722049,60,6408.9135412332298,null,0,0,11.55014959458436,0.33333333333333331,0,0,11.55014959458436,4.9094211792429674E-3,11.55014959458436,0.16666666666666666,11.55014959458436,4.590314436538903E-3,11.55014959458436,4.0032025620496396E-2,173.25224391876537,2.1598272138228944E-2,288.75373986460903,1.2221950623319483E-2,0,0,13860.179513501233,1.1123470522803115E-4,9817.6271553967072,2.4953586329427266E-4,0,0,0,0,17.609840163209952,null,34.650448783753077,0.33333333333333331,44.551102397567902,4.9094211792429674E-3,12.089866685025381,0.16666666666666666,0,4.9094211792429674E-3,13.783847501091163,null,90.697177510429086,0.16343333333333335,2.2699999999999996,90.697177510429086,1.4200000000000001E-2,0,90.697177510429086,0.01,0,33.648078440911618,null,34.650448783753077,0.16343333333333335,12.089866685025381,1.4200000000000001E-2,0,0.01,5.8347144531520714,null,33.497831924119716,0.37099366666666661,12.427483490912893,null,{"$f":"IF($D155=\"Connection\",VLOOKUP(C155,'Input - General'!$F$62:$N$79,9,FALSE),0)","v":0},null,0.1801212933606588,83.303964049277695,15.004817746625722,null,8.6527813038891108E-2,98.308781795903414,8.5064438913170726]
[null,{"$f":"'Input - Inventory'!B153","v":145},{"$f":"'Input - Inventory'!C153","v":"SON1x400 (P09)"},{"$f":"'Input - Inventory'!D153","v":"Lamp"},{"$f":"'Input - Inventory'!E153","v":"Traffic"},{"$f":"'Input - Inventory'!F153","v":"Major > 130w"},{"$f":"'Input - Inventory'!G153","v":1},null,"Lamp - SON1x400 (P09)",null,106.81522568722049,2149,229545.92000183684,null,0,0,11.55014959458436,0.33333333333333331,0,0,11.55014959458436,4.9094211792429674E-3,11.55014959458436,0.16666666666666666,11.55014959458436,4.590314436538903E-3,11.55014959458436,4.0032025620496396E-2,173.25224391876537,2.1598272138228944E-2,288.75373986460903,1.2221950623319483E-2,0,0,13860.179513501233,1.1123470522803115E-4,9817.6271553967072,2.4953586329427266E-4,0,0,0,0,17.609840163209952,null,34.650448783753077,0.33333333333333331,44.551102397567902,4.9094211792429674E-3,12.089866685025381,0.16666666666666666,0,4.9094211792429674E-3,13.783847501091163,null,90.697177510429086,0.16343333333333335,2.2699999999999996,90.697177510429086,1.4200000000000001E-2,0,90.697177510429086,0.01,0,33.648078440911618,null,34.650448783753077,0.16343333333333335,12.089866685025381,1.4200000000000001E-2,0,0.01,5.8347144531520714,null,33.497831924119716,0.37099366666666661,12.427483490912893,null,{"$f":"IF($D156=\"Connection\",VLOOKUP(C156,'Input - General'!$F$62:$N$79,9,FALSE),0)","v":0},null,0.1801212933606588,83.303964049277695,15.004817746625722,null,8.6527813038891108E-2,98.308781795903414,8.5064438913170726]
[null,{"$f":"'Input - Inventory'!B154","v":146},{"$f":"'Input - Inventory'!C154","v":"SON1x400 AR"},{"$f":"'Input - Inventory'!D154","v":"Lamp"},{"$f":"'Input - Inventory'!E154","v":"Traffic"},{"$f":"'Input - Inventory'!F154","v":"Major > 130w"},{"$f":"'Input - Inventory'!G154","v":1},null,"Lamp - SON1x400 AR",null,97.878947855453305,110,10766.684264099864,null,0,0,11.55014959458436,0.33333333333333331,0,0,11.55014959458436,4.9094211792429674E-3,11.55014959458436,0.16666666666666666,11.55014959458436,4.590314436538903E-3,11.55014959458436,4.0032025620496396E-2,173.25224391876537,2.1598272138228944E-2,288.75373986460903,1.2221950623319483E-2,0,0,13860.179513501233,1.1123470522803115E-4,9817.6271553967072,2.4953586329427266E-4,0,0,0,0,17.609840163209952,null,34.650448783753077,0.33333333333333331,44.551102397567902,4.9094211792429674E-3,12.089866685025381,0.16666666666666666,140,0.125,31.283847501091163,null,90.697177510429086,8.1716666666666674E-2,2.2699999999999996,90.697177510429086,1.4200000000000001E-2,0,90.697177510429086,0.01,0,16.824039220455809,null,34.650448783753077,8.1716666666666674E-2,12.089866685025381,1.4200000000000001E-2,140,0.01,4.4031952800397161,null,33.497831924119716,0.18549683333333331,6.2137417454564465,null,{"$f":"IF($D157=\"Connection\",VLOOKUP(C157,'Input - General'!$F$62:$N$79,9,FALSE),0)","v":0},null,0.1801212933606588,76.334663910253084,13.749498391765989,null,8.6527813038891108E-2,90.084162302019081,7.7947855534342292]
[null,{"$f":"'Input - Inventory'!B155","v":147},{"$f":"'Input - Inventory'!C155","v":"SON1x50"},{"$f":"'Input - Inventory'!D155","v":"Lamp"},{"$f":"'Input - Inventory'!E155","v":"NonTraffic"},{"$f":"'Input - Inventory'!F155","v":"Minor < 130w"},{"$f":"'Input - Inventory'!G155","v":"1"},null,"Lamp - SON1x50",null,75.703066814724281,16,1211.2490690355885,null,11.55014959458436,0.33333333333333331,0,0,11.55014959458436,1.8504811250925242E-2,0,0,11.55014959458436,0.16666666666666666,11.55014959458436,4.590314436538903E-3,11.55014959458436,4.0032025620496396E-2,173.25224391876537,2.1598272138228944E-2,288.75373986460903,1.2221950623319483E-2,0,0,13860.179513501233,1.1123470522803115E-4,9817.6271553967072,2.4953586329427266E-4,0,0,0,0,17.766868952334608,null,34.650448783753077,0.33333333333333331,44.551102397567902,1.8504811250925242E-2,12.089866685025381,0.16666666666666666,0,1.8504811250925242E-2,14.389537116309558,null,90.697177510429086,0.12,1.5133333333333332,90.697177510429086,1.4200000000000001E-2,0,90.697177510429086,0.01,0,16.470607435893918,null,34.650448783753077,0.12,12.089866685025381,1.4200000000000001E-2,0,0.01,4.3297299609777289,null,33.497831924119716,0.18159999999999998,6.0832062774201399,null,{"$f":"IF($D158=\"Connection\",VLOOKUP(C158,'Input - General'!$F$62:$N$79,9,FALSE),0)","v":0},null,0.1801212933606588,59.039949742935946,10.634352107645917,null,8.6527813038891108E-2,69.67430185058187,6.0287649641424128]
[null,{"$f":"'Input - Inventory'!B156","v":148},{"$f":"'Input - Inventory'!C156","v":"SON1x50 (P09)"},{"$f":"'Input - Inventory'!D156","v":"Lamp"},{"$f":"'Input - Inventory'!E156","v":"NonTraffic"},{"$f":"'Input - Inventory'!F156","v":"Minor < 130w"},{"$f":"'Input - Inventory'!G156","v":1},null,"Lamp - SON1x50 (P09)",null,75.703066814724281,597,45194.730888390397,null,11.55014959458436,0.33333333333333331,0,0,11.55014959458436,1.8504811250925242E-2,0,0,11.55014959458436,0.16666666666666666,11.55014959458436,4.590314436538903E-3,11.55014959458436,4.0032025620496396E-2,173.25224391876537,2.1598272138228944E-2,288.75373986460903,1.2221950623319483E-2,0,0,13860.179513501233,1.1123470522803115E-4,9817.6271553967072,2.4953586329427266E-4,0,0,0,0,17.766868952334608,null,34.650448783753077,0.33333333333333331,44.551102397567902,1.8504811250925242E-2,12.089866685025381,0.16666666666666666,0,1.8504811250925242E-2,14.389537116309558,null,90.697177510429086,0.12,1.5133333333333332,90.697177510429086,1.4200000000000001E-2,0,90.697177510429086,0.01,0,16.470607435893918,null,34.650448783753077,0.12,12.089866685025381,1.4200000000000001E-2,0,0.01,4.3297299609777289,null,33.497831924119716,0.18159999999999998,6.0832062774201399,null,{"$f":"IF($D159=\"Connection\",VLOOKUP(C159,'Input - General'!$F$62:$N$79,9,FALSE),0)","v":0},null,0.1801212933606588,59.039949742935946,10.634352107645917,null,8.6527813038891108E-2,69.67430185058187,6.0287649641424128]
[null,{"$f":"'Input - Inventory'!B157","v":149},{"$f":"'Input - Inventory'!C157","v":"SON1x70"},{"$f":"'Input - Inventory'!D157","v":"Lamp"},{"$f":"'Input - Inventory'!E157","v":"NonTraffic"},{"$f":"'Input - Inventory'!F157","v":"Minor < 130w"},{"$f":"'Input - Inventory'!G157","v":"1"},null,"Lamp - SON1x70",null,73.571900883404084,105,7725.0495927574284,null,11.55014959458436,0.33333333333333331,0,0,11.55014959458436,1.8504811250925242E-2,0,0,11.55014959458436,0.16666666666666666,11.55014959458436,4.590314436538903E-3,11.55014959458436,4.0032025620496396E-2,173.25224391876537,2.1598272138228944E-2,288.75373986460903,1.2221950623319483E-2,0,0,13860.179513501233,1.1123470522803115E-4,9817.6271553967072,2.4953586329427266E-4,0,0,0,0,17.766868952334608,null,34.650448783753077,0.33333333333333331,44.551102397567902,1.8504811250925242E-2,12.089866685025381,0.16666666666666666,0,1.8504811250925242E-2,14.389537116309558,null,90.697177510429086,0.11253333333333332,1.5133333333333332,90.697177510429086,1.4200000000000001E-2,0,90.697177510429086,0.01,0,15.445769639882741,null,34.650448783753077,0.11253333333333332,12.089866685025381,1.4200000000000001E-2,0,0.01,4.0710066100590394,null,33.497831924119716,0.17030044444444439,5.7046956646028857,null,{"$f":"IF($D160=\"Connection\",VLOOKUP(C160,'Input - General'!$F$62:$N$79,9,FALSE),0)","v":0},null,0.1801212933606588,57.377877983188839,10.334977592622042,null,8.6527813038891108E-2,67.712855575810877,5.859045307593199]
[null,{"$f":"'Input - Inventory'!B158","v":150},{"$f":"'Input - Inventory'!C158","v":"SON1x70 (P09)"},{"$f":"'Input - Inventory'!D158","v":"Lamp"},{"$f":"'Input - Inventory'!E158","v":"NonTraffic"},{"$f":"'Input - Inventory'!F158","v":"Minor < 130w"},{"$f":"'Input - Inventory'!G158","v":1},null,"Lamp - SON1x70 (P09)",null,73.571900883404084,2045,150454.53730656134,null,11.55014959458436,0.33333333333333331,0,0,11.55014959458436,1.8504811250925242E-2,0,0,11.55014959458436,0.16666666666666666,11.55014959458436,4.590314436538903E-3,11.55014959458436,4.0032025620496396E-2,173.25224391876537,2.1598272138228944E-2,288.75373986460903,1.2221950623319483E-2,0,0,13860.179513501233,1.1123470522803115E-4,9817.6271553967072,2.4953586329427266E-4,0,0,0,0,17.766868952334608,null,34.650448783753077,0.33333333333333331,44.551102397567902,1.8504811250925242E-2,12.089866685025381,0.16666666666666666,0,1.8504811250925242E-2,14.389537116309558,null,90.697177510429086,0.11253333333333332,1.5133333333333332,90.697177510429086,1.4200000000000001E-2,0,90.697177510429086,0.01,0,15.445769639882741,null,34.650448783753077,0.11253333333333332,12.089866685025381,1.4200000000000001E-2,0,0.01,4.0710066100590394,null,33.497831924119716,0.17030044444444439,5.7046956646028857,null,{"$f":"IF($D161=\"Connection\",VLOOKUP(C161,'Input - General'!$F$62:$N$79,9,FALSE),0)","v":0},null,0.1801212933606588,57.377877983188839,10.334977592622042,null,8.6527813038891108E-2,67.712855575810877,5.859045307593199]
[null,{"$f":"'Input - Inventory'!B159","v":151},{"$f":"'Input - Inventory'!C159","v":"SON2x250"},{"$f":"'Input - Inventory'!D159","v":"Lamp"},{"$f":"'Input - Inventory'!E159","v":"Traffic"},{"$f":"'Input - Inventory'!F159","v":"Major > 130w"},{"$f":"'Input - Inventory'!G159","v":"2"},null,"Lamp - SON2x250",null,165.71491691411254,0,0,null,0,0,11.55014959458436,0.33333333333333331,0,0,11.55014959458436,4.9094211792429674E-3,11.55014959458436,0.16666666666666666,11.55014959458436,4.590314436538903E-3,11.55014959458436,4.0032025620496396E-2,173.25224391876537,2.1598272138228944E-2,288.75373986460903,1.2221950623319483E-2,0,0,13860.179513501233,1.1123470522803115E-4,9817.6271553967072,2.4953586329427266E-4,0,0,0,0,17.609840163209952,null,69.300897567506155,0.33333333333333331,44.551102397567902,4.9094211792429674E-3,12.089866685025381,0.16666666666666666,0,4.9094211792429674E-3,25.333997095675521,null,90.697177510429086,0.27204976000000003,2.2699999999999996,90.697177510429086,1.4200000000000001E-2,0,90.697177510429086,0.01,0,56.010309999864454,null,34.650448783753077,0.27204976000000003,12.089866685025381,1.4200000000000001E-2,0,0.01,9.5983223824396777,null,33.497831924119716,0.61755295519999998,20.686685097533033,null,{"$f":"IF($D162=\"Connection\",VLOOKUP(C162,'Input - General'!$F$62:$N$79,9,FALSE),0)","v":0},null,0.1801212933606588,129.23915473872265,23.27872370437704,null,8.6527813038891108E-2,152.51787844309968,13.197038471012849]
[null,{"$f":"'Input - Inventory'!B160","v":152},{"$f":"'Input - Inventory'!C160","v":"SON2x250 (P09)"},{"$f":"'Input - Inventory'!D160","v":"Lamp"},{"$f":"'Input - Inventory'!E160","v":"Traffic"},{"$f":"'Input - Inventory'!F160","v":"Major > 130w"},{"$f":"'Input - Inventory'!G160","v":2},null,"Lamp - SON2x250 (P09)",null,165.71491691411254,29,4805.7325905092639,null,0,0,11.55014959458436,0.33333333333333331,0,0,11.55014959458436,4.9094211792429674E-3,11.55014959458436,0.16666666666666666,11.55014959458436,4.590314436538903E-3,11.55014959458436,4.0032025620496396E-2,173.25224391876537,2.1598272138228944E-2,288.75373986460903,1.2221950623319483E-2,0,0,13860.179513501233,1.1123470522803115E-4,9817.6271553967072,2.4953586329427266E-4,0,0,0,0,17.609840163209952,null,69.300897567506155,0.33333333333333331,44.551102397567902,4.9094211792429674E-3,12.089866685025381,0.16666666666666666,0,4.9094211792429674E-3,25.333997095675521,null,90.697177510429086,0.27204976000000003,2.2699999999999996,90.697177510429086,1.4200000000000001E-2,0,90.697177510429086,0.01,0,56.010309999864454,null,34.650448783753077,0.27204976000000003,12.089866685025381,1.4200000000000001E-2,0,0.01,9.5983223824396777,null,33.497831924119716,0.61755295519999998,20.686685097533033,null,{"$f":"IF($D163=\"Connection\",VLOOKUP(C163,'Input - General'!$F$62:$N$79,9,FALSE),0)","v":0},null,0.1801212933606588,129.23915473872265,23.27872370437704,null,8.6527813038891108E-2,152.51787844309968,13.197038471012849]
[null,{"$f":"'Input - Inventory'!B161","v":153},{"$f":"'Input - Inventory'!C161","v":"SON2x400"},{"$f":"'Input - Inventory'!D161","v":"Lamp"},{"$f":"'Input - Inventory'!E161","v":"Traffic"},{"$f":"'Input - Inventory'!F161","v":"Major > 130w"},{"$f":"'Input - Inventory'!G161","v":"2"},null,"Lamp - SON2x400",null,177.12391640683887,0,0,null,0,0,11.55014959458436,0.33333333333333331,0,0,11.55014959458436,4.9094211792429674E-3,11.55014959458436,0.16666666666666666,11.55014959458436,4.590314436538903E-3,11.55014959458436,4.0032025620496396E-2,173.25224391876537,2.1598272138228944E-2,288.75373986460903,1.2221950623319483E-2,0,0,13860.179513501233,1.1123470522803115E-4,9817.6271553967072,2.4953586329427266E-4,0,0,0,0,17.609840163209952,null,69.300897567506155,0.33333333333333331,44.551102397567902,4.9094211792429674E-3,12.089866685025381,0.16666666666666666,0,4.9094211792429674E-3,25.333997095675521,null,90.697177510429086,0.30015621222222222,2.2699999999999996,90.697177510429086,1.4200000000000001E-2,0,90.697177510429086,0.01,0,61.79693926196358,null,34.650448783753077,0.30015621222222222,12.089866685025381,1.4200000000000001E-2,0,0.01,10.572223565658792,null,33.497831924119716,0.68135460174444429,22.823901929960922,null,{"$f":"IF($D164=\"Connection\",VLOOKUP(C164,'Input - General'!$F$62:$N$79,9,FALSE),0)","v":0},null,0.1801212933606588,138.13690201646875,24.881397452040947,null,8.6527813038891108E-2,163.0182994685097,14.105616938329169]
[null,{"$f":"'Input - Inventory'!B162","v":154},{"$f":"'Input - Inventory'!C162","v":"SON2x70"},{"$f":"'Input - Inventory'!D162","v":"Lamp"},{"$f":"'Input - Inventory'!E162","v":"NonTraffic"},{"$f":"'Input - Inventory'!F162","v":"Minor < 130w"},{"$f":"'Input - Inventory'!G162","v":"2"},null,"Lamp - SON2x70",null,116.88707892207064,0,0,null,11.55014959458436,0.33333333333333331,0,0,11.55014959458436,1.8504811250925242E-2,0,0,11.55014959458436,0.16666666666666666,11.55014959458436,4.590314436538903E-3,11.55014959458436,4.0032025620496396E-2,173.25224391876537,2.1598272138228944E-2,288.75373986460903,1.2221950623319483E-2,0,0,13860.179513501233,1.1123470522803115E-4,9817.6271553967072,2.4953586329427266E-4,0,0,0,0,17.766868952334608,null,69.300897567506155,0.33333333333333331,44.551102397567902,1.8504811250925242E-2,12.089866685025381,0.16666666666666666,0,1.8504811250925242E-2,25.939686710893916,null,90.697177510429086,0.21240291555555568,1.5133333333333332,90.697177510429086,1.4200000000000001E-2,0,90.697177510429086,0.01,0,29.153375336290701,null,34.650448783753077,0.21240291555555568,12.089866685025381,1.4200000000000001E-2,0,0.01,7.5315324539049717,null,33.497831924119716,0.3214364122074076,10.767422910415803,null,{"$f":"IF($D165=\"Connection\",VLOOKUP(C165,'Input - General'!$F$62:$N$79,9,FALSE),0)","v":0},null,0.1801212933606588,91.158886363839997,16.419656513172182,null,8.6527813038891108E-2,107.5785428770122,9.3085360450584425]
[null,{"$f":"'Input - Inventory'!B163","v":155},{"$f":"'Input - Inventory'!C163","v":"SON3x70"},{"$f":"'Input - Inventory'!D163","v":"Lamp"},{"$f":"'Input - Inventory'!E163","v":"NonTraffic"},{"$f":"'Input - Inventory'!F163","v":"Minor < 130w"},{"$f":"'Input - Inventory'!G163","v":"3"},null,"Lamp - SON3x70",null,156.99447443182888,0,0,null,11.55014959458436,0.33333333333333331,0,0,11.55014959458436,1.8504811250925242E-2,0,0,11.55014959458436,0.16666666666666666,11.55014959458436,4.590314436538903E-3,11.55014959458436,4.0032025620496396E-2,173.25224391876537,2.1598272138228944E-2,288.75373986460903,1.2221950623319483E-2,0,0,13860.179513501233,1.1123470522803115E-4,9817.6271553967072,2.4953586329427266E-4,0,0,0,0,17.766868952334608,null,103.95134635125923,0.33333333333333331,44.551102397567902,1.8504811250925242E-2,12.089866685025381,0.16666666666666666,0,1.8504811250925242E-2,37.489836305478278,null,90.697177510429086,0.30103384079170381,1.5133333333333332,90.697177510429086,1.4200000000000001E-2,0,90.697177510429086,0.01,0,41.318418471662859,null,34.650448783753077,0.30103384079170381,12.089866685025381,1.4200000000000001E-2,0,0.01,10.602633789456771,null,33.497831924119716,0.45556454573144506,15.260424583499896,null,{"$f":"IF($D166=\"Connection\",VLOOKUP(C166,'Input - General'!$F$62:$N$79,9,FALSE),0)","v":0},null,0.1801212933606588,122.43818210243241,22.053723717017991,null,8.6527813038891108E-2,144.49190581945041,12.502568612378466]
[null,{"$f":"'Input - Inventory'!B164","v":156},{"$f":"'Input - Inventory'!C164","v":"SON4x250"},{"$f":"'Input - Inventory'!D164","v":"Lamp"},{"$f":"'Input - Inventory'!E164","v":"Traffic"},{"$f":"'Input - Inventory'!F164","v":"Major > 130w"},{"$f":"'Input - Inventory'!G164","v":"4"},null,"Lamp - SON4x250",null,275.7229844106688,0,0,null,0,0,11.55014959458436,0.33333333333333331,0,0,11.55014959458436,4.9094211792429674E-3,11.55014959458436,0.16666666666666666,11.55014959458436,4.590314436538903E-3,11.55014959458436,4.0032025620496396E-2,173.25224391876537,2.1598272138228944E-2,288.75373986460903,1.2221950623319483E-2,0,0,13860.179513501233,1.1123470522803115E-4,9817.6271553967072,2.4953586329427266E-4,0,0,0,0,17.609840163209952,null,138.60179513501231,0.33333333333333331,44.551102397567902,4.9094211792429674E-3,12.089866685025381,0.16666666666666666,0,4.9094211792429674E-3,48.434296284844237,null,90.697177510429086,0.47008844808394246,2.2699999999999996,90.697177510429086,1.4200000000000001E-2,0,90.697177510429086,0.01,0,96.783028606740174,null,34.650448783753077,0.47008844808394246,12.089866685025381,1.4200000000000001E-2,0,0.01,16.460451801093978,null,33.497831924119716,1.0671007771505492,35.745562479086622,null,{"$f":"IF($D167=\"Connection\",VLOOKUP(C167,'Input - General'!$F$62:$N$79,9,FALSE),0)","v":0},null,0.1801212933606588,215.03317933497496,38.732054377270181,null,8.6527813038891108E-2,253.76523371224513,21.957750698423652]
[null,{"$f":"'Input - Inventory'!B165","v":157},{"$f":"'Input - Inventory'!C165","v":"SON4x600"},{"$f":"'Input - Inventory'!D165","v":"Lamp"},{"$f":"'Input - Inventory'!E165","v":"Traffic"},{"$f":"'Input - Inventory'!F165","v":"Major > 130w"},{"$f":"'Input - Inventory'!G165","v":"4"},null,"Lamp - SON4x600",null,292.01268574930316,0,0,null,0,0,11.55014959458436,0.33333333333333331,0,0,11.55014959458436,4.9094211792429674E-3,11.55014959458436,0.16666666666666666,11.55014959458436,4.590314436538903E-3,11.55014959458436,4.0032025620496396E-2,173.25224391876537,2.1598272138228944E-2,288.75373986460903,1.2221950623319483E-2,0,0,13860.179513501233,1.1123470522803115E-4,9817.6271553967072,2.4953586329427266E-4,0,0,0,0,17.609840163209952,null,138.60179513501231,0.33333333333333331,44.551102397567902,4.9094211792429674E-3,12.089866685025381,0.16666666666666666,0,4.9094211792429674E-3,48.434296284844237,null,90.697177510429086,0.51021867270885268,2.2699999999999996,90.697177510429086,1.4200000000000001E-2,0,90.697177510429086,0.01,0,105.04514330812943,null,34.650448783753077,0.51021867270885268,12.089866685025381,1.4200000000000001E-2,0,0.01,17.850982094139933,null,33.497831924119716,1.1581963870490954,38.797067908493304,null,{"$f":"IF($D168=\"Connection\",VLOOKUP(C168,'Input - General'!$F$62:$N$79,9,FALSE),0)","v":0},null,0.1801212933606588,227.73732975881686,41.020342382660942,null,8.6527813038891108E-2,268.75767214147777,23.255013607825383]
[null,{"$f":"'Input - Inventory'!B166","v":158},{"$f":"'Input - Inventory'!C166","v":"SON4x70"},{"$f":"'Input - Inventory'!D166","v":"Lamp"},{"$f":"'Input - Inventory'!E166","v":"NonTraffic"},{"$f":"'Input - Inventory'!F166","v":"Minor < 130w"},{"$f":"'Input - Inventory'!G166","v":"4"},null,"Lamp - SON4x70",null,194.25506987326537,0,0,null,11.55014959458436,0.33333333333333331,0,0,11.55014959458436,1.8504811250925242E-2,0,0,11.55014959458436,0.16666666666666666,11.55014959458436,4.590314436538903E-3,11.55014959458436,4.0032025620496396E-2,173.25224391876537,2.1598272138228944E-2,288.75373986460903,1.2221950623319483E-2,0,0,13860.179513501233,1.1123470522803115E-4,9817.6271553967072,2.4953586329427266E-4,0,0,0,0,17.766868952334608,null,138.60179513501231,0.33333333333333331,44.551102397567902,1.8504811250925242E-2,12.089866685025381,0.16666666666666666,0,1.8504811250925242E-2,49.039985900062632,null,90.697177510429086,0.37969083257461089,1.5133333333333332,90.697177510429086,1.4200000000000001E-2,0,90.697177510429086,0.01,0,52.114488752867828,null,34.650448783753077,0.37969083257461089,12.089866685025381,1.4200000000000001E-2,0,0.01,13.32813385471448,null,33.497831924119716,0.57459879329624441,19.247813801639602,null,{"$f":"IF($D169=\"Connection\",VLOOKUP(C169,'Input - General'!$F$62:$N$79,9,FALSE),0)","v":0},null,0.1801212933606588,151.49729126161918,27.287888042679278,null,8.6527813038891108E-2,178.78517930429842,15.469890568966958]
[null,{"$f":"'Input - Inventory'!B167","v":159},{"$f":"'Input - Inventory'!C167","v":"SON8x70"},{"$f":"'Input - Inventory'!D167","v":"Lamp"},{"$f":"'Input - Inventory'!E167","v":"NonTraffic"},{"$f":"'Input - Inventory'!F167","v":"Minor < 130w"},{"$f":"'Input - Inventory'!G167","v":"8"},null,"Lamp - SON8x70",null,320.71976666860724,0,0,null,11.55014959458436,0.33333333333333331,0,0,11.55014959458436,1.8504811250925242E-2,0,0,11.55014959458436,0.16666666666666666,11.55014959458436,4.590314436538903E-3,11.55014959458436,4.0032025620496396E-2,173.25224391876537,2.1598272138228944E-2,288.75373986460903,1.2221950623319483E-2,0,0,13860.179513501233,1.1123470522803115E-4,9817.6271553967072,2.4953586329427266E-4,0,0,0,0,17.766868952334608,null,277.20359027002462,0.33333333333333331,44.551102397567902,1.8504811250925242E-2,12.089866685025381,0.16666666666666666,0,1.8504811250925242E-2,95.240584278400064,null,90.697177510429086,0.61521653680802058,1.5133333333333332,90.697177510429086,1.4200000000000001E-2,0,90.697177510429086,0.01,0,84.441583881959076,null,34.650448783753077,0.61521653680802058,12.089866685025381,1.4200000000000001E-2,0,0.01,21.489205206511617,null,33.497831924119716,0.93102769236947103,31.187409155693576,null,{"$f":"IF($D170=\"Connection\",VLOOKUP(C170,'Input - General'!$F$62:$N$79,9,FALSE),0)","v":0},null,0.1801212933606588,250.12565147489894,45.052955846336168,null,8.6527813038891108E-2,295.17860732123512,25.541159347372087]
[null,{"$f":"'Input - Inventory'!B168","v":160},{"$f":"'Input - Inventory'!C168","v":"SOX1x135"},{"$f":"'Input - Inventory'!D168","v":"Lamp"},{"$f":"'Input - Inventory'!E168","v":"Traffic"},{"$f":"'Input - Inventory'!F168","v":"Major > 130w"},{"$f":"'Input - Inventory'!G168","v":"1"},null,"Lamp - SOX1x135",null,98.926827379635967,2,197.85365475927193,null,0,0,11.55014959458436,0.33333333333333331,0,0,11.55014959458436,4.9094211792429674E-3,11.55014959458436,0.16666666666666666,11.55014959458436,4.590314436538903E-3,11.55014959458436,4.0032025620496396E-2,173.25224391876537,2.1598272138228944E-2,288.75373986460903,1.2221950623319483E-2,0,0,13860.179513501233,1.1123470522803115E-4,9817.6271553967072,2.4953586329427266E-4,0,0,0,0,17.609840163209952,null,34.650448783753077,0.33333333333333331,44.551102397567902,4.9094211792429674E-3,12.089866685025381,0.16666666666666666,0,4.9094211792429674E-3,13.783847501091163,null,90.697177510429086,0.14399999999999999,2.2699999999999996,90.697177510429086,1.4200000000000001E-2,0,90.697177510429086,0.01,0,29.64709338460905,null,34.650448783753077,0.14399999999999999,12.089866685025381,1.4200000000000001E-2,0,0.01,5.1613407317878028,null,33.497831924119716,0.32687999999999989,10.949771299356248,null,{"$f":"IF($D171=\"Connection\",VLOOKUP(C171,'Input - General'!$F$62:$N$79,9,FALSE),0)","v":0},null,0.1801212933606588,77.151893080054222,13.896698766802627,null,8.6527813038891108E-2,91.048591846856837,7.8782355327791338]
[null,{"$f":"'Input - Inventory'!B169","v":161},{"$f":"'Input - Inventory'!C169","v":"SOX1x150"},{"$f":"'Input - Inventory'!D169","v":"Lamp"},{"$f":"'Input - Inventory'!E169","v":"Traffic"},{"$f":"'Input - Inventory'!F169","v":"Major > 130w"},{"$f":"'Input - Inventory'!G169","v":"1"},null,"Lamp - SOX1x150",null,98.926827379635967,0,0,null,0,0,11.55014959458436,0.33333333333333331,0,0,11.55014959458436,4.9094211792429674E-3,11.55014959458436,0.16666666666666666,11.55014959458436,4.590314436538903E-3,11.55014959458436,4.0032025620496396E-2,173.25224391876537,2.1598272138228944E-2,288.75373986460903,1.2221950623319483E-2,0,0,13860.179513501233,1.1123470522803115E-4,9817.6271553967072,2.4953586329427266E-4,0,0,0,0,17.609840163209952,null,34.650448783753077,0.33333333333333331,44.551102397567902,4.9094211792429674E-3,12.089866685025381,0.16666666666666666,0,4.9094211792429674E-3,13.783847501091163,null,90.697177510429086,0.14399999999999999,2.2699999999999996,90.697177510429086,1.4200000000000001E-2,0,90.697177510429086,0.01,0,29.64709338460905,null,34.650448783753077,0.14399999999999999,12.089866685025381,1.4200000000000001E-2,0,0.01,5.1613407317878028,null,33.497831924119716,0.32687999999999989,10.949771299356248,null,{"$f":"IF($D172=\"Connection\",VLOOKUP(C172,'Input - General'!$F$62:$N$79,9,FALSE),0)","v":0},null,0.1801212933606588,77.151893080054222,13.896698766802627,null,8.6527813038891108E-2,91.048591846856837,7.8782355327791338]
[null,{"$f":"'Input - Inventory'!B170","v":162},{"$f":"'Input - Inventory'!C170","v":"SOX1x180"},{"$f":"'Input - Inventory'!D170","v":"Lamp"},{"$f":"'Input - Inventory'!E170","v":"Traffic"},{"$f":"'Input - Inventory'!F170","v":"Major > 130w"},{"$f":"'Input - Inventory'!G170","v":"1"},null,"Lamp - SOX1x180",null,148.41197918428608,0,0,null,0,0,11.55014959458436,0.33333333333333331,0,0,11.55014959458436,4.9094211792429674E-3,11.55014959458436,0.16666666666666666,11.55014959458436,4.590314436538903E-3,11.55014959458436,4.0032025620496396E-2,173.25224391876537,2.1598272138228944E-2,288.75373986460903,1.2221950623319483E-2,0,0,13860.179513501233,1.1123470522803115E-4,9817.6271553967072,2.4953586329427266E-4,0,0,0,0,17.609840163209952,null,115.5014959458436,0.33333333333333331,44.551102397567902,4.9094211792429674E-3,12.089866685025381,0.16666666666666666,0,4.9094211792429674E-3,40.734196555121336,null,90.697177510429086,0.14399999999999999,2.2699999999999996,90.697177510429086,1.4200000000000001E-2,0,90.697177510429086,0.01,0,29.64709338460905,null,115.5014959458436,0.14399999999999999,12.089866685025381,1.4200000000000001E-2,0,0.01,16.80389152312884,null,33.497831924119716,0.32687999999999989,10.949771299356248,null,{"$f":"IF($D173=\"Connection\",VLOOKUP(C173,'Input - General'!$F$62:$N$79,9,FALSE),0)","v":0},null,0.1801212933606588,115.74479292542543,20.848101801489257,null,8.6527813038891108E-2,136.59289472691466,11.819084457371407]
[null,{"$f":"'Input - Inventory'!B171","v":163},{"$f":"'Input - Inventory'!C171","v":"SOX1x90"},{"$f":"'Input - Inventory'!D171","v":"Lamp"},{"$f":"'Input - Inventory'!E171","v":"NonTraffic"},{"$f":"'Input - Inventory'!F171","v":"Minor < 130w"},{"$f":"'Input - Inventory'!G171","v":"1"},null,"Lamp - SOX1x90",null,87.120027161082575,0,0,null,11.55014959458436,0.33333333333333331,0,0,11.55014959458436,1.8504811250925242E-2,0,0,11.55014959458436,0.16666666666666666,11.55014959458436,4.590314436538903E-3,11.55014959458436,4.0032025620496396E-2,173.25224391876537,2.1598272138228944E-2,288.75373986460903,1.2221950623319483E-2,0,0,13860.179513501233,1.1123470522803115E-4,9817.6271553967072,2.4953586329427266E-4,0,0,0,0,17.766868952334608,null,34.650448783753077,0.33333333333333331,44.551102397567902,1.8504811250925242E-2,12.089866685025381,0.16666666666666666,0,1.8504811250925242E-2,14.389537116309558,null,90.697177510429086,0.16,1.5133333333333332,90.697177510429086,1.4200000000000001E-2,0,90.697177510429086,0.01,0,21.960809914525228,null,34.650448783753077,0.16,12.089866685025381,1.4200000000000001E-2,0,0.01,5.7157479123278527,null,33.497831924119716,0.24213333333333331,8.1109417032268531,null,{"$f":"IF($D174=\"Connection\",VLOOKUP(C174,'Input - General'!$F$62:$N$79,9,FALSE),0)","v":0},null,0.1801212933606588,67.943905598724101,12.238144152416691,null,8.6527813038891108E-2,80.182049751140795,6.9379774099417757]
[null,{"$f":"'Input - Inventory'!B172","v":164},{"$f":"'Input - Inventory'!C172","v":"TF1x16"},{"$f":"'Input - Inventory'!D172","v":"Lamp"},{"$f":"'Input - Inventory'!E172","v":"NonTraffic"},{"$f":"'Input - Inventory'!F172","v":"Minor < 130w"},{"$f":"'Input - Inventory'!G172","v":"1"},null,"Lamp - TF1x16",null,123.668293427257,1,123.668293427257,null,11.55014959458436,0.33333333333333331,0,0,11.55014959458436,1.8504811250925242E-2,0,0,11.55014959458436,0.16666666666666666,11.55014959458436,4.590314436538903E-3,11.55014959458436,4.0032025620496396E-2,173.25224391876537,2.1598272138228944E-2,288.75373986460903,1.2221950623319483E-2,0,0,13860.179513501233,1.1123470522803115E-4,9817.6271553967072,2.4953586329427266E-4,0,0,0,0,17.766868952334608,null,11.55014959458436,0.33333333333333331,44.551102397567902,1.8504811250925242E-2,12.089866685025381,0.16666666666666666,0,1.8504811250925242E-2,6.6894373865866532,null,90.697177510429086,0.36,1.5133333333333332,90.697177510429086,1.4200000000000001E-2,0,90.697177510429086,0.01,0,49.411822307681767,null,11.55014959458436,0.36,12.089866685025381,1.4200000000000001E-2,0,0.01,4.3297299609777298,null,33.497831924119716,0.54479999999999995,18.24961883226042,null,{"$f":"IF($D175=\"Connection\",VLOOKUP(C175,'Input - General'!$F$62:$N$79,9,FALSE),0)","v":0},null,0.1801212933606588,96.447477439841165,17.372244377837152,null,8.6527813038891108E-2,113.81972181767833,9.8485716095786664]
[null,{"$f":"'Input - Inventory'!B173","v":165},{"$f":"'Input - Inventory'!C173","v":"TF1x176"},{"$f":"'Input - Inventory'!D173","v":"Lamp"},{"$f":"'Input - Inventory'!E173","v":"Traffic"},{"$f":"'Input - Inventory'!F173","v":"Major > 130w"},{"$f":"'Input - Inventory'!G173","v":"1"},null,"Lamp - TF1x176",null,166.06923022130482,0,0,null,0,0,11.55014959458436,0.33333333333333331,0,0,11.55014959458436,4.9094211792429674E-3,11.55014959458436,0.16666666666666666,11.55014959458436,4.590314436538903E-3,11.55014959458436,4.0032025620496396E-2,173.25224391876537,2.1598272138228944E-2,288.75373986460903,1.2221950623319483E-2,0,0,13860.179513501233,1.1123470522803115E-4,9817.6271553967072,2.4953586329427266E-4,0,0,0,0,17.609840163209952,null,11.55014959458436,0.33333333333333331,44.551102397567902,4.9094211792429674E-3,12.089866685025381,0.16666666666666666,0,4.9094211792429674E-3,6.0837477713682588,null,90.697177510429086,0.36,2.2699999999999996,90.697177510429086,1.4200000000000001E-2,0,90.697177510429086,0.01,0,74.117733461522633,null,11.55014959458436,0.36,12.089866685025381,1.4200000000000001E-2,0,0.01,4.3297299609777298,null,33.497831924119716,0.81719999999999982,27.374428248390625,null,{"$f":"IF($D176=\"Connection\",VLOOKUP(C176,'Input - General'!$F$62:$N$79,9,FALSE),0)","v":0},null,0.1801212933606588,129.51547960546921,23.328495696763142,null,8.6527813038891108E-2,152.84397530223237,13.225254919072452]
[null,{"$f":"'Input - Inventory'!B174","v":166},{"$f":"'Input - Inventory'!C174","v":"TF1x20"},{"$f":"'Input - Inventory'!D174","v":"Lamp"},{"$f":"'Input - Inventory'!E174","v":"NonTraffic"},{"$f":"'Input - Inventory'!F174","v":"Minor < 130w"},{"$f":"'Input - Inventory'!G174","v":"1"},null,"Lamp - TF1x20",null,123.668293427257,0,0,null,11.55014959458436,0.33333333333333331,0,0,11.55014959458436,1.8504811250925242E-2,0,0,11.55014959458436,0.16666666666666666,11.55014959458436,4.590314436538903E-3,11.55014959458436,4.0032025620496396E-2,173.25224391876537,2.1598272138228944E-2,288.75373986460903,1.2221950623319483E-2,0,0,13860.179513501233,1.1123470522803115E-4,9817.6271553967072,2.4953586329427266E-4,0,0,0,0,17.766868952334608,null,11.55014959458436,0.33333333333333331,44.551102397567902,1.8504811250925242E-2,12.089866685025381,0.16666666666666666,0,1.8504811250925242E-2,6.6894373865866532,null,90.697177510429086,0.36,1.5133333333333332,90.697177510429086,1.4200000000000001E-2,0,90.697177510429086,0.01,0,49.411822307681767,null,11.55014959458436,0.36,12.089866685025381,1.4200000000000001E-2,0,0.01,4.3297299609777298,null,33.497831924119716,0.54479999999999995,18.24961883226042,null,{"$f":"IF($D177=\"Connection\",VLOOKUP(C177,'Input - General'!$F$62:$N$79,9,FALSE),0)","v":0},null,0.1801212933606588,96.447477439841165,17.372244377837152,null,8.6527813038891108E-2,113.81972181767833,9.8485716095786664]
[null,{"$f":"'Input - Inventory'!B175","v":167},{"$f":"'Input - Inventory'!C175","v":"TF1x236"},{"$f":"'Input - Inventory'!D175","v":"Lamp"},{"$f":"'Input - Inventory'!E175","v":"Traffic"},{"$f":"'Input - Inventory'!F175","v":"Major > 130w"},{"$f":"'Input - Inventory'!G175","v":"1"},null,"Lamp - TF1x236",null,166.06923022130482,0,0,null,0,0,11.55014959458436,0.33333333333333331,0,0,11.55014959458436,4.9094211792429674E-3,11.55014959458436,0.16666666666666666,11.55014959458436,4.590314436538903E-3,11.55014959458436,4.0032025620496396E-2,173.25224391876537,2.1598272138228944E-2,288.75373986460903,1.2221950623319483E-2,0,0,13860.179513501233,1.1123470522803115E-4,9817.6271553967072,2.4953586329427266E-4,0,0,0,0,17.609840163209952,null,11.55014959458436,0.33333333333333331,44.551102397567902,4.9094211792429674E-3,12.089866685025381,0.16666666666666666,0,4.9094211792429674E-3,6.0837477713682588,null,90.697177510429086,0.36,2.2699999999999996,90.697177510429086,1.4200000000000001E-2,0,90.697177510429086,0.01,0,74.117733461522633,null,11.55014959458436,0.36,12.089866685025381,1.4200000000000001E-2,0,0.01,4.3297299609777298,null,33.497831924119716,0.81719999999999982,27.374428248390625,null,{"$f":"IF($D178=\"Connection\",VLOOKUP(C178,'Input - General'!$F$62:$N$79,9,FALSE),0)","v":0},null,0.1801212933606588,129.51547960546921,23.328495696763142,null,8.6527813038891108E-2,152.84397530223237,13.225254919072452]
[null,{"$f":"'Input - Inventory'!B176","v":168},{"$f":"'Input - Inventory'!C176","v":"TF1x26"},{"$f":"'Input - Inventory'!D176","v":"Lamp"},{"$f":"'Input - Inventory'!E176","v":"NonTraffic"},{"$f":"'Input - Inventory'!F176","v":"Minor < 130w"},{"$f":"'Input - Inventory'!G176","v":"1"},null,"Lamp - TF1x26",null,123.668293427257,0,0,null,11.55014959458436,0.33333333333333331,0,0,11.55014959458436,1.8504811250925242E-2,0,0,11.55014959458436,0.16666666666666666,11.55014959458436,4.590314436538903E-3,11.55014959458436,4.0032025620496396E-2,173.25224391876537,2.1598272138228944E-2,288.75373986460903,1.2221950623319483E-2,0,0,13860.179513501233,1.1123470522803115E-4,9817.6271553967072,2.4953586329427266E-4,0,0,0,0,17.766868952334608,null,11.55014959458436,0.33333333333333331,44.551102397567902,1.8504811250925242E-2,12.089866685025381,0.16666666666666666,0,1.8504811250925242E-2,6.6894373865866532,null,90.697177510429086,0.36,1.5133333333333332,90.697177510429086,1.4200000000000001E-2,0,90.697177510429086,0.01,0,49.411822307681767,null,11.55014959458436,0.36,12.089866685025381,1.4200000000000001E-2,0,0.01,4.3297299609777298,null,33.497831924119716,0.54479999999999995,18.24961883226042,null,{"$f":"IF($D179=\"Connection\",VLOOKUP(C179,'Input - General'!$F$62:$N$79,9,FALSE),0)","v":0},null,0.1801212933606588,96.447477439841165,17.372244377837152,null,8.6527813038891108E-2,113.81972181767833,9.8485716095786664]
[null,{"$f":"'Input - Inventory'!B177","v":169},{"$f":"'Input - Inventory'!C177","v":"TF1x40"},{"$f":"'Input - Inventory'!D177","v":"Lamp"},{"$f":"'Input - Inventory'!E177","v":"NonTraffic"},{"$f":"'Input - Inventory'!F177","v":"Minor < 130w"},{"$f":"'Input - Inventory'!G177","v":"1"},null,"Lamp - TF1x40",null,71.995884299380322,86,6191.6460497467078,null,11.55014959458436,0.33333333333333331,0,0,11.55014959458436,1.8504811250925242E-2,0,0,11.55014959458436,0.16666666666666666,11.55014959458436,4.590314436538903E-3,11.55014959458436,4.0032025620496396E-2,173.25224391876537,2.1598272138228944E-2,288.75373986460903,1.2221950623319483E-2,0,0,13860.179513501233,1.1123470522803115E-4,9817.6271553967072,2.4953586329427266E-4,0,0,0,0,17.766868952334608,null,11.55014959458436,0.33333333333333331,44.551102397567902,1.8504811250925242E-2,12.089866685025381,0.16666666666666666,0,1.8504811250925242E-2,6.6894373865866532,null,90.697177510429086,0.158,1.5133333333333332,90.697177510429086,1.4200000000000001E-2,0,90.697177510429086,0.01,0,21.686299790593662,null,11.55014959458436,0.158,12.089866685025381,1.4200000000000001E-2,0,0.01,1.9965997428716893,null,33.497831924119716,0.23910666666666663,8.0095549319365169,null,{"$f":"IF($D180=\"Connection\",VLOOKUP(C180,'Input - General'!$F$62:$N$79,9,FALSE),0)","v":0},null,0.1801212933606588,56.148760804323132,10.113587416672948,null,8.6527813038891108E-2,66.262348220996074,5.7335360783842475]
[null,{"$f":"'Input - Inventory'!B178","v":170},{"$f":"'Input - Inventory'!C178","v":"TF1x40 (P09)"},{"$f":"'Input - Inventory'!D178","v":"Lamp"},{"$f":"'Input - Inventory'!E178","v":"NonTraffic"},{"$f":"'Input - Inventory'!F178","v":"Minor < 130w"},{"$f":"'Input - Inventory'!G178","v":1},null,"Lamp - TF1x40 (P09)",null,71.995884299380322,508,36573.909224085204,null,11.55014959458436,0.33333333333333331,0,0,11.55014959458436,1.8504811250925242E-2,0,0,11.55014959458436,0.16666666666666666,11.55014959458436,4.590314436538903E-3,11.55014959458436,4.0032025620496396E-2,173.25224391876537,2.1598272138228944E-2,288.75373986460903,1.2221950623319483E-2,0,0,13860.179513501233,1.1123470522803115E-4,9817.6271553967072,2.4953586329427266E-4,0,0,0,0,17.766868952334608,null,11.55014959458436,0.33333333333333331,44.551102397567902,1.8504811250925242E-2,12.089866685025381,0.16666666666666666,0,1.8504811250925242E-2,6.6894373865866532,null,90.697177510429086,0.158,1.5133333333333332,90.697177510429086,1.4200000000000001E-2,0,90.697177510429086,0.01,0,21.686299790593662,null,11.55014959458436,0.158,12.089866685025381,1.4200000000000001E-2,0,0.01,1.9965997428716893,null,33.497831924119716,0.23910666666666663,8.0095549319365169,null,{"$f":"IF($D181=\"Connection\",VLOOKUP(C181,'Input - General'!$F$62:$N$79,9,FALSE),0)","v":0},null,0.1801212933606588,56.148760804323132,10.113587416672948,null,8.6527813038891108E-2,66.262348220996074,5.7335360783842475]
[null,{"$f":"'Input - Inventory'!B179","v":171},{"$f":"'Input - Inventory'!C179","v":"TF1x60"},{"$f":"'Input - Inventory'!D179","v":"Lamp"},{"$f":"'Input - Inventory'!E179","v":"NonTraffic"},{"$f":"'Input - Inventory'!F179","v":"Minor < 130w"},{"$f":"'Input - Inventory'!G179","v":"1"},null,"Lamp - TF1x60",null,123.668293427257,0,0,null,11.55014959458436,0.33333333333333331,0,0,11.55014959458436,1.8504811250925242E-2,0,0,11.55014959458436,0.16666666666666666,11.55014959458436,4.590314436538903E-3,11.55014959458436,4.0032025620496396E-2,173.25224391876537,2.1598272138228944E-2,288.75373986460903,1.2221950623319483E-2,0,0,13860.179513501233,1.1123470522803115E-4,9817.6271553967072,2.4953586329427266E-4,0,0,0,0,17.766868952334608,null,11.55014959458436,0.33333333333333331,44.551102397567902,1.8504811250925242E-2,12.089866685025381,0.16666666666666666,0,1.8504811250925242E-2,6.6894373865866532,null,90.697177510429086,0.36,1.5133333333333332,90.697177510429086,1.4200000000000001E-2,0,90.697177510429086,0.01,0,49.411822307681767,null,11.55014959458436,0.36,12.089866685025381,1.4200000000000001E-2,0,0.01,4.3297299609777298,null,33.497831924119716,0.54479999999999995,18.24961883226042,null,{"$f":"IF($D182=\"Connection\",VLOOKUP(C182,'Input - General'!$F$62:$N$79,9,FALSE),0)","v":0},null,0.1801212933606588,96.447477439841165,17.372244377837152,null,8.6527813038891108E-2,113.81972181767833,9.8485716095786664]
[null,{"$f":"'Input - Inventory'!B180","v":172},{"$f":"'Input - Inventory'!C180","v":"TF1x80"},{"$f":"'Input - Inventory'!D180","v":"Lamp"},{"$f":"'Input - Inventory'!E180","v":"NonTraffic"},{"$f":"'Input - Inventory'!F180","v":"Minor < 130w"},{"$f":"'Input - Inventory'!G180","v":"1"},null,"Lamp - TF1x80",null,123.668293427257,14,1731.3561079815979,null,11.55014959458436,0.33333333333333331,0,0,11.55014959458436,1.8504811250925242E-2,0,0,11.55014959458436,0.16666666666666666,11.55014959458436,4.590314436538903E-3,11.55014959458436,4.0032025620496396E-2,173.25224391876537,2.1598272138228944E-2,288.75373986460903,1.2221950623319483E-2,0,0,13860.179513501233,1.1123470522803115E-4,9817.6271553967072,2.4953586329427266E-4,0,0,0,0,17.766868952334608,null,11.55014959458436,0.33333333333333331,44.551102397567902,1.8504811250925242E-2,12.089866685025381,0.16666666666666666,0,1.8504811250925242E-2,6.6894373865866532,null,90.697177510429086,0.36,1.5133333333333332,90.697177510429086,1.4200000000000001E-2,0,90.697177510429086,0.01,0,49.411822307681767,null,11.55014959458436,0.36,12.089866685025381,1.4200000000000001E-2,0,0.01,4.3297299609777298,null,33.497831924119716,0.54479999999999995,18.24961883226042,null,{"$f":"IF($D183=\"Connection\",VLOOKUP(C183,'Input - General'!$F$62:$N$79,9,FALSE),0)","v":0},null,0.1801212933606588,96.447477439841165,17.372244377837152,null,8.6527813038891108E-2,113.81972181767833,9.8485716095786664]
[null,{"$f":"'Input - Inventory'!B181","v":173},{"$f":"'Input - Inventory'!C181","v":"TF2x14 T5"},{"$f":"'Input - Inventory'!D181","v":"Lamp"},{"$f":"'Input - Inventory'!E181","v":"NonTraffic"},{"$f":"'Input - Inventory'!F181","v":"Minor < 130w"},{"$f":"'Input - Inventory'!G181","v":"2"},null,"Lamp - TF2x14 T5",null,41.631598708085562,4,166.52639483234225,null,11.55014959458436,0.33333333333333331,0,0,11.55014959458436,1.8504811250925242E-2,0,0,11.55014959458436,0.16666666666666666,11.55014959458436,4.590314436538903E-3,11.55014959458436,4.0032025620496396E-2,173.25224391876537,2.1598272138228944E-2,288.75373986460903,1.2221950623319483E-2,0,0,13860.179513501233,1.1123470522803115E-4,9817.6271553967072,2.4953586329427266E-4,0,0,0,0,17.766868952334608,null,23.100299189168719,0.33333333333333331,44.551102397567902,1.8504811250925242E-2,12.089866685025381,0.16666666666666666,0,1.8504811250925242E-2,10.539487251448106,null,90.697177510429086,0.02,1.5133333333333332,90.697177510429086,1.4200000000000001E-2,0,90.697177510429086,0.01,0,2.7451012393156535,null,11.55014959458436,0.02,12.089866685025381,1.4200000000000001E-2,0,0.01,0.40267909881904762,null,33.497831924119716,3.0266666666666664E-2,1.0138677129033566,null,{"$f":"IF($D184=\"Connection\",VLOOKUP(C184,'Input - General'!$F$62:$N$79,9,FALSE),0)","v":0},null,0.1801212933606588,32.468004254820769,5.8481789192176894,null,8.6527813038891108E-2,38.316183174038457,3.315415534047105]
[null,{"$f":"'Input - Inventory'!B182","v":174},{"$f":"'Input - Inventory'!C182","v":"TF2x14 T5 (P09)"},{"$f":"'Input - Inventory'!D182","v":"Lamp"},{"$f":"'Input - Inventory'!E182","v":"NonTraffic"},{"$f":"'Input - Inventory'!F182","v":"Minor < 130w"},{"$f":"'Input - Inventory'!G182","v":2},null,"Lamp - TF2x14 T5 (P09)",null,41.631598708085562,310,12905.795599506524,null,11.55014959458436,0.33333333333333331,0,0,11.55014959458436,1.8504811250925242E-2,0,0,11.55014959458436,0.16666666666666666,11.55014959458436,4.590314436538903E-3,11.55014959458436,4.0032025620496396E-2,173.25224391876537,2.1598272138228944E-2,288.75373986460903,1.2221950623319483E-2,0,0,13860.179513501233,1.1123470522803115E-4,9817.6271553967072,2.4953586329427266E-4,0,0,0,0,17.766868952334608,null,23.100299189168719,0.33333333333333331,44.551102397567902,1.8504811250925242E-2,12.089866685025381,0.16666666666666666,0,1.8504811250925242E-2,10.539487251448106,null,90.697177510429086,0.02,1.5133333333333332,90.697177510429086,1.4200000000000001E-2,0,90.697177510429086,0.01,0,2.7451012393156535,null,11.55014959458436,0.02,12.089866685025381,1.4200000000000001E-2,0,0.01,0.40267909881904762,null,33.497831924119716,3.0266666666666664E-2,1.0138677129033566,null,{"$f":"IF($D185=\"Connection\",VLOOKUP(C185,'Input - General'!$F$62:$N$79,9,FALSE),0)","v":0},null,0.1801212933606588,32.468004254820769,5.8481789192176894,null,8.6527813038891108E-2,38.316183174038457,3.315415534047105]
[null,{"$f":"'Input - Inventory'!B183","v":175},{"$f":"'Input - Inventory'!C183","v":"TF2x20"},{"$f":"'Input - Inventory'!D183","v":"Lamp"},{"$f":"'Input - Inventory'!E183","v":"NonTraffic"},{"$f":"'Input - Inventory'!F183","v":"Minor < 130w"},{"$f":"'Input - Inventory'!G183","v":"2"},null,"Lamp - TF2x20",null,62.837750770961691,378,23752.669791423519,null,11.55014959458436,0.33333333333333331,0,0,11.55014959458436,1.8504811250925242E-2,0,0,11.55014959458436,0.16666666666666666,11.55014959458436,4.590314436538903E-3,11.55014959458436,4.0032025620496396E-2,173.25224391876537,2.1598272138228944E-2,288.75373986460903,1.2221950623319483E-2,0,0,13860.179513501233,1.1123470522803115E-4,9817.6271553967072,2.4953586329427266E-4,0,0,0,0,17.766868952334608,null,23.100299189168719,0.33333333333333331,44.551102397567902,1.8504811250925242E-2,12.089866685025381,0.16666666666666666,0,1.8504811250925242E-2,10.539487251448106,null,90.697177510429086,0.10290000000000001,1.5133333333333332,90.697177510429086,1.4200000000000001E-2,0,90.697177510429086,0.01,0,14.123545876279039,null,11.55014959458436,0.10290000000000001,12.089866685025381,1.4200000000000001E-2,0,0.01,1.3601865002100912,null,33.497831924119716,0.155722,5.2163493828877705,null,{"$f":"IF($D186=\"Connection\",VLOOKUP(C186,'Input - General'!$F$62:$N$79,9,FALSE),0)","v":0},null,0.1801212933606588,49.006437963159613,8.8271029889231993,null,8.6527813038891108E-2,57.833540952082814,5.0042098188788744]
[null,{"$f":"'Input - Inventory'!B184","v":176},{"$f":"'Input - Inventory'!C184","v":"TF2x20 (P09)"},{"$f":"'Input - Inventory'!D184","v":"Lamp"},{"$f":"'Input - Inventory'!E184","v":"NonTraffic"},{"$f":"'Input - Inventory'!F184","v":"Minor < 130w"},{"$f":"'Input - Inventory'!G184","v":2},null,"Lamp - TF2x20 (P09)",null,62.837750770961691,18453,1159545.0149765562,null,11.55014959458436,0.33333333333333331,0,0,11.55014959458436,1.8504811250925242E-2,0,0,11.55014959458436,0.16666666666666666,11.55014959458436,4.590314436538903E-3,11.55014959458436,4.0032025620496396E-2,173.25224391876537,2.1598272138228944E-2,288.75373986460903,1.2221950623319483E-2,0,0,13860.179513501233,1.1123470522803115E-4,9817.6271553967072,2.4953586329427266E-4,0,0,0,0,17.766868952334608,null,23.100299189168719,0.33333333333333331,44.551102397567902,1.8504811250925242E-2,12.089866685025381,0.16666666666666666,0,1.8504811250925242E-2,10.539487251448106,null,90.697177510429086,0.10290000000000001,1.5133333333333332,90.697177510429086,1.4200000000000001E-2,0,90.697177510429086,0.01,0,14.123545876279039,null,11.55014959458436,0.10290000000000001,12.089866685025381,1.4200000000000001E-2,0,0.01,1.3601865002100912,null,33.497831924119716,0.155722,5.2163493828877705,null,{"$f":"IF($D187=\"Connection\",VLOOKUP(C187,'Input - General'!$F$62:$N$79,9,FALSE),0)","v":0},null,0.1801212933606588,49.006437963159613,8.8271029889231993,null,8.6527813038891108E-2,57.833540952082814,5.0042098188788744]
[null,{"$f":"'Input - Inventory'!B185","v":177},{"$f":"'Input - Inventory'!C185","v":"TF2x26"},{"$f":"'Input - Inventory'!D185","v":"Lamp"},{"$f":"'Input - Inventory'!E185","v":"NonTraffic"},{"$f":"'Input - Inventory'!F185","v":"Minor < 130w"},{"$f":"'Input - Inventory'!G185","v":"2"},null,"Lamp - TF2x26",null,128.60496060649186,0,0,null,11.55014959458436,0.33333333333333331,0,0,11.55014959458436,1.8504811250925242E-2,0,0,11.55014959458436,0.16666666666666666,11.55014959458436,4.590314436538903E-3,11.55014959458436,4.0032025620496396E-2,173.25224391876537,2.1598272138228944E-2,288.75373986460903,1.2221950623319483E-2,0,0,13860.179513501233,1.1123470522803115E-4,9817.6271553967072,2.4953586329427266E-4,0,0,0,0,17.766868952334608,null,23.100299189168719,0.33333333333333331,44.551102397567902,1.8504811250925242E-2,12.089866685025381,0.16666666666666666,0,1.8504811250925242E-2,10.539487251448106,null,90.697177510429086,0.36,1.5133333333333332,90.697177510429086,1.4200000000000001E-2,0,90.697177510429086,0.01,0,49.411822307681767,null,11.55014959458436,0.36,12.089866685025381,1.4200000000000001E-2,0,0.01,4.3297299609777298,null,33.497831924119716,0.54479999999999995,18.24961883226042,null,{"$f":"IF($D188=\"Connection\",VLOOKUP(C188,'Input - General'!$F$62:$N$79,9,FALSE),0)","v":0},null,0.1801212933606588,100.29752730470263,18.065720338999029,null,8.6527813038891108E-2,118.36324764370167,10.241712962790187]
[null,{"$f":"'Input - Inventory'!B186","v":178},{"$f":"'Input - Inventory'!C186","v":"TF2x26 (P09)"},{"$f":"'Input - Inventory'!D186","v":"Lamp"},{"$f":"'Input - Inventory'!E186","v":"NonTraffic"},{"$f":"'Input - Inventory'!F186","v":"Minor < 130w"},{"$f":"'Input - Inventory'!G186","v":2},null,"Lamp - TF2x26 (P09)",null,128.60496060649186,28,3600.9388969817719,null,11.55014959458436,0.33333333333333331,0,0,11.55014959458436,1.8504811250925242E-2,0,0,11.55014959458436,0.16666666666666666,11.55014959458436,4.590314436538903E-3,11.55014959458436,4.0032025620496396E-2,173.25224391876537,2.1598272138228944E-2,288.75373986460903,1.2221950623319483E-2,0,0,13860.179513501233,1.1123470522803115E-4,9817.6271553967072,2.4953586329427266E-4,0,0,0,0,17.766868952334608,null,23.100299189168719,0.33333333333333331,44.551102397567902,1.8504811250925242E-2,12.089866685025381,0.16666666666666666,0,1.8504811250925242E-2,10.539487251448106,null,90.697177510429086,0.36,1.5133333333333332,90.697177510429086,1.4200000000000001E-2,0,90.697177510429086,0.01,0,49.411822307681767,null,11.55014959458436,0.36,12.089866685025381,1.4200000000000001E-2,0,0.01,4.3297299609777298,null,33.497831924119716,0.54479999999999995,18.24961883226042,null,{"$f":"IF($D189=\"Connection\",VLOOKUP(C189,'Input - General'!$F$62:$N$79,9,FALSE),0)","v":0},null,0.1801212933606588,100.29752730470263,18.065720338999029,null,8.6527813038891108E-2,118.36324764370167,10.241712962790187]
[null,{"$f":"'Input - Inventory'!B187","v":179},{"$f":"'Input - Inventory'!C187","v":"TF2x40"},{"$f":"'Input - Inventory'!D187","v":"Lamp"},{"$f":"'Input - Inventory'!E187","v":"NonTraffic"},{"$f":"'Input - Inventory'!F187","v":"Minor < 130w"},{"$f":"'Input - Inventory'!G187","v":"2"},null,"Lamp - TF2x40",null,220.69440261656911,1,220.69440261656911,null,11.55014959458436,0.33333333333333331,0,0,11.55014959458436,1.8504811250925242E-2,0,0,11.55014959458436,0.16666666666666666,11.55014959458436,4.590314436538903E-3,11.55014959458436,4.0032025620496396E-2,173.25224391876537,2.1598272138228944E-2,288.75373986460903,1.2221950623319483E-2,0,0,13860.179513501233,1.1123470522803115E-4,9817.6271553967072,2.4953586329427266E-4,0,0,0,0,17.766868952334608,null,23.100299189168719,0.33333333333333331,44.551102397567902,1.8504811250925242E-2,12.089866685025381,0.16666666666666666,0,1.8504811250925242E-2,10.539487251448106,null,90.697177510429086,0.72,1.5133333333333332,90.697177510429086,1.4200000000000001E-2,0,90.697177510429086,0.01,0,98.823644615363534,null,11.55014959458436,0.72,12.089866685025381,1.4200000000000001E-2,0,0.01,8.4877838150281004,null,33.497831924119716,1.0895999999999999,36.499237664520841,null,{"$f":"IF($D190=\"Connection\",VLOOKUP(C190,'Input - General'!$F$62:$N$79,9,FALSE),0)","v":0},null,0.1801212933606588,172.11702229869519,31.001940665826329,null,8.6527813038891108E-2,203.11896296452153,17.575439652047567]
[null,{"$f":"'Input - Inventory'!B188","v":180},{"$f":"'Input - Inventory'!C188","v":"TF2x58"},{"$f":"'Input - Inventory'!D188","v":"Lamp"},{"$f":"'Input - Inventory'!E188","v":"NonTraffic"},{"$f":"'Input - Inventory'!F188","v":"Minor < 130w"},{"$f":"'Input - Inventory'!G188","v":"2"},null,"Lamp - TF2x58",null,128.60496060649186,0,0,null,11.55014959458436,0.33333333333333331,0,0,11.55014959458436,1.8504811250925242E-2,0,0,11.55014959458436,0.16666666666666666,11.55014959458436,4.590314436538903E-3,11.55014959458436,4.0032025620496396E-2,173.25224391876537,2.1598272138228944E-2,288.75373986460903,1.2221950623319483E-2,0,0,13860.179513501233,1.1123470522803115E-4,9817.6271553967072,2.4953586329427266E-4,0,0,0,0,17.766868952334608,null,23.100299189168719,0.33333333333333331,44.551102397567902,1.8504811250925242E-2,12.089866685025381,0.16666666666666666,0,1.8504811250925242E-2,10.539487251448106,null,90.697177510429086,0.36,1.5133333333333332,90.697177510429086,1.4200000000000001E-2,0,90.697177510429086,0.01,0,49.411822307681767,null,11.55014959458436,0.36,12.089866685025381,1.4200000000000001E-2,0,0.01,4.3297299609777298,null,33.497831924119716,0.54479999999999995,18.24961883226042,null,{"$f":"IF($D191=\"Connection\",VLOOKUP(C191,'Input - General'!$F$62:$N$79,9,FALSE),0)","v":0},null,0.1801212933606588,100.29752730470263,18.065720338999029,null,8.6527813038891108E-2,118.36324764370167,10.241712962790187]
[null,{"$f":"'Input - Inventory'!B189","v":181},{"$f":"'Input - Inventory'!C189","v":"TF2x80"},{"$f":"'Input - Inventory'!D189","v":"Lamp"},{"$f":"'Input - Inventory'!E189","v":"NonTraffic"},{"$f":"'Input - Inventory'!F189","v":"Minor < 130w"},{"$f":"'Input - Inventory'!G189","v":"2"},null,"Lamp - TF2x80",null,220.69440261656911,0,0,null,11.55014959458436,0.33333333333333331,0,0,11.55014959458436,1.8504811250925242E-2,0,0,11.55014959458436,0.16666666666666666,11.55014959458436,4.590314436538903E-3,11.55014959458436,4.0032025620496396E-2,173.25224391876537,2.1598272138228944E-2,288.75373986460903,1.2221950623319483E-2,0,0,13860.179513501233,1.1123470522803115E-4,9817.6271553967072,2.4953586329427266E-4,0,0,0,0,17.766868952334608,null,23.100299189168719,0.33333333333333331,44.551102397567902,1.8504811250925242E-2,12.089866685025381,0.16666666666666666,0,1.8504811250925242E-2,10.539487251448106,null,90.697177510429086,0.72,1.5133333333333332,90.697177510429086,1.4200000000000001E-2,0,90.697177510429086,0.01,0,98.823644615363534,null,11.55014959458436,0.72,12.089866685025381,1.4200000000000001E-2,0,0.01,8.4877838150281004,null,33.497831924119716,1.0895999999999999,36.499237664520841,null,{"$f":"IF($D192=\"Connection\",VLOOKUP(C192,'Input - General'!$F$62:$N$79,9,FALSE),0)","v":0},null,0.1801212933606588,172.11702229869519,31.001940665826329,null,8.6527813038891108E-2,203.11896296452153,17.575439652047567]
[null,{"$f":"'Input - Inventory'!B190","v":182},{"$f":"'Input - Inventory'!C190","v":"TF3x20"},{"$f":"'Input - Inventory'!D190","v":"Lamp"},{"$f":"'Input - Inventory'!E190","v":"NonTraffic"},{"$f":"'Input - Inventory'!F190","v":"Minor < 130w"},{"$f":"'Input - Inventory'!G190","v":"3"},null,"Lamp - TF3x20",null,133.54162778572669,0,0,null,11.55014959458436,0.33333333333333331,0,0,11.55014959458436,1.8504811250925242E-2,0,0,11.55014959458436,0.16666666666666666,11.55014959458436,4.590314436538903E-3,11.55014959458436,4.0032025620496396E-2,173.25224391876537,2.1598272138228944E-2,288.75373986460903,1.2221950623319483E-2,0,0,13860.179513501233,1.1123470522803115E-4,9817.6271553967072,2.4953586329427266E-4,0,0,0,0,17.766868952334608,null,34.650448783753077,0.33333333333333331,44.551102397567902,1.8504811250925242E-2,12.089866685025381,0.16666666666666666,0,1.8504811250925242E-2,14.389537116309558,null,90.697177510429086,0.36,1.5133333333333332,90.697177510429086,1.4200000000000001E-2,0,90.697177510429086,0.01,0,49.411822307681767,null,11.55014959458436,0.36,12.089866685025381,1.4200000000000001E-2,0,0.01,4.3297299609777298,null,33.497831924119716,0.54479999999999995,18.24961883226042,null,{"$f":"IF($D193=\"Connection\",VLOOKUP(C193,'Input - General'!$F$62:$N$79,9,FALSE),0)","v":0},null,0.1801212933606588,104.14757716956407,18.759196300160902,null,8.6527813038891108E-2,122.90677346972498,10.634854316001705]
[null,{"$f":"'Input - Inventory'!B191","v":183},{"$f":"'Input - Inventory'!C191","v":"TF3x40"},{"$f":"'Input - Inventory'!D191","v":"Lamp"},{"$f":"'Input - Inventory'!E191","v":"NonTraffic"},{"$f":"'Input - Inventory'!F191","v":"Minor < 130w"},{"$f":"'Input - Inventory'!G191","v":"3"},null,"Lamp - TF3x40",null,317.72051180588119,0,0,null,11.55014959458436,0.33333333333333331,0,0,11.55014959458436,1.8504811250925242E-2,0,0,11.55014959458436,0.16666666666666666,11.55014959458436,4.590314436538903E-3,11.55014959458436,4.0032025620496396E-2,173.25224391876537,2.1598272138228944E-2,288.75373986460903,1.2221950623319483E-2,0,0,13860.179513501233,1.1123470522803115E-4,9817.6271553967072,2.4953586329427266E-4,0,0,0,0,17.766868952334608,null,34.650448783753077,0.33333333333333331,44.551102397567902,1.8504811250925242E-2,12.089866685025381,0.16666666666666666,0,1.8504811250925242E-2,14.389537116309558,null,90.697177510429086,1.08,1.5133333333333332,90.697177510429086,1.4200000000000001E-2,0,90.697177510429086,0.01,0,148.23546692304529,null,11.55014959458436,1.08,12.089866685025381,1.4200000000000001E-2,0,0.01,12.645837669078471,null,33.497831924119716,1.6343999999999999,54.748856496781258,null,{"$f":"IF($D194=\"Connection\",VLOOKUP(C194,'Input - General'!$F$62:$N$79,9,FALSE),0)","v":0},null,0.1801212933606588,247.7865671575492,44.631636953815502,null,8.6527813038891108E-2,292.41820411136473,25.302307694516465]
[null,{"$f":"'Input - Inventory'!B192","v":184},{"$f":"'Input - Inventory'!C192","v":"TF3x80"},{"$f":"'Input - Inventory'!D192","v":"Lamp"},{"$f":"'Input - Inventory'!E192","v":"NonTraffic"},{"$f":"'Input - Inventory'!F192","v":"Minor < 130w"},{"$f":"'Input - Inventory'!G192","v":"3"},null,"Lamp - TF3x80",null,317.72051180588119,0,0,null,11.55014959458436,0.33333333333333331,0,0,11.55014959458436,1.8504811250925242E-2,0,0,11.55014959458436,0.16666666666666666,11.55014959458436,4.590314436538903E-3,11.55014959458436,4.0032025620496396E-2,173.25224391876537,2.1598272138228944E-2,288.75373986460903,1.2221950623319483E-2,0,0,13860.179513501233,1.1123470522803115E-4,9817.6271553967072,2.4953586329427266E-4,0,0,0,0,17.766868952334608,null,34.650448783753077,0.33333333333333331,44.551102397567902,1.8504811250925242E-2,12.089866685025381,0.16666666666666666,0,1.8504811250925242E-2,14.389537116309558,null,90.697177510429086,1.08,1.5133333333333332,90.697177510429086,1.4200000000000001E-2,0,90.697177510429086,0.01,0,148.23546692304529,null,11.55014959458436,1.08,12.089866685025381,1.4200000000000001E-2,0,0.01,12.645837669078471,null,33.497831924119716,1.6343999999999999,54.748856496781258,null,{"$f":"IF($D195=\"Connection\",VLOOKUP(C195,'Input - General'!$F$62:$N$79,9,FALSE),0)","v":0},null,0.1801212933606588,247.7865671575492,44.631636953815502,null,8.6527813038891108E-2,292.41820411136473,25.302307694516465]
[null,{"$f":"'Input - Inventory'!B193","v":185},{"$f":"'Input - Inventory'!C193","v":"TF4x20"},{"$f":"'Input - Inventory'!D193","v":"Lamp"},{"$f":"'Input - Inventory'!E193","v":"NonTraffic"},{"$f":"'Input - Inventory'!F193","v":"Minor < 130w"},{"$f":"'Input - Inventory'!G193","v":"4"},null,"Lamp - TF4x20",null,138.47829496496152,50,6923.9147482480757,null,11.55014959458436,0.33333333333333331,0,0,11.55014959458436,1.8504811250925242E-2,0,0,11.55014959458436,0.16666666666666666,11.55014959458436,4.590314436538903E-3,11.55014959458436,4.0032025620496396E-2,173.25224391876537,2.1598272138228944E-2,288.75373986460903,1.2221950623319483E-2,0,0,13860.179513501233,1.1123470522803115E-4,9817.6271553967072,2.4953586329427266E-4,0,0,0,0,17.766868952334608,null,46.200598378337439,0.33333333333333331,44.551102397567902,1.8504811250925242E-2,12.089866685025381,0.16666666666666666,0,1.8504811250925242E-2,18.239586981171016,null,90.697177510429086,0.36,1.5133333333333332,90.697177510429086,1.4200000000000001E-2,0,90.697177510429086,0.01,0,49.411822307681767,null,11.55014959458436,0.36,12.089866685025381,1.4200000000000001E-2,0,0.01,4.3297299609777298,null,33.497831924119716,0.54479999999999995,18.24961883226042,null,{"$f":"IF($D196=\"Connection\",VLOOKUP(C196,'Input - General'!$F$62:$N$79,9,FALSE),0)","v":0},null,0.1801212933606588,107.99762703442553,19.452672261322778,null,8.6527813038891108E-2,127.45029929574831,11.027995669213224]
[null,{"$f":"'Input - Inventory'!B194","v":186},{"$f":"'Input - Inventory'!C194","v":"TF4x40"},{"$f":"'Input - Inventory'!D194","v":"Lamp"},{"$f":"'Input - Inventory'!E194","v":"NonTraffic"},{"$f":"'Input - Inventory'!F194","v":"Minor < 130w"},{"$f":"'Input - Inventory'!G194","v":"4"},null,"Lamp - TF4x40",null,414.74662099519321,33,13686.638492841375,null,11.55014959458436,0.33333333333333331,0,0,11.55014959458436,1.8504811250925242E-2,0,0,11.55014959458436,0.16666666666666666,11.55014959458436,4.590314436538903E-3,11.55014959458436,4.0032025620496396E-2,173.25224391876537,2.1598272138228944E-2,288.75373986460903,1.2221950623319483E-2,0,0,13860.179513501233,1.1123470522803115E-4,9817.6271553967072,2.4953586329427266E-4,0,0,0,0,17.766868952334608,null,46.200598378337439,0.33333333333333331,44.551102397567902,1.8504811250925242E-2,12.089866685025381,0.16666666666666666,0,1.8504811250925242E-2,18.239586981171016,null,90.697177510429086,1.44,1.5133333333333332,90.697177510429086,1.4200000000000001E-2,0,90.697177510429086,0.01,0,197.64728923072707,null,11.55014959458436,1.44,12.089866685025381,1.4200000000000001E-2,0,0.01,16.80389152312884,null,33.497831924119716,2.1791999999999998,72.998475329041682,null,{"$f":"IF($D197=\"Connection\",VLOOKUP(C197,'Input - General'!$F$62:$N$79,9,FALSE),0)","v":0},null,0.1801212933606588,323.45611201640321,58.261333241804678,null,8.6527813038891108E-2,381.71744525820787,33.029175736985358]
[null,{"$f":"'Input - Inventory'!B195","v":187},{"$f":"'Input - Inventory'!C195","v":"TF4x40 (P09)"},{"$f":"'Input - Inventory'!D195","v":"Lamp"},{"$f":"'Input - Inventory'!E195","v":"NonTraffic"},{"$f":"'Input - Inventory'!F195","v":"Minor < 130w"},{"$f":"'Input - Inventory'!G195","v":4},null,"Lamp - TF4x40 (P09)",null,414.74662099519321,10,4147.4662099519319,null,11.55014959458436,0.33333333333333331,0,0,11.55014959458436,1.8504811250925242E-2,0,0,11.55014959458436,0.16666666666666666,11.55014959458436,4.590314436538903E-3,11.55014959458436,4.0032025620496396E-2,173.25224391876537,2.1598272138228944E-2,288.75373986460903,1.2221950623319483E-2,0,0,13860.179513501233,1.1123470522803115E-4,9817.6271553967072,2.4953586329427266E-4,0,0,0,0,17.766868952334608,null,46.200598378337439,0.33333333333333331,44.551102397567902,1.8504811250925242E-2,12.089866685025381,0.16666666666666666,0,1.8504811250925242E-2,18.239586981171016,null,90.697177510429086,1.44,1.5133333333333332,90.697177510429086,1.4200000000000001E-2,0,90.697177510429086,0.01,0,197.64728923072707,null,11.55014959458436,1.44,12.089866685025381,1.4200000000000001E-2,0,0.01,16.80389152312884,null,33.497831924119716,2.1791999999999998,72.998475329041682,null,{"$f":"IF($D198=\"Connection\",VLOOKUP(C198,'Input - General'!$F$62:$N$79,9,FALSE),0)","v":0},null,0.1801212933606588,323.45611201640321,58.261333241804678,null,8.6527813038891108E-2,381.71744525820787,33.029175736985358]
[null,{"$f":"'Input - Inventory'!B196","v":188},{"$f":"'Input - Inventory'!C196","v":"TF4x80"},{"$f":"'Input - Inventory'!D196","v":"Lamp"},{"$f":"'Input - Inventory'!E196","v":"NonTraffic"},{"$f":"'Input - Inventory'!F196","v":"Minor < 130w"},{"$f":"'Input - Inventory'!G196","v":"4"},null,"Lamp - TF4x80",null,414.74662099519321,0,0,null,11.55014959458436,0.33333333333333331,0,0,11.55014959458436,1.8504811250925242E-2,0,0,11.55014959458436,0.16666666666666666,11.55014959458436,4.590314436538903E-3,11.55014959458436,4.0032025620496396E-2,173.25224391876537,2.1598272138228944E-2,288.75373986460903,1.2221950623319483E-2,0,0,13860.179513501233,1.1123470522803115E-4,9817.6271553967072,2.4953586329427266E-4,0,0,0,0,17.766868952334608,null,46.200598378337439,0.33333333333333331,44.551102397567902,1.8504811250925242E-2,12.089866685025381,0.16666666666666666,0,1.8504811250925242E-2,18.239586981171016,null,90.697177510429086,1.44,1.5133333333333332,90.697177510429086,1.4200000000000001E-2,0,90.697177510429086,0.01,0,197.64728923072707,null,11.55014959458436,1.44,12.089866685025381,1.4200000000000001E-2,0,0.01,16.80389152312884,null,33.497831924119716,2.1791999999999998,72.998475329041682,null,{"$f":"IF($D199=\"Connection\",VLOOKUP(C199,'Input - General'!$F$62:$N$79,9,FALSE),0)","v":0},null,0.1801212933606588,323.45611201640321,58.261333241804678,null,8.6527813038891108E-2,381.71744525820787,33.029175736985358]
[null,{"$f":"'Input - Inventory'!B197","v":189},{"$f":"'Input - Inventory'!C197","v":"TF5x58"},{"$f":"'Input - Inventory'!D197","v":"Lamp"},{"$f":"'Input - Inventory'!E197","v":"NonTraffic"},{"$f":"'Input - Inventory'!F197","v":"Minor < 130w"},{"$f":"'Input - Inventory'!G197","v":"5"},null,"Lamp - TF5x58",null,143.41496214419638,0,0,null,11.55014959458436,0.33333333333333331,0,0,11.55014959458436,1.8504811250925242E-2,0,0,11.55014959458436,0.16666666666666666,11.55014959458436,4.590314436538903E-3,11.55014959458436,4.0032025620496396E-2,173.25224391876537,2.1598272138228944E-2,288.75373986460903,1.2221950623319483E-2,0,0,13860.179513501233,1.1123470522803115E-4,9817.6271553967072,2.4953586329427266E-4,0,0,0,0,17.766868952334608,null,57.750747972921801,0.33333333333333331,44.551102397567902,1.8504811250925242E-2,12.089866685025381,0.16666666666666666,0,1.8504811250925242E-2,22.089636846032469,null,90.697177510429086,0.36,1.5133333333333332,90.697177510429086,1.4200000000000001E-2,0,90.697177510429086,0.01,0,49.411822307681767,null,11.55014959458436,0.36,12.089866685025381,1.4200000000000001E-2,0,0.01,4.3297299609777298,null,33.497831924119716,0.54479999999999995,18.24961883226042,null,{"$f":"IF($D200=\"Connection\",VLOOKUP(C200,'Input - General'!$F$62:$N$79,9,FALSE),0)","v":0},null,0.1801212933606588,111.84767689928698,20.146148222484651,null,8.6527813038891108E-2,131.99382512177164,11.421137022424745]
[null,{"$f":"'Input - Inventory'!B198","v":190},{"$f":"'Input - Inventory'!C198","v":"TF5x65"},{"$f":"'Input - Inventory'!D198","v":"Lamp"},{"$f":"'Input - Inventory'!E198","v":"NonTraffic"},{"$f":"'Input - Inventory'!F198","v":"Minor < 130w"},{"$f":"'Input - Inventory'!G198","v":"5"},null,"Lamp - TF5x65",null,143.41496214419638,0,0,null,11.55014959458436,0.33333333333333331,0,0,11.55014959458436,1.8504811250925242E-2,0,0,11.55014959458436,0.16666666666666666,11.55014959458436,4.590314436538903E-3,11.55014959458436,4.0032025620496396E-2,173.25224391876537,2.1598272138228944E-2,288.75373986460903,1.2221950623319483E-2,0,0,13860.179513501233,1.1123470522803115E-4,9817.6271553967072,2.4953586329427266E-4,0,0,0,0,17.766868952334608,null,57.750747972921801,0.33333333333333331,44.551102397567902,1.8504811250925242E-2,12.089866685025381,0.16666666666666666,0,1.8504811250925242E-2,22.089636846032469,null,90.697177510429086,0.36,1.5133333333333332,90.697177510429086,1.4200000000000001E-2,0,90.697177510429086,0.01,0,49.411822307681767,null,11.55014959458436,0.36,12.089866685025381,1.4200000000000001E-2,0,0.01,4.3297299609777298,null,33.497831924119716,0.54479999999999995,18.24961883226042,null,{"$f":"IF($D201=\"Connection\",VLOOKUP(C201,'Input - General'!$F$62:$N$79,9,FALSE),0)","v":0},null,0.1801212933606588,111.84767689928698,20.146148222484651,null,8.6527813038891108E-2,131.99382512177164,11.421137022424745]
[null,{"$f":"'Input - Inventory'!B199","v":191},{"$f":"'Input - Inventory'!C199","v":"TF5x80"},{"$f":"'Input - Inventory'!D199","v":"Lamp"},{"$f":"'Input - Inventory'!E199","v":"NonTraffic"},{"$f":"'Input - Inventory'!F199","v":"Minor < 130w"},{"$f":"'Input - Inventory'!G199","v":"5"},null,"Lamp - TF5x80",null,166.4373226467157,0,0,null,11.55014959458436,0.33333333333333331,0,0,11.55014959458436,1.8504811250925242E-2,0,0,11.55014959458436,0.16666666666666666,11.55014959458436,4.590314436538903E-3,11.55014959458436,4.0032025620496396E-2,173.25224391876537,2.1598272138228944E-2,288.75373986460903,1.2221950623319483E-2,0,0,13860.179513501233,1.1123470522803115E-4,9817.6271553967072,2.4953586329427266E-4,0,0,0,0,17.766868952334608,null,57.750747972921801,0.33333333333333331,44.551102397567902,1.8504811250925242E-2,12.089866685025381,0.16666666666666666,0,1.8504811250925242E-2,22.089636846032469,null,90.697177510429086,0.45,1.5133333333333332,90.697177510429086,1.4200000000000001E-2,0,90.697177510429086,0.01,0,61.764777884602211,null,11.55014959458436,0.45,12.089866685025381,1.4200000000000001E-2,0,0.01,5.369243424490322,null,33.497831924119716,0.68099999999999994,22.812023540325523,null,{"$f":"IF($D202=\"Connection\",VLOOKUP(C202,'Input - General'!$F$62:$N$79,9,FALSE),0)","v":0},null,0.1801212933606588,129.80255064778515,23.380203304191483,null,8.6527813038891108E-2,153.18275395197662,13.254568694739092]
[null,{"$f":"'Input - Inventory'!B200","v":192},{"$f":"'Input - Inventory'!C200","v":"TF6x20"},{"$f":"'Input - Inventory'!D200","v":"Lamp"},{"$f":"'Input - Inventory'!E200","v":"NonTraffic"},{"$f":"'Input - Inventory'!F200","v":"Minor < 130w"},{"$f":"'Input - Inventory'!G200","v":"6"},null,"Lamp - TF6x20",null,148.35162932343124,0,0,null,11.55014959458436,0.33333333333333331,0,0,11.55014959458436,1.8504811250925242E-2,0,0,11.55014959458436,0.16666666666666666,11.55014959458436,4.590314436538903E-3,11.55014959458436,4.0032025620496396E-2,173.25224391876537,2.1598272138228944E-2,288.75373986460903,1.2221950623319483E-2,0,0,13860.179513501233,1.1123470522803115E-4,9817.6271553967072,2.4953586329427266E-4,0,0,0,0,17.766868952334608,null,69.300897567506155,0.33333333333333331,44.551102397567902,1.8504811250925242E-2,12.089866685025381,0.16666666666666666,0,1.8504811250925242E-2,25.939686710893916,null,90.697177510429086,0.36,1.5133333333333332,90.697177510429086,1.4200000000000001E-2,0,90.697177510429086,0.01,0,49.411822307681767,null,11.55014959458436,0.36,12.089866685025381,1.4200000000000001E-2,0,0.01,4.3297299609777298,null,33.497831924119716,0.54479999999999995,18.24961883226042,null,{"$f":"IF($D203=\"Connection\",VLOOKUP(C203,'Input - General'!$F$62:$N$79,9,FALSE),0)","v":0},null,0.1801212933606588,115.69772676414844,20.839624183646528,null,8.6527813038891108E-2,136.53735094779498,11.814278375636265]
[null,{"$f":"'Input - Inventory'!B201","v":193},{"$f":"'Input - Inventory'!C201","v":"TF6x36"},{"$f":"'Input - Inventory'!D201","v":"Lamp"},{"$f":"'Input - Inventory'!E201","v":"NonTraffic"},{"$f":"'Input - Inventory'!F201","v":"Minor < 130w"},{"$f":"'Input - Inventory'!G201","v":"6"},null,"Lamp - TF6x36",null,148.35162932343124,0,{"$f":"L204*K204","v":0},null,11.55014959458436,{"$f":"IF(AND($D204=\"Lamp\",CycleBulkTask1<>0, OR($F204=O$9,O$9=\"All\")),1/CycleBulkTask1,0)","v":0.33333333333333331},0,{"$f":"IF(AND($D204=\"Lamp\",CycleBulkTask2<>0, OR($F204=Q$9,Q$9=\"All\")),1/CycleBulkTask2,0)","v":0},11.55014959458436,{"$f":"IF(AND($D204=\"Lamp\",CycleBulkTask3<>0, OR($F204=S$9,S$9=\"All\")),1/CycleBulkTask3,0)","v":1.8504811250925242E-2},0,{"$f":"IF(AND($D204=\"Lamp\",CycleBulkTask4<>0, OR($F204=U$9,U$9=\"All\")),1/CycleBulkTask4,0)","v":0},11.55014959458436,{"$f":"IF(AND($D204=\"Lamp\",CycleBulkTask5<>0, OR($F204=W$9,W$9=\"All\")),1/CycleBulkTask5,0)","v":0.16666666666666666},11.55014959458436,{"$f":"IF(AND($D204=\"Lamp\",CycleBulkTask6<>0, OR($F204=Y$9,Y$9=\"All\")),1/CycleBulkTask6,0)","v":4.590314436538903E-3},11.55014959458436,{"$f":"IF(AND($D204=\"Lamp\",CycleBulkTask7<>0, OR($F204=AA$9,AA$9=\"All\")),1/CycleBulkTask7,0)","v":4.0032025620496396E-2},173.25224391876537,{"$f":"IF(AND($D204=\"Lamp\",CycleBulkTask8<>0, OR($F204=AC$9,AC$9=\"All\")),1/CycleBulkTask8,0)","v":2.1598272138228944E-2},288.75373986460903,{"$f":"IF(AND($D204=\"Lamp\",CycleBulkTask9<>0, OR($F204=AE$9,AE$9=\"All\")),1/CycleBulkTask9,0)","v":1.2221950623319483E-2},0,{"$f":"IF(AND($D204=\"Lamp\",CycleBulkTask10<>0, OR($F204=AG$9,AG$9=\"All\")),1/CycleBulkTask10,0)","v":0},13860.179513501233,{"$f":"IF(AND($D204=\"Lamp\",CycleBulkTask11<>0, OR($F204=AI$9,AI$9=\"All\")),1/CycleBulkTask11,0)","v":1.1123470522803115E-4},9817.6271553967072,{"$f":"IF(AND($D204=\"Lamp\",CycleBulkTask12<>0, OR($F204=AK$9,AK$9=\"All\")),1/CycleBulkTask12,0)","v":2.4953586329427266E-4},0,{"$f":"IF(AND($D204=\"Lamp\",CycleBulkTask13<>0, OR($F204=AM$9,AM$9=\"All\")),1/CycleBulkTask13,0)","v":0},0,{"$f":"IF(AND($D204=\"Lamp\",CycleBulkTask14<>0, OR($F204=AO$9,AO$9=\"All\")),1/CycleBulkTask14,0)","v":0},{"$f":"O204*P204+Q204*R204+S204*T204+U204*V204+W204*X204+Y204*Z204+AA204*AB204+AC204*AD204+AE204*AF204+AG204*AH204+AI204*AJ204+AK204*AL204+AM204*AN204+AO204*AP204","v":17.766868952334608},null,69.300897567506155,{"$f":"MAX(P204,R204)","v":0.33333333333333331},44.551102397567902,{"$f":"MAX(T204,V204)","v":1.8504811250925242E-2},12.089866685025381,{"$f":"X204","v":0.16666666666666666},0,{"$f":"INDIRECT($E204)*$V204 +(1-INDIRECT($E204))*$T204","v":1.8504811250925242E-2},{"$f":"AS204*AT204+AU204*AV204+AW204*AX204+AY204*AZ204","v":25.939686710893916},null,{"$f":"IF($D204=$AS$9,(INDIRECT(\"PriceLabour\" & \"FY19\")*ProportionStandardHours + INDIRECT(\"PriceLabourOvertime\" & \"FY19\")*ProportionOvertimeHours)*(1+RateOnCostAnnual),0)","v":90.697177510429086},{"$f":"BO204","v":0.36},{"$f":"IF($D204=\"Lamp\",(NumberOfCrew+INDIRECT($E204)*TrafficController)*(TimeToReplaceLamp),0)","v":1.5133333333333332},{"$f":"IF($D204=$AS$9,(INDIRECT(\"PriceLabour\" & \"FY19\")*ProportionStandardHours + INDIRECT(\"PriceLabourOvertime\" & \"FY19\")*ProportionOvertimeHours)*(1+RateOnCostAnnual),0)","v":90.697177510429086},{"$f":"BQ204","v":1.4200000000000001E-2},{"$f":"IF($D204=\"Lamp\",(NumberOfCrew+INDIRECT($E204)*TrafficController)*(TimeForPECellReplace),0)","v":0},{"$f":"IF($D204=$AS$9,(INDIRECT(\"PriceLabour\" & \"FY19\")*ProportionStandardHours + INDIRECT(\"PriceLabourOvertime\" & \"FY19\")*ProportionOvertimeHours)*(1+RateOnCostAnnual),0)","v":90.697177510429086},{"$f":"BS204","v":0.01},{"$f":"IF($D204=\"Lamp\",(NumberOfCrew+INDIRECT($E204)*TrafficController)*(TimeForOtherSpot),0)","v":0},{"$f":"BC204*BD204*BE204+BF204*BG204*BH204+BI204*BJ204*BK204","v":49.411822307681767},null,11.55014959458436,{"$f":"IF($D204=\"Lamp\",INDIRECT(BO$10 & $B204),0)","v":0.36},12.089866685025381,{"$f":"IF($D204=\"Lamp\",INDIRECT(\"FailurePECell\" & \"Annual\"),0)","v":1.4200000000000001E-2},0,{"$f":"IF($D204=\"Lamp\",INDIRECT(\"FailureMisc\" & \"Annual\"),0)","v":0.01},{"$f":"BN204*BO204+BP204*BQ204+BR204*BS204","v":4.3297299609777298},null,33.497831924119716,{"$f":"BD204*BE204+BG204*BH204+BJ204*BK204","v":0.54479999999999995},{"$f":"BV204*BW204","v":18.24961883226042},null,{"$f":"IF($D204=\"Connection\",VLOOKUP(C204,'Input - General'!$F$62:$N$79,9,FALSE),0)","v":0},null,{"$f":"RateOverhead","v":0.1801212933606588},{"$f":"BX204+BL204+BT204+BA204+AQ204+BZ204","v":115.69772676414844},{"$f":"CC204*CB204","v":20.839624183646528},null,{"$f":"CorporateOverheads","v":8.6527813038891108E-2},136.53735094779498,{"$f":"CG204*CF204","v":11.814278375636265}]
[null,{"$f":"'Input - Inventory'!B202","v":194},{"$f":"'Input - Inventory'!C202","v":"TF6x80"},{"$f":"'Input - Inventory'!D202","v":"Lamp"},{"$f":"'Input - Inventory'!E202","v":"NonTraffic"},{"$f":"'Input - Inventory'!F202","v":"Minor < 130w"},{"$f":"'Input - Inventory'!G202","v":"6"},null,{"$f":"CONCATENATE(D205,\" - \",C205)","v":"Lamp - TF6x80"},null,{"$f":"AQ205+BA205+BL205+BT205+BX205+BZ205+CD205+CH205","v":171.37398982595053},{"$f":"INDIRECT(L$10&$B205&\"FY19\")","v":0},0,null,{"$f":"IF(AND($D205=\"Lamp\", OR($F205=O$9, O$9=\"All\")),INDIRECT(\"PriceBulkTask1\" & \"FY19\"),0)","v":11.55014959458436},0.33333333333333331,{"$f":"IF(AND($D205=\"Lamp\", OR($F205=Q$9, Q$9=\"All\")),INDIRECT(\"PriceBulkTask2\" & \"FY19\"),0)","v":0},0,{"$f":"IF(AND($D205=\"Lamp\", OR($F205=S$9, S$9=\"All\")),INDIRECT(\"PriceBulkTask3\" & \"FY19\"),0)","v":11.55014959458436},1.8504811250925242E-2,{"$f":"IF(AND($D205=\"Lamp\", OR($F205=U$9, U$9=\"All\")),INDIRECT(\"PriceBulkTask4\" & \"FY19\"),0)","v":0},0,{"$f":"IF(AND($D205=\"Lamp\", OR($F205=W$9, W$9=\"All\")),INDIRECT(\"PriceBulkTask5\" & \"FY19\"),0)","v":11.55014959458436},0.16666666666666666,{"$f":"IF(AND($D205=\"Lamp\", OR($F205=Y$9, Y$9=\"All\")),INDIRECT(\"PriceBulkTask6\" & \"FY19\"),0)","v":11.55014959458436},4.590314436538903E-3,{"$f":"IF(AND($D205=\"Lamp\", OR($F205=AA$9, AA$9=\"All\")),INDIRECT(\"PriceBulkTask7\" & \"FY19\"),0)","v":11.55014959458436},4.0032025620496396E-2,{"$f":"IF(AND($D205=\"Lamp\", OR($F205=AC$9, AC$9=\"All\")),INDIRECT(\"PriceBulkTask8\" & \"FY19\"),0)","v":173.25224391876537},2.1598272138228944E-2,{"$f":"IF(AND($D205=\"Lamp\", OR($F205=AE$9, AE$9=\"All\")),INDIRECT(\"PriceBulkTask9\" & \"FY19\"),0)","v":288.75373986460903},1.2221950623319483E-2,{"$f":"IF(AND($D205=\"Lamp\", OR($F205=AG$9, AG$9=\"All\")),INDIRECT(\"PriceBulkTask10\" & \"FY19\"),0)","v":0},0,{"$f":"IF(AND($D205=\"Lamp\", OR($F205=AI$9, AI$9=\"All\")),INDIRECT(\"PriceBulkTask11\" & \"FY19\"),0)","v":13860.179513501233},1.1123470522803115E-4,{"$f":"IF(AND($D205=\"Lamp\", OR($F205=AK$9, AK$9=\"All\")),INDIRECT(\"PriceBulkTask12\" & \"FY19\"),0)","v":9817.6271553967072},2.4953586329427266E-4,{"$f":"IF(AND($D205=\"Lamp\", OR($F205=AM$9, AM$9=\"All\")),INDIRECT(\"PriceBulkTask13\" & \"FY19\"),0)","v":0},0,{"$f":"IF(AND($D205=\"Lamp\", OR($F205=AO$9, AO$9=\"All\")),INDIRECT(\"PriceBulkTask14\" & \"FY19\"),0)","v":0},0,17.766868952334608,null,{"$f":"IF($D205=\"Lamp\",$G205*INDIRECT(\"Price\" & $B205 & \"FY19\"),0)","v":69.300897567506155},0.33333333333333331,{"$f":"IF($D205=\"Lamp\",INDIRECT(\"PriceVisor\" & \"FY19\"),0)","v":44.551102397567902},1.8504811250925242E-2,{"$f":"IF($D205=\"Lamp\",INDIRECT(\"PricePECell\" & \"FY19\"),0)","v":12.089866685025381},0.16666666666666666,{"$f":"IF($D205=\"Lamp\",INDIRECT(\"PriceMisc\" & \"FY19\"),0)","v":0},1.8504811250925242E-2,25.939686710893916,null,90.697177510429086,0.45,1.5133333333333332,90.697177510429086,1.4200000000000001E-2,0,90.697177510429086,0.01,0,61.764777884602211,null,{"$f":"IF($D205=\"Lamp\",INDIRECT(\"Price\" & $B205 & \"FY19\"),0)","v":11.55014959458436},0.45,{"$f":"IF($D205=\"Lamp\",INDIRECT(\"pRICEpecELL\" & \"FY19\"),0)","v":12.089866685025381},1.4200000000000001E-2,{"$f":"IF($D205=\"Lamp\",INDIRECT(\"PriceMisc\" & \"FY19\"),0)","v":0},0.01,5.369243424490322,null,{"$f":"IF(AND($D205=\"Lamp\"),INDIRECT(\"PriceEWP\"&\"FY19\"),0)","v":33.497831924119716},0.68099999999999994,22.812023540325523,null,{"$f":"IF($D205=\"Connection\",VLOOKUP(C205,'Input - General'!$F$62:$N$79,9,FALSE),0)","v":0},null,0.1801212933606588,133.65260051264659,24.073679265353352,null,8.6527813038891108E-2,{"$f":"AQ205+BA205+BL205+BT205+BX205+BZ205+CD205","v":157.72627977799993},13.647710047950609]
[null,{"$f":"'Input - Inventory'!B203","v":195},{"$f":"'Input - Inventory'!C203","v":"TH1x1000"},{"$f":"'Input - Inventory'!D203","v":"Lamp"},{"$f":"'Input - Inventory'!E203","v":"Traffic"},{"$f":"'Input - Inventory'!F203","v":"Major > 130w"},{"$f":"'Input - Inventory'!G203","v":"1"},null,"Lamp - TH1x1000",null,85.937355037815877,0,0,null,0,0,11.55014959458436,0.33333333333333331,0,0,11.55014959458436,4.9094211792429674E-3,11.55014959458436,0.16666666666666666,11.55014959458436,4.590314436538903E-3,11.55014959458436,4.0032025620496396E-2,173.25224391876537,2.1598272138228944E-2,288.75373986460903,1.2221950623319483E-2,0,0,13860.179513501233,1.1123470522803115E-4,9817.6271553967072,2.4953586329427266E-4,0,0,0,0,17.609840163209952,null,34.650448783753077,0.33333333333333331,44.551102397567902,4.9094211792429674E-3,12.089866685025381,0.16666666666666666,0,4.9094211792429674E-3,13.783847501091163,null,90.697177510429086,0.11200000000000002,2.2699999999999996,90.697177510429086,1.4200000000000001E-2,0,90.697177510429086,0.01,0,23.058850410251491,null,34.650448783753077,0.11200000000000002,12.089866685025381,1.4200000000000001E-2,0,0.01,4.0525263707077057,null,33.497831924119716,0.25423999999999997,8.5164887883881946,null,{"$f":"IF($D206=\"Connection\",VLOOKUP(C206,'Input - General'!$F$62:$N$79,9,FALSE),0)","v":0},null,0.1801212933606588,67.021553233648504,12.072008851485013,null,8.6527813038891108E-2,79.093562085133513,6.8437929526823593]
[null,{"$f":"'Input - Inventory'!B204","v":196},{"$f":"'Input - Inventory'!C204","v":"TH1x1500"},{"$f":"'Input - Inventory'!D204","v":"Lamp"},{"$f":"'Input - Inventory'!E204","v":"Traffic"},{"$f":"'Input - Inventory'!F204","v":"Major > 130w"},{"$f":"'Input - Inventory'!G204","v":"1"},null,"Lamp - TH1x1500",null,85.937355037815877,2,171.87471007563175,null,0,0,11.55014959458436,0.33333333333333331,0,0,11.55014959458436,4.9094211792429674E-3,11.55014959458436,0.16666666666666666,11.55014959458436,4.590314436538903E-3,11.55014959458436,4.0032025620496396E-2,173.25224391876537,2.1598272138228944E-2,288.75373986460903,1.2221950623319483E-2,0,0,13860.179513501233,1.1123470522803115E-4,9817.6271553967072,2.4953586329427266E-4,0,0,0,0,17.609840163209952,null,34.650448783753077,0.33333333333333331,44.551102397567902,4.9094211792429674E-3,12.089866685025381,0.16666666666666666,0,4.9094211792429674E-3,13.783847501091163,null,90.697177510429086,0.11200000000000002,2.2699999999999996,90.697177510429086,1.4200000000000001E-2,0,90.697177510429086,0.01,0,23.058850410251491,null,34.650448783753077,0.11200000000000002,12.089866685025381,1.4200000000000001E-2,0,0.01,4.0525263707077057,null,33.497831924119716,0.25423999999999997,8.5164887883881946,null,{"$f":"IF($D207=\"Connection\",VLOOKUP(C207,'Input - General'!$F$62:$N$79,9,FALSE),0)","v":0},null,0.1801212933606588,67.021553233648504,12.072008851485013,null,8.6527813038891108E-2,79.093562085133513,6.8437929526823593]
[null,{"$f":"'Input - Inventory'!B205","v":197},{"$f":"'Input - Inventory'!C205","v":"TH1x400"},{"$f":"'Input - Inventory'!D205","v":"Lamp"},{"$f":"'Input - Inventory'!E205","v":"Traffic"},{"$f":"'Input - Inventory'!F205","v":"Major > 130w"},{"$f":"'Input - Inventory'!G205","v":"1"},null,"Lamp - TH1x400",null,85.937355037815877,1,85.937355037815877,null,0,0,11.55014959458436,0.33333333333333331,0,0,11.55014959458436,4.9094211792429674E-3,11.55014959458436,0.16666666666666666,11.55014959458436,4.590314436538903E-3,11.55014959458436,4.0032025620496396E-2,173.25224391876537,2.1598272138228944E-2,288.75373986460903,1.2221950623319483E-2,0,0,13860.179513501233,1.1123470522803115E-4,9817.6271553967072,2.4953586329427266E-4,0,0,0,0,17.609840163209952,null,34.650448783753077,0.33333333333333331,44.551102397567902,4.9094211792429674E-3,12.089866685025381,0.16666666666666666,0,4.9094211792429674E-3,13.783847501091163,null,90.697177510429086,0.11200000000000002,2.2699999999999996,90.697177510429086,1.4200000000000001E-2,0,90.697177510429086,0.01,0,23.058850410251491,null,34.650448783753077,0.11200000000000002,12.089866685025381,1.4200000000000001E-2,0,0.01,4.0525263707077057,null,33.497831924119716,0.25423999999999997,8.5164887883881946,null,{"$f":"IF($D208=\"Connection\",VLOOKUP(C208,'Input - General'!$F$62:$N$79,9,FALSE),0)","v":0},null,0.1801212933606588,67.021553233648504,12.072008851485013,null,8.6527813038891108E-2,79.093562085133513,6.8437929526823593]
[null,{"$f":"'Input - Inventory'!B206","v":198},{"$f":"'Input - Inventory'!C206","v":"TH1x500"},{"$f":"'Input - Inventory'!D206","v":"Lamp"},{"$f":"'Input - Inventory'!E206","v":"Traffic"},{"$f":"'Input - Inventory'!F206","v":"Major > 130w"},{"$f":"'Input - Inventory'!G206","v":"1"},null,"Lamp - TH1x500",null,72.746580334900372,3,218.2397410047011,null,0,0,11.55014959458436,0.33333333333333331,0,0,11.55014959458436,4.9094211792429674E-3,11.55014959458436,0.16666666666666666,11.55014959458436,4.590314436538903E-3,11.55014959458436,4.0032025620496396E-2,173.25224391876537,2.1598272138228944E-2,288.75373986460903,1.2221950623319483E-2,0,0,13860.179513501233,1.1123470522803115E-4,9817.6271553967072,2.4953586329427266E-4,0,0,0,0,17.609840163209952,null,11.55014959458436,0.33333333333333331,44.551102397567902,4.9094211792429674E-3,12.089866685025381,0.16666666666666666,0,4.9094211792429674E-3,6.0837477713682588,null,90.697177510429086,0.11200000000000002,2.2699999999999996,90.697177510429086,1.4200000000000001E-2,0,90.697177510429086,0.01,0,23.058850410251491,null,11.55014959458436,0.11200000000000002,12.089866685025381,1.4200000000000001E-2,0,0.01,1.465292861520809,null,33.497831924119716,0.25423999999999997,8.5164887883881946,null,{"$f":"IF($D209=\"Connection\",VLOOKUP(C209,'Input - General'!$F$62:$N$79,9,FALSE),0)","v":0},null,0.1801212933606588,56.734219994738709,10.219041083260485,null,8.6527813038891108E-2,66.953261077999187,5.7933192569011789]
[null,{"$f":"'Input - Inventory'!B207","v":199},{"$f":"'Input - Inventory'!C207","v":"TH1x500 (P09)"},{"$f":"'Input - Inventory'!D207","v":"Lamp"},{"$f":"'Input - Inventory'!E207","v":"Traffic"},{"$f":"'Input - Inventory'!F207","v":"Major > 130w"},{"$f":"'Input - Inventory'!G207","v":1},null,"Lamp - TH1x500 (P09)",null,72.746580334900372,10,727.46580334900375,null,0,0,11.55014959458436,0.33333333333333331,0,0,11.55014959458436,4.9094211792429674E-3,11.55014959458436,0.16666666666666666,11.55014959458436,4.590314436538903E-3,11.55014959458436,4.0032025620496396E-2,173.25224391876537,2.1598272138228944E-2,288.75373986460903,1.2221950623319483E-2,0,0,13860.179513501233,1.1123470522803115E-4,9817.6271553967072,2.4953586329427266E-4,0,0,0,0,17.609840163209952,null,11.55014959458436,0.33333333333333331,44.551102397567902,4.9094211792429674E-3,12.089866685025381,0.16666666666666666,0,4.9094211792429674E-3,6.0837477713682588,null,90.697177510429086,0.11200000000000002,2.2699999999999996,90.697177510429086,1.4200000000000001E-2,0,90.697177510429086,0.01,0,23.058850410251491,null,11.55014959458436,0.11200000000000002,12.089866685025381,1.4200000000000001E-2,0,0.01,1.465292861520809,null,33.497831924119716,0.25423999999999997,8.5164887883881946,null,{"$f":"IF($D210=\"Connection\",VLOOKUP(C210,'Input - General'!$F$62:$N$79,9,FALSE),0)","v":0},null,0.1801212933606588,56.734219994738709,10.219041083260485,null,8.6527813038891108E-2,66.953261077999187,5.7933192569011789]
[null,{"$f":"'Input - Inventory'!B208","v":200},{"$f":"'Input - Inventory'!C208","v":"TH1x750"},{"$f":"'Input - Inventory'!D208","v":"Lamp"},{"$f":"'Input - Inventory'!E208","v":"Traffic"},{"$f":"'Input - Inventory'!F208","v":"Major > 130w"},{"$f":"'Input - Inventory'!G208","v":"1"},null,"Lamp - TH1x750",null,85.937355037815877,4,343.74942015126351,null,0,0,11.55014959458436,0.33333333333333331,0,0,11.55014959458436,4.9094211792429674E-3,11.55014959458436,0.16666666666666666,11.55014959458436,4.590314436538903E-3,11.55014959458436,4.0032025620496396E-2,173.25224391876537,2.1598272138228944E-2,288.75373986460903,1.2221950623319483E-2,0,0,13860.179513501233,1.1123470522803115E-4,9817.6271553967072,2.4953586329427266E-4,0,0,0,0,17.609840163209952,null,34.650448783753077,0.33333333333333331,44.551102397567902,4.9094211792429674E-3,12.089866685025381,0.16666666666666666,0,4.9094211792429674E-3,13.783847501091163,null,90.697177510429086,0.11200000000000002,2.2699999999999996,90.697177510429086,1.4200000000000001E-2,0,90.697177510429086,0.01,0,23.058850410251491,null,34.650448783753077,0.11200000000000002,12.089866685025381,1.4200000000000001E-2,0,0.01,4.0525263707077057,null,33.497831924119716,0.25423999999999997,8.5164887883881946,null,{"$f":"IF($D211=\"Connection\",VLOOKUP(C211,'Input - General'!$F$62:$N$79,9,FALSE),0)","v":0},null,0.1801212933606588,67.021553233648504,12.072008851485013,null,8.6527813038891108E-2,79.093562085133513,6.8437929526823593]
[null,{"$f":"'Input - Inventory'!B209","v":201},{"$f":"'Input - Inventory'!C209","v":"1000W MBF"},{"$f":"'Input - Inventory'!D209","v":"Luminaire"},{"$f":"'Input - Inventory'!E209","v":"Traffic"},{"$f":"'Input - Inventory'!F209","v":"Major > 130w"},{"$f":"'Input - Inventory'!G209","v":0},null,"Luminaire - 1000W MBF",null,0,13,0,null,0,0,0,0,0,0,0,0,0,0,0,0,0,0,0,0,0,0,0,0,0,0,0,0,0,0,0,0,0,null,0,0,0,0,0,0,0,0,0,null,0,0,0,0,0,0,0,0,0,0,null,0,0,0,0,0,0,0,null,0,0,0,null,{"$f":"IF($D212=\"Connection\",VLOOKUP(C212,'Input - General'!$F$62:$N$79,9,FALSE),0)","v":0},null,0.1801212933606588,0,0,null,8.6527813038891108E-2,0,0]
[null,{"$f":"'Input - Inventory'!B210","v":202},{"$f":"'Input - Inventory'!C210","v":"1000W SON"},{"$f":"'Input - Inventory'!D210","v":"Luminaire"},{"$f":"'Input - Inventory'!E210","v":"Traffic"},{"$f":"'Input - Inventory'!F210","v":"Major > 130w"},{"$f":"'Input - Inventory'!G210","v":0},null,"Luminaire - 1000W SON",null,0,25,0,null,0,0,0,0,0,0,0,0,0,0,0,0,0,0,0,0,0,0,0,0,0,0,0,0,0,0,0,0,0,null,0,0,0,0,0,0,0,0,0,null,0,0,0,0,0,0,0,0,0,0,null,0,0,0,0,0,0,0,null,0,0,0,null,{"$f":"IF($D213=\"Connection\",VLOOKUP(C213,'Input - General'!$F$62:$N$79,9,FALSE),0)","v":0},null,0.1801212933606588,0,0,null,8.6527813038891108E-2,0,0]
[null,{"$f":"'Input - Inventory'!B211","v":203},{"$f":"'Input - Inventory'!C211","v":"1000W SON (P09)"},{"$f":"'Input - Inventory'!D211","v":"Luminaire"},{"$f":"'Input - Inventory'!E211","v":"Traffic"},{"$f":"'Input - Inventory'!F211","v":"Major > 130w"},{"$f":"'Input - Inventory'!G211","v":0},null,"Luminaire - 1000W SON (P09)",null,0,15,0,null,0,0,0,0,0,0,0,0,0,0,0,0,0,0,0,0,0,0,0,0,0,0,0,0,0,0,0,0,0,null,0,0,0,0,0,0,0,0,0,null,0,0,0,0,0,0,0,0,0,0,null,0,0,0,0,0,0,0,null,0,0,0,null,{"$f":"IF($D214=\"Connection\",VLOOKUP(C214,'Input - General'!$F$62:$N$79,9,FALSE),0)","v":0},null,0.1801212933606588,0,0,null,8.6527813038891108E-2,0,0]
[null,{"$f":"'Input - Inventory'!B212","v":204},{"$f":"'Input - Inventory'!C212","v":"1000W SON FLOODLIGHT"},{"$f":"'Input - Inventory'!D212","v":"Luminaire"},{"$f":"'Input - Inventory'!E212","v":"Traffic"},{"$f":"'Input - Inventory'!F212","v":"Major > 130w"},{"$f":"'Input - Inventory'!G212","v":0},null,"Luminaire - 1000W SON FLOODLIGHT",null,0,5,0,null,0,0,0,0,0,0,0,0,0,0,0,0,0,0,0,0,0,0,0,0,0,0,0,0,0,0,0,0,0,null,0,0,0,0,0,0,0,0,0,null,0,0,0,0,0,0,0,0,0,0,null,0,0,0,0,0,0,0,null,0,0,0,null,{"$f":"IF($D215=\"Connection\",VLOOKUP(C215,'Input - General'!$F$62:$N$79,9,FALSE),0)","v":0},null,0.1801212933606588,0,0,null,8.6527813038891108E-2,0,0]
[null,{"$f":"'Input - Inventory'!B213","v":205},{"$f":"'Input - Inventory'!C213","v":"1000W/1500W MBI FLOODLIG"},{"$f":"'Input - Inventory'!D213","v":"Luminaire"},{"$f":"'Input - Inventory'!E213","v":"Traffic"},{"$f":"'Input - Inventory'!F213","v":"Major > 130w"},{"$f":"'Input - Inventory'!G213","v":0},null,"Luminaire - 1000W/1500W MBI FLOODLIG",null,0,0,0,null,0,0,0,0,0,0,0,0,0,0,0,0,0,0,0,0,0,0,0,0,0,0,0,0,0,0,0,0,0,null,0,0,0,0,0,0,0,0,0,null,0,0,0,0,0,0,0,0,0,0,null,0,0,0,0,0,0,0,null,0,0,0,null,{"$f":"IF($D216=\"Connection\",VLOOKUP(C216,'Input - General'!$F$62:$N$79,9,FALSE),0)","v":0},null,0.1801212933606588,0,0,null,8.6527813038891108E-2,0,0]
[null,{"$f":"'Input - Inventory'!B214","v":206},{"$f":"'Input - Inventory'!C214","v":"100W MBI"},{"$f":"'Input - Inventory'!D214","v":"Luminaire"},{"$f":"'Input - Inventory'!E214","v":"Traffic"},{"$f":"'Input - Inventory'!F214","v":"Minor < 130w"},{"$f":"'Input - Inventory'!G214","v":0},null,"Luminaire - 100W MBI",null,0,18,0,null,0,0,0,0,0,0,0,0,0,0,0,0,0,0,0,0,0,0,0,0,0,0,0,0,0,0,0,0,0,null,0,0,0,0,0,0,0,0,0,null,0,0,0,0,0,0,0,0,0,0,null,0,0,0,0,0,0,0,null,0,0,0,null,{"$f":"IF($D217=\"Connection\",VLOOKUP(C217,'Input - General'!$F$62:$N$79,9,FALSE),0)","v":0},null,0.1801212933606588,0,0,null,8.6527813038891108E-2,0,0]
[null,{"$f":"'Input - Inventory'!B215","v":207},{"$f":"'Input - Inventory'!C215","v":"100W MBI FLOODLIGHT"},{"$f":"'Input - Inventory'!D215","v":"Luminaire"},{"$f":"'Input - Inventory'!E215","v":"Traffic"},{"$f":"'Input - Inventory'!F215","v":"Minor < 130w"},{"$f":"'Input - Inventory'!G215","v":0},null,"Luminaire - 100W MBI FLOODLIGHT",null,0,17,0,null,0,0,0,0,0,0,0,0,0,0,0,0,0,0,0,0,0,0,0,0,0,0,0,0,0,0,0,0,0,null,0,0,0,0,0,0,0,0,0,null,0,0,0,0,0,0,0,0,0,0,null,0,0,0,0,0,0,0,null,0,0,0,null,{"$f":"IF($D218=\"Connection\",VLOOKUP(C218,'Input - General'!$F$62:$N$79,9,FALSE),0)","v":0},null,0.1801212933606588,0,0,null,8.6527813038891108E-2,0,0]
[null,{"$f":"'Input - Inventory'!B216","v":208},{"$f":"'Input - Inventory'!C216","v":"100W SON"},{"$f":"'Input - Inventory'!D216","v":"Luminaire"},{"$f":"'Input - Inventory'!E216","v":"Traffic"},{"$f":"'Input - Inventory'!F216","v":"Minor < 130w"},{"$f":"'Input - Inventory'!G216","v":0},null,"Luminaire - 100W SON",null,0,542,0,null,0,0,0,0,0,0,0,0,0,0,0,0,0,0,0,0,0,0,0,0,0,0,0,0,0,0,0,0,0,null,0,0,0,0,0,0,0,0,0,null,0,0,0,0,0,0,0,0,0,0,null,0,0,0,0,0,0,0,null,0,0,0,null,{"$f":"IF($D219=\"Connection\",VLOOKUP(C219,'Input - General'!$F$62:$N$79,9,FALSE),0)","v":0},null,0.1801212933606588,0,0,null,8.6527813038891108E-2,0,0]
[null,{"$f":"'Input - Inventory'!B217","v":209},{"$f":"'Input - Inventory'!C217","v":"100W SON - PARKVILLE"},{"$f":"'Input - Inventory'!D217","v":"Luminaire"},{"$f":"'Input - Inventory'!E217","v":"Traffic"},{"$f":"'Input - Inventory'!F217","v":"Minor < 130w"},{"$f":"'Input - Inventory'!G217","v":0},null,"Luminaire - 100W SON - PARKVILLE",null,0,15,0,null,0,0,0,0,0,0,0,0,0,0,0,0,0,0,0,0,0,0,0,0,0,0,0,0,0,0,0,0,0,null,0,0,0,0,0,0,0,0,0,null,0,0,0,0,0,0,0,0,0,0,null,0,0,0,0,0,0,0,null,0,0,0,null,{"$f":"IF($D220=\"Connection\",VLOOKUP(C220,'Input - General'!$F$62:$N$79,9,FALSE),0)","v":0},null,0.1801212933606588,0,0,null,8.6527813038891108E-2,0,0]
[null,{"$f":"'Input - Inventory'!B218","v":210},{"$f":"'Input - Inventory'!C218","v":"100W SON (P09)"},{"$f":"'Input - Inventory'!D218","v":"Luminaire"},{"$f":"'Input - Inventory'!E218","v":"Traffic"},{"$f":"'Input - Inventory'!F218","v":"Minor < 130w"},{"$f":"'Input - Inventory'!G218","v":0},null,"Luminaire - 100W SON (P09)",null,0,340,0,null,0,0,0,0,0,0,0,0,0,0,0,0,0,0,0,0,0,0,0,0,0,0,0,0,0,0,0,0,0,null,0,0,0,0,0,0,0,0,0,null,0,0,0,0,0,0,0,0,0,0,null,0,0,0,0,0,0,0,null,0,0,0,null,{"$f":"IF($D221=\"Connection\",VLOOKUP(C221,'Input - General'!$F$62:$N$79,9,FALSE),0)","v":0},null,0.1801212933606588,0,0,null,8.6527813038891108E-2,0,0]
[null,{"$f":"'Input - Inventory'!B219","v":211},{"$f":"'Input - Inventory'!C219","v":"100W SON FLOODLIGHT"},{"$f":"'Input - Inventory'!D219","v":"Luminaire"},{"$f":"'Input - Inventory'!E219","v":"Traffic"},{"$f":"'Input - Inventory'!F219","v":"Minor < 130w"},{"$f":"'Input - Inventory'!G219","v":0},null,"Luminaire - 100W SON FLOODLIGHT",null,0,6,0,null,0,0,0,0,0,0,0,0,0,0,0,0,0,0,0,0,0,0,0,0,0,0,0,0,0,0,0,0,0,null,0,0,0,0,0,0,0,0,0,null,0,0,0,0,0,0,0,0,0,0,null,0,0,0,0,0,0,0,null,0,0,0,null,{"$f":"IF($D222=\"Connection\",VLOOKUP(C222,'Input - General'!$F$62:$N$79,9,FALSE),0)","v":0},null,0.1801212933606588,0,0,null,8.6527813038891108E-2,0,0]
[null,{"$f":"'Input - Inventory'!B220","v":212},{"$f":"'Input - Inventory'!C220","v":"100W SON Floodlight (P09)"},{"$f":"'Input - Inventory'!D220","v":"Luminaire"},{"$f":"'Input - Inventory'!E220","v":"Traffic"},{"$f":"'Input - Inventory'!F220","v":"Minor < 130w"},{"$f":"'Input - Inventory'!G220","v":0},null,"Luminaire - 100W SON Floodlight (P09)",null,0,4,0,null,0,0,0,0,0,0,0,0,0,0,0,0,0,0,0,0,0,0,0,0,0,0,0,0,0,0,0,0,0,null,0,0,0,0,0,0,0,0,0,null,0,0,0,0,0,0,0,0,0,0,null,0,0,0,0,0,0,0,null,0,0,0,null,{"$f":"IF($D223=\"Connection\",VLOOKUP(C223,'Input - General'!$F$62:$N$79,9,FALSE),0)","v":0},null,0.1801212933606588,0,0,null,8.6527813038891108E-2,0,0]
[null,{"$f":"'Input - Inventory'!B221","v":213},{"$f":"'Input - Inventory'!C221","v":"100W SON -PLAIN"},{"$f":"'Input - Inventory'!D221","v":"Luminaire"},{"$f":"'Input - Inventory'!E221","v":"Traffic"},{"$f":"'Input - Inventory'!F221","v":"Minor < 130w"},{"$f":"'Input - Inventory'!G221","v":0},null,"Luminaire - 100W SON -PLAIN",null,0,439,0,null,0,0,0,0,0,0,0,0,0,0,0,0,0,0,0,0,0,0,0,0,0,0,0,0,0,0,0,0,0,null,0,0,0,0,0,0,0,0,0,null,0,0,0,0,0,0,0,0,0,0,null,0,0,0,0,0,0,0,null,0,0,0,null,{"$f":"IF($D224=\"Connection\",VLOOKUP(C224,'Input - General'!$F$62:$N$79,9,FALSE),0)","v":0},null,0.1801212933606588,0,0,null,8.6527813038891108E-2,0,0]
[null,{"$f":"'Input - Inventory'!B222","v":214},{"$f":"'Input - Inventory'!C222","v":"100W SON -PLAIN (P09)"},{"$f":"'Input - Inventory'!D222","v":"Luminaire"},{"$f":"'Input - Inventory'!E222","v":"Traffic"},{"$f":"'Input - Inventory'!F222","v":"Minor < 130w"},{"$f":"'Input - Inventory'!G222","v":0},null,"Luminaire - 100W SON -PLAIN (P09)",null,0,107,0,null,0,0,0,0,0,0,0,0,0,0,0,0,0,0,0,0,0,0,0,0,0,0,0,0,0,0,0,0,0,null,0,0,0,0,0,0,0,0,0,null,0,0,0,0,0,0,0,0,0,0,null,0,0,0,0,0,0,0,null,0,0,0,null,{"$f":"IF($D225=\"Connection\",VLOOKUP(C225,'Input - General'!$F$62:$N$79,9,FALSE),0)","v":0},null,0.1801212933606588,0,0,null,8.6527813038891108E-2,0,0]
[null,{"$f":"'Input - Inventory'!B223","v":215},{"$f":"'Input - Inventory'!C223","v":"125W MBF"},{"$f":"'Input - Inventory'!D223","v":"Luminaire"},{"$f":"'Input - Inventory'!E223","v":"Traffic"},{"$f":"'Input - Inventory'!F223","v":"Minor < 130w"},{"$f":"'Input - Inventory'!G223","v":0},null,"Luminaire - 125W MBF",null,0,3283,0,null,0,0,0,0,0,0,0,0,0,0,0,0,0,0,0,0,0,0,0,0,0,0,0,0,0,0,0,0,0,null,0,0,0,0,0,0,0,0,0,null,0,0,0,0,0,0,0,0,0,0,null,0,0,0,0,0,0,0,null,0,0,0,null,{"$f":"IF($D226=\"Connection\",VLOOKUP(C226,'Input - General'!$F$62:$N$79,9,FALSE),0)","v":0},null,0.1801212933606588,0,0,null,8.6527813038891108E-2,0,0]
[null,{"$f":"'Input - Inventory'!B224","v":216},{"$f":"'Input - Inventory'!C224","v":"125W MBF - BOURKE HILL"},{"$f":"'Input - Inventory'!D224","v":"Luminaire"},{"$f":"'Input - Inventory'!E224","v":"Traffic"},{"$f":"'Input - Inventory'!F224","v":"Minor < 130w"},{"$f":"'Input - Inventory'!G224","v":0},null,"Luminaire - 125W MBF - BOURKE HILL",null,0,9,0,null,0,0,0,0,0,0,0,0,0,0,0,0,0,0,0,0,0,0,0,0,0,0,0,0,0,0,0,0,0,null,0,0,0,0,0,0,0,0,0,null,0,0,0,0,0,0,0,0,0,0,null,0,0,0,0,0,0,0,null,0,0,0,null,{"$f":"IF($D227=\"Connection\",VLOOKUP(C227,'Input - General'!$F$62:$N$79,9,FALSE),0)","v":0},null,0.1801212933606588,0,0,null,8.6527813038891108E-2,0,0]
[null,{"$f":"'Input - Inventory'!B225","v":217},{"$f":"'Input - Inventory'!C225","v":"125W MBF - HYDE PARK"},{"$f":"'Input - Inventory'!D225","v":"Luminaire"},{"$f":"'Input - Inventory'!E225","v":"Traffic"},{"$f":"'Input - Inventory'!F225","v":"Minor < 130w"},{"$f":"'Input - Inventory'!G225","v":0},null,"Luminaire - 125W MBF - HYDE PARK",null,0,168,0,null,0,0,0,0,0,0,0,0,0,0,0,0,0,0,0,0,0,0,0,0,0,0,0,0,0,0,0,0,0,null,0,0,0,0,0,0,0,0,0,null,0,0,0,0,0,0,0,0,0,0,null,0,0,0,0,0,0,0,null,0,0,0,null,{"$f":"IF($D228=\"Connection\",VLOOKUP(C228,'Input - General'!$F$62:$N$79,9,FALSE),0)","v":0},null,0.1801212933606588,0,0,null,8.6527813038891108E-2,0,0]
[null,{"$f":"'Input - Inventory'!B226","v":218},{"$f":"'Input - Inventory'!C226","v":"125W MBF - NOSTALGIA"},{"$f":"'Input - Inventory'!D226","v":"Luminaire"},{"$f":"'Input - Inventory'!E226","v":"Traffic"},{"$f":"'Input - Inventory'!F226","v":"Minor < 130w"},{"$f":"'Input - Inventory'!G226","v":0},null,"Luminaire - 125W MBF - NOSTALGIA",null,0,0,0,null,0,0,0,0,0,0,0,0,0,0,0,0,0,0,0,0,0,0,0,0,0,0,0,0,0,0,0,0,0,null,0,0,0,0,0,0,0,0,0,null,0,0,0,0,0,0,0,0,0,0,null,0,0,0,0,0,0,0,null,0,0,0,null,{"$f":"IF($D229=\"Connection\",VLOOKUP(C229,'Input - General'!$F$62:$N$79,9,FALSE),0)","v":0},null,0.1801212933606588,0,0,null,8.6527813038891108E-2,0,0]
[null,{"$f":"'Input - Inventory'!B227","v":219},{"$f":"'Input - Inventory'!C227","v":"125W MBF - PARKVILLE"},{"$f":"'Input - Inventory'!D227","v":"Luminaire"},{"$f":"'Input - Inventory'!E227","v":"Traffic"},{"$f":"'Input - Inventory'!F227","v":"Minor < 130w"},{"$f":"'Input - Inventory'!G227","v":0},null,"Luminaire - 125W MBF - PARKVILLE",null,0,6,0,null,0,0,0,0,0,0,0,0,0,0,0,0,0,0,0,0,0,0,0,0,0,0,0,0,0,0,0,0,0,null,0,0,0,0,0,0,0,0,0,null,0,0,0,0,0,0,0,0,0,0,null,0,0,0,0,0,0,0,null,0,0,0,null,{"$f":"IF($D230=\"Connection\",VLOOKUP(C230,'Input - General'!$F$62:$N$79,9,FALSE),0)","v":0},null,0.1801212933606588,0,0,null,8.6527813038891108E-2,0,0]
[null,{"$f":"'Input - Inventory'!B228","v":220},{"$f":"'Input - Inventory'!C228","v":"125W MBF (P09)"},{"$f":"'Input - Inventory'!D228","v":"Luminaire"},{"$f":"'Input - Inventory'!E228","v":"Traffic"},{"$f":"'Input - Inventory'!F228","v":"Minor < 130w"},{"$f":"'Input - Inventory'!G228","v":0},null,"Luminaire - 125W MBF (P09)",null,0,1244,0,null,0,0,0,0,0,0,0,0,0,0,0,0,0,0,0,0,0,0,0,0,0,0,0,0,0,0,0,0,0,null,0,0,0,0,0,0,0,0,0,null,0,0,0,0,0,0,0,0,0,0,null,0,0,0,0,0,0,0,null,0,0,0,null,{"$f":"IF($D231=\"Connection\",VLOOKUP(C231,'Input - General'!$F$62:$N$79,9,FALSE),0)","v":0},null,0.1801212933606588,0,0,null,8.6527813038891108E-2,0,0]
[null,{"$f":"'Input - Inventory'!B229","v":221},{"$f":"'Input - Inventory'!C229","v":"125W MBF BOLLARD"},{"$f":"'Input - Inventory'!D229","v":"Luminaire"},{"$f":"'Input - Inventory'!E229","v":"Traffic"},{"$f":"'Input - Inventory'!F229","v":"Minor < 130w"},{"$f":"'Input - Inventory'!G229","v":0},null,"Luminaire - 125W MBF BOLLARD",null,0,0,0,null,0,0,0,0,0,0,0,0,0,0,0,0,0,0,0,0,0,0,0,0,0,0,0,0,0,0,0,0,0,null,0,0,0,0,0,0,0,0,0,null,0,0,0,0,0,0,0,0,0,0,null,0,0,0,0,0,0,0,null,0,0,0,null,{"$f":"IF($D232=\"Connection\",VLOOKUP(C232,'Input - General'!$F$62:$N$79,9,FALSE),0)","v":0},null,0.1801212933606588,0,0,null,8.6527813038891108E-2,0,0]
[null,{"$f":"'Input - Inventory'!B230","v":222},{"$f":"'Input - Inventory'!C230","v":"125W MBF -PLAIN"},{"$f":"'Input - Inventory'!D230","v":"Luminaire"},{"$f":"'Input - Inventory'!E230","v":"Traffic"},{"$f":"'Input - Inventory'!F230","v":"Minor < 130w"},{"$f":"'Input - Inventory'!G230","v":0},null,"Luminaire - 125W MBF -PLAIN",null,0,794,0,null,0,0,0,0,0,0,0,0,0,0,0,0,0,0,0,0,0,0,0,0,0,0,0,0,0,0,0,0,0,null,0,0,0,0,0,0,0,0,0,null,0,0,0,0,0,0,0,0,0,0,null,0,0,0,0,0,0,0,null,0,0,0,null,{"$f":"IF($D233=\"Connection\",VLOOKUP(C233,'Input - General'!$F$62:$N$79,9,FALSE),0)","v":0},null,0.1801212933606588,0,0,null,8.6527813038891108E-2,0,0]
[null,{"$f":"'Input - Inventory'!B231","v":223},{"$f":"'Input - Inventory'!C231","v":"125W MBF -PLAIN (P09)"},{"$f":"'Input - Inventory'!D231","v":"Luminaire"},{"$f":"'Input - Inventory'!E231","v":"Traffic"},{"$f":"'Input - Inventory'!F231","v":"Minor < 130w"},{"$f":"'Input - Inventory'!G231","v":0},null,"Luminaire - 125W MBF -PLAIN (P09)",null,0,151,0,null,0,0,0,0,0,0,0,0,0,0,0,0,0,0,0,0,0,0,0,0,0,0,0,0,0,0,0,0,0,null,0,0,0,0,0,0,0,0,0,null,0,0,0,0,0,0,0,0,0,0,null,0,0,0,0,0,0,0,null,0,0,0,null,{"$f":"IF($D234=\"Connection\",VLOOKUP(C234,'Input - General'!$F$62:$N$79,9,FALSE),0)","v":0},null,0.1801212933606588,0,0,null,8.6527813038891108E-2,0,0]
[null,{"$f":"'Input - Inventory'!B232","v":224},{"$f":"'Input - Inventory'!C232","v":"125W/250W MBF FLOODLIGHT"},{"$f":"'Input - Inventory'!D232","v":"Luminaire"},{"$f":"'Input - Inventory'!E232","v":"Traffic"},{"$f":"'Input - Inventory'!F232","v":"Major > 130w"},{"$f":"'Input - Inventory'!G232","v":0},null,"Luminaire - 125W/250W MBF FLOODLIGHT",null,0,54,0,null,0,0,0,0,0,0,0,0,0,0,0,0,0,0,0,0,0,0,0,0,0,0,0,0,0,0,0,0,0,null,0,0,0,0,0,0,0,0,0,null,0,0,0,0,0,0,0,0,0,0,null,0,0,0,0,0,0,0,null,0,0,0,null,{"$f":"IF($D235=\"Connection\",VLOOKUP(C235,'Input - General'!$F$62:$N$79,9,FALSE),0)","v":0},null,0.1801212933606588,0,0,null,8.6527813038891108E-2,0,0]
[null,{"$f":"'Input - Inventory'!B233","v":225},{"$f":"'Input - Inventory'!C233","v":"135W SOX"},{"$f":"'Input - Inventory'!D233","v":"Luminaire"},{"$f":"'Input - Inventory'!E233","v":"Traffic"},{"$f":"'Input - Inventory'!F233","v":"Major > 130w"},{"$f":"'Input - Inventory'!G233","v":0},null,"Luminaire - 135W SOX",null,0,32,0,null,0,0,0,0,0,0,0,0,0,0,0,0,0,0,0,0,0,0,0,0,0,0,0,0,0,0,0,0,0,null,0,0,0,0,0,0,0,0,0,null,0,0,0,0,0,0,0,0,0,0,null,0,0,0,0,0,0,0,null,0,0,0,null,{"$f":"IF($D236=\"Connection\",VLOOKUP(C236,'Input - General'!$F$62:$N$79,9,FALSE),0)","v":0},null,0.1801212933606588,0,0,null,8.6527813038891108E-2,0,0]
[null,{"$f":"'Input - Inventory'!B234","v":226},{"$f":"'Input - Inventory'!C234","v":"150W SON"},{"$f":"'Input - Inventory'!D234","v":"Luminaire"},{"$f":"'Input - Inventory'!E234","v":"Traffic"},{"$f":"'Input - Inventory'!F234","v":"Major > 130w"},{"$f":"'Input - Inventory'!G234","v":0},null,"Luminaire - 150W SON",null,0,11707.5,0,null,0,0,0,0,0,0,0,0,0,0,0,0,0,0,0,0,0,0,0,0,0,0,0,0,0,0,0,0,0,null,0,0,0,0,0,0,0,0,0,null,0,0,0,0,0,0,0,0,0,0,null,0,0,0,0,0,0,0,null,0,0,0,null,{"$f":"IF($D237=\"Connection\",VLOOKUP(C237,'Input - General'!$F$62:$N$79,9,FALSE),0)","v":0},null,0.1801212933606588,0,0,null,8.6527813038891108E-2,0,0]
[null,{"$f":"'Input - Inventory'!B235","v":227},{"$f":"'Input - Inventory'!C235","v":"150W SON - HYDE PARK"},{"$f":"'Input - Inventory'!D235","v":"Luminaire"},{"$f":"'Input - Inventory'!E235","v":"Traffic"},{"$f":"'Input - Inventory'!F235","v":"Major > 130w"},{"$f":"'Input - Inventory'!G235","v":0},null,"Luminaire - 150W SON - HYDE PARK",null,0,16,0,null,0,0,0,0,0,0,0,0,0,0,0,0,0,0,0,0,0,0,0,0,0,0,0,0,0,0,0,0,0,null,0,0,0,0,0,0,0,0,0,null,0,0,0,0,0,0,0,0,0,0,null,0,0,0,0,0,0,0,null,0,0,0,null,{"$f":"IF($D238=\"Connection\",VLOOKUP(C238,'Input - General'!$F$62:$N$79,9,FALSE),0)","v":0},null,0.1801212933606588,0,0,null,8.6527813038891108E-2,0,0]
[null,{"$f":"'Input - Inventory'!B236","v":228},{"$f":"'Input - Inventory'!C236","v":"150W SON - PARKVILLE"},{"$f":"'Input - Inventory'!D236","v":"Luminaire"},{"$f":"'Input - Inventory'!E236","v":"Traffic"},{"$f":"'Input - Inventory'!F236","v":"Major > 130w"},{"$f":"'Input - Inventory'!G236","v":0},null,"Luminaire - 150W SON - PARKVILLE",null,0,21,0,null,0,0,0,0,0,0,0,0,0,0,0,0,0,0,0,0,0,0,0,0,0,0,0,0,0,0,0,0,0,null,0,0,0,0,0,0,0,0,0,null,0,0,0,0,0,0,0,0,0,0,null,0,0,0,0,0,0,0,null,0,0,0,null,{"$f":"IF($D239=\"Connection\",VLOOKUP(C239,'Input - General'!$F$62:$N$79,9,FALSE),0)","v":0},null,0.1801212933606588,0,0,null,8.6527813038891108E-2,0,0]
[null,{"$f":"'Input - Inventory'!B237","v":229},{"$f":"'Input - Inventory'!C237","v":"150W SON - PARKWAY 1"},{"$f":"'Input - Inventory'!D237","v":"Luminaire"},{"$f":"'Input - Inventory'!E237","v":"Traffic"},{"$f":"'Input - Inventory'!F237","v":"Major > 130w"},{"$f":"'Input - Inventory'!G237","v":0},null,"Luminaire - 150W SON - PARKWAY 1",null,0,209,0,null,0,0,0,0,0,0,0,0,0,0,0,0,0,0,0,0,0,0,0,0,0,0,0,0,0,0,0,0,0,null,0,0,0,0,0,0,0,0,0,null,0,0,0,0,0,0,0,0,0,0,null,0,0,0,0,0,0,0,null,0,0,0,null,{"$f":"IF($D240=\"Connection\",VLOOKUP(C240,'Input - General'!$F$62:$N$79,9,FALSE),0)","v":0},null,0.1801212933606588,0,0,null,8.6527813038891108E-2,0,0]
[null,{"$f":"'Input - Inventory'!B238","v":230},{"$f":"'Input - Inventory'!C238","v":"150W SON - Parkway 1 (P09)"},{"$f":"'Input - Inventory'!D238","v":"Luminaire"},{"$f":"'Input - Inventory'!E238","v":"Traffic"},{"$f":"'Input - Inventory'!F238","v":"Major > 130w"},{"$f":"'Input - Inventory'!G238","v":0},null,"Luminaire - 150W SON - Parkway 1 (P09)",null,0,32,0,null,0,0,0,0,0,0,0,0,0,0,0,0,0,0,0,0,0,0,0,0,0,0,0,0,0,0,0,0,0,null,0,0,0,0,0,0,0,0,0,null,0,0,0,0,0,0,0,0,0,0,null,0,0,0,0,0,0,0,null,0,0,0,null,{"$f":"IF($D241=\"Connection\",VLOOKUP(C241,'Input - General'!$F$62:$N$79,9,FALSE),0)","v":0},null,0.1801212933606588,0,0,null,8.6527813038891108E-2,0,0]
[null,{"$f":"'Input - Inventory'!B239","v":231},{"$f":"'Input - Inventory'!C239","v":"150W SON (P09)"},{"$f":"'Input - Inventory'!D239","v":"Luminaire"},{"$f":"'Input - Inventory'!E239","v":"Traffic"},{"$f":"'Input - Inventory'!F239","v":"Major > 130w"},{"$f":"'Input - Inventory'!G239","v":0},null,"Luminaire - 150W SON (P09)",null,0,7966,0,null,0,0,0,0,0,0,0,0,0,0,0,0,0,0,0,0,0,0,0,0,0,0,0,0,0,0,0,0,0,null,0,0,0,0,0,0,0,0,0,null,0,0,0,0,0,0,0,0,0,0,null,0,0,0,0,0,0,0,null,0,0,0,null,{"$f":"IF($D242=\"Connection\",VLOOKUP(C242,'Input - General'!$F$62:$N$79,9,FALSE),0)","v":0},null,0.1801212933606588,0,0,null,8.6527813038891108E-2,0,0]
[null,{"$f":"'Input - Inventory'!B240","v":232},{"$f":"'Input - Inventory'!C240","v":"150W SON Active Reactor"},{"$f":"'Input - Inventory'!D240","v":"Luminaire"},{"$f":"'Input - Inventory'!E240","v":"Traffic"},{"$f":"'Input - Inventory'!F240","v":"Major > 130w"},{"$f":"'Input - Inventory'!G240","v":0},null,"Luminaire - 150W SON Active Reactor",null,0,187,0,null,0,0,0,0,0,0,0,0,0,0,0,0,0,0,0,0,0,0,0,0,0,0,0,0,0,0,0,0,0,null,0,0,0,0,0,0,0,0,0,null,0,0,0,0,0,0,0,0,0,0,null,0,0,0,0,0,0,0,null,0,0,0,null,{"$f":"IF($D243=\"Connection\",VLOOKUP(C243,'Input - General'!$F$62:$N$79,9,FALSE),0)","v":0},null,0.1801212933606588,0,0,null,8.6527813038891108E-2,0,0]
[null,{"$f":"'Input - Inventory'!B241","v":233},{"$f":"'Input - Inventory'!C241","v":"150W SON FLOODLIGHT"},{"$f":"'Input - Inventory'!D241","v":"Luminaire"},{"$f":"'Input - Inventory'!E241","v":"Traffic"},{"$f":"'Input - Inventory'!F241","v":"Major > 130w"},{"$f":"'Input - Inventory'!G241","v":0},null,"Luminaire - 150W SON FLOODLIGHT",null,0,71,0,null,0,0,0,0,0,0,0,0,0,0,0,0,0,0,0,0,0,0,0,0,0,0,0,0,0,0,0,0,0,null,0,0,0,0,0,0,0,0,0,null,0,0,0,0,0,0,0,0,0,0,null,0,0,0,0,0,0,0,null,0,0,0,null,{"$f":"IF($D244=\"Connection\",VLOOKUP(C244,'Input - General'!$F$62:$N$79,9,FALSE),0)","v":0},null,0.1801212933606588,0,0,null,8.6527813038891108E-2,0,0]
[null,{"$f":"'Input - Inventory'!B242","v":234},{"$f":"'Input - Inventory'!C242","v":"150W SON Floodlight (P09)"},{"$f":"'Input - Inventory'!D242","v":"Luminaire"},{"$f":"'Input - Inventory'!E242","v":"Traffic"},{"$f":"'Input - Inventory'!F242","v":"Major > 130w"},{"$f":"'Input - Inventory'!G242","v":0},null,"Luminaire - 150W SON Floodlight (P09)",null,0,46,0,null,0,0,0,0,0,0,0,0,0,0,0,0,0,0,0,0,0,0,0,0,0,0,0,0,0,0,0,0,0,null,0,0,0,0,0,0,0,0,0,null,0,0,0,0,0,0,0,0,0,0,null,0,0,0,0,0,0,0,null,0,0,0,null,{"$f":"IF($D245=\"Connection\",VLOOKUP(C245,'Input - General'!$F$62:$N$79,9,FALSE),0)","v":0},null,0.1801212933606588,0,0,null,8.6527813038891108E-2,0,0]
[null,{"$f":"'Input - Inventory'!B243","v":235},{"$f":"'Input - Inventory'!C243","v":"150W SON GEC 'BOSTON 3'"},{"$f":"'Input - Inventory'!D243","v":"Luminaire"},{"$f":"'Input - Inventory'!E243","v":"Traffic"},{"$f":"'Input - Inventory'!F243","v":"Major > 130w"},{"$f":"'Input - Inventory'!G243","v":0},null,"Luminaire - 150W SON GEC 'BOSTON 3'",null,0,45,0,null,0,0,0,0,0,0,0,0,0,0,0,0,0,0,0,0,0,0,0,0,0,0,0,0,0,0,0,0,0,null,0,0,0,0,0,0,0,0,0,null,0,0,0,0,0,0,0,0,0,0,null,0,0,0,0,0,0,0,null,0,0,0,null,{"$f":"IF($D246=\"Connection\",VLOOKUP(C246,'Input - General'!$F$62:$N$79,9,FALSE),0)","v":0},null,0.1801212933606588,0,0,null,8.6527813038891108E-2,0,0]
[null,{"$f":"'Input - Inventory'!B244","v":236},{"$f":"'Input - Inventory'!C244","v":"150W/250W MBI FLOODLIGHT"},{"$f":"'Input - Inventory'!D244","v":"Luminaire"},{"$f":"'Input - Inventory'!E244","v":"Traffic"},{"$f":"'Input - Inventory'!F244","v":"Major > 130w"},{"$f":"'Input - Inventory'!G244","v":0},null,"Luminaire - 150W/250W MBI FLOODLIGHT",null,0,47,0,null,0,0,0,0,0,0,0,0,0,0,0,0,0,0,0,0,0,0,0,0,0,0,0,0,0,0,0,0,0,null,0,0,0,0,0,0,0,0,0,null,0,0,0,0,0,0,0,0,0,0,null,0,0,0,0,0,0,0,null,0,0,0,null,{"$f":"IF($D247=\"Connection\",VLOOKUP(C247,'Input - General'!$F$62:$N$79,9,FALSE),0)","v":0},null,0.1801212933606588,0,0,null,8.6527813038891108E-2,0,0]
[null,{"$f":"'Input - Inventory'!B245","v":237},{"$f":"'Input - Inventory'!C245","v":"180W SOX"},{"$f":"'Input - Inventory'!D245","v":"Luminaire"},{"$f":"'Input - Inventory'!E245","v":"Traffic"},{"$f":"'Input - Inventory'!F245","v":"Major > 130w"},{"$f":"'Input - Inventory'!G245","v":0},null,"Luminaire - 180W SOX",null,0,0,0,null,0,0,0,0,0,0,0,0,0,0,0,0,0,0,0,0,0,0,0,0,0,0,0,0,0,0,0,0,0,null,0,0,0,0,0,0,0,0,0,null,0,0,0,0,0,0,0,0,0,0,null,0,0,0,0,0,0,0,null,0,0,0,null,{"$f":"IF($D248=\"Connection\",VLOOKUP(C248,'Input - General'!$F$62:$N$79,9,FALSE),0)","v":0},null,0.1801212933606588,0,0,null,8.6527813038891108E-2,0,0]
[null,{"$f":"'Input - Inventory'!B246","v":238},{"$f":"'Input - Inventory'!C246","v":"1x29W LED"},{"$f":"'Input - Inventory'!D246","v":"Luminaire"},{"$f":"'Input - Inventory'!E246","v":"NonTraffic"},{"$f":"'Input - Inventory'!F246","v":"Minor < 130w"},{"$f":"'Input - Inventory'!G246","v":0},null,"Luminaire - 1x29W LED",null,0,1392,0,null,0,0,0,0,0,0,0,0,0,0,0,0,0,0,0,0,0,0,0,0,0,0,0,0,0,0,0,0,0,null,0,0,0,0,0,0,0,0,0,null,0,0,0,0,0,0,0,0,0,0,null,0,0,0,0,0,0,0,null,0,0,0,null,{"$f":"IF($D249=\"Connection\",VLOOKUP(C249,'Input - General'!$F$62:$N$79,9,FALSE),0)","v":0},null,0.1801212933606588,0,0,null,8.6527813038891108E-2,0,0]
[null,{"$f":"'Input - Inventory'!B247","v":239},{"$f":"'Input - Inventory'!C247","v":"1x40W TF"},{"$f":"'Input - Inventory'!D247","v":"Luminaire"},{"$f":"'Input - Inventory'!E247","v":"NonTraffic"},{"$f":"'Input - Inventory'!F247","v":"Minor < 130w"},{"$f":"'Input - Inventory'!G247","v":0},null,"Luminaire - 1x40W TF",null,0,594,0,null,0,0,0,0,0,0,0,0,0,0,0,0,0,0,0,0,0,0,0,0,0,0,0,0,0,0,0,0,0,null,0,0,0,0,0,0,0,0,0,null,0,0,0,0,0,0,0,0,0,0,null,0,0,0,0,0,0,0,null,0,0,0,null,{"$f":"IF($D250=\"Connection\",VLOOKUP(C250,'Input - General'!$F$62:$N$79,9,FALSE),0)","v":0},null,0.1801212933606588,0,0,null,8.6527813038891108E-2,0,0]
[null,{"$f":"'Input - Inventory'!B248","v":240},{"$f":"'Input - Inventory'!C248","v":"1x80W TF"},{"$f":"'Input - Inventory'!D248","v":"Luminaire"},{"$f":"'Input - Inventory'!E248","v":"NonTraffic"},{"$f":"'Input - Inventory'!F248","v":"Minor < 130w"},{"$f":"'Input - Inventory'!G248","v":0},null,"Luminaire - 1x80W TF",null,0,119,0,null,0,0,0,0,0,0,0,0,0,0,0,0,0,0,0,0,0,0,0,0,0,0,0,0,0,0,0,0,0,null,0,0,0,0,0,0,0,0,0,null,0,0,0,0,0,0,0,0,0,0,null,0,0,0,0,0,0,0,null,0,0,0,null,{"$f":"IF($D251=\"Connection\",VLOOKUP(C251,'Input - General'!$F$62:$N$79,9,FALSE),0)","v":0},null,0.1801212933606588,0,0,null,8.6527813038891108E-2,0,0]
[null,{"$f":"'Input - Inventory'!B249","v":241},{"$f":"'Input - Inventory'!C249","v":"250W MBF"},{"$f":"'Input - Inventory'!D249","v":"Luminaire"},{"$f":"'Input - Inventory'!E249","v":"Traffic"},{"$f":"'Input - Inventory'!F249","v":"Major > 130w"},{"$f":"'Input - Inventory'!G249","v":0},null,"Luminaire - 250W MBF",null,0,17196,0,null,0,0,0,0,0,0,0,0,0,0,0,0,0,0,0,0,0,0,0,0,0,0,0,0,0,0,0,0,0,null,0,0,0,0,0,0,0,0,0,null,0,0,0,0,0,0,0,0,0,0,null,0,0,0,0,0,0,0,null,0,0,0,null,{"$f":"IF($D252=\"Connection\",VLOOKUP(C252,'Input - General'!$F$62:$N$79,9,FALSE),0)","v":0},null,0.1801212933606588,0,0,null,8.6527813038891108E-2,0,0]
[null,{"$f":"'Input - Inventory'!B250","v":242},{"$f":"'Input - Inventory'!C250","v":"250W MBF - PARKVILLE"},{"$f":"'Input - Inventory'!D250","v":"Luminaire"},{"$f":"'Input - Inventory'!E250","v":"Traffic"},{"$f":"'Input - Inventory'!F250","v":"Major > 130w"},{"$f":"'Input - Inventory'!G250","v":0},null,"Luminaire - 250W MBF - PARKVILLE",null,0,0,0,null,0,0,0,0,0,0,0,0,0,0,0,0,0,0,0,0,0,0,0,0,0,0,0,0,0,0,0,0,0,null,0,0,0,0,0,0,0,0,0,null,0,0,0,0,0,0,0,0,0,0,null,0,0,0,0,0,0,0,null,0,0,0,null,{"$f":"IF($D253=\"Connection\",VLOOKUP(C253,'Input - General'!$F$62:$N$79,9,FALSE),0)","v":0},null,0.1801212933606588,0,0,null,8.6527813038891108E-2,0,0]
[null,{"$f":"'Input - Inventory'!B251","v":243},{"$f":"'Input - Inventory'!C251","v":"250W MBF - PARKWAY 1"},{"$f":"'Input - Inventory'!D251","v":"Luminaire"},{"$f":"'Input - Inventory'!E251","v":"Traffic"},{"$f":"'Input - Inventory'!F251","v":"Major > 130w"},{"$f":"'Input - Inventory'!G251","v":0},null,"Luminaire - 250W MBF - PARKWAY 1",null,0,782,0,null,0,0,0,0,0,0,0,0,0,0,0,0,0,0,0,0,0,0,0,0,0,0,0,0,0,0,0,0,0,null,0,0,0,0,0,0,0,0,0,null,0,0,0,0,0,0,0,0,0,0,null,0,0,0,0,0,0,0,null,0,0,0,null,{"$f":"IF($D254=\"Connection\",VLOOKUP(C254,'Input - General'!$F$62:$N$79,9,FALSE),0)","v":0},null,0.1801212933606588,0,0,null,8.6527813038891108E-2,0,0]
[null,{"$f":"'Input - Inventory'!B252","v":244},{"$f":"'Input - Inventory'!C252","v":"250W MBI - SMARTPOLE"},{"$f":"'Input - Inventory'!D252","v":"Luminaire"},{"$f":"'Input - Inventory'!E252","v":"Traffic"},{"$f":"'Input - Inventory'!F252","v":"Major > 130w"},{"$f":"'Input - Inventory'!G252","v":0},null,"Luminaire - 250W MBI - SMARTPOLE",null,0,21,0,null,0,0,0,0,0,0,0,0,0,0,0,0,0,0,0,0,0,0,0,0,0,0,0,0,0,0,0,0,0,null,0,0,0,0,0,0,0,0,0,null,0,0,0,0,0,0,0,0,0,0,null,0,0,0,0,0,0,0,null,0,0,0,null,{"$f":"IF($D255=\"Connection\",VLOOKUP(C255,'Input - General'!$F$62:$N$79,9,FALSE),0)","v":0},null,0.1801212933606588,0,0,null,8.6527813038891108E-2,0,0]
[null,{"$f":"'Input - Inventory'!B253","v":245},{"$f":"'Input - Inventory'!C253","v":"250W SON"},{"$f":"'Input - Inventory'!D253","v":"Luminaire"},{"$f":"'Input - Inventory'!E253","v":"Traffic"},{"$f":"'Input - Inventory'!F253","v":"Major > 130w"},{"$f":"'Input - Inventory'!G253","v":0},null,"Luminaire - 250W SON",null,0,14498,0,null,0,0,0,0,0,0,0,0,0,0,0,0,0,0,0,0,0,0,0,0,0,0,0,0,0,0,0,0,0,null,0,0,0,0,0,0,0,0,0,null,0,0,0,0,0,0,0,0,0,0,null,0,0,0,0,0,0,0,null,0,0,0,null,{"$f":"IF($D256=\"Connection\",VLOOKUP(C256,'Input - General'!$F$62:$N$79,9,FALSE),0)","v":0},null,0.1801212933606588,0,0,null,8.6527813038891108E-2,0,0]
[null,{"$f":"'Input - Inventory'!B254","v":246},{"$f":"'Input - Inventory'!C254","v":"250W SON - PARKVILLE"},{"$f":"'Input - Inventory'!D254","v":"Luminaire"},{"$f":"'Input - Inventory'!E254","v":"Traffic"},{"$f":"'Input - Inventory'!F254","v":"Major > 130w"},{"$f":"'Input - Inventory'!G254","v":0},null,"Luminaire - 250W SON - PARKVILLE",null,0,2,0,null,0,0,0,0,0,0,0,0,0,0,0,0,0,0,0,0,0,0,0,0,0,0,0,0,0,0,0,0,0,null,0,0,0,0,0,0,0,0,0,null,0,0,0,0,0,0,0,0,0,0,null,0,0,0,0,0,0,0,null,0,0,0,null,{"$f":"IF($D257=\"Connection\",VLOOKUP(C257,'Input - General'!$F$62:$N$79,9,FALSE),0)","v":0},null,0.1801212933606588,0,0,null,8.6527813038891108E-2,0,0]
[null,{"$f":"'Input - Inventory'!B255","v":247},{"$f":"'Input - Inventory'!C255","v":"250W SON - PARKWAY 1"},{"$f":"'Input - Inventory'!D255","v":"Luminaire"},{"$f":"'Input - Inventory'!E255","v":"Traffic"},{"$f":"'Input - Inventory'!F255","v":"Major > 130w"},{"$f":"'Input - Inventory'!G255","v":0},null,"Luminaire - 250W SON - PARKWAY 1",null,0,28,0,null,0,0,0,0,0,0,0,0,0,0,0,0,0,0,0,0,0,0,0,0,0,0,0,0,0,0,0,0,0,null,0,0,0,0,0,0,0,0,0,null,0,0,0,0,0,0,0,0,0,0,null,0,0,0,0,0,0,0,null,0,0,0,null,{"$f":"IF($D258=\"Connection\",VLOOKUP(C258,'Input - General'!$F$62:$N$79,9,FALSE),0)","v":0},null,0.1801212933606588,0,0,null,8.6527813038891108E-2,0,0]
[null,{"$f":"'Input - Inventory'!B256","v":248},{"$f":"'Input - Inventory'!C256","v":"250W SON - Parkway 1(P09)"},{"$f":"'Input - Inventory'!D256","v":"Luminaire"},{"$f":"'Input - Inventory'!E256","v":"Traffic"},{"$f":"'Input - Inventory'!F256","v":"Major > 130w"},{"$f":"'Input - Inventory'!G256","v":0},null,"Luminaire - 250W SON - Parkway 1(P09)",null,0,21,0,null,0,0,0,0,0,0,0,0,0,0,0,0,0,0,0,0,0,0,0,0,0,0,0,0,0,0,0,0,0,null,0,0,0,0,0,0,0,0,0,null,0,0,0,0,0,0,0,0,0,0,null,0,0,0,0,0,0,0,null,0,0,0,null,{"$f":"IF($D259=\"Connection\",VLOOKUP(C259,'Input - General'!$F$62:$N$79,9,FALSE),0)","v":0},null,0.1801212933606588,0,0,null,8.6527813038891108E-2,0,0]
[null,{"$f":"'Input - Inventory'!B257","v":249},{"$f":"'Input - Inventory'!C257","v":"250W SON (P09)"},{"$f":"'Input - Inventory'!D257","v":"Luminaire"},{"$f":"'Input - Inventory'!E257","v":"Traffic"},{"$f":"'Input - Inventory'!F257","v":"Major > 130w"},{"$f":"'Input - Inventory'!G257","v":0},null,"Luminaire - 250W SON (P09)",null,0,9417,0,null,0,0,0,0,0,0,0,0,0,0,0,0,0,0,0,0,0,0,0,0,0,0,0,0,0,0,0,0,0,null,0,0,0,0,0,0,0,0,0,null,0,0,0,0,0,0,0,0,0,0,null,0,0,0,0,0,0,0,null,0,0,0,null,{"$f":"IF($D260=\"Connection\",VLOOKUP(C260,'Input - General'!$F$62:$N$79,9,FALSE),0)","v":0},null,0.1801212933606588,0,0,null,8.6527813038891108E-2,0,0]
[null,{"$f":"'Input - Inventory'!B258","v":250},{"$f":"'Input - Inventory'!C258","v":"250W SON Active Reactor"},{"$f":"'Input - Inventory'!D258","v":"Luminaire"},{"$f":"'Input - Inventory'!E258","v":"Traffic"},{"$f":"'Input - Inventory'!F258","v":"Major > 130w"},{"$f":"'Input - Inventory'!G258","v":0},null,"Luminaire - 250W SON Active Reactor",null,0,220,0,null,0,0,0,0,0,0,0,0,0,0,0,0,0,0,0,0,0,0,0,0,0,0,0,0,0,0,0,0,0,null,0,0,0,0,0,0,0,0,0,null,0,0,0,0,0,0,0,0,0,0,null,0,0,0,0,0,0,0,null,0,0,0,null,{"$f":"IF($D261=\"Connection\",VLOOKUP(C261,'Input - General'!$F$62:$N$79,9,FALSE),0)","v":0},null,0.1801212933606588,0,0,null,8.6527813038891108E-2,0,0]
[null,{"$f":"'Input - Inventory'!B259","v":251},{"$f":"'Input - Inventory'!C259","v":"250W SON FLOODLIGHT"},{"$f":"'Input - Inventory'!D259","v":"Luminaire"},{"$f":"'Input - Inventory'!E259","v":"Traffic"},{"$f":"'Input - Inventory'!F259","v":"Major > 130w"},{"$f":"'Input - Inventory'!G259","v":0},null,"Luminaire - 250W SON FLOODLIGHT",null,0,929,0,null,0,0,0,0,0,0,0,0,0,0,0,0,0,0,0,0,0,0,0,0,0,0,0,0,0,0,0,0,0,null,0,0,0,0,0,0,0,0,0,null,0,0,0,0,0,0,0,0,0,0,null,0,0,0,0,0,0,0,null,0,0,0,null,{"$f":"IF($D262=\"Connection\",VLOOKUP(C262,'Input - General'!$F$62:$N$79,9,FALSE),0)","v":0},null,0.1801212933606588,0,0,null,8.6527813038891108E-2,0,0]
[null,{"$f":"'Input - Inventory'!B260","v":252},{"$f":"'Input - Inventory'!C260","v":"250W SON Floodlight (P09)"},{"$f":"'Input - Inventory'!D260","v":"Luminaire"},{"$f":"'Input - Inventory'!E260","v":"Traffic"},{"$f":"'Input - Inventory'!F260","v":"Major > 130w"},{"$f":"'Input - Inventory'!G260","v":0},null,"Luminaire - 250W SON Floodlight (P09)",null,0,423,0,null,0,0,0,0,0,0,0,0,0,0,0,0,0,0,0,0,0,0,0,0,0,0,0,0,0,0,0,0,0,null,0,0,0,0,0,0,0,0,0,null,0,0,0,0,0,0,0,0,0,0,null,0,0,0,0,0,0,0,null,0,0,0,null,{"$f":"IF($D263=\"Connection\",VLOOKUP(C263,'Input - General'!$F$62:$N$79,9,FALSE),0)","v":0},null,0.1801212933606588,0,0,null,8.6527813038891108E-2,0,0]
[null,{"$f":"'Input - Inventory'!B261","v":253},{"$f":"'Input - Inventory'!C261","v":"250W SON GEC 'BOSTON 3'"},{"$f":"'Input - Inventory'!D261","v":"Luminaire"},{"$f":"'Input - Inventory'!E261","v":"Traffic"},{"$f":"'Input - Inventory'!F261","v":"Major > 130w"},{"$f":"'Input - Inventory'!G261","v":0},null,"Luminaire - 250W SON GEC 'BOSTON 3'",null,0,103,0,null,0,0,0,0,0,0,0,0,0,0,0,0,0,0,0,0,0,0,0,0,0,0,0,0,0,0,0,0,0,null,0,0,0,0,0,0,0,0,0,null,0,0,0,0,0,0,0,0,0,0,null,0,0,0,0,0,0,0,null,0,0,0,null,{"$f":"IF($D264=\"Connection\",VLOOKUP(C264,'Input - General'!$F$62:$N$79,9,FALSE),0)","v":0},null,0.1801212933606588,0,0,null,8.6527813038891108E-2,0,0]
[null,{"$f":"'Input - Inventory'!B262","v":254},{"$f":"'Input - Inventory'!C262","v":"2X14W TF - T5 PIERLIGHT"},{"$f":"'Input - Inventory'!D262","v":"Luminaire"},{"$f":"'Input - Inventory'!E262","v":"NonTraffic"},{"$f":"'Input - Inventory'!F262","v":"Minor < 130w"},{"$f":"'Input - Inventory'!G262","v":0},null,"Luminaire - 2X14W TF - T5 PIERLIGHT",null,0,145,0,null,0,0,0,0,0,0,0,0,0,0,0,0,0,0,0,0,0,0,0,0,0,0,0,0,0,0,0,0,0,null,0,0,0,0,0,0,0,0,0,null,0,0,0,0,0,0,0,0,0,0,null,0,0,0,0,0,0,0,null,0,0,0,null,{"$f":"IF($D265=\"Connection\",VLOOKUP(C265,'Input - General'!$F$62:$N$79,9,FALSE),0)","v":0},null,0.1801212933606588,0,0,null,8.6527813038891108E-2,0,0]
[null,{"$f":"'Input - Inventory'!B263","v":255},{"$f":"'Input - Inventory'!C263","v":"2x14W TF - T5 Pierlight (P09)"},{"$f":"'Input - Inventory'!D263","v":"Luminaire"},{"$f":"'Input - Inventory'!E263","v":"NonTraffic"},{"$f":"'Input - Inventory'!F263","v":"Minor < 130w"},{"$f":"'Input - Inventory'!G263","v":0},null,"Luminaire - 2x14W TF - T5 Pierlight (P09)",null,0,13,0,null,0,0,0,0,0,0,0,0,0,0,0,0,0,0,0,0,0,0,0,0,0,0,0,0,0,0,0,0,0,null,0,0,0,0,0,0,0,0,0,null,0,0,0,0,0,0,0,0,0,0,null,0,0,0,0,0,0,0,null,0,0,0,null,{"$f":"IF($D266=\"Connection\",VLOOKUP(C266,'Input - General'!$F$62:$N$79,9,FALSE),0)","v":0},null,0.1801212933606588,0,0,null,8.6527813038891108E-2,0,0]
[null,{"$f":"'Input - Inventory'!B264","v":256},{"$f":"'Input - Inventory'!C264","v":"2x14W TF - T5 PIERLITE M"},{"$f":"'Input - Inventory'!D264","v":"Luminaire"},{"$f":"'Input - Inventory'!E264","v":"NonTraffic"},{"$f":"'Input - Inventory'!F264","v":"Minor < 130w"},{"$f":"'Input - Inventory'!G264","v":0},null,"Luminaire - 2x14W TF - T5 PIERLITE M",null,0,0,0,null,0,0,0,0,0,0,0,0,0,0,0,0,0,0,0,0,0,0,0,0,0,0,0,0,0,0,0,0,0,null,0,0,0,0,0,0,0,0,0,null,0,0,0,0,0,0,0,0,0,0,null,0,0,0,0,0,0,0,null,0,0,0,null,{"$f":"IF($D267=\"Connection\",VLOOKUP(C267,'Input - General'!$F$62:$N$79,9,FALSE),0)","v":0},null,0.1801212933606588,0,0,null,8.6527813038891108E-2,0,0]
[null,{"$f":"'Input - Inventory'!B265","v":257},{"$f":"'Input - Inventory'!C265","v":"2x175W MBF - PARKWAY 2"},{"$f":"'Input - Inventory'!D265","v":"Luminaire"},{"$f":"'Input - Inventory'!E265","v":"Traffic"},{"$f":"'Input - Inventory'!F265","v":"Major > 130w"},{"$f":"'Input - Inventory'!G265","v":0},null,"Luminaire - 2x175W MBF - PARKWAY 2",null,0,0,{"$f":"L268*K268","v":0},null,0,{"$f":"IF(AND($D268=\"Lamp\",CycleBulkTask1<>0, OR($F268=O$9,O$9=\"All\")),1/CycleBulkTask1,0)","v":0},0,{"$f":"IF(AND($D268=\"Lamp\",CycleBulkTask2<>0, OR($F268=Q$9,Q$9=\"All\")),1/CycleBulkTask2,0)","v":0},0,{"$f":"IF(AND($D268=\"Lamp\",CycleBulkTask3<>0, OR($F268=S$9,S$9=\"All\")),1/CycleBulkTask3,0)","v":0},0,{"$f":"IF(AND($D268=\"Lamp\",CycleBulkTask4<>0, OR($F268=U$9,U$9=\"All\")),1/CycleBulkTask4,0)","v":0},0,{"$f":"IF(AND($D268=\"Lamp\",CycleBulkTask5<>0, OR($F268=W$9,W$9=\"All\")),1/CycleBulkTask5,0)","v":0},0,{"$f":"IF(AND($D268=\"Lamp\",CycleBulkTask6<>0, OR($F268=Y$9,Y$9=\"All\")),1/CycleBulkTask6,0)","v":0},0,{"$f":"IF(AND($D268=\"Lamp\",CycleBulkTask7<>0, OR($F268=AA$9,AA$9=\"All\")),1/CycleBulkTask7,0)","v":0},0,{"$f":"IF(AND($D268=\"Lamp\",CycleBulkTask8<>0, OR($F268=AC$9,AC$9=\"All\")),1/CycleBulkTask8,0)","v":0},0,{"$f":"IF(AND($D268=\"Lamp\",CycleBulkTask9<>0, OR($F268=AE$9,AE$9=\"All\")),1/CycleBulkTask9,0)","v":0},0,{"$f":"IF(AND($D268=\"Lamp\",CycleBulkTask10<>0, OR($F268=AG$9,AG$9=\"All\")),1/CycleBulkTask10,0)","v":0},0,{"$f":"IF(AND($D268=\"Lamp\",CycleBulkTask11<>0, OR($F268=AI$9,AI$9=\"All\")),1/CycleBulkTask11,0)","v":0},0,{"$f":"IF(AND($D268=\"Lamp\",CycleBulkTask12<>0, OR($F268=AK$9,AK$9=\"All\")),1/CycleBulkTask12,0)","v":0},0,{"$f":"IF(AND($D268=\"Lamp\",CycleBulkTask13<>0, OR($F268=AM$9,AM$9=\"All\")),1/CycleBulkTask13,0)","v":0},0,{"$f":"IF(AND($D268=\"Lamp\",CycleBulkTask14<>0, OR($F268=AO$9,AO$9=\"All\")),1/CycleBulkTask14,0)","v":0},{"$f":"O268*P268+Q268*R268+S268*T268+U268*V268+W268*X268+Y268*Z268+AA268*AB268+AC268*AD268+AE268*AF268+AG268*AH268+AI268*AJ268+AK268*AL268+AM268*AN268+AO268*AP268","v":0},null,0,{"$f":"MAX(P268,R268)","v":0},0,{"$f":"MAX(T268,V268)","v":0},0,{"$f":"X268","v":0},0,{"$f":"INDIRECT($E268)*$V268 +(1-INDIRECT($E268))*$T268","v":0},{"$f":"AS268*AT268+AU268*AV268+AW268*AX268+AY268*AZ268","v":0},null,{"$f":"IF($D268=$AS$9,(INDIRECT(\"PriceLabour\" & \"FY19\")*ProportionStandardHours + INDIRECT(\"PriceLabourOvertime\" & \"FY19\")*ProportionOvertimeHours)*(1+RateOnCostAnnual),0)","v":0},{"$f":"BO268","v":0},{"$f":"IF($D268=\"Lamp\",(NumberOfCrew+INDIRECT($E268)*TrafficController)*(TimeToReplaceLamp),0)","v":0},{"$f":"IF($D268=$AS$9,(INDIRECT(\"PriceLabour\" & \"FY19\")*ProportionStandardHours + INDIRECT(\"PriceLabourOvertime\" & \"FY19\")*ProportionOvertimeHours)*(1+RateOnCostAnnual),0)","v":0},{"$f":"BQ268","v":0},{"$f":"IF($D268=\"Lamp\",(NumberOfCrew+INDIRECT($E268)*TrafficController)*(TimeForPECellReplace),0)","v":0},{"$f":"IF($D268=$AS$9,(INDIRECT(\"PriceLabour\" & \"FY19\")*ProportionStandardHours + INDIRECT(\"PriceLabourOvertime\" & \"FY19\")*ProportionOvertimeHours)*(1+RateOnCostAnnual),0)","v":0},{"$f":"BS268","v":0},{"$f":"IF($D268=\"Lamp\",(NumberOfCrew+INDIRECT($E268)*TrafficController)*(TimeForOtherSpot),0)","v":0},{"$f":"BC268*BD268*BE268+BF268*BG268*BH268+BI268*BJ268*BK268","v":0},null,0,{"$f":"IF($D268=\"Lamp\",INDIRECT(BO$10 & $B268),0)","v":0},0,{"$f":"IF($D268=\"Lamp\",INDIRECT(\"FailurePECell\" & \"Annual\"),0)","v":0},0,{"$f":"IF($D268=\"Lamp\",INDIRECT(\"FailureMisc\" & \"Annual\"),0)","v":0},{"$f":"BN268*BO268+BP268*BQ268+BR268*BS268","v":0},null,0,{"$f":"BD268*BE268+BG268*BH268+BJ268*BK268","v":0},{"$f":"BV268*BW268","v":0},null,{"$f":"IF($D268=\"Connection\",VLOOKUP(C268,'Input - General'!$F$62:$N$79,9,FALSE),0)","v":0},null,{"$f":"RateOverhead","v":0.1801212933606588},{"$f":"BX268+BL268+BT268+BA268+AQ268+BZ268","v":0},{"$f":"CC268*CB268","v":0},null,{"$f":"CorporateOverheads","v":8.6527813038891108E-2},0,{"$f":"CG268*CF268","v":0}]
[null,{"$f":"'Input - Inventory'!B266","v":258},{"$f":"'Input - Inventory'!C266","v":"2x20W TF"},{"$f":"'Input - Inventory'!D266","v":"Luminaire"},{"$f":"'Input - Inventory'!E266","v":"NonTraffic"},{"$f":"'Input - Inventory'!F266","v":"Minor < 130w"},{"$f":"'Input - Inventory'!G266","v":0},null,{"$f":"CONCATENATE(D269,\" - \",C269)","v":"Luminaire - 2x20W TF"},null,{"$f":"AQ269+BA269+BL269+BT269+BX269+BZ269+CD269+CH269","v":0},{"$f":"INDIRECT(L$10&$B269&\"FY19\")","v":18824},0,null,{"$f":"IF(AND($D269=\"Lamp\", OR($F269=O$9, O$9=\"All\")),INDIRECT(\"PriceBulkTask1\" & \"FY19\"),0)","v":0},0,{"$f":"IF(AND($D269=\"Lamp\", OR($F269=Q$9, Q$9=\"All\")),INDIRECT(\"PriceBulkTask2\" & \"FY19\"),0)","v":0},0,{"$f":"IF(AND($D269=\"Lamp\", OR($F269=S$9, S$9=\"All\")),INDIRECT(\"PriceBulkTask3\" & \"FY19\"),0)","v":0},0,{"$f":"IF(AND($D269=\"Lamp\", OR($F269=U$9, U$9=\"All\")),INDIRECT(\"PriceBulkTask4\" & \"FY19\"),0)","v":0},0,{"$f":"IF(AND($D269=\"Lamp\", OR($F269=W$9, W$9=\"All\")),INDIRECT(\"PriceBulkTask5\" & \"FY19\"),0)","v":0},0,{"$f":"IF(AND($D269=\"Lamp\", OR($F269=Y$9, Y$9=\"All\")),INDIRECT(\"PriceBulkTask6\" & \"FY19\"),0)","v":0},0,{"$f":"IF(AND($D269=\"Lamp\", OR($F269=AA$9, AA$9=\"All\")),INDIRECT(\"PriceBulkTask7\" & \"FY19\"),0)","v":0},0,{"$f":"IF(AND($D269=\"Lamp\", OR($F269=AC$9, AC$9=\"All\")),INDIRECT(\"PriceBulkTask8\" & \"FY19\"),0)","v":0},0,{"$f":"IF(AND($D269=\"Lamp\", OR($F269=AE$9, AE$9=\"All\")),INDIRECT(\"PriceBulkTask9\" & \"FY19\"),0)","v":0},0,{"$f":"IF(AND($D269=\"Lamp\", OR($F269=AG$9, AG$9=\"All\")),INDIRECT(\"PriceBulkTask10\" & \"FY19\"),0)","v":0},0,{"$f":"IF(AND($D269=\"Lamp\", OR($F269=AI$9, AI$9=\"All\")),INDIRECT(\"PriceBulkTask11\" & \"FY19\"),0)","v":0},0,{"$f":"IF(AND($D269=\"Lamp\", OR($F269=AK$9, AK$9=\"All\")),INDIRECT(\"PriceBulkTask12\" & \"FY19\"),0)","v":0},0,{"$f":"IF(AND($D269=\"Lamp\", OR($F269=AM$9, AM$9=\"All\")),INDIRECT(\"PriceBulkTask13\" & \"FY19\"),0)","v":0},0,{"$f":"IF(AND($D269=\"Lamp\", OR($F269=AO$9, AO$9=\"All\")),INDIRECT(\"PriceBulkTask14\" & \"FY19\"),0)","v":0},0,0,null,{"$f":"IF($D269=\"Lamp\",$G269*INDIRECT(\"Price\" & $B269 & \"FY19\"),0)","v":0},0,{"$f":"IF($D269=\"Lamp\",INDIRECT(\"PriceVisor\" & \"FY19\"),0)","v":0},0,{"$f":"IF($D269=\"Lamp\",INDIRECT(\"PricePECell\" & \"FY19\"),0)","v":0},0,{"$f":"IF($D269=\"Lamp\",INDIRECT(\"PriceMisc\" & \"FY19\"),0)","v":0},0,0,null,0,0,0,0,0,0,0,0,0,0,null,{"$f":"IF($D269=\"Lamp\",INDIRECT(\"Price\" & $B269 & \"FY19\"),0)","v":0},0,{"$f":"IF($D269=\"Lamp\",INDIRECT(\"pRICEpecELL\" & \"FY19\"),0)","v":0},0,{"$f":"IF($D269=\"Lamp\",INDIRECT(\"PriceMisc\" & \"FY19\"),0)","v":0},0,0,null,{"$f":"IF(AND($D269=\"Lamp\"),INDIRECT(\"PriceEWP\"&\"FY19\"),0)","v":0},0,0,null,{"$f":"IF($D269=\"Connection\",VLOOKUP(C269,'Input - General'!$F$62:$N$79,9,FALSE),0)","v":0},null,0.1801212933606588,0,0,null,8.6527813038891108E-2,{"$f":"AQ269+BA269+BL269+BT269+BX269+BZ269+CD269","v":0},0]
[null,{"$f":"'Input - Inventory'!B267","v":259},{"$f":"'Input - Inventory'!C267","v":"2x20W TF - WAVERLEY"},{"$f":"'Input - Inventory'!D267","v":"Luminaire"},{"$f":"'Input - Inventory'!E267","v":"NonTraffic"},{"$f":"'Input - Inventory'!F267","v":"Minor < 130w"},{"$f":"'Input - Inventory'!G267","v":0},null,"Luminaire - 2x20W TF - WAVERLEY",null,0,0,0,null,0,0,0,0,0,0,0,0,0,0,0,0,0,0,0,0,0,0,0,0,0,0,0,0,0,0,0,0,0,null,0,0,0,0,0,0,0,0,0,null,0,0,0,0,0,0,0,0,0,0,null,0,0,0,0,0,0,0,null,0,0,0,null,{"$f":"IF($D270=\"Connection\",VLOOKUP(C270,'Input - General'!$F$62:$N$79,9,FALSE),0)","v":0},null,0.1801212933606588,0,0,null,8.6527813038891108E-2,0,0]
[null,{"$f":"'Input - Inventory'!B268","v":260},{"$f":"'Input - Inventory'!C268","v":"2x250W SON FLOODLIGHT"},{"$f":"'Input - Inventory'!D268","v":"Luminaire"},{"$f":"'Input - Inventory'!E268","v":"Traffic"},{"$f":"'Input - Inventory'!F268","v":"Major > 130w"},{"$f":"'Input - Inventory'!G268","v":0},null,"Luminaire - 2x250W SON FLOODLIGHT",null,0,2,0,null,0,0,0,0,0,0,0,0,0,0,0,0,0,0,0,0,0,0,0,0,0,0,0,0,0,0,0,0,0,null,0,0,0,0,0,0,0,0,0,null,0,0,0,0,0,0,0,0,0,0,null,0,0,0,0,0,0,0,null,0,0,0,null,{"$f":"IF($D271=\"Connection\",VLOOKUP(C271,'Input - General'!$F$62:$N$79,9,FALSE),0)","v":0},null,0.1801212933606588,0,0,null,8.6527813038891108E-2,0,0]
[null,{"$f":"'Input - Inventory'!B269","v":261},{"$f":"'Input - Inventory'!C269","v":"2x26W TF MACQUARIE DEC."},{"$f":"'Input - Inventory'!D269","v":"Luminaire"},{"$f":"'Input - Inventory'!E269","v":"NonTraffic"},{"$f":"'Input - Inventory'!F269","v":"Minor < 130w"},{"$f":"'Input - Inventory'!G269","v":0},null,"Luminaire - 2x26W TF MACQUARIE DEC.",null,0,0,0,null,0,0,0,0,0,0,0,0,0,0,0,0,0,0,0,0,0,0,0,0,0,0,0,0,0,0,0,0,0,null,0,0,0,0,0,0,0,0,0,null,0,0,0,0,0,0,0,0,0,0,null,0,0,0,0,0,0,0,null,0,0,0,null,{"$f":"IF($D272=\"Connection\",VLOOKUP(C272,'Input - General'!$F$62:$N$79,9,FALSE),0)","v":0},null,0.1801212933606588,0,0,null,8.6527813038891108E-2,0,0]
[null,{"$f":"'Input - Inventory'!B270","v":262},{"$f":"'Input - Inventory'!C270","v":"2x400W MBF - PARKWAY 2"},{"$f":"'Input - Inventory'!D270","v":"Luminaire"},{"$f":"'Input - Inventory'!E270","v":"Traffic"},{"$f":"'Input - Inventory'!F270","v":"Major > 130w"},{"$f":"'Input - Inventory'!G270","v":0},null,"Luminaire - 2x400W MBF - PARKWAY 2",null,0,0,0,null,0,0,0,0,0,0,0,0,0,0,0,0,0,0,0,0,0,0,0,0,0,0,0,0,0,0,0,0,0,null,0,0,0,0,0,0,0,0,0,null,0,0,0,0,0,0,0,0,0,0,null,0,0,0,0,0,0,0,null,0,0,0,null,{"$f":"IF($D273=\"Connection\",VLOOKUP(C273,'Input - General'!$F$62:$N$79,9,FALSE),0)","v":0},null,0.1801212933606588,0,0,null,8.6527813038891108E-2,0,0]
[null,{"$f":"'Input - Inventory'!B271","v":263},{"$f":"'Input - Inventory'!C271","v":"2x400W MBI FLOODLIGHT"},{"$f":"'Input - Inventory'!D271","v":"Luminaire"},{"$f":"'Input - Inventory'!E271","v":"Traffic"},{"$f":"'Input - Inventory'!F271","v":"Major > 130w"},{"$f":"'Input - Inventory'!G271","v":0},null,"Luminaire - 2x400W MBI FLOODLIGHT",null,0,0,0,null,0,0,0,0,0,0,0,0,0,0,0,0,0,0,0,0,0,0,0,0,0,0,0,0,0,0,0,0,0,null,0,0,0,0,0,0,0,0,0,null,0,0,0,0,0,0,0,0,0,0,null,0,0,0,0,0,0,0,null,0,0,0,null,{"$f":"IF($D274=\"Connection\",VLOOKUP(C274,'Input - General'!$F$62:$N$79,9,FALSE),0)","v":0},null,0.1801212933606588,0,0,null,8.6527813038891108E-2,0,0]
[null,{"$f":"'Input - Inventory'!B272","v":264},{"$f":"'Input - Inventory'!C272","v":"2x400W SON FLOODLIGHT"},{"$f":"'Input - Inventory'!D272","v":"Luminaire"},{"$f":"'Input - Inventory'!E272","v":"Traffic"},{"$f":"'Input - Inventory'!F272","v":"Major > 130w"},{"$f":"'Input - Inventory'!G272","v":0},null,"Luminaire - 2x400W SON FLOODLIGHT",null,0,1,0,null,0,0,0,0,0,0,0,0,0,0,0,0,0,0,0,0,0,0,0,0,0,0,0,0,0,0,0,0,0,null,0,0,0,0,0,0,0,0,0,null,0,0,0,0,0,0,0,0,0,0,null,0,0,0,0,0,0,0,null,0,0,0,null,{"$f":"IF($D275=\"Connection\",VLOOKUP(C275,'Input - General'!$F$62:$N$79,9,FALSE),0)","v":0},null,0.1801212933606588,0,0,null,8.6527813038891108E-2,0,0]
[null,{"$f":"'Input - Inventory'!B273","v":265},{"$f":"'Input - Inventory'!C273","v":"2x40W TF"},{"$f":"'Input - Inventory'!D273","v":"Luminaire"},{"$f":"'Input - Inventory'!E273","v":"NonTraffic"},{"$f":"'Input - Inventory'!F273","v":"Minor < 130w"},{"$f":"'Input - Inventory'!G273","v":0},null,"Luminaire - 2x40W TF",null,0,14,0,null,0,0,0,0,0,0,0,0,0,0,0,0,0,0,0,0,0,0,0,0,0,0,0,0,0,0,0,0,0,null,0,0,0,0,0,0,0,0,0,null,0,0,0,0,0,0,0,0,0,0,null,0,0,0,0,0,0,0,null,0,0,0,null,{"$f":"IF($D276=\"Connection\",VLOOKUP(C276,'Input - General'!$F$62:$N$79,9,FALSE),0)","v":0},null,0.1801212933606588,0,0,null,8.6527813038891108E-2,0,0]
[null,{"$f":"'Input - Inventory'!B274","v":266},{"$f":"'Input - Inventory'!C274","v":"2x70W SON - BOURKE HILL"},{"$f":"'Input - Inventory'!D274","v":"Luminaire"},{"$f":"'Input - Inventory'!E274","v":"NonTraffic"},{"$f":"'Input - Inventory'!F274","v":"Minor < 130w"},{"$f":"'Input - Inventory'!G274","v":0},null,"Luminaire - 2x70W SON - BOURKE HILL",null,0,0,0,null,0,0,0,0,0,0,0,0,0,0,0,0,0,0,0,0,0,0,0,0,0,0,0,0,0,0,0,0,0,null,0,0,0,0,0,0,0,0,0,null,0,0,0,0,0,0,0,0,0,0,null,0,0,0,0,0,0,0,null,0,0,0,null,{"$f":"IF($D277=\"Connection\",VLOOKUP(C277,'Input - General'!$F$62:$N$79,9,FALSE),0)","v":0},null,0.1801212933606588,0,0,null,8.6527813038891108E-2,0,0]
[null,{"$f":"'Input - Inventory'!B275","v":267},{"$f":"'Input - Inventory'!C275","v":"2x80W MBF - BOURKE HILL"},{"$f":"'Input - Inventory'!D275","v":"Luminaire"},{"$f":"'Input - Inventory'!E275","v":"NonTraffic"},{"$f":"'Input - Inventory'!F275","v":"Minor < 130w"},{"$f":"'Input - Inventory'!G275","v":0},null,"Luminaire - 2x80W MBF - BOURKE HILL",null,0,53,0,null,0,0,0,0,0,0,0,0,0,0,0,0,0,0,0,0,0,0,0,0,0,0,0,0,0,0,0,0,0,null,0,0,0,0,0,0,0,0,0,null,0,0,0,0,0,0,0,0,0,0,null,0,0,0,0,0,0,0,null,0,0,0,null,{"$f":"IF($D278=\"Connection\",VLOOKUP(C278,'Input - General'!$F$62:$N$79,9,FALSE),0)","v":0},null,0.1801212933606588,0,0,null,8.6527813038891108E-2,0,0]
[null,{"$f":"'Input - Inventory'!B276","v":268},{"$f":"'Input - Inventory'!C276","v":"3x400W MBF - PARKWAY 3"},{"$f":"'Input - Inventory'!D276","v":"Luminaire"},{"$f":"'Input - Inventory'!E276","v":"Traffic"},{"$f":"'Input - Inventory'!F276","v":"Major > 130w"},{"$f":"'Input - Inventory'!G276","v":0},null,"Luminaire - 3x400W MBF - PARKWAY 3",null,0,0,0,null,0,0,0,0,0,0,0,0,0,0,0,0,0,0,0,0,0,0,0,0,0,0,0,0,0,0,0,0,0,null,0,0,0,0,0,0,0,0,0,null,0,0,0,0,0,0,0,0,0,0,null,0,0,0,0,0,0,0,null,0,0,0,null,{"$f":"IF($D279=\"Connection\",VLOOKUP(C279,'Input - General'!$F$62:$N$79,9,FALSE),0)","v":0},null,0.1801212933606588,0,0,null,8.6527813038891108E-2,0,0]
[null,{"$f":"'Input - Inventory'!B277","v":269},{"$f":"'Input - Inventory'!C277","v":"400W MBF"},{"$f":"'Input - Inventory'!D277","v":"Luminaire"},{"$f":"'Input - Inventory'!E277","v":"Traffic"},{"$f":"'Input - Inventory'!F277","v":"Major > 130w"},{"$f":"'Input - Inventory'!G277","v":0},null,"Luminaire - 400W MBF",null,0,6514.5,0,null,0,0,0,0,0,0,0,0,0,0,0,0,0,0,0,0,0,0,0,0,0,0,0,0,0,0,0,0,0,null,0,0,0,0,0,0,0,0,0,null,0,0,0,0,0,0,0,0,0,0,null,0,0,0,0,0,0,0,null,0,0,0,null,{"$f":"IF($D280=\"Connection\",VLOOKUP(C280,'Input - General'!$F$62:$N$79,9,FALSE),0)","v":0},null,0.1801212933606588,0,0,null,8.6527813038891108E-2,0,0]
[null,{"$f":"'Input - Inventory'!B278","v":270},{"$f":"'Input - Inventory'!C278","v":"400W MBF - PARKWAY 1"},{"$f":"'Input - Inventory'!D278","v":"Luminaire"},{"$f":"'Input - Inventory'!E278","v":"Traffic"},{"$f":"'Input - Inventory'!F278","v":"Major > 130w"},{"$f":"'Input - Inventory'!G278","v":0},null,"Luminaire - 400W MBF - PARKWAY 1",null,0,252,0,null,0,0,0,0,0,0,0,0,0,0,0,0,0,0,0,0,0,0,0,0,0,0,0,0,0,0,0,0,0,null,0,0,0,0,0,0,0,0,0,null,0,0,0,0,0,0,0,0,0,0,null,0,0,0,0,0,0,0,null,0,0,0,null,{"$f":"IF($D281=\"Connection\",VLOOKUP(C281,'Input - General'!$F$62:$N$79,9,FALSE),0)","v":0},null,0.1801212933606588,0,0,null,8.6527813038891108E-2,0,0]
[null,{"$f":"'Input - Inventory'!B279","v":271},{"$f":"'Input - Inventory'!C279","v":"400W MBF FLOODLIGHT"},{"$f":"'Input - Inventory'!D279","v":"Luminaire"},{"$f":"'Input - Inventory'!E279","v":"Traffic"},{"$f":"'Input - Inventory'!F279","v":"Major > 130w"},{"$f":"'Input - Inventory'!G279","v":0},null,"Luminaire - 400W MBF FLOODLIGHT",null,0,96,0,null,0,0,0,0,0,0,0,0,0,0,0,0,0,0,0,0,0,0,0,0,0,0,0,0,0,0,0,0,0,null,0,0,0,0,0,0,0,0,0,null,0,0,0,0,0,0,0,0,0,0,null,0,0,0,0,0,0,0,null,0,0,0,null,{"$f":"IF($D282=\"Connection\",VLOOKUP(C282,'Input - General'!$F$62:$N$79,9,FALSE),0)","v":0},null,0.1801212933606588,0,0,null,8.6527813038891108E-2,0,0]
[null,{"$f":"'Input - Inventory'!B280","v":272},{"$f":"'Input - Inventory'!C280","v":"400W MBI - SMARTPOLE"},{"$f":"'Input - Inventory'!D280","v":"Luminaire"},{"$f":"'Input - Inventory'!E280","v":"Traffic"},{"$f":"'Input - Inventory'!F280","v":"Major > 130w"},{"$f":"'Input - Inventory'!G280","v":0},null,"Luminaire - 400W MBI - SMARTPOLE",null,0,0,0,null,0,0,0,0,0,0,0,0,0,0,0,0,0,0,0,0,0,0,0,0,0,0,0,0,0,0,0,0,0,null,0,0,0,0,0,0,0,0,0,null,0,0,0,0,0,0,0,0,0,0,null,0,0,0,0,0,0,0,null,0,0,0,null,{"$f":"IF($D283=\"Connection\",VLOOKUP(C283,'Input - General'!$F$62:$N$79,9,FALSE),0)","v":0},null,0.1801212933606588,0,0,null,8.6527813038891108E-2,0,0]
[null,{"$f":"'Input - Inventory'!B281","v":273},{"$f":"'Input - Inventory'!C281","v":"400W MBI FLOODLIGHT"},{"$f":"'Input - Inventory'!D281","v":"Luminaire"},{"$f":"'Input - Inventory'!E281","v":"Traffic"},{"$f":"'Input - Inventory'!F281","v":"Major > 130w"},{"$f":"'Input - Inventory'!G281","v":0},null,"Luminaire - 400W MBI FLOODLIGHT",null,0,117,0,null,0,0,0,0,0,0,0,0,0,0,0,0,0,0,0,0,0,0,0,0,0,0,0,0,0,0,0,0,0,null,0,0,0,0,0,0,0,0,0,null,0,0,0,0,0,0,0,0,0,0,null,0,0,0,0,0,0,0,null,0,0,0,null,{"$f":"IF($D284=\"Connection\",VLOOKUP(C284,'Input - General'!$F$62:$N$79,9,FALSE),0)","v":0},null,0.1801212933606588,0,0,null,8.6527813038891108E-2,0,0]
[null,{"$f":"'Input - Inventory'!B282","v":274},{"$f":"'Input - Inventory'!C282","v":"400W SON"},{"$f":"'Input - Inventory'!D282","v":"Luminaire"},{"$f":"'Input - Inventory'!E282","v":"Traffic"},{"$f":"'Input - Inventory'!F282","v":"Major > 130w"},{"$f":"'Input - Inventory'!G282","v":0},null,"Luminaire - 400W SON",null,0,1082,0,null,0,0,0,0,0,0,0,0,0,0,0,0,0,0,0,0,0,0,0,0,0,0,0,0,0,0,0,0,0,null,0,0,0,0,0,0,0,0,0,null,0,0,0,0,0,0,0,0,0,0,null,0,0,0,0,0,0,0,null,0,0,0,null,{"$f":"IF($D285=\"Connection\",VLOOKUP(C285,'Input - General'!$F$62:$N$79,9,FALSE),0)","v":0},null,0.1801212933606588,0,0,null,8.6527813038891108E-2,0,0]
[null,{"$f":"'Input - Inventory'!B283","v":275},{"$f":"'Input - Inventory'!C283","v":"400W SON - PARKWAY 1"},{"$f":"'Input - Inventory'!D283","v":"Luminaire"},{"$f":"'Input - Inventory'!E283","v":"Traffic"},{"$f":"'Input - Inventory'!F283","v":"Major > 130w"},{"$f":"'Input - Inventory'!G283","v":0},null,"Luminaire - 400W SON - PARKWAY 1",null,0,19,0,null,0,0,0,0,0,0,0,0,0,0,0,0,0,0,0,0,0,0,0,0,0,0,0,0,0,0,0,0,0,null,0,0,0,0,0,0,0,0,0,null,0,0,0,0,0,0,0,0,0,0,null,0,0,0,0,0,0,0,null,0,0,0,null,{"$f":"IF($D286=\"Connection\",VLOOKUP(C286,'Input - General'!$F$62:$N$79,9,FALSE),0)","v":0},null,0.1801212933606588,0,0,null,8.6527813038891108E-2,0,0]
[null,{"$f":"'Input - Inventory'!B284","v":276},{"$f":"'Input - Inventory'!C284","v":"400W SON - Parkway 1(P09)"},{"$f":"'Input - Inventory'!D284","v":"Luminaire"},{"$f":"'Input - Inventory'!E284","v":"Traffic"},{"$f":"'Input - Inventory'!F284","v":"Major > 130w"},{"$f":"'Input - Inventory'!G284","v":0},null,"Luminaire - 400W SON - Parkway 1(P09)",null,0,3,0,null,0,0,0,0,0,0,0,0,0,0,0,0,0,0,0,0,0,0,0,0,0,0,0,0,0,0,0,0,0,null,0,0,0,0,0,0,0,0,0,null,0,0,0,0,0,0,0,0,0,0,null,0,0,0,0,0,0,0,null,0,0,0,null,{"$f":"IF($D287=\"Connection\",VLOOKUP(C287,'Input - General'!$F$62:$N$79,9,FALSE),0)","v":0},null,0.1801212933606588,0,0,null,8.6527813038891108E-2,0,0]
[null,{"$f":"'Input - Inventory'!B285","v":277},{"$f":"'Input - Inventory'!C285","v":"400W SON (P09)"},{"$f":"'Input - Inventory'!D285","v":"Luminaire"},{"$f":"'Input - Inventory'!E285","v":"Traffic"},{"$f":"'Input - Inventory'!F285","v":"Major > 130w"},{"$f":"'Input - Inventory'!G285","v":0},null,"Luminaire - 400W SON (P09)",null,0,643.5,0,null,0,0,0,0,0,0,0,0,0,0,0,0,0,0,0,0,0,0,0,0,0,0,0,0,0,0,0,0,0,null,0,0,0,0,0,0,0,0,0,null,0,0,0,0,0,0,0,0,0,0,null,0,0,0,0,0,0,0,null,0,0,0,null,{"$f":"IF($D288=\"Connection\",VLOOKUP(C288,'Input - General'!$F$62:$N$79,9,FALSE),0)","v":0},null,0.1801212933606588,0,0,null,8.6527813038891108E-2,0,0]
[null,{"$f":"'Input - Inventory'!B286","v":278},{"$f":"'Input - Inventory'!C286","v":"400W SON Active Reactor"},{"$f":"'Input - Inventory'!D286","v":"Luminaire"},{"$f":"'Input - Inventory'!E286","v":"Traffic"},{"$f":"'Input - Inventory'!F286","v":"Major > 130w"},{"$f":"'Input - Inventory'!G286","v":0},null,"Luminaire - 400W SON Active Reactor",null,0,108,0,null,0,0,0,0,0,0,0,0,0,0,0,0,0,0,0,0,0,0,0,0,0,0,0,0,0,0,0,0,0,null,0,0,0,0,0,0,0,0,0,null,0,0,0,0,0,0,0,0,0,0,null,0,0,0,0,0,0,0,null,0,0,0,null,{"$f":"IF($D289=\"Connection\",VLOOKUP(C289,'Input - General'!$F$62:$N$79,9,FALSE),0)","v":0},null,0.1801212933606588,0,0,null,8.6527813038891108E-2,0,0]
[null,{"$f":"'Input - Inventory'!B287","v":279},{"$f":"'Input - Inventory'!C287","v":"400W SON FLOODLIGHT"},{"$f":"'Input - Inventory'!D287","v":"Luminaire"},{"$f":"'Input - Inventory'!E287","v":"Traffic"},{"$f":"'Input - Inventory'!F287","v":"Major > 130w"},{"$f":"'Input - Inventory'!G287","v":0},null,"Luminaire - 400W SON FLOODLIGHT",null,0,283,0,null,0,0,0,0,0,0,0,0,0,0,0,0,0,0,0,0,0,0,0,0,0,0,0,0,0,0,0,0,0,null,0,0,0,0,0,0,0,0,0,null,0,0,0,0,0,0,0,0,0,0,null,0,0,0,0,0,0,0,null,0,0,0,null,{"$f":"IF($D290=\"Connection\",VLOOKUP(C290,'Input - General'!$F$62:$N$79,9,FALSE),0)","v":0},null,0.1801212933606588,0,0,null,8.6527813038891108E-2,0,0]
[null,{"$f":"'Input - Inventory'!B288","v":280},{"$f":"'Input - Inventory'!C288","v":"400W SON Floodlight (P09)"},{"$f":"'Input - Inventory'!D288","v":"Luminaire"},{"$f":"'Input - Inventory'!E288","v":"Traffic"},{"$f":"'Input - Inventory'!F288","v":"Major > 130w"},{"$f":"'Input - Inventory'!G288","v":0},null,"Luminaire - 400W SON Floodlight (P09)",null,0,186,0,null,0,0,0,0,0,0,0,0,0,0,0,0,0,0,0,0,0,0,0,0,0,0,0,0,0,0,0,0,0,null,0,0,0,0,0,0,0,0,0,null,0,0,0,0,0,0,0,0,0,0,null,0,0,0,0,0,0,0,null,0,0,0,null,{"$f":"IF($D291=\"Connection\",VLOOKUP(C291,'Input - General'!$F$62:$N$79,9,FALSE),0)","v":0},null,0.1801212933606588,0,0,null,8.6527813038891108E-2,0,0]
[null,{"$f":"'Input - Inventory'!B289","v":281},{"$f":"'Input - Inventory'!C289","v":"40W SOX"},{"$f":"'Input - Inventory'!D289","v":"Luminaire"},{"$f":"'Input - Inventory'!E289","v":"NonTraffic"},{"$f":"'Input - Inventory'!F289","v":"Minor < 130w"},{"$f":"'Input - Inventory'!G289","v":0},null,"Luminaire - 40W SOX",null,0,0,0,null,0,0,0,0,0,0,0,0,0,0,0,0,0,0,0,0,0,0,0,0,0,0,0,0,0,0,0,0,0,null,0,0,0,0,0,0,0,0,0,null,0,0,0,0,0,0,0,0,0,0,null,0,0,0,0,0,0,0,null,0,0,0,null,{"$f":"IF($D292=\"Connection\",VLOOKUP(C292,'Input - General'!$F$62:$N$79,9,FALSE),0)","v":0},null,0.1801212933606588,0,0,null,8.6527813038891108E-2,0,0]
[null,{"$f":"'Input - Inventory'!B290","v":282},{"$f":"'Input - Inventory'!C290","v":"42W MBF - Sylvania Suburban Ec (P09)"},{"$f":"'Input - Inventory'!D290","v":"Luminaire"},{"$f":"'Input - Inventory'!E290","v":"NonTraffic"},{"$f":"'Input - Inventory'!F290","v":"Minor < 130w"},{"$f":"'Input - Inventory'!G290","v":0},null,"Luminaire - 42W MBF - Sylvania Suburban Ec (P09)",null,0,44381.5,0,null,0,0,0,0,0,0,0,0,0,0,0,0,0,0,0,0,0,0,0,0,0,0,0,0,0,0,0,0,0,null,0,0,0,0,0,0,0,0,0,null,0,0,0,0,0,0,0,0,0,0,null,0,0,0,0,0,0,0,null,0,0,0,null,{"$f":"IF($D293=\"Connection\",VLOOKUP(C293,'Input - General'!$F$62:$N$79,9,FALSE),0)","v":0},null,0.1801212933606588,0,0,null,8.6527813038891108E-2,0,0]
[null,{"$f":"'Input - Inventory'!B291","v":283},{"$f":"'Input - Inventory'!C291","v":"42W MBF SYLVANIA SUB ECO"},{"$f":"'Input - Inventory'!D291","v":"Luminaire"},{"$f":"'Input - Inventory'!E291","v":"NonTraffic"},{"$f":"'Input - Inventory'!F291","v":"Minor < 130w"},{"$f":"'Input - Inventory'!G291","v":0},null,"Luminaire - 42W MBF SYLVANIA SUB ECO",null,0,0,0,null,0,0,0,0,0,0,0,0,0,0,0,0,0,0,0,0,0,0,0,0,0,0,0,0,0,0,0,0,0,null,0,0,0,0,0,0,0,0,0,null,0,0,0,0,0,0,0,0,0,0,null,0,0,0,0,0,0,0,null,0,0,0,null,{"$f":"IF($D294=\"Connection\",VLOOKUP(C294,'Input - General'!$F$62:$N$79,9,FALSE),0)","v":0},null,0.1801212933606588,0,0,null,8.6527813038891108E-2,0,0]
[null,{"$f":"'Input - Inventory'!B292","v":284},{"$f":"'Input - Inventory'!C292","v":"4x1000W MBF"},{"$f":"'Input - Inventory'!D292","v":"Luminaire"},{"$f":"'Input - Inventory'!E292","v":"Traffic"},{"$f":"'Input - Inventory'!F292","v":"Major > 130w"},{"$f":"'Input - Inventory'!G292","v":0},null,{"$f":"CONCATENATE(D295,\" - \",C295)","v":"Luminaire - 4x1000W MBF"},null,0,0,{"$f":"L295*K295","v":0},null,0,{"$f":"IF(AND($D295=\"Lamp\",CycleBulkTask1<>0, OR($F295=O$9,O$9=\"All\")),1/CycleBulkTask1,0)","v":0},0,{"$f":"IF(AND($D295=\"Lamp\",CycleBulkTask2<>0, OR($F295=Q$9,Q$9=\"All\")),1/CycleBulkTask2,0)","v":0},0,{"$f":"IF(AND($D295=\"Lamp\",CycleBulkTask3<>0, OR($F295=S$9,S$9=\"All\")),1/CycleBulkTask3,0)","v":0},0,{"$f":"IF(AND($D295=\"Lamp\",CycleBulkTask4<>0, OR($F295=U$9,U$9=\"All\")),1/CycleBulkTask4,0)","v":0},0,{"$f":"IF(AND($D295=\"Lamp\",CycleBulkTask5<>0, OR($F295=W$9,W$9=\"All\")),1/CycleBulkTask5,0)","v":0},0,{"$f":"IF(AND($D295=\"Lamp\",CycleBulkTask6<>0, OR($F295=Y$9,Y$9=\"All\")),1/CycleBulkTask6,0)","v":0},0,{"$f":"IF(AND($D295=\"Lamp\",CycleBulkTask7<>0, OR($F295=AA$9,AA$9=\"All\")),1/CycleBulkTask7,0)","v":0},0,{"$f":"IF(AND($D295=\"Lamp\",CycleBulkTask8<>0, OR($F295=AC$9,AC$9=\"All\")),1/CycleBulkTask8,0)","v":0},0,{"$f":"IF(AND($D295=\"Lamp\",CycleBulkTask9<>0, OR($F295=AE$9,AE$9=\"All\")),1/CycleBulkTask9,0)","v":0},0,{"$f":"IF(AND($D295=\"Lamp\",CycleBulkTask10<>0, OR($F295=AG$9,AG$9=\"All\")),1/CycleBulkTask10,0)","v":0},0,{"$f":"IF(AND($D295=\"Lamp\",CycleBulkTask11<>0, OR($F295=AI$9,AI$9=\"All\")),1/CycleBulkTask11,0)","v":0},0,{"$f":"IF(AND($D295=\"Lamp\",CycleBulkTask12<>0, OR($F295=AK$9,AK$9=\"All\")),1/CycleBulkTask12,0)","v":0},0,{"$f":"IF(AND($D295=\"Lamp\",CycleBulkTask13<>0, OR($F295=AM$9,AM$9=\"All\")),1/CycleBulkTask13,0)","v":0},0,{"$f":"IF(AND($D295=\"Lamp\",CycleBulkTask14<>0, OR($F295=AO$9,AO$9=\"All\")),1/CycleBulkTask14,0)","v":0},{"$f":"O295*P295+Q295*R295+S295*T295+U295*V295+W295*X295+Y295*Z295+AA295*AB295+AC295*AD295+AE295*AF295+AG295*AH295+AI295*AJ295+AK295*AL295+AM295*AN295+AO295*AP295","v":0},null,0,{"$f":"MAX(P295,R295)","v":0},0,{"$f":"MAX(T295,V295)","v":0},0,{"$f":"X295","v":0},0,0,{"$f":"AS295*AT295+AU295*AV295+AW295*AX295+AY295*AZ295","v":0},null,0,{"$f":"BO295","v":0},0,0,{"$f":"BQ295","v":0},0,0,{"$f":"BS295","v":0},0,{"$f":"BC295*BD295*BE295+BF295*BG295*BH295+BI295*BJ295*BK295","v":0},null,0,0,0,0,0,0,{"$f":"BN295*BO295+BP295*BQ295+BR295*BS295","v":0},null,0,{"$f":"BD295*BE295+BG295*BH295+BJ295*BK295","v":0},{"$f":"BV295*BW295","v":0},null,{"$f":"IF($D295=\"Connection\",VLOOKUP(C295,'Input - General'!$F$62:$N$79,9,FALSE),0)","v":0},null,0.1801212933606588,{"$f":"BX295+BL295+BT295+BA295+AQ295+BZ295","v":0},{"$f":"CC295*CB295","v":0},null,8.6527813038891108E-2,0,0]
[null,{"$f":"'Input - Inventory'!B293","v":285},{"$f":"'Input - Inventory'!C293","v":"4x20W TF"},{"$f":"'Input - Inventory'!D293","v":"Luminaire"},{"$f":"'Input - Inventory'!E293","v":"NonTraffic"},{"$f":"'Input - Inventory'!F293","v":"Minor < 130w"},{"$f":"'Input - Inventory'!G293","v":0},null,"Luminaire - 4x20W TF",null,0,6,0,null,0,0,0,0,0,0,0,0,0,0,0,0,0,0,0,0,0,0,0,0,0,0,0,0,0,0,0,0,0,null,0,0,0,0,0,0,0,0,0,null,0,0,0,0,0,0,0,0,0,0,null,0,0,0,0,0,0,0,null,0,0,0,null,{"$f":"IF($D296=\"Connection\",VLOOKUP(C296,'Input - General'!$F$62:$N$79,9,FALSE),0)","v":0},null,0.1801212933606588,0,0,null,8.6527813038891108E-2,0,0]
[null,{"$f":"'Input - Inventory'!B294","v":286},{"$f":"'Input - Inventory'!C294","v":"4x20W TF - WAVERLEY"},{"$f":"'Input - Inventory'!D294","v":"Luminaire"},{"$f":"'Input - Inventory'!E294","v":"NonTraffic"},{"$f":"'Input - Inventory'!F294","v":"Minor < 130w"},{"$f":"'Input - Inventory'!G294","v":0},null,"Luminaire - 4x20W TF - WAVERLEY",null,0,47,0,null,0,0,0,0,0,0,0,0,0,0,0,0,0,0,0,0,0,0,0,0,0,0,0,0,0,0,0,0,0,null,0,0,0,0,0,0,0,0,0,null,0,0,0,0,0,0,0,0,0,0,null,0,0,0,0,0,0,0,null,0,0,0,null,{"$f":"IF($D297=\"Connection\",VLOOKUP(C297,'Input - General'!$F$62:$N$79,9,FALSE),0)","v":0},null,0.1801212933606588,0,0,null,8.6527813038891108E-2,0,0]
[null,{"$f":"'Input - Inventory'!B295","v":287},{"$f":"'Input - Inventory'!C295","v":"4x250W SON"},{"$f":"'Input - Inventory'!D295","v":"Luminaire"},{"$f":"'Input - Inventory'!E295","v":"Traffic"},{"$f":"'Input - Inventory'!F295","v":"Major > 130w"},{"$f":"'Input - Inventory'!G295","v":0},null,"Luminaire - 4x250W SON",null,0,7,0,null,0,0,0,0,0,0,0,0,0,0,0,0,0,0,0,0,0,0,0,0,0,0,0,0,0,0,0,0,0,null,0,0,0,0,0,0,0,0,0,null,0,0,0,0,0,0,0,0,0,0,null,0,0,0,0,0,0,0,null,0,0,0,null,{"$f":"IF($D298=\"Connection\",VLOOKUP(C298,'Input - General'!$F$62:$N$79,9,FALSE),0)","v":0},null,0.1801212933606588,0,0,null,8.6527813038891108E-2,0,0]
[null,{"$f":"'Input - Inventory'!B296","v":288},{"$f":"'Input - Inventory'!C296","v":"4x40W TF"},{"$f":"'Input - Inventory'!D296","v":"Luminaire"},{"$f":"'Input - Inventory'!E296","v":"NonTraffic"},{"$f":"'Input - Inventory'!F296","v":"Minor < 130w"},{"$f":"'Input - Inventory'!G296","v":0},null,"Luminaire - 4x40W TF",null,0,0,0,null,0,0,0,0,0,0,0,0,0,0,0,0,0,0,0,0,0,0,0,0,0,0,0,0,0,0,0,0,0,null,0,0,0,0,0,0,0,0,0,null,0,0,0,0,0,0,0,0,0,0,null,0,0,0,0,0,0,0,null,0,0,0,null,{"$f":"IF($D299=\"Connection\",VLOOKUP(C299,'Input - General'!$F$62:$N$79,9,FALSE),0)","v":0},null,0.1801212933606588,0,0,null,8.6527813038891108E-2,0,0]
[null,{"$f":"'Input - Inventory'!B297","v":289},{"$f":"'Input - Inventory'!C297","v":"4x40W TF - WAVERLEY"},{"$f":"'Input - Inventory'!D297","v":"Luminaire"},{"$f":"'Input - Inventory'!E297","v":"NonTraffic"},{"$f":"'Input - Inventory'!F297","v":"Minor < 130w"},{"$f":"'Input - Inventory'!G297","v":0},null,"Luminaire - 4x40W TF - WAVERLEY",null,0,43,0,null,0,0,0,0,0,0,0,0,0,0,0,0,0,0,0,0,0,0,0,0,0,0,0,0,0,0,0,0,0,null,0,0,0,0,0,0,0,0,0,null,0,0,0,0,0,0,0,0,0,0,null,0,0,0,0,0,0,0,null,0,0,0,null,{"$f":"IF($D300=\"Connection\",VLOOKUP(C300,'Input - General'!$F$62:$N$79,9,FALSE),0)","v":0},null,0.1801212933606588,0,0,null,8.6527813038891108E-2,0,0]
[null,{"$f":"'Input - Inventory'!B298","v":290},{"$f":"'Input - Inventory'!C298","v":"4x600W SON"},{"$f":"'Input - Inventory'!D298","v":"Luminaire"},{"$f":"'Input - Inventory'!E298","v":"Traffic"},{"$f":"'Input - Inventory'!F298","v":"Major > 130w"},{"$f":"'Input - Inventory'!G298","v":0},null,"Luminaire - 4x600W SON",null,0,2,0,null,0,0,0,0,0,0,0,0,0,0,0,0,0,0,0,0,0,0,0,0,0,0,0,0,0,0,0,0,0,null,0,0,0,0,0,0,0,0,0,null,0,0,0,0,0,0,0,0,0,0,null,0,0,0,0,0,0,0,null,0,0,0,null,{"$f":"IF($D301=\"Connection\",VLOOKUP(C301,'Input - General'!$F$62:$N$79,9,FALSE),0)","v":0},null,0.1801212933606588,0,0,null,8.6527813038891108E-2,0,0]
[null,{"$f":"'Input - Inventory'!B299","v":291},{"$f":"'Input - Inventory'!C299","v":"500W MBI FLOODLIGHT"},{"$f":"'Input - Inventory'!D299","v":"Luminaire"},{"$f":"'Input - Inventory'!E299","v":"Traffic"},{"$f":"'Input - Inventory'!F299","v":"Major > 130w"},{"$f":"'Input - Inventory'!G299","v":0},null,"Luminaire - 500W MBI FLOODLIGHT",null,0,2,0,null,0,0,0,0,0,0,0,0,0,0,0,0,0,0,0,0,0,0,0,0,0,0,0,0,0,0,0,0,0,null,0,0,0,0,0,0,0,0,0,null,0,0,0,0,0,0,0,0,0,0,null,0,0,0,0,0,0,0,null,0,0,0,null,{"$f":"IF($D302=\"Connection\",VLOOKUP(C302,'Input - General'!$F$62:$N$79,9,FALSE),0)","v":0},null,0.1801212933606588,0,0,null,8.6527813038891108E-2,0,0]
[null,{"$f":"'Input - Inventory'!B300","v":292},{"$f":"'Input - Inventory'!C300","v":"50W MBF"},{"$f":"'Input - Inventory'!D300","v":"Luminaire"},{"$f":"'Input - Inventory'!E300","v":"NonTraffic"},{"$f":"'Input - Inventory'!F300","v":"Minor < 130w"},{"$f":"'Input - Inventory'!G300","v":0},null,"Luminaire - 50W MBF",null,0,11811,0,null,0,0,0,0,0,0,0,0,0,0,0,0,0,0,0,0,0,0,0,0,0,0,0,0,0,0,0,0,0,null,0,0,0,0,0,0,0,0,0,null,0,0,0,0,0,0,0,0,0,0,null,0,0,0,0,0,0,0,null,0,0,0,null,{"$f":"IF($D303=\"Connection\",VLOOKUP(C303,'Input - General'!$F$62:$N$79,9,FALSE),0)","v":0},null,0.1801212933606588,0,0,null,8.6527813038891108E-2,0,0]
[null,{"$f":"'Input - Inventory'!B301","v":293},{"$f":"'Input - Inventory'!C301","v":"50W MBF - BOURKE HILL"},{"$f":"'Input - Inventory'!D301","v":"Luminaire"},{"$f":"'Input - Inventory'!E301","v":"NonTraffic"},{"$f":"'Input - Inventory'!F301","v":"Minor < 130w"},{"$f":"'Input - Inventory'!G301","v":0},null,"Luminaire - 50W MBF - BOURKE HILL",null,0,16,0,null,0,0,0,0,0,0,0,0,0,0,0,0,0,0,0,0,0,0,0,0,0,0,0,0,0,0,0,0,0,null,0,0,0,0,0,0,0,0,0,null,0,0,0,0,0,0,0,0,0,0,null,0,0,0,0,0,0,0,null,0,0,0,null,{"$f":"IF($D304=\"Connection\",VLOOKUP(C304,'Input - General'!$F$62:$N$79,9,FALSE),0)","v":0},null,0.1801212933606588,0,0,null,8.6527813038891108E-2,0,0]
[null,{"$f":"'Input - Inventory'!B302","v":294},{"$f":"'Input - Inventory'!C302","v":"50W MBF - NOSTALGIA"},{"$f":"'Input - Inventory'!D302","v":"Luminaire"},{"$f":"'Input - Inventory'!E302","v":"NonTraffic"},{"$f":"'Input - Inventory'!F302","v":"Minor < 130w"},{"$f":"'Input - Inventory'!G302","v":0},null,"Luminaire - 50W MBF - NOSTALGIA",null,0,139,0,null,0,0,0,0,0,0,0,0,0,0,0,0,0,0,0,0,0,0,0,0,0,0,0,0,0,0,0,0,0,null,0,0,0,0,0,0,0,0,0,null,0,0,0,0,0,0,0,0,0,0,null,0,0,0,0,0,0,0,null,0,0,0,null,{"$f":"IF($D305=\"Connection\",VLOOKUP(C305,'Input - General'!$F$62:$N$79,9,FALSE),0)","v":0},null,0.1801212933606588,0,0,null,8.6527813038891108E-2,0,0]
[null,{"$f":"'Input - Inventory'!B303","v":295},{"$f":"'Input - Inventory'!C303","v":"50W MBF - PLAIN"},{"$f":"'Input - Inventory'!D303","v":"Luminaire"},{"$f":"'Input - Inventory'!E303","v":"NonTraffic"},{"$f":"'Input - Inventory'!F303","v":"Minor < 130w"},{"$f":"'Input - Inventory'!G303","v":0},null,"Luminaire - 50W MBF - PLAIN",null,0,11,0,null,0,0,0,0,0,0,0,0,0,0,0,0,0,0,0,0,0,0,0,0,0,0,0,0,0,0,0,0,0,null,0,0,0,0,0,0,0,0,0,null,0,0,0,0,0,0,0,0,0,0,null,0,0,0,0,0,0,0,null,0,0,0,null,{"$f":"IF($D306=\"Connection\",VLOOKUP(C306,'Input - General'!$F$62:$N$79,9,FALSE),0)","v":0},null,0.1801212933606588,0,0,null,8.6527813038891108E-2,0,0]
[null,{"$f":"'Input - Inventory'!B304","v":296},{"$f":"'Input - Inventory'!C304","v":"50W MBF BOLLARD"},{"$f":"'Input - Inventory'!D304","v":"Luminaire"},{"$f":"'Input - Inventory'!E304","v":"NonTraffic"},{"$f":"'Input - Inventory'!F304","v":"Minor < 130w"},{"$f":"'Input - Inventory'!G304","v":0},null,"Luminaire - 50W MBF BOLLARD",null,0,0,0,null,0,0,0,0,0,0,0,0,0,0,0,0,0,0,0,0,0,0,0,0,0,0,0,0,0,0,0,0,0,null,0,0,0,0,0,0,0,0,0,null,0,0,0,0,0,0,0,0,0,0,null,0,0,0,0,0,0,0,null,0,0,0,null,{"$f":"IF($D307=\"Connection\",VLOOKUP(C307,'Input - General'!$F$62:$N$79,9,FALSE),0)","v":0},null,0.1801212933606588,0,0,null,8.6527813038891108E-2,0,0]
[null,{"$f":"'Input - Inventory'!B305","v":297},{"$f":"'Input - Inventory'!C305","v":"50W SON"},{"$f":"'Input - Inventory'!D305","v":"Luminaire"},{"$f":"'Input - Inventory'!E305","v":"NonTraffic"},{"$f":"'Input - Inventory'!F305","v":"Minor < 130w"},{"$f":"'Input - Inventory'!G305","v":0},null,"Luminaire - 50W SON",null,0,607,0,null,0,0,0,0,0,0,0,0,0,0,0,0,0,0,0,0,0,0,0,0,0,0,0,0,0,0,0,0,0,null,0,0,0,0,0,0,0,0,0,null,0,0,0,0,0,0,0,0,0,0,null,0,0,0,0,0,0,0,null,0,0,0,null,{"$f":"IF($D308=\"Connection\",VLOOKUP(C308,'Input - General'!$F$62:$N$79,9,FALSE),0)","v":0},null,0.1801212933606588,0,0,null,8.6527813038891108E-2,0,0]
[null,{"$f":"'Input - Inventory'!B306","v":298},{"$f":"'Input - Inventory'!C306","v":"50W SON - BOURKE HILL"},{"$f":"'Input - Inventory'!D306","v":"Luminaire"},{"$f":"'Input - Inventory'!E306","v":"NonTraffic"},{"$f":"'Input - Inventory'!F306","v":"Minor < 130w"},{"$f":"'Input - Inventory'!G306","v":0},null,"Luminaire - 50W SON - BOURKE HILL",null,0,0,0,null,0,0,0,0,0,0,0,0,0,0,0,0,0,0,0,0,0,0,0,0,0,0,0,0,0,0,0,0,0,null,0,0,0,0,0,0,0,0,0,null,0,0,0,0,0,0,0,0,0,0,null,0,0,0,0,0,0,0,null,0,0,0,null,{"$f":"IF($D309=\"Connection\",VLOOKUP(C309,'Input - General'!$F$62:$N$79,9,FALSE),0)","v":0},null,0.1801212933606588,0,0,null,8.6527813038891108E-2,0,0]
[null,{"$f":"'Input - Inventory'!B307","v":299},{"$f":"'Input - Inventory'!C307","v":"50W SON - NOSTALGIA"},{"$f":"'Input - Inventory'!D307","v":"Luminaire"},{"$f":"'Input - Inventory'!E307","v":"NonTraffic"},{"$f":"'Input - Inventory'!F307","v":"Minor < 130w"},{"$f":"'Input - Inventory'!G307","v":0},null,"Luminaire - 50W SON - NOSTALGIA",null,0,10,0,null,0,0,0,0,0,0,0,0,0,0,0,0,0,0,0,0,0,0,0,0,0,0,0,0,0,0,0,0,0,null,0,0,0,0,0,0,0,0,0,null,0,0,0,0,0,0,0,0,0,0,null,0,0,0,0,0,0,0,null,0,0,0,null,{"$f":"IF($D310=\"Connection\",VLOOKUP(C310,'Input - General'!$F$62:$N$79,9,FALSE),0)","v":0},null,0.1801212933606588,0,0,null,8.6527813038891108E-2,0,0]
[null,{"$f":"'Input - Inventory'!B308","v":300},{"$f":"'Input - Inventory'!C308","v":"60W SOX"},{"$f":"'Input - Inventory'!D308","v":"Luminaire"},{"$f":"'Input - Inventory'!E308","v":"NonTraffic"},{"$f":"'Input - Inventory'!F308","v":"Minor < 130w"},{"$f":"'Input - Inventory'!G308","v":0},null,"Luminaire - 60W SOX",null,0,0,0,null,0,0,0,0,0,0,0,0,0,0,0,0,0,0,0,0,0,0,0,0,0,0,0,0,0,0,0,0,0,null,0,0,0,0,0,0,0,0,0,null,0,0,0,0,0,0,0,0,0,0,null,0,0,0,0,0,0,0,null,0,0,0,null,{"$f":"IF($D311=\"Connection\",VLOOKUP(C311,'Input - General'!$F$62:$N$79,9,FALSE),0)","v":0},null,0.1801212933606588,0,0,null,8.6527813038891108E-2,0,0]
[null,{"$f":"'Input - Inventory'!B309","v":301},{"$f":"'Input - Inventory'!C309","v":"700W MBF"},{"$f":"'Input - Inventory'!D309","v":"Luminaire"},{"$f":"'Input - Inventory'!E309","v":"Traffic"},{"$f":"'Input - Inventory'!F309","v":"Major > 130w"},{"$f":"'Input - Inventory'!G309","v":0},null,"Luminaire - 700W MBF",null,0,34,0,null,0,0,0,0,0,0,0,0,0,0,0,0,0,0,0,0,0,0,0,0,0,0,0,0,0,0,0,0,0,null,0,0,0,0,0,0,0,0,0,null,0,0,0,0,0,0,0,0,0,0,null,0,0,0,0,0,0,0,null,0,0,0,null,{"$f":"IF($D312=\"Connection\",VLOOKUP(C312,'Input - General'!$F$62:$N$79,9,FALSE),0)","v":0},null,0.1801212933606588,0,0,null,8.6527813038891108E-2,0,0]
[null,{"$f":"'Input - Inventory'!B310","v":302},{"$f":"'Input - Inventory'!C310","v":"70W MBI"},{"$f":"'Input - Inventory'!D310","v":"Luminaire"},{"$f":"'Input - Inventory'!E310","v":"NonTraffic"},{"$f":"'Input - Inventory'!F310","v":"Minor < 130w"},{"$f":"'Input - Inventory'!G310","v":0},null,"Luminaire - 70W MBI",null,0,59,0,null,0,0,0,0,0,0,0,0,0,0,0,0,0,0,0,0,0,0,0,0,0,0,0,0,0,0,0,0,0,null,0,0,0,0,0,0,0,0,0,null,0,0,0,0,0,0,0,0,0,0,null,0,0,0,0,0,0,0,null,0,0,0,null,{"$f":"IF($D313=\"Connection\",VLOOKUP(C313,'Input - General'!$F$62:$N$79,9,FALSE),0)","v":0},null,0.1801212933606588,0,0,null,8.6527813038891108E-2,0,0]
[null,{"$f":"'Input - Inventory'!B311","v":303},{"$f":"'Input - Inventory'!C311","v":"70W MBI - MACQUARIE DEC."},{"$f":"'Input - Inventory'!D311","v":"Luminaire"},{"$f":"'Input - Inventory'!E311","v":"NonTraffic"},{"$f":"'Input - Inventory'!F311","v":"Minor < 130w"},{"$f":"'Input - Inventory'!G311","v":0},null,"Luminaire - 70W MBI - MACQUARIE DEC.",null,0,0,0,null,0,0,0,0,0,0,0,0,0,0,0,0,0,0,0,0,0,0,0,0,0,0,0,0,0,0,0,0,0,null,0,0,0,0,0,0,0,0,0,null,0,0,0,0,0,0,0,0,0,0,null,0,0,0,0,0,0,0,null,0,0,0,null,{"$f":"IF($D314=\"Connection\",VLOOKUP(C314,'Input - General'!$F$62:$N$79,9,FALSE),0)","v":0},null,0.1801212933606588,0,0,null,8.6527813038891108E-2,0,0]
[null,{"$f":"'Input - Inventory'!B312","v":304},{"$f":"'Input - Inventory'!C312","v":"70W MBI II"},{"$f":"'Input - Inventory'!D312","v":"Luminaire"},{"$f":"'Input - Inventory'!E312","v":"Traffic"},{"$f":"'Input - Inventory'!F312","v":"Minor < 130w"},{"$f":"'Input - Inventory'!G312","v":0},null,"Luminaire - 70W MBI II",null,0,72,0,null,0,0,0,0,0,0,0,0,0,0,0,0,0,0,0,0,0,0,0,0,0,0,0,0,0,0,0,0,0,null,0,0,0,0,0,0,0,0,0,null,0,0,0,0,0,0,0,0,0,0,null,0,0,0,0,0,0,0,null,0,0,0,null,{"$f":"IF($D315=\"Connection\",VLOOKUP(C315,'Input - General'!$F$62:$N$79,9,FALSE),0)","v":0},null,0.1801212933606588,0,0,null,8.6527813038891108E-2,0,0]
[null,{"$f":"'Input - Inventory'!B313","v":305},{"$f":"'Input - Inventory'!C313","v":"70W MBI II AERO"},{"$f":"'Input - Inventory'!D313","v":"Luminaire"},{"$f":"'Input - Inventory'!E313","v":"Traffic"},{"$f":"'Input - Inventory'!F313","v":"Minor < 130w"},{"$f":"'Input - Inventory'!G313","v":0},null,"Luminaire - 70W MBI II AERO",null,0,8,0,null,0,0,0,0,0,0,0,0,0,0,0,0,0,0,0,0,0,0,0,0,0,0,0,0,0,0,0,0,0,null,0,0,0,0,0,0,0,0,0,null,0,0,0,0,0,0,0,0,0,0,null,0,0,0,0,0,0,0,null,0,0,0,null,{"$f":"IF($D316=\"Connection\",VLOOKUP(C316,'Input - General'!$F$62:$N$79,9,FALSE),0)","v":0},null,0.1801212933606588,0,0,null,8.6527813038891108E-2,0,0]
[null,{"$f":"'Input - Inventory'!B314","v":306},{"$f":"'Input - Inventory'!C314","v":"70W SON"},{"$f":"'Input - Inventory'!D314","v":"Luminaire"},{"$f":"'Input - Inventory'!E314","v":"NonTraffic"},{"$f":"'Input - Inventory'!F314","v":"Minor < 130w"},{"$f":"'Input - Inventory'!G314","v":0},null,"Luminaire - 70W SON",null,0,1361,0,null,0,0,0,0,0,0,0,0,0,0,0,0,0,0,0,0,0,0,0,0,0,0,0,0,0,0,0,0,0,null,0,0,0,0,0,0,0,0,0,null,0,0,0,0,0,0,0,0,0,0,null,0,0,0,0,0,0,0,null,0,0,0,null,{"$f":"IF($D317=\"Connection\",VLOOKUP(C317,'Input - General'!$F$62:$N$79,9,FALSE),0)","v":0},null,0.1801212933606588,0,0,null,8.6527813038891108E-2,0,0]
[null,{"$f":"'Input - Inventory'!B315","v":307},{"$f":"'Input - Inventory'!C315","v":"70W SON - BOURKE HILL"},{"$f":"'Input - Inventory'!D315","v":"Luminaire"},{"$f":"'Input - Inventory'!E315","v":"NonTraffic"},{"$f":"'Input - Inventory'!F315","v":"Minor < 130w"},{"$f":"'Input - Inventory'!G315","v":0},null,"Luminaire - 70W SON - BOURKE HILL",null,0,12,0,null,0,0,0,0,0,0,0,0,0,0,0,0,0,0,0,0,0,0,0,0,0,0,0,0,0,0,0,0,0,null,0,0,0,0,0,0,0,0,0,null,0,0,0,0,0,0,0,0,0,0,null,0,0,0,0,0,0,0,null,0,0,0,null,{"$f":"IF($D318=\"Connection\",VLOOKUP(C318,'Input - General'!$F$62:$N$79,9,FALSE),0)","v":0},null,0.1801212933606588,0,0,null,8.6527813038891108E-2,0,0]
[null,{"$f":"'Input - Inventory'!B316","v":308},{"$f":"'Input - Inventory'!C316","v":"70W SON - GEC BOSTON 2"},{"$f":"'Input - Inventory'!D316","v":"Luminaire"},{"$f":"'Input - Inventory'!E316","v":"NonTraffic"},{"$f":"'Input - Inventory'!F316","v":"Minor < 130w"},{"$f":"'Input - Inventory'!G316","v":0},null,"Luminaire - 70W SON - GEC BOSTON 2",null,0,6,0,null,0,0,0,0,0,0,0,0,0,0,0,0,0,0,0,0,0,0,0,0,0,0,0,0,0,0,0,0,0,null,0,0,0,0,0,0,0,0,0,null,0,0,0,0,0,0,0,0,0,0,null,0,0,0,0,0,0,0,null,0,0,0,null,{"$f":"IF($D319=\"Connection\",VLOOKUP(C319,'Input - General'!$F$62:$N$79,9,FALSE),0)","v":0},null,0.1801212933606588,0,0,null,8.6527813038891108E-2,0,0]
[null,{"$f":"'Input - Inventory'!B317","v":309},{"$f":"'Input - Inventory'!C317","v":"70W SON - NOSTALGIA"},{"$f":"'Input - Inventory'!D317","v":"Luminaire"},{"$f":"'Input - Inventory'!E317","v":"NonTraffic"},{"$f":"'Input - Inventory'!F317","v":"Minor < 130w"},{"$f":"'Input - Inventory'!G317","v":0},null,"Luminaire - 70W SON - NOSTALGIA",null,0,22,0,null,0,0,0,0,0,0,0,0,0,0,0,0,0,0,0,0,0,0,0,0,0,0,0,0,0,0,0,0,0,null,0,0,0,0,0,0,0,0,0,null,0,0,0,0,0,0,0,0,0,0,null,0,0,0,0,0,0,0,null,0,0,0,null,{"$f":"IF($D320=\"Connection\",VLOOKUP(C320,'Input - General'!$F$62:$N$79,9,FALSE),0)","v":0},null,0.1801212933606588,0,0,null,8.6527813038891108E-2,0,0]
[null,{"$f":"'Input - Inventory'!B318","v":310},{"$f":"'Input - Inventory'!C318","v":"70W SON - Nostalgia (P09)"},{"$f":"'Input - Inventory'!D318","v":"Luminaire"},{"$f":"'Input - Inventory'!E318","v":"Traffic"},{"$f":"'Input - Inventory'!F318","v":"Minor < 130w"},{"$f":"'Input - Inventory'!G318","v":0},null,"Luminaire - 70W SON - Nostalgia (P09)",null,0,50,0,null,0,0,0,0,0,0,0,0,0,0,0,0,0,0,0,0,0,0,0,0,0,0,0,0,0,0,0,0,0,null,0,0,0,0,0,0,0,0,0,null,0,0,0,0,0,0,0,0,0,0,null,0,0,0,0,0,0,0,null,0,0,0,null,{"$f":"IF($D321=\"Connection\",VLOOKUP(C321,'Input - General'!$F$62:$N$79,9,FALSE),0)","v":0},null,0.1801212933606588,0,0,null,8.6527813038891108E-2,0,0]
[null,{"$f":"'Input - Inventory'!B319","v":311},{"$f":"'Input - Inventory'!C319","v":"70W SON - PARKVILLE"},{"$f":"'Input - Inventory'!D319","v":"Luminaire"},{"$f":"'Input - Inventory'!E319","v":"NonTraffic"},{"$f":"'Input - Inventory'!F319","v":"Minor < 130w"},{"$f":"'Input - Inventory'!G319","v":0},null,"Luminaire - 70W SON - PARKVILLE",null,0,6,0,null,0,0,0,0,0,0,0,0,0,0,0,0,0,0,0,0,0,0,0,0,0,0,0,0,0,0,0,0,0,null,0,0,0,0,0,0,0,0,0,null,0,0,0,0,0,0,0,0,0,0,null,0,0,0,0,0,0,0,null,0,0,0,null,{"$f":"IF($D322=\"Connection\",VLOOKUP(C322,'Input - General'!$F$62:$N$79,9,FALSE),0)","v":0},null,0.1801212933606588,0,0,null,8.6527813038891108E-2,0,0]
[null,{"$f":"'Input - Inventory'!B320","v":312},{"$f":"'Input - Inventory'!C320","v":"70W SON - REGAL/FLINDERS"},{"$f":"'Input - Inventory'!D320","v":"Luminaire"},{"$f":"'Input - Inventory'!E320","v":"NonTraffic"},{"$f":"'Input - Inventory'!F320","v":"Minor < 130w"},{"$f":"'Input - Inventory'!G320","v":0},null,"Luminaire - 70W SON - REGAL/FLINDERS",null,0,0,0,null,0,0,0,0,0,0,0,0,0,0,0,0,0,0,0,0,0,0,0,0,0,0,0,0,0,0,0,0,0,null,0,0,0,0,0,0,0,0,0,null,0,0,0,0,0,0,0,0,0,0,null,0,0,0,0,0,0,0,null,0,0,0,null,{"$f":"IF($D323=\"Connection\",VLOOKUP(C323,'Input - General'!$F$62:$N$79,9,FALSE),0)","v":0},null,0.1801212933606588,0,0,null,8.6527813038891108E-2,0,0]
[null,{"$f":"'Input - Inventory'!B321","v":313},{"$f":"'Input - Inventory'!C321","v":"70W SON (P09)"},{"$f":"'Input - Inventory'!D321","v":"Luminaire"},{"$f":"'Input - Inventory'!E321","v":"NonTraffic"},{"$f":"'Input - Inventory'!F321","v":"Minor < 130w"},{"$f":"'Input - Inventory'!G321","v":0},null,"Luminaire - 70W SON (P09)",null,0,419,0,null,0,0,0,0,0,0,0,0,0,0,0,0,0,0,0,0,0,0,0,0,0,0,0,0,0,0,0,0,0,null,0,0,0,0,0,0,0,0,0,null,0,0,0,0,0,0,0,0,0,0,null,0,0,0,0,0,0,0,null,0,0,0,null,{"$f":"IF($D324=\"Connection\",VLOOKUP(C324,'Input - General'!$F$62:$N$79,9,FALSE),0)","v":0},null,0.1801212933606588,0,0,null,8.6527813038891108E-2,0,0]
[null,{"$f":"'Input - Inventory'!B322","v":314},{"$f":"'Input - Inventory'!C322","v":"70W SON BOLLARD"},{"$f":"'Input - Inventory'!D322","v":"Luminaire"},{"$f":"'Input - Inventory'!E322","v":"NonTraffic"},{"$f":"'Input - Inventory'!F322","v":"Minor < 130w"},{"$f":"'Input - Inventory'!G322","v":0},null,"Luminaire - 70W SON BOLLARD",null,0,9,0,null,0,0,0,0,0,0,0,0,0,0,0,0,0,0,0,0,0,0,0,0,0,0,0,0,0,0,0,0,0,null,0,0,0,0,0,0,0,0,0,null,0,0,0,0,0,0,0,0,0,0,null,0,0,0,0,0,0,0,null,0,0,0,null,{"$f":"IF($D325=\"Connection\",VLOOKUP(C325,'Input - General'!$F$62:$N$79,9,FALSE),0)","v":0},null,0.1801212933606588,0,0,null,8.6527813038891108E-2,0,0]
[null,{"$f":"'Input - Inventory'!B323","v":315},{"$f":"'Input - Inventory'!C323","v":"70W SON FLOODLIGHT"},{"$f":"'Input - Inventory'!D323","v":"Luminaire"},{"$f":"'Input - Inventory'!E323","v":"NonTraffic"},{"$f":"'Input - Inventory'!F323","v":"Minor < 130w"},{"$f":"'Input - Inventory'!G323","v":0},null,"Luminaire - 70W SON FLOODLIGHT",null,0,16,0,null,0,0,0,0,0,0,0,0,0,0,0,0,0,0,0,0,0,0,0,0,0,0,0,0,0,0,0,0,0,null,0,0,0,0,0,0,0,0,0,null,0,0,0,0,0,0,0,0,0,0,null,0,0,0,0,0,0,0,null,0,0,0,null,{"$f":"IF($D326=\"Connection\",VLOOKUP(C326,'Input - General'!$F$62:$N$79,9,FALSE),0)","v":0},null,0.1801212933606588,0,0,null,8.6527813038891108E-2,0,0]
[null,{"$f":"'Input - Inventory'!B324","v":316},{"$f":"'Input - Inventory'!C324","v":"70W SON Floodlight (P09)"},{"$f":"'Input - Inventory'!D324","v":"Luminaire"},{"$f":"'Input - Inventory'!E324","v":"NonTraffic"},{"$f":"'Input - Inventory'!F324","v":"Minor < 130w"},{"$f":"'Input - Inventory'!G324","v":0},null,"Luminaire - 70W SON Floodlight (P09)",null,0,12,0,null,0,0,0,0,0,0,0,0,0,0,0,0,0,0,0,0,0,0,0,0,0,0,0,0,0,0,0,0,0,null,0,0,0,0,0,0,0,0,0,null,0,0,0,0,0,0,0,0,0,0,null,0,0,0,0,0,0,0,null,0,0,0,null,{"$f":"IF($D327=\"Connection\",VLOOKUP(C327,'Input - General'!$F$62:$N$79,9,FALSE),0)","v":0},null,0.1801212933606588,0,0,null,8.6527813038891108E-2,0,0]
[null,{"$f":"'Input - Inventory'!B325","v":317},{"$f":"'Input - Inventory'!C325","v":"70W SON -PLAIN"},{"$f":"'Input - Inventory'!D325","v":"Luminaire"},{"$f":"'Input - Inventory'!E325","v":"NonTraffic"},{"$f":"'Input - Inventory'!F325","v":"Minor < 130w"},{"$f":"'Input - Inventory'!G325","v":0},null,"Luminaire - 70W SON -PLAIN",null,0,202,0,null,0,0,0,0,0,0,0,0,0,0,0,0,0,0,0,0,0,0,0,0,0,0,0,0,0,0,0,0,0,null,0,0,0,0,0,0,0,0,0,null,0,0,0,0,0,0,0,0,0,0,null,0,0,0,0,0,0,0,null,0,0,0,null,{"$f":"IF($D328=\"Connection\",VLOOKUP(C328,'Input - General'!$F$62:$N$79,9,FALSE),0)","v":0},null,0.1801212933606588,0,0,null,8.6527813038891108E-2,0,0]
[null,{"$f":"'Input - Inventory'!B326","v":318},{"$f":"'Input - Inventory'!C326","v":"70W SON -PLAIN (P09)"},{"$f":"'Input - Inventory'!D326","v":"Luminaire"},{"$f":"'Input - Inventory'!E326","v":"NonTraffic"},{"$f":"'Input - Inventory'!F326","v":"Minor < 130w"},{"$f":"'Input - Inventory'!G326","v":0},null,"Luminaire - 70W SON -PLAIN (P09)",null,0,20,0,null,0,0,0,0,0,0,0,0,0,0,0,0,0,0,0,0,0,0,0,0,0,0,0,0,0,0,0,0,0,null,0,0,0,0,0,0,0,0,0,null,0,0,0,0,0,0,0,0,0,0,null,0,0,0,0,0,0,0,null,0,0,0,null,{"$f":"IF($D329=\"Connection\",VLOOKUP(C329,'Input - General'!$F$62:$N$79,9,FALSE),0)","v":0},null,0.1801212933606588,0,0,null,8.6527813038891108E-2,0,0]
[null,{"$f":"'Input - Inventory'!B327","v":319},{"$f":"'Input - Inventory'!C327","v":"750W MBI FLOODLIGHT"},{"$f":"'Input - Inventory'!D327","v":"Luminaire"},{"$f":"'Input - Inventory'!E327","v":"Traffic"},{"$f":"'Input - Inventory'!F327","v":"Major > 130w"},{"$f":"'Input - Inventory'!G327","v":0},null,"Luminaire - 750W MBI FLOODLIGHT",null,0,0,0,null,0,0,0,0,0,0,0,0,0,0,0,0,0,0,0,0,0,0,0,0,0,0,0,0,0,0,0,0,0,null,0,0,0,0,0,0,0,0,0,null,0,0,0,0,0,0,0,0,0,0,null,0,0,0,0,0,0,0,null,0,0,0,null,{"$f":"IF($D330=\"Connection\",VLOOKUP(C330,'Input - General'!$F$62:$N$79,9,FALSE),0)","v":0},null,0.1801212933606588,0,0,null,8.6527813038891108E-2,0,0]
[null,{"$f":"'Input - Inventory'!B328","v":320},{"$f":"'Input - Inventory'!C328","v":"80W MBF"},{"$f":"'Input - Inventory'!D328","v":"Luminaire"},{"$f":"'Input - Inventory'!E328","v":"NonTraffic"},{"$f":"'Input - Inventory'!F328","v":"Minor < 130w"},{"$f":"'Input - Inventory'!G328","v":0},null,"Luminaire - 80W MBF",null,0,22785,0,null,0,0,0,0,0,0,0,0,0,0,0,0,0,0,0,0,0,0,0,0,0,0,0,0,0,0,0,0,0,null,0,0,0,0,0,0,0,0,0,null,0,0,0,0,0,0,0,0,0,0,null,0,0,0,0,0,0,0,null,0,0,0,null,{"$f":"IF($D331=\"Connection\",VLOOKUP(C331,'Input - General'!$F$62:$N$79,9,FALSE),0)","v":0},null,0.1801212933606588,0,0,null,8.6527813038891108E-2,0,0]
[null,{"$f":"'Input - Inventory'!B329","v":321},{"$f":"'Input - Inventory'!C329","v":"80W MBF - BEGA+CURVE BRA"},{"$f":"'Input - Inventory'!D329","v":"Luminaire"},{"$f":"'Input - Inventory'!E329","v":"NonTraffic"},{"$f":"'Input - Inventory'!F329","v":"Minor < 130w"},{"$f":"'Input - Inventory'!G329","v":0},null,"Luminaire - 80W MBF - BEGA+CURVE BRA",null,0,0,0,null,0,0,0,0,0,0,0,0,0,0,0,0,0,0,0,0,0,0,0,0,0,0,0,0,0,0,0,0,0,null,0,0,0,0,0,0,0,{"$f":"INDIRECT($E332)*$V332 +(1-INDIRECT($E332))*$T332","v":0},0,null,{"$f":"IF($D332=$AS$9,(INDIRECT(\"PriceLabour\" & \"FY19\")*ProportionStandardHours + INDIRECT(\"PriceLabourOvertime\" & \"FY19\")*ProportionOvertimeHours)*(1+RateOnCostAnnual),0)","v":0},0,{"$f":"IF($D332=\"Lamp\",(NumberOfCrew+INDIRECT($E332)*TrafficController)*(TimeToReplaceLamp),0)","v":0},{"$f":"IF($D332=$AS$9,(INDIRECT(\"PriceLabour\" & \"FY19\")*ProportionStandardHours + INDIRECT(\"PriceLabourOvertime\" & \"FY19\")*ProportionOvertimeHours)*(1+RateOnCostAnnual),0)","v":0},0,{"$f":"IF($D332=\"Lamp\",(NumberOfCrew+INDIRECT($E332)*TrafficController)*(TimeForPECellReplace),0)","v":0},{"$f":"IF($D332=$AS$9,(INDIRECT(\"PriceLabour\" & \"FY19\")*ProportionStandardHours + INDIRECT(\"PriceLabourOvertime\" & \"FY19\")*ProportionOvertimeHours)*(1+RateOnCostAnnual),0)","v":0},0,{"$f":"IF($D332=\"Lamp\",(NumberOfCrew+INDIRECT($E332)*TrafficController)*(TimeForOtherSpot),0)","v":0},0,null,0,{"$f":"IF($D332=\"Lamp\",INDIRECT(BO$10 & $B332),0)","v":0},0,{"$f":"IF($D332=\"Lamp\",INDIRECT(\"FailurePECell\" & \"Annual\"),0)","v":0},0,{"$f":"IF($D332=\"Lamp\",INDIRECT(\"FailureMisc\" & \"Annual\"),0)","v":0},0,null,0,0,0,null,{"$f":"IF($D332=\"Connection\",VLOOKUP(C332,'Input - General'!$F$62:$N$79,9,FALSE),0)","v":0},null,{"$f":"RateOverhead","v":0.1801212933606588},0,0,null,{"$f":"CorporateOverheads","v":8.6527813038891108E-2},0,{"$f":"CG332*CF332","v":0}]
[null,{"$f":"'Input - Inventory'!B330","v":322},{"$f":"'Input - Inventory'!C330","v":"80W MBF - BOURKE HILL"},{"$f":"'Input - Inventory'!D330","v":"Luminaire"},{"$f":"'Input - Inventory'!E330","v":"NonTraffic"},{"$f":"'Input - Inventory'!F330","v":"Minor < 130w"},{"$f":"'Input - Inventory'!G330","v":0},null,"Luminaire - 80W MBF - BOURKE HILL",null,{"$f":"AQ333+BA333+BL333+BT333+BX333+BZ333+CD333+CH333","v":0},{"$f":"INDIRECT(L$10&$B333&\"FY19\")","v":714},0,null,{"$f":"IF(AND($D333=\"Lamp\", OR($F333=O$9, O$9=\"All\")),INDIRECT(\"PriceBulkTask1\" & \"FY19\"),0)","v":0},0,{"$f":"IF(AND($D333=\"Lamp\", OR($F333=Q$9, Q$9=\"All\")),INDIRECT(\"PriceBulkTask2\" & \"FY19\"),0)","v":0},0,{"$f":"IF(AND($D333=\"Lamp\", OR($F333=S$9, S$9=\"All\")),INDIRECT(\"PriceBulkTask3\" & \"FY19\"),0)","v":0},0,{"$f":"IF(AND($D333=\"Lamp\", OR($F333=U$9, U$9=\"All\")),INDIRECT(\"PriceBulkTask4\" & \"FY19\"),0)","v":0},0,{"$f":"IF(AND($D333=\"Lamp\", OR($F333=W$9, W$9=\"All\")),INDIRECT(\"PriceBulkTask5\" & \"FY19\"),0)","v":0},0,{"$f":"IF(AND($D333=\"Lamp\", OR($F333=Y$9, Y$9=\"All\")),INDIRECT(\"PriceBulkTask6\" & \"FY19\"),0)","v":0},0,{"$f":"IF(AND($D333=\"Lamp\", OR($F333=AA$9, AA$9=\"All\")),INDIRECT(\"PriceBulkTask7\" & \"FY19\"),0)","v":0},0,{"$f":"IF(AND($D333=\"Lamp\", OR($F333=AC$9, AC$9=\"All\")),INDIRECT(\"PriceBulkTask8\" & \"FY19\"),0)","v":0},0,{"$f":"IF(AND($D333=\"Lamp\", OR($F333=AE$9, AE$9=\"All\")),INDIRECT(\"PriceBulkTask9\" & \"FY19\"),0)","v":0},0,{"$f":"IF(AND($D333=\"Lamp\", OR($F333=AG$9, AG$9=\"All\")),INDIRECT(\"PriceBulkTask10\" & \"FY19\"),0)","v":0},0,{"$f":"IF(AND($D333=\"Lamp\", OR($F333=AI$9, AI$9=\"All\")),INDIRECT(\"PriceBulkTask11\" & \"FY19\"),0)","v":0},0,{"$f":"IF(AND($D333=\"Lamp\", OR($F333=AK$9, AK$9=\"All\")),INDIRECT(\"PriceBulkTask12\" & \"FY19\"),0)","v":0},0,{"$f":"IF(AND($D333=\"Lamp\", OR($F333=AM$9, AM$9=\"All\")),INDIRECT(\"PriceBulkTask13\" & \"FY19\"),0)","v":0},0,{"$f":"IF(AND($D333=\"Lamp\", OR($F333=AO$9, AO$9=\"All\")),INDIRECT(\"PriceBulkTask14\" & \"FY19\"),0)","v":0},0,0,null,{"$f":"IF($D333=\"Lamp\",$G333*INDIRECT(\"Price\" & $B333 & \"FY19\"),0)","v":0},0,{"$f":"IF($D333=\"Lamp\",INDIRECT(\"PriceVisor\" & \"FY19\"),0)","v":0},0,{"$f":"IF($D333=\"Lamp\",INDIRECT(\"PricePECell\" & \"FY19\"),0)","v":0},0,{"$f":"IF($D333=\"Lamp\",INDIRECT(\"PriceMisc\" & \"FY19\"),0)","v":0},0,0,null,0,0,0,0,0,0,0,0,0,0,null,{"$f":"IF($D333=\"Lamp\",INDIRECT(\"Price\" & $B333 & \"FY19\"),0)","v":0},0,{"$f":"IF($D333=\"Lamp\",INDIRECT(\"pRICEpecELL\" & \"FY19\"),0)","v":0},0,{"$f":"IF($D333=\"Lamp\",INDIRECT(\"PriceMisc\" & \"FY19\"),0)","v":0},0,0,null,{"$f":"IF(AND($D333=\"Lamp\"),INDIRECT(\"PriceEWP\"&\"FY19\"),0)","v":0},0,0,null,{"$f":"IF($D333=\"Connection\",VLOOKUP(C333,'Input - General'!$F$62:$N$79,9,FALSE),0)","v":0},null,0.1801212933606588,0,0,null,8.6527813038891108E-2,{"$f":"AQ333+BA333+BL333+BT333+BX333+BZ333+CD333","v":0},0]
[null,{"$f":"'Input - Inventory'!B331","v":323},{"$f":"'Input - Inventory'!C331","v":"80W MBF - Bourke Hill (P09)"},{"$f":"'Input - Inventory'!D331","v":"Luminaire"},{"$f":"'Input - Inventory'!E331","v":"NonTraffic"},{"$f":"'Input - Inventory'!F331","v":"Minor < 130w"},{"$f":"'Input - Inventory'!G331","v":0},null,"Luminaire - 80W MBF - Bourke Hill (P09)",null,0,175,0,null,0,0,0,0,0,0,0,0,0,0,0,0,0,0,0,0,0,0,0,0,0,0,0,0,0,0,0,0,0,null,0,0,0,0,0,0,0,0,0,null,0,0,0,0,0,0,0,0,0,0,null,0,0,0,0,0,0,0,null,0,0,0,null,{"$f":"IF($D334=\"Connection\",VLOOKUP(C334,'Input - General'!$F$62:$N$79,9,FALSE),0)","v":0},null,0.1801212933606588,0,0,null,8.6527813038891108E-2,0,0]
[null,{"$f":"'Input - Inventory'!B332","v":324},{"$f":"'Input - Inventory'!C332","v":"80W MBF - GEC BOSTON 2"},{"$f":"'Input - Inventory'!D332","v":"Luminaire"},{"$f":"'Input - Inventory'!E332","v":"NonTraffic"},{"$f":"'Input - Inventory'!F332","v":"Minor < 130w"},{"$f":"'Input - Inventory'!G332","v":0},null,"Luminaire - 80W MBF - GEC BOSTON 2",null,0,12,0,null,0,0,0,0,0,0,0,0,0,0,0,0,0,0,0,0,0,0,0,0,0,0,0,0,0,0,0,0,0,null,0,0,0,0,0,0,0,0,0,null,0,0,0,0,0,0,0,0,0,0,null,0,0,0,0,0,0,0,null,0,0,0,null,{"$f":"IF($D335=\"Connection\",VLOOKUP(C335,'Input - General'!$F$62:$N$79,9,FALSE),0)","v":0},null,0.1801212933606588,0,0,null,8.6527813038891108E-2,0,0]
[null,{"$f":"'Input - Inventory'!B333","v":325},{"$f":"'Input - Inventory'!C333","v":"80W MBF - NOSTALGIA"},{"$f":"'Input - Inventory'!D333","v":"Luminaire"},{"$f":"'Input - Inventory'!E333","v":"NonTraffic"},{"$f":"'Input - Inventory'!F333","v":"Minor < 130w"},{"$f":"'Input - Inventory'!G333","v":0},null,"Luminaire - 80W MBF - NOSTALGIA",null,0,562,0,null,0,0,0,0,0,0,0,0,0,0,0,0,0,0,0,0,0,0,0,0,0,0,0,0,0,0,0,0,0,null,0,0,0,0,0,0,0,0,0,null,0,0,0,0,0,0,0,0,0,0,null,0,0,0,0,0,0,0,null,0,0,0,null,{"$f":"IF($D336=\"Connection\",VLOOKUP(C336,'Input - General'!$F$62:$N$79,9,FALSE),0)","v":0},null,0.1801212933606588,0,0,null,8.6527813038891108E-2,0,0]
[null,{"$f":"'Input - Inventory'!B334","v":326},{"$f":"'Input - Inventory'!C334","v":"80W MBF - PLAIN"},{"$f":"'Input - Inventory'!D334","v":"Luminaire"},{"$f":"'Input - Inventory'!E334","v":"NonTraffic"},{"$f":"'Input - Inventory'!F334","v":"Minor < 130w"},{"$f":"'Input - Inventory'!G334","v":0},null,"Luminaire - 80W MBF - PLAIN",null,0,318,0,null,0,0,0,0,0,0,0,0,0,0,0,0,0,0,0,0,0,0,0,0,0,0,0,0,0,0,0,0,0,null,0,0,0,0,0,0,0,0,0,null,0,0,0,0,0,0,0,0,0,0,null,0,0,0,0,0,0,0,null,0,0,0,null,{"$f":"IF($D337=\"Connection\",VLOOKUP(C337,'Input - General'!$F$62:$N$79,9,FALSE),0)","v":0},null,0.1801212933606588,0,0,null,8.6527813038891108E-2,0,0]
[null,{"$f":"'Input - Inventory'!B335","v":327},{"$f":"'Input - Inventory'!C335","v":"80W MBF - PLAIN (P09)"},{"$f":"'Input - Inventory'!D335","v":"Luminaire"},{"$f":"'Input - Inventory'!E335","v":"NonTraffic"},{"$f":"'Input - Inventory'!F335","v":"Minor < 130w"},{"$f":"'Input - Inventory'!G335","v":0},null,"Luminaire - 80W MBF - PLAIN (P09)",null,0,285,0,null,0,0,0,0,0,0,0,0,0,0,0,0,0,0,0,0,0,0,0,0,0,0,0,0,0,0,0,0,0,null,0,0,0,0,0,0,0,0,0,null,0,0,0,0,0,0,0,0,0,0,null,0,0,0,0,0,0,0,null,0,0,0,null,{"$f":"IF($D338=\"Connection\",VLOOKUP(C338,'Input - General'!$F$62:$N$79,9,FALSE),0)","v":0},null,0.1801212933606588,0,0,null,8.6527813038891108E-2,0,0]
[null,{"$f":"'Input - Inventory'!B336","v":328},{"$f":"'Input - Inventory'!C336","v":"80W MBF - REGAL/FLINDERS"},{"$f":"'Input - Inventory'!D336","v":"Luminaire"},{"$f":"'Input - Inventory'!E336","v":"NonTraffic"},{"$f":"'Input - Inventory'!F336","v":"Minor < 130w"},{"$f":"'Input - Inventory'!G336","v":0},null,"Luminaire - 80W MBF - REGAL/FLINDERS",null,0,0,0,null,0,0,0,0,0,0,0,0,0,0,0,0,0,0,0,0,0,0,0,0,0,0,0,0,0,0,0,0,0,null,0,0,0,0,0,0,0,0,0,null,0,0,0,0,0,0,0,0,0,0,null,0,0,0,0,0,0,0,null,0,0,0,null,{"$f":"IF($D339=\"Connection\",VLOOKUP(C339,'Input - General'!$F$62:$N$79,9,FALSE),0)","v":0},null,0.1801212933606588,0,0,null,8.6527813038891108E-2,0,0]
[null,{"$f":"'Input - Inventory'!B337","v":329},{"$f":"'Input - Inventory'!C337","v":"80W MBF - SYLVANIA SUBUR"},{"$f":"'Input - Inventory'!D337","v":"Luminaire"},{"$f":"'Input - Inventory'!E337","v":"NonTraffic"},{"$f":"'Input - Inventory'!F337","v":"Minor < 130w"},{"$f":"'Input - Inventory'!G337","v":0},null,"Luminaire - 80W MBF - SYLVANIA SUBUR",null,0,0,0,null,0,0,0,0,0,0,0,0,0,0,0,0,0,0,0,0,0,0,0,0,0,0,0,0,0,0,0,0,0,null,0,0,0,0,0,0,0,0,0,null,0,0,0,0,0,0,0,0,0,0,null,0,0,0,0,0,0,0,null,0,0,0,null,{"$f":"IF($D340=\"Connection\",VLOOKUP(C340,'Input - General'!$F$62:$N$79,9,FALSE),0)","v":0},null,0.1801212933606588,0,0,null,8.6527813038891108E-2,0,0]
[null,{"$f":"'Input - Inventory'!B338","v":330},{"$f":"'Input - Inventory'!C338","v":"80W MBF - Sylvania Suburban (P09)"},{"$f":"'Input - Inventory'!D338","v":"Luminaire"},{"$f":"'Input - Inventory'!E338","v":"NonTraffic"},{"$f":"'Input - Inventory'!F338","v":"Minor < 130w"},{"$f":"'Input - Inventory'!G338","v":0},null,"Luminaire - 80W MBF - Sylvania Suburban (P09)",null,0,8214.5,0,null,0,0,0,0,0,0,0,0,0,0,0,0,0,0,0,0,0,0,0,0,0,0,0,0,0,0,0,0,0,null,0,0,0,0,0,0,0,0,0,null,0,0,0,0,0,0,0,0,0,0,null,0,0,0,0,0,0,0,null,0,0,0,null,{"$f":"IF($D341=\"Connection\",VLOOKUP(C341,'Input - General'!$F$62:$N$79,9,FALSE),0)","v":0},null,0.1801212933606588,0,0,null,8.6527813038891108E-2,0,0]
[null,{"$f":"'Input - Inventory'!B339","v":331},{"$f":"'Input - Inventory'!C339","v":"80W MBF BOLLARD"},{"$f":"'Input - Inventory'!D339","v":"Luminaire"},{"$f":"'Input - Inventory'!E339","v":"NonTraffic"},{"$f":"'Input - Inventory'!F339","v":"Minor < 130w"},{"$f":"'Input - Inventory'!G339","v":0},null,"Luminaire - 80W MBF BOLLARD",null,0,68,0,null,0,0,0,0,0,0,0,0,0,0,0,0,0,0,0,0,0,0,0,0,0,0,0,0,0,0,0,0,0,null,0,0,0,0,0,0,0,0,0,null,0,0,0,0,0,0,0,0,0,0,null,0,0,0,0,0,0,0,null,0,0,0,null,{"$f":"IF($D342=\"Connection\",VLOOKUP(C342,'Input - General'!$F$62:$N$79,9,FALSE),0)","v":0},null,0.1801212933606588,0,0,null,8.6527813038891108E-2,0,0]
[null,{"$f":"'Input - Inventory'!B340","v":332},{"$f":"'Input - Inventory'!C340","v":"80W MBF TOORAK"},{"$f":"'Input - Inventory'!D340","v":"Luminaire"},{"$f":"'Input - Inventory'!E340","v":"NonTraffic"},{"$f":"'Input - Inventory'!F340","v":"Minor < 130w"},{"$f":"'Input - Inventory'!G340","v":0},null,"Luminaire - 80W MBF TOORAK",null,0,107,0,null,0,0,0,0,0,0,0,0,0,0,0,0,0,0,0,0,0,0,0,0,0,0,0,0,0,0,0,0,0,null,0,0,0,0,0,0,0,0,0,null,0,0,0,0,0,0,0,0,0,0,null,0,0,0,0,0,0,0,null,0,0,0,null,{"$f":"IF($D343=\"Connection\",VLOOKUP(C343,'Input - General'!$F$62:$N$79,9,FALSE),0)","v":0},null,0.1801212933606588,0,0,null,8.6527813038891108E-2,0,0]
[null,{"$f":"'Input - Inventory'!B341","v":333},{"$f":"'Input - Inventory'!C341","v":"90W SOX"},{"$f":"'Input - Inventory'!D341","v":"Luminaire"},{"$f":"'Input - Inventory'!E341","v":"Traffic"},{"$f":"'Input - Inventory'!F341","v":"Minor < 130w"},{"$f":"'Input - Inventory'!G341","v":0},null,"Luminaire - 90W SOX",null,0,1,0,null,0,0,0,0,0,0,0,0,0,0,0,0,0,0,0,0,0,0,0,0,0,0,0,0,0,0,0,0,0,null,0,0,0,0,0,0,0,0,0,null,0,0,0,0,0,0,0,0,0,0,null,0,0,0,0,0,0,0,null,0,0,0,null,{"$f":"IF($D344=\"Connection\",VLOOKUP(C344,'Input - General'!$F$62:$N$79,9,FALSE),0)","v":0},null,0.1801212933606588,0,0,null,8.6527813038891108E-2,0,0]
[null,{"$f":"'Input - Inventory'!B342","v":334},{"$f":"'Input - Inventory'!C342","v":"EMPTY"},{"$f":"'Input - Inventory'!D342","v":"Luminaire"},{"$f":"'Input - Inventory'!E342","v":"NonTraffic"},{"$f":"'Input - Inventory'!F342","v":"Minor < 130w"},{"$f":"'Input - Inventory'!G342","v":0},null,"Luminaire - EMPTY",null,0,0,0,null,0,0,0,0,0,0,0,0,0,0,0,0,0,0,0,0,0,0,0,0,0,0,0,0,0,0,0,0,0,null,0,0,0,0,0,0,0,0,0,null,0,0,0,0,0,0,0,0,0,0,null,0,0,0,0,0,0,0,null,0,0,0,null,{"$f":"IF($D345=\"Connection\",VLOOKUP(C345,'Input - General'!$F$62:$N$79,9,FALSE),0)","v":0},null,0.1801212933606588,0,0,null,8.6527813038891108E-2,0,0]
[null,{"$f":"'Input - Inventory'!B343","v":335},{"$f":"'Input - Inventory'!C343","v":"INCANDESCENT"},{"$f":"'Input - Inventory'!D343","v":"Luminaire"},{"$f":"'Input - Inventory'!E343","v":"NonTraffic"},{"$f":"'Input - Inventory'!F343","v":"Minor < 130w"},{"$f":"'Input - Inventory'!G343","v":0},null,"Luminaire - INCANDESCENT",null,0,12,0,null,0,0,0,0,0,0,0,0,0,0,0,0,0,0,0,0,0,0,0,0,0,0,0,0,0,0,0,0,0,null,0,0,0,0,0,0,0,0,0,null,0,0,0,0,0,0,0,0,0,0,null,0,0,0,0,0,0,0,null,0,0,0,null,{"$f":"IF($D346=\"Connection\",VLOOKUP(C346,'Input - General'!$F$62:$N$79,9,FALSE),0)","v":0},null,0.1801212933606588,0,0,null,8.6527813038891108E-2,0,0]
[null,{"$f":"'Input - Inventory'!B344","v":336},{"$f":"'Input - Inventory'!C344","v":"PRIVATE"},{"$f":"'Input - Inventory'!D344","v":"Luminaire"},{"$f":"'Input - Inventory'!E344","v":"NonTraffic"},{"$f":"'Input - Inventory'!F344","v":"Minor < 130w"},{"$f":"'Input - Inventory'!G344","v":0},null,"Luminaire - PRIVATE",null,0,113,0,null,0,0,0,0,0,0,0,0,0,0,0,0,0,0,0,0,0,0,0,0,0,0,0,0,0,0,0,0,0,null,0,0,0,0,0,0,0,0,0,null,0,0,0,0,0,0,0,0,0,0,null,0,0,0,0,0,0,0,null,0,0,0,null,{"$f":"IF($D347=\"Connection\",VLOOKUP(C347,'Input - General'!$F$62:$N$79,9,FALSE),0)","v":0},null,0.1801212933606588,0,0,null,8.6527813038891108E-2,0,0]
[null,{"$f":"'Input - Inventory'!B345","v":337},{"$f":"'Input - Inventory'!C345","v":"TH FLOODLIGHT"},{"$f":"'Input - Inventory'!D345","v":"Luminaire"},{"$f":"'Input - Inventory'!E345","v":"Traffic"},{"$f":"'Input - Inventory'!F345","v":"Major > 130w"},{"$f":"'Input - Inventory'!G345","v":0},null,"Luminaire - TH FLOODLIGHT",null,0,32,0,null,0,0,0,0,0,0,0,0,0,0,0,0,0,0,0,0,0,0,0,0,0,0,0,0,0,0,0,0,0,null,0,0,0,0,0,0,0,0,0,null,0,0,0,0,0,0,0,0,0,0,null,0,0,0,0,0,0,0,null,0,0,0,null,{"$f":"IF($D348=\"Connection\",VLOOKUP(C348,'Input - General'!$F$62:$N$79,9,FALSE),0)","v":0},null,0.1801212933606588,0,0,null,8.6527813038891108E-2,0,0]
[null,{"$f":"'Input - Inventory'!B346","v":338},{"$f":"'Input - Inventory'!C346","v":"2ND LIGHT NON-TRL"},{"$f":"'Input - Inventory'!D346","v":"Support"},{"$f":"'Input - Inventory'!E346","v":"NonTraffic"},{"$f":"'Input - Inventory'!F346","v":"n/a"},{"$f":"'Input - Inventory'!G346","v":0},null,"Support - 2ND LIGHT NON-TRL",null,0,427,0,null,0,0,0,0,0,0,0,0,0,0,0,0,0,0,0,0,0,0,0,0,0,0,0,0,0,0,0,0,0,null,0,0,0,0,0,0,0,0,0,null,0,0,0,0,0,0,0,0,0,0,null,0,0,0,0,0,0,0,null,0,0,0,null,{"$f":"IF($D349=\"Connection\",VLOOKUP(C349,'Input - General'!$F$62:$N$79,9,FALSE),0)","v":0},null,0.1801212933606588,0,0,null,8.6527813038891108E-2,0,0]
[null,{"$f":"'Input - Inventory'!B347","v":339},{"$f":"'Input - Inventory'!C347","v":"2nd Light non-TRL (P09)"},{"$f":"'Input - Inventory'!D347","v":"Support"},{"$f":"'Input - Inventory'!E347","v":"NonTraffic"},{"$f":"'Input - Inventory'!F347","v":"n/a"},{"$f":"'Input - Inventory'!G347","v":0},null,"Support - 2nd Light non-TRL (P09)",null,0,56,0,null,0,0,0,0,0,0,0,0,0,0,0,0,0,0,0,0,0,0,0,0,0,0,0,0,0,0,0,0,0,null,0,0,0,0,0,0,0,0,0,null,0,0,0,0,0,0,0,0,0,0,null,0,0,0,0,0,0,0,null,0,0,0,null,{"$f":"IF($D350=\"Connection\",VLOOKUP(C350,'Input - General'!$F$62:$N$79,9,FALSE),0)","v":0},null,0.1801212933606588,0,0,null,8.6527813038891108E-2,0,0]
[null,{"$f":"'Input - Inventory'!B348","v":340},{"$f":"'Input - Inventory'!C348","v":"2ND LIGHT TRL"},{"$f":"'Input - Inventory'!D348","v":"Support"},{"$f":"'Input - Inventory'!E348","v":"Traffic"},{"$f":"'Input - Inventory'!F348","v":"n/a"},{"$f":"'Input - Inventory'!G348","v":0},null,"Support - 2ND LIGHT TRL",null,0,367,0,null,0,0,0,0,0,0,0,0,0,0,0,0,0,0,0,0,0,0,0,0,0,0,0,0,0,0,0,0,0,null,0,0,0,0,0,0,0,0,0,null,0,0,0,0,0,0,0,0,0,0,null,0,0,0,0,0,0,0,null,0,0,0,null,{"$f":"IF($D351=\"Connection\",VLOOKUP(C351,'Input - General'!$F$62:$N$79,9,FALSE),0)","v":0},null,0.1801212933606588,0,0,null,8.6527813038891108E-2,0,0]
[null,{"$f":"'Input - Inventory'!B349","v":341},{"$f":"'Input - Inventory'!C349","v":"2nd Light TRL (P09)"},{"$f":"'Input - Inventory'!D349","v":"Support"},{"$f":"'Input - Inventory'!E349","v":"Traffic"},{"$f":"'Input - Inventory'!F349","v":"n/a"},{"$f":"'Input - Inventory'!G349","v":0},null,{"$f":"CONCATENATE(D352,\" - \",C352)","v":"Support - 2nd Light TRL (P09)"},null,0,18,{"$f":"L352*K352","v":0},null,0,{"$f":"IF(AND($D352=\"Lamp\",CycleBulkTask1<>0, OR($F352=O$9,O$9=\"All\")),1/CycleBulkTask1,0)","v":0},0,{"$f":"IF(AND($D352=\"Lamp\",CycleBulkTask2<>0, OR($F352=Q$9,Q$9=\"All\")),1/CycleBulkTask2,0)","v":0},0,{"$f":"IF(AND($D352=\"Lamp\",CycleBulkTask3<>0, OR($F352=S$9,S$9=\"All\")),1/CycleBulkTask3,0)","v":0},0,{"$f":"IF(AND($D352=\"Lamp\",CycleBulkTask4<>0, OR($F352=U$9,U$9=\"All\")),1/CycleBulkTask4,0)","v":0},0,{"$f":"IF(AND($D352=\"Lamp\",CycleBulkTask5<>0, OR($F352=W$9,W$9=\"All\")),1/CycleBulkTask5,0)","v":0},0,{"$f":"IF(AND($D352=\"Lamp\",CycleBulkTask6<>0, OR($F352=Y$9,Y$9=\"All\")),1/CycleBulkTask6,0)","v":0},0,{"$f":"IF(AND($D352=\"Lamp\",CycleBulkTask7<>0, OR($F352=AA$9,AA$9=\"All\")),1/CycleBulkTask7,0)","v":0},0,{"$f":"IF(AND($D352=\"Lamp\",CycleBulkTask8<>0, OR($F352=AC$9,AC$9=\"All\")),1/CycleBulkTask8,0)","v":0},0,{"$f":"IF(AND($D352=\"Lamp\",CycleBulkTask9<>0, OR($F352=AE$9,AE$9=\"All\")),1/CycleBulkTask9,0)","v":0},0,{"$f":"IF(AND($D352=\"Lamp\",CycleBulkTask10<>0, OR($F352=AG$9,AG$9=\"All\")),1/CycleBulkTask10,0)","v":0},0,{"$f":"IF(AND($D352=\"Lamp\",CycleBulkTask11<>0, OR($F352=AI$9,AI$9=\"All\")),1/CycleBulkTask11,0)","v":0},0,{"$f":"IF(AND($D352=\"Lamp\",CycleBulkTask12<>0, OR($F352=AK$9,AK$9=\"All\")),1/CycleBulkTask12,0)","v":0},0,{"$f":"IF(AND($D352=\"Lamp\",CycleBulkTask13<>0, OR($F352=AM$9,AM$9=\"All\")),1/CycleBulkTask13,0)","v":0},0,{"$f":"IF(AND($D352=\"Lamp\",CycleBulkTask14<>0, OR($F352=AO$9,AO$9=\"All\")),1/CycleBulkTask14,0)","v":0},{"$f":"O352*P352+Q352*R352+S352*T352+U352*V352+W352*X352+Y352*Z352+AA352*AB352+AC352*AD352+AE352*AF352+AG352*AH352+AI352*AJ352+AK352*AL352+AM352*AN352+AO352*AP352","v":0},null,0,{"$f":"MAX(P352,R352)","v":0},0,{"$f":"MAX(T352,V352)","v":0},0,{"$f":"X352","v":0},0,0,{"$f":"AS352*AT352+AU352*AV352+AW352*AX352+AY352*AZ352","v":0},null,0,{"$f":"BO352","v":0},0,0,{"$f":"BQ352","v":0},0,0,{"$f":"BS352","v":0},0,{"$f":"BC352*BD352*BE352+BF352*BG352*BH352+BI352*BJ352*BK352","v":0},null,0,0,0,0,0,0,{"$f":"BN352*BO352+BP352*BQ352+BR352*BS352","v":0},null,0,{"$f":"BD352*BE352+BG352*BH352+BJ352*BK352","v":0},{"$f":"BV352*BW352","v":0},null,{"$f":"IF($D352=\"Connection\",VLOOKUP(C352,'Input - General'!$F$62:$N$79,9,FALSE),0)","v":0},null,0.1801212933606588,{"$f":"BX352+BL352+BT352+BA352+AQ352+BZ352","v":0},{"$f":"CC352*CB352","v":0},null,8.6527813038891108E-2,0,0]
[null,{"$f":"'Input - Inventory'!B350","v":342},{"$f":"'Input - Inventory'!C350","v":"BOLLARD"},{"$f":"'Input - Inventory'!D350","v":"Support"},{"$f":"'Input - Inventory'!E350","v":"NonTraffic"},{"$f":"'Input - Inventory'!F350","v":"n/a"},{"$f":"'Input - Inventory'!G350","v":0},null,"Support - BOLLARD",null,0,73,0,null,0,0,0,0,0,0,0,0,0,0,0,0,0,0,0,0,0,0,0,0,0,0,0,0,0,0,0,0,0,null,0,0,0,0,0,0,0,0,0,null,0,0,0,0,0,0,0,0,0,0,null,0,0,0,0,0,0,0,null,0,0,0,null,{"$f":"IF($D353=\"Connection\",VLOOKUP(C353,'Input - General'!$F$62:$N$79,9,FALSE),0)","v":0},null,0.1801212933606588,0,0,null,8.6527813038891108E-2,0,0]
[null,{"$f":"'Input - Inventory'!B351","v":343},{"$f":"'Input - Inventory'!C351","v":"COLUMN 10.5M-13.5M"},{"$f":"'Input - Inventory'!D351","v":"Support"},{"$f":"'Input - Inventory'!E351","v":"Traffic"},{"$f":"'Input - Inventory'!F351","v":"n/a"},{"$f":"'Input - Inventory'!G351","v":0},null,"Support - COLUMN 10.5M-13.5M",null,0,9205,0,null,0,0,0,0,0,0,0,0,0,0,0,0,0,0,0,0,0,0,0,0,0,0,0,0,0,0,0,0,0,null,0,0,0,0,0,0,0,0,0,null,0,0,0,0,0,0,0,0,0,0,null,0,0,0,0,0,0,0,null,0,0,0,null,{"$f":"IF($D354=\"Connection\",VLOOKUP(C354,'Input - General'!$F$62:$N$79,9,FALSE),0)","v":0},null,0.1801212933606588,0,0,null,8.6527813038891108E-2,0,0]
[null,{"$f":"'Input - Inventory'!B352","v":344},{"$f":"'Input - Inventory'!C352","v":"Column 10.5m-13.5m (P09)"},{"$f":"'Input - Inventory'!D352","v":"Support"},{"$f":"'Input - Inventory'!E352","v":"Traffic"},{"$f":"'Input - Inventory'!F352","v":"n/a"},{"$f":"'Input - Inventory'!G352","v":0},null,"Support - Column 10.5m-13.5m (P09)",null,0,850,0,null,0,0,0,0,0,0,0,0,0,0,0,0,0,0,0,0,0,0,0,0,0,0,0,0,0,0,0,0,0,null,0,0,0,0,0,0,0,0,0,null,0,0,0,0,0,0,0,0,0,0,null,0,0,0,0,0,0,0,null,0,0,0,null,{"$f":"IF($D355=\"Connection\",VLOOKUP(C355,'Input - General'!$F$62:$N$79,9,FALSE),0)","v":0},null,0.1801212933606588,0,0,null,8.6527813038891108E-2,0,0]
[null,{"$f":"'Input - Inventory'!B353","v":345},{"$f":"'Input - Inventory'!C353","v":"COLUMN 14M-15M"},{"$f":"'Input - Inventory'!D353","v":"Support"},{"$f":"'Input - Inventory'!E353","v":"Traffic"},{"$f":"'Input - Inventory'!F353","v":"n/a"},{"$f":"'Input - Inventory'!G353","v":0},null,"Support - COLUMN 14M-15M",null,0,34,0,null,0,0,0,0,0,0,0,0,0,0,0,0,0,0,0,0,0,0,0,0,0,0,0,0,0,0,0,0,0,null,0,0,0,0,0,0,0,0,0,null,0,0,0,0,0,0,0,0,0,0,null,0,0,0,0,0,0,0,null,0,0,0,null,{"$f":"IF($D356=\"Connection\",VLOOKUP(C356,'Input - General'!$F$62:$N$79,9,FALSE),0)","v":0},null,0.1801212933606588,0,0,null,8.6527813038891108E-2,0,0]
[null,{"$f":"'Input - Inventory'!B354","v":346},{"$f":"'Input - Inventory'!C354","v":"COLUMN 2.5M-3.5M"},{"$f":"'Input - Inventory'!D354","v":"Support"},{"$f":"'Input - Inventory'!E354","v":"NonTraffic"},{"$f":"'Input - Inventory'!F354","v":"n/a"},{"$f":"'Input - Inventory'!G354","v":0},null,"Support - COLUMN 2.5M-3.5M",null,0,223,0,null,0,0,0,0,0,0,0,0,0,0,0,0,0,0,0,0,0,0,0,0,0,0,0,0,0,0,0,0,0,null,0,0,0,0,0,0,0,0,0,null,0,0,0,0,0,0,0,0,0,0,null,0,0,0,0,0,0,0,null,0,0,0,null,{"$f":"IF($D357=\"Connection\",VLOOKUP(C357,'Input - General'!$F$62:$N$79,9,FALSE),0)","v":0},null,0.1801212933606588,0,0,null,8.6527813038891108E-2,0,0]
[null,{"$f":"'Input - Inventory'!B355","v":347},{"$f":"'Input - Inventory'!C355","v":"Column 2.5m-3.5m (P09)"},{"$f":"'Input - Inventory'!D355","v":"Support"},{"$f":"'Input - Inventory'!E355","v":"NonTraffic"},{"$f":"'Input - Inventory'!F355","v":"n/a"},{"$f":"'Input - Inventory'!G355","v":0},null,"Support - Column 2.5m-3.5m (P09)",null,0,75,0,null,0,0,0,0,0,0,0,0,0,0,0,0,0,0,0,0,0,0,0,0,0,0,0,0,0,0,0,0,0,null,0,0,0,0,0,0,0,0,0,null,0,0,0,0,0,0,0,0,0,0,null,0,0,0,0,0,0,0,null,0,0,0,null,{"$f":"IF($D358=\"Connection\",VLOOKUP(C358,'Input - General'!$F$62:$N$79,9,FALSE),0)","v":0},null,0.1801212933606588,0,0,null,8.6527813038891108E-2,0,0]
[null,{"$f":"'Input - Inventory'!B356","v":348},{"$f":"'Input - Inventory'!C356","v":"COLUMN 4-6.5M ORION WATE"},{"$f":"'Input - Inventory'!D356","v":"Support"},{"$f":"'Input - Inventory'!E356","v":"NonTraffic"},{"$f":"'Input - Inventory'!F356","v":"n/a"},{"$f":"'Input - Inventory'!G356","v":0},null,"Support - COLUMN 4-6.5M ORION WATE",null,0,0,0,null,0,0,0,0,0,0,0,0,0,0,0,0,0,0,0,0,0,0,0,0,0,0,0,0,0,0,0,0,0,null,0,0,0,0,0,0,0,0,0,null,0,0,0,0,0,0,0,0,0,0,null,0,0,0,0,0,0,0,null,0,0,0,null,{"$f":"IF($D359=\"Connection\",VLOOKUP(C359,'Input - General'!$F$62:$N$79,9,FALSE),0)","v":0},null,0.1801212933606588,0,0,null,8.6527813038891108E-2,0,0]
[null,{"$f":"'Input - Inventory'!B357","v":349},{"$f":"'Input - Inventory'!C357","v":"COLUMN 4M-6.5M"},{"$f":"'Input - Inventory'!D357","v":"Support"},{"$f":"'Input - Inventory'!E357","v":"NonTraffic"},{"$f":"'Input - Inventory'!F357","v":"n/a"},{"$f":"'Input - Inventory'!G357","v":0},null,"Support - COLUMN 4M-6.5M",null,0,17881,0,null,0,0,0,0,0,0,0,0,0,0,0,0,0,0,0,0,0,0,0,0,0,0,0,0,0,0,0,0,0,null,0,0,0,0,0,0,0,0,0,null,0,0,0,0,0,0,0,0,0,0,null,0,0,0,0,0,0,0,null,0,0,0,null,{"$f":"IF($D360=\"Connection\",VLOOKUP(C360,'Input - General'!$F$62:$N$79,9,FALSE),0)","v":0},null,0.1801212933606588,0,0,null,8.6527813038891108E-2,0,0]
[null,{"$f":"'Input - Inventory'!B358","v":350},{"$f":"'Input - Inventory'!C358","v":"Column 4m-6.5m (P09)"},{"$f":"'Input - Inventory'!D358","v":"Support"},{"$f":"'Input - Inventory'!E358","v":"NonTraffic"},{"$f":"'Input - Inventory'!F358","v":"n/a"},{"$f":"'Input - Inventory'!G358","v":0},null,"Support - Column 4m-6.5m (P09)",null,0,4025,0,null,0,0,0,0,0,0,0,0,0,0,0,0,0,0,0,0,0,0,0,0,0,0,0,0,0,0,0,0,0,null,0,0,0,0,0,0,0,0,0,null,0,0,0,0,0,0,0,0,0,0,null,0,0,0,0,0,0,0,null,0,0,0,null,{"$f":"IF($D361=\"Connection\",VLOOKUP(C361,'Input - General'!$F$62:$N$79,9,FALSE),0)","v":0},null,0.1801212933606588,0,0,null,8.6527813038891108E-2,0,0]
[null,{"$f":"'Input - Inventory'!B359","v":351},{"$f":"'Input - Inventory'!C359","v":"COLUMN 7M-10M"},{"$f":"'Input - Inventory'!D359","v":"Support"},{"$f":"'Input - Inventory'!E359","v":"Traffic"},{"$f":"'Input - Inventory'!F359","v":"n/a"},{"$f":"'Input - Inventory'!G359","v":0},null,"Support - COLUMN 7M-10M",null,0,5824,0,null,0,0,0,0,0,0,0,0,0,0,0,0,0,0,0,0,0,0,0,0,0,0,0,0,0,0,0,0,0,null,0,0,0,0,0,0,0,0,0,null,0,0,0,0,0,0,0,0,0,0,null,0,0,0,0,0,0,0,null,0,0,0,null,{"$f":"IF($D362=\"Connection\",VLOOKUP(C362,'Input - General'!$F$62:$N$79,9,FALSE),0)","v":0},null,0.1801212933606588,0,0,null,8.6527813038891108E-2,0,0]
[null,{"$f":"'Input - Inventory'!B360","v":352},{"$f":"'Input - Inventory'!C360","v":"Column 7m-10m (P09)"},{"$f":"'Input - Inventory'!D360","v":"Support"},{"$f":"'Input - Inventory'!E360","v":"Traffic"},{"$f":"'Input - Inventory'!F360","v":"n/a"},{"$f":"'Input - Inventory'!G360","v":0},null,"Support - Column 7m-10m (P09)",null,0,678,0,null,0,0,0,0,0,0,0,0,0,0,0,0,0,0,0,0,0,0,0,0,0,0,0,0,0,0,0,0,0,null,0,0,0,0,0,0,0,0,0,null,0,0,0,0,0,0,0,0,0,0,null,0,0,0,0,0,0,0,null,0,0,0,null,{"$f":"IF($D363=\"Connection\",VLOOKUP(C363,'Input - General'!$F$62:$N$79,9,FALSE),0)","v":0},null,0.1801212933606588,0,0,null,8.6527813038891108E-2,0,0]
[null,{"$f":"'Input - Inventory'!B361","v":353},{"$f":"'Input - Inventory'!C361","v":"DECORATIVE COLUMN"},{"$f":"'Input - Inventory'!D361","v":"Support"},{"$f":"'Input - Inventory'!E361","v":"NonTraffic"},{"$f":"'Input - Inventory'!F361","v":"n/a"},{"$f":"'Input - Inventory'!G361","v":0},null,"Support - DECORATIVE COLUMN",null,0,2093,0,null,0,0,0,0,0,0,0,0,0,0,0,0,0,0,0,0,0,0,0,0,0,0,0,0,0,0,0,0,0,null,0,0,0,0,0,0,0,0,0,null,0,0,0,0,0,0,0,0,0,0,null,0,0,0,0,0,0,0,null,0,0,0,null,{"$f":"IF($D364=\"Connection\",VLOOKUP(C364,'Input - General'!$F$62:$N$79,9,FALSE),0)","v":0},null,0.1801212933606588,0,0,null,8.6527813038891108E-2,0,0]
[null,{"$f":"'Input - Inventory'!B362","v":354},{"$f":"'Input - Inventory'!C362","v":"DEDICATED SUPPORT & COND"},{"$f":"'Input - Inventory'!D362","v":"Support"},{"$f":"'Input - Inventory'!E362","v":"NonTraffic"},{"$f":"'Input - Inventory'!F362","v":"n/a"},{"$f":"'Input - Inventory'!G362","v":0},null,"Support - DEDICATED SUPPORT & COND",null,0,0,0,null,0,0,0,0,0,0,0,0,0,0,0,0,0,0,0,0,0,0,0,0,0,0,0,0,0,0,0,0,0,null,0,0,0,0,0,0,0,0,0,null,0,0,0,0,0,0,0,0,0,0,null,0,0,0,0,0,0,0,null,0,0,0,null,{"$f":"IF($D365=\"Connection\",VLOOKUP(C365,'Input - General'!$F$62:$N$79,9,FALSE),0)","v":0},null,0.1801212933606588,0,0,null,8.6527813038891108E-2,0,0]
[null,{"$f":"'Input - Inventory'!B363","v":355},{"$f":"'Input - Inventory'!C363","v":"Dedicated Support & Conductor (P09)"},{"$f":"'Input - Inventory'!D363","v":"Support"},{"$f":"'Input - Inventory'!E363","v":"NonTraffic"},{"$f":"'Input - Inventory'!F363","v":"n/a"},{"$f":"'Input - Inventory'!G363","v":0},null,"Support - Dedicated Support & Conductor (P09)",null,0,48,0,null,0,0,0,0,0,0,0,0,0,0,0,0,0,0,0,0,0,0,0,0,0,0,0,0,0,0,0,0,0,null,0,0,0,0,0,0,0,0,0,null,0,0,0,0,0,0,0,0,0,0,null,0,0,0,0,0,0,0,null,0,0,0,null,{"$f":"IF($D366=\"Connection\",VLOOKUP(C366,'Input - General'!$F$62:$N$79,9,FALSE),0)","v":0},null,0.1801212933606588,0,0,null,8.6527813038891108E-2,0,0]
[null,{"$f":"'Input - Inventory'!B364","v":356},{"$f":"'Input - Inventory'!C364","v":"EMPTY"},{"$f":"'Input - Inventory'!D364","v":"Support"},{"$f":"'Input - Inventory'!E364","v":"NonTraffic"},{"$f":"'Input - Inventory'!F364","v":"n/a"},{"$f":"'Input - Inventory'!G364","v":0},null,"Support - EMPTY",null,0,0,0,null,0,0,0,0,0,0,0,0,0,0,0,0,0,0,0,0,0,0,0,0,0,0,0,0,0,0,0,0,0,null,0,0,0,0,0,0,0,0,0,null,0,0,0,0,0,0,0,0,0,0,null,0,0,0,0,0,0,0,null,0,0,0,null,{"$f":"IF($D367=\"Connection\",VLOOKUP(C367,'Input - General'!$F$62:$N$79,9,FALSE),0)","v":0},null,0.1801212933606588,0,0,null,8.6527813038891108E-2,0,0]
[null,{"$f":"'Input - Inventory'!B365","v":357},{"$f":"'Input - Inventory'!C365","v":"HYDE PARK STANDARD"},{"$f":"'Input - Inventory'!D365","v":"Support"},{"$f":"'Input - Inventory'!E365","v":"NonTraffic"},{"$f":"'Input - Inventory'!F365","v":"n/a"},{"$f":"'Input - Inventory'!G365","v":0},null,"Support - HYDE PARK STANDARD",null,0,184,0,null,0,0,0,0,0,0,0,0,0,0,0,0,0,0,0,0,0,0,0,0,0,0,0,0,0,0,0,0,0,null,0,0,0,0,0,0,0,0,0,null,0,0,0,0,0,0,0,0,0,0,null,0,0,0,0,0,0,0,null,0,0,0,null,{"$f":"IF($D368=\"Connection\",VLOOKUP(C368,'Input - General'!$F$62:$N$79,9,FALSE),0)","v":0},null,0.1801212933606588,0,0,null,8.6527813038891108E-2,0,0]
[null,{"$f":"'Input - Inventory'!B366","v":358},{"$f":"'Input - Inventory'!C366","v":"MACQUARIE STANDARD"},{"$f":"'Input - Inventory'!D366","v":"Support"},{"$f":"'Input - Inventory'!E366","v":"Traffic"},{"$f":"'Input - Inventory'!F366","v":"n/a"},{"$f":"'Input - Inventory'!G366","v":0},null,"Support - MACQUARIE STANDARD",null,0,28,0,null,0,0,0,0,0,0,0,0,0,0,0,0,0,0,0,0,0,0,0,0,0,0,0,0,0,0,0,0,0,null,0,0,0,0,0,0,0,0,0,null,0,0,0,0,0,0,0,0,0,0,null,0,0,0,0,0,0,0,null,0,0,0,null,{"$f":"IF($D369=\"Connection\",VLOOKUP(C369,'Input - General'!$F$62:$N$79,9,FALSE),0)","v":0},null,0.1801212933606588,0,0,null,8.6527813038891108E-2,0,0]
[null,{"$f":"'Input - Inventory'!B367","v":359},{"$f":"'Input - Inventory'!C367","v":"Macquarie Standard (P09)"},{"$f":"'Input - Inventory'!D367","v":"Support"},{"$f":"'Input - Inventory'!E367","v":"NonTraffic"},{"$f":"'Input - Inventory'!F367","v":"n/a"},{"$f":"'Input - Inventory'!G367","v":0},null,"Support - Macquarie Standard (P09)",null,0,7,0,null,0,0,0,0,0,0,0,0,0,0,0,0,0,0,0,0,0,0,0,0,0,0,0,0,0,0,0,0,0,null,0,0,0,0,0,0,0,0,0,null,0,0,0,0,0,0,0,0,0,0,null,0,0,0,0,0,0,0,null,0,0,0,null,{"$f":"IF($D370=\"Connection\",VLOOKUP(C370,'Input - General'!$F$62:$N$79,9,FALSE),0)","v":0},null,0.1801212933606588,0,0,null,8.6527813038891108E-2,0,0]
[null,{"$f":"'Input - Inventory'!B368","v":360},{"$f":"'Input - Inventory'!C368","v":"MAST 15.5M-30M"},{"$f":"'Input - Inventory'!D368","v":"Support"},{"$f":"'Input - Inventory'!E368","v":"Traffic"},{"$f":"'Input - Inventory'!F368","v":"n/a"},{"$f":"'Input - Inventory'!G368","v":0},null,"Support - MAST 15.5M-30M",null,0,15,0,null,0,0,0,0,0,0,0,0,0,0,0,0,0,0,0,0,0,0,0,0,0,0,0,0,0,0,0,0,0,null,0,0,0,0,0,0,0,0,0,null,0,0,0,0,0,0,0,0,0,0,null,0,0,0,0,0,0,0,null,0,0,0,null,{"$f":"IF($D371=\"Connection\",VLOOKUP(C371,'Input - General'!$F$62:$N$79,9,FALSE),0)","v":0},null,0.1801212933606588,0,0,null,8.6527813038891108E-2,0,0]
[null,{"$f":"'Input - Inventory'!B369","v":361},{"$f":"'Input - Inventory'!C369","v":"MAST 23M"},{"$f":"'Input - Inventory'!D369","v":"Support"},{"$f":"'Input - Inventory'!E369","v":"Traffic"},{"$f":"'Input - Inventory'!F369","v":"n/a"},{"$f":"'Input - Inventory'!G369","v":0},null,"Support - MAST 23M",null,0,3,0,null,0,0,0,0,0,0,0,0,0,0,0,0,0,0,0,0,0,0,0,0,0,0,0,0,0,0,0,0,0,null,0,0,0,0,0,0,0,0,0,null,0,0,0,0,0,0,0,0,0,0,null,0,0,0,0,0,0,0,null,0,0,0,null,{"$f":"IF($D372=\"Connection\",VLOOKUP(C372,'Input - General'!$F$62:$N$79,9,FALSE),0)","v":0},null,0.1801212933606588,0,0,null,8.6527813038891108E-2,0,0]
[null,{"$f":"'Input - Inventory'!B370","v":362},{"$f":"'Input - Inventory'!C370","v":"MAST 25M"},{"$f":"'Input - Inventory'!D370","v":"Support"},{"$f":"'Input - Inventory'!E370","v":"Traffic"},{"$f":"'Input - Inventory'!F370","v":"n/a"},{"$f":"'Input - Inventory'!G370","v":0},null,"Support - MAST 25M",null,0,4,0,null,0,0,0,0,0,0,0,0,0,0,0,0,0,0,0,0,0,0,0,0,0,0,0,0,0,0,0,0,0,null,0,0,0,0,0,0,0,0,0,null,0,0,0,0,0,0,0,0,0,0,null,0,0,0,0,0,0,0,null,0,0,0,null,{"$f":"IF($D373=\"Connection\",VLOOKUP(C373,'Input - General'!$F$62:$N$79,9,FALSE),0)","v":0},null,0.1801212933606588,0,0,null,8.6527813038891108E-2,0,0]
[null,{"$f":"'Input - Inventory'!B371","v":363},{"$f":"'Input - Inventory'!C371","v":"ORION DOUBLE ARM"},{"$f":"'Input - Inventory'!D371","v":"Support"},{"$f":"'Input - Inventory'!E371","v":"NonTraffic"},{"$f":"'Input - Inventory'!F371","v":"n/a"},{"$f":"'Input - Inventory'!G371","v":0},null,"Support - ORION DOUBLE ARM",null,0,6,0,null,0,0,0,0,0,0,0,0,0,0,0,0,0,0,0,0,0,0,0,0,0,0,0,0,0,0,0,0,0,null,0,0,0,0,0,0,0,0,0,null,0,0,0,0,0,0,0,0,0,0,null,0,0,0,0,0,0,0,null,0,0,0,null,{"$f":"IF($D374=\"Connection\",VLOOKUP(C374,'Input - General'!$F$62:$N$79,9,FALSE),0)","v":0},null,0.1801212933606588,0,0,null,8.6527813038891108E-2,0,0]
[null,{"$f":"'Input - Inventory'!B372","v":364},{"$f":"'Input - Inventory'!C372","v":"Orion Double Arm (P09)"},{"$f":"'Input - Inventory'!D372","v":"Support"},{"$f":"'Input - Inventory'!E372","v":"NonTraffic"},{"$f":"'Input - Inventory'!F372","v":"n/a"},{"$f":"'Input - Inventory'!G372","v":0},null,"Support - Orion Double Arm (P09)",null,0,1,0,null,0,0,0,0,0,0,0,0,0,0,0,0,0,0,0,0,0,0,0,0,0,0,0,0,0,0,0,0,0,null,0,0,0,0,0,0,0,0,0,null,0,0,0,0,0,0,0,0,0,0,null,0,0,0,0,0,0,0,null,0,0,0,null,{"$f":"IF($D375=\"Connection\",VLOOKUP(C375,'Input - General'!$F$62:$N$79,9,FALSE),0)","v":0},null,0.1801212933606588,0,0,null,8.6527813038891108E-2,0,0]
[null,{"$f":"'Input - Inventory'!B373","v":365},{"$f":"'Input - Inventory'!C373","v":"POLO 10.5M DECORATIVE 2M"},{"$f":"'Input - Inventory'!D373","v":"Support"},{"$f":"'Input - Inventory'!E373","v":"NonTraffic"},{"$f":"'Input - Inventory'!F373","v":"n/a"},{"$f":"'Input - Inventory'!G373","v":0},null,"Support - POLO 10.5M DECORATIVE 2M",null,0,0,0,null,0,0,0,0,0,0,0,0,0,0,0,0,0,0,0,0,0,0,0,0,0,0,0,0,0,0,0,0,0,null,0,0,0,0,0,0,0,0,0,null,0,0,0,0,0,0,0,0,0,0,null,0,0,0,0,0,0,0,null,0,0,0,null,{"$f":"IF($D376=\"Connection\",VLOOKUP(C376,'Input - General'!$F$62:$N$79,9,FALSE),0)","v":0},null,0.1801212933606588,0,0,null,8.6527813038891108E-2,0,0]
[null,{"$f":"'Input - Inventory'!B374","v":366},{"$f":"'Input - Inventory'!C374","v":"POLO 4.5M DECORATIVE 1.2"},{"$f":"'Input - Inventory'!D374","v":"Support"},{"$f":"'Input - Inventory'!E374","v":"NonTraffic"},{"$f":"'Input - Inventory'!F374","v":"n/a"},{"$f":"'Input - Inventory'!G374","v":0},null,"Support - POLO 4.5M DECORATIVE 1.2",null,0,0,0,null,0,0,0,0,0,0,0,0,0,0,0,0,0,0,0,0,0,0,0,0,0,0,0,0,0,0,0,0,0,null,0,0,0,0,0,0,0,0,0,null,0,0,0,0,0,0,0,0,0,0,null,0,0,0,0,0,0,0,null,0,0,0,null,{"$f":"IF($D377=\"Connection\",VLOOKUP(C377,'Input - General'!$F$62:$N$79,9,FALSE),0)","v":0},null,0.1801212933606588,0,0,null,8.6527813038891108E-2,0,0]
[null,{"$f":"'Input - Inventory'!B375","v":367},{"$f":"'Input - Inventory'!C375","v":"PRIVATE"},{"$f":"'Input - Inventory'!D375","v":"Support"},{"$f":"'Input - Inventory'!E375","v":"NonTraffic"},{"$f":"'Input - Inventory'!F375","v":"n/a"},{"$f":"'Input - Inventory'!G375","v":0},null,"Support - PRIVATE",null,0,113,0,null,0,0,0,0,0,0,0,0,0,0,0,0,0,0,0,0,0,0,0,0,0,0,0,0,0,0,0,0,0,null,0,0,0,0,0,0,0,0,0,null,0,0,0,0,0,0,0,0,0,0,null,0,0,0,0,0,0,0,null,0,0,0,null,{"$f":"IF($D378=\"Connection\",VLOOKUP(C378,'Input - General'!$F$62:$N$79,9,FALSE),0)","v":0},null,0.1801212933606588,0,0,null,8.6527813038891108E-2,0,0]
[null,{"$f":"'Input - Inventory'!B376","v":368},{"$f":"'Input - Inventory'!C376","v":"Private (P09)"},{"$f":"'Input - Inventory'!D376","v":"Support"},{"$f":"'Input - Inventory'!E376","v":"NonTraffic"},{"$f":"'Input - Inventory'!F376","v":"n/a"},{"$f":"'Input - Inventory'!G376","v":0},null,"Support - Private (P09)",null,0,10,0,null,0,0,0,0,0,0,0,0,0,0,0,0,0,0,0,0,0,0,0,0,0,0,0,0,0,0,0,0,0,null,0,0,0,0,0,0,0,0,0,null,0,0,0,0,0,0,0,0,0,0,null,0,0,0,0,0,0,0,null,0,0,0,null,{"$f":"IF($D379=\"Connection\",VLOOKUP(C379,'Input - General'!$F$62:$N$79,9,FALSE),0)","v":0},null,0.1801212933606588,0,0,null,8.6527813038891108E-2,0,0]
[null,{"$f":"'Input - Inventory'!B377","v":369},{"$f":"'Input - Inventory'!C377","v":"ROCKS STANDARD"},{"$f":"'Input - Inventory'!D377","v":"Support"},{"$f":"'Input - Inventory'!E377","v":"NonTraffic"},{"$f":"'Input - Inventory'!F377","v":"n/a"},{"$f":"'Input - Inventory'!G377","v":0},null,"Support - ROCKS STANDARD",null,0,1829,0,null,0,0,0,0,0,0,0,0,0,0,0,0,0,0,0,0,0,0,0,0,0,0,0,0,0,0,0,0,0,null,0,0,0,0,0,0,0,0,0,null,0,0,0,0,0,0,0,0,0,0,null,0,0,0,0,0,0,0,null,0,0,0,null,{"$f":"IF($D380=\"Connection\",VLOOKUP(C380,'Input - General'!$F$62:$N$79,9,FALSE),0)","v":0},null,0.1801212933606588,0,0,null,8.6527813038891108E-2,0,0]
[null,{"$f":"'Input - Inventory'!B378","v":370},{"$f":"'Input - Inventory'!C378","v":"SMARTPOLE A"},{"$f":"'Input - Inventory'!D378","v":"Support"},{"$f":"'Input - Inventory'!E378","v":"NonTraffic"},{"$f":"'Input - Inventory'!F378","v":"n/a"},{"$f":"'Input - Inventory'!G378","v":0},null,"Support - SMARTPOLE A",null,0,5,0,null,0,0,0,0,0,0,0,0,0,0,0,0,0,0,0,0,0,0,0,0,0,0,0,0,0,0,0,0,0,null,0,0,0,0,0,0,0,0,0,null,0,0,0,0,0,0,0,0,0,0,null,0,0,0,0,0,0,0,null,0,0,0,null,{"$f":"IF($D381=\"Connection\",VLOOKUP(C381,'Input - General'!$F$62:$N$79,9,FALSE),0)","v":0},null,0.1801212933606588,0,0,null,8.6527813038891108E-2,0,0]
[null,{"$f":"'Input - Inventory'!B379","v":371},{"$f":"'Input - Inventory'!C379","v":"SMARTPOLE AB"},{"$f":"'Input - Inventory'!D379","v":"Support"},{"$f":"'Input - Inventory'!E379","v":"NonTraffic"},{"$f":"'Input - Inventory'!F379","v":"n/a"},{"$f":"'Input - Inventory'!G379","v":0},null,"Support - SMARTPOLE AB",null,0,0,0,null,0,0,0,0,0,0,0,0,0,0,0,0,0,0,0,0,0,0,0,0,0,0,0,0,0,0,0,0,0,null,0,0,0,0,0,0,0,0,0,null,0,0,0,0,0,0,0,0,0,0,null,0,0,0,0,0,0,0,null,0,0,0,null,{"$f":"IF($D382=\"Connection\",VLOOKUP(C382,'Input - General'!$F$62:$N$79,9,FALSE),0)","v":0},null,0.1801212933606588,0,0,null,8.6527813038891108E-2,0,0]
[null,{"$f":"'Input - Inventory'!B380","v":372},{"$f":"'Input - Inventory'!C380","v":"SMARTPOLE B"},{"$f":"'Input - Inventory'!D380","v":"Support"},{"$f":"'Input - Inventory'!E380","v":"NonTraffic"},{"$f":"'Input - Inventory'!F380","v":"n/a"},{"$f":"'Input - Inventory'!G380","v":0},null,"Support - SMARTPOLE B",null,0,0,0,null,0,0,0,0,0,0,0,0,0,0,0,0,0,0,0,0,0,0,0,0,0,0,0,0,0,0,0,0,0,null,0,0,0,0,0,0,0,0,0,null,0,0,0,0,0,0,0,0,0,0,null,0,0,0,0,0,0,0,null,0,0,0,null,{"$f":"IF($D383=\"Connection\",VLOOKUP(C383,'Input - General'!$F$62:$N$79,9,FALSE),0)","v":0},null,0.1801212933606588,0,0,null,8.6527813038891108E-2,0,0]
[null,{"$f":"'Input - Inventory'!B381","v":373},{"$f":"'Input - Inventory'!C381","v":"SMARTPOLE C"},{"$f":"'Input - Inventory'!D381","v":"Support"},{"$f":"'Input - Inventory'!E381","v":"NonTraffic"},{"$f":"'Input - Inventory'!F381","v":"n/a"},{"$f":"'Input - Inventory'!G381","v":0},null,"Support - SMARTPOLE C",null,0,0,0,null,0,0,0,0,0,0,0,0,0,0,0,0,0,0,0,0,0,0,0,0,0,0,0,0,0,0,0,0,0,null,0,0,0,0,0,0,0,0,0,null,0,0,0,0,0,0,0,0,0,0,null,0,0,0,0,0,0,0,null,0,0,0,null,{"$f":"IF($D384=\"Connection\",VLOOKUP(C384,'Input - General'!$F$62:$N$79,9,FALSE),0)","v":0},null,0.1801212933606588,0,0,null,8.6527813038891108E-2,0,0]
[null,{"$f":"'Input - Inventory'!B382","v":374},{"$f":"'Input - Inventory'!C382","v":"SUSPENDED"},{"$f":"'Input - Inventory'!D382","v":"Support"},{"$f":"'Input - Inventory'!E382","v":"NonTraffic"},{"$f":"'Input - Inventory'!F382","v":"n/a"},{"$f":"'Input - Inventory'!G382","v":0},null,"Support - SUSPENDED",null,0,153,0,null,0,0,0,0,0,0,0,0,0,0,0,0,0,0,0,0,0,0,0,0,0,0,0,0,0,0,0,0,0,null,0,0,0,0,0,0,0,0,0,null,0,0,0,0,0,0,0,0,0,0,null,0,0,0,0,0,0,0,null,0,0,0,null,{"$f":"IF($D385=\"Connection\",VLOOKUP(C385,'Input - General'!$F$62:$N$79,9,FALSE),0)","v":0},null,0.1801212933606588,0,0,null,8.6527813038891108E-2,0,0]
[null,{"$f":"'Input - Inventory'!B383","v":375},{"$f":"'Input - Inventory'!C383","v":"Suspended (P09)"},{"$f":"'Input - Inventory'!D383","v":"Support"},{"$f":"'Input - Inventory'!E383","v":"NonTraffic"},{"$f":"'Input - Inventory'!F383","v":"n/a"},{"$f":"'Input - Inventory'!G383","v":0},null,"Support - Suspended (P09)",null,0,5,0,null,0,0,0,0,0,0,0,0,0,0,0,0,0,0,0,0,0,0,0,0,0,0,0,0,0,0,0,0,0,null,0,0,0,0,0,0,0,0,0,null,0,0,0,0,0,0,0,0,0,0,null,0,0,0,0,0,0,0,null,0,0,0,null,{"$f":"IF($D386=\"Connection\",VLOOKUP(C386,'Input - General'!$F$62:$N$79,9,FALSE),0)","v":0},null,0.1801212933606588,0,0,null,8.6527813038891108E-2,0,0]
[null,{"$f":"'Input - Inventory'!B384","v":376},{"$f":"'Input - Inventory'!C384","v":"UNKNOWN"},{"$f":"'Input - Inventory'!D384","v":"Support"},{"$f":"'Input - Inventory'!E384","v":"NonTraffic"},{"$f":"'Input - Inventory'!F384","v":"n/a"},{"$f":"'Input - Inventory'!G384","v":0},null,"Support - UNKNOWN",null,0,207,0,null,0,0,0,0,0,0,0,0,0,0,0,0,0,0,0,0,0,0,0,0,0,0,0,0,0,0,0,0,0,null,0,0,0,0,0,0,0,0,0,null,0,0,0,0,0,0,0,0,0,0,null,0,0,0,0,0,0,0,null,0,0,0,null,{"$f":"IF($D387=\"Connection\",VLOOKUP(C387,'Input - General'!$F$62:$N$79,9,FALSE),0)","v":0},null,0.1801212933606588,0,0,null,8.6527813038891108E-2,0,0]
[null,{"$f":"'Input - Inventory'!B385","v":377},{"$f":"'Input - Inventory'!C385","v":"WALL"},{"$f":"'Input - Inventory'!D385","v":"Support"},{"$f":"'Input - Inventory'!E385","v":"NonTraffic"},{"$f":"'Input - Inventory'!F385","v":"n/a"},{"$f":"'Input - Inventory'!G385","v":0},null,"Support - WALL",null,0,369,0,null,0,0,0,0,0,0,0,0,0,0,0,0,0,0,0,0,0,0,0,0,0,0,0,0,0,0,0,0,0,null,0,0,0,0,0,0,0,0,0,null,0,0,0,0,0,0,0,0,0,0,null,0,0,0,0,0,0,0,null,0,0,0,null,{"$f":"IF($D388=\"Connection\",VLOOKUP(C388,'Input - General'!$F$62:$N$79,9,FALSE),0)","v":0},null,0.1801212933606588,0,0,null,8.6527813038891108E-2,0,0]
[null,{"$f":"'Input - Inventory'!B386","v":378},{"$f":"'Input - Inventory'!C386","v":"Wall (P09)"},{"$f":"'Input - Inventory'!D386","v":"Support"},{"$f":"'Input - Inventory'!E386","v":"NonTraffic"},{"$f":"'Input - Inventory'!F386","v":"n/a"},{"$f":"'Input - Inventory'!G386","v":0},null,"Support - Wall (P09)",null,0,54,0,null,0,0,0,0,0,0,0,0,0,0,0,0,0,0,0,0,0,0,0,0,0,0,0,0,0,0,0,0,0,null,0,0,0,0,0,0,0,0,0,null,0,0,0,0,0,0,0,0,0,0,null,0,0,0,0,0,0,0,null,0,0,0,null,{"$f":"IF($D389=\"Connection\",VLOOKUP(C389,'Input - General'!$F$62:$N$79,9,FALSE),0)","v":0},null,0.1801212933606588,0,0,null,8.6527813038891108E-2,0,0]
[null,{"$f":"'Input - Inventory'!B387","v":379},{"$f":"'Input - Inventory'!C387","v":"WOOD POLE NON-TRL"},{"$f":"'Input - Inventory'!D387","v":"Support"},{"$f":"'Input - Inventory'!E387","v":"NonTraffic"},{"$f":"'Input - Inventory'!F387","v":"n/a"},{"$f":"'Input - Inventory'!G387","v":0},null,"Support - WOOD POLE NON-TRL",null,0,143400.5,0,null,0,0,0,0,0,0,0,0,0,0,0,0,0,0,0,0,0,0,0,0,0,0,0,0,0,0,0,0,0,null,0,0,0,0,0,0,0,0,0,null,0,0,0,0,0,0,0,0,0,0,null,0,0,0,0,0,0,0,null,0,0,0,null,{"$f":"IF($D390=\"Connection\",VLOOKUP(C390,'Input - General'!$F$62:$N$79,9,FALSE),0)","v":0},null,0.1801212933606588,0,0,null,8.6527813038891108E-2,0,0]
[null,{"$f":"'Input - Inventory'!B388","v":380},{"$f":"'Input - Inventory'!C388","v":"Wood Pole non-TRL (P09)"},{"$f":"'Input - Inventory'!D388","v":"Support"},{"$f":"'Input - Inventory'!E388","v":"NonTraffic"},{"$f":"'Input - Inventory'!F388","v":"n/a"},{"$f":"'Input - Inventory'!G388","v":0},null,"Support - Wood Pole non-TRL (P09)",null,0,4464.5,0,null,0,0,0,0,0,0,0,0,0,0,0,0,0,0,0,0,0,0,0,0,0,0,0,0,0,0,0,0,0,null,0,0,0,0,0,0,0,0,0,null,0,0,0,0,0,0,0,0,0,0,null,0,0,0,0,0,0,0,null,0,0,0,null,{"$f":"IF($D391=\"Connection\",VLOOKUP(C391,'Input - General'!$F$62:$N$79,9,FALSE),0)","v":0},null,0.1801212933606588,0,0,null,8.6527813038891108E-2,0,0]
[null,{"$f":"'Input - Inventory'!B389","v":381},{"$f":"'Input - Inventory'!C389","v":"WOOD POLE TRL"},{"$f":"'Input - Inventory'!D389","v":"Support"},{"$f":"'Input - Inventory'!E389","v":"NonTraffic"},{"$f":"'Input - Inventory'!F389","v":"n/a"},{"$f":"'Input - Inventory'!G389","v":0},null,"Support - WOOD POLE TRL",null,0,47735,0,null,0,0,0,0,0,0,0,0,0,0,0,0,0,0,0,0,0,0,0,0,0,0,0,0,0,0,0,0,0,null,0,0,0,0,0,0,0,0,0,null,0,0,0,0,0,0,0,0,0,0,null,0,0,0,0,0,0,0,null,0,0,0,null,{"$f":"IF($D392=\"Connection\",VLOOKUP(C392,'Input - General'!$F$62:$N$79,9,FALSE),0)","v":0},null,0.1801212933606588,0,0,null,8.6527813038891108E-2,0,0]
[null,{"$f":"'Input - Inventory'!B390","v":382},{"$f":"'Input - Inventory'!C390","v":"Wood Pole TRL (P09)"},{"$f":"'Input - Inventory'!D390","v":"Support"},{"$f":"'Input - Inventory'!E390","v":"Traffic"},{"$f":"'Input - Inventory'!F390","v":"n/a"},{"$f":"'Input - Inventory'!G390","v":0},null,"Support - Wood Pole TRL (P09)",null,0,1550.5,0,null,0,0,0,0,0,0,0,0,0,0,0,0,0,0,0,0,0,0,0,0,0,0,0,0,0,0,0,0,0,null,0,0,0,0,0,0,0,0,0,null,0,0,0,0,0,0,0,0,0,0,null,0,0,0,0,0,0,0,null,0,0,0,null,{"$f":"IF($D393=\"Connection\",VLOOKUP(C393,'Input - General'!$F$62:$N$79,9,FALSE),0)","v":0},null,0.1801212933606588,0,0,null,8.6527813038891108E-2,0,0]