{"text_format":"1","workbook":"xlsx","n_sheets":18,"sheets":["Cover","Model Index","A. Summary","A. Population Info","A. Age Profile","A. Initial PoF","B. PoF Summary Stats & Params","B. PoF Adj Factor Scoring","B. Population PoF Scores","B. Asset PoF & Health Index","C. PoC Summary Stats & Para","C. PoC Adj Factor Scoring","C. Population PoC Scores","C. Reliability Consequence","C. Population PoC & Risk","D. Risk Index Parameters","D. Population Risk Index","E. Risk Index Prog Evaluation"],"not_rendered":{"charts":19,"images":37,"macros":1,"external_links":0,"defined_names":8,"comments":3,"pivot_tables":0},"unopened":[],"bounds":{"document_bytes":16777216,"sheet_cells":100000,"rows_first":2000,"rows_last":500,"rows_between":2000,"halvings":0,"cell_chars":16384,"cell_head_chars":4096},"cells_cut":0,"cells_raw":0,"read":"whole","date_system":"1900"}

{"sheet":"Cover","index":0,"n_rows":0,"n_cols":0,"rows_kept":0,"cut":false,"hidden":false,"merged":[]}

{"sheet":"Model Index","index":1,"n_rows":21,"n_cols":12,"rows_kept":21,"cut":false,"hidden":false,"merged":[[7,1,7,6],[8,2,8,3],[8,5,8,6],[9,1,9,6],[9,7,9,12],[10,11,10,12],[17,1,17,6],[15,1,15,6],[14,2,14,3],[16,5,16,6],[11,1,11,6],[10,2,10,3],[12,5,12,6],[13,1,13,6],[12,2,12,3],[14,5,14,6],[10,5,10,6],[17,7,17,12],[16,2,16,3],[1,1,5,12],[19,11,19,12],[19,5,19,10],[15,7,15,12],[16,8,16,9],[16,11,16,12],[11,7,11,12],[12,8,12,9],[12,11,12,12],[13,7,13,12],[14,8,14,9],[14,11,14,12],[7,7,7,12],[8,8,8,9],[8,11,8,12],[10,8,10,9],[20,11,20,12],[21,11,21,12],[22,11,22,12],[20,5,20,10],[21,5,21,10],[22,5,22,10],[20,1,20,2],[21,1,21,2],[22,1,22,2],[19,3,19,4],[20,3,20,4],[21,3,21,4],[22,3,22,4],[19,1,19,2]]}
[]
[]
[]
[]
[]
[]
[]
[]
[null,"A.",null,null,"B.",null,null,"C. ",null,null,"D."]
[]
[null,"A. ",null,null,"B.",null,null,"C. ",null,null,"D."]
[]
[null,"A. ",null,null,"B.",null,null,"C. "]
[]
[null,"A. ",null,null,"B.",null,null,"C. ",null,null,"E."]
[]
[null,null,null,null,null,null,null,"C. "]
[]
[]
[null,"Version",null,"Date",null,"Description",null,null,null,null,null,"Approved By:"]
[null,1,null,"2019-01-02",null,"Final",null,null,null,null,null,"Ausgrid"]

{"sheet":"A. Summary","index":2,"n_rows":118,"n_cols":11,"rows_kept":118,"cut":false,"hidden":false,"merged":[[0,0,0,11],[2,0,2,11],[4,1,4,2],[14,1,14,2],[78,0,78,11],[28,1,28,2],[40,4,40,5],[50,0,50,11],[38,0,38,11],[40,1,40,2],[117,0,117,11],[52,1,52,2],[53,1,53,2],[54,1,54,2],[55,1,55,2],[62,1,62,2],[63,1,63,2],[70,0,70,11],[56,1,56,2],[57,1,57,2],[60,0,60,11],[66,1,66,2],[67,1,67,2],[64,1,64,2],[65,1,65,2]]}
["Asset Summary Information"]
[]
["Data Inputs"]
[]
[null,"Data Inputs"]
[null,"Population",{"$f":"'A. Age Profile'!L5","v":581}]
[null,"Object Types","Service"]
[null,"Conditional & Function Failures (count)",24064]
[null,"Analysis Period (Years)",6]
[null,"Asset RAB Life (Years)",{"$f":"'D. Risk Index Parameters'!E23","v":52.07}]
[null,"Planned Replacement Cost",{"$f":"'D. Risk Index Parameters'!$E$22","v":414}]
[null,"WACC",{"$f":"'D. Risk Index Parameters'!$E$21","v":3.9E-2}]
[]
[]
[null,"Loss of Supply Consequence Information"]
[null,{"$f":"'C. PoC Summary Stats & Para'!C16","v":"Proportion Failures Resulting in Unserved Energy"},{"$f":"'C. PoC Summary Stats & Para'!E16","v":0.1}]
[null,"Value of Customer Reliability (VCR) per kWh",{"$f":"'C. PoC Summary Stats & Para'!F14","v":40.728999999999999}]
[null,"Outage Type (HV / LV / CBD)",{"$f":"'C. PoC Summary Stats & Para'!F18","v":"LV"}]
[null,"Automatic Protection Time (minutes)",{"$f":"'C. PoC Summary Stats & Para'!F19","v":0}]
[null,"Switching Time (hours)",{"$f":"'C. PoC Summary Stats & Para'!F20","v":0}]
[null,"Restoration/Repair Time (hours)",{"$f":"'C. PoC Summary Stats & Para'!F21","v":4}]
[null,"Automatic Protection (% load)",{"$f":"'C. PoC Summary Stats & Para'!F22","v":0}]
[null,"Switching (% load)",{"$f":"'C. PoC Summary Stats & Para'!F23","v":0}]
[null,"Restoration/Repair (% load)",{"$f":"'C. PoC Summary Stats & Para'!F24","v":1}]
[null,"Time without Supply (hours)",{"$f":"'C. PoC Summary Stats & Para'!F25","v":0.4}]
[null,"Avg. Value of Energy Unserved (per asset per event)",{"$f":"AVERAGE('C. Reliability Consequence'!H6:$H$1048576)","v":52.393785600000406}]
[]
[]
[null,"Finance Consequence Information"]
[null,"Reactive Replacement Cost",{"$f":"'C. PoC Summary Stats & Para'!E31","v":496.79999999999995}]
[null,"Repair Cost",{"$f":"'C. PoC Summary Stats & Para'!E33","v":350}]
[null,"Proportion Replacement",{"$f":"'C. PoC Summary Stats & Para'!E32","v":1}]
[null,{"$f":"'C. PoC Summary Stats & Para'!C35","v":"Weighted Replacement / Repair Cost"},{"$f":"'C. PoC Summary Stats & Para'!E35","v":18.647930702598654}]
[null,"Maintenance original asset per annum",{"$f":"'C. PoC Summary Stats & Para'!E38","v":0}]
[null,"Maintenance replacement asset per annum",{"$f":"'C. PoC Summary Stats & Para'!E39","v":0}]
[null,"Maintenance benefit per asset per annum",{"$f":"'C. PoC Summary Stats & Para'!E40","v":0}]
[]
[]
["Failure Model Parameters"]
[]
[null,"Weibull Parameters",null,null,"Crow-AMSAA Parameters"]
[null,"βgood",{"$f":"IF('B. PoF Summary Stats & Params'!$C$12=\"C\", \"Not Applicable\", 'B. PoF Summary Stats & Params'!M12)","v":2.8378999999999999},null,"βgood",{"$f":"IF('B. PoF Summary Stats & Params'!$C$12=\"W\", \"Not Applicable\", 'B. PoF Summary Stats & Params'!I12)","v":"Not Applicable"}]
[null,"ηgood",{"$f":"IF('B. PoF Summary Stats & Params'!$C$12=\"C\", \"Not Applicable\", 'B. PoF Summary Stats & Params'!O12)","v":102.9524},null,"βaverage",{"$f":"IF('B. PoF Summary Stats & Params'!$C$12=\"W\", \"Not Applicable\", 'B. PoF Summary Stats & Params'!I6)","v":"Not Applicable"}]
[null,"βaverage",{"$f":"IF('B. PoF Summary Stats & Params'!$C$12=\"C\", \"Not Applicable\", 'B. PoF Summary Stats & Params'!M6)","v":2.8439999999999999},null,"βpoor",{"$f":"IF('B. PoF Summary Stats & Params'!$C$12=\"W\", \"Not Applicable\", 'B. PoF Summary Stats & Params'!I10)","v":"Not Applicable"}]
[null,"ηaverage",{"$f":"IF('B. PoF Summary Stats & Params'!$C$12=\"C\", \"Not Applicable\", 'B. PoF Summary Stats & Params'!M8)","v":101.94499999999999},null,"λaverage",{"$f":"IF('B. PoF Summary Stats & Params'!$C$12=\"W\", \"Not Applicable\", 'B. PoF Summary Stats & Params'!I8)","v":"Not Applicable"}]
[null,"βpoor",{"$f":"IF('B. PoF Summary Stats & Params'!$C$12=\"C\", \"Not Applicable\", 'B. PoF Summary Stats & Params'!M14)","v":2.85}]
[null,"ηpoor",{"$f":"IF('B. PoF Summary Stats & Params'!$C$12=\"C\", \"Not Applicable\", 'B. PoF Summary Stats & Params'!O14)","v":100.9517}]
[null,"b (intercept)",{"$f":"IF('B. PoF Summary Stats & Params'!$C$12=\"C\", \"Not Applicable\", 'B. PoF Summary Stats & Params'!M10)","v":-13.1518}]
[]
[]
["Adjustments to Probability of Failure (PoF)"]
[]
[null,"PoF Adjustment Fators"]
[null,{"$f":"IF(ISBLANK('A. Population Info'!G5), \"\", 'A. Population Info'!G5)","v":"Construction Type"}]
[null,{"$f":"IF(ISBLANK('A. Population Info'!H5), \"\", 'A. Population Info'!H5)","v":""}]
[null,{"$f":"IF(ISBLANK('A. Population Info'!I5), \"\", 'A. Population Info'!I5)","v":""}]
[null,{"$f":"IF(ISBLANK('A. Population Info'!J5), \"\", 'A. Population Info'!J5)","v":""}]
[null,{"$f":"IF(ISBLANK('A. Population Info'!K5), \"\", 'A. Population Info'!K5)","v":""}]
[]
[]
["Adjustments to Probability of Consequence (PoC)"]
[]
[null,"PoC Adjustment Factors"]
[null,{"$f":"IF(ISBLANK('A. Population Info'!L5), \"\", 'A. Population Info'!L5)","v":"Spatial_Risk_Score"}]
[null,{"$f":"IF(ISBLANK('A. Population Info'!M5), \"\", 'A. Population Info'!M5)","v":""}]
[null,{"$f":"IF(ISBLANK('A. Population Info'!N5), \"\", 'A. Population Info'!N5)","v":""}]
[null,{"$f":"IF(ISBLANK('A. Population Info'!O5), \"\", 'A. Population Info'!O5)","v":""}]
[null,{"$f":"IF(ISBLANK('A. Population Info'!P5), \"\", 'A. Population Info'!P5)","v":""}]
[]
[]
["Model Calculated Failures"]
[]
[null,null,null,null,"Financial Year","FY19","FY20","FY21","FY22","FY23","FY24"]
[null,null,null,null,"Model Calculated Failures",{"$f":"'B. Asset PoF & Health Index'!J4","v":4009.1426486996825},{"$f":"'B. Asset PoF & Health Index'!K4","v":4149.1058444788359},{"$f":"'B. Asset PoF & Health Index'!L4","v":4292.71564155538},{"$f":"'B. Asset PoF & Health Index'!M4","v":4439.9383865019663},{"$f":"'B. Asset PoF & Health Index'!N4","v":4590.7439669976075},{"$f":"'B. Asset PoF & Health Index'!O4","v":4745.1050257208535}]
[]
[]
[]
[]
["Asset Health Index"]
[]
[]
[]
[]
[]
[]
[]
[]
[]
[]
[]
[]
[]
[]
[]
[]
[]
[]
[]
[]
[]
[]
[]
[]
[]
[]
[]
[]
[]
[]
[]
[]
[]
[]
[]
[]
[]
[]
["Asset Risk Index"]

{"sheet":"A. Population Info","index":3,"n_rows":600,"n_cols":16,"rows_kept":600,"cut":false,"hidden":false,"merged":[[3,5,4,5],[3,0,4,0],[3,1,4,1],[3,2,4,2],[3,3,4,3],[3,4,4,4]]}
[null,null,"Asset Population Information"]
[]
[]
["Asset Identifier","Asset Age","Asset Length or Number within Asset ID","Reliability Asset ID","Average Energy Usage (kWh/day)","Reliability Asset Voltage","PoF Factor 1","PoF Factor 2","PoF Factor 3","PoF Factor 4","PoF Factor 5","Consequence Factor 1","Consequence Factor 2","Consequence Factor 3","Consequence Factor 4","Consequence Factor 5"]
[null,null,null,null,null,null,"Construction Type",null,null,null,null,"Spatial_Risk_Score"]
[1,1,1,1,3.2160000000000002,"LV","MAYBE PVC SINGLE",null,null,null,null,4]
[2,2,5,2,3.2160000000000002,"LV","BARE",null,null,null,null,1]
[3,2,3,3,3.2160000000000002,"LV","BARE OR PVC SINGLE",null,null,null,null,1]
[4,2,4,4,3.2160000000000002,"LV","INVALID",null,null,null,null,1]
[5,2,18,5,3.2160000000000002,"LV","MAYBE PVC SINGLE",null,null,null,null,3]
[6,2,55,6,3.2160000000000002,"LV","PVC",null,null,null,null,2]
[7,2,6,7,3.2160000000000002,"LV","UG",null,null,null,null,2]
[8,2,537,8,3.2160000000000002,"LV","UNKNOWN",null,null,null,null,2]
[9,2,8038,9,3.2160000000000002,"LV","XLPE",null,null,null,null,2]
[10,3,10,10,3.2160000000000002,"LV","BARE",null,null,null,null,2]
[11,3,11,11,3.2160000000000002,"LV","BARE OR PVC SINGLE",null,null,null,null,2]
[12,3,16,12,3.2160000000000002,"LV","INVALID",null,null,null,null,2]
[13,3,40,13,3.2160000000000002,"LV","MAYBE PVC SINGLE",null,null,null,null,3]
[14,3,100,14,3.2160000000000002,"LV","PVC",null,null,null,null,2]
[15,3,18,15,3.2160000000000002,"LV","UG",null,null,null,null,2]
[16,3,893,16,3.2160000000000002,"LV","UNKNOWN",null,null,null,null,2]
[17,3,17985,17,3.2160000000000002,"LV","XLPE",null,null,null,null,2]
[18,4,6,18,3.2160000000000002,"LV","BARE",null,null,null,null,1]
[19,4,78,19,3.2160000000000002,"LV","BARE OR PVC SINGLE",null,null,null,null,2]
[20,4,10,20,3.2160000000000002,"LV","INVALID",null,null,null,null,2]
[21,4,181,21,3.2160000000000002,"LV","MAYBE PVC SINGLE",null,null,null,null,3]
[22,4,114,22,3.2160000000000002,"LV","PVC",null,null,null,null,2]
[23,4,27,23,3.2160000000000002,"LV","UG",null,null,null,null,2]
[24,4,749,24,3.2160000000000002,"LV","UNKNOWN",null,null,null,null,2]
[25,4,22659,25,3.2160000000000002,"LV","XLPE",null,null,null,null,2]
[26,5,27,26,3.2160000000000002,"LV","BARE",null,null,null,null,1]
[27,5,152,27,3.2160000000000002,"LV","BARE OR PVC SINGLE",null,null,null,null,2]
[28,5,12,28,3.2160000000000002,"LV","INVALID",null,null,null,null,2]
[29,5,224,29,3.2160000000000002,"LV","MAYBE PVC SINGLE",null,null,null,null,3]
[30,5,134,30,3.2160000000000002,"LV","PVC",null,null,null,null,2]
[31,5,21,31,3.2160000000000002,"LV","UG",null,null,null,null,2]
[32,5,762,32,3.2160000000000002,"LV","UNKNOWN",null,null,null,null,1]
[33,5,21680,33,3.2160000000000002,"LV","XLPE",null,null,null,null,1]
[34,6,16,34,3.2160000000000002,"LV","BARE",null,null,null,null,1]
[35,6,18,35,3.2160000000000002,"LV","BARE OR PVC SINGLE",null,null,null,null,2]
[36,6,12,36,3.2160000000000002,"LV","INVALID",null,null,null,null,2]
[37,6,48,37,3.2160000000000002,"LV","MAYBE PVC SINGLE",null,null,null,null,2]
[38,6,182,38,3.2160000000000002,"LV","PVC",null,null,null,null,2]
[39,6,16,39,3.2160000000000002,"LV","UG",null,null,null,null,2]
[40,6,987,40,3.2160000000000002,"LV","UNKNOWN",null,null,null,null,1]
[41,6,18156,41,3.2160000000000002,"LV","XLPE",null,null,null,null,1]
[42,7,13,42,3.2160000000000002,"LV","BARE",null,null,null,null,1]
[43,7,14,43,3.2160000000000002,"LV","BARE OR PVC SINGLE",null,null,null,null,2]
[44,7,6,44,3.2160000000000002,"LV","INVALID",null,null,null,null,2]
[45,7,201,45,3.2160000000000002,"LV","MAYBE PVC SINGLE",null,null,null,null,2]
[46,7,509,46,3.2160000000000002,"LV","PVC",null,null,null,null,2]
[47,7,23,47,3.2160000000000002,"LV","UG",null,null,null,null,2]
[48,7,1169,48,3.2160000000000002,"LV","UNKNOWN",null,null,null,null,1]
[49,7,20354,49,3.2160000000000002,"LV","XLPE",null,null,null,null,2]
[50,8,16,50,3.2160000000000002,"LV","BARE",null,null,null,null,2]
[51,8,26,51,3.2160000000000002,"LV","BARE OR PVC SINGLE",null,null,null,null,2]
[52,8,13,52,3.2160000000000002,"LV","INVALID",null,null,null,null,2]
[53,8,123,53,3.2160000000000002,"LV","MAYBE PVC SINGLE",null,null,null,null,2]
[54,8,435,54,3.2160000000000002,"LV","PVC",null,null,null,null,1]
[55,8,30,55,3.2160000000000002,"LV","UG",null,null,null,null,3]
[56,8,976,56,3.2160000000000002,"LV","UNKNOWN",null,null,null,null,2]
[57,8,17289,57,3.2160000000000002,"LV","XLPE",null,null,null,null,2]
[58,9,7,58,3.2160000000000002,"LV","BARE",null,null,null,null,1]
[59,9,14,59,3.2160000000000002,"LV","BARE OR PVC SINGLE",null,null,null,null,2]
[60,9,13,60,3.2160000000000002,"LV","INVALID",null,null,null,null,2]
[61,9,494,61,3.2160000000000002,"LV","MAYBE PVC SINGLE",null,null,null,null,1]
[62,9,696,62,3.2160000000000002,"LV","PVC",null,null,null,null,2]
[63,9,26,63,3.2160000000000002,"LV","UG",null,null,null,null,2]
[64,9,781,64,3.2160000000000002,"LV","UNKNOWN",null,null,null,null,1]
[65,9,15856,65,3.2160000000000002,"LV","XLPE",null,null,null,null,2]
[66,10,16,66,3.2160000000000002,"LV","BARE",null,null,null,null,1]
[67,10,23,67,3.2160000000000002,"LV","BARE OR PVC SINGLE",null,null,null,null,1]
[68,10,21,68,3.2160000000000002,"LV","INVALID",null,null,null,null,2]
[69,10,232,69,3.2160000000000002,"LV","MAYBE PVC SINGLE",null,null,null,null,2]
[70,10,380,70,3.2160000000000002,"LV","PVC",null,null,null,null,2]
[71,10,27,71,3.2160000000000002,"LV","UG",null,null,null,null,2]
[72,10,1199,72,3.2160000000000002,"LV","UNKNOWN",null,null,null,null,2]
[73,10,24790,73,3.2160000000000002,"LV","XLPE",null,null,null,null,2]
[74,11,11,74,3.2160000000000002,"LV","BARE",null,null,null,null,1]
[75,11,12,75,3.2160000000000002,"LV","BARE OR PVC SINGLE",null,null,null,null,4]
[76,11,15,76,3.2160000000000002,"LV","INVALID",null,null,null,null,2]
[77,11,46,77,3.2160000000000002,"LV","MAYBE PVC SINGLE",null,null,null,null,3]
[78,11,747,78,3.2160000000000002,"LV","PVC",null,null,null,null,3]
[79,11,23,79,3.2160000000000002,"LV","UG",null,null,null,null,3]
[80,11,1037,80,3.2160000000000002,"LV","UNKNOWN",null,null,null,null,2]
[81,11,18665,81,3.2160000000000002,"LV","XLPE",null,null,null,null,2]
[82,12,21,82,3.2160000000000002,"LV","BARE",null,null,null,null,1]
[83,12,18,83,3.2160000000000002,"LV","BARE OR PVC SINGLE",null,null,null,null,2]
[84,12,9,84,3.2160000000000002,"LV","INVALID",null,null,null,null,2]
[85,12,165,85,3.2160000000000002,"LV","MAYBE PVC SINGLE",null,null,null,null,2]
[86,12,87,86,3.2160000000000002,"LV","PVC",null,null,null,null,2]
[87,12,12,87,3.2160000000000002,"LV","UG",null,null,null,null,1]
[88,12,683,88,3.2160000000000002,"LV","UNKNOWN",null,null,null,null,2]
[89,12,16359,89,3.2160000000000002,"LV","XLPE",null,null,null,null,2]
[90,13,28,90,3.2160000000000002,"LV","BARE",null,null,null,null,1]
[91,13,186,91,3.2160000000000002,"LV","BARE OR PVC SINGLE",null,null,null,null,2]
[92,13,16,92,3.2160000000000002,"LV","INVALID",null,null,null,null,2]
[93,13,206,93,3.2160000000000002,"LV","MAYBE PVC SINGLE",null,null,null,null,2]
[94,13,272,94,3.2160000000000002,"LV","PVC",null,null,null,null,2]
[95,13,27,95,3.2160000000000002,"LV","UG",null,null,null,null,2]
[96,13,1250,96,3.2160000000000002,"LV","UNKNOWN",null,null,null,null,2]
[97,13,15602,97,3.2160000000000002,"LV","XLPE",null,null,null,null,2]
[98,14,117,98,3.2160000000000002,"LV","BARE",null,null,null,null,2]
[99,14,29,99,3.2160000000000002,"LV","BARE OR PVC SINGLE",null,null,null,null,2]
[100,14,30,100,3.2160000000000002,"LV","INVALID",null,null,null,null,2]
[101,14,96,101,3.2160000000000002,"LV","MAYBE PVC SINGLE",null,null,null,null,2]
[102,14,355,102,3.2160000000000002,"LV","PVC",null,null,null,null,2]
[103,14,59,103,3.2160000000000002,"LV","UG",null,null,null,null,2]
[104,14,3441,104,3.2160000000000002,"LV","UNKNOWN",null,null,null,null,1]
[105,14,6524,105,3.2160000000000002,"LV","XLPE",null,null,null,null,2]
[106,15,51,106,3.2160000000000002,"LV","BARE",null,null,null,null,1]
[107,15,15,107,3.2160000000000002,"LV","BARE OR PVC SINGLE",null,null,null,null,2]
[108,15,23,108,3.2160000000000002,"LV","INVALID",null,null,null,null,2]
[109,15,95,109,3.2160000000000002,"LV","MAYBE PVC SINGLE",null,null,null,null,2]
[110,15,217,110,3.2160000000000002,"LV","PVC",null,null,null,null,2]
[111,15,33,111,3.2160000000000002,"LV","UG",null,null,null,null,2]
[112,15,3220,112,3.2160000000000002,"LV","UNKNOWN",null,null,null,null,1]
[113,15,7069,113,3.2160000000000002,"LV","XLPE",null,null,null,null,2]
[114,16,34,114,3.2160000000000002,"LV","BARE",null,null,null,null,1]
[115,16,25,115,3.2160000000000002,"LV","BARE OR PVC SINGLE",null,null,null,null,1]
[116,16,11,116,3.2160000000000002,"LV","INVALID",null,null,null,null,3]
[117,16,49,117,3.2160000000000002,"LV","MAYBE PVC SINGLE",null,null,null,null,2]
[118,16,150,118,3.2160000000000002,"LV","PVC",null,null,null,null,2]
[119,16,30,119,3.2160000000000002,"LV","UG",null,null,null,null,2]
[120,16,2112,120,3.2160000000000002,"LV","UNKNOWN",null,null,null,null,1]
[121,16,6417,121,3.2160000000000002,"LV","XLPE",null,null,null,null,2]
[122,17,54,122,3.2160000000000002,"LV","BARE",null,null,null,null,2]
[123,17,17,123,3.2160000000000002,"LV","BARE OR PVC SINGLE",null,null,null,null,2]
[124,17,8,124,3.2160000000000002,"LV","INVALID",null,null,null,null,2]
[125,17,54,125,3.2160000000000002,"LV","MAYBE PVC SINGLE",null,null,null,null,2]
[126,17,119,126,3.2160000000000002,"LV","PVC",null,null,null,null,2]
[127,17,22,127,3.2160000000000002,"LV","UG",null,null,null,null,2]
[128,17,1893,128,3.2160000000000002,"LV","UNKNOWN",null,null,null,null,1]
[129,17,5264,129,3.2160000000000002,"LV","XLPE",null,null,null,null,2]
[130,18,62,130,3.2160000000000002,"LV","BARE",null,null,null,null,1]
[131,18,26,131,3.2160000000000002,"LV","BARE OR PVC SINGLE",null,null,null,null,2]
[132,18,12,132,3.2160000000000002,"LV","INVALID",null,null,null,null,2]
[133,18,43,133,3.2160000000000002,"LV","MAYBE PVC SINGLE",null,null,null,null,2]
[134,18,118,134,3.2160000000000002,"LV","PVC",null,null,null,null,2]
[135,18,24,135,3.2160000000000002,"LV","UG",null,null,null,null,2]
[136,18,2195,136,3.2160000000000002,"LV","UNKNOWN",null,null,null,null,1]
[137,18,4509,137,3.2160000000000002,"LV","XLPE",null,null,null,null,1]
[138,19,40,138,3.2160000000000002,"LV","BARE",null,null,null,null,2]
[139,19,17,139,3.2160000000000002,"LV","BARE OR PVC SINGLE",null,null,null,null,2]
[140,19,10,140,3.2160000000000002,"LV","INVALID",null,null,null,null,2]
[141,19,40,141,3.2160000000000002,"LV","MAYBE PVC SINGLE",null,null,null,null,2]
[142,19,99,142,3.2160000000000002,"LV","PVC",null,null,null,null,2]
[143,19,27,143,3.2160000000000002,"LV","UG",null,null,null,null,2]
[144,19,2278,144,3.2160000000000002,"LV","UNKNOWN",null,null,null,null,1]
[145,19,2037,145,3.2160000000000002,"LV","XLPE",null,null,null,null,2]
[146,20,26,146,3.2160000000000002,"LV","BARE",null,null,null,null,2]
[147,20,26,147,3.2160000000000002,"LV","BARE OR PVC SINGLE",null,null,null,null,2]
[148,20,23,148,3.2160000000000002,"LV","INVALID",null,null,null,null,2]
[149,20,39,149,3.2160000000000002,"LV","MAYBE PVC SINGLE",null,null,null,null,2]
[150,20,86,150,3.2160000000000002,"LV","PVC",null,null,null,null,2]
[151,20,18,151,3.2160000000000002,"LV","UG",null,null,null,null,2]
[152,20,1876,152,3.2160000000000002,"LV","UNKNOWN",null,null,null,null,1]
[153,20,2002,153,3.2160000000000002,"LV","XLPE",null,null,null,null,2]
[154,21,45,154,3.2160000000000002,"LV","BARE",null,null,null,null,2]
[155,21,65,155,3.2160000000000002,"LV","BARE OR PVC SINGLE",null,null,null,null,2]
[156,21,11,156,3.2160000000000002,"LV","INVALID",null,null,null,null,1]
[157,21,51,157,3.2160000000000002,"LV","MAYBE PVC SINGLE",null,null,null,null,2]
[158,21,1,158,3.2160000000000002,"LV","NO",null,null,null,null,2]
[159,21,164,159,3.2160000000000002,"LV","PVC",null,null,null,null,2]
[160,21,25,160,3.2160000000000002,"LV","UG",null,null,null,null,2]
[161,21,2005,161,3.2160000000000002,"LV","UNKNOWN",null,null,null,null,1]
[162,21,1951,162,3.2160000000000002,"LV","XLPE",null,null,null,null,2]
[163,22,26,163,3.2160000000000002,"LV","BARE",null,null,null,null,1]
[164,22,32,164,3.2160000000000002,"LV","BARE OR PVC SINGLE",null,null,null,null,2]
[165,22,8,165,3.2160000000000002,"LV","INVALID",null,null,null,null,2]
[166,22,31,166,3.2160000000000002,"LV","MAYBE PVC SINGLE",null,null,null,null,2]
[167,22,141,167,3.2160000000000002,"LV","PVC",null,null,null,null,2]
[168,22,18,168,3.2160000000000002,"LV","UG",null,null,null,null,2]
[169,22,2120,169,3.2160000000000002,"LV","UNKNOWN",null,null,null,null,1]
[170,22,2029,170,3.2160000000000002,"LV","XLPE",null,null,null,null,2]
[171,23,28,171,3.2160000000000002,"LV","BARE",null,null,null,null,1]
[172,23,37,172,3.2160000000000002,"LV","BARE OR PVC SINGLE",null,null,null,null,2]
[173,23,7,173,3.2160000000000002,"LV","INVALID",null,null,null,null,2]
[174,23,59,174,3.2160000000000002,"LV","MAYBE PVC SINGLE",null,null,null,null,2]
[175,23,187,175,3.2160000000000002,"LV","PVC",null,null,null,null,2]
[176,23,15,176,3.2160000000000002,"LV","UG",null,null,null,null,2]
[177,23,2241,177,3.2160000000000002,"LV","UNKNOWN",null,null,null,null,1]
[178,23,3082,178,3.2160000000000002,"LV","XLPE",null,null,null,null,2]
[179,24,38,179,3.2160000000000002,"LV","BARE",null,null,null,null,1]
[180,24,21,180,3.2160000000000002,"LV","BARE OR PVC SINGLE",null,null,null,null,2]
[181,24,14,181,3.2160000000000002,"LV","INVALID",null,null,null,null,2]
[182,24,101,182,3.2160000000000002,"LV","MAYBE PVC SINGLE",null,null,null,null,2]
[183,24,232,183,3.2160000000000002,"LV","PVC",null,null,null,null,2]
[184,24,23,184,3.2160000000000002,"LV","UG",null,null,null,null,2]
[185,24,2397,185,3.2160000000000002,"LV","UNKNOWN",null,null,null,null,1]
[186,24,3276,186,3.2160000000000002,"LV","XLPE",null,null,null,null,2]
[187,25,53,187,3.2160000000000002,"LV","BARE",null,null,null,null,1]
[188,25,32,188,3.2160000000000002,"LV","BARE OR PVC SINGLE",null,null,null,null,2]
[189,25,20,189,3.2160000000000002,"LV","INVALID",null,null,null,null,2]
[190,25,65,190,3.2160000000000002,"LV","MAYBE PVC SINGLE",null,null,null,null,2]
[191,25,310,191,3.2160000000000002,"LV","PVC",null,null,null,null,2]
[192,25,25,192,3.2160000000000002,"LV","UG",null,null,null,null,2]
[193,25,2172,193,3.2160000000000002,"LV","UNKNOWN",null,null,null,null,1]
[194,25,3092,194,3.2160000000000002,"LV","XLPE",null,null,null,null,2]
[195,26,21,195,3.2160000000000002,"LV","BARE",null,null,null,null,1]
[196,26,17,196,3.2160000000000002,"LV","BARE OR PVC SINGLE",null,null,null,null,2]
[197,26,11,197,3.2160000000000002,"LV","INVALID",null,null,null,null,2]
[198,26,82,198,3.2160000000000002,"LV","MAYBE PVC SINGLE",null,null,null,null,2]
[199,26,273,199,3.2160000000000002,"LV","PVC",null,null,null,null,2]
[200,26,15,200,3.2160000000000002,"LV","UG",null,null,null,null,2]
[201,26,1806,201,3.2160000000000002,"LV","UNKNOWN",null,null,null,null,1]
[202,26,1973,202,3.2160000000000002,"LV","XLPE",null,null,null,null,2]
[203,27,20,203,3.2160000000000002,"LV","BARE",null,null,null,null,1]
[204,27,15,204,3.2160000000000002,"LV","BARE OR PVC SINGLE",null,null,null,null,1]
[205,27,4,205,3.2160000000000002,"LV","INVALID",null,null,null,null,1]
[206,27,41,206,3.2160000000000002,"LV","MAYBE PVC SINGLE",null,null,null,null,2]
[207,27,1,207,3.2160000000000002,"LV","NO",null,null,null,null,2]
[208,27,200,208,3.2160000000000002,"LV","PVC",null,null,null,null,2]
[209,27,10,209,3.2160000000000002,"LV","UG",null,null,null,null,2]
[210,27,1820,210,3.2160000000000002,"LV","UNKNOWN",null,null,null,null,1]
[211,27,1183,211,3.2160000000000002,"LV","XLPE",null,null,null,null,2]
[212,28,50,212,3.2160000000000002,"LV","BARE",null,null,null,null,1]
[213,28,22,213,3.2160000000000002,"LV","BARE OR PVC SINGLE",null,null,null,null,2]
[214,28,12,214,3.2160000000000002,"LV","INVALID",null,null,null,null,2]
[215,28,99,215,3.2160000000000002,"LV","MAYBE PVC SINGLE",null,null,null,null,2]
[216,28,287,216,3.2160000000000002,"LV","PVC",null,null,null,null,2]
[217,28,21,217,3.2160000000000002,"LV","UG",null,null,null,null,2]
[218,28,2758,218,3.2160000000000002,"LV","UNKNOWN",null,null,null,null,1]
[219,28,4923,219,3.2160000000000002,"LV","XLPE",null,null,null,null,2]
[220,29,69,220,3.2160000000000002,"LV","BARE",null,null,null,null,1]
[221,29,36,221,3.2160000000000002,"LV","BARE OR PVC SINGLE",null,null,null,null,2]
[222,29,10,222,3.2160000000000002,"LV","INVALID",null,null,null,null,2]
[223,29,96,223,3.2160000000000002,"LV","MAYBE PVC SINGLE",null,null,null,null,2]
[224,29,325,224,3.2160000000000002,"LV","PVC",null,null,null,null,2]
[225,29,29,225,3.2160000000000002,"LV","UG",null,null,null,null,2]
[226,29,2812,226,3.2160000000000002,"LV","UNKNOWN",null,null,null,null,1]
[227,29,4726,227,3.2160000000000002,"LV","XLPE",null,null,null,null,2]
[228,30,51,228,3.2160000000000002,"LV","BARE",null,null,null,null,1]
[229,30,88,229,3.2160000000000002,"LV","BARE OR PVC SINGLE",null,null,null,null,2]
[230,30,9,230,3.2160000000000002,"LV","INVALID",null,null,null,null,1]
[231,30,83,231,3.2160000000000002,"LV","MAYBE PVC SINGLE",null,null,null,null,2]
[232,30,1,232,3.2160000000000002,"LV","NO",null,null,null,null,2]
[233,30,434,233,3.2160000000000002,"LV","PVC",null,null,null,null,2]
[234,30,24,234,3.2160000000000002,"LV","UG",null,null,null,null,2]
[235,30,2688,235,3.2160000000000002,"LV","UNKNOWN",null,null,null,null,1]
[236,30,3861,236,3.2160000000000002,"LV","XLPE",null,null,null,null,2]
[237,31,58,237,3.2160000000000002,"LV","BARE",null,null,null,null,1]
[238,31,51,238,3.2160000000000002,"LV","BARE OR PVC SINGLE",null,null,null,null,2]
[239,31,9,239,3.2160000000000002,"LV","INVALID",null,null,null,null,2]
[240,31,91,240,3.2160000000000002,"LV","MAYBE PVC SINGLE",null,null,null,null,2]
[241,31,1,241,3.2160000000000002,"LV","NO",null,null,null,null,2]
[242,31,265,242,3.2160000000000002,"LV","PVC",null,null,null,null,2]
[243,31,15,243,3.2160000000000002,"LV","UG",null,null,null,null,2]
[244,31,2451,244,3.2160000000000002,"LV","UNKNOWN",null,null,null,null,2]
[245,31,2728,245,3.2160000000000002,"LV","XLPE",null,null,null,null,2]
[246,32,69,246,3.2160000000000002,"LV","BARE",null,null,null,null,1]
[247,32,72,247,3.2160000000000002,"LV","BARE OR PVC SINGLE",null,null,null,null,2]
[248,32,11,248,3.2160000000000002,"LV","INVALID",null,null,null,null,2]
[249,32,125,249,3.2160000000000002,"LV","MAYBE PVC SINGLE",null,null,null,null,2]
[250,32,368,250,3.2160000000000002,"LV","PVC",null,null,null,null,2]
[251,32,27,251,3.2160000000000002,"LV","UG",null,null,null,null,2]
[252,32,2898,252,3.2160000000000002,"LV","UNKNOWN",null,null,null,null,1]
[253,32,4019,253,3.2160000000000002,"LV","XLPE",null,null,null,null,2]
[254,33,53,254,3.2160000000000002,"LV","BARE",null,null,null,null,2]
[255,33,53,255,3.2160000000000002,"LV","BARE OR PVC SINGLE",null,null,null,null,2]
[256,33,13,256,3.2160000000000002,"LV","INVALID",null,null,null,null,2]
[257,33,120,257,3.2160000000000002,"LV","MAYBE PVC SINGLE",null,null,null,null,2]
[258,33,328,258,3.2160000000000002,"LV","PVC",null,null,null,null,2]
[259,33,24,259,3.2160000000000002,"LV","UG",null,null,null,null,2]
[260,33,3253,260,3.2160000000000002,"LV","UNKNOWN",null,null,null,null,1]
[261,33,3998,261,3.2160000000000002,"LV","XLPE",null,null,null,null,2]
[262,34,60,262,3.2160000000000002,"LV","BARE",null,null,null,null,2]
[263,34,65,263,3.2160000000000002,"LV","BARE OR PVC SINGLE",null,null,null,null,2]
[264,34,14,264,3.2160000000000002,"LV","INVALID",null,null,null,null,2]
[265,34,153,265,3.2160000000000002,"LV","MAYBE PVC SINGLE",null,null,null,null,2]
[266,34,392,266,3.2160000000000002,"LV","PVC",null,null,null,null,2]
[267,34,26,267,3.2160000000000002,"LV","UG",null,null,null,null,2]
[268,34,3168,268,3.2160000000000002,"LV","UNKNOWN",null,null,null,null,1]
[269,34,2963,269,3.2160000000000002,"LV","XLPE",null,null,null,null,2]
[270,35,43,270,3.2160000000000002,"LV","BARE",null,null,null,null,1]
[271,35,29,271,3.2160000000000002,"LV","BARE OR PVC SINGLE",null,null,null,null,2]
[272,35,6,272,3.2160000000000002,"LV","INVALID",null,null,null,null,3]
[273,35,155,273,3.2160000000000002,"LV","MAYBE PVC SINGLE",null,null,null,null,1]
[274,35,1,274,3.2160000000000002,"LV","NO",null,null,null,null,2]
[275,35,173,275,3.2160000000000002,"LV","PVC",null,null,null,null,2]
[276,35,13,276,3.2160000000000002,"LV","UG",null,null,null,null,2]
[277,35,2388,277,3.2160000000000002,"LV","UNKNOWN",null,null,null,null,1]
[278,35,2440,278,3.2160000000000002,"LV","XLPE",null,null,null,null,2]
[279,36,32,279,3.2160000000000002,"LV","BARE",null,null,null,null,1]
[280,36,40,280,3.2160000000000002,"LV","BARE OR PVC SINGLE",null,null,null,null,2]
[281,36,6,281,3.2160000000000002,"LV","INVALID",null,null,null,null,1]
[282,36,61,282,3.2160000000000002,"LV","MAYBE PVC SINGLE",null,null,null,null,2]
[283,36,200,283,3.2160000000000002,"LV","PVC",null,null,null,null,2]
[284,36,18,284,3.2160000000000002,"LV","UG",null,null,null,null,2]
[285,36,1984,285,3.2160000000000002,"LV","UNKNOWN",null,null,null,null,1]
[286,36,2107,286,3.2160000000000002,"LV","XLPE",null,null,null,null,2]
[287,37,76,287,3.2160000000000002,"LV","BARE",null,null,null,null,1]
[288,37,74,288,3.2160000000000002,"LV","BARE OR PVC SINGLE",null,null,null,null,2]
[289,37,10,289,3.2160000000000002,"LV","INVALID",null,null,null,null,4]
[290,37,115,290,3.2160000000000002,"LV","MAYBE PVC SINGLE",null,null,null,null,2]
[291,37,240,291,3.2160000000000002,"LV","PVC",null,null,null,null,2]
[292,37,22,292,3.2160000000000002,"LV","UG",null,null,null,null,2]
[293,37,1354,293,3.2160000000000002,"LV","UNKNOWN",null,null,null,null,1]
[294,37,4068,294,3.2160000000000002,"LV","XLPE",null,null,null,null,2]
[295,38,79,295,3.2160000000000002,"LV","BARE",null,null,null,null,1]
[296,38,63,296,3.2160000000000002,"LV","BARE OR PVC SINGLE",null,null,null,null,2]
[297,38,13,297,3.2160000000000002,"LV","INVALID",null,null,null,null,2]
[298,38,90,298,3.2160000000000002,"LV","MAYBE PVC SINGLE",null,null,null,null,2]
[299,38,216,299,3.2160000000000002,"LV","PVC",null,null,null,null,2]
[300,38,22,300,3.2160000000000002,"LV","UG",null,null,null,null,2]
[301,38,1617,301,3.2160000000000002,"LV","UNKNOWN",null,null,null,null,1]
[302,38,4094,302,3.2160000000000002,"LV","XLPE",null,null,null,null,2]
[303,39,128,303,3.2160000000000002,"LV","BARE",null,null,null,null,1]
[304,39,132,304,3.2160000000000002,"LV","BARE OR PVC SINGLE",null,null,null,null,2]
[305,39,32,305,3.2160000000000002,"LV","INVALID",null,null,null,null,2]
[306,39,466,306,3.2160000000000002,"LV","MAYBE PVC SINGLE",null,null,null,null,2]
[307,39,673,307,3.2160000000000002,"LV","PVC",null,null,null,null,2]
[308,39,60,308,3.2160000000000002,"LV","UG",null,null,null,null,2]
[309,39,4728,309,3.2160000000000002,"LV","UNKNOWN",null,null,null,null,1]
[310,39,5792,310,3.2160000000000002,"LV","XLPE",null,null,null,null,2]
[311,40,86,311,3.2160000000000002,"LV","BARE",null,null,null,null,1]
[312,40,88,312,3.2160000000000002,"LV","BARE OR PVC SINGLE",null,null,null,null,2]
[313,40,10,313,3.2160000000000002,"LV","INVALID",null,null,null,null,2]
[314,40,205,314,3.2160000000000002,"LV","MAYBE PVC SINGLE",null,null,null,null,2]
[315,40,240,315,3.2160000000000002,"LV","PVC",null,null,null,null,2]
[316,40,27,316,3.2160000000000002,"LV","UG",null,null,null,null,2]
[317,40,2338,317,3.2160000000000002,"LV","UNKNOWN",null,null,null,null,1]
[318,40,4412,318,3.2160000000000002,"LV","XLPE",null,null,null,null,2]
[319,41,73,319,3.2160000000000002,"LV","BARE",null,null,null,null,1]
[320,41,48,320,3.2160000000000002,"LV","BARE OR PVC SINGLE",null,null,null,null,2]
[321,41,2,321,3.2160000000000002,"LV","INVALID",null,null,null,null,3]
[322,41,88,322,3.2160000000000002,"LV","MAYBE PVC SINGLE",null,null,null,null,2]
[323,41,164,323,3.2160000000000002,"LV","PVC",null,null,null,null,2]
[324,41,13,324,3.2160000000000002,"LV","UG",null,null,null,null,3]
[325,41,1311,325,3.2160000000000002,"LV","UNKNOWN",null,null,null,null,1]
[326,41,3043,326,3.2160000000000002,"LV","XLPE",null,null,null,null,2]
[327,42,51,327,3.2160000000000002,"LV","BARE",null,null,null,null,1]
[328,42,45,328,3.2160000000000002,"LV","BARE OR PVC SINGLE",null,null,null,null,2]
[329,42,7,329,3.2160000000000002,"LV","INVALID",null,null,null,null,2]
[330,42,101,330,3.2160000000000002,"LV","MAYBE PVC SINGLE",null,null,null,null,2]
[331,42,111,331,3.2160000000000002,"LV","PVC",null,null,null,null,2]
[332,42,23,332,3.2160000000000002,"LV","UG",null,null,null,null,2]
[333,42,965,333,3.2160000000000002,"LV","UNKNOWN",null,null,null,null,1]
[334,42,3175,334,3.2160000000000002,"LV","XLPE",null,null,null,null,1]
[335,43,153,335,3.2160000000000002,"LV","BARE",null,null,null,null,2]
[336,43,33,336,3.2160000000000002,"LV","BARE OR PVC SINGLE",null,null,null,null,2]
[337,43,5,337,3.2160000000000002,"LV","INVALID",null,null,null,null,2]
[338,43,67,338,3.2160000000000002,"LV","MAYBE PVC SINGLE",null,null,null,null,2]
[339,43,121,339,3.2160000000000002,"LV","PVC",null,null,null,null,2]
[340,43,16,340,3.2160000000000002,"LV","UG",null,null,null,null,2]
[341,43,904,341,3.2160000000000002,"LV","UNKNOWN",null,null,null,null,1]
[342,43,2263,342,3.2160000000000002,"LV","XLPE",null,null,null,null,2]
[343,44,65,343,3.2160000000000002,"LV","BARE",null,null,null,null,2]
[344,44,32,344,3.2160000000000002,"LV","BARE OR PVC SINGLE",null,null,null,null,3]
[345,44,12,345,3.2160000000000002,"LV","INVALID",null,null,null,null,3]
[346,44,72,346,3.2160000000000002,"LV","MAYBE PVC SINGLE",null,null,null,null,3]
[347,44,219,347,3.2160000000000002,"LV","PVC",null,null,null,null,1]
[348,44,17,348,3.2160000000000002,"LV","UG",null,null,null,null,2]
[349,44,807,349,3.2160000000000002,"LV","UNKNOWN",null,null,null,null,1]
[350,44,3271,350,3.2160000000000002,"LV","XLPE",null,null,null,null,2]
[351,45,102,351,3.2160000000000002,"LV","BARE",null,null,null,null,1]
[352,45,55,352,3.2160000000000002,"LV","BARE OR PVC SINGLE",null,null,null,null,2]
[353,45,8,353,3.2160000000000002,"LV","INVALID",null,null,null,null,2]
[354,45,154,354,3.2160000000000002,"LV","MAYBE PVC SINGLE",null,null,null,null,3]
[355,45,398,355,3.2160000000000002,"LV","PVC",null,null,null,null,1]
[356,45,23,356,3.2160000000000002,"LV","UG",null,null,null,null,1]
[357,45,1650,357,3.2160000000000002,"LV","UNKNOWN",null,null,null,null,1]
[358,45,5171,358,3.2160000000000002,"LV","XLPE",null,null,null,null,1]
[359,46,108,359,3.2160000000000002,"LV","BARE",null,null,null,null,2]
[360,46,57,360,3.2160000000000002,"LV","BARE OR PVC SINGLE",null,null,null,null,2]
[361,46,10,361,3.2160000000000002,"LV","INVALID",null,null,null,null,3]
[362,46,91,362,3.2160000000000002,"LV","MAYBE PVC SINGLE",null,null,null,null,2]
[363,46,172,363,3.2160000000000002,"LV","PVC",null,null,null,null,2]
[364,46,18,364,3.2160000000000002,"LV","UG",null,null,null,null,2]
[365,46,1187,365,3.2160000000000002,"LV","UNKNOWN",null,null,null,null,1]
[366,46,2108,366,3.2160000000000002,"LV","XLPE",null,null,null,null,2]
[367,47,139,367,3.2160000000000002,"LV","BARE",null,null,null,null,1]
[368,47,58,368,3.2160000000000002,"LV","BARE OR PVC SINGLE",null,null,null,null,2]
[369,47,11,369,3.2160000000000002,"LV","INVALID",null,null,null,null,2]
[370,47,65,370,3.2160000000000002,"LV","MAYBE PVC SINGLE",null,null,null,null,2]
[371,47,2,371,3.2160000000000002,"LV","NO",null,null,null,null,2]
[372,47,163,372,3.2160000000000002,"LV","PVC",null,null,null,null,2]
[373,47,22,373,3.2160000000000002,"LV","UG",null,null,null,null,2]
[374,47,919,374,3.2160000000000002,"LV","UNKNOWN",null,null,null,null,1]
[375,47,3364,375,3.2160000000000002,"LV","XLPE",null,null,null,null,2]
[376,48,327,376,3.2160000000000002,"LV","BARE",null,null,null,null,2]
[377,48,80,377,3.2160000000000002,"LV","BARE OR PVC SINGLE",null,null,null,null,2]
[378,48,17,378,3.2160000000000002,"LV","INVALID",null,null,null,null,2]
[379,48,117,379,3.2160000000000002,"LV","MAYBE PVC SINGLE",null,null,null,null,2]
[380,48,303,380,3.2160000000000002,"LV","PVC",null,null,null,null,2]
[381,48,39,381,3.2160000000000002,"LV","UG",null,null,null,null,2]
[382,48,1900,382,3.2160000000000002,"LV","UNKNOWN",null,null,null,null,1]
[383,48,2809,383,3.2160000000000002,"LV","XLPE",null,null,null,null,2]
[384,49,114,384,3.2160000000000002,"LV","BARE",null,null,null,null,1]
[385,49,120,385,3.2160000000000002,"LV","BARE OR PVC SINGLE",null,null,null,null,2]
[386,49,29,386,3.2160000000000002,"LV","MAYBE PVC SINGLE",null,null,null,null,2]
[387,49,138,387,3.2160000000000002,"LV","PVC",null,null,null,null,2]
[388,49,12,388,3.2160000000000002,"LV","UG",null,null,null,null,1]
[389,49,1390,389,3.2160000000000002,"LV","UNKNOWN",null,null,null,null,1]
[390,49,4311,390,3.2160000000000002,"LV","XLPE",null,null,null,null,1]
[391,50,162,391,3.2160000000000002,"LV","BARE",null,null,null,null,2]
[392,50,104,392,3.2160000000000002,"LV","BARE OR PVC SINGLE",null,null,null,null,2]
[393,50,16,393,3.2160000000000002,"LV","INVALID",null,null,null,null,2]
[394,50,68,394,3.2160000000000002,"LV","MAYBE PVC SINGLE",null,null,null,null,2]
[395,50,221,395,3.2160000000000002,"LV","PVC",null,null,null,null,2]
[396,50,21,396,3.2160000000000002,"LV","UG",null,null,null,null,2]
[397,50,1479,397,3.2160000000000002,"LV","UNKNOWN",null,null,null,null,1]
[398,50,5107,398,3.2160000000000002,"LV","XLPE",null,null,null,null,2]
[399,51,244,399,3.2160000000000002,"LV","BARE",null,null,null,null,2]
[400,51,136,400,3.2160000000000002,"LV","BARE OR PVC SINGLE",null,null,null,null,2]
[401,51,14,401,3.2160000000000002,"LV","INVALID",null,null,null,null,3]
[402,51,167,402,3.2160000000000002,"LV","MAYBE PVC SINGLE",null,null,null,null,3]
[403,51,555,403,3.2160000000000002,"LV","PVC",null,null,null,null,2]
[404,51,32,404,3.2160000000000002,"LV","UG",null,null,null,null,2]
[405,51,1753,405,3.2160000000000002,"LV","UNKNOWN",null,null,null,null,1]
[406,51,7999,406,3.2160000000000002,"LV","XLPE",null,null,null,null,2]
[407,52,242,407,3.2160000000000002,"LV","BARE",null,null,null,null,1]
[408,52,169,408,3.2160000000000002,"LV","BARE OR PVC SINGLE",null,null,null,null,3]
[409,52,11,409,3.2160000000000002,"LV","INVALID",null,null,null,null,2]
[410,52,207,410,3.2160000000000002,"LV","MAYBE PVC SINGLE",null,null,null,null,3]
[411,52,506,411,3.2160000000000002,"LV","PVC",null,null,null,null,2]
[412,52,49,412,3.2160000000000002,"LV","UG",null,null,null,null,2]
[413,52,2130,413,3.2160000000000002,"LV","UNKNOWN",null,null,null,null,1]
[414,52,7331,414,3.2160000000000002,"LV","XLPE",null,null,null,null,2]
[415,53,121,415,3.2160000000000002,"LV","BARE",null,null,null,null,1]
[416,53,103,416,3.2160000000000002,"LV","BARE OR PVC SINGLE",null,null,null,null,2]
[417,53,15,417,3.2160000000000002,"LV","INVALID",null,null,null,null,4]
[418,53,103,418,3.2160000000000002,"LV","MAYBE PVC SINGLE",null,null,null,null,3]
[419,53,263,419,3.2160000000000002,"LV","PVC",null,null,null,null,2]
[420,53,21,420,3.2160000000000002,"LV","UG",null,null,null,null,2]
[421,53,1234,421,3.2160000000000002,"LV","UNKNOWN",null,null,null,null,1]
[422,53,8692,422,3.2160000000000002,"LV","XLPE",null,null,null,null,2]
[423,54,147,423,3.2160000000000002,"LV","BARE",null,null,null,null,2]
[424,54,70,424,3.2160000000000002,"LV","BARE OR PVC SINGLE",null,null,null,null,2]
[425,54,6,425,3.2160000000000002,"LV","INVALID",null,null,null,null,2]
[426,54,58,426,3.2160000000000002,"LV","MAYBE PVC SINGLE",null,null,null,null,2]
[427,54,203,427,3.2160000000000002,"LV","PVC",null,null,null,null,2]
[428,54,69,428,3.2160000000000002,"LV","UG",null,null,null,null,4]
[429,54,2123,429,3.2160000000000002,"LV","UNKNOWN",null,null,null,null,1]
[430,54,7774,430,3.2160000000000002,"LV","XLPE",null,null,null,null,2]
[431,55,225,431,3.2160000000000002,"LV","BARE",null,null,null,null,1]
[432,55,29,432,3.2160000000000002,"LV","BARE OR PVC SINGLE",null,null,null,null,1]
[433,55,1,433,3.2160000000000002,"LV","INVALID",null,null,null,null,5]
[434,55,47,434,3.2160000000000002,"LV","MAYBE PVC SINGLE",null,null,null,null,4]
[435,55,152,435,3.2160000000000002,"LV","PVC",null,null,null,null,4]
[436,55,25,436,3.2160000000000002,"LV","UG",null,null,null,null,3]
[437,55,710,437,3.2160000000000002,"LV","UNKNOWN",null,null,null,null,1]
[438,55,12044,438,3.2160000000000002,"LV","XLPE",null,null,null,null,2]
[439,56,344,439,3.2160000000000002,"LV","BARE",null,null,null,null,1]
[440,56,140,440,3.2160000000000002,"LV","BARE OR PVC SINGLE",null,null,null,null,2]
[441,56,16,441,3.2160000000000002,"LV","INVALID",null,null,null,null,2]
[442,56,137,442,3.2160000000000002,"LV","MAYBE PVC SINGLE",null,null,null,null,2]
[443,56,439,443,3.2160000000000002,"LV","PVC",null,null,null,null,2]
[444,56,64,444,3.2160000000000002,"LV","UG",null,null,null,null,2]
[445,56,1133,445,3.2160000000000002,"LV","UNKNOWN",null,null,null,null,2]
[446,56,20605,446,3.2160000000000002,"LV","XLPE",null,null,null,null,2]
[447,57,247,447,3.2160000000000002,"LV","BARE",null,null,null,null,1]
[448,57,121,448,3.2160000000000002,"LV","BARE OR PVC SINGLE",null,null,null,null,3]
[449,57,12,449,3.2160000000000002,"LV","INVALID",null,null,null,null,2]
[450,57,220,450,3.2160000000000002,"LV","MAYBE PVC SINGLE",null,null,null,null,2]
[451,57,586,451,3.2160000000000002,"LV","PVC",null,null,null,null,2]
[452,57,35,452,3.2160000000000002,"LV","UG",null,null,null,null,2]
[453,57,1217,453,3.2160000000000002,"LV","UNKNOWN",null,null,null,null,1]
[454,57,14382,454,3.2160000000000002,"LV","XLPE",null,null,null,null,2]
[455,58,299,455,3.2160000000000002,"LV","BARE",null,null,null,null,1]
[456,58,39,456,3.2160000000000002,"LV","BARE OR PVC SINGLE",null,null,null,null,2]
[457,58,5,457,3.2160000000000002,"LV","INVALID",null,null,null,null,2]
[458,58,137,458,3.2160000000000002,"LV","MAYBE PVC SINGLE",null,null,null,null,2]
[459,58,316,459,3.2160000000000002,"LV","PVC",null,null,null,null,2]
[460,58,38,460,3.2160000000000002,"LV","UG",null,null,null,null,1]
[461,58,1443,461,3.2160000000000002,"LV","UNKNOWN",null,null,null,null,1]
[462,58,12619,462,3.2160000000000002,"LV","XLPE",null,null,null,null,1]
[463,59,384,463,3.2160000000000002,"LV","BARE",null,null,null,null,1]
[464,59,220,464,3.2160000000000002,"LV","BARE OR PVC SINGLE",null,null,null,null,2]
[465,59,11,465,3.2160000000000002,"LV","INVALID",null,null,null,null,2]
[466,59,236,466,3.2160000000000002,"LV","MAYBE PVC SINGLE",null,null,null,null,3]
[467,59,357,467,3.2160000000000002,"LV","PVC",null,null,null,null,2]
[468,59,38,468,3.2160000000000002,"LV","UG",null,null,null,null,2]
[469,59,1631,469,3.2160000000000002,"LV","UNKNOWN",null,null,null,null,1]
[470,59,18374,470,3.2160000000000002,"LV","XLPE",null,null,null,null,1]
[471,60,228,471,3.2160000000000002,"LV","BARE",null,null,null,null,1]
[472,60,126,472,3.2160000000000002,"LV","BARE OR PVC SINGLE",null,null,null,null,1]
[473,60,6,473,3.2160000000000002,"LV","INVALID",null,null,null,null,2]
[474,60,62,474,3.2160000000000002,"LV","MAYBE PVC SINGLE",null,null,null,null,1]
[475,60,289,475,3.2160000000000002,"LV","PVC",null,null,null,null,2]
[476,60,43,476,3.2160000000000002,"LV","UG",null,null,null,null,1]
[477,60,2853,477,3.2160000000000002,"LV","UNKNOWN",null,null,null,null,1]
[478,60,14767,478,3.2160000000000002,"LV","XLPE",null,null,null,null,1]
[479,61,192,479,3.2160000000000002,"LV","BARE",null,null,null,null,1]
[480,61,38,480,3.2160000000000002,"LV","BARE OR PVC SINGLE",null,null,null,null,2]
[481,61,20,481,3.2160000000000002,"LV","INVALID",null,null,null,null,2]
[482,61,101,482,3.2160000000000002,"LV","MAYBE PVC SINGLE",null,null,null,null,2]
[483,61,272,483,3.2160000000000002,"LV","PVC",null,null,null,null,2]
[484,61,23,484,3.2160000000000002,"LV","UG",null,null,null,null,2]
[485,61,2695,485,3.2160000000000002,"LV","UNKNOWN",null,null,null,null,1]
[486,61,7640,486,3.2160000000000002,"LV","XLPE",null,null,null,null,2]
[487,62,98,487,3.2160000000000002,"LV","BARE",null,null,null,null,1]
[488,62,29,488,3.2160000000000002,"LV","BARE OR PVC SINGLE",null,null,null,null,2]
[489,62,63,489,3.2160000000000002,"LV","PVC",null,null,null,null,2]
[490,62,4,490,3.2160000000000002,"LV","UG",null,null,null,null,4]
[491,62,1885,491,3.2160000000000002,"LV","UNKNOWN",null,null,null,null,1]
[492,62,6331,492,3.2160000000000002,"LV","XLPE",null,null,null,null,1]
[493,63,165,493,3.2160000000000002,"LV","BARE",null,null,null,null,1]
[494,63,23,494,3.2160000000000002,"LV","BARE OR PVC SINGLE",null,null,null,null,1]
[495,63,2,495,3.2160000000000002,"LV","INVALID",null,null,null,null,3]
[496,63,76,496,3.2160000000000002,"LV","MAYBE PVC SINGLE",null,null,null,null,2]
[497,63,209,497,3.2160000000000002,"LV","PVC",null,null,null,null,2]
[498,63,15,498,3.2160000000000002,"LV","UG",null,null,null,null,2]
[499,63,868,499,3.2160000000000002,"LV","UNKNOWN",null,null,null,null,1]
[500,63,10703,500,3.2160000000000002,"LV","XLPE",null,null,null,null,1]
[501,64,52,501,3.2160000000000002,"LV","BARE",null,null,null,null,1]
[502,64,1,502,3.2160000000000002,"LV","BARE OR PVC SINGLE",null,null,null,null,5]
[503,64,19,503,3.2160000000000002,"LV","PVC",null,null,null,null,1]
[504,64,2,504,3.2160000000000002,"LV","UG",null,null,null,null,5]
[505,64,1888,505,3.2160000000000002,"LV","UNKNOWN",null,null,null,null,1]
[506,64,2993,506,3.2160000000000002,"LV","XLPE",null,null,null,null,1]
[507,65,22,507,3.2160000000000002,"LV","BARE",null,null,null,null,1]
[508,65,15,508,3.2160000000000002,"LV","MAYBE PVC SINGLE",null,null,null,null,1]
[509,65,31,509,3.2160000000000002,"LV","PVC",null,null,null,null,1]
[510,65,2,510,3.2160000000000002,"LV","UG",null,null,null,null,1]
[511,65,517,511,3.2160000000000002,"LV","UNKNOWN",null,null,null,null,1]
[512,65,2593,512,3.2160000000000002,"LV","XLPE",null,null,null,null,1]
[513,66,1,513,3.2160000000000002,"LV","BARE",null,null,null,null,1]
[514,66,44,514,3.2160000000000002,"LV","UNKNOWN",null,null,null,null,1]
[515,66,497,515,3.2160000000000002,"LV","XLPE",null,null,null,null,1]
[516,67,21,516,3.2160000000000002,"LV","BARE",null,null,null,null,2]
[517,67,1066,517,3.2160000000000002,"LV","UNKNOWN",null,null,null,null,1]
[518,67,1629,518,3.2160000000000002,"LV","XLPE",null,null,null,null,2]
[519,68,20,519,3.2160000000000002,"LV","BARE",null,null,null,null,1]
[520,68,32,520,3.2160000000000002,"LV","BARE OR PVC SINGLE",null,null,null,null,2]
[521,68,14,521,3.2160000000000002,"LV","PVC",null,null,null,null,1]
[522,68,258,522,3.2160000000000002,"LV","UNKNOWN",null,null,null,null,1]
[523,68,487,523,3.2160000000000002,"LV","XLPE",null,null,null,null,1]
[524,69,15,524,3.2160000000000002,"LV","BARE",null,null,null,null,1]
[525,69,1,525,3.2160000000000002,"LV","BARE OR PVC SINGLE",null,null,null,null,1]
[526,69,1,526,3.2160000000000002,"LV","INVALID",null,null,null,null,1]
[527,69,47,527,3.2160000000000002,"LV","PVC",null,null,null,null,1]
[528,69,6,528,3.2160000000000002,"LV","UG",null,null,null,null,1]
[529,69,1023,529,3.2160000000000002,"LV","UNKNOWN",null,null,null,null,1]
[530,69,509,530,3.2160000000000002,"LV","XLPE",null,null,null,null,1]
[531,70,7,531,3.2160000000000002,"LV","BARE",null,null,null,null,2]
[532,70,1,532,3.2160000000000002,"LV","PVC",null,null,null,null,1]
[533,70,63,533,3.2160000000000002,"LV","UNKNOWN",null,null,null,null,1]
[534,70,523,534,3.2160000000000002,"LV","XLPE",null,null,null,null,2]
[535,71,15,535,3.2160000000000002,"LV","BARE",null,null,null,null,1]
[536,71,13,536,3.2160000000000002,"LV","PVC",null,null,null,null,1]
[537,71,398,537,3.2160000000000002,"LV","UNKNOWN",null,null,null,null,1]
[538,71,222,538,3.2160000000000002,"LV","XLPE",null,null,null,null,1]
[539,72,7,539,3.2160000000000002,"LV","BARE",null,null,null,null,2]
[540,72,3,540,3.2160000000000002,"LV","BARE OR PVC SINGLE",null,null,null,null,2]
[541,72,2,541,3.2160000000000002,"LV","PVC",null,null,null,null,2]
[542,72,1,542,3.2160000000000002,"LV","UG",null,null,null,null,2]
[543,72,197,543,3.2160000000000002,"LV","UNKNOWN",null,null,null,null,1]
[544,72,15,544,3.2160000000000002,"LV","XLPE",null,null,null,null,1]
[545,73,1,545,3.2160000000000002,"LV","BARE",null,null,null,null,1]
[546,73,5,546,3.2160000000000002,"LV","PVC",null,null,null,null,1]
[547,73,249,547,3.2160000000000002,"LV","UNKNOWN",null,null,null,null,1]
[548,73,22,548,3.2160000000000002,"LV","XLPE",null,null,null,null,1]
[549,74,6,549,3.2160000000000002,"LV","BARE",null,null,null,null,1]
[550,74,3,550,3.2160000000000002,"LV","PVC",null,null,null,null,1]
[551,74,541,551,3.2160000000000002,"LV","UNKNOWN",null,null,null,null,1]
[552,74,166,552,3.2160000000000002,"LV","XLPE",null,null,null,null,1]
[553,75,18,553,3.2160000000000002,"LV","BARE",null,null,null,null,1]
[554,75,2,554,3.2160000000000002,"LV","PVC",null,null,null,null,1]
[555,75,169,555,3.2160000000000002,"LV","UNKNOWN",null,null,null,null,1]
[556,75,47,556,3.2160000000000002,"LV","XLPE",null,null,null,null,1]
[557,77,1,557,3.2160000000000002,"LV","UNKNOWN",null,null,null,null,1]
[558,79,35,558,3.2160000000000002,"LV","BARE",null,null,null,null,1]
[559,79,23,559,3.2160000000000002,"LV","PVC",null,null,null,null,2]
[560,79,45,560,3.2160000000000002,"LV","UNKNOWN",null,null,null,null,1]
[561,79,1431,561,3.2160000000000002,"LV","XLPE",null,null,null,null,1]
[562,80,1,562,3.2160000000000002,"LV","UNKNOWN",null,null,null,null,1]
[563,81,1,563,3.2160000000000002,"LV","UNKNOWN",null,null,null,null,1]
[564,82,4,564,3.2160000000000002,"LV","UNKNOWN",null,null,null,null,1]
[565,91,33,565,3.2160000000000002,"LV","BARE",null,null,null,null,1]
[566,91,1,566,3.2160000000000002,"LV","INVALID",null,null,null,null,1]
[567,91,117,567,3.2160000000000002,"LV","MAYBE PVC SINGLE",null,null,null,null,1]
[568,91,19,568,3.2160000000000002,"LV","PVC",null,null,null,null,1]
[569,91,13,569,3.2160000000000002,"LV","UG",null,null,null,null,1]
[570,91,100,570,3.2160000000000002,"LV","UNKNOWN",null,null,null,null,1]
[571,91,2869,571,3.2160000000000002,"LV","XLPE",null,null,null,null,1]
[572,92,17,572,3.2160000000000002,"LV","BARE",null,null,null,null,1]
[573,92,8,573,3.2160000000000002,"LV","PVC",null,null,null,null,1]
[574,92,863,574,3.2160000000000002,"LV","UNKNOWN",null,null,null,null,1]
[575,92,181,575,3.2160000000000002,"LV","XLPE",null,null,null,null,1]
[576,99,25,576,3.2160000000000002,"LV","BARE",null,null,null,null,1]
[577,99,1,577,3.2160000000000002,"LV","BARE OR PVC SINGLE",null,null,null,null,2]
[578,99,6,578,3.2160000000000002,"LV","MAYBE PVC SINGLE",null,null,null,null,2]
[579,99,16,579,3.2160000000000002,"LV","PVC",null,null,null,null,1]
[580,99,2741,580,3.2160000000000002,"LV","UNKNOWN",null,null,null,null,1]
[581,99,562,581,3.2160000000000002,"LV","XLPE",null,null,null,null,1]
[582,108,1,582,3.2160000000000002,"LV","BARE",null,null,null,null,1]
[583,108,45,583,3.2160000000000002,"LV","UNKNOWN",null,null,null,null,1]
[584,108,2,584,3.2160000000000002,"LV","XLPE",null,null,null,null,1]
[585,118,118,585,3.2160000000000002,"LV","BARE",null,null,null,null,2]
[586,118,37,586,3.2160000000000002,"LV","BARE OR PVC SINGLE",null,null,null,null,2]
[587,118,11,587,3.2160000000000002,"LV","INVALID",null,null,null,null,2]
[588,118,144,588,3.2160000000000002,"LV","MAYBE PVC SINGLE",null,null,null,null,2]
[589,118,1,589,3.2160000000000002,"LV","NO",null,null,null,null,2]
[590,118,1214,590,3.2160000000000002,"LV","PVC",null,null,null,null,2]
[591,118,17,591,3.2160000000000002,"LV","UG",null,null,null,null,2]
[592,118,16575,592,3.2160000000000002,"LV","UNKNOWN",null,null,null,null,2]
[593,118,6722,593,3.2160000000000002,"LV","XLPE",null,null,null,null,2]
[594,119,1,594,3.2160000000000002,"LV","UNKNOWN",null,null,null,null,2]
[595,119,3,595,3.2160000000000002,"LV","XLPE",null,null,null,null,1]

{"sheet":"A. Age Profile","index":4,"n_rows":104,"n_cols":16,"rows_kept":104,"cut":false,"hidden":false,"merged":[[2,10,2,11],[2,13,2,15]]}
[null,null,"Asset Population Age Profile"]
[]
["Asset Age","Median Age\n(x)","Freq. of x\n(f)","Cumulative Freq. of x\n(F)","f.x",null,"E(f)","No. of Bins",null,null,"Summary Statisitics",null,null,"Additional Information for Graph"]
[0,0.5,{"$f":"SUMIF('A. Population Info'!$B:$B, A4,'A. Population Info'!$C:$C)","v":0},{"$f":"SUM($C$4:C4)","v":0},{"$f":"B4*C4","v":0},{"$f":"(B4-$L$6)^2*C4","v":0},{"$f":"_xlfn.NORM.DIST(B4,$L$6,$L$7,FALSE)*$L$4","v":4437.1571563831822},{"$f":"COUNTIF('A. Population Info'!$B:$B, 'A. Age Profile'!A4)","v":0},null,null,"Population Count (n)",{"$f":"SUM(C:C)","v":674291}]
[1,1.5,{"$f":"SUMIF('A. Population Info'!$B:$B, A5,'A. Population Info'!$C:$C)","v":1},{"$f":"SUM($C$4:C5)","v":1},{"$f":"B5*C5","v":1.5},939.46339644547447,{"$f":"_xlfn.NORM.DIST(B5,$L$6,$L$7,FALSE)*$L$4","v":4719.8242373900475},{"$f":"COUNTIF('A. Population Info'!$B:$B, 'A. Age Profile'!A5)","v":1},null,null,"Population Bins",{"$f":"SUM(H:H)","v":581}]
[2,2.5,{"$f":"SUMIF('A. Population Info'!$B:$B, A6,'A. Population Info'!$C:$C)","v":8666},{"$f":"SUM($C$4:C6)","v":8667},{"$f":"B6*C6","v":21665},7618818.4306359794,5010.5549808534106,{"$f":"COUNTIF('A. Population Info'!$B:$B, 'A. Age Profile'!A6)","v":8},null,null,"Mean Age",{"$f":"SUM(E:E)/SUM(C:C)","v":32.150667145193992},null,"Mean Marker",{"$f":"MATCH(L6,$A$4:$A$104,1)","v":33},{"$f":"P8","v":8153}]
[3,3.5,{"$f":"SUMIF('A. Population Info'!$B:$B, A7,'A. Population Info'!$C:$C)","v":19073},{"$f":"SUM($C$4:C7)","v":27740},66755.5,15656276.662563393,5308.6589886237507,{"$f":"COUNTIF('A. Population Info'!$B:$B, 'A. Age Profile'!A7)","v":8},null,null,"Standard Deviation",{"$f":"(SUM(F:F)/SUM(C:C))^0.5","v":22.458886772922579}]
[4,4.5,{"$f":"SUMIF('A. Population Info'!$B:$B, A8,'A. Population Info'!$C:$C)","v":23824},{"$f":"SUM($C$4:C8)","v":51564},107208,18214862.992514372,5613.3589677951059,{"$f":"COUNTIF('A. Population Info'!$B:$B, 'A. Age Profile'!A8)","v":8},null,null,"Median Age",{"$f":"L13+(((L4/2)-L10)/L11)*L12","v":29.825064790818214},null,"Median Marker",{"$f":"MATCH(L8,$A$4:$A$104,1)","v":30},{"$f":"INDEX($C$4:$C$104,O8)+50","v":8153}]
[5,5.5,{"$f":"SUMIF('A. Population Info'!$B:$B, A9,'A. Population Info'!$C:$C)","v":23012},{"$f":"SUM($C$4:C9)","v":74576},126566,16344458.460241625,5923.7919005321828,{"$f":"COUNTIF('A. Population Info'!$B:$B, 'A. Age Profile'!A9)","v":8},null,null,"Mode Age",{"$f":"MATCH(MAX(C4:C104),C4:C104,0)","v":11}]
[6,6.5,{"$f":"SUMIF('A. Population Info'!$B:$B, A10,'A. Population Info'!$C:$C)","v":19435},{"$f":"SUM($C$4:C10)","v":94011},126327.5,12787388.950249344,6239.0111549692119,{"$f":"COUNTIF('A. Population Info'!$B:$B, 'A. Age Profile'!A10)","v":8},null,null,"F",{"$f":"INDEX(D4:D104,MATCH(L4/2,$D$4:$D$104,1))","v":330460}]
[7,7.5,{"$f":"SUMIF('A. Population Info'!$B:$B, A11,'A. Population Info'!$C:$C)","v":22289},{"$f":"SUM($C$4:C11)","v":116300},167167.5,13544031.003382433,6557.9895653724352,{"$f":"COUNTIF('A. Population Info'!$B:$B, 'A. Age Profile'!A11)","v":8},null,null,"fm",{"$f":"INDEX(C4:C104,MATCH(L4/2,$D$4:$D$104,1)+1)","v":8103}]
[8,8.5,{"$f":"SUMIF('A. Population Info'!$B:$B, A12,'A. Population Info'!$C:$C)","v":18908},{"$f":"SUM($C$4:C12)","v":135208},160718,10576266.498652438,6879.6234975527068,{"$f":"COUNTIF('A. Population Info'!$B:$B, 'A. Age Profile'!A12)","v":8},null,null,"i",{"$f":"B6-B5","v":1}]
[9,9.5,{"$f":"SUMIF('A. Population Info'!$B:$B, A13,'A. Population Info'!$C:$C)","v":17887},{"$f":"SUM($C$4:C13)","v":153095},169926.5,9176974.0406028423,7202.7379023753574,{"$f":"COUNTIF('A. Population Info'!$B:$B, 'A. Age Profile'!A13)","v":8},null,null,"Lm",{"$f":"INDEX(B4:B104,MATCH(L4/2,$D$4:$D$104,1))+L12/2","v":29}]
[10,10.5,{"$f":"SUMIF('A. Population Info'!$B:$B, A14,'A. Population Info'!$C:$C)","v":26688},{"$f":"SUM($C$4:C14)","v":179783},280224,12510037.038459951,7526.0923463307627,{"$f":"COUNTIF('A. Population Info'!$B:$B, 'A. Age Profile'!A14)","v":8}]
[11,11.5,{"$f":"SUMIF('A. Population Info'!$B:$B, A15,'A. Population Info'!$C:$C)","v":20556},{"$f":"SUM($C$4:C15)","v":200339},236394,8766107.3006010186,7848.3879937154188,{"$f":"COUNTIF('A. Population Info'!$B:$B, 'A. Age Profile'!A15)","v":8}]
[12,12.5,{"$f":"SUMIF('A. Population Info'!$B:$B, A16,'A. Population Info'!$C:$C)","v":17354},{"$f":"SUM($C$4:C16)","v":217693},216925,6701224.8738854397,8168.2755002660197,{"$f":"COUNTIF('A. Population Info'!$B:$B, 'A. Age Profile'!A16)","v":8}]
[13,13.5,{"$f":"SUMIF('A. Population Info'!$B:$B, A17,'A. Population Info'!$C:$C)","v":17587},{"$f":"SUM($C$4:C17)","v":235280},237424.5,6117591.9593059169,8484.3637633419057,{"$f":"COUNTIF('A. Population Info'!$B:$B, 'A. Age Profile'!A17)","v":8}]
[14,14.5,{"$f":"SUMIF('A. Population Info'!$B:$B, A18,'A. Population Info'!$C:$C)","v":10651},{"$f":"SUM($C$4:C18)","v":245931},154439.5,3318276.9856907567,8795.2294592304916,{"$f":"COUNTIF('A. Population Info'!$B:$B, 'A. Age Profile'!A18)","v":8}]
[15,15.5,{"$f":"SUMIF('A. Population Info'!$B:$B, A19,'A. Population Info'!$C:$C)","v":10723},{"$f":"SUM($C$4:C19)","v":256654},166206.5,2972895.0937431972,9099.4272841300608,{"$f":"COUNTIF('A. Population Info'!$B:$B, 'A. Age Profile'!A19)","v":8}]
[16,16.5,{"$f":"SUMIF('A. Population Info'!$B:$B, A20,'A. Population Info'!$C:$C)","v":8828},{"$f":"SUM($C$4:C20)","v":265482},145662,2162360.1770874714,9395.5008021197191,{"$f":"COUNTIF('A. Population Info'!$B:$B, 'A. Age Profile'!A20)","v":8}]
[17,17.5,{"$f":"SUMIF('A. Population Info'!$B:$B, A21,'A. Population Info'!$C:$C)","v":7431},{"$f":"SUM($C$4:C21)","v":272913},130042.5,1595005.0571963508,9681.9937912285914,{"$f":"COUNTIF('A. Population Info'!$B:$B, 'A. Age Profile'!A21)","v":8}]
[18,18.5,{"$f":"SUMIF('A. Population Info'!$B:$B, A22,'A. Population Info'!$C:$C)","v":6989},{"$f":"SUM($C$4:C22)","v":279902},129296.5,1302335.2467135533,9957.4619678256695,{"$f":"COUNTIF('A. Population Info'!$B:$B, 'A. Age Profile'!A22)","v":8}]
[19,19.5,{"$f":"SUMIF('A. Population Info'!$B:$B, A23,'A. Population Info'!$C:$C)","v":4548},{"$f":"SUM($C$4:C23)","v":284450},88686,727859.09668569581,10220.484960211983,{"$f":"COUNTIF('A. Population Info'!$B:$B, 'A. Age Profile'!A23)","v":8}]
[20,20.5,{"$f":"SUMIF('A. Population Info'!$B:$B, A24,'A. Population Info'!$C:$C)","v":4096},{"$f":"SUM($C$4:C24)","v":288546},83968,555983.03202550882,10469.678394728524,{"$f":"COUNTIF('A. Population Info'!$B:$B, 'A. Age Profile'!A24)","v":8}]
[21,21.5,{"$f":"SUMIF('A. Population Info'!$B:$B, A25,'A. Population Info'!$C:$C)","v":4318},{"$f":"SUM($C$4:C25)","v":292864},92837,489819.71653365222,10703.705952089276,{"$f":"COUNTIF('A. Population Info'!$B:$B, 'A. Age Profile'!A25)","v":9}]
[22,22.5,{"$f":"SUMIF('A. Population Info'!$B:$B, A26,'A. Population Info'!$C:$C)","v":4405},{"$f":"SUM($C$4:C26)","v":297269},99112.5,410261.33280997438,10921.291248167756,{"$f":"COUNTIF('A. Population Info'!$B:$B, 'A. Age Profile'!A26)","v":8}]
[23,23.5,{"$f":"SUMIF('A. Population Info'!$B:$B, A27,'A. Population Info'!$C:$C)","v":5656},{"$f":"SUM($C$4:C27)","v":302925},132916,423261.34187404567,11121.22939222827,{"$f":"COUNTIF('A. Population Info'!$B:$B, 'A. Age Profile'!A27)","v":8}]
[24,24.5,{"$f":"SUMIF('A. Population Info'!$B:$B, A28,'A. Population Info'!$C:$C)","v":6102},{"$f":"SUM($C$4:C28)","v":309027},149499,357166.58279149293,11302.398076679381,{"$f":"COUNTIF('A. Population Info'!$B:$B, 'A. Age Profile'!A28)","v":8}]
[25,25.5,{"$f":"SUMIF('A. Population Info'!$B:$B, A29,'A. Population Info'!$C:$C)","v":5769},{"$f":"SUM($C$4:C29)","v":314796},147109.5,255170.79358398324,11463.768055870796,{"$f":"COUNTIF('A. Population Info'!$B:$B, 'A. Age Profile'!A29)","v":8}]
[26,26.5,{"$f":"SUMIF('A. Population Info'!$B:$B, A30,'A. Population Info'!$C:$C)","v":4198},{"$f":"SUM($C$4:C30)","v":318994},111247,134042.3045018827,11604.412877245044,{"$f":"COUNTIF('A. Population Info'!$B:$B, 'A. Age Profile'!A30)","v":8}]
[27,27.5,{"$f":"SUMIF('A. Population Info'!$B:$B, A31,'A. Population Info'!$C:$C)","v":3294},{"$f":"SUM($C$4:C31)","v":322288},90585,71244.953925404247,11723.517736232754,{"$f":"COUNTIF('A. Population Info'!$B:$B, 'A. Age Profile'!A31)","v":9}]
[28,28.5,{"$f":"SUMIF('A. Population Info'!$B:$B, A32,'A. Population Info'!$C:$C)","v":8172},{"$f":"SUM($C$4:C32)","v":330460},232902,108911.27258405063,11820.387336539832,{"$f":"COUNTIF('A. Population Info'!$B:$B, 'A. Age Profile'!A32)","v":8}]
[29,29.5,{"$f":"SUMIF('A. Population Info'!$B:$B, A33,'A. Population Info'!$C:$C)","v":8103},{"$f":"SUM($C$4:C33)","v":338563},239038.5,56931.972257291876,11894.452649765755,{"$f":"COUNTIF('A. Population Info'!$B:$B, 'A. Age Profile'!A33)","v":8}]
[30,30.5,{"$f":"SUMIF('A. Population Info'!$B:$B, A34,'A. Population Info'!$C:$C)","v":7239},{"$f":"SUM($C$4:C34)","v":345802},220789.5,19724.117953349458,11945.276482421408,{"$f":"COUNTIF('A. Population Info'!$B:$B, 'A. Age Profile'!A34)","v":9}]
[31,31.5,{"$f":"SUMIF('A. Population Info'!$B:$B, A35,'A. Population Info'!$C:$C)","v":5669},{"$f":"SUM($C$4:C35)","v":351471},178573.5,2400.0716831100472,11972.557774150409,{"$f":"COUNTIF('A. Population Info'!$B:$B, 'A. Age Profile'!A35)","v":9}]
[32,32.5,{"$f":"SUMIF('A. Population Info'!$B:$B, A36,'A. Population Info'!$C:$C)","v":7589},{"$f":"SUM($C$4:C36)","v":359060},246642.5,{"$f":"(B36-$L$6)^2*C36","v":926.11180231864},11976.1345680332,{"$f":"COUNTIF('A. Population Info'!$B:$B, 'A. Age Profile'!A36)","v":8}]
[33,33.5,{"$f":"SUMIF('A. Population Info'!$B:$B, A37,'A. Population Info'!$C:$C)","v":7842},{"$f":"SUM($C$4:C37)","v":366902},262707,14277.922758288134,11955.985611973478,{"$f":"COUNTIF('A. Population Info'!$B:$B, 'A. Age Profile'!A37)","v":8}]
[34,34.5,{"$f":"SUMIF('A. Population Info'!$B:$B, A38,'A. Population Info'!$C:$C)","v":6841},{"$f":"SUM($C$4:C38)","v":373743},236014.5,37757.975025531945,11912.230569013831,{"$f":"COUNTIF('A. Population Info'!$B:$B, 'A. Age Profile'!A38)","v":8}]
[35,35.5,{"$f":"SUMIF('A. Population Info'!$B:$B, A39,'A. Population Info'!$C:$C)","v":5248},{"$f":"SUM($C$4:C39)","v":378991},186304,58872.22444334098,11845.128833668661,{"$f":"COUNTIF('A. Population Info'!$B:$B, 'A. Age Profile'!A39)","v":9}]
[36,36.5,{"$f":"SUMIF('A. Population Info'!$B:$B, A40,'A. Population Info'!$C:$C)","v":4448},{"$f":"SUM($C$4:C40)","v":383439},162352,84141.465061868861,11755.076970655418,{"$f":"COUNTIF('A. Population Info'!$B:$B, 'A. Age Profile'!A40)","v":8}]
[37,37.5,{"$f":"SUMIF('A. Population Info'!$B:$B, A41,'A. Population Info'!$C:$C)","v":5959},{"$f":"SUM($C$4:C41)","v":389398},223462.5,170518.94210739018,11642.60481140676,{"$f":"COUNTIF('A. Population Info'!$B:$B, 'A. Age Profile'!A41)","v":8}]
[38,38.5,{"$f":"SUMIF('A. Population Info'!$B:$B, A42,'A. Population Info'!$C:$C)","v":6194},{"$f":"SUM($C$4:C42)","v":395592},238469,249705.08758073114,11508.370262120025,{"$f":"COUNTIF('A. Population Info'!$B:$B, 'A. Age Profile'!A42)","v":8}]
[39,39.5,{"$f":"SUMIF('A. Population Info'!$B:$B, A43,'A. Population Info'!$C:$C)","v":12011},{"$f":"SUM($C$4:C43)","v":407603},474434.5,648746.46055629035,11353.152894522673,{"$f":"COUNTIF('A. Population Info'!$B:$B, 'A. Age Profile'!A43)","v":8}]
[40,40.5,{"$f":"SUMIF('A. Population Info'!$B:$B, A44,'A. Population Info'!$C:$C)","v":7406},{"$f":"SUM($C$4:C44)","v":415009},299943,516282.32564526051,11177.846406701272,{"$f":"COUNTIF('A. Population Info'!$B:$B, 'A. Age Profile'!A44)","v":8}]
[41,41.5,{"$f":"SUMIF('A. Population Info'!$B:$B, A45,'A. Population Info'!$C:$C)","v":4742},{"$f":"SUM($C$4:C45)","v":419751},196793,414498.33774364681,10983.450055980717,{"$f":"COUNTIF('A. Population Info'!$B:$B, 'A. Age Profile'!A45)","v":8}]
[42,42.5,{"$f":"SUMIF('A. Population Info'!$B:$B, A46,'A. Population Info'!$C:$C)","v":4478},{"$f":"SUM($C$4:C46)","v":424229},190315,479632.71623618132,10771.059178707597,{"$f":"COUNTIF('A. Population Info'!$B:$B, 'A. Age Profile'!A46)","v":8}]
[43,43.5,{"$f":"SUMIF('A. Population Info'!$B:$B, A47,'A. Population Info'!$C:$C)","v":3562},{"$f":"SUM($C$4:C47)","v":427791},154947,458811.80295957596,10541.854922681017,{"$f":"COUNTIF('A. Population Info'!$B:$B, 'A. Age Profile'!A47)","v":8}]
[44,44.5,{"$f":"SUMIF('A. Population Info'!$B:$B, A48,'A. Population Info'!$C:$C)","v":4495},{"$f":"SUM($C$4:C48)","v":432286},200027.5,685514.56870476599,10297.093326722368,{"$f":"COUNTIF('A. Population Info'!$B:$B, 'A. Age Profile'!A48)","v":8}]
[45,45.5,{"$f":"SUMIF('A. Population Info'!$B:$B, A49,'A. Population Info'!$C:$C)","v":7561},{"$f":"SUM($C$4:C49)","v":439847},344025.5,1347405.643460796,10038.093888363261,{"$f":"COUNTIF('A. Population Info'!$B:$B, 'A. Age Profile'!A49)","v":8}]
[46,46.5,{"$f":"SUMIF('A. Population Info'!$B:$B, A50,'A. Population Info'!$C:$C)","v":3751},{"$f":"SUM($C$4:C50)","v":443598},174421.5,772343.47852093482,9766.2277647849805,{"$f":"COUNTIF('A. Population Info'!$B:$B, 'A. Age Profile'!A50)","v":8}]
[47,47.5,{"$f":"SUMIF('A. Population Info'!$B:$B, A51,'A. Population Info'!$C:$C)","v":4743},{"$f":"SUM($C$4:C51)","v":448341},225292.5,1117460.3765326156,9482.9057539379701,{"$f":"COUNTIF('A. Population Info'!$B:$B, 'A. Age Profile'!A51)","v":9}]
[48,48.5,{"$f":"SUMIF('A. Population Info'!$B:$B, A52,'A. Population Info'!$C:$C)","v":5592},{"$f":"SUM($C$4:C52)","v":453933},271212,1494745.4293861615,9189.5662022263823,{"$f":"COUNTIF('A. Population Info'!$B:$B, 'A. Age Profile'!A52)","v":8}]
[49,49.5,{"$f":"SUMIF('A. Population Info'!$B:$B, A53,'A. Population Info'!$C:$C)","v":6114},{"$f":"SUM($C$4:C53)","v":460047},302643,1840310.0289988879,8887.6629823270614,{"$f":"COUNTIF('A. Population Info'!$B:$B, 'A. Age Profile'!A53)","v":7}]
[50,50.5,{"$f":"SUMIF('A. Population Info'!$B:$B, A54,'A. Population Info'!$C:$C)","v":7178},{"$f":"SUM($C$4:C54)","v":467225},362489,2416818.3604017729,8578.6536797329518,{"$f":"COUNTIF('A. Population Info'!$B:$B, 'A. Age Profile'!A54)","v":8}]
[51,51.5,{"$f":"SUMIF('A. Population Info'!$B:$B, A55,'A. Population Info'!$C:$C)","v":10900},{"$f":"SUM($C$4:C55)","v":478125},561350,4080923.8329942194,8263.988119615693,{"$f":"COUNTIF('A. Population Info'!$B:$B, 'A. Age Profile'!A55)","v":8}]
[52,52.5,{"$f":"SUMIF('A. Population Info'!$B:$B, A56,'A. Population Info'!$C:$C)","v":10645},{"$f":"SUM($C$4:C56)","v":488770},558862.5,4408044.9755818909,7945.0973567741949,{"$f":"COUNTIF('A. Population Info'!$B:$B, 'A. Age Profile'!A56)","v":8}]
[53,53.5,{"$f":"SUMIF('A. Population Info'!$B:$B, A57,'A. Population Info'!$C:$C)","v":10552},{"$f":"SUM($C$4:C57)","v":499322},564532,4809538.4288195977,7623.3832409879651,{"$f":"COUNTIF('A. Population Info'!$B:$B, 'A. Age Profile'!A57)","v":8}]
[54,54.5,{"$f":"SUMIF('A. Population Info'!$B:$B, A58,'A. Population Info'!$C:$C)","v":10450},{"$f":"SUM($C$4:C58)","v":509772},569525,5219698.4961238224,7300.2086582633074,{"$f":"COUNTIF('A. Population Info'!$B:$B, 'A. Age Profile'!A58)","v":8}]
[55,55.5,{"$f":"SUMIF('A. Population Info'!$B:$B, A59,'A. Population Info'!$C:$C)","v":13233},{"$f":"SUM($C$4:C59)","v":523005},734431.5,7214517.0652689366,6976.8885355032417,{"$f":"COUNTIF('A. Population Info'!$B:$B, 'A. Age Profile'!A59)","v":8}]
[56,56.5,{"$f":"SUMIF('A. Population Info'!$B:$B, A60,'A. Population Info'!$C:$C)","v":22878},{"$f":"SUM($C$4:C60)","v":545883},1292607,13564137.659627266,6654.6816823165827,{"$f":"COUNTIF('A. Population Info'!$B:$B, 'A. Age Profile'!A60)","v":8}]
[57,57.5,{"$f":"SUMIF('A. Population Info'!$B:$B, A61,'A. Population Info'!$C:$C)","v":16820},{"$f":"SUM($C$4:C61)","v":562703},967150,10808341.533410631,6334.7835292826394,{"$f":"COUNTIF('A. Population Info'!$B:$B, 'A. Age Profile'!A61)","v":8}]
[58,58.5,{"$f":"SUMIF('A. Population Info'!$B:$B, A62,'A. Population Info'!$C:$C)","v":14896},{"$f":"SUM($C$4:C62)","v":577599},871416,10342104.244843481,6018.3198072806736,{"$f":"COUNTIF('A. Population Info'!$B:$B, 'A. Age Profile'!A62)","v":8}]
[59,59.5,{"$f":"SUMIF('A. Population Info'!$B:$B, A63,'A. Population Info'!$C:$C)","v":21251},{"$f":"SUM($C$4:C63)","v":598850},1264434.5,15895450.647570744,5706.3411977464466,{"$f":"COUNTIF('A. Population Info'!$B:$B, 'A. Age Profile'!A63)","v":8}]
[60,60.5,{"$f":"SUMIF('A. Population Info'!$B:$B, A64,'A. Population Info'!$C:$C)","v":18374},{"$f":"SUM($C$4:C64)","v":617224},1111627,14766902.187445406,5399.8189691903963,{"$f":"COUNTIF('A. Population Info'!$B:$B, 'A. Age Profile'!A64)","v":8}]
[61,61.5,{"$f":"SUMIF('A. Population Info'!$B:$B, A65,'A. Population Info'!$C:$C)","v":10981},{"$f":"SUM($C$4:C65)","v":628205},675331.5,9458850.4458027277,5099.6416012448926,{"$f":"COUNTIF('A. Population Info'!$B:$B, 'A. Age Profile'!A65)","v":8}]
[62,62.5,{"$f":"SUMIF('A. Population Info'!$B:$B, A66,'A. Population Info'!$C:$C)","v":8410},{"$f":"SUM($C$4:C66)","v":636615},525625,7746299.6597945001,4806.6123841232629,{"$f":"COUNTIF('A. Population Info'!$B:$B, 'A. Age Profile'!A66)","v":6}]
[63,63.5,{"$f":"SUMIF('A. Population Info'!$B:$B, A67,'A. Population Info'!$C:$C)","v":12061},{"$f":"SUM($C$4:C67)","v":648676},765873.5,11853317.666193958,4521.4479688680785,{"$f":"COUNTIF('A. Population Info'!$B:$B, 'A. Age Profile'!A67)","v":8}]
[64,64.5,{"$f":"SUMIF('A. Population Info'!$B:$B, A68,'A. Population Info'!$C:$C)","v":4955},{"$f":"SUM($C$4:C68)","v":653631},319597.5,{"$f":"(B68-$L$6)^2*C68","v":5185305.1106283609},4244.7778323108359,{"$f":"COUNTIF('A. Population Info'!$B:$B, 'A. Age Profile'!A68)","v":6}]
[65,65.5,{"$f":"SUMIF('A. Population Info'!$B:$B, A69,'A. Population Info'!$C:$C)","v":3180},{"$f":"SUM($C$4:C69)","v":656811},208290,3536726.045916846,{"$f":"_xlfn.NORM.DIST(B69,$L$6,$L$7,FALSE)*$L$4","v":3977.1446104002839},{"$f":"COUNTIF('A. Population Info'!$B:$B, 'A. Age Profile'!A69)","v":6}]
[66,66.5,{"$f":"SUMIF('A. Population Info'!$B:$B, A70,'A. Population Info'!$C:$C)","v":542},{"$f":"SUM($C$4:C70)","v":657353},{"$f":"B70*C70","v":36043},639493.15382307849,3719.0052445926649,{"$f":"COUNTIF('A. Population Info'!$B:$B, 'A. Age Profile'!A70)","v":3}]
[67,67.5,{"$f":"SUMIF('A. Population Info'!$B:$B, A71,'A. Population Info'!$C:$C)","v":2716},{"$f":"SUM($C$4:C71)","v":660069},183330,3393846.6051881202,3470.7328784127558,{"$f":"COUNTIF('A. Population Info'!$B:$B, 'A. Age Profile'!A71)","v":3}]
[68,68.5,{"$f":"SUMIF('A. Population Info'!$B:$B, A72,'A. Population Info'!$C:$C)","v":811},{"$f":"SUM($C$4:C72)","v":660880},55553.5,1071553.2131804677,3232.6194351377458,{"$f":"COUNTIF('A. Population Info'!$B:$B, 'A. Age Profile'!A72)","v":5}]
[69,69.5,{"$f":"SUMIF('A. Population Info'!$B:$B, A73,'A. Population Info'!$C:$C)","v":1602},{"$f":"SUM($C$4:C73)","v":662482},111339,2234746.2088479446,3004.878802844059,{"$f":"COUNTIF('A. Population Info'!$B:$B, 'A. Age Profile'!A73)","v":7}]
[70,70.5,{"$f":"SUMIF('A. Population Info'!$B:$B, A74,'A. Population Info'!$C:$C)","v":594},{"$f":"SUM($C$4:C74)","v":663076},41877,873578.77026276977,2787.6505497791854,{"$f":"COUNTIF('A. Population Info'!$B:$B, 'A. Age Profile'!A74)","v":4}]
[71,71.5,{"$f":"SUMIF('A. Population Info'!$B:$B, A75,'A. Population Info'!$C:$C)","v":648},{"$f":"SUM($C$4:C75)","v":663724},46332,1003343.7574846685,2581.0040911383194,{"$f":"COUNTIF('A. Population Info'!$B:$B, 'A. Age Profile'!A75)","v":4}]
[72,72.5,{"$f":"SUMIF('A. Population Info'!$B:$B, A76,'A. Population Info'!$C:$C)","v":225},{"$f":"SUM($C$4:C76)","v":663949},16312.5,366315.44891128369,2384.9432277773649,{"$f":"COUNTIF('A. Population Info'!$B:$B, 'A. Age Profile'!A76)","v":6}]
[73,73.5,{"$f":"SUMIF('A. Population Info'!$B:$B, A77,'A. Population Info'!$C:$C)","v":277},{"$f":"SUM($C$4:C77)","v":664226},20359.5,473605.54972789844,2199.4109780962108,{"$f":"COUNTIF('A. Population Info'!$B:$B, 'A. Age Profile'!A77)","v":4}]
[74,74.5,{"$f":"SUMIF('A. Population Info'!$B:$B, A78,'A. Population Info'!$C:$C)","v":716},{"$f":"SUM($C$4:C78)","v":664942},53342,1284121.6511649606,2024.2946261780874,{"$f":"COUNTIF('A. Population Info'!$B:$B, 'A. Age Profile'!A78)","v":4}]
[75,75.5,{"$f":"SUMIF('A. Population Info'!$B:$B, A79,'A. Population Info'!$C:$C)","v":236},{"$f":"SUM($C$4:C79)","v":665178},17818,443482.85951379623,1859.4309121565043,{"$f":"COUNTIF('A. Population Info'!$B:$B, 'A. Age Profile'!A79)","v":4}]
[76,76.5,{"$f":"SUMIF('A. Population Info'!$B:$B, A80,'A. Population Info'!$C:$C)","v":0},{"$f":"SUM($C$4:C80)","v":665178},0,0,1704.6112945737732,{"$f":"COUNTIF('A. Population Info'!$B:$B, 'A. Age Profile'!A80)","v":0}]
[77,77.5,{"$f":"SUMIF('A. Population Info'!$B:$B, A81,'A. Population Info'!$C:$C)","v":1},{"$f":"SUM($C$4:C81)","v":665179},77.5,2056.5619903759875,1559.587219060217,{"$f":"COUNTIF('A. Population Info'!$B:$B, 'A. Age Profile'!A81)","v":1}]
[78,78.5,{"$f":"SUMIF('A. Population Info'!$B:$B, A82,'A. Population Info'!$C:$C)","v":0},{"$f":"SUM($C$4:C82)","v":665179},0,0,1424.0753328618673,{"$f":"COUNTIF('A. Population Info'!$B:$B, 'A. Age Profile'!A82)","v":0}]
[79,79.5,{"$f":"SUMIF('A. Population Info'!$B:$B, A83,'A. Population Info'!$C:$C)","v":1534},{"$f":"SUM($C$4:C83)","v":666713},121953,3439165.5996338543,1297.7625904374281,{"$f":"COUNTIF('A. Population Info'!$B:$B, 'A. Age Profile'!A83)","v":4}]
[80,80.5,{"$f":"SUMIF('A. Population Info'!$B:$B, A84,'A. Population Info'!$C:$C)","v":1},{"$f":"SUM($C$4:C84)","v":666714},80.5,2337.6579875048237,1180.3112013945961,{"$f":"COUNTIF('A. Population Info'!$B:$B, 'A. Age Profile'!A84)","v":1}]
[81,81.5,{"$f":"SUMIF('A. Population Info'!$B:$B, A85,'A. Population Info'!$C:$C)","v":1},{"$f":"SUM($C$4:C85)","v":666715},81.5,2435.3566532144355,1071.3633783086095,{"$f":"COUNTIF('A. Population Info'!$B:$B, 'A. Age Profile'!A85)","v":1}]
[82,82.5,{"$f":"SUMIF('A. Population Info'!$B:$B, A86,'A. Population Info'!$C:$C)","v":4},{"$f":"SUM($C$4:C86)","v":666719},330,10140.221275696191,970.54584833633692,{"$f":"COUNTIF('A. Population Info'!$B:$B, 'A. Age Profile'!A86)","v":1}]
[83,83.5,{"$f":"SUMIF('A. Population Info'!$B:$B, A87,'A. Population Info'!$C:$C)","v":0},{"$f":"SUM($C$4:C87)","v":666719},0,0,877.47409889026562,{"$f":"COUNTIF('A. Population Info'!$B:$B, 'A. Age Profile'!A87)","v":0}]
[84,84.5,{"$f":"SUMIF('A. Population Info'!$B:$B, A88,'A. Population Info'!$C:$C)","v":0},{"$f":"SUM($C$4:C88)","v":666719},0,0,791.756333862568,{"$f":"COUNTIF('A. Population Info'!$B:$B, 'A. Age Profile'!A88)","v":0}]
[85,85.5,{"$f":"SUMIF('A. Population Info'!$B:$B, A89,'A. Population Info'!$C:$C)","v":0},{"$f":"SUM($C$4:C89)","v":666719},0,0,712.99712289562126,{"$f":"COUNTIF('A. Population Info'!$B:$B, 'A. Age Profile'!A89)","v":0}]
[86,86.5,{"$f":"SUMIF('A. Population Info'!$B:$B, A90,'A. Population Info'!$C:$C)","v":0},{"$f":"SUM($C$4:C90)","v":666719},0,0,640.80073190070823,{"$f":"COUNTIF('A. Population Info'!$B:$B, 'A. Age Profile'!A90)","v":0}]
[87,87.5,{"$f":"SUMIF('A. Population Info'!$B:$B, A91,'A. Population Info'!$C:$C)","v":0},{"$f":"SUM($C$4:C91)","v":666719},0,0,574.7741283630902,{"$f":"COUNTIF('A. Population Info'!$B:$B, 'A. Age Profile'!A91)","v":0}]
[88,88.5,{"$f":"SUMIF('A. Population Info'!$B:$B, A92,'A. Population Info'!$C:$C)","v":0},{"$f":"SUM($C$4:C92)","v":666719},0,0,514.52965988451865,{"$f":"COUNTIF('A. Population Info'!$B:$B, 'A. Age Profile'!A92)","v":0}]
[89,89.5,{"$f":"SUMIF('A. Population Info'!$B:$B, A93,'A. Population Info'!$C:$C)","v":0},{"$f":"SUM($C$4:C93)","v":666719},0,0,459.68740886237305,{"$f":"COUNTIF('A. Population Info'!$B:$B, 'A. Age Profile'!A93)","v":0}]
[90,90.5,{"$f":"SUMIF('A. Population Info'!$B:$B, A94,'A. Population Info'!$C:$C)","v":0},{"$f":"SUM($C$4:C94)","v":666719},{"$f":"B94*C94","v":0},0,409.87723015932465,{"$f":"COUNTIF('A. Population Info'!$B:$B, 'A. Age Profile'!A94)","v":0}]
[91,91.5,{"$f":"SUMIF('A. Population Info'!$B:$B, A95,'A. Population Info'!$C:$C)","v":3152},{"$f":"SUM($C$4:C95)","v":669871},{"$f":"B95*C95","v":288408},11102426.114098871,364.74048206250825,{"$f":"COUNTIF('A. Population Info'!$B:$B, 'A. Age Profile'!A95)","v":7}]
[92,92.5,{"$f":"SUMIF('A. Population Info'!$B:$B, A96,'A. Population Info'!$C:$C)","v":1069},{"$f":"SUM($C$4:C96)","v":670940},98882.5,3893342.8723655595,323.93146376135252,{"$f":"COUNTIF('A. Population Info'!$B:$B, 'A. Age Profile'!A96)","v":4}]
[93,93.5,{"$f":"SUMIF('A. Population Info'!$B:$B, A97,'A. Population Info'!$C:$C)","v":0},{"$f":"SUM($C$4:C97)","v":670940},0,0,287.11857499364265,{"$f":"COUNTIF('A. Population Info'!$B:$B, 'A. Age Profile'!A97)","v":0}]
[94,94.5,{"$f":"SUMIF('A. Population Info'!$B:$B, A98,'A. Population Info'!$C:$C)","v":0},{"$f":"SUM($C$4:C98)","v":670940},0,0,253.98521543393423,{"$f":"COUNTIF('A. Population Info'!$B:$B, 'A. Age Profile'!A98)","v":0}]
[95,95.5,{"$f":"SUMIF('A. Population Info'!$B:$B, A99,'A. Population Info'!$C:$C)","v":0},{"$f":"SUM($C$4:C99)","v":670940},0,0,224.23044284901218,{"$f":"COUNTIF('A. Population Info'!$B:$B, 'A. Age Profile'!A99)","v":0}]
[96,96.5,{"$f":"SUMIF('A. Population Info'!$B:$B, A100,'A. Population Info'!$C:$C)","v":0},{"$f":"SUM($C$4:C100)","v":670940},0,0,197.56941004975542,{"$f":"COUNTIF('A. Population Info'!$B:$B, 'A. Age Profile'!A100)","v":0}]
[97,97.5,{"$f":"SUMIF('A. Population Info'!$B:$B, A101,'A. Population Info'!$C:$C)","v":0},{"$f":"SUM($C$4:C101)","v":670940},0,0,173.73360126100619,{"$f":"COUNTIF('A. Population Info'!$B:$B, 'A. Age Profile'!A101)","v":0}]
[98,98.5,{"$f":"SUMIF('A. Population Info'!$B:$B, A102,'A. Population Info'!$C:$C)","v":0},{"$f":"SUM($C$4:C102)","v":670940},0,0,152.47088874801611,{"$f":"COUNTIF('A. Population Info'!$B:$B, 'A. Age Profile'!A102)","v":0}]
[99,99.5,{"$f":"SUMIF('A. Population Info'!$B:$B, A103,'A. Population Info'!$C:$C)","v":3351},{"$f":"SUM($C$4:C103)","v":674291},333424.5,15199910.263193952,133.54543041975441,{"$f":"COUNTIF('A. Population Info'!$B:$B, 'A. Age Profile'!A103)","v":6}]
[100,100.5,{"$f":"SUMIF('A. Population Info'!$B:$B, A104,'A. Population Info'!$C:$C)","v":0},{"$f":"SUM($C$4:C104)","v":674291},0,0,116.73742871725817,{"$f":"COUNTIF('A. Population Info'!$B:$B, 'A. Age Profile'!A104)","v":0}]

{"sheet":"A. Initial PoF","index":5,"n_rows":104,"n_cols":5,"rows_kept":104,"cut":false,"hidden":false,"merged":[]}
[null,"Initial Probability of Failure"]
[]
["Age Label","No. of Asset Units","PoFpoor (Upper 95%)","PoFavg","PoFgood (Lower 95%)"]
[0,1,{"$f":"IF('B. PoF Summary Stats & Params'!$C$12=\"C\", B4*'B. PoF Summary Stats & Params'!$I$8*'B. PoF Summary Stats & Params'!$I$10*A4^('B. PoF Summary Stats & Params'!$I$10-1), IF('B. PoF Summary Stats & Params'!$C$12=\"W\", B4*(('B. PoF Summary Stats & Params'!$M$14/'B. PoF Summary Stats & Params'!$O$14)*((A4)/'B. PoF Summary Stats & Params'!$O$14)^('B. PoF Summary Stats & Params'!$M$14-1)), \"Choose Model\"))","v":0},{"$f":"IF('B. PoF Summary Stats & Params'!$C$12=\"C\", B4*'B. PoF Summary Stats & Params'!$I$8*'B. PoF Summary Stats & Params'!$I$6*A4^('B. PoF Summary Stats & Params'!$I$6-1), IF('B. PoF Summary Stats & Params'!$C$12=\"W\", B4*(('B. PoF Summary Stats & Params'!$M$6/'B. PoF Summary Stats & Params'!$M$8)*((A4)/'B. PoF Summary Stats & Params'!$M$8)^('B. PoF Summary Stats & Params'!$M$6-1)), \"Choose Model\"))","v":0},{"$f":"IF('B. PoF Summary Stats & Params'!$C$12=\"C\", B4*'B. PoF Summary Stats & Params'!$I$8*'B. PoF Summary Stats & Params'!$I$12*A4^('B. PoF Summary Stats & Params'!$I$12-1), IF('B. PoF Summary Stats & Params'!$C$12=\"W\", B4*(('B. PoF Summary Stats & Params'!$M$12/'B. PoF Summary Stats & Params'!$O$12)*((A4)/'B. PoF Summary Stats & Params'!$O$12)^('B. PoF Summary Stats & Params'!$M$12-1)), \"Choose Model\"))","v":0}]
[1,1,{"$f":"IF('B. PoF Summary Stats & Params'!$C$12=\"C\", B5*'B. PoF Summary Stats & Params'!$I$8*'B. PoF Summary Stats & Params'!$I$10*A5^('B. PoF Summary Stats & Params'!$I$10-1), IF('B. PoF Summary Stats & Params'!$C$12=\"W\", B5*(('B. PoF Summary Stats & Params'!$M$14/'B. PoF Summary Stats & Params'!$O$14)*((A5)/'B. PoF Summary Stats & Params'!$O$14)^('B. PoF Summary Stats & Params'!$M$14-1)), \"Choose Model\"))","v":5.5350429510424668E-6},{"$f":"IF('B. PoF Summary Stats & Params'!$C$12=\"C\", B5*'B. PoF Summary Stats & Params'!$I$8*'B. PoF Summary Stats & Params'!$I$6*A5^('B. PoF Summary Stats & Params'!$I$6-1), IF('B. PoF Summary Stats & Params'!$C$12=\"W\", B5*(('B. PoF Summary Stats & Params'!$M$6/'B. PoF Summary Stats & Params'!$M$8)*((A5)/'B. PoF Summary Stats & Params'!$M$8)^('B. PoF Summary Stats & Params'!$M$6-1)), \"Choose Model\"))","v":5.5225147761570351E-6},{"$f":"IF('B. PoF Summary Stats & Params'!$C$12=\"C\", B5*'B. PoF Summary Stats & Params'!$I$8*'B. PoF Summary Stats & Params'!$I$12*A5^('B. PoF Summary Stats & Params'!$I$12-1), IF('B. PoF Summary Stats & Params'!$C$12=\"W\", B5*(('B. PoF Summary Stats & Params'!$M$12/'B. PoF Summary Stats & Params'!$O$12)*((A5)/'B. PoF Summary Stats & Params'!$O$12)^('B. PoF Summary Stats & Params'!$M$12-1)), \"Choose Model\"))","v":5.5123404826949311E-6}]
[2,1,{"$f":"IF('B. PoF Summary Stats & Params'!$C$12=\"C\", B6*'B. PoF Summary Stats & Params'!$I$8*'B. PoF Summary Stats & Params'!$I$10*A6^('B. PoF Summary Stats & Params'!$I$10-1), IF('B. PoF Summary Stats & Params'!$C$12=\"W\", B6*(('B. PoF Summary Stats & Params'!$M$14/'B. PoF Summary Stats & Params'!$O$14)*((A6)/'B. PoF Summary Stats & Params'!$O$14)^('B. PoF Summary Stats & Params'!$M$14-1)), \"Choose Model\"))","v":1.9953840080791349E-5},{"$f":"IF('B. PoF Summary Stats & Params'!$C$12=\"C\", B6*'B. PoF Summary Stats & Params'!$I$8*'B. PoF Summary Stats & Params'!$I$6*A6^('B. PoF Summary Stats & Params'!$I$6-1), IF('B. PoF Summary Stats & Params'!$C$12=\"W\", B6*(('B. PoF Summary Stats & Params'!$M$6/'B. PoF Summary Stats & Params'!$M$8)*((A6)/'B. PoF Summary Stats & Params'!$M$8)^('B. PoF Summary Stats & Params'!$M$6-1)), \"Choose Model\"))","v":1.9826050066237614E-5},{"$f":"IF('B. PoF Summary Stats & Params'!$C$12=\"C\", B6*'B. PoF Summary Stats & Params'!$I$8*'B. PoF Summary Stats & Params'!$I$12*A6^('B. PoF Summary Stats & Params'!$I$12-1), IF('B. PoF Summary Stats & Params'!$C$12=\"W\", B6*(('B. PoF Summary Stats & Params'!$M$12/'B. PoF Summary Stats & Params'!$O$12)*((A6)/'B. PoF Summary Stats & Params'!$O$12)^('B. PoF Summary Stats & Params'!$M$12-1)), \"Choose Model\"))","v":1.970602656814976E-5}]
[3,1,{"$f":"IF('B. PoF Summary Stats & Params'!$C$12=\"C\", B7*'B. PoF Summary Stats & Params'!$I$8*'B. PoF Summary Stats & Params'!$I$10*A7^('B. PoF Summary Stats & Params'!$I$10-1), IF('B. PoF Summary Stats & Params'!$C$12=\"W\", B7*(('B. PoF Summary Stats & Params'!$M$14/'B. PoF Summary Stats & Params'!$O$14)*((A7)/'B. PoF Summary Stats & Params'!$O$14)^('B. PoF Summary Stats & Params'!$M$14-1)), \"Choose Model\"))","v":4.2246945699998822E-5},{"$f":"IF('B. PoF Summary Stats & Params'!$C$12=\"C\", B7*'B. PoF Summary Stats & Params'!$I$8*'B. PoF Summary Stats & Params'!$I$6*A7^('B. PoF Summary Stats & Params'!$I$6-1), IF('B. PoF Summary Stats & Params'!$C$12=\"W\", B7*(('B. PoF Summary Stats & Params'!$M$6/'B. PoF Summary Stats & Params'!$M$8)*((A7)/'B. PoF Summary Stats & Params'!$M$8)^('B. PoF Summary Stats & Params'!$M$6-1)), \"Choose Model\"))","v":4.1874388717213934E-5},{"$f":"IF('B. PoF Summary Stats & Params'!$C$12=\"C\", B7*'B. PoF Summary Stats & Params'!$I$8*'B. PoF Summary Stats & Params'!$I$12*A7^('B. PoF Summary Stats & Params'!$I$12-1), IF('B. PoF Summary Stats & Params'!$C$12=\"W\", B7*(('B. PoF Summary Stats & Params'!$M$12/'B. PoF Summary Stats & Params'!$O$12)*((A7)/'B. PoF Summary Stats & Params'!$O$12)^('B. PoF Summary Stats & Params'!$M$12-1)), \"Choose Model\"))","v":4.1518073079100576E-5}]
[4,1,{"$f":"IF('B. PoF Summary Stats & Params'!$C$12=\"C\", B8*'B. PoF Summary Stats & Params'!$I$8*'B. PoF Summary Stats & Params'!$I$10*A8^('B. PoF Summary Stats & Params'!$I$10-1), IF('B. PoF Summary Stats & Params'!$C$12=\"W\", B8*(('B. PoF Summary Stats & Params'!$M$14/'B. PoF Summary Stats & Params'!$O$14)*((A8)/'B. PoF Summary Stats & Params'!$O$14)^('B. PoF Summary Stats & Params'!$M$14-1)), \"Choose Model\"))","v":7.1933630414702825E-5},{"$f":"IF('B. PoF Summary Stats & Params'!$C$12=\"C\", B8*'B. PoF Summary Stats & Params'!$I$8*'B. PoF Summary Stats & Params'!$I$6*A8^('B. PoF Summary Stats & Params'!$I$6-1), IF('B. PoF Summary Stats & Params'!$C$12=\"W\", B8*(('B. PoF Summary Stats & Params'!$M$6/'B. PoF Summary Stats & Params'!$M$8)*((A8)/'B. PoF Summary Stats & Params'!$M$8)^('B. PoF Summary Stats & Params'!$M$6-1)), \"Choose Model\"))","v":7.1176316797922325E-5},{"$f":"IF('B. PoF Summary Stats & Params'!$C$12=\"C\", B8*'B. PoF Summary Stats & Params'!$I$8*'B. PoF Summary Stats & Params'!$I$12*A8^('B. PoF Summary Stats & Params'!$I$12-1), IF('B. PoF Summary Stats & Params'!$C$12=\"W\", B8*(('B. PoF Summary Stats & Params'!$M$12/'B. PoF Summary Stats & Params'!$O$12)*((A8)/'B. PoF Summary Stats & Params'!$O$12)^('B. PoF Summary Stats & Params'!$M$12-1)), \"Choose Model\"))","v":7.0446933443917792E-5}]
[5,1,{"$f":"IF('B. PoF Summary Stats & Params'!$C$12=\"C\", B9*'B. PoF Summary Stats & Params'!$I$8*'B. PoF Summary Stats & Params'!$I$10*A9^('B. PoF Summary Stats & Params'!$I$10-1), IF('B. PoF Summary Stats & Params'!$C$12=\"W\", B9*(('B. PoF Summary Stats & Params'!$M$14/'B. PoF Summary Stats & Params'!$O$14)*((A9)/'B. PoF Summary Stats & Params'!$O$14)^('B. PoF Summary Stats & Params'!$M$14-1)), \"Choose Model\"))","v":1.0869648577555578E-4},{"$f":"IF('B. PoF Summary Stats & Params'!$C$12=\"C\", B9*'B. PoF Summary Stats & Params'!$I$8*'B. PoF Summary Stats & Params'!$I$6*A9^('B. PoF Summary Stats & Params'!$I$6-1), IF('B. PoF Summary Stats & Params'!$C$12=\"W\", B9*(('B. PoF Summary Stats & Params'!$M$6/'B. PoF Summary Stats & Params'!$M$8)*((A9)/'B. PoF Summary Stats & Params'!$M$8)^('B. PoF Summary Stats & Params'!$M$6-1)), \"Choose Model\"))","v":1.0740823364153571E-4},{"$f":"IF('B. PoF Summary Stats & Params'!$C$12=\"C\", B9*'B. PoF Summary Stats & Params'!$I$8*'B. PoF Summary Stats & Params'!$I$12*A9^('B. PoF Summary Stats & Params'!$I$12-1), IF('B. PoF Summary Stats & Params'!$C$12=\"W\", B9*(('B. PoF Summary Stats & Params'!$M$12/'B. PoF Summary Stats & Params'!$O$12)*((A9)/'B. PoF Summary Stats & Params'!$O$12)^('B. PoF Summary Stats & Params'!$M$12-1)), \"Choose Model\"))","v":1.0616295683214596E-4}]
[6,1,{"$f":"IF('B. PoF Summary Stats & Params'!$C$12=\"C\", B10*'B. PoF Summary Stats & Params'!$I$8*'B. PoF Summary Stats & Params'!$I$10*A10^('B. PoF Summary Stats & Params'!$I$10-1), IF('B. PoF Summary Stats & Params'!$C$12=\"W\", B10*(('B. PoF Summary Stats & Params'!$M$14/'B. PoF Summary Stats & Params'!$O$14)*((A10)/'B. PoF Summary Stats & Params'!$O$14)^('B. PoF Summary Stats & Params'!$M$14-1)), \"Choose Model\"))","v":1.5230031742407437E-4},{"$f":"IF('B. PoF Summary Stats & Params'!$C$12=\"C\", B10*'B. PoF Summary Stats & Params'!$I$8*'B. PoF Summary Stats & Params'!$I$6*A10^('B. PoF Summary Stats & Params'!$I$6-1), IF('B. PoF Summary Stats & Params'!$C$12=\"W\", B10*(('B. PoF Summary Stats & Params'!$M$6/'B. PoF Summary Stats & Params'!$M$8)*((A10)/'B. PoF Summary Stats & Params'!$M$8)^('B. PoF Summary Stats & Params'!$M$6-1)), \"Choose Model\"))","v":1.5033073895698898E-4},{"$f":"IF('B. PoF Summary Stats & Params'!$C$12=\"C\", B10*'B. PoF Summary Stats & Params'!$I$8*'B. PoF Summary Stats & Params'!$I$12*A10^('B. PoF Summary Stats & Params'!$I$12-1), IF('B. PoF Summary Stats & Params'!$C$12=\"W\", B10*(('B. PoF Summary Stats & Params'!$M$12/'B. PoF Summary Stats & Params'!$O$12)*((A10)/'B. PoF Summary Stats & Params'!$O$12)^('B. PoF Summary Stats & Params'!$M$12-1)), \"Choose Model\"))","v":1.4842266251941492E-4}]
[7,1,{"$f":"IF('B. PoF Summary Stats & Params'!$C$12=\"C\", B11*'B. PoF Summary Stats & Params'!$I$8*'B. PoF Summary Stats & Params'!$I$10*A11^('B. PoF Summary Stats & Params'!$I$10-1), IF('B. PoF Summary Stats & Params'!$C$12=\"W\", B11*(('B. PoF Summary Stats & Params'!$M$14/'B. PoF Summary Stats & Params'!$O$14)*((A11)/'B. PoF Summary Stats & Params'!$O$14)^('B. PoF Summary Stats & Params'!$M$14-1)), \"Choose Model\"))","v":2.0255938479102562E-4},{"$f":"IF('B. PoF Summary Stats & Params'!$C$12=\"C\", B11*'B. PoF Summary Stats & Params'!$I$8*'B. PoF Summary Stats & Params'!$I$6*A11^('B. PoF Summary Stats & Params'!$I$6-1), IF('B. PoF Summary Stats & Params'!$C$12=\"W\", B11*(('B. PoF Summary Stats & Params'!$M$6/'B. PoF Summary Stats & Params'!$M$8)*((A11)/'B. PoF Summary Stats & Params'!$M$8)^('B. PoF Summary Stats & Params'!$M$6-1)), \"Choose Model\"))","v":1.9975500622688086E-4},{"$f":"IF('B. PoF Summary Stats & Params'!$C$12=\"C\", B11*'B. PoF Summary Stats & Params'!$I$8*'B. PoF Summary Stats & Params'!$I$12*A11^('B. PoF Summary Stats & Params'!$I$12-1), IF('B. PoF Summary Stats & Params'!$C$12=\"W\", B11*(('B. PoF Summary Stats & Params'!$M$12/'B. PoF Summary Stats & Params'!$O$12)*((A11)/'B. PoF Summary Stats & Params'!$O$12)^('B. PoF Summary Stats & Params'!$M$12-1)), \"Choose Model\"))","v":1.9703424890231156E-4}]
[8,1,{"$f":"IF('B. PoF Summary Stats & Params'!$C$12=\"C\", B12*'B. PoF Summary Stats & Params'!$I$8*'B. PoF Summary Stats & Params'!$I$10*A12^('B. PoF Summary Stats & Params'!$I$10-1), IF('B. PoF Summary Stats & Params'!$C$12=\"W\", B12*(('B. PoF Summary Stats & Params'!$M$14/'B. PoF Summary Stats & Params'!$O$14)*((A12)/'B. PoF Summary Stats & Params'!$O$14)^('B. PoF Summary Stats & Params'!$M$14-1)), \"Choose Model\"))","v":2.5932087075410983E-4},{"$f":"IF('B. PoF Summary Stats & Params'!$C$12=\"C\", B12*'B. PoF Summary Stats & Params'!$I$8*'B. PoF Summary Stats & Params'!$I$6*A12^('B. PoF Summary Stats & Params'!$I$6-1), IF('B. PoF Summary Stats & Params'!$C$12=\"W\", B12*(('B. PoF Summary Stats & Params'!$M$6/'B. PoF Summary Stats & Params'!$M$8)*((A12)/'B. PoF Summary Stats & Params'!$M$8)^('B. PoF Summary Stats & Params'!$M$6-1)), \"Choose Model\"))","v":2.5552583878244941E-4},{"$f":"IF('B. PoF Summary Stats & Params'!$C$12=\"C\", B12*'B. PoF Summary Stats & Params'!$I$8*'B. PoF Summary Stats & Params'!$I$12*A12^('B. PoF Summary Stats & Params'!$I$12-1), IF('B. PoF Summary Stats & Params'!$C$12=\"W\", B12*(('B. PoF Summary Stats & Params'!$M$12/'B. PoF Summary Stats & Params'!$O$12)*((A12)/'B. PoF Summary Stats & Params'!$O$12)^('B. PoF Summary Stats & Params'!$M$12-1)), \"Choose Model\"))","v":2.5184023854270873E-4}]
[9,1,{"$f":"IF('B. PoF Summary Stats & Params'!$C$12=\"C\", B13*'B. PoF Summary Stats & Params'!$I$8*'B. PoF Summary Stats & Params'!$I$10*A13^('B. PoF Summary Stats & Params'!$I$10-1), IF('B. PoF Summary Stats & Params'!$C$12=\"W\", B13*(('B. PoF Summary Stats & Params'!$M$14/'B. PoF Summary Stats & Params'!$O$14)*((A13)/'B. PoF Summary Stats & Params'!$O$14)^('B. PoF Summary Stats & Params'!$M$14-1)), \"Choose Model\"))","v":3.2245538774771417E-4},{"$f":"IF('B. PoF Summary Stats & Params'!$C$12=\"C\", B13*'B. PoF Summary Stats & Params'!$I$8*'B. PoF Summary Stats & Params'!$I$6*A13^('B. PoF Summary Stats & Params'!$I$6-1), IF('B. PoF Summary Stats & Params'!$C$12=\"W\", B13*(('B. PoF Summary Stats & Params'!$M$6/'B. PoF Summary Stats & Params'!$M$8)*((A13)/'B. PoF Summary Stats & Params'!$M$8)^('B. PoF Summary Stats & Params'!$M$6-1)), \"Choose Model\"))","v":3.175119490871726E-4},{"$f":"IF('B. PoF Summary Stats & Params'!$C$12=\"C\", B13*'B. PoF Summary Stats & Params'!$I$8*'B. PoF Summary Stats & Params'!$I$12*A13^('B. PoF Summary Stats & Params'!$I$12-1), IF('B. PoF Summary Stats & Params'!$C$12=\"W\", B13*(('B. PoF Summary Stats & Params'!$M$12/'B. PoF Summary Stats & Params'!$O$12)*((A13)/'B. PoF Summary Stats & Params'!$O$12)^('B. PoF Summary Stats & Params'!$M$12-1)), \"Choose Model\"))","v":3.1270753278266468E-4}]
[10,1,{"$f":"IF('B. PoF Summary Stats & Params'!$C$12=\"C\", B14*'B. PoF Summary Stats & Params'!$I$8*'B. PoF Summary Stats & Params'!$I$10*A14^('B. PoF Summary Stats & Params'!$I$10-1), IF('B. PoF Summary Stats & Params'!$C$12=\"W\", B14*(('B. PoF Summary Stats & Params'!$M$14/'B. PoF Summary Stats & Params'!$O$14)*((A14)/'B. PoF Summary Stats & Params'!$O$14)^('B. PoF Summary Stats & Params'!$M$14-1)), \"Choose Model\"))","v":3.9185103235756495E-4},{"$f":"IF('B. PoF Summary Stats & Params'!$C$12=\"C\", B14*'B. PoF Summary Stats & Params'!$I$8*'B. PoF Summary Stats & Params'!$I$6*A14^('B. PoF Summary Stats & Params'!$I$6-1), IF('B. PoF Summary Stats & Params'!$C$12=\"W\", B14*(('B. PoF Summary Stats & Params'!$M$6/'B. PoF Summary Stats & Params'!$M$8)*((A14)/'B. PoF Summary Stats & Params'!$M$8)^('B. PoF Summary Stats & Params'!$M$6-1)), \"Choose Model\"))","v":3.8559987687078299E-4},{"$f":"IF('B. PoF Summary Stats & Params'!$C$12=\"C\", B14*'B. PoF Summary Stats & Params'!$I$8*'B. PoF Summary Stats & Params'!$I$12*A14^('B. PoF Summary Stats & Params'!$I$12-1), IF('B. PoF Summary Stats & Params'!$C$12=\"W\", B14*(('B. PoF Summary Stats & Params'!$M$12/'B. PoF Summary Stats & Params'!$O$12)*((A14)/'B. PoF Summary Stats & Params'!$O$12)^('B. PoF Summary Stats & Params'!$M$12-1)), \"Choose Model\"))","v":3.7952119511761674E-4}]
[11,1,{"$f":"IF('B. PoF Summary Stats & Params'!$C$12=\"C\", B15*'B. PoF Summary Stats & Params'!$I$8*'B. PoF Summary Stats & Params'!$I$10*A15^('B. PoF Summary Stats & Params'!$I$10-1), IF('B. PoF Summary Stats & Params'!$C$12=\"W\", B15*(('B. PoF Summary Stats & Params'!$M$14/'B. PoF Summary Stats & Params'!$O$14)*((A15)/'B. PoF Summary Stats & Params'!$O$14)^('B. PoF Summary Stats & Params'!$M$14-1)), \"Choose Model\"))","v":4.6740942222553926E-4},{"$f":"IF('B. PoF Summary Stats & Params'!$C$12=\"C\", B15*'B. PoF Summary Stats & Params'!$I$8*'B. PoF Summary Stats & Params'!$I$6*A15^('B. PoF Summary Stats & Params'!$I$6-1), IF('B. PoF Summary Stats & Params'!$C$12=\"W\", B15*(('B. PoF Summary Stats & Params'!$M$6/'B. PoF Summary Stats & Params'!$M$8)*((A15)/'B. PoF Summary Stats & Params'!$M$8)^('B. PoF Summary Stats & Params'!$M$6-1)), \"Choose Model\"))","v":4.5968993827228457E-4},{"$f":"IF('B. PoF Summary Stats & Params'!$C$12=\"C\", B15*'B. PoF Summary Stats & Params'!$I$8*'B. PoF Summary Stats & Params'!$I$12*A15^('B. PoF Summary Stats & Params'!$I$12-1), IF('B. PoF Summary Stats & Params'!$C$12=\"W\", B15*(('B. PoF Summary Stats & Params'!$M$12/'B. PoF Summary Stats & Params'!$O$12)*((A15)/'B. PoF Summary Stats & Params'!$O$12)^('B. PoF Summary Stats & Params'!$M$12-1)), \"Choose Model\"))","v":4.5218031390465021E-4}]
[12,1,{"$f":"IF('B. PoF Summary Stats & Params'!$C$12=\"C\", B16*'B. PoF Summary Stats & Params'!$I$8*'B. PoF Summary Stats & Params'!$I$10*A16^('B. PoF Summary Stats & Params'!$I$10-1), IF('B. PoF Summary Stats & Params'!$C$12=\"W\", B16*(('B. PoF Summary Stats & Params'!$M$14/'B. PoF Summary Stats & Params'!$O$14)*((A16)/'B. PoF Summary Stats & Params'!$O$14)^('B. PoF Summary Stats & Params'!$M$14-1)), \"Choose Model\"))","v":5.4904292613689322E-4},{"$f":"IF('B. PoF Summary Stats & Params'!$C$12=\"C\", B16*'B. PoF Summary Stats & Params'!$I$8*'B. PoF Summary Stats & Params'!$I$6*A16^('B. PoF Summary Stats & Params'!$I$6-1), IF('B. PoF Summary Stats & Params'!$C$12=\"W\", B16*(('B. PoF Summary Stats & Params'!$M$6/'B. PoF Summary Stats & Params'!$M$8)*((A16)/'B. PoF Summary Stats & Params'!$M$8)^('B. PoF Summary Stats & Params'!$M$6-1)), \"Choose Model\"))","v":5.3969339655253619E-4},{"$f":"IF('B. PoF Summary Stats & Params'!$C$12=\"C\", B16*'B. PoF Summary Stats & Params'!$I$8*'B. PoF Summary Stats & Params'!$I$12*A16^('B. PoF Summary Stats & Params'!$I$12-1), IF('B. PoF Summary Stats & Params'!$C$12=\"W\", B16*(('B. PoF Summary Stats & Params'!$M$12/'B. PoF Summary Stats & Params'!$O$12)*((A16)/'B. PoF Summary Stats & Params'!$O$12)^('B. PoF Summary Stats & Params'!$M$12-1)), \"Choose Model\"))","v":5.305951147439276E-4}]
[13,1,{"$f":"IF('B. PoF Summary Stats & Params'!$C$12=\"C\", B17*'B. PoF Summary Stats & Params'!$I$8*'B. PoF Summary Stats & Params'!$I$10*A17^('B. PoF Summary Stats & Params'!$I$10-1), IF('B. PoF Summary Stats & Params'!$C$12=\"W\", B17*(('B. PoF Summary Stats & Params'!$M$14/'B. PoF Summary Stats & Params'!$O$14)*((A17)/'B. PoF Summary Stats & Params'!$O$14)^('B. PoF Summary Stats & Params'!$M$14-1)), \"Choose Model\"))","v":6.3667265452002002E-4},{"$f":"IF('B. PoF Summary Stats & Params'!$C$12=\"C\", B17*'B. PoF Summary Stats & Params'!$I$8*'B. PoF Summary Stats & Params'!$I$6*A17^('B. PoF Summary Stats & Params'!$I$6-1), IF('B. PoF Summary Stats & Params'!$C$12=\"W\", B17*(('B. PoF Summary Stats & Params'!$M$6/'B. PoF Summary Stats & Params'!$M$8)*((A17)/'B. PoF Summary Stats & Params'!$M$8)^('B. PoF Summary Stats & Params'!$M$6-1)), \"Choose Model\"))","v":6.2553041079090575E-4},{"$f":"IF('B. PoF Summary Stats & Params'!$C$12=\"C\", B17*'B. PoF Summary Stats & Params'!$I$8*'B. PoF Summary Stats & Params'!$I$12*A17^('B. PoF Summary Stats & Params'!$I$12-1), IF('B. PoF Summary Stats & Params'!$C$12=\"W\", B17*(('B. PoF Summary Stats & Params'!$M$12/'B. PoF Summary Stats & Params'!$O$12)*((A17)/'B. PoF Summary Stats & Params'!$O$12)^('B. PoF Summary Stats & Params'!$M$12-1)), \"Choose Model\"))","v":6.14684868202568E-4}]
[14,1,{"$f":"IF('B. PoF Summary Stats & Params'!$C$12=\"C\", B18*'B. PoF Summary Stats & Params'!$I$8*'B. PoF Summary Stats & Params'!$I$10*A18^('B. PoF Summary Stats & Params'!$I$10-1), IF('B. PoF Summary Stats & Params'!$C$12=\"W\", B18*(('B. PoF Summary Stats & Params'!$M$14/'B. PoF Summary Stats & Params'!$O$14)*((A18)/'B. PoF Summary Stats & Params'!$O$14)^('B. PoF Summary Stats & Params'!$M$14-1)), \"Choose Model\"))","v":7.3022695699630853E-4},{"$f":"IF('B. PoF Summary Stats & Params'!$C$12=\"C\", B18*'B. PoF Summary Stats & Params'!$I$8*'B. PoF Summary Stats & Params'!$I$6*A18^('B. PoF Summary Stats & Params'!$I$6-1), IF('B. PoF Summary Stats & Params'!$C$12=\"W\", B18*(('B. PoF Summary Stats & Params'!$M$6/'B. PoF Summary Stats & Params'!$M$8)*((A18)/'B. PoF Summary Stats & Params'!$M$8)^('B. PoF Summary Stats & Params'!$M$6-1)), \"Choose Model\"))","v":7.1712850303890777E-4},{"$f":"IF('B. PoF Summary Stats & Params'!$C$12=\"C\", B18*'B. PoF Summary Stats & Params'!$I$8*'B. PoF Summary Stats & Params'!$I$12*A18^('B. PoF Summary Stats & Params'!$I$12-1), IF('B. PoF Summary Stats & Params'!$C$12=\"W\", B18*(('B. PoF Summary Stats & Params'!$M$12/'B. PoF Summary Stats & Params'!$O$12)*((A18)/'B. PoF Summary Stats & Params'!$O$12)^('B. PoF Summary Stats & Params'!$M$12-1)), \"Choose Model\"))","v":7.0437632724133445E-4}]
[15,1,{"$f":"IF('B. PoF Summary Stats & Params'!$C$12=\"C\", B19*'B. PoF Summary Stats & Params'!$I$8*'B. PoF Summary Stats & Params'!$I$10*A19^('B. PoF Summary Stats & Params'!$I$10-1), IF('B. PoF Summary Stats & Params'!$C$12=\"W\", B19*(('B. PoF Summary Stats & Params'!$M$14/'B. PoF Summary Stats & Params'!$O$14)*((A19)/'B. PoF Summary Stats & Params'!$O$14)^('B. PoF Summary Stats & Params'!$M$14-1)), \"Choose Model\"))","v":8.2964027071835743E-4},{"$f":"IF('B. PoF Summary Stats & Params'!$C$12=\"C\", B19*'B. PoF Summary Stats & Params'!$I$8*'B. PoF Summary Stats & Params'!$I$6*A19^('B. PoF Summary Stats & Params'!$I$6-1), IF('B. PoF Summary Stats & Params'!$C$12=\"W\", B19*(('B. PoF Summary Stats & Params'!$M$6/'B. PoF Summary Stats & Params'!$M$8)*((A19)/'B. PoF Summary Stats & Params'!$M$8)^('B. PoF Summary Stats & Params'!$M$6-1)), \"Choose Model\"))","v":8.1442138395957113E-4},{"$f":"IF('B. PoF Summary Stats & Params'!$C$12=\"C\", B19*'B. PoF Summary Stats & Params'!$I$8*'B. PoF Summary Stats & Params'!$I$12*A19^('B. PoF Summary Stats & Params'!$I$12-1), IF('B. PoF Summary Stats & Params'!$C$12=\"W\", B19*(('B. PoF Summary Stats & Params'!$M$12/'B. PoF Summary Stats & Params'!$O$12)*((A19)/'B. PoF Summary Stats & Params'!$O$12)^('B. PoF Summary Stats & Params'!$M$12-1)), \"Choose Model\"))","v":7.9960253070136128E-4}]
[16,1,{"$f":"IF('B. PoF Summary Stats & Params'!$C$12=\"C\", B20*'B. PoF Summary Stats & Params'!$I$8*'B. PoF Summary Stats & Params'!$I$10*A20^('B. PoF Summary Stats & Params'!$I$10-1), IF('B. PoF Summary Stats & Params'!$C$12=\"W\", B20*(('B. PoF Summary Stats & Params'!$M$14/'B. PoF Summary Stats & Params'!$O$14)*((A20)/'B. PoF Summary Stats & Params'!$O$14)^('B. PoF Summary Stats & Params'!$M$14-1)), \"Choose Model\"))","v":9.3485221892713923E-4},{"$f":"IF('B. PoF Summary Stats & Params'!$C$12=\"C\", B20*'B. PoF Summary Stats & Params'!$I$8*'B. PoF Summary Stats & Params'!$I$6*A20^('B. PoF Summary Stats & Params'!$I$6-1), IF('B. PoF Summary Stats & Params'!$C$12=\"W\", B20*(('B. PoF Summary Stats & Params'!$M$6/'B. PoF Summary Stats & Params'!$M$8)*((A20)/'B. PoF Summary Stats & Params'!$M$8)^('B. PoF Summary Stats & Params'!$M$6-1)), \"Choose Model\"))","v":9.1734803404972193E-4},{"$f":"IF('B. PoF Summary Stats & Params'!$C$12=\"C\", B20*'B. PoF Summary Stats & Params'!$I$8*'B. PoF Summary Stats & Params'!$I$12*A20^('B. PoF Summary Stats & Params'!$I$12-1), IF('B. PoF Summary Stats & Params'!$C$12=\"W\", B20*(('B. PoF Summary Stats & Params'!$M$12/'B. PoF Summary Stats & Params'!$O$12)*((A20)/'B. PoF Summary Stats & Params'!$O$12)^('B. PoF Summary Stats & Params'!$M$12-1)), \"Choose Model\"))","v":9.0030186764253274E-4}]
[17,1,{"$f":"IF('B. PoF Summary Stats & Params'!$C$12=\"C\", B21*'B. PoF Summary Stats & Params'!$I$8*'B. PoF Summary Stats & Params'!$I$10*A21^('B. PoF Summary Stats & Params'!$I$10-1), IF('B. PoF Summary Stats & Params'!$C$12=\"W\", B21*(('B. PoF Summary Stats & Params'!$M$14/'B. PoF Summary Stats & Params'!$O$14)*((A21)/'B. PoF Summary Stats & Params'!$O$14)^('B. PoF Summary Stats & Params'!$M$14-1)), \"Choose Model\"))","v":1.0458068926601583E-3},{"$f":"IF('B. PoF Summary Stats & Params'!$C$12=\"C\", B21*'B. PoF Summary Stats & Params'!$I$8*'B. PoF Summary Stats & Params'!$I$6*A21^('B. PoF Summary Stats & Params'!$I$6-1), IF('B. PoF Summary Stats & Params'!$C$12=\"W\", B21*(('B. PoF Summary Stats & Params'!$M$6/'B. PoF Summary Stats & Params'!$M$8)*((A21)/'B. PoF Summary Stats & Params'!$M$8)^('B. PoF Summary Stats & Params'!$M$6-1)), \"Choose Model\"))","v":1.0258519718540991E-3},{"$f":"IF('B. PoF Summary Stats & Params'!$C$12=\"C\", B21*'B. PoF Summary Stats & Params'!$I$8*'B. PoF Summary Stats & Params'!$I$12*A21^('B. PoF Summary Stats & Params'!$I$12-1), IF('B. PoF Summary Stats & Params'!$C$12=\"W\", B21*(('B. PoF Summary Stats & Params'!$M$12/'B. PoF Summary Stats & Params'!$O$12)*((A21)/'B. PoF Summary Stats & Params'!$O$12)^('B. PoF Summary Stats & Params'!$M$12-1)), \"Choose Model\"))","v":1.0064173324399036E-3}]
[18,1,{"$f":"IF('B. PoF Summary Stats & Params'!$C$12=\"C\", B22*'B. PoF Summary Stats & Params'!$I$8*'B. PoF Summary Stats & Params'!$I$10*A22^('B. PoF Summary Stats & Params'!$I$10-1), IF('B. PoF Summary Stats & Params'!$C$12=\"W\", B22*(('B. PoF Summary Stats & Params'!$M$14/'B. PoF Summary Stats & Params'!$O$14)*((A22)/'B. PoF Summary Stats & Params'!$O$14)^('B. PoF Summary Stats & Params'!$M$14-1)), \"Choose Model\"))","v":1.1624522695159289E-3},{"$f":"IF('B. PoF Summary Stats & Params'!$C$12=\"C\", B22*'B. PoF Summary Stats & Params'!$I$8*'B. PoF Summary Stats & Params'!$I$6*A22^('B. PoF Summary Stats & Params'!$I$6-1), IF('B. PoF Summary Stats & Params'!$C$12=\"W\", B22*(('B. PoF Summary Stats & Params'!$M$6/'B. PoF Summary Stats & Params'!$M$8)*((A22)/'B. PoF Summary Stats & Params'!$M$8)^('B. PoF Summary Stats & Params'!$M$6-1)), \"Choose Model\"))","v":1.1398806620507565E-3},{"$f":"IF('B. PoF Summary Stats & Params'!$C$12=\"C\", B22*'B. PoF Summary Stats & Params'!$I$8*'B. PoF Summary Stats & Params'!$I$12*A22^('B. PoF Summary Stats & Params'!$I$12-1), IF('B. PoF Summary Stats & Params'!$C$12=\"W\", B22*(('B. PoF Summary Stats & Params'!$M$12/'B. PoF Summary Stats & Params'!$O$12)*((A22)/'B. PoF Summary Stats & Params'!$O$12)^('B. PoF Summary Stats & Params'!$M$12-1)), \"Choose Model\"))","v":1.1178959225071478E-3}]
[19,1,{"$f":"IF('B. PoF Summary Stats & Params'!$C$12=\"C\", B23*'B. PoF Summary Stats & Params'!$I$8*'B. PoF Summary Stats & Params'!$I$10*A23^('B. PoF Summary Stats & Params'!$I$10-1), IF('B. PoF Summary Stats & Params'!$C$12=\"W\", B23*(('B. PoF Summary Stats & Params'!$M$14/'B. PoF Summary Stats & Params'!$O$14)*((A23)/'B. PoF Summary Stats & Params'!$O$14)^('B. PoF Summary Stats & Params'!$M$14-1)), \"Choose Model\"))","v":1.2847397369637988E-3},{"$f":"IF('B. PoF Summary Stats & Params'!$C$12=\"C\", B23*'B. PoF Summary Stats & Params'!$I$8*'B. PoF Summary Stats & Params'!$I$6*A23^('B. PoF Summary Stats & Params'!$I$6-1), IF('B. PoF Summary Stats & Params'!$C$12=\"W\", B23*(('B. PoF Summary Stats & Params'!$M$6/'B. PoF Summary Stats & Params'!$M$8)*((A23)/'B. PoF Summary Stats & Params'!$M$8)^('B. PoF Summary Stats & Params'!$M$6-1)), \"Choose Model\"))","v":1.2593850301868968E-3},{"$f":"IF('B. PoF Summary Stats & Params'!$C$12=\"C\", B23*'B. PoF Summary Stats & Params'!$I$8*'B. PoF Summary Stats & Params'!$I$12*A23^('B. PoF Summary Stats & Params'!$I$12-1), IF('B. PoF Summary Stats & Params'!$C$12=\"W\", B23*(('B. PoF Summary Stats & Params'!$M$12/'B. PoF Summary Stats & Params'!$O$12)*((A23)/'B. PoF Summary Stats & Params'!$O$12)^('B. PoF Summary Stats & Params'!$M$12-1)), \"Choose Model\"))","v":1.2346881447279996E-3}]
[20,1,{"$f":"IF('B. PoF Summary Stats & Params'!$C$12=\"C\", B24*'B. PoF Summary Stats & Params'!$I$8*'B. PoF Summary Stats & Params'!$I$10*A24^('B. PoF Summary Stats & Params'!$I$10-1), IF('B. PoF Summary Stats & Params'!$C$12=\"W\", B24*(('B. PoF Summary Stats & Params'!$M$14/'B. PoF Summary Stats & Params'!$O$14)*((A24)/'B. PoF Summary Stats & Params'!$O$14)^('B. PoF Summary Stats & Params'!$M$14-1)), \"Choose Model\"))","v":1.4126236967471474E-3},{"$f":"IF('B. PoF Summary Stats & Params'!$C$12=\"C\", B24*'B. PoF Summary Stats & Params'!$I$8*'B. PoF Summary Stats & Params'!$I$6*A24^('B. PoF Summary Stats & Params'!$I$6-1), IF('B. PoF Summary Stats & Params'!$C$12=\"W\", B24*(('B. PoF Summary Stats & Params'!$M$6/'B. PoF Summary Stats & Params'!$M$8)*((A24)/'B. PoF Summary Stats & Params'!$M$8)^('B. PoF Summary Stats & Params'!$M$6-1)), \"Choose Model\"))","v":1.3843190601103444E-3},{"$f":"IF('B. PoF Summary Stats & Params'!$C$12=\"C\", B24*'B. PoF Summary Stats & Params'!$I$8*'B. PoF Summary Stats & Params'!$I$12*A24^('B. PoF Summary Stats & Params'!$I$12-1), IF('B. PoF Summary Stats & Params'!$C$12=\"W\", B24*(('B. PoF Summary Stats & Params'!$M$12/'B. PoF Summary Stats & Params'!$O$12)*((A24)/'B. PoF Summary Stats & Params'!$O$12)^('B. PoF Summary Stats & Params'!$M$12-1)), \"Choose Model\"))","v":1.3567476061470279E-3}]
[21,1,{"$f":"IF('B. PoF Summary Stats & Params'!$C$12=\"C\", B25*'B. PoF Summary Stats & Params'!$I$8*'B. PoF Summary Stats & Params'!$I$10*A25^('B. PoF Summary Stats & Params'!$I$10-1), IF('B. PoF Summary Stats & Params'!$C$12=\"W\", B25*(('B. PoF Summary Stats & Params'!$M$14/'B. PoF Summary Stats & Params'!$O$14)*((A25)/'B. PoF Summary Stats & Params'!$O$14)^('B. PoF Summary Stats & Params'!$M$14-1)), \"Choose Model\"))","v":1.5460612331255578E-3},{"$f":"IF('B. PoF Summary Stats & Params'!$C$12=\"C\", B25*'B. PoF Summary Stats & Params'!$I$8*'B. PoF Summary Stats & Params'!$I$6*A25^('B. PoF Summary Stats & Params'!$I$6-1), IF('B. PoF Summary Stats & Params'!$C$12=\"W\", B25*(('B. PoF Summary Stats & Params'!$M$6/'B. PoF Summary Stats & Params'!$M$8)*((A25)/'B. PoF Summary Stats & Params'!$M$8)^('B. PoF Summary Stats & Params'!$M$6-1)), \"Choose Model\"))","v":1.5146394564786651E-3},{"$f":"IF('B. PoF Summary Stats & Params'!$C$12=\"C\", B25*'B. PoF Summary Stats & Params'!$I$8*'B. PoF Summary Stats & Params'!$I$12*A25^('B. PoF Summary Stats & Params'!$I$12-1), IF('B. PoF Summary Stats & Params'!$C$12=\"W\", B25*(('B. PoF Summary Stats & Params'!$M$12/'B. PoF Summary Stats & Params'!$O$12)*((A25)/'B. PoF Summary Stats & Params'!$O$12)^('B. PoF Summary Stats & Params'!$M$12-1)), \"Choose Model\"))","v":1.4840306709451476E-3}]
[22,1,{"$f":"IF('B. PoF Summary Stats & Params'!$C$12=\"C\", B26*'B. PoF Summary Stats & Params'!$I$8*'B. PoF Summary Stats & Params'!$I$10*A26^('B. PoF Summary Stats & Params'!$I$10-1), IF('B. PoF Summary Stats & Params'!$C$12=\"W\", B26*(('B. PoF Summary Stats & Params'!$M$14/'B. PoF Summary Stats & Params'!$O$14)*((A26)/'B. PoF Summary Stats & Params'!$O$14)^('B. PoF Summary Stats & Params'!$M$14-1)), \"Choose Model\"))","v":1.6850118320377136E-3},{"$f":"IF('B. PoF Summary Stats & Params'!$C$12=\"C\", B26*'B. PoF Summary Stats & Params'!$I$8*'B. PoF Summary Stats & Params'!$I$6*A26^('B. PoF Summary Stats & Params'!$I$6-1), IF('B. PoF Summary Stats & Params'!$C$12=\"W\", B26*(('B. PoF Summary Stats & Params'!$M$6/'B. PoF Summary Stats & Params'!$M$8)*((A26)/'B. PoF Summary Stats & Params'!$M$8)^('B. PoF Summary Stats & Params'!$M$6-1)), \"Choose Model\"))","v":1.6503053591599532E-3},{"$f":"IF('B. PoF Summary Stats & Params'!$C$12=\"C\", B26*'B. PoF Summary Stats & Params'!$I$8*'B. PoF Summary Stats & Params'!$I$12*A26^('B. PoF Summary Stats & Params'!$I$12-1), IF('B. PoF Summary Stats & Params'!$C$12=\"W\", B26*(('B. PoF Summary Stats & Params'!$M$12/'B. PoF Summary Stats & Params'!$O$12)*((A26)/'B. PoF Summary Stats & Params'!$O$12)^('B. PoF Summary Stats & Params'!$M$12-1)), \"Choose Model\"))","v":1.6164961702516208E-3}]
[23,1,{"$f":"IF('B. PoF Summary Stats & Params'!$C$12=\"C\", B27*'B. PoF Summary Stats & Params'!$I$8*'B. PoF Summary Stats & Params'!$I$10*A27^('B. PoF Summary Stats & Params'!$I$10-1), IF('B. PoF Summary Stats & Params'!$C$12=\"W\", B27*(('B. PoF Summary Stats & Params'!$M$14/'B. PoF Summary Stats & Params'!$O$14)*((A27)/'B. PoF Summary Stats & Params'!$O$14)^('B. PoF Summary Stats & Params'!$M$14-1)), \"Choose Model\"))","v":1.8294371413615186E-3},{"$f":"IF('B. PoF Summary Stats & Params'!$C$12=\"C\", B27*'B. PoF Summary Stats & Params'!$I$8*'B. PoF Summary Stats & Params'!$I$6*A27^('B. PoF Summary Stats & Params'!$I$6-1), IF('B. PoF Summary Stats & Params'!$C$12=\"W\", B27*(('B. PoF Summary Stats & Params'!$M$6/'B. PoF Summary Stats & Params'!$M$8)*((A27)/'B. PoF Summary Stats & Params'!$M$8)^('B. PoF Summary Stats & Params'!$M$6-1)), \"Choose Model\"))","v":1.7912780995014345E-3},{"$f":"IF('B. PoF Summary Stats & Params'!$C$12=\"C\", B27*'B. PoF Summary Stats & Params'!$I$8*'B. PoF Summary Stats & Params'!$I$12*A27^('B. PoF Summary Stats & Params'!$I$12-1), IF('B. PoF Summary Stats & Params'!$C$12=\"W\", B27*(('B. PoF Summary Stats & Params'!$M$12/'B. PoF Summary Stats & Params'!$O$12)*((A27)/'B. PoF Summary Stats & Params'!$O$12)^('B. PoF Summary Stats & Params'!$M$12-1)), \"Choose Model\"))","v":1.7541051545727096E-3}]
[24,1,{"$f":"IF('B. PoF Summary Stats & Params'!$C$12=\"C\", B28*'B. PoF Summary Stats & Params'!$I$8*'B. PoF Summary Stats & Params'!$I$10*A28^('B. PoF Summary Stats & Params'!$I$10-1), IF('B. PoF Summary Stats & Params'!$C$12=\"W\", B28*(('B. PoF Summary Stats & Params'!$M$14/'B. PoF Summary Stats & Params'!$O$14)*((A28)/'B. PoF Summary Stats & Params'!$O$14)^('B. PoF Summary Stats & Params'!$M$14-1)), \"Choose Model\"))","v":1.9793007646963152E-3},{"$f":"IF('B. PoF Summary Stats & Params'!$C$12=\"C\", B28*'B. PoF Summary Stats & Params'!$I$8*'B. PoF Summary Stats & Params'!$I$6*A28^('B. PoF Summary Stats & Params'!$I$6-1), IF('B. PoF Summary Stats & Params'!$C$12=\"W\", B28*(('B. PoF Summary Stats & Params'!$M$6/'B. PoF Summary Stats & Params'!$M$8)*((A28)/'B. PoF Summary Stats & Params'!$M$8)^('B. PoF Summary Stats & Params'!$M$6-1)), \"Choose Model\"))","v":1.9375209907386132E-3},{"$f":"IF('B. PoF Summary Stats & Params'!$C$12=\"C\", B28*'B. PoF Summary Stats & Params'!$I$8*'B. PoF Summary Stats & Params'!$I$12*A28^('B. PoF Summary Stats & Params'!$I$12-1), IF('B. PoF Summary Stats & Params'!$C$12=\"W\", B28*(('B. PoF Summary Stats & Params'!$M$12/'B. PoF Summary Stats & Params'!$O$12)*((A28)/'B. PoF Summary Stats & Params'!$O$12)^('B. PoF Summary Stats & Params'!$M$12-1)), \"Choose Model\"))","v":1.8968206809610024E-3}]
[25,1,{"$f":"IF('B. PoF Summary Stats & Params'!$C$12=\"C\", B29*'B. PoF Summary Stats & Params'!$I$8*'B. PoF Summary Stats & Params'!$I$10*A29^('B. PoF Summary Stats & Params'!$I$10-1), IF('B. PoF Summary Stats & Params'!$C$12=\"W\", B29*(('B. PoF Summary Stats & Params'!$M$14/'B. PoF Summary Stats & Params'!$O$14)*((A29)/'B. PoF Summary Stats & Params'!$O$14)^('B. PoF Summary Stats & Params'!$M$14-1)), \"Choose Model\"))","v":2.1345680827518075E-3},{"$f":"IF('B. PoF Summary Stats & Params'!$C$12=\"C\", B29*'B. PoF Summary Stats & Params'!$I$8*'B. PoF Summary Stats & Params'!$I$6*A29^('B. PoF Summary Stats & Params'!$I$6-1), IF('B. PoF Summary Stats & Params'!$C$12=\"W\", B29*(('B. PoF Summary Stats & Params'!$M$6/'B. PoF Summary Stats & Params'!$M$8)*((A29)/'B. PoF Summary Stats & Params'!$M$8)^('B. PoF Summary Stats & Params'!$M$6-1)), \"Choose Model\"))","v":2.0889991465124986E-3},{"$f":"IF('B. PoF Summary Stats & Params'!$C$12=\"C\", B29*'B. PoF Summary Stats & Params'!$I$8*'B. PoF Summary Stats & Params'!$I$12*A29^('B. PoF Summary Stats & Params'!$I$12-1), IF('B. PoF Summary Stats & Params'!$C$12=\"W\", B29*(('B. PoF Summary Stats & Params'!$M$12/'B. PoF Summary Stats & Params'!$O$12)*((A29)/'B. PoF Summary Stats & Params'!$O$12)^('B. PoF Summary Stats & Params'!$M$12-1)), \"Choose Model\"))","v":2.0446076287787642E-3}]
[26,1,{"$f":"IF('B. PoF Summary Stats & Params'!$C$12=\"C\", B30*'B. PoF Summary Stats & Params'!$I$8*'B. PoF Summary Stats & Params'!$I$10*A30^('B. PoF Summary Stats & Params'!$I$10-1), IF('B. PoF Summary Stats & Params'!$C$12=\"W\", B30*(('B. PoF Summary Stats & Params'!$M$14/'B. PoF Summary Stats & Params'!$O$14)*((A30)/'B. PoF Summary Stats & Params'!$O$14)^('B. PoF Summary Stats & Params'!$M$14-1)), \"Choose Model\"))","v":2.2952060976713325E-3},{"$f":"IF('B. PoF Summary Stats & Params'!$C$12=\"C\", B30*'B. PoF Summary Stats & Params'!$I$8*'B. PoF Summary Stats & Params'!$I$6*A30^('B. PoF Summary Stats & Params'!$I$6-1), IF('B. PoF Summary Stats & Params'!$C$12=\"W\", B30*(('B. PoF Summary Stats & Params'!$M$6/'B. PoF Summary Stats & Params'!$M$8)*((A30)/'B. PoF Summary Stats & Params'!$M$8)^('B. PoF Summary Stats & Params'!$M$6-1)), \"Choose Model\"))","v":2.245679322731434E-3},{"$f":"IF('B. PoF Summary Stats & Params'!$C$12=\"C\", B30*'B. PoF Summary Stats & Params'!$I$8*'B. PoF Summary Stats & Params'!$I$12*A30^('B. PoF Summary Stats & Params'!$I$12-1), IF('B. PoF Summary Stats & Params'!$C$12=\"W\", B30*(('B. PoF Summary Stats & Params'!$M$12/'B. PoF Summary Stats & Params'!$O$12)*((A30)/'B. PoF Summary Stats & Params'!$O$12)^('B. PoF Summary Stats & Params'!$M$12-1)), \"Choose Model\"))","v":2.1974325392029297E-3}]
[27,1,{"$f":"IF('B. PoF Summary Stats & Params'!$C$12=\"C\", B31*'B. PoF Summary Stats & Params'!$I$8*'B. PoF Summary Stats & Params'!$I$10*A31^('B. PoF Summary Stats & Params'!$I$10-1), IF('B. PoF Summary Stats & Params'!$C$12=\"W\", B31*(('B. PoF Summary Stats & Params'!$M$14/'B. PoF Summary Stats & Params'!$O$14)*((A31)/'B. PoF Summary Stats & Params'!$O$14)^('B. PoF Summary Stats & Params'!$M$14-1)), \"Choose Model\"))","v":2.4611832965603401E-3},{"$f":"IF('B. PoF Summary Stats & Params'!$C$12=\"C\", B31*'B. PoF Summary Stats & Params'!$I$8*'B. PoF Summary Stats & Params'!$I$6*A31^('B. PoF Summary Stats & Params'!$I$6-1), IF('B. PoF Summary Stats & Params'!$C$12=\"W\", B31*(('B. PoF Summary Stats & Params'!$M$6/'B. PoF Summary Stats & Params'!$M$8)*((A31)/'B. PoF Summary Stats & Params'!$M$8)^('B. PoF Summary Stats & Params'!$M$6-1)), \"Choose Model\"))","v":2.4075297789766239E-3},{"$f":"IF('B. PoF Summary Stats & Params'!$C$12=\"C\", B31*'B. PoF Summary Stats & Params'!$I$8*'B. PoF Summary Stats & Params'!$I$12*A31^('B. PoF Summary Stats & Params'!$I$12-1), IF('B. PoF Summary Stats & Params'!$C$12=\"W\", B31*(('B. PoF Summary Stats & Params'!$M$12/'B. PoF Summary Stats & Params'!$O$12)*((A31)/'B. PoF Summary Stats & Params'!$O$12)^('B. PoF Summary Stats & Params'!$M$12-1)), \"Choose Model\"))","v":2.3552634746010163E-3}]
[28,1,{"$f":"IF('B. PoF Summary Stats & Params'!$C$12=\"C\", B32*'B. PoF Summary Stats & Params'!$I$8*'B. PoF Summary Stats & Params'!$I$10*A32^('B. PoF Summary Stats & Params'!$I$10-1), IF('B. PoF Summary Stats & Params'!$C$12=\"W\", B32*(('B. PoF Summary Stats & Params'!$M$14/'B. PoF Summary Stats & Params'!$O$14)*((A32)/'B. PoF Summary Stats & Params'!$O$14)^('B. PoF Summary Stats & Params'!$M$14-1)), \"Choose Model\"))","v":2.6324695312152867E-3},{"$f":"IF('B. PoF Summary Stats & Params'!$C$12=\"C\", B32*'B. PoF Summary Stats & Params'!$I$8*'B. PoF Summary Stats & Params'!$I$6*A32^('B. PoF Summary Stats & Params'!$I$6-1), IF('B. PoF Summary Stats & Params'!$C$12=\"W\", B32*(('B. PoF Summary Stats & Params'!$M$6/'B. PoF Summary Stats & Params'!$M$8)*((A32)/'B. PoF Summary Stats & Params'!$M$8)^('B. PoF Summary Stats & Params'!$M$6-1)), \"Choose Model\"))","v":2.5745201563895492E-3},{"$f":"IF('B. PoF Summary Stats & Params'!$C$12=\"C\", B32*'B. PoF Summary Stats & Params'!$I$8*'B. PoF Summary Stats & Params'!$I$12*A32^('B. PoF Summary Stats & Params'!$I$12-1), IF('B. PoF Summary Stats & Params'!$C$12=\"W\", B32*(('B. PoF Summary Stats & Params'!$M$12/'B. PoF Summary Stats & Params'!$O$12)*((A32)/'B. PoF Summary Stats & Params'!$O$12)^('B. PoF Summary Stats & Params'!$M$12-1)), \"Choose Model\"))","v":2.5180698946606871E-3}]
[29,1,{"$f":"IF('B. PoF Summary Stats & Params'!$C$12=\"C\", B33*'B. PoF Summary Stats & Params'!$I$8*'B. PoF Summary Stats & Params'!$I$10*A33^('B. PoF Summary Stats & Params'!$I$10-1), IF('B. PoF Summary Stats & Params'!$C$12=\"W\", B33*(('B. PoF Summary Stats & Params'!$M$14/'B. PoF Summary Stats & Params'!$O$14)*((A33)/'B. PoF Summary Stats & Params'!$O$14)^('B. PoF Summary Stats & Params'!$M$14-1)), \"Choose Model\"))","v":2.809035911610548E-3},{"$f":"IF('B. PoF Summary Stats & Params'!$C$12=\"C\", B33*'B. PoF Summary Stats & Params'!$I$8*'B. PoF Summary Stats & Params'!$I$6*A33^('B. PoF Summary Stats & Params'!$I$6-1), IF('B. PoF Summary Stats & Params'!$C$12=\"W\", B33*(('B. PoF Summary Stats & Params'!$M$6/'B. PoF Summary Stats & Params'!$M$8)*((A33)/'B. PoF Summary Stats & Params'!$M$8)^('B. PoF Summary Stats & Params'!$M$6-1)), \"Choose Model\"))","v":2.7466213695531293E-3},{"$f":"IF('B. PoF Summary Stats & Params'!$C$12=\"C\", B33*'B. PoF Summary Stats & Params'!$I$8*'B. PoF Summary Stats & Params'!$I$12*A33^('B. PoF Summary Stats & Params'!$I$12-1), IF('B. PoF Summary Stats & Params'!$C$12=\"W\", B33*(('B. PoF Summary Stats & Params'!$M$12/'B. PoF Summary Stats & Params'!$O$12)*((A33)/'B. PoF Summary Stats & Params'!$O$12)^('B. PoF Summary Stats & Params'!$M$12-1)), \"Choose Model\"))","v":2.6858225467403249E-3}]
[30,1,{"$f":"IF('B. PoF Summary Stats & Params'!$C$12=\"C\", B34*'B. PoF Summary Stats & Params'!$I$8*'B. PoF Summary Stats & Params'!$I$10*A34^('B. PoF Summary Stats & Params'!$I$10-1), IF('B. PoF Summary Stats & Params'!$C$12=\"W\", B34*(('B. PoF Summary Stats & Params'!$M$14/'B. PoF Summary Stats & Params'!$O$14)*((A34)/'B. PoF Summary Stats & Params'!$O$14)^('B. PoF Summary Stats & Params'!$M$14-1)), \"Choose Model\"))","v":2.990854711141975E-3},{"$f":"IF('B. PoF Summary Stats & Params'!$C$12=\"C\", B34*'B. PoF Summary Stats & Params'!$I$8*'B. PoF Summary Stats & Params'!$I$6*A34^('B. PoF Summary Stats & Params'!$I$6-1), IF('B. PoF Summary Stats & Params'!$C$12=\"W\", B34*(('B. PoF Summary Stats & Params'!$M$6/'B. PoF Summary Stats & Params'!$M$8)*((A34)/'B. PoF Summary Stats & Params'!$M$8)^('B. PoF Summary Stats & Params'!$M$6-1)), \"Choose Model\"))","v":2.9238055103282239E-3},{"$f":"IF('B. PoF Summary Stats & Params'!$C$12=\"C\", B34*'B. PoF Summary Stats & Params'!$I$8*'B. PoF Summary Stats & Params'!$I$12*A34^('B. PoF Summary Stats & Params'!$I$12-1), IF('B. PoF Summary Stats & Params'!$C$12=\"W\", B34*(('B. PoF Summary Stats & Params'!$M$12/'B. PoF Summary Stats & Params'!$O$12)*((A34)/'B. PoF Summary Stats & Params'!$O$12)^('B. PoF Summary Stats & Params'!$M$12-1)), \"Choose Model\"))","v":2.8584933683663458E-3}]
[31,1,{"$f":"IF('B. PoF Summary Stats & Params'!$C$12=\"C\", B35*'B. PoF Summary Stats & Params'!$I$8*'B. PoF Summary Stats & Params'!$I$10*A35^('B. PoF Summary Stats & Params'!$I$10-1), IF('B. PoF Summary Stats & Params'!$C$12=\"W\", B35*(('B. PoF Summary Stats & Params'!$M$14/'B. PoF Summary Stats & Params'!$O$14)*((A35)/'B. PoF Summary Stats & Params'!$O$14)^('B. PoF Summary Stats & Params'!$M$14-1)), \"Choose Model\"))","v":3.1778992819749417E-3},{"$f":"IF('B. PoF Summary Stats & Params'!$C$12=\"C\", B35*'B. PoF Summary Stats & Params'!$I$8*'B. PoF Summary Stats & Params'!$I$6*A35^('B. PoF Summary Stats & Params'!$I$6-1), IF('B. PoF Summary Stats & Params'!$C$12=\"W\", B35*(('B. PoF Summary Stats & Params'!$M$6/'B. PoF Summary Stats & Params'!$M$8)*((A35)/'B. PoF Summary Stats & Params'!$M$8)^('B. PoF Summary Stats & Params'!$M$6-1)), \"Choose Model\"))","v":3.1060457619631453E-3},{"$f":"IF('B. PoF Summary Stats & Params'!$C$12=\"C\", B35*'B. PoF Summary Stats & Params'!$I$8*'B. PoF Summary Stats & Params'!$I$12*A35^('B. PoF Summary Stats & Params'!$I$12-1), IF('B. PoF Summary Stats & Params'!$C$12=\"W\", B35*(('B. PoF Summary Stats & Params'!$M$12/'B. PoF Summary Stats & Params'!$O$12)*((A35)/'B. PoF Summary Stats & Params'!$O$12)^('B. PoF Summary Stats & Params'!$M$12-1)), \"Choose Model\"))","v":3.0360554001656109E-3}]
[32,1,{"$f":"IF('B. PoF Summary Stats & Params'!$C$12=\"C\", B36*'B. PoF Summary Stats & Params'!$I$8*'B. PoF Summary Stats & Params'!$I$10*A36^('B. PoF Summary Stats & Params'!$I$10-1), IF('B. PoF Summary Stats & Params'!$C$12=\"W\", B36*(('B. PoF Summary Stats & Params'!$M$14/'B. PoF Summary Stats & Params'!$O$14)*((A36)/'B. PoF Summary Stats & Params'!$O$14)^('B. PoF Summary Stats & Params'!$M$14-1)), \"Choose Model\"))","v":3.3701439791233821E-3},{"$f":"IF('B. PoF Summary Stats & Params'!$C$12=\"C\", B36*'B. PoF Summary Stats & Params'!$I$8*'B. PoF Summary Stats & Params'!$I$6*A36^('B. PoF Summary Stats & Params'!$I$6-1), IF('B. PoF Summary Stats & Params'!$C$12=\"W\", B36*(('B. PoF Summary Stats & Params'!$M$6/'B. PoF Summary Stats & Params'!$M$8)*((A36)/'B. PoF Summary Stats & Params'!$M$8)^('B. PoF Summary Stats & Params'!$M$6-1)), \"Choose Model\"))","v":3.2933163220779152E-3},{"$f":"IF('B. PoF Summary Stats & Params'!$C$12=\"C\", B36*'B. PoF Summary Stats & Params'!$I$8*'B. PoF Summary Stats & Params'!$I$12*A36^('B. PoF Summary Stats & Params'!$I$12-1), IF('B. PoF Summary Stats & Params'!$C$12=\"W\", B36*(('B. PoF Summary Stats & Params'!$M$12/'B. PoF Summary Stats & Params'!$O$12)*((A36)/'B. PoF Summary Stats & Params'!$O$12)^('B. PoF Summary Stats & Params'!$M$12-1)), \"Choose Model\"))","v":3.2184827078107102E-3}]
[33,1,{"$f":"IF('B. PoF Summary Stats & Params'!$C$12=\"C\", B37*'B. PoF Summary Stats & Params'!$I$8*'B. PoF Summary Stats & Params'!$I$10*A37^('B. PoF Summary Stats & Params'!$I$10-1), IF('B. PoF Summary Stats & Params'!$C$12=\"W\", B37*(('B. PoF Summary Stats & Params'!$M$14/'B. PoF Summary Stats & Params'!$O$14)*((A37)/'B. PoF Summary Stats & Params'!$O$14)^('B. PoF Summary Stats & Params'!$M$14-1)), \"Choose Model\"))","v":3.5675640921108212E-3},{"$f":"IF('B. PoF Summary Stats & Params'!$C$12=\"C\", B37*'B. PoF Summary Stats & Params'!$I$8*'B. PoF Summary Stats & Params'!$I$6*A37^('B. PoF Summary Stats & Params'!$I$6-1), IF('B. PoF Summary Stats & Params'!$C$12=\"W\", B37*(('B. PoF Summary Stats & Params'!$M$6/'B. PoF Summary Stats & Params'!$M$8)*((A37)/'B. PoF Summary Stats & Params'!$M$8)^('B. PoF Summary Stats & Params'!$M$6-1)), \"Choose Model\"))","v":3.485592333353737E-3},{"$f":"IF('B. PoF Summary Stats & Params'!$C$12=\"C\", B37*'B. PoF Summary Stats & Params'!$I$8*'B. PoF Summary Stats & Params'!$I$12*A37^('B. PoF Summary Stats & Params'!$I$12-1), IF('B. PoF Summary Stats & Params'!$C$12=\"W\", B37*(('B. PoF Summary Stats & Params'!$M$12/'B. PoF Summary Stats & Params'!$O$12)*((A37)/'B. PoF Summary Stats & Params'!$O$12)^('B. PoF Summary Stats & Params'!$M$12-1)), \"Choose Model\"))","v":3.4057503117887302E-3}]
[34,1,{"$f":"IF('B. PoF Summary Stats & Params'!$C$12=\"C\", B38*'B. PoF Summary Stats & Params'!$I$8*'B. PoF Summary Stats & Params'!$I$10*A38^('B. PoF Summary Stats & Params'!$I$10-1), IF('B. PoF Summary Stats & Params'!$C$12=\"W\", B38*(('B. PoF Summary Stats & Params'!$M$14/'B. PoF Summary Stats & Params'!$O$14)*((A38)/'B. PoF Summary Stats & Params'!$O$14)^('B. PoF Summary Stats & Params'!$M$14-1)), \"Choose Model\"))","v":3.7701357832462504E-3},{"$f":"IF('B. PoF Summary Stats & Params'!$C$12=\"C\", B38*'B. PoF Summary Stats & Params'!$I$8*'B. PoF Summary Stats & Params'!$I$6*A38^('B. PoF Summary Stats & Params'!$I$6-1), IF('B. PoF Summary Stats & Params'!$C$12=\"W\", B38*(('B. PoF Summary Stats & Params'!$M$6/'B. PoF Summary Stats & Params'!$M$8)*((A38)/'B. PoF Summary Stats & Params'!$M$8)^('B. PoF Summary Stats & Params'!$M$6-1)), \"Choose Model\"))","v":3.6828498209435317E-3},{"$f":"IF('B. PoF Summary Stats & Params'!$C$12=\"C\", B38*'B. PoF Summary Stats & Params'!$I$8*'B. PoF Summary Stats & Params'!$I$12*A38^('B. PoF Summary Stats & Params'!$I$12-1), IF('B. PoF Summary Stats & Params'!$C$12=\"W\", B38*(('B. PoF Summary Stats & Params'!$M$12/'B. PoF Summary Stats & Params'!$O$12)*((A38)/'B. PoF Summary Stats & Params'!$O$12)^('B. PoF Summary Stats & Params'!$M$12-1)), \"Choose Model\"))","v":3.5978341239928679E-3}]
[35,1,{"$f":"IF('B. PoF Summary Stats & Params'!$C$12=\"C\", B39*'B. PoF Summary Stats & Params'!$I$8*'B. PoF Summary Stats & Params'!$I$10*A39^('B. PoF Summary Stats & Params'!$I$10-1), IF('B. PoF Summary Stats & Params'!$C$12=\"W\", B39*(('B. PoF Summary Stats & Params'!$M$14/'B. PoF Summary Stats & Params'!$O$14)*((A39)/'B. PoF Summary Stats & Params'!$O$14)^('B. PoF Summary Stats & Params'!$M$14-1)), \"Choose Model\"))","v":3.9778360316962543E-3},{"$f":"IF('B. PoF Summary Stats & Params'!$C$12=\"C\", B39*'B. PoF Summary Stats & Params'!$I$8*'B. PoF Summary Stats & Params'!$I$6*A39^('B. PoF Summary Stats & Params'!$I$6-1), IF('B. PoF Summary Stats & Params'!$C$12=\"W\", B39*(('B. PoF Summary Stats & Params'!$M$6/'B. PoF Summary Stats & Params'!$M$8)*((A39)/'B. PoF Summary Stats & Params'!$M$8)^('B. PoF Summary Stats & Params'!$M$6-1)), \"Choose Model\"))","v":3.8850656357706285E-3},{"$f":"IF('B. PoF Summary Stats & Params'!$C$12=\"C\", B39*'B. PoF Summary Stats & Params'!$I$8*'B. PoF Summary Stats & Params'!$I$12*A39^('B. PoF Summary Stats & Params'!$I$12-1), IF('B. PoF Summary Stats & Params'!$C$12=\"W\", B39*(('B. PoF Summary Stats & Params'!$M$12/'B. PoF Summary Stats & Params'!$O$12)*((A39)/'B. PoF Summary Stats & Params'!$O$12)^('B. PoF Summary Stats & Params'!$M$12-1)), \"Choose Model\"))","v":3.7947108902902709E-3}]
[36,1,{"$f":"IF('B. PoF Summary Stats & Params'!$C$12=\"C\", B40*'B. PoF Summary Stats & Params'!$I$8*'B. PoF Summary Stats & Params'!$I$10*A40^('B. PoF Summary Stats & Params'!$I$10-1), IF('B. PoF Summary Stats & Params'!$C$12=\"W\", B40*(('B. PoF Summary Stats & Params'!$M$14/'B. PoF Summary Stats & Params'!$O$14)*((A40)/'B. PoF Summary Stats & Params'!$O$14)^('B. PoF Summary Stats & Params'!$M$14-1)), \"Choose Model\"))","v":4.1906425826569622E-3},{"$f":"IF('B. PoF Summary Stats & Params'!$C$12=\"C\", B40*'B. PoF Summary Stats & Params'!$I$8*'B. PoF Summary Stats & Params'!$I$6*A40^('B. PoF Summary Stats & Params'!$I$6-1), IF('B. PoF Summary Stats & Params'!$C$12=\"W\", B40*(('B. PoF Summary Stats & Params'!$M$6/'B. PoF Summary Stats & Params'!$M$8)*((A40)/'B. PoF Summary Stats & Params'!$M$8)^('B. PoF Summary Stats & Params'!$M$6-1)), \"Choose Model\"))","v":4.0922174030072235E-3},{"$f":"IF('B. PoF Summary Stats & Params'!$C$12=\"C\", B40*'B. PoF Summary Stats & Params'!$I$8*'B. PoF Summary Stats & Params'!$I$12*A40^('B. PoF Summary Stats & Params'!$I$12-1), IF('B. PoF Summary Stats & Params'!$C$12=\"W\", B40*(('B. PoF Summary Stats & Params'!$M$12/'B. PoF Summary Stats & Params'!$O$12)*((A40)/'B. PoF Summary Stats & Params'!$O$12)^('B. PoF Summary Stats & Params'!$M$12-1)), \"Choose Model\"))","v":3.9963581383460215E-3}]
[37,1,{"$f":"IF('B. PoF Summary Stats & Params'!$C$12=\"C\", B41*'B. PoF Summary Stats & Params'!$I$8*'B. PoF Summary Stats & Params'!$I$10*A41^('B. PoF Summary Stats & Params'!$I$10-1), IF('B. PoF Summary Stats & Params'!$C$12=\"W\", B41*(('B. PoF Summary Stats & Params'!$M$14/'B. PoF Summary Stats & Params'!$O$14)*((A41)/'B. PoF Summary Stats & Params'!$O$14)^('B. PoF Summary Stats & Params'!$M$14-1)), \"Choose Model\"))","v":4.4085339010302349E-3},{"$f":"IF('B. PoF Summary Stats & Params'!$C$12=\"C\", B41*'B. PoF Summary Stats & Params'!$I$8*'B. PoF Summary Stats & Params'!$I$6*A41^('B. PoF Summary Stats & Params'!$I$6-1), IF('B. PoF Summary Stats & Params'!$C$12=\"W\", B41*(('B. PoF Summary Stats & Params'!$M$6/'B. PoF Summary Stats & Params'!$M$8)*((A41)/'B. PoF Summary Stats & Params'!$M$8)^('B. PoF Summary Stats & Params'!$M$6-1)), \"Choose Model\"))","v":4.3042834751268232E-3},{"$f":"IF('B. PoF Summary Stats & Params'!$C$12=\"C\", B41*'B. PoF Summary Stats & Params'!$I$8*'B. PoF Summary Stats & Params'!$I$12*A41^('B. PoF Summary Stats & Params'!$I$12-1), IF('B. PoF Summary Stats & Params'!$C$12=\"W\", B41*(('B. PoF Summary Stats & Params'!$M$12/'B. PoF Summary Stats & Params'!$O$12)*((A41)/'B. PoF Summary Stats & Params'!$O$12)^('B. PoF Summary Stats & Params'!$M$12-1)), \"Choose Model\"))","v":4.2027541300878194E-3}]
[38,1,{"$f":"IF('B. PoF Summary Stats & Params'!$C$12=\"C\", B42*'B. PoF Summary Stats & Params'!$I$8*'B. PoF Summary Stats & Params'!$I$10*A42^('B. PoF Summary Stats & Params'!$I$10-1), IF('B. PoF Summary Stats & Params'!$C$12=\"W\", B42*(('B. PoF Summary Stats & Params'!$M$14/'B. PoF Summary Stats & Params'!$O$14)*((A42)/'B. PoF Summary Stats & Params'!$O$14)^('B. PoF Summary Stats & Params'!$M$14-1)), \"Choose Model\"))","v":4.6314891290925612E-3},{"$f":"IF('B. PoF Summary Stats & Params'!$C$12=\"C\", B42*'B. PoF Summary Stats & Params'!$I$8*'B. PoF Summary Stats & Params'!$I$6*A42^('B. PoF Summary Stats & Params'!$I$6-1), IF('B. PoF Summary Stats & Params'!$C$12=\"W\", B42*(('B. PoF Summary Stats & Params'!$M$6/'B. PoF Summary Stats & Params'!$M$8)*((A42)/'B. PoF Summary Stats & Params'!$M$8)^('B. PoF Summary Stats & Params'!$M$6-1)), \"Choose Model\"))","v":4.5212428890105292E-3},{"$f":"IF('B. PoF Summary Stats & Params'!$C$12=\"C\", B42*'B. PoF Summary Stats & Params'!$I$8*'B. PoF Summary Stats & Params'!$I$12*A42^('B. PoF Summary Stats & Params'!$I$12-1), IF('B. PoF Summary Stats & Params'!$C$12=\"W\", B42*(('B. PoF Summary Stats & Params'!$M$12/'B. PoF Summary Stats & Params'!$O$12)*((A42)/'B. PoF Summary Stats & Params'!$O$12)^('B. PoF Summary Stats & Params'!$M$12-1)), \"Choose Model\"))","v":4.4138778182828018E-3}]
[39,1,{"$f":"IF('B. PoF Summary Stats & Params'!$C$12=\"C\", B43*'B. PoF Summary Stats & Params'!$I$8*'B. PoF Summary Stats & Params'!$I$10*A43^('B. PoF Summary Stats & Params'!$I$10-1), IF('B. PoF Summary Stats & Params'!$C$12=\"W\", B43*(('B. PoF Summary Stats & Params'!$M$14/'B. PoF Summary Stats & Params'!$O$14)*((A43)/'B. PoF Summary Stats & Params'!$O$14)^('B. PoF Summary Stats & Params'!$M$14-1)), \"Choose Model\"))","v":4.8594880477152522E-3},{"$f":"IF('B. PoF Summary Stats & Params'!$C$12=\"C\", B43*'B. PoF Summary Stats & Params'!$I$8*'B. PoF Summary Stats & Params'!$I$6*A43^('B. PoF Summary Stats & Params'!$I$6-1), IF('B. PoF Summary Stats & Params'!$C$12=\"W\", B43*(('B. PoF Summary Stats & Params'!$M$6/'B. PoF Summary Stats & Params'!$M$8)*((A43)/'B. PoF Summary Stats & Params'!$M$8)^('B. PoF Summary Stats & Params'!$M$6-1)), \"Choose Model\"))","v":4.743075326658402E-3},{"$f":"IF('B. PoF Summary Stats & Params'!$C$12=\"C\", B43*'B. PoF Summary Stats & Params'!$I$8*'B. PoF Summary Stats & Params'!$I$12*A43^('B. PoF Summary Stats & Params'!$I$12-1), IF('B. PoF Summary Stats & Params'!$C$12=\"W\", B43*(('B. PoF Summary Stats & Params'!$M$12/'B. PoF Summary Stats & Params'!$O$12)*((A43)/'B. PoF Summary Stats & Params'!$O$12)^('B. PoF Summary Stats & Params'!$M$12-1)), \"Choose Model\"))","v":4.6297088067707229E-3}]
[40,1,{"$f":"IF('B. PoF Summary Stats & Params'!$C$12=\"C\", B44*'B. PoF Summary Stats & Params'!$I$8*'B. PoF Summary Stats & Params'!$I$10*A44^('B. PoF Summary Stats & Params'!$I$10-1), IF('B. PoF Summary Stats & Params'!$C$12=\"W\", B44*(('B. PoF Summary Stats & Params'!$M$14/'B. PoF Summary Stats & Params'!$O$14)*((A44)/'B. PoF Summary Stats & Params'!$O$14)^('B. PoF Summary Stats & Params'!$M$14-1)), \"Choose Model\"))","v":5.0925110407535499E-3},{"$f":"IF('B. PoF Summary Stats & Params'!$C$12=\"C\", B44*'B. PoF Summary Stats & Params'!$I$8*'B. PoF Summary Stats & Params'!$I$6*A44^('B. PoF Summary Stats & Params'!$I$6-1), IF('B. PoF Summary Stats & Params'!$C$12=\"W\", B44*(('B. PoF Summary Stats & Params'!$M$6/'B. PoF Summary Stats & Params'!$M$8)*((A44)/'B. PoF Summary Stats & Params'!$M$8)^('B. PoF Summary Stats & Params'!$M$6-1)), \"Choose Model\"))","v":4.9697610791171647E-3},{"$f":"IF('B. PoF Summary Stats & Params'!$C$12=\"C\", B44*'B. PoF Summary Stats & Params'!$I$8*'B. PoF Summary Stats & Params'!$I$12*A44^('B. PoF Summary Stats & Params'!$I$12-1), IF('B. PoF Summary Stats & Params'!$C$12=\"W\", B44*(('B. PoF Summary Stats & Params'!$M$12/'B. PoF Summary Stats & Params'!$O$12)*((A44)/'B. PoF Summary Stats & Params'!$O$12)^('B. PoF Summary Stats & Params'!$M$12-1)), \"Choose Model\"))","v":4.8502273139586398E-3}]
[41,1,{"$f":"IF('B. PoF Summary Stats & Params'!$C$12=\"C\", B45*'B. PoF Summary Stats & Params'!$I$8*'B. PoF Summary Stats & Params'!$I$10*A45^('B. PoF Summary Stats & Params'!$I$10-1), IF('B. PoF Summary Stats & Params'!$C$12=\"W\", B45*(('B. PoF Summary Stats & Params'!$M$14/'B. PoF Summary Stats & Params'!$O$14)*((A45)/'B. PoF Summary Stats & Params'!$O$14)^('B. PoF Summary Stats & Params'!$M$14-1)), \"Choose Model\"))","v":5.3305390622720855E-3},{"$f":"IF('B. PoF Summary Stats & Params'!$C$12=\"C\", B45*'B. PoF Summary Stats & Params'!$I$8*'B. PoF Summary Stats & Params'!$I$6*A45^('B. PoF Summary Stats & Params'!$I$6-1), IF('B. PoF Summary Stats & Params'!$C$12=\"W\", B45*(('B. PoF Summary Stats & Params'!$M$6/'B. PoF Summary Stats & Params'!$M$8)*((A45)/'B. PoF Summary Stats & Params'!$M$8)^('B. PoF Summary Stats & Params'!$M$6-1)), \"Choose Model\"))","v":5.201281013286257E-3},{"$f":"IF('B. PoF Summary Stats & Params'!$C$12=\"C\", B45*'B. PoF Summary Stats & Params'!$I$8*'B. PoF Summary Stats & Params'!$I$12*A45^('B. PoF Summary Stats & Params'!$I$12-1), IF('B. PoF Summary Stats & Params'!$C$12=\"W\", B45*(('B. PoF Summary Stats & Params'!$M$12/'B. PoF Summary Stats & Params'!$O$12)*((A45)/'B. PoF Summary Stats & Params'!$O$12)^('B. PoF Summary Stats & Params'!$M$12-1)), \"Choose Model\"))","v":5.075414139233912E-3}]
[42,1,{"$f":"IF('B. PoF Summary Stats & Params'!$C$12=\"C\", B46*'B. PoF Summary Stats & Params'!$I$8*'B. PoF Summary Stats & Params'!$I$10*A46^('B. PoF Summary Stats & Params'!$I$10-1), IF('B. PoF Summary Stats & Params'!$C$12=\"W\", B46*(('B. PoF Summary Stats & Params'!$M$14/'B. PoF Summary Stats & Params'!$O$14)*((A46)/'B. PoF Summary Stats & Params'!$O$14)^('B. PoF Summary Stats & Params'!$M$14-1)), \"Choose Model\"))","v":5.5735536063163185E-3},{"$f":"IF('B. PoF Summary Stats & Params'!$C$12=\"C\", B46*'B. PoF Summary Stats & Params'!$I$8*'B. PoF Summary Stats & Params'!$I$6*A46^('B. PoF Summary Stats & Params'!$I$6-1), IF('B. PoF Summary Stats & Params'!$C$12=\"W\", B46*(('B. PoF Summary Stats & Params'!$M$6/'B. PoF Summary Stats & Params'!$M$8)*((A46)/'B. PoF Summary Stats & Params'!$M$8)^('B. PoF Summary Stats & Params'!$M$6-1)), \"Choose Model\"))","v":5.4376165413071997E-3},{"$f":"IF('B. PoF Summary Stats & Params'!$C$12=\"C\", B46*'B. PoF Summary Stats & Params'!$I$8*'B. PoF Summary Stats & Params'!$I$12*A46^('B. PoF Summary Stats & Params'!$I$12-1), IF('B. PoF Summary Stats & Params'!$C$12=\"W\", B46*(('B. PoF Summary Stats & Params'!$M$12/'B. PoF Summary Stats & Params'!$O$12)*((A46)/'B. PoF Summary Stats & Params'!$O$12)^('B. PoF Summary Stats & Params'!$M$12-1)), \"Choose Model\"))","v":5.305250631995953E-3}]
[43,1,{"$f":"IF('B. PoF Summary Stats & Params'!$C$12=\"C\", B47*'B. PoF Summary Stats & Params'!$I$8*'B. PoF Summary Stats & Params'!$I$10*A47^('B. PoF Summary Stats & Params'!$I$10-1), IF('B. PoF Summary Stats & Params'!$C$12=\"W\", B47*(('B. PoF Summary Stats & Params'!$M$14/'B. PoF Summary Stats & Params'!$O$14)*((A47)/'B. PoF Summary Stats & Params'!$O$14)^('B. PoF Summary Stats & Params'!$M$14-1)), \"Choose Model\"))","v":5.8215366789756834E-3},{"$f":"IF('B. PoF Summary Stats & Params'!$C$12=\"C\", B47*'B. PoF Summary Stats & Params'!$I$8*'B. PoF Summary Stats & Params'!$I$6*A47^('B. PoF Summary Stats & Params'!$I$6-1), IF('B. PoF Summary Stats & Params'!$C$12=\"W\", B47*(('B. PoF Summary Stats & Params'!$M$6/'B. PoF Summary Stats & Params'!$M$8)*((A47)/'B. PoF Summary Stats & Params'!$M$8)^('B. PoF Summary Stats & Params'!$M$6-1)), \"Choose Model\"))","v":5.678749592277839E-3},{"$f":"IF('B. PoF Summary Stats & Params'!$C$12=\"C\", B47*'B. PoF Summary Stats & Params'!$I$8*'B. PoF Summary Stats & Params'!$I$12*A47^('B. PoF Summary Stats & Params'!$I$12-1), IF('B. PoF Summary Stats & Params'!$C$12=\"W\", B47*(('B. PoF Summary Stats & Params'!$M$12/'B. PoF Summary Stats & Params'!$O$12)*((A47)/'B. PoF Summary Stats & Params'!$O$12)^('B. PoF Summary Stats & Params'!$M$12-1)), \"Choose Model\"))","v":5.539718663044391E-3}]
[44,1,{"$f":"IF('B. PoF Summary Stats & Params'!$C$12=\"C\", B48*'B. PoF Summary Stats & Params'!$I$8*'B. PoF Summary Stats & Params'!$I$10*A48^('B. PoF Summary Stats & Params'!$I$10-1), IF('B. PoF Summary Stats & Params'!$C$12=\"W\", B48*(('B. PoF Summary Stats & Params'!$M$14/'B. PoF Summary Stats & Params'!$O$14)*((A48)/'B. PoF Summary Stats & Params'!$O$14)^('B. PoF Summary Stats & Params'!$M$14-1)), \"Choose Model\"))","v":6.0744707725148492E-3},{"$f":"IF('B. PoF Summary Stats & Params'!$C$12=\"C\", B48*'B. PoF Summary Stats & Params'!$I$8*'B. PoF Summary Stats & Params'!$I$6*A48^('B. PoF Summary Stats & Params'!$I$6-1), IF('B. PoF Summary Stats & Params'!$C$12=\"W\", B48*(('B. PoF Summary Stats & Params'!$M$6/'B. PoF Summary Stats & Params'!$M$8)*((A48)/'B. PoF Summary Stats & Params'!$M$8)^('B. PoF Summary Stats & Params'!$M$6-1)), \"Choose Model\"))","v":5.9246625860644095E-3},{"$f":"IF('B. PoF Summary Stats & Params'!$C$12=\"C\", B48*'B. PoF Summary Stats & Params'!$I$8*'B. PoF Summary Stats & Params'!$I$12*A48^('B. PoF Summary Stats & Params'!$I$12-1), IF('B. PoF Summary Stats & Params'!$C$12=\"W\", B48*(('B. PoF Summary Stats & Params'!$M$12/'B. PoF Summary Stats & Params'!$O$12)*((A48)/'B. PoF Summary Stats & Params'!$O$12)^('B. PoF Summary Stats & Params'!$M$12-1)), \"Choose Model\"))","v":5.7788005980931867E-3}]
[45,1,{"$f":"IF('B. PoF Summary Stats & Params'!$C$12=\"C\", B49*'B. PoF Summary Stats & Params'!$I$8*'B. PoF Summary Stats & Params'!$I$10*A49^('B. PoF Summary Stats & Params'!$I$10-1), IF('B. PoF Summary Stats & Params'!$C$12=\"W\", B49*(('B. PoF Summary Stats & Params'!$M$14/'B. PoF Summary Stats & Params'!$O$14)*((A49)/'B. PoF Summary Stats & Params'!$O$14)^('B. PoF Summary Stats & Params'!$M$14-1)), \"Choose Model\"))","v":6.3323388413760286E-3},{"$f":"IF('B. PoF Summary Stats & Params'!$C$12=\"C\", B49*'B. PoF Summary Stats & Params'!$I$8*'B. PoF Summary Stats & Params'!$I$6*A49^('B. PoF Summary Stats & Params'!$I$6-1), IF('B. PoF Summary Stats & Params'!$C$12=\"W\", B49*(('B. PoF Summary Stats & Params'!$M$6/'B. PoF Summary Stats & Params'!$M$8)*((A49)/'B. PoF Summary Stats & Params'!$M$8)^('B. PoF Summary Stats & Params'!$M$6-1)), \"Choose Model\"))","v":6.1753384090111937E-3},{"$f":"IF('B. PoF Summary Stats & Params'!$C$12=\"C\", B49*'B. PoF Summary Stats & Params'!$I$8*'B. PoF Summary Stats & Params'!$I$12*A49^('B. PoF Summary Stats & Params'!$I$12-1), IF('B. PoF Summary Stats & Params'!$C$12=\"W\", B49*(('B. PoF Summary Stats & Params'!$M$12/'B. PoF Summary Stats & Params'!$O$12)*((A49)/'B. PoF Summary Stats & Params'!$O$12)^('B. PoF Summary Stats & Params'!$M$12-1)), \"Choose Model\"))","v":6.0224792732075042E-3}]
[46,1,{"$f":"IF('B. PoF Summary Stats & Params'!$C$12=\"C\", B50*'B. PoF Summary Stats & Params'!$I$8*'B. PoF Summary Stats & Params'!$I$10*A50^('B. PoF Summary Stats & Params'!$I$10-1), IF('B. PoF Summary Stats & Params'!$C$12=\"W\", B50*(('B. PoF Summary Stats & Params'!$M$14/'B. PoF Summary Stats & Params'!$O$14)*((A50)/'B. PoF Summary Stats & Params'!$O$14)^('B. PoF Summary Stats & Params'!$M$14-1)), \"Choose Model\"))","v":6.5951242798780157E-3},{"$f":"IF('B. PoF Summary Stats & Params'!$C$12=\"C\", B50*'B. PoF Summary Stats & Params'!$I$8*'B. PoF Summary Stats & Params'!$I$6*A50^('B. PoF Summary Stats & Params'!$I$6-1), IF('B. PoF Summary Stats & Params'!$C$12=\"W\", B50*(('B. PoF Summary Stats & Params'!$M$6/'B. PoF Summary Stats & Params'!$M$8)*((A50)/'B. PoF Summary Stats & Params'!$M$8)^('B. PoF Summary Stats & Params'!$M$6-1)), \"Choose Model\"))","v":6.4307603913707524E-3},{"$f":"IF('B. PoF Summary Stats & Params'!$C$12=\"C\", B50*'B. PoF Summary Stats & Params'!$I$8*'B. PoF Summary Stats & Params'!$I$12*A50^('B. PoF Summary Stats & Params'!$I$12-1), IF('B. PoF Summary Stats & Params'!$C$12=\"W\", B50*(('B. PoF Summary Stats & Params'!$M$12/'B. PoF Summary Stats & Params'!$O$12)*((A50)/'B. PoF Summary Stats & Params'!$O$12)^('B. PoF Summary Stats & Params'!$M$12-1)), \"Choose Model\"))","v":6.2707379719837272E-3}]
[47,1,{"$f":"IF('B. PoF Summary Stats & Params'!$C$12=\"C\", B51*'B. PoF Summary Stats & Params'!$I$8*'B. PoF Summary Stats & Params'!$I$10*A51^('B. PoF Summary Stats & Params'!$I$10-1), IF('B. PoF Summary Stats & Params'!$C$12=\"W\", B51*(('B. PoF Summary Stats & Params'!$M$14/'B. PoF Summary Stats & Params'!$O$14)*((A51)/'B. PoF Summary Stats & Params'!$O$14)^('B. PoF Summary Stats & Params'!$M$14-1)), \"Choose Model\"))","v":6.8628109014573415E-3},{"$f":"IF('B. PoF Summary Stats & Params'!$C$12=\"C\", B51*'B. PoF Summary Stats & Params'!$I$8*'B. PoF Summary Stats & Params'!$I$6*A51^('B. PoF Summary Stats & Params'!$I$6-1), IF('B. PoF Summary Stats & Params'!$C$12=\"W\", B51*(('B. PoF Summary Stats & Params'!$M$6/'B. PoF Summary Stats & Params'!$M$8)*((A51)/'B. PoF Summary Stats & Params'!$M$8)^('B. PoF Summary Stats & Params'!$M$6-1)), \"Choose Model\"))","v":6.6909122862977531E-3},{"$f":"IF('B. PoF Summary Stats & Params'!$C$12=\"C\", B51*'B. PoF Summary Stats & Params'!$I$8*'B. PoF Summary Stats & Params'!$I$12*A51^('B. PoF Summary Stats & Params'!$I$12-1), IF('B. PoF Summary Stats & Params'!$C$12=\"W\", B51*(('B. PoF Summary Stats & Params'!$M$12/'B. PoF Summary Stats & Params'!$O$12)*((A51)/'B. PoF Summary Stats & Params'!$O$12)^('B. PoF Summary Stats & Params'!$M$12-1)), \"Choose Model\"))","v":6.5235604043133409E-3}]
[48,1,{"$f":"IF('B. PoF Summary Stats & Params'!$C$12=\"C\", B52*'B. PoF Summary Stats & Params'!$I$8*'B. PoF Summary Stats & Params'!$I$10*A52^('B. PoF Summary Stats & Params'!$I$10-1), IF('B. PoF Summary Stats & Params'!$C$12=\"W\", B52*(('B. PoF Summary Stats & Params'!$M$14/'B. PoF Summary Stats & Params'!$O$14)*((A52)/'B. PoF Summary Stats & Params'!$O$14)^('B. PoF Summary Stats & Params'!$M$14-1)), \"Choose Model\"))","v":7.1353829193140971E-3},{"$f":"IF('B. PoF Summary Stats & Params'!$C$12=\"C\", B52*'B. PoF Summary Stats & Params'!$I$8*'B. PoF Summary Stats & Params'!$I$6*A52^('B. PoF Summary Stats & Params'!$I$6-1), IF('B. PoF Summary Stats & Params'!$C$12=\"W\", B52*(('B. PoF Summary Stats & Params'!$M$6/'B. PoF Summary Stats & Params'!$M$8)*((A52)/'B. PoF Summary Stats & Params'!$M$8)^('B. PoF Summary Stats & Params'!$M$6-1)), \"Choose Model\"))","v":6.9557782502667788E-3},{"$f":"IF('B. PoF Summary Stats & Params'!$C$12=\"C\", B52*'B. PoF Summary Stats & Params'!$I$8*'B. PoF Summary Stats & Params'!$I$12*A52^('B. PoF Summary Stats & Params'!$I$12-1), IF('B. PoF Summary Stats & Params'!$C$12=\"W\", B52*(('B. PoF Summary Stats & Params'!$M$12/'B. PoF Summary Stats & Params'!$O$12)*((A52)/'B. PoF Summary Stats & Params'!$O$12)^('B. PoF Summary Stats & Params'!$M$12-1)), \"Choose Model\"))","v":6.7809306865890913E-3}]
[49,1,{"$f":"IF('B. PoF Summary Stats & Params'!$C$12=\"C\", B53*'B. PoF Summary Stats & Params'!$I$8*'B. PoF Summary Stats & Params'!$I$10*A53^('B. PoF Summary Stats & Params'!$I$10-1), IF('B. PoF Summary Stats & Params'!$C$12=\"W\", B53*(('B. PoF Summary Stats & Params'!$M$14/'B. PoF Summary Stats & Params'!$O$14)*((A53)/'B. PoF Summary Stats & Params'!$O$14)^('B. PoF Summary Stats & Params'!$M$14-1)), \"Choose Model\"))","v":7.412824928339762E-3},{"$f":"IF('B. PoF Summary Stats & Params'!$C$12=\"C\", B53*'B. PoF Summary Stats & Params'!$I$8*'B. PoF Summary Stats & Params'!$I$6*A53^('B. PoF Summary Stats & Params'!$I$6-1), IF('B. PoF Summary Stats & Params'!$C$12=\"W\", B53*(('B. PoF Summary Stats & Params'!$M$6/'B. PoF Summary Stats & Params'!$M$8)*((A53)/'B. PoF Summary Stats & Params'!$M$8)^('B. PoF Summary Stats & Params'!$M$6-1)), \"Choose Model\"))","v":7.2253428247896741E-3},{"$f":"IF('B. PoF Summary Stats & Params'!$C$12=\"C\", B53*'B. PoF Summary Stats & Params'!$I$8*'B. PoF Summary Stats & Params'!$I$12*A53^('B. PoF Summary Stats & Params'!$I$12-1), IF('B. PoF Summary Stats & Params'!$C$12=\"W\", B53*(('B. PoF Summary Stats & Params'!$M$12/'B. PoF Summary Stats & Params'!$O$12)*((A53)/'B. PoF Summary Stats & Params'!$O$12)^('B. PoF Summary Stats & Params'!$M$12-1)), \"Choose Model\"))","v":7.0428333232271691E-3}]
[50,1,{"$f":"IF('B. PoF Summary Stats & Params'!$C$12=\"C\", B54*'B. PoF Summary Stats & Params'!$I$8*'B. PoF Summary Stats & Params'!$I$10*A54^('B. PoF Summary Stats & Params'!$I$10-1), IF('B. PoF Summary Stats & Params'!$C$12=\"W\", B54*(('B. PoF Summary Stats & Params'!$M$14/'B. PoF Summary Stats & Params'!$O$14)*((A54)/'B. PoF Summary Stats & Params'!$O$14)^('B. PoF Summary Stats & Params'!$M$14-1)), \"Choose Model\"))","v":7.695121888217517E-3},{"$f":"IF('B. PoF Summary Stats & Params'!$C$12=\"C\", B54*'B. PoF Summary Stats & Params'!$I$8*'B. PoF Summary Stats & Params'!$I$6*A54^('B. PoF Summary Stats & Params'!$I$6-1), IF('B. PoF Summary Stats & Params'!$C$12=\"W\", B54*(('B. PoF Summary Stats & Params'!$M$6/'B. PoF Summary Stats & Params'!$M$8)*((A54)/'B. PoF Summary Stats & Params'!$M$8)^('B. PoF Summary Stats & Params'!$M$6-1)), \"Choose Model\"))","v":7.499590919321196E-3},{"$f":"IF('B. PoF Summary Stats & Params'!$C$12=\"C\", B54*'B. PoF Summary Stats & Params'!$I$8*'B. PoF Summary Stats & Params'!$I$12*A54^('B. PoF Summary Stats & Params'!$I$12-1), IF('B. PoF Summary Stats & Params'!$C$12=\"W\", B54*(('B. PoF Summary Stats & Params'!$M$12/'B. PoF Summary Stats & Params'!$O$12)*((A54)/'B. PoF Summary Stats & Params'!$O$12)^('B. PoF Summary Stats & Params'!$M$12-1)), \"Choose Model\"))","v":7.3092531893926196E-3}]
[51,1,{"$f":"IF('B. PoF Summary Stats & Params'!$C$12=\"C\", B55*'B. PoF Summary Stats & Params'!$I$8*'B. PoF Summary Stats & Params'!$I$10*A55^('B. PoF Summary Stats & Params'!$I$10-1), IF('B. PoF Summary Stats & Params'!$C$12=\"W\", B55*(('B. PoF Summary Stats & Params'!$M$14/'B. PoF Summary Stats & Params'!$O$14)*((A55)/'B. PoF Summary Stats & Params'!$O$14)^('B. PoF Summary Stats & Params'!$M$14-1)), \"Choose Model\"))","v":7.9822591075968084E-3},{"$f":"IF('B. PoF Summary Stats & Params'!$C$12=\"C\", B55*'B. PoF Summary Stats & Params'!$I$8*'B. PoF Summary Stats & Params'!$I$6*A55^('B. PoF Summary Stats & Params'!$I$6-1), IF('B. PoF Summary Stats & Params'!$C$12=\"W\", B55*(('B. PoF Summary Stats & Params'!$M$6/'B. PoF Summary Stats & Params'!$M$8)*((A55)/'B. PoF Summary Stats & Params'!$M$8)^('B. PoF Summary Stats & Params'!$M$6-1)), \"Choose Model\"))","v":7.7785077952532786E-3},{"$f":"IF('B. PoF Summary Stats & Params'!$C$12=\"C\", B55*'B. PoF Summary Stats & Params'!$I$8*'B. PoF Summary Stats & Params'!$I$12*A55^('B. PoF Summary Stats & Params'!$I$12-1), IF('B. PoF Summary Stats & Params'!$C$12=\"W\", B55*(('B. PoF Summary Stats & Params'!$M$12/'B. PoF Summary Stats & Params'!$O$12)*((A55)/'B. PoF Summary Stats & Params'!$O$12)^('B. PoF Summary Stats & Params'!$M$12-1)), \"Choose Model\"))","v":7.5801755148269239E-3}]
[52,1,{"$f":"IF('B. PoF Summary Stats & Params'!$C$12=\"C\", B56*'B. PoF Summary Stats & Params'!$I$8*'B. PoF Summary Stats & Params'!$I$10*A56^('B. PoF Summary Stats & Params'!$I$10-1), IF('B. PoF Summary Stats & Params'!$C$12=\"W\", B56*(('B. PoF Summary Stats & Params'!$M$14/'B. PoF Summary Stats & Params'!$O$14)*((A56)/'B. PoF Summary Stats & Params'!$O$14)^('B. PoF Summary Stats & Params'!$M$14-1)), \"Choose Model\"))","v":8.2742222292539486E-3},{"$f":"IF('B. PoF Summary Stats & Params'!$C$12=\"C\", B56*'B. PoF Summary Stats & Params'!$I$8*'B. PoF Summary Stats & Params'!$I$6*A56^('B. PoF Summary Stats & Params'!$I$6-1), IF('B. PoF Summary Stats & Params'!$C$12=\"W\", B56*(('B. PoF Summary Stats & Params'!$M$6/'B. PoF Summary Stats & Params'!$M$8)*((A56)/'B. PoF Summary Stats & Params'!$M$8)^('B. PoF Summary Stats & Params'!$M$6-1)), \"Choose Model\"))","v":8.0620790509084456E-3},{"$f":"IF('B. PoF Summary Stats & Params'!$C$12=\"C\", B56*'B. PoF Summary Stats & Params'!$I$8*'B. PoF Summary Stats & Params'!$I$12*A56^('B. PoF Summary Stats & Params'!$I$12-1), IF('B. PoF Summary Stats & Params'!$C$12=\"W\", B56*(('B. PoF Summary Stats & Params'!$M$12/'B. PoF Summary Stats & Params'!$O$12)*((A56)/'B. PoF Summary Stats & Params'!$O$12)^('B. PoF Summary Stats & Params'!$M$12-1)), \"Choose Model\"))","v":7.8555858686870164E-3}]
[53,1,{"$f":"IF('B. PoF Summary Stats & Params'!$C$12=\"C\", B57*'B. PoF Summary Stats & Params'!$I$8*'B. PoF Summary Stats & Params'!$I$10*A57^('B. PoF Summary Stats & Params'!$I$10-1), IF('B. PoF Summary Stats & Params'!$C$12=\"W\", B57*(('B. PoF Summary Stats & Params'!$M$14/'B. PoF Summary Stats & Params'!$O$14)*((A57)/'B. PoF Summary Stats & Params'!$O$14)^('B. PoF Summary Stats & Params'!$M$14-1)), \"Choose Model\"))","v":8.5709972161594136E-3},{"$f":"IF('B. PoF Summary Stats & Params'!$C$12=\"C\", B57*'B. PoF Summary Stats & Params'!$I$8*'B. PoF Summary Stats & Params'!$I$6*A57^('B. PoF Summary Stats & Params'!$I$6-1), IF('B. PoF Summary Stats & Params'!$C$12=\"W\", B57*(('B. PoF Summary Stats & Params'!$M$6/'B. PoF Summary Stats & Params'!$M$8)*((A57)/'B. PoF Summary Stats & Params'!$M$8)^('B. PoF Summary Stats & Params'!$M$6-1)), \"Choose Model\"))","v":8.3502906074518091E-3},{"$f":"IF('B. PoF Summary Stats & Params'!$C$12=\"C\", B57*'B. PoF Summary Stats & Params'!$I$8*'B. PoF Summary Stats & Params'!$I$12*A57^('B. PoF Summary Stats & Params'!$I$12-1), IF('B. PoF Summary Stats & Params'!$C$12=\"W\", B57*(('B. PoF Summary Stats & Params'!$M$12/'B. PoF Summary Stats & Params'!$O$12)*((A57)/'B. PoF Summary Stats & Params'!$O$12)^('B. PoF Summary Stats & Params'!$M$12-1)), \"Choose Model\"))","v":8.1354701453140495E-3}]
[54,1,{"$f":"IF('B. PoF Summary Stats & Params'!$C$12=\"C\", B58*'B. PoF Summary Stats & Params'!$I$8*'B. PoF Summary Stats & Params'!$I$10*A58^('B. PoF Summary Stats & Params'!$I$10-1), IF('B. PoF Summary Stats & Params'!$C$12=\"W\", B58*(('B. PoF Summary Stats & Params'!$M$14/'B. PoF Summary Stats & Params'!$O$14)*((A58)/'B. PoF Summary Stats & Params'!$O$14)^('B. PoF Summary Stats & Params'!$M$14-1)), \"Choose Model\"))","v":8.8725703383802194E-3},{"$f":"IF('B. PoF Summary Stats & Params'!$C$12=\"C\", B58*'B. PoF Summary Stats & Params'!$I$8*'B. PoF Summary Stats & Params'!$I$6*A58^('B. PoF Summary Stats & Params'!$I$6-1), IF('B. PoF Summary Stats & Params'!$C$12=\"W\", B58*(('B. PoF Summary Stats & Params'!$M$6/'B. PoF Summary Stats & Params'!$M$8)*((A58)/'B. PoF Summary Stats & Params'!$M$8)^('B. PoF Summary Stats & Params'!$M$6-1)), \"Choose Model\"))","v":8.6431286956490019E-3},{"$f":"IF('B. PoF Summary Stats & Params'!$C$12=\"C\", B58*'B. PoF Summary Stats & Params'!$I$8*'B. PoF Summary Stats & Params'!$I$12*A58^('B. PoF Summary Stats & Params'!$I$12-1), IF('B. PoF Summary Stats & Params'!$C$12=\"W\", B58*(('B. PoF Summary Stats & Params'!$M$12/'B. PoF Summary Stats & Params'!$O$12)*((A58)/'B. PoF Summary Stats & Params'!$O$12)^('B. PoF Summary Stats & Params'!$M$12-1)), \"Choose Model\"))","v":8.4198145508583462E-3}]
[55,1,{"$f":"IF('B. PoF Summary Stats & Params'!$C$12=\"C\", B59*'B. PoF Summary Stats & Params'!$I$8*'B. PoF Summary Stats & Params'!$I$10*A59^('B. PoF Summary Stats & Params'!$I$10-1), IF('B. PoF Summary Stats & Params'!$C$12=\"W\", B59*(('B. PoF Summary Stats & Params'!$M$14/'B. PoF Summary Stats & Params'!$O$14)*((A59)/'B. PoF Summary Stats & Params'!$O$14)^('B. PoF Summary Stats & Params'!$M$14-1)), \"Choose Model\"))","v":9.1789281607526588E-3},{"$f":"IF('B. PoF Summary Stats & Params'!$C$12=\"C\", B59*'B. PoF Summary Stats & Params'!$I$8*'B. PoF Summary Stats & Params'!$I$6*A59^('B. PoF Summary Stats & Params'!$I$6-1), IF('B. PoF Summary Stats & Params'!$C$12=\"W\", B59*(('B. PoF Summary Stats & Params'!$M$6/'B. PoF Summary Stats & Params'!$M$8)*((A59)/'B. PoF Summary Stats & Params'!$M$8)^('B. PoF Summary Stats & Params'!$M$6-1)), \"Choose Model\"))","v":8.9405798434044111E-3},{"$f":"IF('B. PoF Summary Stats & Params'!$C$12=\"C\", B59*'B. PoF Summary Stats & Params'!$I$8*'B. PoF Summary Stats & Params'!$I$12*A59^('B. PoF Summary Stats & Params'!$I$12-1), IF('B. PoF Summary Stats & Params'!$C$12=\"W\", B59*(('B. PoF Summary Stats & Params'!$M$12/'B. PoF Summary Stats & Params'!$O$12)*((A59)/'B. PoF Summary Stats & Params'!$O$12)^('B. PoF Summary Stats & Params'!$M$12-1)), \"Choose Model\"))","v":8.7086055906939273E-3}]
[56,1,{"$f":"IF('B. PoF Summary Stats & Params'!$C$12=\"C\", B60*'B. PoF Summary Stats & Params'!$I$8*'B. PoF Summary Stats & Params'!$I$10*A60^('B. PoF Summary Stats & Params'!$I$10-1), IF('B. PoF Summary Stats & Params'!$C$12=\"W\", B60*(('B. PoF Summary Stats & Params'!$M$14/'B. PoF Summary Stats & Params'!$O$14)*((A60)/'B. PoF Summary Stats & Params'!$O$14)^('B. PoF Summary Stats & Params'!$M$14-1)), \"Choose Model\"))","v":9.4900575312667716E-3},{"$f":"IF('B. PoF Summary Stats & Params'!$C$12=\"C\", B60*'B. PoF Summary Stats & Params'!$I$8*'B. PoF Summary Stats & Params'!$I$6*A60^('B. PoF Summary Stats & Params'!$I$6-1), IF('B. PoF Summary Stats & Params'!$C$12=\"W\", B60*(('B. PoF Summary Stats & Params'!$M$6/'B. PoF Summary Stats & Params'!$M$8)*((A60)/'B. PoF Summary Stats & Params'!$M$8)^('B. PoF Summary Stats & Params'!$M$6-1)), \"Choose Model\"))","v":9.2426308640202789E-3},{"$f":"IF('B. PoF Summary Stats & Params'!$C$12=\"C\", B60*'B. PoF Summary Stats & Params'!$I$8*'B. PoF Summary Stats & Params'!$I$12*A60^('B. PoF Summary Stats & Params'!$I$12-1), IF('B. PoF Summary Stats & Params'!$C$12=\"W\", B60*(('B. PoF Summary Stats & Params'!$M$12/'B. PoF Summary Stats & Params'!$O$12)*((A60)/'B. PoF Summary Stats & Params'!$O$12)^('B. PoF Summary Stats & Params'!$M$12-1)), \"Choose Model\"))","v":9.0018300575624485E-3}]
[57,1,{"$f":"IF('B. PoF Summary Stats & Params'!$C$12=\"C\", B61*'B. PoF Summary Stats & Params'!$I$8*'B. PoF Summary Stats & Params'!$I$10*A61^('B. PoF Summary Stats & Params'!$I$10-1), IF('B. PoF Summary Stats & Params'!$C$12=\"W\", B61*(('B. PoF Summary Stats & Params'!$M$14/'B. PoF Summary Stats & Params'!$O$14)*((A61)/'B. PoF Summary Stats & Params'!$O$14)^('B. PoF Summary Stats & Params'!$M$14-1)), \"Choose Model\"))","v":9.8059455701094561E-3},{"$f":"IF('B. PoF Summary Stats & Params'!$C$12=\"C\", B61*'B. PoF Summary Stats & Params'!$I$8*'B. PoF Summary Stats & Params'!$I$6*A61^('B. PoF Summary Stats & Params'!$I$6-1), IF('B. PoF Summary Stats & Params'!$C$12=\"W\", B61*(('B. PoF Summary Stats & Params'!$M$6/'B. PoF Summary Stats & Params'!$M$8)*((A61)/'B. PoF Summary Stats & Params'!$M$8)^('B. PoF Summary Stats & Params'!$M$6-1)), \"Choose Model\"))","v":9.5492688451227197E-3},{"$f":"IF('B. PoF Summary Stats & Params'!$C$12=\"C\", B61*'B. PoF Summary Stats & Params'!$I$8*'B. PoF Summary Stats & Params'!$I$12*A61^('B. PoF Summary Stats & Params'!$I$12-1), IF('B. PoF Summary Stats & Params'!$C$12=\"W\", B61*(('B. PoF Summary Stats & Params'!$M$12/'B. PoF Summary Stats & Params'!$O$12)*((A61)/'B. PoF Summary Stats & Params'!$O$12)^('B. PoF Summary Stats & Params'!$M$12-1)), \"Choose Model\"))","v":9.2994750203918321E-3}]
[58,1,{"$f":"IF('B. PoF Summary Stats & Params'!$C$12=\"C\", B62*'B. PoF Summary Stats & Params'!$I$8*'B. PoF Summary Stats & Params'!$I$10*A62^('B. PoF Summary Stats & Params'!$I$10-1), IF('B. PoF Summary Stats & Params'!$C$12=\"W\", B62*(('B. PoF Summary Stats & Params'!$M$14/'B. PoF Summary Stats & Params'!$O$14)*((A62)/'B. PoF Summary Stats & Params'!$O$14)^('B. PoF Summary Stats & Params'!$M$14-1)), \"Choose Model\"))","v":1.0126579659317765E-2},{"$f":"IF('B. PoF Summary Stats & Params'!$C$12=\"C\", B62*'B. PoF Summary Stats & Params'!$I$8*'B. PoF Summary Stats & Params'!$I$6*A62^('B. PoF Summary Stats & Params'!$I$6-1), IF('B. PoF Summary Stats & Params'!$C$12=\"W\", B62*(('B. PoF Summary Stats & Params'!$M$6/'B. PoF Summary Stats & Params'!$M$8)*((A62)/'B. PoF Summary Stats & Params'!$M$8)^('B. PoF Summary Stats & Params'!$M$6-1)), \"Choose Model\"))","v":9.8604811382056456E-3},{"$f":"IF('B. PoF Summary Stats & Params'!$C$12=\"C\", B62*'B. PoF Summary Stats & Params'!$I$8*'B. PoF Summary Stats & Params'!$I$12*A62^('B. PoF Summary Stats & Params'!$I$12-1), IF('B. PoF Summary Stats & Params'!$C$12=\"W\", B62*(('B. PoF Summary Stats & Params'!$M$12/'B. PoF Summary Stats & Params'!$O$12)*((A62)/'B. PoF Summary Stats & Params'!$O$12)^('B. PoF Summary Stats & Params'!$M$12-1)), \"Choose Model\"))","v":9.6015278137400167E-3}]
[59,1,{"$f":"IF('B. PoF Summary Stats & Params'!$C$12=\"C\", B63*'B. PoF Summary Stats & Params'!$I$8*'B. PoF Summary Stats & Params'!$I$10*A63^('B. PoF Summary Stats & Params'!$I$10-1), IF('B. PoF Summary Stats & Params'!$C$12=\"W\", B63*(('B. PoF Summary Stats & Params'!$M$14/'B. PoF Summary Stats & Params'!$O$14)*((A63)/'B. PoF Summary Stats & Params'!$O$14)^('B. PoF Summary Stats & Params'!$M$14-1)), \"Choose Model\"))","v":1.0451947432998508E-2},{"$f":"IF('B. PoF Summary Stats & Params'!$C$12=\"C\", B63*'B. PoF Summary Stats & Params'!$I$8*'B. PoF Summary Stats & Params'!$I$6*A63^('B. PoF Summary Stats & Params'!$I$6-1), IF('B. PoF Summary Stats & Params'!$C$12=\"W\", B63*(('B. PoF Summary Stats & Params'!$M$6/'B. PoF Summary Stats & Params'!$M$8)*((A63)/'B. PoF Summary Stats & Params'!$M$8)^('B. PoF Summary Stats & Params'!$M$6-1)), \"Choose Model\"))","v":1.0176255348747996E-2},{"$f":"IF('B. PoF Summary Stats & Params'!$C$12=\"C\", B63*'B. PoF Summary Stats & Params'!$I$8*'B. PoF Summary Stats & Params'!$I$12*A63^('B. PoF Summary Stats & Params'!$I$12-1), IF('B. PoF Summary Stats & Params'!$C$12=\"W\", B63*(('B. PoF Summary Stats & Params'!$M$12/'B. PoF Summary Stats & Params'!$O$12)*((A63)/'B. PoF Summary Stats & Params'!$O$12)^('B. PoF Summary Stats & Params'!$M$12-1)), \"Choose Model\"))","v":9.9079760278185623E-3}]
[60,1,{"$f":"IF('B. PoF Summary Stats & Params'!$C$12=\"C\", B64*'B. PoF Summary Stats & Params'!$I$8*'B. PoF Summary Stats & Params'!$I$10*A64^('B. PoF Summary Stats & Params'!$I$10-1), IF('B. PoF Summary Stats & Params'!$C$12=\"W\", B64*(('B. PoF Summary Stats & Params'!$M$14/'B. PoF Summary Stats & Params'!$O$14)*((A64)/'B. PoF Summary Stats & Params'!$O$14)^('B. PoF Summary Stats & Params'!$M$14-1)), \"Choose Model\"))","v":1.0782036768073947E-2},{"$f":"IF('B. PoF Summary Stats & Params'!$C$12=\"C\", B64*'B. PoF Summary Stats & Params'!$I$8*'B. PoF Summary Stats & Params'!$I$6*A64^('B. PoF Summary Stats & Params'!$I$6-1), IF('B. PoF Summary Stats & Params'!$C$12=\"W\", B64*(('B. PoF Summary Stats & Params'!$M$6/'B. PoF Summary Stats & Params'!$M$8)*((A64)/'B. PoF Summary Stats & Params'!$M$8)^('B. PoF Summary Stats & Params'!$M$6-1)), \"Choose Model\"))","v":1.0496579326863606E-2},{"$f":"IF('B. PoF Summary Stats & Params'!$C$12=\"C\", B64*'B. PoF Summary Stats & Params'!$I$8*'B. PoF Summary Stats & Params'!$I$12*A64^('B. PoF Summary Stats & Params'!$I$12-1), IF('B. PoF Summary Stats & Params'!$C$12=\"W\", B64*(('B. PoF Summary Stats & Params'!$M$12/'B. PoF Summary Stats & Params'!$O$12)*((A64)/'B. PoF Summary Stats & Params'!$O$12)^('B. PoF Summary Stats & Params'!$M$12-1)), \"Choose Model\"))","v":1.0218807499054933E-2}]
[61,1,{"$f":"IF('B. PoF Summary Stats & Params'!$C$12=\"C\", B65*'B. PoF Summary Stats & Params'!$I$8*'B. PoF Summary Stats & Params'!$I$10*A65^('B. PoF Summary Stats & Params'!$I$10-1), IF('B. PoF Summary Stats & Params'!$C$12=\"W\", B65*(('B. PoF Summary Stats & Params'!$M$14/'B. PoF Summary Stats & Params'!$O$14)*((A65)/'B. PoF Summary Stats & Params'!$O$14)^('B. PoF Summary Stats & Params'!$M$14-1)), \"Choose Model\"))","v":1.1116835775516977E-2},{"$f":"IF('B. PoF Summary Stats & Params'!$C$12=\"C\", B65*'B. PoF Summary Stats & Params'!$I$8*'B. PoF Summary Stats & Params'!$I$6*A65^('B. PoF Summary Stats & Params'!$I$6-1), IF('B. PoF Summary Stats & Params'!$C$12=\"W\", B65*(('B. PoF Summary Stats & Params'!$M$6/'B. PoF Summary Stats & Params'!$M$8)*((A65)/'B. PoF Summary Stats & Params'!$M$8)^('B. PoF Summary Stats & Params'!$M$6-1)), \"Choose Model\"))","v":1.0821441158446476E-2},{"$f":"IF('B. PoF Summary Stats & Params'!$C$12=\"C\", B65*'B. PoF Summary Stats & Params'!$I$8*'B. PoF Summary Stats & Params'!$I$12*A65^('B. PoF Summary Stats & Params'!$I$12-1), IF('B. PoF Summary Stats & Params'!$C$12=\"W\", B65*(('B. PoF Summary Stats & Params'!$M$12/'B. PoF Summary Stats & Params'!$O$12)*((A65)/'B. PoF Summary Stats & Params'!$O$12)^('B. PoF Summary Stats & Params'!$M$12-1)), \"Choose Model\"))","v":1.0534010301155814E-2}]
[62,1,{"$f":"IF('B. PoF Summary Stats & Params'!$C$12=\"C\", B66*'B. PoF Summary Stats & Params'!$I$8*'B. PoF Summary Stats & Params'!$I$10*A66^('B. PoF Summary Stats & Params'!$I$10-1), IF('B. PoF Summary Stats & Params'!$C$12=\"W\", B66*(('B. PoF Summary Stats & Params'!$M$14/'B. PoF Summary Stats & Params'!$O$14)*((A66)/'B. PoF Summary Stats & Params'!$O$14)^('B. PoF Summary Stats & Params'!$M$14-1)), \"Choose Model\"))","v":1.1456332792042169E-2},{"$f":"IF('B. PoF Summary Stats & Params'!$C$12=\"C\", B66*'B. PoF Summary Stats & Params'!$I$8*'B. PoF Summary Stats & Params'!$I$6*A66^('B. PoF Summary Stats & Params'!$I$6-1), IF('B. PoF Summary Stats & Params'!$C$12=\"W\", B66*(('B. PoF Summary Stats & Params'!$M$6/'B. PoF Summary Stats & Params'!$M$8)*((A66)/'B. PoF Summary Stats & Params'!$M$8)^('B. PoF Summary Stats & Params'!$M$6-1)), \"Choose Model\"))","v":1.11508291567775E-2},{"$f":"IF('B. PoF Summary Stats & Params'!$C$12=\"C\", B66*'B. PoF Summary Stats & Params'!$I$8*'B. PoF Summary Stats & Params'!$I$12*A66^('B. PoF Summary Stats & Params'!$I$12-1), IF('B. PoF Summary Stats & Params'!$C$12=\"W\", B66*(('B. PoF Summary Stats & Params'!$M$12/'B. PoF Summary Stats & Params'!$O$12)*((A66)/'B. PoF Summary Stats & Params'!$O$12)^('B. PoF Summary Stats & Params'!$M$12-1)), \"Choose Model\"))","v":1.0853572736636983E-2}]
[63,1,{"$f":"IF('B. PoF Summary Stats & Params'!$C$12=\"C\", B67*'B. PoF Summary Stats & Params'!$I$8*'B. PoF Summary Stats & Params'!$I$10*A67^('B. PoF Summary Stats & Params'!$I$10-1), IF('B. PoF Summary Stats & Params'!$C$12=\"W\", B67*(('B. PoF Summary Stats & Params'!$M$14/'B. PoF Summary Stats & Params'!$O$14)*((A67)/'B. PoF Summary Stats & Params'!$O$14)^('B. PoF Summary Stats & Params'!$M$14-1)), \"Choose Model\"))","v":1.1800516372222025E-2},{"$f":"IF('B. PoF Summary Stats & Params'!$C$12=\"C\", B67*'B. PoF Summary Stats & Params'!$I$8*'B. PoF Summary Stats & Params'!$I$6*A67^('B. PoF Summary Stats & Params'!$I$6-1), IF('B. PoF Summary Stats & Params'!$C$12=\"W\", B67*(('B. PoF Summary Stats & Params'!$M$6/'B. PoF Summary Stats & Params'!$M$8)*((A67)/'B. PoF Summary Stats & Params'!$M$8)^('B. PoF Summary Stats & Params'!$M$6-1)), \"Choose Model\"))","v":1.1484731854561486E-2},{"$f":"IF('B. PoF Summary Stats & Params'!$C$12=\"C\", B67*'B. PoF Summary Stats & Params'!$I$8*'B. PoF Summary Stats & Params'!$I$12*A67^('B. PoF Summary Stats & Params'!$I$12-1), IF('B. PoF Summary Stats & Params'!$C$12=\"W\", B67*(('B. PoF Summary Stats & Params'!$M$12/'B. PoF Summary Stats & Params'!$O$12)*((A67)/'B. PoF Summary Stats & Params'!$O$12)^('B. PoF Summary Stats & Params'!$M$12-1)), \"Choose Model\"))","v":1.1177483328788264E-2}]
[64,1,{"$f":"IF('B. PoF Summary Stats & Params'!$C$12=\"C\", B68*'B. PoF Summary Stats & Params'!$I$8*'B. PoF Summary Stats & Params'!$I$10*A68^('B. PoF Summary Stats & Params'!$I$10-1), IF('B. PoF Summary Stats & Params'!$C$12=\"W\", B68*(('B. PoF Summary Stats & Params'!$M$14/'B. PoF Summary Stats & Params'!$O$14)*((A68)/'B. PoF Summary Stats & Params'!$O$14)^('B. PoF Summary Stats & Params'!$M$14-1)), \"Choose Model\"))","v":1.2149375281000208E-2},{"$f":"IF('B. PoF Summary Stats & Params'!$C$12=\"C\", B68*'B. PoF Summary Stats & Params'!$I$8*'B. PoF Summary Stats & Params'!$I$6*A68^('B. PoF Summary Stats & Params'!$I$6-1), IF('B. PoF Summary Stats & Params'!$C$12=\"W\", B68*(('B. PoF Summary Stats & Params'!$M$6/'B. PoF Summary Stats & Params'!$M$8)*((A68)/'B. PoF Summary Stats & Params'!$M$8)^('B. PoF Summary Stats & Params'!$M$6-1)), \"Choose Model\"))","v":1.1823137996365871E-2},{"$f":"IF('B. PoF Summary Stats & Params'!$C$12=\"C\", B68*'B. PoF Summary Stats & Params'!$I$8*'B. PoF Summary Stats & Params'!$I$12*A68^('B. PoF Summary Stats & Params'!$I$12-1), IF('B. PoF Summary Stats & Params'!$C$12=\"W\", B68*(('B. PoF Summary Stats & Params'!$M$12/'B. PoF Summary Stats & Params'!$O$12)*((A68)/'B. PoF Summary Stats & Params'!$O$12)^('B. PoF Summary Stats & Params'!$M$12-1)), \"Choose Model\"))","v":1.150573081404457E-2}]
[65,1,{"$f":"IF('B. PoF Summary Stats & Params'!$C$12=\"C\", B69*'B. PoF Summary Stats & Params'!$I$8*'B. PoF Summary Stats & Params'!$I$10*A69^('B. PoF Summary Stats & Params'!$I$10-1), IF('B. PoF Summary Stats & Params'!$C$12=\"W\", B69*(('B. PoF Summary Stats & Params'!$M$14/'B. PoF Summary Stats & Params'!$O$14)*((A69)/'B. PoF Summary Stats & Params'!$O$14)^('B. PoF Summary Stats & Params'!$M$14-1)), \"Choose Model\"))","v":1.2502898486575775E-2},{"$f":"IF('B. PoF Summary Stats & Params'!$C$12=\"C\", B69*'B. PoF Summary Stats & Params'!$I$8*'B. PoF Summary Stats & Params'!$I$6*A69^('B. PoF Summary Stats & Params'!$I$6-1), IF('B. PoF Summary Stats & Params'!$C$12=\"W\", B69*(('B. PoF Summary Stats & Params'!$M$6/'B. PoF Summary Stats & Params'!$M$8)*((A69)/'B. PoF Summary Stats & Params'!$M$8)^('B. PoF Summary Stats & Params'!$M$6-1)), \"Choose Model\"))","v":1.2166036531434873E-2},{"$f":"IF('B. PoF Summary Stats & Params'!$C$12=\"C\", B69*'B. PoF Summary Stats & Params'!$I$8*'B. PoF Summary Stats & Params'!$I$12*A69^('B. PoF Summary Stats & Params'!$I$12-1), IF('B. PoF Summary Stats & Params'!$C$12=\"W\", B69*(('B. PoF Summary Stats & Params'!$M$12/'B. PoF Summary Stats & Params'!$O$12)*((A69)/'B. PoF Summary Stats & Params'!$O$12)^('B. PoF Summary Stats & Params'!$M$12-1)), \"Choose Model\"))","v":1.1838304134736442E-2}]
[66,1,{"$f":"IF('B. PoF Summary Stats & Params'!$C$12=\"C\", B70*'B. PoF Summary Stats & Params'!$I$8*'B. PoF Summary Stats & Params'!$I$10*A70^('B. PoF Summary Stats & Params'!$I$10-1), IF('B. PoF Summary Stats & Params'!$C$12=\"W\", B70*(('B. PoF Summary Stats & Params'!$M$14/'B. PoF Summary Stats & Params'!$O$14)*((A70)/'B. PoF Summary Stats & Params'!$O$14)^('B. PoF Summary Stats & Params'!$M$14-1)), \"Choose Model\"))","v":1.2861075153634658E-2},{"$f":"IF('B. PoF Summary Stats & Params'!$C$12=\"C\", B70*'B. PoF Summary Stats & Params'!$I$8*'B. PoF Summary Stats & Params'!$I$6*A70^('B. PoF Summary Stats & Params'!$I$6-1), IF('B. PoF Summary Stats & Params'!$C$12=\"W\", B70*(('B. PoF Summary Stats & Params'!$M$6/'B. PoF Summary Stats & Params'!$M$8)*((A70)/'B. PoF Summary Stats & Params'!$M$8)^('B. PoF Summary Stats & Params'!$M$6-1)), \"Choose Model\"))","v":1.2513416606854922E-2},{"$f":"IF('B. PoF Summary Stats & Params'!$C$12=\"C\", B70*'B. PoF Summary Stats & Params'!$I$8*'B. PoF Summary Stats & Params'!$I$12*A70^('B. PoF Summary Stats & Params'!$I$12-1), IF('B. PoF Summary Stats & Params'!$C$12=\"W\", B70*(('B. PoF Summary Stats & Params'!$M$12/'B. PoF Summary Stats & Params'!$O$12)*((A70)/'B. PoF Summary Stats & Params'!$O$12)^('B. PoF Summary Stats & Params'!$M$12-1)), \"Choose Model\"))","v":1.2175192432195638E-2}]
[67,1,{"$f":"IF('B. PoF Summary Stats & Params'!$C$12=\"C\", B71*'B. PoF Summary Stats & Params'!$I$8*'B. PoF Summary Stats & Params'!$I$10*A71^('B. PoF Summary Stats & Params'!$I$10-1), IF('B. PoF Summary Stats & Params'!$C$12=\"W\", B71*(('B. PoF Summary Stats & Params'!$M$14/'B. PoF Summary Stats & Params'!$O$14)*((A71)/'B. PoF Summary Stats & Params'!$O$14)^('B. PoF Summary Stats & Params'!$M$14-1)), \"Choose Model\"))","v":1.3223894636906307E-2},{"$f":"IF('B. PoF Summary Stats & Params'!$C$12=\"C\", B71*'B. PoF Summary Stats & Params'!$I$8*'B. PoF Summary Stats & Params'!$I$6*A71^('B. PoF Summary Stats & Params'!$I$6-1), IF('B. PoF Summary Stats & Params'!$C$12=\"W\", B71*(('B. PoF Summary Stats & Params'!$M$6/'B. PoF Summary Stats & Params'!$M$8)*((A71)/'B. PoF Summary Stats & Params'!$M$8)^('B. PoF Summary Stats & Params'!$M$6-1)), \"Choose Model\"))","v":1.2865267561049047E-2},{"$f":"IF('B. PoF Summary Stats & Params'!$C$12=\"C\", B71*'B. PoF Summary Stats & Params'!$I$8*'B. PoF Summary Stats & Params'!$I$12*A71^('B. PoF Summary Stats & Params'!$I$12-1), IF('B. PoF Summary Stats & Params'!$C$12=\"W\", B71*(('B. PoF Summary Stats & Params'!$M$12/'B. PoF Summary Stats & Params'!$O$12)*((A71)/'B. PoF Summary Stats & Params'!$O$12)^('B. PoF Summary Stats & Params'!$M$12-1)), \"Choose Model\"))","v":1.2516385040193239E-2}]
[68,1,{"$f":"IF('B. PoF Summary Stats & Params'!$C$12=\"C\", B72*'B. PoF Summary Stats & Params'!$I$8*'B. PoF Summary Stats & Params'!$I$10*A72^('B. PoF Summary Stats & Params'!$I$10-1), IF('B. PoF Summary Stats & Params'!$C$12=\"W\", B72*(('B. PoF Summary Stats & Params'!$M$14/'B. PoF Summary Stats & Params'!$O$14)*((A72)/'B. PoF Summary Stats & Params'!$O$14)^('B. PoF Summary Stats & Params'!$M$14-1)), \"Choose Model\"))","v":1.3591346475025311E-2},{"$f":"IF('B. PoF Summary Stats & Params'!$C$12=\"C\", B72*'B. PoF Summary Stats & Params'!$I$8*'B. PoF Summary Stats & Params'!$I$6*A72^('B. PoF Summary Stats & Params'!$I$6-1), IF('B. PoF Summary Stats & Params'!$C$12=\"W\", B72*(('B. PoF Summary Stats & Params'!$M$6/'B. PoF Summary Stats & Params'!$M$8)*((A72)/'B. PoF Summary Stats & Params'!$M$8)^('B. PoF Summary Stats & Params'!$M$6-1)), \"Choose Model\"))","v":1.322157891757977E-2},{"$f":"IF('B. PoF Summary Stats & Params'!$C$12=\"C\", B72*'B. PoF Summary Stats & Params'!$I$8*'B. PoF Summary Stats & Params'!$I$12*A72^('B. PoF Summary Stats & Params'!$I$12-1), IF('B. PoF Summary Stats & Params'!$C$12=\"W\", B72*(('B. PoF Summary Stats & Params'!$M$12/'B. PoF Summary Stats & Params'!$O$12)*((A72)/'B. PoF Summary Stats & Params'!$O$12)^('B. PoF Summary Stats & Params'!$M$12-1)), \"Choose Model\"))","v":1.2861871478689453E-2}]
[69,1,{"$f":"IF('B. PoF Summary Stats & Params'!$C$12=\"C\", B73*'B. PoF Summary Stats & Params'!$I$8*'B. PoF Summary Stats & Params'!$I$10*A73^('B. PoF Summary Stats & Params'!$I$10-1), IF('B. PoF Summary Stats & Params'!$C$12=\"W\", B73*(('B. PoF Summary Stats & Params'!$M$14/'B. PoF Summary Stats & Params'!$O$14)*((A73)/'B. PoF Summary Stats & Params'!$O$14)^('B. PoF Summary Stats & Params'!$M$14-1)), \"Choose Model\"))","v":1.3963420384679197E-2},{"$f":"IF('B. PoF Summary Stats & Params'!$C$12=\"C\", B73*'B. PoF Summary Stats & Params'!$I$8*'B. PoF Summary Stats & Params'!$I$6*A73^('B. PoF Summary Stats & Params'!$I$6-1), IF('B. PoF Summary Stats & Params'!$C$12=\"W\", B73*(('B. PoF Summary Stats & Params'!$M$6/'B. PoF Summary Stats & Params'!$M$8)*((A73)/'B. PoF Summary Stats & Params'!$M$8)^('B. PoF Summary Stats & Params'!$M$6-1)), \"Choose Model\"))","v":1.3582340379241439E-2},{"$f":"IF('B. PoF Summary Stats & Params'!$C$12=\"C\", B73*'B. PoF Summary Stats & Params'!$I$8*'B. PoF Summary Stats & Params'!$I$12*A73^('B. PoF Summary Stats & Params'!$I$12-1), IF('B. PoF Summary Stats & Params'!$C$12=\"W\", B73*(('B. PoF Summary Stats & Params'!$M$12/'B. PoF Summary Stats & Params'!$O$12)*((A73)/'B. PoF Summary Stats & Params'!$O$12)^('B. PoF Summary Stats & Params'!$M$12-1)), \"Choose Model\"))","v":1.3211641447875918E-2}]
[70,1,{"$f":"IF('B. PoF Summary Stats & Params'!$C$12=\"C\", B74*'B. PoF Summary Stats & Params'!$I$8*'B. PoF Summary Stats & Params'!$I$10*A74^('B. PoF Summary Stats & Params'!$I$10-1), IF('B. PoF Summary Stats & Params'!$C$12=\"W\", B74*(('B. PoF Summary Stats & Params'!$M$14/'B. PoF Summary Stats & Params'!$O$14)*((A74)/'B. PoF Summary Stats & Params'!$O$14)^('B. PoF Summary Stats & Params'!$M$14-1)), \"Choose Model\"))","v":1.4340106255025114E-2},{"$f":"IF('B. PoF Summary Stats & Params'!$C$12=\"C\", B74*'B. PoF Summary Stats & Params'!$I$8*'B. PoF Summary Stats & Params'!$I$6*A74^('B. PoF Summary Stats & Params'!$I$6-1), IF('B. PoF Summary Stats & Params'!$C$12=\"W\", B74*(('B. PoF Summary Stats & Params'!$M$6/'B. PoF Summary Stats & Params'!$M$8)*((A74)/'B. PoF Summary Stats & Params'!$M$8)^('B. PoF Summary Stats & Params'!$M$6-1)), \"Choose Model\"))","v":1.394754182242453E-2},{"$f":"IF('B. PoF Summary Stats & Params'!$C$12=\"C\", B74*'B. PoF Summary Stats & Params'!$I$8*'B. PoF Summary Stats & Params'!$I$12*A74^('B. PoF Summary Stats & Params'!$I$12-1), IF('B. PoF Summary Stats & Params'!$C$12=\"W\", B74*(('B. PoF Summary Stats & Params'!$M$12/'B. PoF Summary Stats & Params'!$O$12)*((A74)/'B. PoF Summary Stats & Params'!$O$12)^('B. PoF Summary Stats & Params'!$M$12-1)), \"Choose Model\"))","v":1.3565684822492791E-2}]
[71,1,{"$f":"IF('B. PoF Summary Stats & Params'!$C$12=\"C\", B75*'B. PoF Summary Stats & Params'!$I$8*'B. PoF Summary Stats & Params'!$I$10*A75^('B. PoF Summary Stats & Params'!$I$10-1), IF('B. PoF Summary Stats & Params'!$C$12=\"W\", B75*(('B. PoF Summary Stats & Params'!$M$14/'B. PoF Summary Stats & Params'!$O$14)*((A75)/'B. PoF Summary Stats & Params'!$O$14)^('B. PoF Summary Stats & Params'!$M$14-1)), \"Choose Model\"))","v":1.472139414235938E-2},{"$f":"IF('B. PoF Summary Stats & Params'!$C$12=\"C\", B75*'B. PoF Summary Stats & Params'!$I$8*'B. PoF Summary Stats & Params'!$I$6*A75^('B. PoF Summary Stats & Params'!$I$6-1), IF('B. PoF Summary Stats & Params'!$C$12=\"W\", B75*(('B. PoF Summary Stats & Params'!$M$6/'B. PoF Summary Stats & Params'!$M$8)*((A75)/'B. PoF Summary Stats & Params'!$M$8)^('B. PoF Summary Stats & Params'!$M$6-1)), \"Choose Model\"))","v":1.4317173291735591E-2},{"$f":"IF('B. PoF Summary Stats & Params'!$C$12=\"C\", B75*'B. PoF Summary Stats & Params'!$I$8*'B. PoF Summary Stats & Params'!$I$12*A75^('B. PoF Summary Stats & Params'!$I$12-1), IF('B. PoF Summary Stats & Params'!$C$12=\"W\", B75*(('B. PoF Summary Stats & Params'!$M$12/'B. PoF Summary Stats & Params'!$O$12)*((A75)/'B. PoF Summary Stats & Params'!$O$12)^('B. PoF Summary Stats & Params'!$M$12-1)), \"Choose Model\"))","v":1.3923991646404109E-2}]
[72,1,{"$f":"IF('B. PoF Summary Stats & Params'!$C$12=\"C\", B76*'B. PoF Summary Stats & Params'!$I$8*'B. PoF Summary Stats & Params'!$I$10*A76^('B. PoF Summary Stats & Params'!$I$10-1), IF('B. PoF Summary Stats & Params'!$C$12=\"W\", B76*(('B. PoF Summary Stats & Params'!$M$14/'B. PoF Summary Stats & Params'!$O$14)*((A76)/'B. PoF Summary Stats & Params'!$O$14)^('B. PoF Summary Stats & Params'!$M$14-1)), \"Choose Model\"))","v":1.5107274265024928E-2},{"$f":"IF('B. PoF Summary Stats & Params'!$C$12=\"C\", B76*'B. PoF Summary Stats & Params'!$I$8*'B. PoF Summary Stats & Params'!$I$6*A76^('B. PoF Summary Stats & Params'!$I$6-1), IF('B. PoF Summary Stats & Params'!$C$12=\"W\", B76*(('B. PoF Summary Stats & Params'!$M$6/'B. PoF Summary Stats & Params'!$M$8)*((A76)/'B. PoF Summary Stats & Params'!$M$8)^('B. PoF Summary Stats & Params'!$M$6-1)), \"Choose Model\"))","v":1.4691224994857846E-2},{"$f":"IF('B. PoF Summary Stats & Params'!$C$12=\"C\", B76*'B. PoF Summary Stats & Params'!$I$8*'B. PoF Summary Stats & Params'!$I$12*A76^('B. PoF Summary Stats & Params'!$I$12-1), IF('B. PoF Summary Stats & Params'!$C$12=\"W\", B76*(('B. PoF Summary Stats & Params'!$M$12/'B. PoF Summary Stats & Params'!$O$12)*((A76)/'B. PoF Summary Stats & Params'!$O$12)^('B. PoF Summary Stats & Params'!$M$12-1)), \"Choose Model\"))","v":1.4286552127416278E-2}]
[73,1,{"$f":"IF('B. PoF Summary Stats & Params'!$C$12=\"C\", B77*'B. PoF Summary Stats & Params'!$I$8*'B. PoF Summary Stats & Params'!$I$10*A77^('B. PoF Summary Stats & Params'!$I$10-1), IF('B. PoF Summary Stats & Params'!$C$12=\"W\", B77*(('B. PoF Summary Stats & Params'!$M$14/'B. PoF Summary Stats & Params'!$O$14)*((A77)/'B. PoF Summary Stats & Params'!$O$14)^('B. PoF Summary Stats & Params'!$M$14-1)), \"Choose Model\"))","v":1.5497736998542998E-2},{"$f":"IF('B. PoF Summary Stats & Params'!$C$12=\"C\", B77*'B. PoF Summary Stats & Params'!$I$8*'B. PoF Summary Stats & Params'!$I$6*A77^('B. PoF Summary Stats & Params'!$I$6-1), IF('B. PoF Summary Stats & Params'!$C$12=\"W\", B77*(('B. PoF Summary Stats & Params'!$M$6/'B. PoF Summary Stats & Params'!$M$8)*((A77)/'B. PoF Summary Stats & Params'!$M$8)^('B. PoF Summary Stats & Params'!$M$6-1)), \"Choose Model\"))","v":1.5069687297638436E-2},{"$f":"IF('B. PoF Summary Stats & Params'!$C$12=\"C\", B77*'B. PoF Summary Stats & Params'!$I$8*'B. PoF Summary Stats & Params'!$I$12*A77^('B. PoF Summary Stats & Params'!$I$12-1), IF('B. PoF Summary Stats & Params'!$C$12=\"W\", B77*(('B. PoF Summary Stats & Params'!$M$12/'B. PoF Summary Stats & Params'!$O$12)*((A77)/'B. PoF Summary Stats & Params'!$O$12)^('B. PoF Summary Stats & Params'!$M$12-1)), \"Choose Model\"))","v":1.4653356632325441E-2}]
[74,1,{"$f":"IF('B. PoF Summary Stats & Params'!$C$12=\"C\", B78*'B. PoF Summary Stats & Params'!$I$8*'B. PoF Summary Stats & Params'!$I$10*A78^('B. PoF Summary Stats & Params'!$I$10-1), IF('B. PoF Summary Stats & Params'!$C$12=\"W\", B78*(('B. PoF Summary Stats & Params'!$M$14/'B. PoF Summary Stats & Params'!$O$14)*((A78)/'B. PoF Summary Stats & Params'!$O$14)^('B. PoF Summary Stats & Params'!$M$14-1)), \"Choose Model\"))","v":1.5892772870956112E-2},{"$f":"IF('B. PoF Summary Stats & Params'!$C$12=\"C\", B78*'B. PoF Summary Stats & Params'!$I$8*'B. PoF Summary Stats & Params'!$I$6*A78^('B. PoF Summary Stats & Params'!$I$6-1), IF('B. PoF Summary Stats & Params'!$C$12=\"W\", B78*(('B. PoF Summary Stats & Params'!$M$6/'B. PoF Summary Stats & Params'!$M$8)*((A78)/'B. PoF Summary Stats & Params'!$M$8)^('B. PoF Summary Stats & Params'!$M$6-1)), \"Choose Model\"))","v":1.5452550719389316E-2},{"$f":"IF('B. PoF Summary Stats & Params'!$C$12=\"C\", B78*'B. PoF Summary Stats & Params'!$I$8*'B. PoF Summary Stats & Params'!$I$12*A78^('B. PoF Summary Stats & Params'!$I$12-1), IF('B. PoF Summary Stats & Params'!$C$12=\"W\", B78*(('B. PoF Summary Stats & Params'!$M$12/'B. PoF Summary Stats & Params'!$O$12)*((A78)/'B. PoF Summary Stats & Params'!$O$12)^('B. PoF Summary Stats & Params'!$M$12-1)), \"Choose Model\"))","v":1.5024395682180702E-2}]
[75,1,{"$f":"IF('B. PoF Summary Stats & Params'!$C$12=\"C\", B79*'B. PoF Summary Stats & Params'!$I$8*'B. PoF Summary Stats & Params'!$I$10*A79^('B. PoF Summary Stats & Params'!$I$10-1), IF('B. PoF Summary Stats & Params'!$C$12=\"W\", B79*(('B. PoF Summary Stats & Params'!$M$14/'B. PoF Summary Stats & Params'!$O$14)*((A79)/'B. PoF Summary Stats & Params'!$O$14)^('B. PoF Summary Stats & Params'!$M$14-1)), \"Choose Model\"))","v":1.6292372558370492E-2},{"$f":"IF('B. PoF Summary Stats & Params'!$C$12=\"C\", B79*'B. PoF Summary Stats & Params'!$I$8*'B. PoF Summary Stats & Params'!$I$6*A79^('B. PoF Summary Stats & Params'!$I$6-1), IF('B. PoF Summary Stats & Params'!$C$12=\"W\", B79*(('B. PoF Summary Stats & Params'!$M$6/'B. PoF Summary Stats & Params'!$M$8)*((A79)/'B. PoF Summary Stats & Params'!$M$8)^('B. PoF Summary Stats & Params'!$M$6-1)), \"Choose Model\"))","v":1.5839805928389791E-2},{"$f":"IF('B. PoF Summary Stats & Params'!$C$12=\"C\", B79*'B. PoF Summary Stats & Params'!$I$8*'B. PoF Summary Stats & Params'!$I$12*A79^('B. PoF Summary Stats & Params'!$I$12-1), IF('B. PoF Summary Stats & Params'!$C$12=\"W\", B79*(('B. PoF Summary Stats & Params'!$M$12/'B. PoF Summary Stats & Params'!$O$12)*((A79)/'B. PoF Summary Stats & Params'!$O$12)^('B. PoF Summary Stats & Params'!$M$12-1)), \"Choose Model\"))","v":1.5399659947750945E-2}]
[76,1,{"$f":"IF('B. PoF Summary Stats & Params'!$C$12=\"C\", B80*'B. PoF Summary Stats & Params'!$I$8*'B. PoF Summary Stats & Params'!$I$10*A80^('B. PoF Summary Stats & Params'!$I$10-1), IF('B. PoF Summary Stats & Params'!$C$12=\"W\", B80*(('B. PoF Summary Stats & Params'!$M$14/'B. PoF Summary Stats & Params'!$O$14)*((A80)/'B. PoF Summary Stats & Params'!$O$14)^('B. PoF Summary Stats & Params'!$M$14-1)), \"Choose Model\"))","v":1.6696526880686808E-2},{"$f":"IF('B. PoF Summary Stats & Params'!$C$12=\"C\", B80*'B. PoF Summary Stats & Params'!$I$8*'B. PoF Summary Stats & Params'!$I$6*A80^('B. PoF Summary Stats & Params'!$I$6-1), IF('B. PoF Summary Stats & Params'!$C$12=\"W\", B80*(('B. PoF Summary Stats & Params'!$M$6/'B. PoF Summary Stats & Params'!$M$8)*((A80)/'B. PoF Summary Stats & Params'!$M$8)^('B. PoF Summary Stats & Params'!$M$6-1)), \"Choose Model\"))","v":1.6231443737579343E-2},{"$f":"IF('B. PoF Summary Stats & Params'!$C$12=\"C\", B80*'B. PoF Summary Stats & Params'!$I$8*'B. PoF Summary Stats & Params'!$I$12*A80^('B. PoF Summary Stats & Params'!$I$12-1), IF('B. PoF Summary Stats & Params'!$C$12=\"W\", B80*(('B. PoF Summary Stats & Params'!$M$12/'B. PoF Summary Stats & Params'!$O$12)*((A80)/'B. PoF Summary Stats & Params'!$O$12)^('B. PoF Summary Stats & Params'!$M$12-1)), \"Choose Model\"))","v":1.5779140245183846E-2}]
[77,1,{"$f":"IF('B. PoF Summary Stats & Params'!$C$12=\"C\", B81*'B. PoF Summary Stats & Params'!$I$8*'B. PoF Summary Stats & Params'!$I$10*A81^('B. PoF Summary Stats & Params'!$I$10-1), IF('B. PoF Summary Stats & Params'!$C$12=\"W\", B81*(('B. PoF Summary Stats & Params'!$M$14/'B. PoF Summary Stats & Params'!$O$14)*((A81)/'B. PoF Summary Stats & Params'!$O$14)^('B. PoF Summary Stats & Params'!$M$14-1)), \"Choose Model\"))","v":1.7105226797508873E-2},{"$f":"IF('B. PoF Summary Stats & Params'!$C$12=\"C\", B81*'B. PoF Summary Stats & Params'!$I$8*'B. PoF Summary Stats & Params'!$I$6*A81^('B. PoF Summary Stats & Params'!$I$6-1), IF('B. PoF Summary Stats & Params'!$C$12=\"W\", B81*(('B. PoF Summary Stats & Params'!$M$6/'B. PoF Summary Stats & Params'!$M$8)*((A81)/'B. PoF Summary Stats & Params'!$M$8)^('B. PoF Summary Stats & Params'!$M$6-1)), \"Choose Model\"))","v":1.6627455100430406E-2},{"$f":"IF('B. PoF Summary Stats & Params'!$C$12=\"C\", B81*'B. PoF Summary Stats & Params'!$I$8*'B. PoF Summary Stats & Params'!$I$12*A81^('B. PoF Summary Stats & Params'!$I$12-1), IF('B. PoF Summary Stats & Params'!$C$12=\"W\", B81*(('B. PoF Summary Stats & Params'!$M$12/'B. PoF Summary Stats & Params'!$O$12)*((A81)/'B. PoF Summary Stats & Params'!$O$12)^('B. PoF Summary Stats & Params'!$M$12-1)), \"Choose Model\"))","v":1.6162827531846585E-2}]
[78,1,{"$f":"IF('B. PoF Summary Stats & Params'!$C$12=\"C\", B82*'B. PoF Summary Stats & Params'!$I$8*'B. PoF Summary Stats & Params'!$I$10*A82^('B. PoF Summary Stats & Params'!$I$10-1), IF('B. PoF Summary Stats & Params'!$C$12=\"W\", B82*(('B. PoF Summary Stats & Params'!$M$14/'B. PoF Summary Stats & Params'!$O$14)*((A82)/'B. PoF Summary Stats & Params'!$O$14)^('B. PoF Summary Stats & Params'!$M$14-1)), \"Choose Model\"))","v":1.7518463404220686E-2},{"$f":"IF('B. PoF Summary Stats & Params'!$C$12=\"C\", B82*'B. PoF Summary Stats & Params'!$I$8*'B. PoF Summary Stats & Params'!$I$6*A82^('B. PoF Summary Stats & Params'!$I$6-1), IF('B. PoF Summary Stats & Params'!$C$12=\"W\", B82*(('B. PoF Summary Stats & Params'!$M$6/'B. PoF Summary Stats & Params'!$M$8)*((A82)/'B. PoF Summary Stats & Params'!$M$8)^('B. PoF Summary Stats & Params'!$M$6-1)), \"Choose Model\"))","v":1.7027831106991274E-2},{"$f":"IF('B. PoF Summary Stats & Params'!$C$12=\"C\", B82*'B. PoF Summary Stats & Params'!$I$8*'B. PoF Summary Stats & Params'!$I$12*A82^('B. PoF Summary Stats & Params'!$I$12-1), IF('B. PoF Summary Stats & Params'!$C$12=\"W\", B82*(('B. PoF Summary Stats & Params'!$M$12/'B. PoF Summary Stats & Params'!$O$12)*((A82)/'B. PoF Summary Stats & Params'!$O$12)^('B. PoF Summary Stats & Params'!$M$12-1)), \"Choose Model\"))","v":1.6550712902338297E-2}]
[79,1,{"$f":"IF('B. PoF Summary Stats & Params'!$C$12=\"C\", B83*'B. PoF Summary Stats & Params'!$I$8*'B. PoF Summary Stats & Params'!$I$10*A83^('B. PoF Summary Stats & Params'!$I$10-1), IF('B. PoF Summary Stats & Params'!$C$12=\"W\", B83*(('B. PoF Summary Stats & Params'!$M$14/'B. PoF Summary Stats & Params'!$O$14)*((A83)/'B. PoF Summary Stats & Params'!$O$14)^('B. PoF Summary Stats & Params'!$M$14-1)), \"Choose Model\"))","v":1.7936227928222803E-2},{"$f":"IF('B. PoF Summary Stats & Params'!$C$12=\"C\", B83*'B. PoF Summary Stats & Params'!$I$8*'B. PoF Summary Stats & Params'!$I$6*A83^('B. PoF Summary Stats & Params'!$I$6-1), IF('B. PoF Summary Stats & Params'!$C$12=\"W\", B83*(('B. PoF Summary Stats & Params'!$M$6/'B. PoF Summary Stats & Params'!$M$8)*((A83)/'B. PoF Summary Stats & Params'!$M$8)^('B. PoF Summary Stats & Params'!$M$6-1)), \"Choose Model\"))","v":1.7432562980089945E-2},{"$f":"IF('B. PoF Summary Stats & Params'!$C$12=\"C\", B83*'B. PoF Summary Stats & Params'!$I$8*'B. PoF Summary Stats & Params'!$I$12*A83^('B. PoF Summary Stats & Params'!$I$12-1), IF('B. PoF Summary Stats & Params'!$C$12=\"W\", B83*(('B. PoF Summary Stats & Params'!$M$12/'B. PoF Summary Stats & Params'!$O$12)*((A83)/'B. PoF Summary Stats & Params'!$O$12)^('B. PoF Summary Stats & Params'!$M$12-1)), \"Choose Model\"))","v":1.6942787584665071E-2}]
[80,1,{"$f":"IF('B. PoF Summary Stats & Params'!$C$12=\"C\", B84*'B. PoF Summary Stats & Params'!$I$8*'B. PoF Summary Stats & Params'!$I$10*A84^('B. PoF Summary Stats & Params'!$I$10-1), IF('B. PoF Summary Stats & Params'!$C$12=\"W\", B84*(('B. PoF Summary Stats & Params'!$M$14/'B. PoF Summary Stats & Params'!$O$14)*((A84)/'B. PoF Summary Stats & Params'!$O$14)^('B. PoF Summary Stats & Params'!$M$14-1)), \"Choose Model\"))","v":1.8358511725319594E-2},{"$f":"IF('B. PoF Summary Stats & Params'!$C$12=\"C\", B84*'B. PoF Summary Stats & Params'!$I$8*'B. PoF Summary Stats & Params'!$I$6*A84^('B. PoF Summary Stats & Params'!$I$6-1), IF('B. PoF Summary Stats & Params'!$C$12=\"W\", B84*(('B. PoF Summary Stats & Params'!$M$6/'B. PoF Summary Stats & Params'!$M$8)*((A84)/'B. PoF Summary Stats & Params'!$M$8)^('B. PoF Summary Stats & Params'!$M$6-1)), \"Choose Model\"))","v":1.7841642071690519E-2},{"$f":"IF('B. PoF Summary Stats & Params'!$C$12=\"C\", B84*'B. PoF Summary Stats & Params'!$I$8*'B. PoF Summary Stats & Params'!$I$12*A84^('B. PoF Summary Stats & Params'!$I$12-1), IF('B. PoF Summary Stats & Params'!$C$12=\"W\", B84*(('B. PoF Summary Stats & Params'!$M$12/'B. PoF Summary Stats & Params'!$O$12)*((A84)/'B. PoF Summary Stats & Params'!$O$12)^('B. PoF Summary Stats & Params'!$M$12-1)), \"Choose Model\"))","v":1.7339042936568929E-2}]
[81,1,{"$f":"IF('B. PoF Summary Stats & Params'!$C$12=\"C\", B85*'B. PoF Summary Stats & Params'!$I$8*'B. PoF Summary Stats & Params'!$I$10*A85^('B. PoF Summary Stats & Params'!$I$10-1), IF('B. PoF Summary Stats & Params'!$C$12=\"W\", B85*(('B. PoF Summary Stats & Params'!$M$14/'B. PoF Summary Stats & Params'!$O$14)*((A85)/'B. PoF Summary Stats & Params'!$O$14)^('B. PoF Summary Stats & Params'!$M$14-1)), \"Choose Model\"))","v":1.878530627624956E-2},{"$f":"IF('B. PoF Summary Stats & Params'!$C$12=\"C\", B85*'B. PoF Summary Stats & Params'!$I$8*'B. PoF Summary Stats & Params'!$I$6*A85^('B. PoF Summary Stats & Params'!$I$6-1), IF('B. PoF Summary Stats & Params'!$C$12=\"W\", B85*(('B. PoF Summary Stats & Params'!$M$6/'B. PoF Summary Stats & Params'!$M$8)*((A85)/'B. PoF Summary Stats & Params'!$M$8)^('B. PoF Summary Stats & Params'!$M$6-1)), \"Choose Model\"))","v":1.8255059859394112E-2},{"$f":"IF('B. PoF Summary Stats & Params'!$C$12=\"C\", B85*'B. PoF Summary Stats & Params'!$I$8*'B. PoF Summary Stats & Params'!$I$12*A85^('B. PoF Summary Stats & Params'!$I$12-1), IF('B. PoF Summary Stats & Params'!$C$12=\"W\", B85*(('B. PoF Summary Stats & Params'!$M$12/'B. PoF Summary Stats & Params'!$O$12)*((A85)/'B. PoF Summary Stats & Params'!$O$12)^('B. PoF Summary Stats & Params'!$M$12-1)), \"Choose Model\"))","v":1.773947044200264E-2}]
[82,1,{"$f":"IF('B. PoF Summary Stats & Params'!$C$12=\"C\", B86*'B. PoF Summary Stats & Params'!$I$8*'B. PoF Summary Stats & Params'!$I$10*A86^('B. PoF Summary Stats & Params'!$I$10-1), IF('B. PoF Summary Stats & Params'!$C$12=\"W\", B86*(('B. PoF Summary Stats & Params'!$M$14/'B. PoF Summary Stats & Params'!$O$14)*((A86)/'B. PoF Summary Stats & Params'!$O$14)^('B. PoF Summary Stats & Params'!$M$14-1)), \"Choose Model\"))","v":1.9216603183351277E-2},{"$f":"IF('B. PoF Summary Stats & Params'!$C$12=\"C\", B86*'B. PoF Summary Stats & Params'!$I$8*'B. PoF Summary Stats & Params'!$I$6*A86^('B. PoF Summary Stats & Params'!$I$6-1), IF('B. PoF Summary Stats & Params'!$C$12=\"W\", B86*(('B. PoF Summary Stats & Params'!$M$6/'B. PoF Summary Stats & Params'!$M$8)*((A86)/'B. PoF Summary Stats & Params'!$M$8)^('B. PoF Summary Stats & Params'!$M$6-1)), \"Choose Model\"))","v":1.8672807943076852E-2},{"$f":"IF('B. PoF Summary Stats & Params'!$C$12=\"C\", B86*'B. PoF Summary Stats & Params'!$I$8*'B. PoF Summary Stats & Params'!$I$12*A86^('B. PoF Summary Stats & Params'!$I$12-1), IF('B. PoF Summary Stats & Params'!$C$12=\"W\", B86*(('B. PoF Summary Stats & Params'!$M$12/'B. PoF Summary Stats & Params'!$O$12)*((A86)/'B. PoF Summary Stats & Params'!$O$12)^('B. PoF Summary Stats & Params'!$M$12-1)), \"Choose Model\"))","v":1.814406170774294E-2}]
[83,1,{"$f":"IF('B. PoF Summary Stats & Params'!$C$12=\"C\", B87*'B. PoF Summary Stats & Params'!$I$8*'B. PoF Summary Stats & Params'!$I$10*A87^('B. PoF Summary Stats & Params'!$I$10-1), IF('B. PoF Summary Stats & Params'!$C$12=\"W\", B87*(('B. PoF Summary Stats & Params'!$M$14/'B. PoF Summary Stats & Params'!$O$14)*((A87)/'B. PoF Summary Stats & Params'!$O$14)^('B. PoF Summary Stats & Params'!$M$14-1)), \"Choose Model\"))","v":1.9652394167358138E-2},{"$f":"IF('B. PoF Summary Stats & Params'!$C$12=\"C\", B87*'B. PoF Summary Stats & Params'!$I$8*'B. PoF Summary Stats & Params'!$I$6*A87^('B. PoF Summary Stats & Params'!$I$6-1), IF('B. PoF Summary Stats & Params'!$C$12=\"W\", B87*(('B. PoF Summary Stats & Params'!$M$6/'B. PoF Summary Stats & Params'!$M$8)*((A87)/'B. PoF Summary Stats & Params'!$M$8)^('B. PoF Summary Stats & Params'!$M$6-1)), \"Choose Model\"))","v":1.9094878041657892E-2},{"$f":"IF('B. PoF Summary Stats & Params'!$C$12=\"C\", B87*'B. PoF Summary Stats & Params'!$I$8*'B. PoF Summary Stats & Params'!$I$12*A87^('B. PoF Summary Stats & Params'!$I$12-1), IF('B. PoF Summary Stats & Params'!$C$12=\"W\", B87*(('B. PoF Summary Stats & Params'!$M$12/'B. PoF Summary Stats & Params'!$O$12)*((A87)/'B. PoF Summary Stats & Params'!$O$12)^('B. PoF Summary Stats & Params'!$M$12-1)), \"Choose Model\"))","v":1.8552808460135014E-2}]
[84,1,{"$f":"IF('B. PoF Summary Stats & Params'!$C$12=\"C\", B88*'B. PoF Summary Stats & Params'!$I$8*'B. PoF Summary Stats & Params'!$I$10*A88^('B. PoF Summary Stats & Params'!$I$10-1), IF('B. PoF Summary Stats & Params'!$C$12=\"W\", B88*(('B. PoF Summary Stats & Params'!$M$14/'B. PoF Summary Stats & Params'!$O$14)*((A88)/'B. PoF Summary Stats & Params'!$O$14)^('B. PoF Summary Stats & Params'!$M$14-1)), \"Choose Model\"))","v":2.0092671064315375E-2},{"$f":"IF('B. PoF Summary Stats & Params'!$C$12=\"C\", B88*'B. PoF Summary Stats & Params'!$I$8*'B. PoF Summary Stats & Params'!$I$6*A88^('B. PoF Summary Stats & Params'!$I$6-1), IF('B. PoF Summary Stats & Params'!$C$12=\"W\", B88*(('B. PoF Summary Stats & Params'!$M$6/'B. PoF Summary Stats & Params'!$M$8)*((A88)/'B. PoF Summary Stats & Params'!$M$8)^('B. PoF Summary Stats & Params'!$M$6-1)), \"Choose Model\"))","v":1.9521261989991056E-2},{"$f":"IF('B. PoF Summary Stats & Params'!$C$12=\"C\", B88*'B. PoF Summary Stats & Params'!$I$8*'B. PoF Summary Stats & Params'!$I$12*A88^('B. PoF Summary Stats & Params'!$I$12-1), IF('B. PoF Summary Stats & Params'!$C$12=\"W\", B88*(('B. PoF Summary Stats & Params'!$M$12/'B. PoF Summary Stats & Params'!$O$12)*((A88)/'B. PoF Summary Stats & Params'!$O$12)^('B. PoF Summary Stats & Params'!$M$12-1)), \"Choose Model\"))","v":1.8965702541961671E-2}]
[85,1,{"$f":"IF('B. PoF Summary Stats & Params'!$C$12=\"C\", B89*'B. PoF Summary Stats & Params'!$I$8*'B. PoF Summary Stats & Params'!$I$10*A89^('B. PoF Summary Stats & Params'!$I$10-1), IF('B. PoF Summary Stats & Params'!$C$12=\"W\", B89*(('B. PoF Summary Stats & Params'!$M$14/'B. PoF Summary Stats & Params'!$O$14)*((A89)/'B. PoF Summary Stats & Params'!$O$14)^('B. PoF Summary Stats & Params'!$M$14-1)), \"Choose Model\"))","v":2.0537425822613291E-2},{"$f":"IF('B. PoF Summary Stats & Params'!$C$12=\"C\", B89*'B. PoF Summary Stats & Params'!$I$8*'B. PoF Summary Stats & Params'!$I$6*A89^('B. PoF Summary Stats & Params'!$I$6-1), IF('B. PoF Summary Stats & Params'!$C$12=\"W\", B89*(('B. PoF Summary Stats & Params'!$M$6/'B. PoF Summary Stats & Params'!$M$8)*((A89)/'B. PoF Summary Stats & Params'!$M$8)^('B. PoF Summary Stats & Params'!$M$6-1)), \"Choose Model\"))","v":1.9951951735873805E-2},{"$f":"IF('B. PoF Summary Stats & Params'!$C$12=\"C\", B89*'B. PoF Summary Stats & Params'!$I$8*'B. PoF Summary Stats & Params'!$I$12*A89^('B. PoF Summary Stats & Params'!$I$12-1), IF('B. PoF Summary Stats & Params'!$C$12=\"W\", B89*(('B. PoF Summary Stats & Params'!$M$12/'B. PoF Summary Stats & Params'!$O$12)*((A89)/'B. PoF Summary Stats & Params'!$O$12)^('B. PoF Summary Stats & Params'!$M$12-1)), \"Choose Model\"))","v":1.9382735909430935E-2}]
[86,1,{"$f":"IF('B. PoF Summary Stats & Params'!$C$12=\"C\", B90*'B. PoF Summary Stats & Params'!$I$8*'B. PoF Summary Stats & Params'!$I$10*A90^('B. PoF Summary Stats & Params'!$I$10-1), IF('B. PoF Summary Stats & Params'!$C$12=\"W\", B90*(('B. PoF Summary Stats & Params'!$M$14/'B. PoF Summary Stats & Params'!$O$14)*((A90)/'B. PoF Summary Stats & Params'!$O$14)^('B. PoF Summary Stats & Params'!$M$14-1)), \"Choose Model\"))","v":2.0986650500131005E-2},{"$f":"IF('B. PoF Summary Stats & Params'!$C$12=\"C\", B90*'B. PoF Summary Stats & Params'!$I$8*'B. PoF Summary Stats & Params'!$I$6*A90^('B. PoF Summary Stats & Params'!$I$6-1), IF('B. PoF Summary Stats & Params'!$C$12=\"W\", B90*(('B. PoF Summary Stats & Params'!$M$6/'B. PoF Summary Stats & Params'!$M$8)*((A90)/'B. PoF Summary Stats & Params'!$M$8)^('B. PoF Summary Stats & Params'!$M$6-1)), \"Choose Model\"))","v":2.0386939337167891E-2},{"$f":"IF('B. PoF Summary Stats & Params'!$C$12=\"C\", B90*'B. PoF Summary Stats & Params'!$I$8*'B. PoF Summary Stats & Params'!$I$12*A90^('B. PoF Summary Stats & Params'!$I$12-1), IF('B. PoF Summary Stats & Params'!$C$12=\"W\", B90*(('B. PoF Summary Stats & Params'!$M$12/'B. PoF Summary Stats & Params'!$O$12)*((A90)/'B. PoF Summary Stats & Params'!$O$12)^('B. PoF Summary Stats & Params'!$M$12-1)), \"Choose Model\"))","v":1.9803900629276366E-2}]
[87,1,{"$f":"IF('B. PoF Summary Stats & Params'!$C$12=\"C\", B91*'B. PoF Summary Stats & Params'!$I$8*'B. PoF Summary Stats & Params'!$I$10*A91^('B. PoF Summary Stats & Params'!$I$10-1), IF('B. PoF Summary Stats & Params'!$C$12=\"W\", B91*(('B. PoF Summary Stats & Params'!$M$14/'B. PoF Summary Stats & Params'!$O$14)*((A91)/'B. PoF Summary Stats & Params'!$O$14)^('B. PoF Summary Stats & Params'!$M$14-1)), \"Choose Model\"))","v":2.1440337261485351E-2},{"$f":"IF('B. PoF Summary Stats & Params'!$C$12=\"C\", B91*'B. PoF Summary Stats & Params'!$I$8*'B. PoF Summary Stats & Params'!$I$6*A91^('B. PoF Summary Stats & Params'!$I$6-1), IF('B. PoF Summary Stats & Params'!$C$12=\"W\", B91*(('B. PoF Summary Stats & Params'!$M$6/'B. PoF Summary Stats & Params'!$M$8)*((A91)/'B. PoF Summary Stats & Params'!$M$8)^('B. PoF Summary Stats & Params'!$M$6-1)), \"Choose Model\"))","v":2.0826216959026134E-2},{"$f":"IF('B. PoF Summary Stats & Params'!$C$12=\"C\", B91*'B. PoF Summary Stats & Params'!$I$8*'B. PoF Summary Stats & Params'!$I$12*A91^('B. PoF Summary Stats & Params'!$I$12-1), IF('B. PoF Summary Stats & Params'!$C$12=\"W\", B91*(('B. PoF Summary Stats & Params'!$M$12/'B. PoF Summary Stats & Params'!$O$12)*((A91)/'B. PoF Summary Stats & Params'!$O$12)^('B. PoF Summary Stats & Params'!$M$12-1)), \"Choose Model\"))","v":2.0229188875964445E-2}]
[88,1,{"$f":"IF('B. PoF Summary Stats & Params'!$C$12=\"C\", B92*'B. PoF Summary Stats & Params'!$I$8*'B. PoF Summary Stats & Params'!$I$10*A92^('B. PoF Summary Stats & Params'!$I$10-1), IF('B. PoF Summary Stats & Params'!$C$12=\"W\", B92*(('B. PoF Summary Stats & Params'!$M$14/'B. PoF Summary Stats & Params'!$O$14)*((A92)/'B. PoF Summary Stats & Params'!$O$14)^('B. PoF Summary Stats & Params'!$M$14-1)), \"Choose Model\"))","v":2.1898478375379903E-2},{"$f":"IF('B. PoF Summary Stats & Params'!$C$12=\"C\", B92*'B. PoF Summary Stats & Params'!$I$8*'B. PoF Summary Stats & Params'!$I$6*A92^('B. PoF Summary Stats & Params'!$I$6-1), IF('B. PoF Summary Stats & Params'!$C$12=\"W\", B92*(('B. PoF Summary Stats & Params'!$M$6/'B. PoF Summary Stats & Params'!$M$8)*((A92)/'B. PoF Summary Stats & Params'!$M$8)^('B. PoF Summary Stats & Params'!$M$6-1)), \"Choose Model\"))","v":2.1269776871220381E-2},{"$f":"IF('B. PoF Summary Stats & Params'!$C$12=\"C\", B92*'B. PoF Summary Stats & Params'!$I$8*'B. PoF Summary Stats & Params'!$I$12*A92^('B. PoF Summary Stats & Params'!$I$12-1), IF('B. PoF Summary Stats & Params'!$C$12=\"W\", B92*(('B. PoF Summary Stats & Params'!$M$12/'B. PoF Summary Stats & Params'!$O$12)*((A92)/'B. PoF Summary Stats & Params'!$O$12)^('B. PoF Summary Stats & Params'!$M$12-1)), \"Choose Model\"))","v":2.0658592929003992E-2}]
[89,1,{"$f":"IF('B. PoF Summary Stats & Params'!$C$12=\"C\", B93*'B. PoF Summary Stats & Params'!$I$8*'B. PoF Summary Stats & Params'!$I$10*A93^('B. PoF Summary Stats & Params'!$I$10-1), IF('B. PoF Summary Stats & Params'!$C$12=\"W\", B93*(('B. PoF Summary Stats & Params'!$M$14/'B. PoF Summary Stats & Params'!$O$14)*((A93)/'B. PoF Summary Stats & Params'!$O$14)^('B. PoF Summary Stats & Params'!$M$14-1)), \"Choose Model\"))","v":2.2361066212049328E-2},{"$f":"IF('B. PoF Summary Stats & Params'!$C$12=\"C\", B93*'B. PoF Summary Stats & Params'!$I$8*'B. PoF Summary Stats & Params'!$I$6*A93^('B. PoF Summary Stats & Params'!$I$6-1), IF('B. PoF Summary Stats & Params'!$C$12=\"W\", B93*(('B. PoF Summary Stats & Params'!$M$6/'B. PoF Summary Stats & Params'!$M$8)*((A93)/'B. PoF Summary Stats & Params'!$M$8)^('B. PoF Summary Stats & Params'!$M$6-1)), \"Choose Model\"))","v":2.1717611445565714E-2},{"$f":"IF('B. PoF Summary Stats & Params'!$C$12=\"C\", B93*'B. PoF Summary Stats & Params'!$I$8*'B. PoF Summary Stats & Params'!$I$12*A93^('B. PoF Summary Stats & Params'!$I$12-1), IF('B. PoF Summary Stats & Params'!$C$12=\"W\", B93*(('B. PoF Summary Stats & Params'!$M$12/'B. PoF Summary Stats & Params'!$O$12)*((A93)/'B. PoF Summary Stats & Params'!$O$12)^('B. PoF Summary Stats & Params'!$M$12-1)), \"Choose Model\"))","v":2.1092105170352777E-2}]
[90,1,{"$f":"IF('B. PoF Summary Stats & Params'!$C$12=\"C\", B94*'B. PoF Summary Stats & Params'!$I$8*'B. PoF Summary Stats & Params'!$I$10*A94^('B. PoF Summary Stats & Params'!$I$10-1), IF('B. PoF Summary Stats & Params'!$C$12=\"W\", B94*(('B. PoF Summary Stats & Params'!$M$14/'B. PoF Summary Stats & Params'!$O$14)*((A94)/'B. PoF Summary Stats & Params'!$O$14)^('B. PoF Summary Stats & Params'!$M$14-1)), \"Choose Model\"))","v":2.2828093240794701E-2},{"$f":"IF('B. PoF Summary Stats & Params'!$C$12=\"C\", B94*'B. PoF Summary Stats & Params'!$I$8*'B. PoF Summary Stats & Params'!$I$6*A94^('B. PoF Summary Stats & Params'!$I$6-1), IF('B. PoF Summary Stats & Params'!$C$12=\"W\", B94*(('B. PoF Summary Stats & Params'!$M$6/'B. PoF Summary Stats & Params'!$M$8)*((A94)/'B. PoF Summary Stats & Params'!$M$8)^('B. PoF Summary Stats & Params'!$M$6-1)), \"Choose Model\"))","v":2.2169713153436479E-2},{"$f":"IF('B. PoF Summary Stats & Params'!$C$12=\"C\", B94*'B. PoF Summary Stats & Params'!$I$8*'B. PoF Summary Stats & Params'!$I$12*A94^('B. PoF Summary Stats & Params'!$I$12-1), IF('B. PoF Summary Stats & Params'!$C$12=\"W\", B94*(('B. PoF Summary Stats & Params'!$M$12/'B. PoF Summary Stats & Params'!$O$12)*((A94)/'B. PoF Summary Stats & Params'!$O$12)^('B. PoF Summary Stats & Params'!$M$12-1)), \"Choose Model\"))","v":2.1529718081916654E-2}]
[91,1,{"$f":"IF('B. PoF Summary Stats & Params'!$C$12=\"C\", B95*'B. PoF Summary Stats & Params'!$I$8*'B. PoF Summary Stats & Params'!$I$10*A95^('B. PoF Summary Stats & Params'!$I$10-1), IF('B. PoF Summary Stats & Params'!$C$12=\"W\", B95*(('B. PoF Summary Stats & Params'!$M$14/'B. PoF Summary Stats & Params'!$O$14)*((A95)/'B. PoF Summary Stats & Params'!$O$14)^('B. PoF Summary Stats & Params'!$M$14-1)), \"Choose Model\"))","v":2.3299552027605423E-2},{"$f":"IF('B. PoF Summary Stats & Params'!$C$12=\"C\", B95*'B. PoF Summary Stats & Params'!$I$8*'B. PoF Summary Stats & Params'!$I$6*A95^('B. PoF Summary Stats & Params'!$I$6-1), IF('B. PoF Summary Stats & Params'!$C$12=\"W\", B95*(('B. PoF Summary Stats & Params'!$M$6/'B. PoF Summary Stats & Params'!$M$8)*((A95)/'B. PoF Summary Stats & Params'!$M$8)^('B. PoF Summary Stats & Params'!$M$6-1)), \"Choose Model\"))","v":2.2626074563369823E-2},{"$f":"IF('B. PoF Summary Stats & Params'!$C$12=\"C\", B95*'B. PoF Summary Stats & Params'!$I$8*'B. PoF Summary Stats & Params'!$I$12*A95^('B. PoF Summary Stats & Params'!$I$12-1), IF('B. PoF Summary Stats & Params'!$C$12=\"W\", B95*(('B. PoF Summary Stats & Params'!$M$12/'B. PoF Summary Stats & Params'!$O$12)*((A95)/'B. PoF Summary Stats & Params'!$O$12)^('B. PoF Summary Stats & Params'!$M$12-1)), \"Choose Model\"))","v":2.1971424243137049E-2}]
[92,1,{"$f":"IF('B. PoF Summary Stats & Params'!$C$12=\"C\", B96*'B. PoF Summary Stats & Params'!$I$8*'B. PoF Summary Stats & Params'!$I$10*A96^('B. PoF Summary Stats & Params'!$I$10-1), IF('B. PoF Summary Stats & Params'!$C$12=\"W\", B96*(('B. PoF Summary Stats & Params'!$M$14/'B. PoF Summary Stats & Params'!$O$14)*((A96)/'B. PoF Summary Stats & Params'!$O$14)^('B. PoF Summary Stats & Params'!$M$14-1)), \"Choose Model\"))","v":2.3775435232863924E-2},{"$f":"IF('B. PoF Summary Stats & Params'!$C$12=\"C\", B96*'B. PoF Summary Stats & Params'!$I$8*'B. PoF Summary Stats & Params'!$I$6*A96^('B. PoF Summary Stats & Params'!$I$6-1), IF('B. PoF Summary Stats & Params'!$C$12=\"W\", B96*(('B. PoF Summary Stats & Params'!$M$6/'B. PoF Summary Stats & Params'!$M$8)*((A96)/'B. PoF Summary Stats & Params'!$M$8)^('B. PoF Summary Stats & Params'!$M$6-1)), \"Choose Model\"))","v":2.3086688338752728E-2},{"$f":"IF('B. PoF Summary Stats & Params'!$C$12=\"C\", B96*'B. PoF Summary Stats & Params'!$I$8*'B. PoF Summary Stats & Params'!$I$12*A96^('B. PoF Summary Stats & Params'!$I$12-1), IF('B. PoF Summary Stats & Params'!$C$12=\"W\", B96*(('B. PoF Summary Stats & Params'!$M$12/'B. PoF Summary Stats & Params'!$O$12)*((A96)/'B. PoF Summary Stats & Params'!$O$12)^('B. PoF Summary Stats & Params'!$M$12-1)), \"Choose Model\"))","v":2.2417216328662615E-2}]
[93,1,{"$f":"IF('B. PoF Summary Stats & Params'!$C$12=\"C\", B97*'B. PoF Summary Stats & Params'!$I$8*'B. PoF Summary Stats & Params'!$I$10*A97^('B. PoF Summary Stats & Params'!$I$10-1), IF('B. PoF Summary Stats & Params'!$C$12=\"W\", B97*(('B. PoF Summary Stats & Params'!$M$14/'B. PoF Summary Stats & Params'!$O$14)*((A97)/'B. PoF Summary Stats & Params'!$O$14)^('B. PoF Summary Stats & Params'!$M$14-1)), \"Choose Model\"))","v":2.4255735609129289E-2},{"$f":"IF('B. PoF Summary Stats & Params'!$C$12=\"C\", B97*'B. PoF Summary Stats & Params'!$I$8*'B. PoF Summary Stats & Params'!$I$6*A97^('B. PoF Summary Stats & Params'!$I$6-1), IF('B. PoF Summary Stats & Params'!$C$12=\"W\", B97*(('B. PoF Summary Stats & Params'!$M$6/'B. PoF Summary Stats & Params'!$M$8)*((A97)/'B. PoF Summary Stats & Params'!$M$8)^('B. PoF Summary Stats & Params'!$M$6-1)), \"Choose Model\"))","v":2.3551547235588798E-2},{"$f":"IF('B. PoF Summary Stats & Params'!$C$12=\"C\", B97*'B. PoF Summary Stats & Params'!$I$8*'B. PoF Summary Stats & Params'!$I$12*A97^('B. PoF Summary Stats & Params'!$I$12-1), IF('B. PoF Summary Stats & Params'!$C$12=\"W\", B97*(('B. PoF Summary Stats & Params'!$M$12/'B. PoF Summary Stats & Params'!$O$12)*((A97)/'B. PoF Summary Stats & Params'!$O$12)^('B. PoF Summary Stats & Params'!$M$12-1)), \"Choose Model\"))","v":2.2867087106101348E-2}]
[94,1,{"$f":"IF('B. PoF Summary Stats & Params'!$C$12=\"C\", B98*'B. PoF Summary Stats & Params'!$I$8*'B. PoF Summary Stats & Params'!$I$10*A98^('B. PoF Summary Stats & Params'!$I$10-1), IF('B. PoF Summary Stats & Params'!$C$12=\"W\", B98*(('B. PoF Summary Stats & Params'!$M$14/'B. PoF Summary Stats & Params'!$O$14)*((A98)/'B. PoF Summary Stats & Params'!$O$14)^('B. PoF Summary Stats & Params'!$M$14-1)), \"Choose Model\"))","v":2.4740445998996319E-2},{"$f":"IF('B. PoF Summary Stats & Params'!$C$12=\"C\", B98*'B. PoF Summary Stats & Params'!$I$8*'B. PoF Summary Stats & Params'!$I$6*A98^('B. PoF Summary Stats & Params'!$I$6-1), IF('B. PoF Summary Stats & Params'!$C$12=\"W\", B98*(('B. PoF Summary Stats & Params'!$M$6/'B. PoF Summary Stats & Params'!$M$8)*((A98)/'B. PoF Summary Stats & Params'!$M$8)^('B. PoF Summary Stats & Params'!$M$6-1)), \"Choose Model\"))","v":2.4020644100341194E-2},{"$f":"IF('B. PoF Summary Stats & Params'!$C$12=\"C\", B98*'B. PoF Summary Stats & Params'!$I$8*'B. PoF Summary Stats & Params'!$I$12*A98^('B. PoF Summary Stats & Params'!$I$12-1), IF('B. PoF Summary Stats & Params'!$C$12=\"W\", B98*(('B. PoF Summary Stats & Params'!$M$12/'B. PoF Summary Stats & Params'!$O$12)*((A98)/'B. PoF Summary Stats & Params'!$O$12)^('B. PoF Summary Stats & Params'!$M$12-1)), \"Choose Model\"))","v":2.3321029433849453E-2}]
[95,1,{"$f":"IF('B. PoF Summary Stats & Params'!$C$12=\"C\", B99*'B. PoF Summary Stats & Params'!$I$8*'B. PoF Summary Stats & Params'!$I$10*A99^('B. PoF Summary Stats & Params'!$I$10-1), IF('B. PoF Summary Stats & Params'!$C$12=\"W\", B99*(('B. PoF Summary Stats & Params'!$M$14/'B. PoF Summary Stats & Params'!$O$14)*((A99)/'B. PoF Summary Stats & Params'!$O$14)^('B. PoF Summary Stats & Params'!$M$14-1)), \"Choose Model\"))","v":2.5229559333026688E-2},{"$f":"IF('B. PoF Summary Stats & Params'!$C$12=\"C\", B99*'B. PoF Summary Stats & Params'!$I$8*'B. PoF Summary Stats & Params'!$I$6*A99^('B. PoF Summary Stats & Params'!$I$6-1), IF('B. PoF Summary Stats & Params'!$C$12=\"W\", B99*(('B. PoF Summary Stats & Params'!$M$6/'B. PoF Summary Stats & Params'!$M$8)*((A99)/'B. PoF Summary Stats & Params'!$M$8)^('B. PoF Summary Stats & Params'!$M$6-1)), \"Choose Model\"))","v":2.4493971867848231E-2},{"$f":"IF('B. PoF Summary Stats & Params'!$C$12=\"C\", B99*'B. PoF Summary Stats & Params'!$I$8*'B. PoF Summary Stats & Params'!$I$12*A99^('B. PoF Summary Stats & Params'!$I$12-1), IF('B. PoF Summary Stats & Params'!$C$12=\"W\", B99*(('B. PoF Summary Stats & Params'!$M$12/'B. PoF Summary Stats & Params'!$O$12)*((A99)/'B. PoF Summary Stats & Params'!$O$12)^('B. PoF Summary Stats & Params'!$M$12-1)), \"Choose Model\"))","v":2.377903625899357E-2}]
[96,1,{"$f":"IF('B. PoF Summary Stats & Params'!$C$12=\"C\", B100*'B. PoF Summary Stats & Params'!$I$8*'B. PoF Summary Stats & Params'!$I$10*A100^('B. PoF Summary Stats & Params'!$I$10-1), IF('B. PoF Summary Stats & Params'!$C$12=\"W\", B100*(('B. PoF Summary Stats & Params'!$M$14/'B. PoF Summary Stats & Params'!$O$14)*((A100)/'B. PoF Summary Stats & Params'!$O$14)^('B. PoF Summary Stats & Params'!$M$14-1)), \"Choose Model\"))","v":2.5723068627748986E-2},{"$f":"IF('B. PoF Summary Stats & Params'!$C$12=\"C\", B100*'B. PoF Summary Stats & Params'!$I$8*'B. PoF Summary Stats & Params'!$I$6*A100^('B. PoF Summary Stats & Params'!$I$6-1), IF('B. PoF Summary Stats & Params'!$C$12=\"W\", B100*(('B. PoF Summary Stats & Params'!$M$6/'B. PoF Summary Stats & Params'!$M$8)*((A100)/'B. PoF Summary Stats & Params'!$M$8)^('B. PoF Summary Stats & Params'!$M$6-1)), \"Choose Model\"))","v":2.4971523559308685E-2},{"$f":"IF('B. PoF Summary Stats & Params'!$C$12=\"C\", B100*'B. PoF Summary Stats & Params'!$I$8*'B. PoF Summary Stats & Params'!$I$12*A100^('B. PoF Summary Stats & Params'!$I$12-1), IF('B. PoF Summary Stats & Params'!$C$12=\"W\", B100*(('B. PoF Summary Stats & Params'!$M$12/'B. PoF Summary Stats & Params'!$O$12)*((A100)/'B. PoF Summary Stats & Params'!$O$12)^('B. PoF Summary Stats & Params'!$M$12-1)), \"Choose Model\"))","v":2.4241100615283191E-2}]
[97,1,{"$f":"IF('B. PoF Summary Stats & Params'!$C$12=\"C\", B101*'B. PoF Summary Stats & Params'!$I$8*'B. PoF Summary Stats & Params'!$I$10*A101^('B. PoF Summary Stats & Params'!$I$10-1), IF('B. PoF Summary Stats & Params'!$C$12=\"W\", B101*(('B. PoF Summary Stats & Params'!$M$14/'B. PoF Summary Stats & Params'!$O$14)*((A101)/'B. PoF Summary Stats & Params'!$O$14)^('B. PoF Summary Stats & Params'!$M$14-1)), \"Choose Model\"))","v":2.6220966983724683E-2},{"$f":"IF('B. PoF Summary Stats & Params'!$C$12=\"C\", B101*'B. PoF Summary Stats & Params'!$I$8*'B. PoF Summary Stats & Params'!$I$6*A101^('B. PoF Summary Stats & Params'!$I$6-1), IF('B. PoF Summary Stats & Params'!$C$12=\"W\", B101*(('B. PoF Summary Stats & Params'!$M$6/'B. PoF Summary Stats & Params'!$M$8)*((A101)/'B. PoF Summary Stats & Params'!$M$8)^('B. PoF Summary Stats & Params'!$M$6-1)), \"Choose Model\"))","v":2.5453292280333502E-2},{"$f":"IF('B. PoF Summary Stats & Params'!$C$12=\"C\", B101*'B. PoF Summary Stats & Params'!$I$8*'B. PoF Summary Stats & Params'!$I$12*A101^('B. PoF Summary Stats & Params'!$I$12-1), IF('B. PoF Summary Stats & Params'!$C$12=\"W\", B101*(('B. PoF Summary Stats & Params'!$M$12/'B. PoF Summary Stats & Params'!$O$12)*((A101)/'B. PoF Summary Stats & Params'!$O$12)^('B. PoF Summary Stats & Params'!$M$12-1)), \"Choose Model\"))","v":2.4707215621170106E-2}]
[98,1,{"$f":"IF('B. PoF Summary Stats & Params'!$C$12=\"C\", B102*'B. PoF Summary Stats & Params'!$I$8*'B. PoF Summary Stats & Params'!$I$10*A102^('B. PoF Summary Stats & Params'!$I$10-1), IF('B. PoF Summary Stats & Params'!$C$12=\"W\", B102*(('B. PoF Summary Stats & Params'!$M$14/'B. PoF Summary Stats & Params'!$O$14)*((A102)/'B. PoF Summary Stats & Params'!$O$14)^('B. PoF Summary Stats & Params'!$M$14-1)), \"Choose Model\"))","v":2.6723247583677216E-2},{"$f":"IF('B. PoF Summary Stats & Params'!$C$12=\"C\", B102*'B. PoF Summary Stats & Params'!$I$8*'B. PoF Summary Stats & Params'!$I$6*A102^('B. PoF Summary Stats & Params'!$I$6-1), IF('B. PoF Summary Stats & Params'!$C$12=\"W\", B102*(('B. PoF Summary Stats & Params'!$M$6/'B. PoF Summary Stats & Params'!$M$8)*((A102)/'B. PoF Summary Stats & Params'!$M$8)^('B. PoF Summary Stats & Params'!$M$6-1)), \"Choose Model\"))","v":2.5939271219061252E-2},{"$f":"IF('B. PoF Summary Stats & Params'!$C$12=\"C\", B102*'B. PoF Summary Stats & Params'!$I$8*'B. PoF Summary Stats & Params'!$I$12*A102^('B. PoF Summary Stats & Params'!$I$12-1), IF('B. PoF Summary Stats & Params'!$C$12=\"W\", B102*(('B. PoF Summary Stats & Params'!$M$12/'B. PoF Summary Stats & Params'!$O$12)*((A102)/'B. PoF Summary Stats & Params'!$O$12)^('B. PoF Summary Stats & Params'!$M$12-1)), \"Choose Model\"))","v":2.517737447791208E-2}]
[99,1,{"$f":"IF('B. PoF Summary Stats & Params'!$C$12=\"C\", B103*'B. PoF Summary Stats & Params'!$I$8*'B. PoF Summary Stats & Params'!$I$10*A103^('B. PoF Summary Stats & Params'!$I$10-1), IF('B. PoF Summary Stats & Params'!$C$12=\"W\", B103*(('B. PoF Summary Stats & Params'!$M$14/'B. PoF Summary Stats & Params'!$O$14)*((A103)/'B. PoF Summary Stats & Params'!$O$14)^('B. PoF Summary Stats & Params'!$M$14-1)), \"Choose Model\"))","v":2.7229903690681456E-2},{"$f":"IF('B. PoF Summary Stats & Params'!$C$12=\"C\", B103*'B. PoF Summary Stats & Params'!$I$8*'B. PoF Summary Stats & Params'!$I$6*A103^('B. PoF Summary Stats & Params'!$I$6-1), IF('B. PoF Summary Stats & Params'!$C$12=\"W\", B103*(('B. PoF Summary Stats & Params'!$M$6/'B. PoF Summary Stats & Params'!$M$8)*((A103)/'B. PoF Summary Stats & Params'!$M$8)^('B. PoF Summary Stats & Params'!$M$6-1)), \"Choose Model\"))","v":2.6429453644334553E-2},{"$f":"IF('B. PoF Summary Stats & Params'!$C$12=\"C\", B103*'B. PoF Summary Stats & Params'!$I$8*'B. PoF Summary Stats & Params'!$I$12*A103^('B. PoF Summary Stats & Params'!$I$12-1), IF('B. PoF Summary Stats & Params'!$C$12=\"W\", B103*(('B. PoF Summary Stats & Params'!$M$12/'B. PoF Summary Stats & Params'!$O$12)*((A103)/'B. PoF Summary Stats & Params'!$O$12)^('B. PoF Summary Stats & Params'!$M$12-1)), \"Choose Model\"))","v":2.5651570467738007E-2}]
[100,1,{"$f":"IF('B. PoF Summary Stats & Params'!$C$12=\"C\", B104*'B. PoF Summary Stats & Params'!$I$8*'B. PoF Summary Stats & Params'!$I$10*A104^('B. PoF Summary Stats & Params'!$I$10-1), IF('B. PoF Summary Stats & Params'!$C$12=\"W\", B104*(('B. PoF Summary Stats & Params'!$M$14/'B. PoF Summary Stats & Params'!$O$14)*((A104)/'B. PoF Summary Stats & Params'!$O$14)^('B. PoF Summary Stats & Params'!$M$14-1)), \"Choose Model\"))","v":2.7740928646411055E-2},{"$f":"IF('B. PoF Summary Stats & Params'!$C$12=\"C\", B104*'B. PoF Summary Stats & Params'!$I$8*'B. PoF Summary Stats & Params'!$I$6*A104^('B. PoF Summary Stats & Params'!$I$6-1), IF('B. PoF Summary Stats & Params'!$C$12=\"W\", B104*(('B. PoF Summary Stats & Params'!$M$6/'B. PoF Summary Stats & Params'!$M$8)*((A104)/'B. PoF Summary Stats & Params'!$M$8)^('B. PoF Summary Stats & Params'!$M$6-1)), \"Choose Model\"))","v":2.6923832903934793E-2},{"$f":"IF('B. PoF Summary Stats & Params'!$C$12=\"C\", B104*'B. PoF Summary Stats & Params'!$I$8*'B. PoF Summary Stats & Params'!$I$12*A104^('B. PoF Summary Stats & Params'!$I$12-1), IF('B. PoF Summary Stats & Params'!$C$12=\"W\", B104*(('B. PoF Summary Stats & Params'!$M$12/'B. PoF Summary Stats & Params'!$O$12)*((A104)/'B. PoF Summary Stats & Params'!$O$12)^('B. PoF Summary Stats & Params'!$M$12-1)), \"Choose Model\"))","v":2.6129796952071835E-2}]

{"sheet":"B. PoF Summary Stats & Params","index":6,"n_rows":26,"n_cols":25,"rows_kept":26,"cut":false,"hidden":false,"merged":[[2,1,3,2],[2,4,3,5],[2,7,3,9],[2,11,3,15],[11,19,11,20],[8,18,8,20],[7,18,7,20],[6,18,6,20],[2,17,3,25],[5,18,5,20]]}
[null,null,"PoF Summary Statistics and Parameters"]
[]
[null,"Summary Statisitics",null,null,"Failure Model Parameters",null,null,"Crow-AMSAA Parameters",null,null,null,"Weibull Parameters",null,null,null,null,null,"Health Index Parameters"]
[]
[null,"Number of PoF Adjustment Factors",{"$f":"COUNTIF('B. Population PoF Scores'!$O$5:$S$5,\">\"&0)","v":1}]
[null,"Min Score",{"$f":"C5*1","v":1},null,"βavg",{"$f":"IF($C$12=\"C\", I6, IF($C$12=\"W\", M6, \"Choose Model\"))","v":2.8439999999999999},null,"βavg",null,null,null,"βavg",2.8439999999999999,null,null,null,null,null,"Earliest Age Asset Considered (Years)",null,null,0.5,null,"Min PoF",{"$f":"IF($C$12=\"C\", I8*I12*V6^(I12-1), IF($C$12=\"W\", (($M12/$O12)*((V6)/$O12)^(M12-1)), \"Choose Model\"))","v":1.5419596381885139E-6}]
[null,"Max Score",{"$f":"C5*5","v":5},null,"95%CI Adj (β)",{"$f":"(F6-F14)/F6","v":2.1448663853727125E-3},null,null,null,null,null,null,null,null,null,null,null,null,"Asset Standard Life (Years)",null,null,52.07,null,"Max PoF",{"$f":"IF($C$12=\"C\",  I8*I10*V9^(I10-1), IF($C$12=\"W\", (($M14/$O14)*((V9)/$O14)^(M14-1)), \"Choose Model\"))","v":9.8059455701094561E-3}]
[null,"No. of Z-Scores",{"$f":"5^C5","v":5},null,null,{"$f":"F6*F7","v":6.0999999999999943E-3},null,"λavg",null,null,null,"havg",101.94499999999999,null,null,null,null,null,"Asset Standard Life Addition (%)",null,null,0.1,null,"HI Categories",10]
[null,null,null,null,"Std. Dev",{"$f":"SQRT(_xlfn.STDEV.P(({1;2;3;4;5}*'B. Population PoF Scores'!O5))^2+_xlfn.STDEV.P(({1;2;3;4;5}*'B. Population PoF Scores'!P5))^2+_xlfn.STDEV.P(({1;2;3;4;5}*'B. Population PoF Scores'!Q5))^2+_xlfn.STDEV.P(({1;2;3;4;5}*'B. Population PoF Scores'!R5))^2+_xlfn.STDEV.P(({1;2;3;4;5}*'B. Population PoF Scores'!S5))^2)","v":1.4142135623730951},null,null,null,null,null,null,null,null,null,null,null,null,"Asset Standard Life + Addition (%)",null,null,{"$f":"ROUND(V7*(1+V8), 0)","v":57},null,"Delta per Cat.",{"$f":"(Y7-Y6)/Y8","v":9.8044036104712661E-4}]
[null,"Reference Date",2018,null,"Max Std. Dev",{"$f":"(SUM('B. Population PoF Scores'!O5:S5)-F11)/F9*-1","v":1.4142135623730949},null,"βpoor",null,null,null,"b",-13.1518]
[null,null,null,null,"Average PoF Factor Score",{"$f":"SUM('B. Population PoF Scores'!O5:S5)*3","v":3}]
[null,"Crow-AMSAA or Weibull Failure Model","W",null,"β ZCF Scalar",{"$f":"F8/F10","v":4.3133513652379362E-3},null,"βgood",null,null,null,"βgood",2.8378999999999999,"hgood",102.9524,null,null,null,"HEALTH INDEX","PoF Range"]
[null,null,null,null,null,null,null,null,null,null,null,null,null,null,null,null,null,null,1,0,{"$f":"$Y$6+S13*$Y$9","v":9.8198232068531506E-4}]
[null,"Replacement Type","Like-for-like",null,"βgood",{"$f":"IF($C$12=\"C\", I12, IF($C$12=\"W\", M12, \"Choose Model\"))","v":2.8378999999999999},null,null,null,null,null,"βpoor",2.85,"hpoor",100.9517,null,null,null,2,{"$f":"U13","v":9.8198232068531506E-4},1.9624226817324419E-3]
[null,null,null,null,"βpoor",{"$f":"IF($C$12=\"C\", I10, IF($C$12=\"W\", M14, \"Choose Model\"))","v":2.85},null,null,null,null,null,null,null,null,null,null,null,null,3,1.9624226817324419E-3,2.9428630427795685E-3]
[null,null,null,null,"λpopulation",{"$f":"IF($C$12=\"C\", I8, \"Not Applicable\")","v":"Not Applicable"},null,null,null,null,null,null,null,null,null,null,null,null,4,2.9428630427795685E-3,3.9233034038266947E-3]
[null,null,null,null,null,null,null,null,null,null,null,null,null,null,null,null,null,null,5,3.9233034038266947E-3,4.9037437648738217E-3]
[null,null,null,null,"havg",{"$f":"IF($C$12=\"C\", \"Not Applicable\", M8)","v":101.94499999999999},null,null,null,null,null,null,null,null,null,null,null,null,6,4.9037437648738217E-3,5.8841841259209479E-3]
[null,null,null,null,"Intercept (b)",{"$f":"IF($C$12=\"C\", \"Not Applicable\", M10)","v":-13.1518},null,null,null,null,null,null,null,null,null,null,null,null,7,5.8841841259209479E-3,6.8646244869680741E-3]
[null,null,null,null,"hgood",{"$f":"IF($C$12=\"C\", \"Not Applicable\", O12)","v":102.9524},null,null,null,null,null,null,null,null,null,null,null,null,8,6.8646244869680741E-3,7.845064848015202E-3]
[null,null,null,null,"95%CI Adj (hgood)",{"$f":"IF($C$12=\"C\", \"Not Applicable\", (F20-M8)/M8)","v":9.8817990092697448E-3},null,null,null,null,null,null,null,null,null,null,null,null,9,7.845064848015202E-3,8.8255052090623291E-3]
[null,null,null,null,null,null,null,null,null,null,null,null,null,null,null,null,null,null,10,8.8255052090623291E-3,9.8059455701094561E-3]
[null,null,null,null,"hpoor",{"$f":"IF($C$12=\"C\", \"Not Applicable\", O14)","v":100.9517}]
[null,null,null,null,"95%CI Adj (hpoor)",{"$f":"IF($C$12=\"C\", \"Not Applicable\", (F23-M8)/M8)","v":-9.7434891362988951E-3}]
[]
[null,null,null,null,"Replacement Asset PoF",{"$f":"IF($C$14=\"Like-for-like\",IF($C$12=\"C\",I8*I6*V6^(I12-1),IF($C$12=\"W\",(($M6/$M8)*((V6)/$M8)^(M6-1)),\"Choose Model\")),IF($C$14=\"New model\",IF($C$12=\"C\", I8*I12*V6^(I12-1), IF($C$12=\"W\", (($M12/$O12)*((V6)/$O12)^(M12-1)), \"Choose Model\"))))","v":1.5382877250375305E-6}]

{"sheet":"B. PoF Adj Factor Scoring","index":7,"n_rows":10,"n_cols":14,"rows_kept":10,"cut":false,"hidden":false,"merged":[[2,12,2,13],[2,4,2,5],[2,2,4,2],[2,1,4,1],[2,6,2,7],[2,8,2,9],[2,10,2,11]]}
[null,null,"PoF Adjustment Factors and Scores"]
[]
[null,"PoF Affect","PoF Score",null,{"$f":"'B. Population PoF Scores'!B4","v":"Construction Type"},null,{"$f":"'B. Population PoF Scores'!C4","v":0},null,{"$f":"'B. Population PoF Scores'!D4","v":0},null,{"$f":"'B. Population PoF Scores'!E4","v":0},null,{"$f":"'B. Population PoF Scores'!F4","v":0}]
[null,null,null,null,"Factor Value","PoF Score","Factor Value","PoF Score","Factor Value","PoF Score","Factor Value","PoF Score","Factor Value","PoF Score"]
[null,null,null,null,"Bare",3,0,0,0,0,0,0,0,0]
[null,"Insignificant",1,null,"PVC",5]
[null,"Minor",2,null,"Unknown",4]
[null,"Moderate",3,null,"XLPE",1]
[null,"Major",4]
[null,"Severe",5]

{"sheet":"B. Population PoF Scores","index":8,"n_rows":600,"n_cols":19,"rows_kept":600,"cut":false,"hidden":false,"merged":[[2,1,2,5],[2,0,4,0],[2,6,2,10]]}
[null,null,"Population PoF Scores"]
[]
["Asset Identifier","POF ADJUSTMENT FACTORS",null,null,null,null,"POF SCORES"]
[null,{"$f":"'A. Population Info'!G5","v":"Construction Type"},{"$f":"'A. Population Info'!H5","v":0},{"$f":"'A. Population Info'!I5","v":0},{"$f":"'A. Population Info'!J5","v":0},{"$f":"'A. Population Info'!K5","v":0},{"$f":"B4","v":"Construction Type"},{"$f":"C4","v":0},{"$f":"D4","v":0},{"$f":"E4","v":0},{"$f":"F4","v":0},null,null,null,{"$f":"B4","v":"Construction Type"},{"$f":"C4","v":0},{"$f":"D4","v":0},{"$f":"E4","v":0},{"$f":"F4","v":0}]
[null,null,null,null,null,null,{"$f":"O5","v":1},{"$f":"P5","v":0},{"$f":"Q5","v":0},{"$f":"R5","v":0},{"$f":"S5","v":0},null,null,"Weighting 1",1,0,0,0,0]
[1,"BARE",{"$f":"'A. Population Info'!H6","v":0},{"$f":"'A. Population Info'!I6","v":0},{"$f":"'A. Population Info'!J6","v":0},{"$f":"'A. Population Info'!K6","v":0},{"$f":"VLOOKUP(B:B,OFFSET('B. PoF Adj Factor Scoring'!$E$5:$F$282,,MATCH(G$4,'B. PoF Adj Factor Scoring'!$E$3:$N$3,0)-1),2,TRUE)","v":3},{"$f":"VLOOKUP(C:C,OFFSET('B. PoF Adj Factor Scoring'!$E$5:$F$282,,MATCH(H$4,'B. PoF Adj Factor Scoring'!$E$3:$N$3,0)-1),2,TRUE)","v":0},{"$f":"VLOOKUP(D:D,OFFSET('B. PoF Adj Factor Scoring'!$E$5:$F$282,,MATCH(I$4,'B. PoF Adj Factor Scoring'!$E$3:$N$3,0)-1),2,TRUE)","v":0},{"$f":"VLOOKUP(E:E,OFFSET('B. PoF Adj Factor Scoring'!$E$5:$F$282,,MATCH(J$4,'B. PoF Adj Factor Scoring'!$E$3:$N$3,0)-1),2,TRUE)","v":0},{"$f":"VLOOKUP(F:F,OFFSET('B. PoF Adj Factor Scoring'!$E$5:$F$282,,MATCH(K$4,'B. PoF Adj Factor Scoring'!$E$3:$N$3,0)-1),2,TRUE)","v":0}]
[2,"BARE",{"$f":"'A. Population Info'!H7","v":0},{"$f":"'A. Population Info'!I7","v":0},{"$f":"'A. Population Info'!J7","v":0},{"$f":"'A. Population Info'!K7","v":0},{"$f":"VLOOKUP(B:B,OFFSET('B. PoF Adj Factor Scoring'!$E$5:$F$282,,MATCH(G$4,'B. PoF Adj Factor Scoring'!$E$3:$N$3,0)-1),2,TRUE)","v":3},{"$f":"VLOOKUP(C:C,OFFSET('B. PoF Adj Factor Scoring'!$E$5:$F$282,,MATCH(H$4,'B. PoF Adj Factor Scoring'!$E$3:$N$3,0)-1),2,TRUE)","v":0},{"$f":"VLOOKUP(D:D,OFFSET('B. PoF Adj Factor Scoring'!$E$5:$F$282,,MATCH(I$4,'B. PoF Adj Factor Scoring'!$E$3:$N$3,0)-1),2,TRUE)","v":0},{"$f":"VLOOKUP(E:E,OFFSET('B. PoF Adj Factor Scoring'!$E$5:$F$282,,MATCH(J$4,'B. PoF Adj Factor Scoring'!$E$3:$N$3,0)-1),2,TRUE)","v":0},{"$f":"VLOOKUP(F:F,OFFSET('B. PoF Adj Factor Scoring'!$E$5:$F$282,,MATCH(K$4,'B. PoF Adj Factor Scoring'!$E$3:$N$3,0)-1),2,TRUE)","v":0}]
[3,"BARE",{"$f":"'A. Population Info'!H8","v":0},{"$f":"'A. Population Info'!I8","v":0},{"$f":"'A. Population Info'!J8","v":0},{"$f":"'A. Population Info'!K8","v":0},{"$f":"VLOOKUP(B:B,OFFSET('B. PoF Adj Factor Scoring'!$E$5:$F$282,,MATCH(G$4,'B. PoF Adj Factor Scoring'!$E$3:$N$3,0)-1),2,TRUE)","v":3},{"$f":"VLOOKUP(C:C,OFFSET('B. PoF Adj Factor Scoring'!$E$5:$F$282,,MATCH(H$4,'B. PoF Adj Factor Scoring'!$E$3:$N$3,0)-1),2,TRUE)","v":0},{"$f":"VLOOKUP(D:D,OFFSET('B. PoF Adj Factor Scoring'!$E$5:$F$282,,MATCH(I$4,'B. PoF Adj Factor Scoring'!$E$3:$N$3,0)-1),2,TRUE)","v":0},{"$f":"VLOOKUP(E:E,OFFSET('B. PoF Adj Factor Scoring'!$E$5:$F$282,,MATCH(J$4,'B. PoF Adj Factor Scoring'!$E$3:$N$3,0)-1),2,TRUE)","v":0},{"$f":"VLOOKUP(F:F,OFFSET('B. PoF Adj Factor Scoring'!$E$5:$F$282,,MATCH(K$4,'B. PoF Adj Factor Scoring'!$E$3:$N$3,0)-1),2,TRUE)","v":0}]
[4,"BARE",{"$f":"'A. Population Info'!H9","v":0},{"$f":"'A. Population Info'!I9","v":0},{"$f":"'A. Population Info'!J9","v":0},{"$f":"'A. Population Info'!K9","v":0},{"$f":"VLOOKUP(B:B,OFFSET('B. PoF Adj Factor Scoring'!$E$5:$F$282,,MATCH(G$4,'B. PoF Adj Factor Scoring'!$E$3:$N$3,0)-1),2,TRUE)","v":3},{"$f":"VLOOKUP(C:C,OFFSET('B. PoF Adj Factor Scoring'!$E$5:$F$282,,MATCH(H$4,'B. PoF Adj Factor Scoring'!$E$3:$N$3,0)-1),2,TRUE)","v":0},{"$f":"VLOOKUP(D:D,OFFSET('B. PoF Adj Factor Scoring'!$E$5:$F$282,,MATCH(I$4,'B. PoF Adj Factor Scoring'!$E$3:$N$3,0)-1),2,TRUE)","v":0},{"$f":"VLOOKUP(E:E,OFFSET('B. PoF Adj Factor Scoring'!$E$5:$F$282,,MATCH(J$4,'B. PoF Adj Factor Scoring'!$E$3:$N$3,0)-1),2,TRUE)","v":0},{"$f":"VLOOKUP(F:F,OFFSET('B. PoF Adj Factor Scoring'!$E$5:$F$282,,MATCH(K$4,'B. PoF Adj Factor Scoring'!$E$3:$N$3,0)-1),2,TRUE)","v":0}]
[5,"BARE",{"$f":"'A. Population Info'!H10","v":0},{"$f":"'A. Population Info'!I10","v":0},{"$f":"'A. Population Info'!J10","v":0},{"$f":"'A. Population Info'!K10","v":0},{"$f":"VLOOKUP(B:B,OFFSET('B. PoF Adj Factor Scoring'!$E$5:$F$282,,MATCH(G$4,'B. PoF Adj Factor Scoring'!$E$3:$N$3,0)-1),2,TRUE)","v":3},{"$f":"VLOOKUP(C:C,OFFSET('B. PoF Adj Factor Scoring'!$E$5:$F$282,,MATCH(H$4,'B. PoF Adj Factor Scoring'!$E$3:$N$3,0)-1),2,TRUE)","v":0},{"$f":"VLOOKUP(D:D,OFFSET('B. PoF Adj Factor Scoring'!$E$5:$F$282,,MATCH(I$4,'B. PoF Adj Factor Scoring'!$E$3:$N$3,0)-1),2,TRUE)","v":0},{"$f":"VLOOKUP(E:E,OFFSET('B. PoF Adj Factor Scoring'!$E$5:$F$282,,MATCH(J$4,'B. PoF Adj Factor Scoring'!$E$3:$N$3,0)-1),2,TRUE)","v":0},{"$f":"VLOOKUP(F:F,OFFSET('B. PoF Adj Factor Scoring'!$E$5:$F$282,,MATCH(K$4,'B. PoF Adj Factor Scoring'!$E$3:$N$3,0)-1),2,TRUE)","v":0}]
[6,"BARE",{"$f":"'A. Population Info'!H11","v":0},{"$f":"'A. Population Info'!I11","v":0},{"$f":"'A. Population Info'!J11","v":0},{"$f":"'A. Population Info'!K11","v":0},{"$f":"VLOOKUP(B:B,OFFSET('B. PoF Adj Factor Scoring'!$E$5:$F$282,,MATCH(G$4,'B. PoF Adj Factor Scoring'!$E$3:$N$3,0)-1),2,TRUE)","v":3},{"$f":"VLOOKUP(C:C,OFFSET('B. PoF Adj Factor Scoring'!$E$5:$F$282,,MATCH(H$4,'B. PoF Adj Factor Scoring'!$E$3:$N$3,0)-1),2,TRUE)","v":0},{"$f":"VLOOKUP(D:D,OFFSET('B. PoF Adj Factor Scoring'!$E$5:$F$282,,MATCH(I$4,'B. PoF Adj Factor Scoring'!$E$3:$N$3,0)-1),2,TRUE)","v":0},{"$f":"VLOOKUP(E:E,OFFSET('B. PoF Adj Factor Scoring'!$E$5:$F$282,,MATCH(J$4,'B. PoF Adj Factor Scoring'!$E$3:$N$3,0)-1),2,TRUE)","v":0},{"$f":"VLOOKUP(F:F,OFFSET('B. PoF Adj Factor Scoring'!$E$5:$F$282,,MATCH(K$4,'B. PoF Adj Factor Scoring'!$E$3:$N$3,0)-1),2,TRUE)","v":0}]
[7,"BARE",{"$f":"'A. Population Info'!H12","v":0},{"$f":"'A. Population Info'!I12","v":0},{"$f":"'A. Population Info'!J12","v":0},{"$f":"'A. Population Info'!K12","v":0},{"$f":"VLOOKUP(B:B,OFFSET('B. PoF Adj Factor Scoring'!$E$5:$F$282,,MATCH(G$4,'B. PoF Adj Factor Scoring'!$E$3:$N$3,0)-1),2,TRUE)","v":3},{"$f":"VLOOKUP(C:C,OFFSET('B. PoF Adj Factor Scoring'!$E$5:$F$282,,MATCH(H$4,'B. PoF Adj Factor Scoring'!$E$3:$N$3,0)-1),2,TRUE)","v":0},{"$f":"VLOOKUP(D:D,OFFSET('B. PoF Adj Factor Scoring'!$E$5:$F$282,,MATCH(I$4,'B. PoF Adj Factor Scoring'!$E$3:$N$3,0)-1),2,TRUE)","v":0},{"$f":"VLOOKUP(E:E,OFFSET('B. PoF Adj Factor Scoring'!$E$5:$F$282,,MATCH(J$4,'B. PoF Adj Factor Scoring'!$E$3:$N$3,0)-1),2,TRUE)","v":0},{"$f":"VLOOKUP(F:F,OFFSET('B. PoF Adj Factor Scoring'!$E$5:$F$282,,MATCH(K$4,'B. PoF Adj Factor Scoring'!$E$3:$N$3,0)-1),2,TRUE)","v":0}]
[8,"BARE",{"$f":"'A. Population Info'!H13","v":0},{"$f":"'A. Population Info'!I13","v":0},{"$f":"'A. Population Info'!J13","v":0},{"$f":"'A. Population Info'!K13","v":0},{"$f":"VLOOKUP(B:B,OFFSET('B. PoF Adj Factor Scoring'!$E$5:$F$282,,MATCH(G$4,'B. PoF Adj Factor Scoring'!$E$3:$N$3,0)-1),2,TRUE)","v":3},{"$f":"VLOOKUP(C:C,OFFSET('B. PoF Adj Factor Scoring'!$E$5:$F$282,,MATCH(H$4,'B. PoF Adj Factor Scoring'!$E$3:$N$3,0)-1),2,TRUE)","v":0},{"$f":"VLOOKUP(D:D,OFFSET('B. PoF Adj Factor Scoring'!$E$5:$F$282,,MATCH(I$4,'B. PoF Adj Factor Scoring'!$E$3:$N$3,0)-1),2,TRUE)","v":0},{"$f":"VLOOKUP(E:E,OFFSET('B. PoF Adj Factor Scoring'!$E$5:$F$282,,MATCH(J$4,'B. PoF Adj Factor Scoring'!$E$3:$N$3,0)-1),2,TRUE)","v":0},{"$f":"VLOOKUP(F:F,OFFSET('B. PoF Adj Factor Scoring'!$E$5:$F$282,,MATCH(K$4,'B. PoF Adj Factor Scoring'!$E$3:$N$3,0)-1),2,TRUE)","v":0}]
[9,"BARE",{"$f":"'A. Population Info'!H14","v":0},{"$f":"'A. Population Info'!I14","v":0},{"$f":"'A. Population Info'!J14","v":0},{"$f":"'A. Population Info'!K14","v":0},{"$f":"VLOOKUP(B:B,OFFSET('B. PoF Adj Factor Scoring'!$E$5:$F$282,,MATCH(G$4,'B. PoF Adj Factor Scoring'!$E$3:$N$3,0)-1),2,TRUE)","v":3},{"$f":"VLOOKUP(C:C,OFFSET('B. PoF Adj Factor Scoring'!$E$5:$F$282,,MATCH(H$4,'B. PoF Adj Factor Scoring'!$E$3:$N$3,0)-1),2,TRUE)","v":0},{"$f":"VLOOKUP(D:D,OFFSET('B. PoF Adj Factor Scoring'!$E$5:$F$282,,MATCH(I$4,'B. PoF Adj Factor Scoring'!$E$3:$N$3,0)-1),2,TRUE)","v":0},{"$f":"VLOOKUP(E:E,OFFSET('B. PoF Adj Factor Scoring'!$E$5:$F$282,,MATCH(J$4,'B. PoF Adj Factor Scoring'!$E$3:$N$3,0)-1),2,TRUE)","v":0},{"$f":"VLOOKUP(F:F,OFFSET('B. PoF Adj Factor Scoring'!$E$5:$F$282,,MATCH(K$4,'B. PoF Adj Factor Scoring'!$E$3:$N$3,0)-1),2,TRUE)","v":0}]
[10,"BARE",{"$f":"'A. Population Info'!H15","v":0},{"$f":"'A. Population Info'!I15","v":0},{"$f":"'A. Population Info'!J15","v":0},{"$f":"'A. Population Info'!K15","v":0},{"$f":"VLOOKUP(B:B,OFFSET('B. PoF Adj Factor Scoring'!$E$5:$F$282,,MATCH(G$4,'B. PoF Adj Factor Scoring'!$E$3:$N$3,0)-1),2,TRUE)","v":3},{"$f":"VLOOKUP(C:C,OFFSET('B. PoF Adj Factor Scoring'!$E$5:$F$282,,MATCH(H$4,'B. PoF Adj Factor Scoring'!$E$3:$N$3,0)-1),2,TRUE)","v":0},{"$f":"VLOOKUP(D:D,OFFSET('B. PoF Adj Factor Scoring'!$E$5:$F$282,,MATCH(I$4,'B. PoF Adj Factor Scoring'!$E$3:$N$3,0)-1),2,TRUE)","v":0},{"$f":"VLOOKUP(E:E,OFFSET('B. PoF Adj Factor Scoring'!$E$5:$F$282,,MATCH(J$4,'B. PoF Adj Factor Scoring'!$E$3:$N$3,0)-1),2,TRUE)","v":0},{"$f":"VLOOKUP(F:F,OFFSET('B. PoF Adj Factor Scoring'!$E$5:$F$282,,MATCH(K$4,'B. PoF Adj Factor Scoring'!$E$3:$N$3,0)-1),2,TRUE)","v":0}]
[11,"BARE",{"$f":"'A. Population Info'!H16","v":0},{"$f":"'A. Population Info'!I16","v":0},{"$f":"'A. Population Info'!J16","v":0},{"$f":"'A. Population Info'!K16","v":0},{"$f":"VLOOKUP(B:B,OFFSET('B. PoF Adj Factor Scoring'!$E$5:$F$282,,MATCH(G$4,'B. PoF Adj Factor Scoring'!$E$3:$N$3,0)-1),2,TRUE)","v":3},{"$f":"VLOOKUP(C:C,OFFSET('B. PoF Adj Factor Scoring'!$E$5:$F$282,,MATCH(H$4,'B. PoF Adj Factor Scoring'!$E$3:$N$3,0)-1),2,TRUE)","v":0},{"$f":"VLOOKUP(D:D,OFFSET('B. PoF Adj Factor Scoring'!$E$5:$F$282,,MATCH(I$4,'B. PoF Adj Factor Scoring'!$E$3:$N$3,0)-1),2,TRUE)","v":0},{"$f":"VLOOKUP(E:E,OFFSET('B. PoF Adj Factor Scoring'!$E$5:$F$282,,MATCH(J$4,'B. PoF Adj Factor Scoring'!$E$3:$N$3,0)-1),2,TRUE)","v":0},{"$f":"VLOOKUP(F:F,OFFSET('B. PoF Adj Factor Scoring'!$E$5:$F$282,,MATCH(K$4,'B. PoF Adj Factor Scoring'!$E$3:$N$3,0)-1),2,TRUE)","v":0}]
[12,"BARE",{"$f":"'A. Population Info'!H17","v":0},{"$f":"'A. Population Info'!I17","v":0},{"$f":"'A. Population Info'!J17","v":0},{"$f":"'A. Population Info'!K17","v":0},{"$f":"VLOOKUP(B:B,OFFSET('B. PoF Adj Factor Scoring'!$E$5:$F$282,,MATCH(G$4,'B. PoF Adj Factor Scoring'!$E$3:$N$3,0)-1),2,TRUE)","v":3},{"$f":"VLOOKUP(C:C,OFFSET('B. PoF Adj Factor Scoring'!$E$5:$F$282,,MATCH(H$4,'B. PoF Adj Factor Scoring'!$E$3:$N$3,0)-1),2,TRUE)","v":0},{"$f":"VLOOKUP(D:D,OFFSET('B. PoF Adj Factor Scoring'!$E$5:$F$282,,MATCH(I$4,'B. PoF Adj Factor Scoring'!$E$3:$N$3,0)-1),2,TRUE)","v":0},{"$f":"VLOOKUP(E:E,OFFSET('B. PoF Adj Factor Scoring'!$E$5:$F$282,,MATCH(J$4,'B. PoF Adj Factor Scoring'!$E$3:$N$3,0)-1),2,TRUE)","v":0},{"$f":"VLOOKUP(F:F,OFFSET('B. PoF Adj Factor Scoring'!$E$5:$F$282,,MATCH(K$4,'B. PoF Adj Factor Scoring'!$E$3:$N$3,0)-1),2,TRUE)","v":0}]
[13,"BARE",{"$f":"'A. Population Info'!H18","v":0},{"$f":"'A. Population Info'!I18","v":0},{"$f":"'A. Population Info'!J18","v":0},{"$f":"'A. Population Info'!K18","v":0},{"$f":"VLOOKUP(B:B,OFFSET('B. PoF Adj Factor Scoring'!$E$5:$F$282,,MATCH(G$4,'B. PoF Adj Factor Scoring'!$E$3:$N$3,0)-1),2,TRUE)","v":3},{"$f":"VLOOKUP(C:C,OFFSET('B. PoF Adj Factor Scoring'!$E$5:$F$282,,MATCH(H$4,'B. PoF Adj Factor Scoring'!$E$3:$N$3,0)-1),2,TRUE)","v":0},{"$f":"VLOOKUP(D:D,OFFSET('B. PoF Adj Factor Scoring'!$E$5:$F$282,,MATCH(I$4,'B. PoF Adj Factor Scoring'!$E$3:$N$3,0)-1),2,TRUE)","v":0},{"$f":"VLOOKUP(E:E,OFFSET('B. PoF Adj Factor Scoring'!$E$5:$F$282,,MATCH(J$4,'B. PoF Adj Factor Scoring'!$E$3:$N$3,0)-1),2,TRUE)","v":0},{"$f":"VLOOKUP(F:F,OFFSET('B. PoF Adj Factor Scoring'!$E$5:$F$282,,MATCH(K$4,'B. PoF Adj Factor Scoring'!$E$3:$N$3,0)-1),2,TRUE)","v":0}]
[14,"BARE",{"$f":"'A. Population Info'!H19","v":0},{"$f":"'A. Population Info'!I19","v":0},{"$f":"'A. Population Info'!J19","v":0},{"$f":"'A. Population Info'!K19","v":0},{"$f":"VLOOKUP(B:B,OFFSET('B. PoF Adj Factor Scoring'!$E$5:$F$282,,MATCH(G$4,'B. PoF Adj Factor Scoring'!$E$3:$N$3,0)-1),2,TRUE)","v":3},{"$f":"VLOOKUP(C:C,OFFSET('B. PoF Adj Factor Scoring'!$E$5:$F$282,,MATCH(H$4,'B. PoF Adj Factor Scoring'!$E$3:$N$3,0)-1),2,TRUE)","v":0},{"$f":"VLOOKUP(D:D,OFFSET('B. PoF Adj Factor Scoring'!$E$5:$F$282,,MATCH(I$4,'B. PoF Adj Factor Scoring'!$E$3:$N$3,0)-1),2,TRUE)","v":0},{"$f":"VLOOKUP(E:E,OFFSET('B. PoF Adj Factor Scoring'!$E$5:$F$282,,MATCH(J$4,'B. PoF Adj Factor Scoring'!$E$3:$N$3,0)-1),2,TRUE)","v":0},{"$f":"VLOOKUP(F:F,OFFSET('B. PoF Adj Factor Scoring'!$E$5:$F$282,,MATCH(K$4,'B. PoF Adj Factor Scoring'!$E$3:$N$3,0)-1),2,TRUE)","v":0}]
[15,"BARE",{"$f":"'A. Population Info'!H20","v":0},{"$f":"'A. Population Info'!I20","v":0},{"$f":"'A. Population Info'!J20","v":0},{"$f":"'A. Population Info'!K20","v":0},{"$f":"VLOOKUP(B:B,OFFSET('B. PoF Adj Factor Scoring'!$E$5:$F$282,,MATCH(G$4,'B. PoF Adj Factor Scoring'!$E$3:$N$3,0)-1),2,TRUE)","v":3},{"$f":"VLOOKUP(C:C,OFFSET('B. PoF Adj Factor Scoring'!$E$5:$F$282,,MATCH(H$4,'B. PoF Adj Factor Scoring'!$E$3:$N$3,0)-1),2,TRUE)","v":0},{"$f":"VLOOKUP(D:D,OFFSET('B. PoF Adj Factor Scoring'!$E$5:$F$282,,MATCH(I$4,'B. PoF Adj Factor Scoring'!$E$3:$N$3,0)-1),2,TRUE)","v":0},{"$f":"VLOOKUP(E:E,OFFSET('B. PoF Adj Factor Scoring'!$E$5:$F$282,,MATCH(J$4,'B. PoF Adj Factor Scoring'!$E$3:$N$3,0)-1),2,TRUE)","v":0},{"$f":"VLOOKUP(F:F,OFFSET('B. PoF Adj Factor Scoring'!$E$5:$F$282,,MATCH(K$4,'B. PoF Adj Factor Scoring'!$E$3:$N$3,0)-1),2,TRUE)","v":0}]
[16,"BARE",{"$f":"'A. Population Info'!H21","v":0},{"$f":"'A. Population Info'!I21","v":0},{"$f":"'A. Population Info'!J21","v":0},{"$f":"'A. Population Info'!K21","v":0},{"$f":"VLOOKUP(B:B,OFFSET('B. PoF Adj Factor Scoring'!$E$5:$F$282,,MATCH(G$4,'B. PoF Adj Factor Scoring'!$E$3:$N$3,0)-1),2,TRUE)","v":3},{"$f":"VLOOKUP(C:C,OFFSET('B. PoF Adj Factor Scoring'!$E$5:$F$282,,MATCH(H$4,'B. PoF Adj Factor Scoring'!$E$3:$N$3,0)-1),2,TRUE)","v":0},{"$f":"VLOOKUP(D:D,OFFSET('B. PoF Adj Factor Scoring'!$E$5:$F$282,,MATCH(I$4,'B. PoF Adj Factor Scoring'!$E$3:$N$3,0)-1),2,TRUE)","v":0},{"$f":"VLOOKUP(E:E,OFFSET('B. PoF Adj Factor Scoring'!$E$5:$F$282,,MATCH(J$4,'B. PoF Adj Factor Scoring'!$E$3:$N$3,0)-1),2,TRUE)","v":0},{"$f":"VLOOKUP(F:F,OFFSET('B. PoF Adj Factor Scoring'!$E$5:$F$282,,MATCH(K$4,'B. PoF Adj Factor Scoring'!$E$3:$N$3,0)-1),2,TRUE)","v":0}]
[17,"BARE",{"$f":"'A. Population Info'!H22","v":0},{"$f":"'A. Population Info'!I22","v":0},{"$f":"'A. Population Info'!J22","v":0},{"$f":"'A. Population Info'!K22","v":0},{"$f":"VLOOKUP(B:B,OFFSET('B. PoF Adj Factor Scoring'!$E$5:$F$282,,MATCH(G$4,'B. PoF Adj Factor Scoring'!$E$3:$N$3,0)-1),2,TRUE)","v":3},{"$f":"VLOOKUP(C:C,OFFSET('B. PoF Adj Factor Scoring'!$E$5:$F$282,,MATCH(H$4,'B. PoF Adj Factor Scoring'!$E$3:$N$3,0)-1),2,TRUE)","v":0},{"$f":"VLOOKUP(D:D,OFFSET('B. PoF Adj Factor Scoring'!$E$5:$F$282,,MATCH(I$4,'B. PoF Adj Factor Scoring'!$E$3:$N$3,0)-1),2,TRUE)","v":0},{"$f":"VLOOKUP(E:E,OFFSET('B. PoF Adj Factor Scoring'!$E$5:$F$282,,MATCH(J$4,'B. PoF Adj Factor Scoring'!$E$3:$N$3,0)-1),2,TRUE)","v":0},{"$f":"VLOOKUP(F:F,OFFSET('B. PoF Adj Factor Scoring'!$E$5:$F$282,,MATCH(K$4,'B. PoF Adj Factor Scoring'!$E$3:$N$3,0)-1),2,TRUE)","v":0}]
[18,"BARE",{"$f":"'A. Population Info'!H23","v":0},{"$f":"'A. Population Info'!I23","v":0},{"$f":"'A. Population Info'!J23","v":0},{"$f":"'A. Population Info'!K23","v":0},{"$f":"VLOOKUP(B:B,OFFSET('B. PoF Adj Factor Scoring'!$E$5:$F$282,,MATCH(G$4,'B. PoF Adj Factor Scoring'!$E$3:$N$3,0)-1),2,TRUE)","v":3},{"$f":"VLOOKUP(C:C,OFFSET('B. PoF Adj Factor Scoring'!$E$5:$F$282,,MATCH(H$4,'B. PoF Adj Factor Scoring'!$E$3:$N$3,0)-1),2,TRUE)","v":0},{"$f":"VLOOKUP(D:D,OFFSET('B. PoF Adj Factor Scoring'!$E$5:$F$282,,MATCH(I$4,'B. PoF Adj Factor Scoring'!$E$3:$N$3,0)-1),2,TRUE)","v":0},{"$f":"VLOOKUP(E:E,OFFSET('B. PoF Adj Factor Scoring'!$E$5:$F$282,,MATCH(J$4,'B. PoF Adj Factor Scoring'!$E$3:$N$3,0)-1),2,TRUE)","v":0},{"$f":"VLOOKUP(F:F,OFFSET('B. PoF Adj Factor Scoring'!$E$5:$F$282,,MATCH(K$4,'B. PoF Adj Factor Scoring'!$E$3:$N$3,0)-1),2,TRUE)","v":0}]
[19,"BARE",{"$f":"'A. Population Info'!H24","v":0},{"$f":"'A. Population Info'!I24","v":0},{"$f":"'A. Population Info'!J24","v":0},{"$f":"'A. Population Info'!K24","v":0},{"$f":"VLOOKUP(B:B,OFFSET('B. PoF Adj Factor Scoring'!$E$5:$F$282,,MATCH(G$4,'B. PoF Adj Factor Scoring'!$E$3:$N$3,0)-1),2,TRUE)","v":3},{"$f":"VLOOKUP(C:C,OFFSET('B. PoF Adj Factor Scoring'!$E$5:$F$282,,MATCH(H$4,'B. PoF Adj Factor Scoring'!$E$3:$N$3,0)-1),2,TRUE)","v":0},{"$f":"VLOOKUP(D:D,OFFSET('B. PoF Adj Factor Scoring'!$E$5:$F$282,,MATCH(I$4,'B. PoF Adj Factor Scoring'!$E$3:$N$3,0)-1),2,TRUE)","v":0},{"$f":"VLOOKUP(E:E,OFFSET('B. PoF Adj Factor Scoring'!$E$5:$F$282,,MATCH(J$4,'B. PoF Adj Factor Scoring'!$E$3:$N$3,0)-1),2,TRUE)","v":0},{"$f":"VLOOKUP(F:F,OFFSET('B. PoF Adj Factor Scoring'!$E$5:$F$282,,MATCH(K$4,'B. PoF Adj Factor Scoring'!$E$3:$N$3,0)-1),2,TRUE)","v":0}]
[20,"BARE",{"$f":"'A. Population Info'!H25","v":0},{"$f":"'A. Population Info'!I25","v":0},{"$f":"'A. Population Info'!J25","v":0},{"$f":"'A. Population Info'!K25","v":0},{"$f":"VLOOKUP(B:B,OFFSET('B. PoF Adj Factor Scoring'!$E$5:$F$282,,MATCH(G$4,'B. PoF Adj Factor Scoring'!$E$3:$N$3,0)-1),2,TRUE)","v":3},{"$f":"VLOOKUP(C:C,OFFSET('B. PoF Adj Factor Scoring'!$E$5:$F$282,,MATCH(H$4,'B. PoF Adj Factor Scoring'!$E$3:$N$3,0)-1),2,TRUE)","v":0},{"$f":"VLOOKUP(D:D,OFFSET('B. PoF Adj Factor Scoring'!$E$5:$F$282,,MATCH(I$4,'B. PoF Adj Factor Scoring'!$E$3:$N$3,0)-1),2,TRUE)","v":0},{"$f":"VLOOKUP(E:E,OFFSET('B. PoF Adj Factor Scoring'!$E$5:$F$282,,MATCH(J$4,'B. PoF Adj Factor Scoring'!$E$3:$N$3,0)-1),2,TRUE)","v":0},{"$f":"VLOOKUP(F:F,OFFSET('B. PoF Adj Factor Scoring'!$E$5:$F$282,,MATCH(K$4,'B. PoF Adj Factor Scoring'!$E$3:$N$3,0)-1),2,TRUE)","v":0}]
[21,"BARE",{"$f":"'A. Population Info'!H26","v":0},{"$f":"'A. Population Info'!I26","v":0},{"$f":"'A. Population Info'!J26","v":0},{"$f":"'A. Population Info'!K26","v":0},{"$f":"VLOOKUP(B:B,OFFSET('B. PoF Adj Factor Scoring'!$E$5:$F$282,,MATCH(G$4,'B. PoF Adj Factor Scoring'!$E$3:$N$3,0)-1),2,TRUE)","v":3},{"$f":"VLOOKUP(C:C,OFFSET('B. PoF Adj Factor Scoring'!$E$5:$F$282,,MATCH(H$4,'B. PoF Adj Factor Scoring'!$E$3:$N$3,0)-1),2,TRUE)","v":0},{"$f":"VLOOKUP(D:D,OFFSET('B. PoF Adj Factor Scoring'!$E$5:$F$282,,MATCH(I$4,'B. PoF Adj Factor Scoring'!$E$3:$N$3,0)-1),2,TRUE)","v":0},{"$f":"VLOOKUP(E:E,OFFSET('B. PoF Adj Factor Scoring'!$E$5:$F$282,,MATCH(J$4,'B. PoF Adj Factor Scoring'!$E$3:$N$3,0)-1),2,TRUE)","v":0},{"$f":"VLOOKUP(F:F,OFFSET('B. PoF Adj Factor Scoring'!$E$5:$F$282,,MATCH(K$4,'B. PoF Adj Factor Scoring'!$E$3:$N$3,0)-1),2,TRUE)","v":0}]
[22,"BARE",{"$f":"'A. Population Info'!H27","v":0},{"$f":"'A. Population Info'!I27","v":0},{"$f":"'A. Population Info'!J27","v":0},{"$f":"'A. Population Info'!K27","v":0},{"$f":"VLOOKUP(B:B,OFFSET('B. PoF Adj Factor Scoring'!$E$5:$F$282,,MATCH(G$4,'B. PoF Adj Factor Scoring'!$E$3:$N$3,0)-1),2,TRUE)","v":3},{"$f":"VLOOKUP(C:C,OFFSET('B. PoF Adj Factor Scoring'!$E$5:$F$282,,MATCH(H$4,'B. PoF Adj Factor Scoring'!$E$3:$N$3,0)-1),2,TRUE)","v":0},{"$f":"VLOOKUP(D:D,OFFSET('B. PoF Adj Factor Scoring'!$E$5:$F$282,,MATCH(I$4,'B. PoF Adj Factor Scoring'!$E$3:$N$3,0)-1),2,TRUE)","v":0},{"$f":"VLOOKUP(E:E,OFFSET('B. PoF Adj Factor Scoring'!$E$5:$F$282,,MATCH(J$4,'B. PoF Adj Factor Scoring'!$E$3:$N$3,0)-1),2,TRUE)","v":0},{"$f":"VLOOKUP(F:F,OFFSET('B. PoF Adj Factor Scoring'!$E$5:$F$282,,MATCH(K$4,'B. PoF Adj Factor Scoring'!$E$3:$N$3,0)-1),2,TRUE)","v":0}]
[23,"BARE",{"$f":"'A. Population Info'!H28","v":0},{"$f":"'A. Population Info'!I28","v":0},{"$f":"'A. Population Info'!J28","v":0},{"$f":"'A. Population Info'!K28","v":0},{"$f":"VLOOKUP(B:B,OFFSET('B. PoF Adj Factor Scoring'!$E$5:$F$282,,MATCH(G$4,'B. PoF Adj Factor Scoring'!$E$3:$N$3,0)-1),2,TRUE)","v":3},{"$f":"VLOOKUP(C:C,OFFSET('B. PoF Adj Factor Scoring'!$E$5:$F$282,,MATCH(H$4,'B. PoF Adj Factor Scoring'!$E$3:$N$3,0)-1),2,TRUE)","v":0},{"$f":"VLOOKUP(D:D,OFFSET('B. PoF Adj Factor Scoring'!$E$5:$F$282,,MATCH(I$4,'B. PoF Adj Factor Scoring'!$E$3:$N$3,0)-1),2,TRUE)","v":0},{"$f":"VLOOKUP(E:E,OFFSET('B. PoF Adj Factor Scoring'!$E$5:$F$282,,MATCH(J$4,'B. PoF Adj Factor Scoring'!$E$3:$N$3,0)-1),2,TRUE)","v":0},{"$f":"VLOOKUP(F:F,OFFSET('B. PoF Adj Factor Scoring'!$E$5:$F$282,,MATCH(K$4,'B. PoF Adj Factor Scoring'!$E$3:$N$3,0)-1),2,TRUE)","v":0}]
[24,"BARE",{"$f":"'A. Population Info'!H29","v":0},{"$f":"'A. Population Info'!I29","v":0},{"$f":"'A. Population Info'!J29","v":0},{"$f":"'A. Population Info'!K29","v":0},{"$f":"VLOOKUP(B:B,OFFSET('B. PoF Adj Factor Scoring'!$E$5:$F$282,,MATCH(G$4,'B. PoF Adj Factor Scoring'!$E$3:$N$3,0)-1),2,TRUE)","v":3},{"$f":"VLOOKUP(C:C,OFFSET('B. PoF Adj Factor Scoring'!$E$5:$F$282,,MATCH(H$4,'B. PoF Adj Factor Scoring'!$E$3:$N$3,0)-1),2,TRUE)","v":0},{"$f":"VLOOKUP(D:D,OFFSET('B. PoF Adj Factor Scoring'!$E$5:$F$282,,MATCH(I$4,'B. PoF Adj Factor Scoring'!$E$3:$N$3,0)-1),2,TRUE)","v":0},{"$f":"VLOOKUP(E:E,OFFSET('B. PoF Adj Factor Scoring'!$E$5:$F$282,,MATCH(J$4,'B. PoF Adj Factor Scoring'!$E$3:$N$3,0)-1),2,TRUE)","v":0},{"$f":"VLOOKUP(F:F,OFFSET('B. PoF Adj Factor Scoring'!$E$5:$F$282,,MATCH(K$4,'B. PoF Adj Factor Scoring'!$E$3:$N$3,0)-1),2,TRUE)","v":0}]
[25,"BARE OR PVC SINGLE",{"$f":"'A. Population Info'!H30","v":0},{"$f":"'A. Population Info'!I30","v":0},{"$f":"'A. Population Info'!J30","v":0},{"$f":"'A. Population Info'!K30","v":0},{"$f":"VLOOKUP(B:B,OFFSET('B. PoF Adj Factor Scoring'!$E$5:$F$282,,MATCH(G$4,'B. PoF Adj Factor Scoring'!$E$3:$N$3,0)-1),2,TRUE)","v":3},{"$f":"VLOOKUP(C:C,OFFSET('B. PoF Adj Factor Scoring'!$E$5:$F$282,,MATCH(H$4,'B. PoF Adj Factor Scoring'!$E$3:$N$3,0)-1),2,TRUE)","v":0},{"$f":"VLOOKUP(D:D,OFFSET('B. PoF Adj Factor Scoring'!$E$5:$F$282,,MATCH(I$4,'B. PoF Adj Factor Scoring'!$E$3:$N$3,0)-1),2,TRUE)","v":0},{"$f":"VLOOKUP(E:E,OFFSET('B. PoF Adj Factor Scoring'!$E$5:$F$282,,MATCH(J$4,'B. PoF Adj Factor Scoring'!$E$3:$N$3,0)-1),2,TRUE)","v":0},{"$f":"VLOOKUP(F:F,OFFSET('B. PoF Adj Factor Scoring'!$E$5:$F$282,,MATCH(K$4,'B. PoF Adj Factor Scoring'!$E$3:$N$3,0)-1),2,TRUE)","v":0}]
[26,"BARE OR PVC SINGLE",{"$f":"'A. Population Info'!H31","v":0},{"$f":"'A. Population Info'!I31","v":0},{"$f":"'A. Population Info'!J31","v":0},{"$f":"'A. Population Info'!K31","v":0},{"$f":"VLOOKUP(B:B,OFFSET('B. PoF Adj Factor Scoring'!$E$5:$F$282,,MATCH(G$4,'B. PoF Adj Factor Scoring'!$E$3:$N$3,0)-1),2,TRUE)","v":3},{"$f":"VLOOKUP(C:C,OFFSET('B. PoF Adj Factor Scoring'!$E$5:$F$282,,MATCH(H$4,'B. PoF Adj Factor Scoring'!$E$3:$N$3,0)-1),2,TRUE)","v":0},{"$f":"VLOOKUP(D:D,OFFSET('B. PoF Adj Factor Scoring'!$E$5:$F$282,,MATCH(I$4,'B. PoF Adj Factor Scoring'!$E$3:$N$3,0)-1),2,TRUE)","v":0},{"$f":"VLOOKUP(E:E,OFFSET('B. PoF Adj Factor Scoring'!$E$5:$F$282,,MATCH(J$4,'B. PoF Adj Factor Scoring'!$E$3:$N$3,0)-1),2,TRUE)","v":0},{"$f":"VLOOKUP(F:F,OFFSET('B. PoF Adj Factor Scoring'!$E$5:$F$282,,MATCH(K$4,'B. PoF Adj Factor Scoring'!$E$3:$N$3,0)-1),2,TRUE)","v":0}]
[27,"BARE OR PVC SINGLE",{"$f":"'A. Population Info'!H32","v":0},{"$f":"'A. Population Info'!I32","v":0},{"$f":"'A. Population Info'!J32","v":0},{"$f":"'A. Population Info'!K32","v":0},{"$f":"VLOOKUP(B:B,OFFSET('B. PoF Adj Factor Scoring'!$E$5:$F$282,,MATCH(G$4,'B. PoF Adj Factor Scoring'!$E$3:$N$3,0)-1),2,TRUE)","v":3},{"$f":"VLOOKUP(C:C,OFFSET('B. PoF Adj Factor Scoring'!$E$5:$F$282,,MATCH(H$4,'B. PoF Adj Factor Scoring'!$E$3:$N$3,0)-1),2,TRUE)","v":0},{"$f":"VLOOKUP(D:D,OFFSET('B. PoF Adj Factor Scoring'!$E$5:$F$282,,MATCH(I$4,'B. PoF Adj Factor Scoring'!$E$3:$N$3,0)-1),2,TRUE)","v":0},{"$f":"VLOOKUP(E:E,OFFSET('B. PoF Adj Factor Scoring'!$E$5:$F$282,,MATCH(J$4,'B. PoF Adj Factor Scoring'!$E$3:$N$3,0)-1),2,TRUE)","v":0},{"$f":"VLOOKUP(F:F,OFFSET('B. PoF Adj Factor Scoring'!$E$5:$F$282,,MATCH(K$4,'B. PoF Adj Factor Scoring'!$E$3:$N$3,0)-1),2,TRUE)","v":0}]
[28,"BARE OR PVC SINGLE",{"$f":"'A. Population Info'!H33","v":0},{"$f":"'A. Population Info'!I33","v":0},{"$f":"'A. Population Info'!J33","v":0},{"$f":"'A. Population Info'!K33","v":0},{"$f":"VLOOKUP(B:B,OFFSET('B. PoF Adj Factor Scoring'!$E$5:$F$282,,MATCH(G$4,'B. PoF Adj Factor Scoring'!$E$3:$N$3,0)-1),2,TRUE)","v":3},{"$f":"VLOOKUP(C:C,OFFSET('B. PoF Adj Factor Scoring'!$E$5:$F$282,,MATCH(H$4,'B. PoF Adj Factor Scoring'!$E$3:$N$3,0)-1),2,TRUE)","v":0},{"$f":"VLOOKUP(D:D,OFFSET('B. PoF Adj Factor Scoring'!$E$5:$F$282,,MATCH(I$4,'B. PoF Adj Factor Scoring'!$E$3:$N$3,0)-1),2,TRUE)","v":0},{"$f":"VLOOKUP(E:E,OFFSET('B. PoF Adj Factor Scoring'!$E$5:$F$282,,MATCH(J$4,'B. PoF Adj Factor Scoring'!$E$3:$N$3,0)-1),2,TRUE)","v":0},{"$f":"VLOOKUP(F:F,OFFSET('B. PoF Adj Factor Scoring'!$E$5:$F$282,,MATCH(K$4,'B. PoF Adj Factor Scoring'!$E$3:$N$3,0)-1),2,TRUE)","v":0}]
[29,"BARE OR PVC SINGLE",{"$f":"'A. Population Info'!H34","v":0},{"$f":"'A. Population Info'!I34","v":0},{"$f":"'A. Population Info'!J34","v":0},{"$f":"'A. Population Info'!K34","v":0},{"$f":"VLOOKUP(B:B,OFFSET('B. PoF Adj Factor Scoring'!$E$5:$F$282,,MATCH(G$4,'B. PoF Adj Factor Scoring'!$E$3:$N$3,0)-1),2,TRUE)","v":3},{"$f":"VLOOKUP(C:C,OFFSET('B. PoF Adj Factor Scoring'!$E$5:$F$282,,MATCH(H$4,'B. PoF Adj Factor Scoring'!$E$3:$N$3,0)-1),2,TRUE)","v":0},{"$f":"VLOOKUP(D:D,OFFSET('B. PoF Adj Factor Scoring'!$E$5:$F$282,,MATCH(I$4,'B. PoF Adj Factor Scoring'!$E$3:$N$3,0)-1),2,TRUE)","v":0},{"$f":"VLOOKUP(E:E,OFFSET('B. PoF Adj Factor Scoring'!$E$5:$F$282,,MATCH(J$4,'B. PoF Adj Factor Scoring'!$E$3:$N$3,0)-1),2,TRUE)","v":0},{"$f":"VLOOKUP(F:F,OFFSET('B. PoF Adj Factor Scoring'!$E$5:$F$282,,MATCH(K$4,'B. PoF Adj Factor Scoring'!$E$3:$N$3,0)-1),2,TRUE)","v":0}]
[30,"BARE OR PVC SINGLE",{"$f":"'A. Population Info'!H35","v":0},{"$f":"'A. Population Info'!I35","v":0},{"$f":"'A. Population Info'!J35","v":0},{"$f":"'A. Population Info'!K35","v":0},{"$f":"VLOOKUP(B:B,OFFSET('B. PoF Adj Factor Scoring'!$E$5:$F$282,,MATCH(G$4,'B. PoF Adj Factor Scoring'!$E$3:$N$3,0)-1),2,TRUE)","v":3},{"$f":"VLOOKUP(C:C,OFFSET('B. PoF Adj Factor Scoring'!$E$5:$F$282,,MATCH(H$4,'B. PoF Adj Factor Scoring'!$E$3:$N$3,0)-1),2,TRUE)","v":0},{"$f":"VLOOKUP(D:D,OFFSET('B. PoF Adj Factor Scoring'!$E$5:$F$282,,MATCH(I$4,'B. PoF Adj Factor Scoring'!$E$3:$N$3,0)-1),2,TRUE)","v":0},{"$f":"VLOOKUP(E:E,OFFSET('B. PoF Adj Factor Scoring'!$E$5:$F$282,,MATCH(J$4,'B. PoF Adj Factor Scoring'!$E$3:$N$3,0)-1),2,TRUE)","v":0},{"$f":"VLOOKUP(F:F,OFFSET('B. PoF Adj Factor Scoring'!$E$5:$F$282,,MATCH(K$4,'B. PoF Adj Factor Scoring'!$E$3:$N$3,0)-1),2,TRUE)","v":0}]
[31,"BARE OR PVC SINGLE",{"$f":"'A. Population Info'!H36","v":0},{"$f":"'A. Population Info'!I36","v":0},{"$f":"'A. Population Info'!J36","v":0},{"$f":"'A. Population Info'!K36","v":0},{"$f":"VLOOKUP(B:B,OFFSET('B. PoF Adj Factor Scoring'!$E$5:$F$282,,MATCH(G$4,'B. PoF Adj Factor Scoring'!$E$3:$N$3,0)-1),2,TRUE)","v":3},{"$f":"VLOOKUP(C:C,OFFSET('B. PoF Adj Factor Scoring'!$E$5:$F$282,,MATCH(H$4,'B. PoF Adj Factor Scoring'!$E$3:$N$3,0)-1),2,TRUE)","v":0},{"$f":"VLOOKUP(D:D,OFFSET('B. PoF Adj Factor Scoring'!$E$5:$F$282,,MATCH(I$4,'B. PoF Adj Factor Scoring'!$E$3:$N$3,0)-1),2,TRUE)","v":0},{"$f":"VLOOKUP(E:E,OFFSET('B. PoF Adj Factor Scoring'!$E$5:$F$282,,MATCH(J$4,'B. PoF Adj Factor Scoring'!$E$3:$N$3,0)-1),2,TRUE)","v":0},{"$f":"VLOOKUP(F:F,OFFSET('B. PoF Adj Factor Scoring'!$E$5:$F$282,,MATCH(K$4,'B. PoF Adj Factor Scoring'!$E$3:$N$3,0)-1),2,TRUE)","v":0}]
[32,"BARE OR PVC SINGLE",{"$f":"'A. Population Info'!H37","v":0},{"$f":"'A. Population Info'!I37","v":0},{"$f":"'A. Population Info'!J37","v":0},{"$f":"'A. Population Info'!K37","v":0},{"$f":"VLOOKUP(B:B,OFFSET('B. PoF Adj Factor Scoring'!$E$5:$F$282,,MATCH(G$4,'B. PoF Adj Factor Scoring'!$E$3:$N$3,0)-1),2,TRUE)","v":3},{"$f":"VLOOKUP(C:C,OFFSET('B. PoF Adj Factor Scoring'!$E$5:$F$282,,MATCH(H$4,'B. PoF Adj Factor Scoring'!$E$3:$N$3,0)-1),2,TRUE)","v":0},{"$f":"VLOOKUP(D:D,OFFSET('B. PoF Adj Factor Scoring'!$E$5:$F$282,,MATCH(I$4,'B. PoF Adj Factor Scoring'!$E$3:$N$3,0)-1),2,TRUE)","v":0},{"$f":"VLOOKUP(E:E,OFFSET('B. PoF Adj Factor Scoring'!$E$5:$F$282,,MATCH(J$4,'B. PoF Adj Factor Scoring'!$E$3:$N$3,0)-1),2,TRUE)","v":0},{"$f":"VLOOKUP(F:F,OFFSET('B. PoF Adj Factor Scoring'!$E$5:$F$282,,MATCH(K$4,'B. PoF Adj Factor Scoring'!$E$3:$N$3,0)-1),2,TRUE)","v":0}]
[33,"BARE OR PVC SINGLE",{"$f":"'A. Population Info'!H38","v":0},{"$f":"'A. Population Info'!I38","v":0},{"$f":"'A. Population Info'!J38","v":0},{"$f":"'A. Population Info'!K38","v":0},{"$f":"VLOOKUP(B:B,OFFSET('B. PoF Adj Factor Scoring'!$E$5:$F$282,,MATCH(G$4,'B. PoF Adj Factor Scoring'!$E$3:$N$3,0)-1),2,TRUE)","v":3},{"$f":"VLOOKUP(C:C,OFFSET('B. PoF Adj Factor Scoring'!$E$5:$F$282,,MATCH(H$4,'B. PoF Adj Factor Scoring'!$E$3:$N$3,0)-1),2,TRUE)","v":0},{"$f":"VLOOKUP(D:D,OFFSET('B. PoF Adj Factor Scoring'!$E$5:$F$282,,MATCH(I$4,'B. PoF Adj Factor Scoring'!$E$3:$N$3,0)-1),2,TRUE)","v":0},{"$f":"VLOOKUP(E:E,OFFSET('B. PoF Adj Factor Scoring'!$E$5:$F$282,,MATCH(J$4,'B. PoF Adj Factor Scoring'!$E$3:$N$3,0)-1),2,TRUE)","v":0},{"$f":"VLOOKUP(F:F,OFFSET('B. PoF Adj Factor Scoring'!$E$5:$F$282,,MATCH(K$4,'B. PoF Adj Factor Scoring'!$E$3:$N$3,0)-1),2,TRUE)","v":0}]
[34,"BARE OR PVC SINGLE",{"$f":"'A. Population Info'!H39","v":0},{"$f":"'A. Population Info'!I39","v":0},{"$f":"'A. Population Info'!J39","v":0},{"$f":"'A. Population Info'!K39","v":0},{"$f":"VLOOKUP(B:B,OFFSET('B. PoF Adj Factor Scoring'!$E$5:$F$282,,MATCH(G$4,'B. PoF Adj Factor Scoring'!$E$3:$N$3,0)-1),2,TRUE)","v":3},{"$f":"VLOOKUP(C:C,OFFSET('B. PoF Adj Factor Scoring'!$E$5:$F$282,,MATCH(H$4,'B. PoF Adj Factor Scoring'!$E$3:$N$3,0)-1),2,TRUE)","v":0},{"$f":"VLOOKUP(D:D,OFFSET('B. PoF Adj Factor Scoring'!$E$5:$F$282,,MATCH(I$4,'B. PoF Adj Factor Scoring'!$E$3:$N$3,0)-1),2,TRUE)","v":0},{"$f":"VLOOKUP(E:E,OFFSET('B. PoF Adj Factor Scoring'!$E$5:$F$282,,MATCH(J$4,'B. PoF Adj Factor Scoring'!$E$3:$N$3,0)-1),2,TRUE)","v":0},{"$f":"VLOOKUP(F:F,OFFSET('B. PoF Adj Factor Scoring'!$E$5:$F$282,,MATCH(K$4,'B. PoF Adj Factor Scoring'!$E$3:$N$3,0)-1),2,TRUE)","v":0}]
[35,"BARE OR PVC SINGLE",{"$f":"'A. Population Info'!H40","v":0},{"$f":"'A. Population Info'!I40","v":0},{"$f":"'A. Population Info'!J40","v":0},{"$f":"'A. Population Info'!K40","v":0},{"$f":"VLOOKUP(B:B,OFFSET('B. PoF Adj Factor Scoring'!$E$5:$F$282,,MATCH(G$4,'B. PoF Adj Factor Scoring'!$E$3:$N$3,0)-1),2,TRUE)","v":3},{"$f":"VLOOKUP(C:C,OFFSET('B. PoF Adj Factor Scoring'!$E$5:$F$282,,MATCH(H$4,'B. PoF Adj Factor Scoring'!$E$3:$N$3,0)-1),2,TRUE)","v":0},{"$f":"VLOOKUP(D:D,OFFSET('B. PoF Adj Factor Scoring'!$E$5:$F$282,,MATCH(I$4,'B. PoF Adj Factor Scoring'!$E$3:$N$3,0)-1),2,TRUE)","v":0},{"$f":"VLOOKUP(E:E,OFFSET('B. PoF Adj Factor Scoring'!$E$5:$F$282,,MATCH(J$4,'B. PoF Adj Factor Scoring'!$E$3:$N$3,0)-1),2,TRUE)","v":0},{"$f":"VLOOKUP(F:F,OFFSET('B. PoF Adj Factor Scoring'!$E$5:$F$282,,MATCH(K$4,'B. PoF Adj Factor Scoring'!$E$3:$N$3,0)-1),2,TRUE)","v":0}]
[36,"BARE OR PVC SINGLE",{"$f":"'A. Population Info'!H41","v":0},{"$f":"'A. Population Info'!I41","v":0},{"$f":"'A. Population Info'!J41","v":0},{"$f":"'A. Population Info'!K41","v":0},{"$f":"VLOOKUP(B:B,OFFSET('B. PoF Adj Factor Scoring'!$E$5:$F$282,,MATCH(G$4,'B. PoF Adj Factor Scoring'!$E$3:$N$3,0)-1),2,TRUE)","v":3},{"$f":"VLOOKUP(C:C,OFFSET('B. PoF Adj Factor Scoring'!$E$5:$F$282,,MATCH(H$4,'B. PoF Adj Factor Scoring'!$E$3:$N$3,0)-1),2,TRUE)","v":0},{"$f":"VLOOKUP(D:D,OFFSET('B. PoF Adj Factor Scoring'!$E$5:$F$282,,MATCH(I$4,'B. PoF Adj Factor Scoring'!$E$3:$N$3,0)-1),2,TRUE)","v":0},{"$f":"VLOOKUP(E:E,OFFSET('B. PoF Adj Factor Scoring'!$E$5:$F$282,,MATCH(J$4,'B. PoF Adj Factor Scoring'!$E$3:$N$3,0)-1),2,TRUE)","v":0},{"$f":"VLOOKUP(F:F,OFFSET('B. PoF Adj Factor Scoring'!$E$5:$F$282,,MATCH(K$4,'B. PoF Adj Factor Scoring'!$E$3:$N$3,0)-1),2,TRUE)","v":0}]
[37,"BARE OR PVC SINGLE",{"$f":"'A. Population Info'!H42","v":0},{"$f":"'A. Population Info'!I42","v":0},{"$f":"'A. Population Info'!J42","v":0},{"$f":"'A. Population Info'!K42","v":0},{"$f":"VLOOKUP(B:B,OFFSET('B. PoF Adj Factor Scoring'!$E$5:$F$282,,MATCH(G$4,'B. PoF Adj Factor Scoring'!$E$3:$N$3,0)-1),2,TRUE)","v":3},{"$f":"VLOOKUP(C:C,OFFSET('B. PoF Adj Factor Scoring'!$E$5:$F$282,,MATCH(H$4,'B. PoF Adj Factor Scoring'!$E$3:$N$3,0)-1),2,TRUE)","v":0},{"$f":"VLOOKUP(D:D,OFFSET('B. PoF Adj Factor Scoring'!$E$5:$F$282,,MATCH(I$4,'B. PoF Adj Factor Scoring'!$E$3:$N$3,0)-1),2,TRUE)","v":0},{"$f":"VLOOKUP(E:E,OFFSET('B. PoF Adj Factor Scoring'!$E$5:$F$282,,MATCH(J$4,'B. PoF Adj Factor Scoring'!$E$3:$N$3,0)-1),2,TRUE)","v":0},{"$f":"VLOOKUP(F:F,OFFSET('B. PoF Adj Factor Scoring'!$E$5:$F$282,,MATCH(K$4,'B. PoF Adj Factor Scoring'!$E$3:$N$3,0)-1),2,TRUE)","v":0}]
[38,"BARE OR PVC SINGLE",{"$f":"'A. Population Info'!H43","v":0},{"$f":"'A. Population Info'!I43","v":0},{"$f":"'A. Population Info'!J43","v":0},{"$f":"'A. Population Info'!K43","v":0},{"$f":"VLOOKUP(B:B,OFFSET('B. PoF Adj Factor Scoring'!$E$5:$F$282,,MATCH(G$4,'B. PoF Adj Factor Scoring'!$E$3:$N$3,0)-1),2,TRUE)","v":3},{"$f":"VLOOKUP(C:C,OFFSET('B. PoF Adj Factor Scoring'!$E$5:$F$282,,MATCH(H$4,'B. PoF Adj Factor Scoring'!$E$3:$N$3,0)-1),2,TRUE)","v":0},{"$f":"VLOOKUP(D:D,OFFSET('B. PoF Adj Factor Scoring'!$E$5:$F$282,,MATCH(I$4,'B. PoF Adj Factor Scoring'!$E$3:$N$3,0)-1),2,TRUE)","v":0},{"$f":"VLOOKUP(E:E,OFFSET('B. PoF Adj Factor Scoring'!$E$5:$F$282,,MATCH(J$4,'B. PoF Adj Factor Scoring'!$E$3:$N$3,0)-1),2,TRUE)","v":0},{"$f":"VLOOKUP(F:F,OFFSET('B. PoF Adj Factor Scoring'!$E$5:$F$282,,MATCH(K$4,'B. PoF Adj Factor Scoring'!$E$3:$N$3,0)-1),2,TRUE)","v":0}]
[39,"BARE OR PVC SINGLE",{"$f":"'A. Population Info'!H44","v":0},{"$f":"'A. Population Info'!I44","v":0},{"$f":"'A. Population Info'!J44","v":0},{"$f":"'A. Population Info'!K44","v":0},{"$f":"VLOOKUP(B:B,OFFSET('B. PoF Adj Factor Scoring'!$E$5:$F$282,,MATCH(G$4,'B. PoF Adj Factor Scoring'!$E$3:$N$3,0)-1),2,TRUE)","v":3},{"$f":"VLOOKUP(C:C,OFFSET('B. PoF Adj Factor Scoring'!$E$5:$F$282,,MATCH(H$4,'B. PoF Adj Factor Scoring'!$E$3:$N$3,0)-1),2,TRUE)","v":0},{"$f":"VLOOKUP(D:D,OFFSET('B. PoF Adj Factor Scoring'!$E$5:$F$282,,MATCH(I$4,'B. PoF Adj Factor Scoring'!$E$3:$N$3,0)-1),2,TRUE)","v":0},{"$f":"VLOOKUP(E:E,OFFSET('B. PoF Adj Factor Scoring'!$E$5:$F$282,,MATCH(J$4,'B. PoF Adj Factor Scoring'!$E$3:$N$3,0)-1),2,TRUE)","v":0},{"$f":"VLOOKUP(F:F,OFFSET('B. PoF Adj Factor Scoring'!$E$5:$F$282,,MATCH(K$4,'B. PoF Adj Factor Scoring'!$E$3:$N$3,0)-1),2,TRUE)","v":0}]
[40,"BARE OR PVC SINGLE",{"$f":"'A. Population Info'!H45","v":0},{"$f":"'A. Population Info'!I45","v":0},{"$f":"'A. Population Info'!J45","v":0},{"$f":"'A. Population Info'!K45","v":0},{"$f":"VLOOKUP(B:B,OFFSET('B. PoF Adj Factor Scoring'!$E$5:$F$282,,MATCH(G$4,'B. PoF Adj Factor Scoring'!$E$3:$N$3,0)-1),2,TRUE)","v":3},{"$f":"VLOOKUP(C:C,OFFSET('B. PoF Adj Factor Scoring'!$E$5:$F$282,,MATCH(H$4,'B. PoF Adj Factor Scoring'!$E$3:$N$3,0)-1),2,TRUE)","v":0},{"$f":"VLOOKUP(D:D,OFFSET('B. PoF Adj Factor Scoring'!$E$5:$F$282,,MATCH(I$4,'B. PoF Adj Factor Scoring'!$E$3:$N$3,0)-1),2,TRUE)","v":0},{"$f":"VLOOKUP(E:E,OFFSET('B. PoF Adj Factor Scoring'!$E$5:$F$282,,MATCH(J$4,'B. PoF Adj Factor Scoring'!$E$3:$N$3,0)-1),2,TRUE)","v":0},{"$f":"VLOOKUP(F:F,OFFSET('B. PoF Adj Factor Scoring'!$E$5:$F$282,,MATCH(K$4,'B. PoF Adj Factor Scoring'!$E$3:$N$3,0)-1),2,TRUE)","v":0}]
[41,"BARE OR PVC SINGLE",{"$f":"'A. Population Info'!H46","v":0},{"$f":"'A. Population Info'!I46","v":0},{"$f":"'A. Population Info'!J46","v":0},{"$f":"'A. Population Info'!K46","v":0},{"$f":"VLOOKUP(B:B,OFFSET('B. PoF Adj Factor Scoring'!$E$5:$F$282,,MATCH(G$4,'B. PoF Adj Factor Scoring'!$E$3:$N$3,0)-1),2,TRUE)","v":3},{"$f":"VLOOKUP(C:C,OFFSET('B. PoF Adj Factor Scoring'!$E$5:$F$282,,MATCH(H$4,'B. PoF Adj Factor Scoring'!$E$3:$N$3,0)-1),2,TRUE)","v":0},{"$f":"VLOOKUP(D:D,OFFSET('B. PoF Adj Factor Scoring'!$E$5:$F$282,,MATCH(I$4,'B. PoF Adj Factor Scoring'!$E$3:$N$3,0)-1),2,TRUE)","v":0},{"$f":"VLOOKUP(E:E,OFFSET('B. PoF Adj Factor Scoring'!$E$5:$F$282,,MATCH(J$4,'B. PoF Adj Factor Scoring'!$E$3:$N$3,0)-1),2,TRUE)","v":0},{"$f":"VLOOKUP(F:F,OFFSET('B. PoF Adj Factor Scoring'!$E$5:$F$282,,MATCH(K$4,'B. PoF Adj Factor Scoring'!$E$3:$N$3,0)-1),2,TRUE)","v":0}]
[42,"BARE OR PVC SINGLE",{"$f":"'A. Population Info'!H47","v":0},{"$f":"'A. Population Info'!I47","v":0},{"$f":"'A. Population Info'!J47","v":0},{"$f":"'A. Population Info'!K47","v":0},{"$f":"VLOOKUP(B:B,OFFSET('B. PoF Adj Factor Scoring'!$E$5:$F$282,,MATCH(G$4,'B. PoF Adj Factor Scoring'!$E$3:$N$3,0)-1),2,TRUE)","v":3},{"$f":"VLOOKUP(C:C,OFFSET('B. PoF Adj Factor Scoring'!$E$5:$F$282,,MATCH(H$4,'B. PoF Adj Factor Scoring'!$E$3:$N$3,0)-1),2,TRUE)","v":0},{"$f":"VLOOKUP(D:D,OFFSET('B. PoF Adj Factor Scoring'!$E$5:$F$282,,MATCH(I$4,'B. PoF Adj Factor Scoring'!$E$3:$N$3,0)-1),2,TRUE)","v":0},{"$f":"VLOOKUP(E:E,OFFSET('B. PoF Adj Factor Scoring'!$E$5:$F$282,,MATCH(J$4,'B. PoF Adj Factor Scoring'!$E$3:$N$3,0)-1),2,TRUE)","v":0},{"$f":"VLOOKUP(F:F,OFFSET('B. PoF Adj Factor Scoring'!$E$5:$F$282,,MATCH(K$4,'B. PoF Adj Factor Scoring'!$E$3:$N$3,0)-1),2,TRUE)","v":0}]
[43,"BARE OR PVC SINGLE",{"$f":"'A. Population Info'!H48","v":0},{"$f":"'A. Population Info'!I48","v":0},{"$f":"'A. Population Info'!J48","v":0},{"$f":"'A. Population Info'!K48","v":0},{"$f":"VLOOKUP(B:B,OFFSET('B. PoF Adj Factor Scoring'!$E$5:$F$282,,MATCH(G$4,'B. PoF Adj Factor Scoring'!$E$3:$N$3,0)-1),2,TRUE)","v":3},{"$f":"VLOOKUP(C:C,OFFSET('B. PoF Adj Factor Scoring'!$E$5:$F$282,,MATCH(H$4,'B. PoF Adj Factor Scoring'!$E$3:$N$3,0)-1),2,TRUE)","v":0},{"$f":"VLOOKUP(D:D,OFFSET('B. PoF Adj Factor Scoring'!$E$5:$F$282,,MATCH(I$4,'B. PoF Adj Factor Scoring'!$E$3:$N$3,0)-1),2,TRUE)","v":0},{"$f":"VLOOKUP(E:E,OFFSET('B. PoF Adj Factor Scoring'!$E$5:$F$282,,MATCH(J$4,'B. PoF Adj Factor Scoring'!$E$3:$N$3,0)-1),2,TRUE)","v":0},{"$f":"VLOOKUP(F:F,OFFSET('B. PoF Adj Factor Scoring'!$E$5:$F$282,,MATCH(K$4,'B. PoF Adj Factor Scoring'!$E$3:$N$3,0)-1),2,TRUE)","v":0}]
[44,"BARE OR PVC SINGLE",{"$f":"'A. Population Info'!H49","v":0},{"$f":"'A. Population Info'!I49","v":0},{"$f":"'A. Population Info'!J49","v":0},{"$f":"'A. Population Info'!K49","v":0},{"$f":"VLOOKUP(B:B,OFFSET('B. PoF Adj Factor Scoring'!$E$5:$F$282,,MATCH(G$4,'B. PoF Adj Factor Scoring'!$E$3:$N$3,0)-1),2,TRUE)","v":3},{"$f":"VLOOKUP(C:C,OFFSET('B. PoF Adj Factor Scoring'!$E$5:$F$282,,MATCH(H$4,'B. PoF Adj Factor Scoring'!$E$3:$N$3,0)-1),2,TRUE)","v":0},{"$f":"VLOOKUP(D:D,OFFSET('B. PoF Adj Factor Scoring'!$E$5:$F$282,,MATCH(I$4,'B. PoF Adj Factor Scoring'!$E$3:$N$3,0)-1),2,TRUE)","v":0},{"$f":"VLOOKUP(E:E,OFFSET('B. PoF Adj Factor Scoring'!$E$5:$F$282,,MATCH(J$4,'B. PoF Adj Factor Scoring'!$E$3:$N$3,0)-1),2,TRUE)","v":0},{"$f":"VLOOKUP(F:F,OFFSET('B. PoF Adj Factor Scoring'!$E$5:$F$282,,MATCH(K$4,'B. PoF Adj Factor Scoring'!$E$3:$N$3,0)-1),2,TRUE)","v":0}]
[45,"BARE OR PVC SINGLE",{"$f":"'A. Population Info'!H50","v":0},{"$f":"'A. Population Info'!I50","v":0},{"$f":"'A. Population Info'!J50","v":0},{"$f":"'A. Population Info'!K50","v":0},{"$f":"VLOOKUP(B:B,OFFSET('B. PoF Adj Factor Scoring'!$E$5:$F$282,,MATCH(G$4,'B. PoF Adj Factor Scoring'!$E$3:$N$3,0)-1),2,TRUE)","v":3},{"$f":"VLOOKUP(C:C,OFFSET('B. PoF Adj Factor Scoring'!$E$5:$F$282,,MATCH(H$4,'B. PoF Adj Factor Scoring'!$E$3:$N$3,0)-1),2,TRUE)","v":0},{"$f":"VLOOKUP(D:D,OFFSET('B. PoF Adj Factor Scoring'!$E$5:$F$282,,MATCH(I$4,'B. PoF Adj Factor Scoring'!$E$3:$N$3,0)-1),2,TRUE)","v":0},{"$f":"VLOOKUP(E:E,OFFSET('B. PoF Adj Factor Scoring'!$E$5:$F$282,,MATCH(J$4,'B. PoF Adj Factor Scoring'!$E$3:$N$3,0)-1),2,TRUE)","v":0},{"$f":"VLOOKUP(F:F,OFFSET('B. PoF Adj Factor Scoring'!$E$5:$F$282,,MATCH(K$4,'B. PoF Adj Factor Scoring'!$E$3:$N$3,0)-1),2,TRUE)","v":0}]
[46,"BARE OR PVC SINGLE",{"$f":"'A. Population Info'!H51","v":0},{"$f":"'A. Population Info'!I51","v":0},{"$f":"'A. Population Info'!J51","v":0},{"$f":"'A. Population Info'!K51","v":0},{"$f":"VLOOKUP(B:B,OFFSET('B. PoF Adj Factor Scoring'!$E$5:$F$282,,MATCH(G$4,'B. PoF Adj Factor Scoring'!$E$3:$N$3,0)-1),2,TRUE)","v":3},{"$f":"VLOOKUP(C:C,OFFSET('B. PoF Adj Factor Scoring'!$E$5:$F$282,,MATCH(H$4,'B. PoF Adj Factor Scoring'!$E$3:$N$3,0)-1),2,TRUE)","v":0},{"$f":"VLOOKUP(D:D,OFFSET('B. PoF Adj Factor Scoring'!$E$5:$F$282,,MATCH(I$4,'B. PoF Adj Factor Scoring'!$E$3:$N$3,0)-1),2,TRUE)","v":0},{"$f":"VLOOKUP(E:E,OFFSET('B. PoF Adj Factor Scoring'!$E$5:$F$282,,MATCH(J$4,'B. PoF Adj Factor Scoring'!$E$3:$N$3,0)-1),2,TRUE)","v":0},{"$f":"VLOOKUP(F:F,OFFSET('B. PoF Adj Factor Scoring'!$E$5:$F$282,,MATCH(K$4,'B. PoF Adj Factor Scoring'!$E$3:$N$3,0)-1),2,TRUE)","v":0}]
[47,"BARE OR PVC SINGLE",{"$f":"'A. Population Info'!H52","v":0},{"$f":"'A. Population Info'!I52","v":0},{"$f":"'A. Population Info'!J52","v":0},{"$f":"'A. Population Info'!K52","v":0},{"$f":"VLOOKUP(B:B,OFFSET('B. PoF Adj Factor Scoring'!$E$5:$F$282,,MATCH(G$4,'B. PoF Adj Factor Scoring'!$E$3:$N$3,0)-1),2,TRUE)","v":3},{"$f":"VLOOKUP(C:C,OFFSET('B. PoF Adj Factor Scoring'!$E$5:$F$282,,MATCH(H$4,'B. PoF Adj Factor Scoring'!$E$3:$N$3,0)-1),2,TRUE)","v":0},{"$f":"VLOOKUP(D:D,OFFSET('B. PoF Adj Factor Scoring'!$E$5:$F$282,,MATCH(I$4,'B. PoF Adj Factor Scoring'!$E$3:$N$3,0)-1),2,TRUE)","v":0},{"$f":"VLOOKUP(E:E,OFFSET('B. PoF Adj Factor Scoring'!$E$5:$F$282,,MATCH(J$4,'B. PoF Adj Factor Scoring'!$E$3:$N$3,0)-1),2,TRUE)","v":0},{"$f":"VLOOKUP(F:F,OFFSET('B. PoF Adj Factor Scoring'!$E$5:$F$282,,MATCH(K$4,'B. PoF Adj Factor Scoring'!$E$3:$N$3,0)-1),2,TRUE)","v":0}]
[48,"BARE OR PVC SINGLE",{"$f":"'A. Population Info'!H53","v":0},{"$f":"'A. Population Info'!I53","v":0},{"$f":"'A. Population Info'!J53","v":0},{"$f":"'A. Population Info'!K53","v":0},{"$f":"VLOOKUP(B:B,OFFSET('B. PoF Adj Factor Scoring'!$E$5:$F$282,,MATCH(G$4,'B. PoF Adj Factor Scoring'!$E$3:$N$3,0)-1),2,TRUE)","v":3},{"$f":"VLOOKUP(C:C,OFFSET('B. PoF Adj Factor Scoring'!$E$5:$F$282,,MATCH(H$4,'B. PoF Adj Factor Scoring'!$E$3:$N$3,0)-1),2,TRUE)","v":0},{"$f":"VLOOKUP(D:D,OFFSET('B. PoF Adj Factor Scoring'!$E$5:$F$282,,MATCH(I$4,'B. PoF Adj Factor Scoring'!$E$3:$N$3,0)-1),2,TRUE)","v":0},{"$f":"VLOOKUP(E:E,OFFSET('B. PoF Adj Factor Scoring'!$E$5:$F$282,,MATCH(J$4,'B. PoF Adj Factor Scoring'!$E$3:$N$3,0)-1),2,TRUE)","v":0},{"$f":"VLOOKUP(F:F,OFFSET('B. PoF Adj Factor Scoring'!$E$5:$F$282,,MATCH(K$4,'B. PoF Adj Factor Scoring'!$E$3:$N$3,0)-1),2,TRUE)","v":0}]
[49,"INVALID",{"$f":"'A. Population Info'!H54","v":0},{"$f":"'A. Population Info'!I54","v":0},{"$f":"'A. Population Info'!J54","v":0},{"$f":"'A. Population Info'!K54","v":0},{"$f":"VLOOKUP(B:B,OFFSET('B. PoF Adj Factor Scoring'!$E$5:$F$282,,MATCH(G$4,'B. PoF Adj Factor Scoring'!$E$3:$N$3,0)-1),2,TRUE)","v":3},{"$f":"VLOOKUP(C:C,OFFSET('B. PoF Adj Factor Scoring'!$E$5:$F$282,,MATCH(H$4,'B. PoF Adj Factor Scoring'!$E$3:$N$3,0)-1),2,TRUE)","v":0},{"$f":"VLOOKUP(D:D,OFFSET('B. PoF Adj Factor Scoring'!$E$5:$F$282,,MATCH(I$4,'B. PoF Adj Factor Scoring'!$E$3:$N$3,0)-1),2,TRUE)","v":0},{"$f":"VLOOKUP(E:E,OFFSET('B. PoF Adj Factor Scoring'!$E$5:$F$282,,MATCH(J$4,'B. PoF Adj Factor Scoring'!$E$3:$N$3,0)-1),2,TRUE)","v":0},{"$f":"VLOOKUP(F:F,OFFSET('B. PoF Adj Factor Scoring'!$E$5:$F$282,,MATCH(K$4,'B. PoF Adj Factor Scoring'!$E$3:$N$3,0)-1),2,TRUE)","v":0}]
[50,"INVALID",{"$f":"'A. Population Info'!H55","v":0},{"$f":"'A. Population Info'!I55","v":0},{"$f":"'A. Population Info'!J55","v":0},{"$f":"'A. Population Info'!K55","v":0},{"$f":"VLOOKUP(B:B,OFFSET('B. PoF Adj Factor Scoring'!$E$5:$F$282,,MATCH(G$4,'B. PoF Adj Factor Scoring'!$E$3:$N$3,0)-1),2,TRUE)","v":3},{"$f":"VLOOKUP(C:C,OFFSET('B. PoF Adj Factor Scoring'!$E$5:$F$282,,MATCH(H$4,'B. PoF Adj Factor Scoring'!$E$3:$N$3,0)-1),2,TRUE)","v":0},{"$f":"VLOOKUP(D:D,OFFSET('B. PoF Adj Factor Scoring'!$E$5:$F$282,,MATCH(I$4,'B. PoF Adj Factor Scoring'!$E$3:$N$3,0)-1),2,TRUE)","v":0},{"$f":"VLOOKUP(E:E,OFFSET('B. PoF Adj Factor Scoring'!$E$5:$F$282,,MATCH(J$4,'B. PoF Adj Factor Scoring'!$E$3:$N$3,0)-1),2,TRUE)","v":0},{"$f":"VLOOKUP(F:F,OFFSET('B. PoF Adj Factor Scoring'!$E$5:$F$282,,MATCH(K$4,'B. PoF Adj Factor Scoring'!$E$3:$N$3,0)-1),2,TRUE)","v":0}]
[51,"INVALID",{"$f":"'A. Population Info'!H56","v":0},{"$f":"'A. Population Info'!I56","v":0},{"$f":"'A. Population Info'!J56","v":0},{"$f":"'A. Population Info'!K56","v":0},{"$f":"VLOOKUP(B:B,OFFSET('B. PoF Adj Factor Scoring'!$E$5:$F$282,,MATCH(G$4,'B. PoF Adj Factor Scoring'!$E$3:$N$3,0)-1),2,TRUE)","v":3},{"$f":"VLOOKUP(C:C,OFFSET('B. PoF Adj Factor Scoring'!$E$5:$F$282,,MATCH(H$4,'B. PoF Adj Factor Scoring'!$E$3:$N$3,0)-1),2,TRUE)","v":0},{"$f":"VLOOKUP(D:D,OFFSET('B. PoF Adj Factor Scoring'!$E$5:$F$282,,MATCH(I$4,'B. PoF Adj Factor Scoring'!$E$3:$N$3,0)-1),2,TRUE)","v":0},{"$f":"VLOOKUP(E:E,OFFSET('B. PoF Adj Factor Scoring'!$E$5:$F$282,,MATCH(J$4,'B. PoF Adj Factor Scoring'!$E$3:$N$3,0)-1),2,TRUE)","v":0},{"$f":"VLOOKUP(F:F,OFFSET('B. PoF Adj Factor Scoring'!$E$5:$F$282,,MATCH(K$4,'B. PoF Adj Factor Scoring'!$E$3:$N$3,0)-1),2,TRUE)","v":0}]
[52,"INVALID",{"$f":"'A. Population Info'!H57","v":0},{"$f":"'A. Population Info'!I57","v":0},{"$f":"'A. Population Info'!J57","v":0},{"$f":"'A. Population Info'!K57","v":0},{"$f":"VLOOKUP(B:B,OFFSET('B. PoF Adj Factor Scoring'!$E$5:$F$282,,MATCH(G$4,'B. PoF Adj Factor Scoring'!$E$3:$N$3,0)-1),2,TRUE)","v":3},{"$f":"VLOOKUP(C:C,OFFSET('B. PoF Adj Factor Scoring'!$E$5:$F$282,,MATCH(H$4,'B. PoF Adj Factor Scoring'!$E$3:$N$3,0)-1),2,TRUE)","v":0},{"$f":"VLOOKUP(D:D,OFFSET('B. PoF Adj Factor Scoring'!$E$5:$F$282,,MATCH(I$4,'B. PoF Adj Factor Scoring'!$E$3:$N$3,0)-1),2,TRUE)","v":0},{"$f":"VLOOKUP(E:E,OFFSET('B. PoF Adj Factor Scoring'!$E$5:$F$282,,MATCH(J$4,'B. PoF Adj Factor Scoring'!$E$3:$N$3,0)-1),2,TRUE)","v":0},{"$f":"VLOOKUP(F:F,OFFSET('B. PoF Adj Factor Scoring'!$E$5:$F$282,,MATCH(K$4,'B. PoF Adj Factor Scoring'!$E$3:$N$3,0)-1),2,TRUE)","v":0}]
[53,"INVALID",{"$f":"'A. Population Info'!H58","v":0},{"$f":"'A. Population Info'!I58","v":0},{"$f":"'A. Population Info'!J58","v":0},{"$f":"'A. Population Info'!K58","v":0},{"$f":"VLOOKUP(B:B,OFFSET('B. PoF Adj Factor Scoring'!$E$5:$F$282,,MATCH(G$4,'B. PoF Adj Factor Scoring'!$E$3:$N$3,0)-1),2,TRUE)","v":3},{"$f":"VLOOKUP(C:C,OFFSET('B. PoF Adj Factor Scoring'!$E$5:$F$282,,MATCH(H$4,'B. PoF Adj Factor Scoring'!$E$3:$N$3,0)-1),2,TRUE)","v":0},{"$f":"VLOOKUP(D:D,OFFSET('B. PoF Adj Factor Scoring'!$E$5:$F$282,,MATCH(I$4,'B. PoF Adj Factor Scoring'!$E$3:$N$3,0)-1),2,TRUE)","v":0},{"$f":"VLOOKUP(E:E,OFFSET('B. PoF Adj Factor Scoring'!$E$5:$F$282,,MATCH(J$4,'B. PoF Adj Factor Scoring'!$E$3:$N$3,0)-1),2,TRUE)","v":0},{"$f":"VLOOKUP(F:F,OFFSET('B. PoF Adj Factor Scoring'!$E$5:$F$282,,MATCH(K$4,'B. PoF Adj Factor Scoring'!$E$3:$N$3,0)-1),2,TRUE)","v":0}]
[54,"INVALID",{"$f":"'A. Population Info'!H59","v":0},{"$f":"'A. Population Info'!I59","v":0},{"$f":"'A. Population Info'!J59","v":0},{"$f":"'A. Population Info'!K59","v":0},{"$f":"VLOOKUP(B:B,OFFSET('B. PoF Adj Factor Scoring'!$E$5:$F$282,,MATCH(G$4,'B. PoF Adj Factor Scoring'!$E$3:$N$3,0)-1),2,TRUE)","v":3},{"$f":"VLOOKUP(C:C,OFFSET('B. PoF Adj Factor Scoring'!$E$5:$F$282,,MATCH(H$4,'B. PoF Adj Factor Scoring'!$E$3:$N$3,0)-1),2,TRUE)","v":0},{"$f":"VLOOKUP(D:D,OFFSET('B. PoF Adj Factor Scoring'!$E$5:$F$282,,MATCH(I$4,'B. PoF Adj Factor Scoring'!$E$3:$N$3,0)-1),2,TRUE)","v":0},{"$f":"VLOOKUP(E:E,OFFSET('B. PoF Adj Factor Scoring'!$E$5:$F$282,,MATCH(J$4,'B. PoF Adj Factor Scoring'!$E$3:$N$3,0)-1),2,TRUE)","v":0},{"$f":"VLOOKUP(F:F,OFFSET('B. PoF Adj Factor Scoring'!$E$5:$F$282,,MATCH(K$4,'B. PoF Adj Factor Scoring'!$E$3:$N$3,0)-1),2,TRUE)","v":0}]
[55,"INVALID",{"$f":"'A. Population Info'!H60","v":0},{"$f":"'A. Population Info'!I60","v":0},{"$f":"'A. Population Info'!J60","v":0},{"$f":"'A. Population Info'!K60","v":0},{"$f":"VLOOKUP(B:B,OFFSET('B. PoF Adj Factor Scoring'!$E$5:$F$282,,MATCH(G$4,'B. PoF Adj Factor Scoring'!$E$3:$N$3,0)-1),2,TRUE)","v":3},{"$f":"VLOOKUP(C:C,OFFSET('B. PoF Adj Factor Scoring'!$E$5:$F$282,,MATCH(H$4,'B. PoF Adj Factor Scoring'!$E$3:$N$3,0)-1),2,TRUE)","v":0},{"$f":"VLOOKUP(D:D,OFFSET('B. PoF Adj Factor Scoring'!$E$5:$F$282,,MATCH(I$4,'B. PoF Adj Factor Scoring'!$E$3:$N$3,0)-1),2,TRUE)","v":0},{"$f":"VLOOKUP(E:E,OFFSET('B. PoF Adj Factor Scoring'!$E$5:$F$282,,MATCH(J$4,'B. PoF Adj Factor Scoring'!$E$3:$N$3,0)-1),2,TRUE)","v":0},{"$f":"VLOOKUP(F:F,OFFSET('B. PoF Adj Factor Scoring'!$E$5:$F$282,,MATCH(K$4,'B. PoF Adj Factor Scoring'!$E$3:$N$3,0)-1),2,TRUE)","v":0}]
[56,"INVALID",{"$f":"'A. Population Info'!H61","v":0},{"$f":"'A. Population Info'!I61","v":0},{"$f":"'A. Population Info'!J61","v":0},{"$f":"'A. Population Info'!K61","v":0},{"$f":"VLOOKUP(B:B,OFFSET('B. PoF Adj Factor Scoring'!$E$5:$F$282,,MATCH(G$4,'B. PoF Adj Factor Scoring'!$E$3:$N$3,0)-1),2,TRUE)","v":3},{"$f":"VLOOKUP(C:C,OFFSET('B. PoF Adj Factor Scoring'!$E$5:$F$282,,MATCH(H$4,'B. PoF Adj Factor Scoring'!$E$3:$N$3,0)-1),2,TRUE)","v":0},{"$f":"VLOOKUP(D:D,OFFSET('B. PoF Adj Factor Scoring'!$E$5:$F$282,,MATCH(I$4,'B. PoF Adj Factor Scoring'!$E$3:$N$3,0)-1),2,TRUE)","v":0},{"$f":"VLOOKUP(E:E,OFFSET('B. PoF Adj Factor Scoring'!$E$5:$F$282,,MATCH(J$4,'B. PoF Adj Factor Scoring'!$E$3:$N$3,0)-1),2,TRUE)","v":0},{"$f":"VLOOKUP(F:F,OFFSET('B. PoF Adj Factor Scoring'!$E$5:$F$282,,MATCH(K$4,'B. PoF Adj Factor Scoring'!$E$3:$N$3,0)-1),2,TRUE)","v":0}]
[57,"INVALID",{"$f":"'A. Population Info'!H62","v":0},{"$f":"'A. Population Info'!I62","v":0},{"$f":"'A. Population Info'!J62","v":0},{"$f":"'A. Population Info'!K62","v":0},{"$f":"VLOOKUP(B:B,OFFSET('B. PoF Adj Factor Scoring'!$E$5:$F$282,,MATCH(G$4,'B. PoF Adj Factor Scoring'!$E$3:$N$3,0)-1),2,TRUE)","v":3},{"$f":"VLOOKUP(C:C,OFFSET('B. PoF Adj Factor Scoring'!$E$5:$F$282,,MATCH(H$4,'B. PoF Adj Factor Scoring'!$E$3:$N$3,0)-1),2,TRUE)","v":0},{"$f":"VLOOKUP(D:D,OFFSET('B. PoF Adj Factor Scoring'!$E$5:$F$282,,MATCH(I$4,'B. PoF Adj Factor Scoring'!$E$3:$N$3,0)-1),2,TRUE)","v":0},{"$f":"VLOOKUP(E:E,OFFSET('B. PoF Adj Factor Scoring'!$E$5:$F$282,,MATCH(J$4,'B. PoF Adj Factor Scoring'!$E$3:$N$3,0)-1),2,TRUE)","v":0},{"$f":"VLOOKUP(F:F,OFFSET('B. PoF Adj Factor Scoring'!$E$5:$F$282,,MATCH(K$4,'B. PoF Adj Factor Scoring'!$E$3:$N$3,0)-1),2,TRUE)","v":0}]
[58,"INVALID",{"$f":"'A. Population Info'!H63","v":0},{"$f":"'A. Population Info'!I63","v":0},{"$f":"'A. Population Info'!J63","v":0},{"$f":"'A. Population Info'!K63","v":0},{"$f":"VLOOKUP(B:B,OFFSET('B. PoF Adj Factor Scoring'!$E$5:$F$282,,MATCH(G$4,'B. PoF Adj Factor Scoring'!$E$3:$N$3,0)-1),2,TRUE)","v":3},{"$f":"VLOOKUP(C:C,OFFSET('B. PoF Adj Factor Scoring'!$E$5:$F$282,,MATCH(H$4,'B. PoF Adj Factor Scoring'!$E$3:$N$3,0)-1),2,TRUE)","v":0},{"$f":"VLOOKUP(D:D,OFFSET('B. PoF Adj Factor Scoring'!$E$5:$F$282,,MATCH(I$4,'B. PoF Adj Factor Scoring'!$E$3:$N$3,0)-1),2,TRUE)","v":0},{"$f":"VLOOKUP(E:E,OFFSET('B. PoF Adj Factor Scoring'!$E$5:$F$282,,MATCH(J$4,'B. PoF Adj Factor Scoring'!$E$3:$N$3,0)-1),2,TRUE)","v":0},{"$f":"VLOOKUP(F:F,OFFSET('B. PoF Adj Factor Scoring'!$E$5:$F$282,,MATCH(K$4,'B. PoF Adj Factor Scoring'!$E$3:$N$3,0)-1),2,TRUE)","v":0}]
[59,"INVALID",{"$f":"'A. Population Info'!H64","v":0},{"$f":"'A. Population Info'!I64","v":0},{"$f":"'A. Population Info'!J64","v":0},{"$f":"'A. Population Info'!K64","v":0},{"$f":"VLOOKUP(B:B,OFFSET('B. PoF Adj Factor Scoring'!$E$5:$F$282,,MATCH(G$4,'B. PoF Adj Factor Scoring'!$E$3:$N$3,0)-1),2,TRUE)","v":3},{"$f":"VLOOKUP(C:C,OFFSET('B. PoF Adj Factor Scoring'!$E$5:$F$282,,MATCH(H$4,'B. PoF Adj Factor Scoring'!$E$3:$N$3,0)-1),2,TRUE)","v":0},{"$f":"VLOOKUP(D:D,OFFSET('B. PoF Adj Factor Scoring'!$E$5:$F$282,,MATCH(I$4,'B. PoF Adj Factor Scoring'!$E$3:$N$3,0)-1),2,TRUE)","v":0},{"$f":"VLOOKUP(E:E,OFFSET('B. PoF Adj Factor Scoring'!$E$5:$F$282,,MATCH(J$4,'B. PoF Adj Factor Scoring'!$E$3:$N$3,0)-1),2,TRUE)","v":0},{"$f":"VLOOKUP(F:F,OFFSET('B. PoF Adj Factor Scoring'!$E$5:$F$282,,MATCH(K$4,'B. PoF Adj Factor Scoring'!$E$3:$N$3,0)-1),2,TRUE)","v":0}]
[60,"INVALID",{"$f":"'A. Population Info'!H65","v":0},{"$f":"'A. Population Info'!I65","v":0},{"$f":"'A. Population Info'!J65","v":0},{"$f":"'A. Population Info'!K65","v":0},{"$f":"VLOOKUP(B:B,OFFSET('B. PoF Adj Factor Scoring'!$E$5:$F$282,,MATCH(G$4,'B. PoF Adj Factor Scoring'!$E$3:$N$3,0)-1),2,TRUE)","v":3},{"$f":"VLOOKUP(C:C,OFFSET('B. PoF Adj Factor Scoring'!$E$5:$F$282,,MATCH(H$4,'B. PoF Adj Factor Scoring'!$E$3:$N$3,0)-1),2,TRUE)","v":0},{"$f":"VLOOKUP(D:D,OFFSET('B. PoF Adj Factor Scoring'!$E$5:$F$282,,MATCH(I$4,'B. PoF Adj Factor Scoring'!$E$3:$N$3,0)-1),2,TRUE)","v":0},{"$f":"VLOOKUP(E:E,OFFSET('B. PoF Adj Factor Scoring'!$E$5:$F$282,,MATCH(J$4,'B. PoF Adj Factor Scoring'!$E$3:$N$3,0)-1),2,TRUE)","v":0},{"$f":"VLOOKUP(F:F,OFFSET('B. PoF Adj Factor Scoring'!$E$5:$F$282,,MATCH(K$4,'B. PoF Adj Factor Scoring'!$E$3:$N$3,0)-1),2,TRUE)","v":0}]
[61,"INVALID",{"$f":"'A. Population Info'!H66","v":0},{"$f":"'A. Population Info'!I66","v":0},{"$f":"'A. Population Info'!J66","v":0},{"$f":"'A. Population Info'!K66","v":0},{"$f":"VLOOKUP(B:B,OFFSET('B. PoF Adj Factor Scoring'!$E$5:$F$282,,MATCH(G$4,'B. PoF Adj Factor Scoring'!$E$3:$N$3,0)-1),2,TRUE)","v":3},{"$f":"VLOOKUP(C:C,OFFSET('B. PoF Adj Factor Scoring'!$E$5:$F$282,,MATCH(H$4,'B. PoF Adj Factor Scoring'!$E$3:$N$3,0)-1),2,TRUE)","v":0},{"$f":"VLOOKUP(D:D,OFFSET('B. PoF Adj Factor Scoring'!$E$5:$F$282,,MATCH(I$4,'B. PoF Adj Factor Scoring'!$E$3:$N$3,0)-1),2,TRUE)","v":0},{"$f":"VLOOKUP(E:E,OFFSET('B. PoF Adj Factor Scoring'!$E$5:$F$282,,MATCH(J$4,'B. PoF Adj Factor Scoring'!$E$3:$N$3,0)-1),2,TRUE)","v":0},{"$f":"VLOOKUP(F:F,OFFSET('B. PoF Adj Factor Scoring'!$E$5:$F$282,,MATCH(K$4,'B. PoF Adj Factor Scoring'!$E$3:$N$3,0)-1),2,TRUE)","v":0}]
[62,"INVALID",{"$f":"'A. Population Info'!H67","v":0},{"$f":"'A. Population Info'!I67","v":0},{"$f":"'A. Population Info'!J67","v":0},{"$f":"'A. Population Info'!K67","v":0},{"$f":"VLOOKUP(B:B,OFFSET('B. PoF Adj Factor Scoring'!$E$5:$F$282,,MATCH(G$4,'B. PoF Adj Factor Scoring'!$E$3:$N$3,0)-1),2,TRUE)","v":3},{"$f":"VLOOKUP(C:C,OFFSET('B. PoF Adj Factor Scoring'!$E$5:$F$282,,MATCH(H$4,'B. PoF Adj Factor Scoring'!$E$3:$N$3,0)-1),2,TRUE)","v":0},{"$f":"VLOOKUP(D:D,OFFSET('B. PoF Adj Factor Scoring'!$E$5:$F$282,,MATCH(I$4,'B. PoF Adj Factor Scoring'!$E$3:$N$3,0)-1),2,TRUE)","v":0},{"$f":"VLOOKUP(E:E,OFFSET('B. PoF Adj Factor Scoring'!$E$5:$F$282,,MATCH(J$4,'B. PoF Adj Factor Scoring'!$E$3:$N$3,0)-1),2,TRUE)","v":0},{"$f":"VLOOKUP(F:F,OFFSET('B. PoF Adj Factor Scoring'!$E$5:$F$282,,MATCH(K$4,'B. PoF Adj Factor Scoring'!$E$3:$N$3,0)-1),2,TRUE)","v":0}]
[63,"INVALID",{"$f":"'A. Population Info'!H68","v":0},{"$f":"'A. Population Info'!I68","v":0},{"$f":"'A. Population Info'!J68","v":0},{"$f":"'A. Population Info'!K68","v":0},{"$f":"VLOOKUP(B:B,OFFSET('B. PoF Adj Factor Scoring'!$E$5:$F$282,,MATCH(G$4,'B. PoF Adj Factor Scoring'!$E$3:$N$3,0)-1),2,TRUE)","v":3},{"$f":"VLOOKUP(C:C,OFFSET('B. PoF Adj Factor Scoring'!$E$5:$F$282,,MATCH(H$4,'B. PoF Adj Factor Scoring'!$E$3:$N$3,0)-1),2,TRUE)","v":0},{"$f":"VLOOKUP(D:D,OFFSET('B. PoF Adj Factor Scoring'!$E$5:$F$282,,MATCH(I$4,'B. PoF Adj Factor Scoring'!$E$3:$N$3,0)-1),2,TRUE)","v":0},{"$f":"VLOOKUP(E:E,OFFSET('B. PoF Adj Factor Scoring'!$E$5:$F$282,,MATCH(J$4,'B. PoF Adj Factor Scoring'!$E$3:$N$3,0)-1),2,TRUE)","v":0},{"$f":"VLOOKUP(F:F,OFFSET('B. PoF Adj Factor Scoring'!$E$5:$F$282,,MATCH(K$4,'B. PoF Adj Factor Scoring'!$E$3:$N$3,0)-1),2,TRUE)","v":0}]
[64,"INVALID",{"$f":"'A. Population Info'!H69","v":0},{"$f":"'A. Population Info'!I69","v":0},{"$f":"'A. Population Info'!J69","v":0},{"$f":"'A. Population Info'!K69","v":0},{"$f":"VLOOKUP(B:B,OFFSET('B. PoF Adj Factor Scoring'!$E$5:$F$282,,MATCH(G$4,'B. PoF Adj Factor Scoring'!$E$3:$N$3,0)-1),2,TRUE)","v":3},{"$f":"VLOOKUP(C:C,OFFSET('B. PoF Adj Factor Scoring'!$E$5:$F$282,,MATCH(H$4,'B. PoF Adj Factor Scoring'!$E$3:$N$3,0)-1),2,TRUE)","v":0},{"$f":"VLOOKUP(D:D,OFFSET('B. PoF Adj Factor Scoring'!$E$5:$F$282,,MATCH(I$4,'B. PoF Adj Factor Scoring'!$E$3:$N$3,0)-1),2,TRUE)","v":0},{"$f":"VLOOKUP(E:E,OFFSET('B. PoF Adj Factor Scoring'!$E$5:$F$282,,MATCH(J$4,'B. PoF Adj Factor Scoring'!$E$3:$N$3,0)-1),2,TRUE)","v":0},{"$f":"VLOOKUP(F:F,OFFSET('B. PoF Adj Factor Scoring'!$E$5:$F$282,,MATCH(K$4,'B. PoF Adj Factor Scoring'!$E$3:$N$3,0)-1),2,TRUE)","v":0}]
[65,"INVALID",{"$f":"'A. Population Info'!H70","v":0},{"$f":"'A. Population Info'!I70","v":0},{"$f":"'A. Population Info'!J70","v":0},{"$f":"'A. Population Info'!K70","v":0},{"$f":"VLOOKUP(B:B,OFFSET('B. PoF Adj Factor Scoring'!$E$5:$F$282,,MATCH(G$4,'B. PoF Adj Factor Scoring'!$E$3:$N$3,0)-1),2,TRUE)","v":3},{"$f":"VLOOKUP(C:C,OFFSET('B. PoF Adj Factor Scoring'!$E$5:$F$282,,MATCH(H$4,'B. PoF Adj Factor Scoring'!$E$3:$N$3,0)-1),2,TRUE)","v":0},{"$f":"VLOOKUP(D:D,OFFSET('B. PoF Adj Factor Scoring'!$E$5:$F$282,,MATCH(I$4,'B. PoF Adj Factor Scoring'!$E$3:$N$3,0)-1),2,TRUE)","v":0},{"$f":"VLOOKUP(E:E,OFFSET('B. PoF Adj Factor Scoring'!$E$5:$F$282,,MATCH(J$4,'B. PoF Adj Factor Scoring'!$E$3:$N$3,0)-1),2,TRUE)","v":0},{"$f":"VLOOKUP(F:F,OFFSET('B. PoF Adj Factor Scoring'!$E$5:$F$282,,MATCH(K$4,'B. PoF Adj Factor Scoring'!$E$3:$N$3,0)-1),2,TRUE)","v":0}]
[66,"INVALID",{"$f":"'A. Population Info'!H71","v":0},{"$f":"'A. Population Info'!I71","v":0},{"$f":"'A. Population Info'!J71","v":0},{"$f":"'A. Population Info'!K71","v":0},{"$f":"VLOOKUP(B:B,OFFSET('B. PoF Adj Factor Scoring'!$E$5:$F$282,,MATCH(G$4,'B. PoF Adj Factor Scoring'!$E$3:$N$3,0)-1),2,TRUE)","v":3},{"$f":"VLOOKUP(C:C,OFFSET('B. PoF Adj Factor Scoring'!$E$5:$F$282,,MATCH(H$4,'B. PoF Adj Factor Scoring'!$E$3:$N$3,0)-1),2,TRUE)","v":0},{"$f":"VLOOKUP(D:D,OFFSET('B. PoF Adj Factor Scoring'!$E$5:$F$282,,MATCH(I$4,'B. PoF Adj Factor Scoring'!$E$3:$N$3,0)-1),2,TRUE)","v":0},{"$f":"VLOOKUP(E:E,OFFSET('B. PoF Adj Factor Scoring'!$E$5:$F$282,,MATCH(J$4,'B. PoF Adj Factor Scoring'!$E$3:$N$3,0)-1),2,TRUE)","v":0},{"$f":"VLOOKUP(F:F,OFFSET('B. PoF Adj Factor Scoring'!$E$5:$F$282,,MATCH(K$4,'B. PoF Adj Factor Scoring'!$E$3:$N$3,0)-1),2,TRUE)","v":0}]
[67,"INVALID",{"$f":"'A. Population Info'!H72","v":0},{"$f":"'A. Population Info'!I72","v":0},{"$f":"'A. Population Info'!J72","v":0},{"$f":"'A. Population Info'!K72","v":0},{"$f":"VLOOKUP(B:B,OFFSET('B. PoF Adj Factor Scoring'!$E$5:$F$282,,MATCH(G$4,'B. PoF Adj Factor Scoring'!$E$3:$N$3,0)-1),2,TRUE)","v":3},{"$f":"VLOOKUP(C:C,OFFSET('B. PoF Adj Factor Scoring'!$E$5:$F$282,,MATCH(H$4,'B. PoF Adj Factor Scoring'!$E$3:$N$3,0)-1),2,TRUE)","v":0},{"$f":"VLOOKUP(D:D,OFFSET('B. PoF Adj Factor Scoring'!$E$5:$F$282,,MATCH(I$4,'B. PoF Adj Factor Scoring'!$E$3:$N$3,0)-1),2,TRUE)","v":0},{"$f":"VLOOKUP(E:E,OFFSET('B. PoF Adj Factor Scoring'!$E$5:$F$282,,MATCH(J$4,'B. PoF Adj Factor Scoring'!$E$3:$N$3,0)-1),2,TRUE)","v":0},{"$f":"VLOOKUP(F:F,OFFSET('B. PoF Adj Factor Scoring'!$E$5:$F$282,,MATCH(K$4,'B. PoF Adj Factor Scoring'!$E$3:$N$3,0)-1),2,TRUE)","v":0}]
[68,"INVALID",{"$f":"'A. Population Info'!H73","v":0},{"$f":"'A. Population Info'!I73","v":0},{"$f":"'A. Population Info'!J73","v":0},{"$f":"'A. Population Info'!K73","v":0},{"$f":"VLOOKUP(B:B,OFFSET('B. PoF Adj Factor Scoring'!$E$5:$F$282,,MATCH(G$4,'B. PoF Adj Factor Scoring'!$E$3:$N$3,0)-1),2,TRUE)","v":3},{"$f":"VLOOKUP(C:C,OFFSET('B. PoF Adj Factor Scoring'!$E$5:$F$282,,MATCH(H$4,'B. PoF Adj Factor Scoring'!$E$3:$N$3,0)-1),2,TRUE)","v":0},{"$f":"VLOOKUP(D:D,OFFSET('B. PoF Adj Factor Scoring'!$E$5:$F$282,,MATCH(I$4,'B. PoF Adj Factor Scoring'!$E$3:$N$3,0)-1),2,TRUE)","v":0},{"$f":"VLOOKUP(E:E,OFFSET('B. PoF Adj Factor Scoring'!$E$5:$F$282,,MATCH(J$4,'B. PoF Adj Factor Scoring'!$E$3:$N$3,0)-1),2,TRUE)","v":0},{"$f":"VLOOKUP(F:F,OFFSET('B. PoF Adj Factor Scoring'!$E$5:$F$282,,MATCH(K$4,'B. PoF Adj Factor Scoring'!$E$3:$N$3,0)-1),2,TRUE)","v":0}]
[69,"INVALID",{"$f":"'A. Population Info'!H74","v":0},{"$f":"'A. Population Info'!I74","v":0},{"$f":"'A. Population Info'!J74","v":0},{"$f":"'A. Population Info'!K74","v":0},{"$f":"VLOOKUP(B:B,OFFSET('B. PoF Adj Factor Scoring'!$E$5:$F$282,,MATCH(G$4,'B. PoF Adj Factor Scoring'!$E$3:$N$3,0)-1),2,TRUE)","v":3},{"$f":"VLOOKUP(C:C,OFFSET('B. PoF Adj Factor Scoring'!$E$5:$F$282,,MATCH(H$4,'B. PoF Adj Factor Scoring'!$E$3:$N$3,0)-1),2,TRUE)","v":0},{"$f":"VLOOKUP(D:D,OFFSET('B. PoF Adj Factor Scoring'!$E$5:$F$282,,MATCH(I$4,'B. PoF Adj Factor Scoring'!$E$3:$N$3,0)-1),2,TRUE)","v":0},{"$f":"VLOOKUP(E:E,OFFSET('B. PoF Adj Factor Scoring'!$E$5:$F$282,,MATCH(J$4,'B. PoF Adj Factor Scoring'!$E$3:$N$3,0)-1),2,TRUE)","v":0},{"$f":"VLOOKUP(F:F,OFFSET('B. PoF Adj Factor Scoring'!$E$5:$F$282,,MATCH(K$4,'B. PoF Adj Factor Scoring'!$E$3:$N$3,0)-1),2,TRUE)","v":0}]
[70,"INVALID",{"$f":"'A. Population Info'!H75","v":0},{"$f":"'A. Population Info'!I75","v":0},{"$f":"'A. Population Info'!J75","v":0},{"$f":"'A. Population Info'!K75","v":0},{"$f":"VLOOKUP(B:B,OFFSET('B. PoF Adj Factor Scoring'!$E$5:$F$282,,MATCH(G$4,'B. PoF Adj Factor Scoring'!$E$3:$N$3,0)-1),2,TRUE)","v":3},{"$f":"VLOOKUP(C:C,OFFSET('B. PoF Adj Factor Scoring'!$E$5:$F$282,,MATCH(H$4,'B. PoF Adj Factor Scoring'!$E$3:$N$3,0)-1),2,TRUE)","v":0},{"$f":"VLOOKUP(D:D,OFFSET('B. PoF Adj Factor Scoring'!$E$5:$F$282,,MATCH(I$4,'B. PoF Adj Factor Scoring'!$E$3:$N$3,0)-1),2,TRUE)","v":0},{"$f":"VLOOKUP(E:E,OFFSET('B. PoF Adj Factor Scoring'!$E$5:$F$282,,MATCH(J$4,'B. PoF Adj Factor Scoring'!$E$3:$N$3,0)-1),2,TRUE)","v":0},{"$f":"VLOOKUP(F:F,OFFSET('B. PoF Adj Factor Scoring'!$E$5:$F$282,,MATCH(K$4,'B. PoF Adj Factor Scoring'!$E$3:$N$3,0)-1),2,TRUE)","v":0}]
[71,"INVALID",{"$f":"'A. Population Info'!H76","v":0},{"$f":"'A. Population Info'!I76","v":0},{"$f":"'A. Population Info'!J76","v":0},{"$f":"'A. Population Info'!K76","v":0},{"$f":"VLOOKUP(B:B,OFFSET('B. PoF Adj Factor Scoring'!$E$5:$F$282,,MATCH(G$4,'B. PoF Adj Factor Scoring'!$E$3:$N$3,0)-1),2,TRUE)","v":3},{"$f":"VLOOKUP(C:C,OFFSET('B. PoF Adj Factor Scoring'!$E$5:$F$282,,MATCH(H$4,'B. PoF Adj Factor Scoring'!$E$3:$N$3,0)-1),2,TRUE)","v":0},{"$f":"VLOOKUP(D:D,OFFSET('B. PoF Adj Factor Scoring'!$E$5:$F$282,,MATCH(I$4,'B. PoF Adj Factor Scoring'!$E$3:$N$3,0)-1),2,TRUE)","v":0},{"$f":"VLOOKUP(E:E,OFFSET('B. PoF Adj Factor Scoring'!$E$5:$F$282,,MATCH(J$4,'B. PoF Adj Factor Scoring'!$E$3:$N$3,0)-1),2,TRUE)","v":0},{"$f":"VLOOKUP(F:F,OFFSET('B. PoF Adj Factor Scoring'!$E$5:$F$282,,MATCH(K$4,'B. PoF Adj Factor Scoring'!$E$3:$N$3,0)-1),2,TRUE)","v":0}]
[72,"MAYBE PVC SINGLE",{"$f":"'A. Population Info'!H77","v":0},{"$f":"'A. Population Info'!I77","v":0},{"$f":"'A. Population Info'!J77","v":0},{"$f":"'A. Population Info'!K77","v":0},{"$f":"VLOOKUP(B:B,OFFSET('B. PoF Adj Factor Scoring'!$E$5:$F$282,,MATCH(G$4,'B. PoF Adj Factor Scoring'!$E$3:$N$3,0)-1),2,TRUE)","v":3},{"$f":"VLOOKUP(C:C,OFFSET('B. PoF Adj Factor Scoring'!$E$5:$F$282,,MATCH(H$4,'B. PoF Adj Factor Scoring'!$E$3:$N$3,0)-1),2,TRUE)","v":0},{"$f":"VLOOKUP(D:D,OFFSET('B. PoF Adj Factor Scoring'!$E$5:$F$282,,MATCH(I$4,'B. PoF Adj Factor Scoring'!$E$3:$N$3,0)-1),2,TRUE)","v":0},{"$f":"VLOOKUP(E:E,OFFSET('B. PoF Adj Factor Scoring'!$E$5:$F$282,,MATCH(J$4,'B. PoF Adj Factor Scoring'!$E$3:$N$3,0)-1),2,TRUE)","v":0},{"$f":"VLOOKUP(F:F,OFFSET('B. PoF Adj Factor Scoring'!$E$5:$F$282,,MATCH(K$4,'B. PoF Adj Factor Scoring'!$E$3:$N$3,0)-1),2,TRUE)","v":0}]
[73,"MAYBE PVC SINGLE",{"$f":"'A. Population Info'!H78","v":0},{"$f":"'A. Population Info'!I78","v":0},{"$f":"'A. Population Info'!J78","v":0},{"$f":"'A. Population Info'!K78","v":0},{"$f":"VLOOKUP(B:B,OFFSET('B. PoF Adj Factor Scoring'!$E$5:$F$282,,MATCH(G$4,'B. PoF Adj Factor Scoring'!$E$3:$N$3,0)-1),2,TRUE)","v":3},{"$f":"VLOOKUP(C:C,OFFSET('B. PoF Adj Factor Scoring'!$E$5:$F$282,,MATCH(H$4,'B. PoF Adj Factor Scoring'!$E$3:$N$3,0)-1),2,TRUE)","v":0},{"$f":"VLOOKUP(D:D,OFFSET('B. PoF Adj Factor Scoring'!$E$5:$F$282,,MATCH(I$4,'B. PoF Adj Factor Scoring'!$E$3:$N$3,0)-1),2,TRUE)","v":0},{"$f":"VLOOKUP(E:E,OFFSET('B. PoF Adj Factor Scoring'!$E$5:$F$282,,MATCH(J$4,'B. PoF Adj Factor Scoring'!$E$3:$N$3,0)-1),2,TRUE)","v":0},{"$f":"VLOOKUP(F:F,OFFSET('B. PoF Adj Factor Scoring'!$E$5:$F$282,,MATCH(K$4,'B. PoF Adj Factor Scoring'!$E$3:$N$3,0)-1),2,TRUE)","v":0}]
[74,"MAYBE PVC SINGLE",{"$f":"'A. Population Info'!H79","v":0},{"$f":"'A. Population Info'!I79","v":0},{"$f":"'A. Population Info'!J79","v":0},{"$f":"'A. Population Info'!K79","v":0},{"$f":"VLOOKUP(B:B,OFFSET('B. PoF Adj Factor Scoring'!$E$5:$F$282,,MATCH(G$4,'B. PoF Adj Factor Scoring'!$E$3:$N$3,0)-1),2,TRUE)","v":3},{"$f":"VLOOKUP(C:C,OFFSET('B. PoF Adj Factor Scoring'!$E$5:$F$282,,MATCH(H$4,'B. PoF Adj Factor Scoring'!$E$3:$N$3,0)-1),2,TRUE)","v":0},{"$f":"VLOOKUP(D:D,OFFSET('B. PoF Adj Factor Scoring'!$E$5:$F$282,,MATCH(I$4,'B. PoF Adj Factor Scoring'!$E$3:$N$3,0)-1),2,TRUE)","v":0},{"$f":"VLOOKUP(E:E,OFFSET('B. PoF Adj Factor Scoring'!$E$5:$F$282,,MATCH(J$4,'B. PoF Adj Factor Scoring'!$E$3:$N$3,0)-1),2,TRUE)","v":0},{"$f":"VLOOKUP(F:F,OFFSET('B. PoF Adj Factor Scoring'!$E$5:$F$282,,MATCH(K$4,'B. PoF Adj Factor Scoring'!$E$3:$N$3,0)-1),2,TRUE)","v":0}]
[75,"MAYBE PVC SINGLE",{"$f":"'A. Population Info'!H80","v":0},{"$f":"'A. Population Info'!I80","v":0},{"$f":"'A. Population Info'!J80","v":0},{"$f":"'A. Population Info'!K80","v":0},{"$f":"VLOOKUP(B:B,OFFSET('B. PoF Adj Factor Scoring'!$E$5:$F$282,,MATCH(G$4,'B. PoF Adj Factor Scoring'!$E$3:$N$3,0)-1),2,TRUE)","v":3},{"$f":"VLOOKUP(C:C,OFFSET('B. PoF Adj Factor Scoring'!$E$5:$F$282,,MATCH(H$4,'B. PoF Adj Factor Scoring'!$E$3:$N$3,0)-1),2,TRUE)","v":0},{"$f":"VLOOKUP(D:D,OFFSET('B. PoF Adj Factor Scoring'!$E$5:$F$282,,MATCH(I$4,'B. PoF Adj Factor Scoring'!$E$3:$N$3,0)-1),2,TRUE)","v":0},{"$f":"VLOOKUP(E:E,OFFSET('B. PoF Adj Factor Scoring'!$E$5:$F$282,,MATCH(J$4,'B. PoF Adj Factor Scoring'!$E$3:$N$3,0)-1),2,TRUE)","v":0},{"$f":"VLOOKUP(F:F,OFFSET('B. PoF Adj Factor Scoring'!$E$5:$F$282,,MATCH(K$4,'B. PoF Adj Factor Scoring'!$E$3:$N$3,0)-1),2,TRUE)","v":0}]
[76,"MAYBE PVC SINGLE",{"$f":"'A. Population Info'!H81","v":0},{"$f":"'A. Population Info'!I81","v":0},{"$f":"'A. Population Info'!J81","v":0},{"$f":"'A. Population Info'!K81","v":0},{"$f":"VLOOKUP(B:B,OFFSET('B. PoF Adj Factor Scoring'!$E$5:$F$282,,MATCH(G$4,'B. PoF Adj Factor Scoring'!$E$3:$N$3,0)-1),2,TRUE)","v":3},{"$f":"VLOOKUP(C:C,OFFSET('B. PoF Adj Factor Scoring'!$E$5:$F$282,,MATCH(H$4,'B. PoF Adj Factor Scoring'!$E$3:$N$3,0)-1),2,TRUE)","v":0},{"$f":"VLOOKUP(D:D,OFFSET('B. PoF Adj Factor Scoring'!$E$5:$F$282,,MATCH(I$4,'B. PoF Adj Factor Scoring'!$E$3:$N$3,0)-1),2,TRUE)","v":0},{"$f":"VLOOKUP(E:E,OFFSET('B. PoF Adj Factor Scoring'!$E$5:$F$282,,MATCH(J$4,'B. PoF Adj Factor Scoring'!$E$3:$N$3,0)-1),2,TRUE)","v":0},{"$f":"VLOOKUP(F:F,OFFSET('B. PoF Adj Factor Scoring'!$E$5:$F$282,,MATCH(K$4,'B. PoF Adj Factor Scoring'!$E$3:$N$3,0)-1),2,TRUE)","v":0}]
[77,"MAYBE PVC SINGLE",{"$f":"'A. Population Info'!H82","v":0},{"$f":"'A. Population Info'!I82","v":0},{"$f":"'A. Population Info'!J82","v":0},{"$f":"'A. Population Info'!K82","v":0},{"$f":"VLOOKUP(B:B,OFFSET('B. PoF Adj Factor Scoring'!$E$5:$F$282,,MATCH(G$4,'B. PoF Adj Factor Scoring'!$E$3:$N$3,0)-1),2,TRUE)","v":3},{"$f":"VLOOKUP(C:C,OFFSET('B. PoF Adj Factor Scoring'!$E$5:$F$282,,MATCH(H$4,'B. PoF Adj Factor Scoring'!$E$3:$N$3,0)-1),2,TRUE)","v":0},{"$f":"VLOOKUP(D:D,OFFSET('B. PoF Adj Factor Scoring'!$E$5:$F$282,,MATCH(I$4,'B. PoF Adj Factor Scoring'!$E$3:$N$3,0)-1),2,TRUE)","v":0},{"$f":"VLOOKUP(E:E,OFFSET('B. PoF Adj Factor Scoring'!$E$5:$F$282,,MATCH(J$4,'B. PoF Adj Factor Scoring'!$E$3:$N$3,0)-1),2,TRUE)","v":0},{"$f":"VLOOKUP(F:F,OFFSET('B. PoF Adj Factor Scoring'!$E$5:$F$282,,MATCH(K$4,'B. PoF Adj Factor Scoring'!$E$3:$N$3,0)-1),2,TRUE)","v":0}]
[78,"MAYBE PVC SINGLE",{"$f":"'A. Population Info'!H83","v":0},{"$f":"'A. Population Info'!I83","v":0},{"$f":"'A. Population Info'!J83","v":0},{"$f":"'A. Population Info'!K83","v":0},{"$f":"VLOOKUP(B:B,OFFSET('B. PoF Adj Factor Scoring'!$E$5:$F$282,,MATCH(G$4,'B. PoF Adj Factor Scoring'!$E$3:$N$3,0)-1),2,TRUE)","v":3},{"$f":"VLOOKUP(C:C,OFFSET('B. PoF Adj Factor Scoring'!$E$5:$F$282,,MATCH(H$4,'B. PoF Adj Factor Scoring'!$E$3:$N$3,0)-1),2,TRUE)","v":0},{"$f":"VLOOKUP(D:D,OFFSET('B. PoF Adj Factor Scoring'!$E$5:$F$282,,MATCH(I$4,'B. PoF Adj Factor Scoring'!$E$3:$N$3,0)-1),2,TRUE)","v":0},{"$f":"VLOOKUP(E:E,OFFSET('B. PoF Adj Factor Scoring'!$E$5:$F$282,,MATCH(J$4,'B. PoF Adj Factor Scoring'!$E$3:$N$3,0)-1),2,TRUE)","v":0},{"$f":"VLOOKUP(F:F,OFFSET('B. PoF Adj Factor Scoring'!$E$5:$F$282,,MATCH(K$4,'B. PoF Adj Factor Scoring'!$E$3:$N$3,0)-1),2,TRUE)","v":0}]
[79,"MAYBE PVC SINGLE",{"$f":"'A. Population Info'!H84","v":0},{"$f":"'A. Population Info'!I84","v":0},{"$f":"'A. Population Info'!J84","v":0},{"$f":"'A. Population Info'!K84","v":0},{"$f":"VLOOKUP(B:B,OFFSET('B. PoF Adj Factor Scoring'!$E$5:$F$282,,MATCH(G$4,'B. PoF Adj Factor Scoring'!$E$3:$N$3,0)-1),2,TRUE)","v":3},{"$f":"VLOOKUP(C:C,OFFSET('B. PoF Adj Factor Scoring'!$E$5:$F$282,,MATCH(H$4,'B. PoF Adj Factor Scoring'!$E$3:$N$3,0)-1),2,TRUE)","v":0},{"$f":"VLOOKUP(D:D,OFFSET('B. PoF Adj Factor Scoring'!$E$5:$F$282,,MATCH(I$4,'B. PoF Adj Factor Scoring'!$E$3:$N$3,0)-1),2,TRUE)","v":0},{"$f":"VLOOKUP(E:E,OFFSET('B. PoF Adj Factor Scoring'!$E$5:$F$282,,MATCH(J$4,'B. PoF Adj Factor Scoring'!$E$3:$N$3,0)-1),2,TRUE)","v":0},{"$f":"VLOOKUP(F:F,OFFSET('B. PoF Adj Factor Scoring'!$E$5:$F$282,,MATCH(K$4,'B. PoF Adj Factor Scoring'!$E$3:$N$3,0)-1),2,TRUE)","v":0}]
[80,"MAYBE PVC SINGLE",{"$f":"'A. Population Info'!H85","v":0},{"$f":"'A. Population Info'!I85","v":0},{"$f":"'A. Population Info'!J85","v":0},{"$f":"'A. Population Info'!K85","v":0},{"$f":"VLOOKUP(B:B,OFFSET('B. PoF Adj Factor Scoring'!$E$5:$F$282,,MATCH(G$4,'B. PoF Adj Factor Scoring'!$E$3:$N$3,0)-1),2,TRUE)","v":3},{"$f":"VLOOKUP(C:C,OFFSET('B. PoF Adj Factor Scoring'!$E$5:$F$282,,MATCH(H$4,'B. PoF Adj Factor Scoring'!$E$3:$N$3,0)-1),2,TRUE)","v":0},{"$f":"VLOOKUP(D:D,OFFSET('B. PoF Adj Factor Scoring'!$E$5:$F$282,,MATCH(I$4,'B. PoF Adj Factor Scoring'!$E$3:$N$3,0)-1),2,TRUE)","v":0},{"$f":"VLOOKUP(E:E,OFFSET('B. PoF Adj Factor Scoring'!$E$5:$F$282,,MATCH(J$4,'B. PoF Adj Factor Scoring'!$E$3:$N$3,0)-1),2,TRUE)","v":0},{"$f":"VLOOKUP(F:F,OFFSET('B. PoF Adj Factor Scoring'!$E$5:$F$282,,MATCH(K$4,'B. PoF Adj Factor Scoring'!$E$3:$N$3,0)-1),2,TRUE)","v":0}]
[81,"MAYBE PVC SINGLE",{"$f":"'A. Population Info'!H86","v":0},{"$f":"'A. Population Info'!I86","v":0},{"$f":"'A. Population Info'!J86","v":0},{"$f":"'A. Population Info'!K86","v":0},{"$f":"VLOOKUP(B:B,OFFSET('B. PoF Adj Factor Scoring'!$E$5:$F$282,,MATCH(G$4,'B. PoF Adj Factor Scoring'!$E$3:$N$3,0)-1),2,TRUE)","v":3},{"$f":"VLOOKUP(C:C,OFFSET('B. PoF Adj Factor Scoring'!$E$5:$F$282,,MATCH(H$4,'B. PoF Adj Factor Scoring'!$E$3:$N$3,0)-1),2,TRUE)","v":0},{"$f":"VLOOKUP(D:D,OFFSET('B. PoF Adj Factor Scoring'!$E$5:$F$282,,MATCH(I$4,'B. PoF Adj Factor Scoring'!$E$3:$N$3,0)-1),2,TRUE)","v":0},{"$f":"VLOOKUP(E:E,OFFSET('B. PoF Adj Factor Scoring'!$E$5:$F$282,,MATCH(J$4,'B. PoF Adj Factor Scoring'!$E$3:$N$3,0)-1),2,TRUE)","v":0},{"$f":"VLOOKUP(F:F,OFFSET('B. PoF Adj Factor Scoring'!$E$5:$F$282,,MATCH(K$4,'B. PoF Adj Factor Scoring'!$E$3:$N$3,0)-1),2,TRUE)","v":0}]
[82,"MAYBE PVC SINGLE",{"$f":"'A. Population Info'!H87","v":0},{"$f":"'A. Population Info'!I87","v":0},{"$f":"'A. Population Info'!J87","v":0},{"$f":"'A. Population Info'!K87","v":0},{"$f":"VLOOKUP(B:B,OFFSET('B. PoF Adj Factor Scoring'!$E$5:$F$282,,MATCH(G$4,'B. PoF Adj Factor Scoring'!$E$3:$N$3,0)-1),2,TRUE)","v":3},{"$f":"VLOOKUP(C:C,OFFSET('B. PoF Adj Factor Scoring'!$E$5:$F$282,,MATCH(H$4,'B. PoF Adj Factor Scoring'!$E$3:$N$3,0)-1),2,TRUE)","v":0},{"$f":"VLOOKUP(D:D,OFFSET('B. PoF Adj Factor Scoring'!$E$5:$F$282,,MATCH(I$4,'B. PoF Adj Factor Scoring'!$E$3:$N$3,0)-1),2,TRUE)","v":0},{"$f":"VLOOKUP(E:E,OFFSET('B. PoF Adj Factor Scoring'!$E$5:$F$282,,MATCH(J$4,'B. PoF Adj Factor Scoring'!$E$3:$N$3,0)-1),2,TRUE)","v":0},{"$f":"VLOOKUP(F:F,OFFSET('B. PoF Adj Factor Scoring'!$E$5:$F$282,,MATCH(K$4,'B. PoF Adj Factor Scoring'!$E$3:$N$3,0)-1),2,TRUE)","v":0}]
[83,"MAYBE PVC SINGLE",{"$f":"'A. Population Info'!H88","v":0},{"$f":"'A. Population Info'!I88","v":0},{"$f":"'A. Population Info'!J88","v":0},{"$f":"'A. Population Info'!K88","v":0},{"$f":"VLOOKUP(B:B,OFFSET('B. PoF Adj Factor Scoring'!$E$5:$F$282,,MATCH(G$4,'B. PoF Adj Factor Scoring'!$E$3:$N$3,0)-1),2,TRUE)","v":3},{"$f":"VLOOKUP(C:C,OFFSET('B. PoF Adj Factor Scoring'!$E$5:$F$282,,MATCH(H$4,'B. PoF Adj Factor Scoring'!$E$3:$N$3,0)-1),2,TRUE)","v":0},{"$f":"VLOOKUP(D:D,OFFSET('B. PoF Adj Factor Scoring'!$E$5:$F$282,,MATCH(I$4,'B. PoF Adj Factor Scoring'!$E$3:$N$3,0)-1),2,TRUE)","v":0},{"$f":"VLOOKUP(E:E,OFFSET('B. PoF Adj Factor Scoring'!$E$5:$F$282,,MATCH(J$4,'B. PoF Adj Factor Scoring'!$E$3:$N$3,0)-1),2,TRUE)","v":0},{"$f":"VLOOKUP(F:F,OFFSET('B. PoF Adj Factor Scoring'!$E$5:$F$282,,MATCH(K$4,'B. PoF Adj Factor Scoring'!$E$3:$N$3,0)-1),2,TRUE)","v":0}]
[84,"MAYBE PVC SINGLE",{"$f":"'A. Population Info'!H89","v":0},{"$f":"'A. Population Info'!I89","v":0},{"$f":"'A. Population Info'!J89","v":0},{"$f":"'A. Population Info'!K89","v":0},{"$f":"VLOOKUP(B:B,OFFSET('B. PoF Adj Factor Scoring'!$E$5:$F$282,,MATCH(G$4,'B. PoF Adj Factor Scoring'!$E$3:$N$3,0)-1),2,TRUE)","v":3},{"$f":"VLOOKUP(C:C,OFFSET('B. PoF Adj Factor Scoring'!$E$5:$F$282,,MATCH(H$4,'B. PoF Adj Factor Scoring'!$E$3:$N$3,0)-1),2,TRUE)","v":0},{"$f":"VLOOKUP(D:D,OFFSET('B. PoF Adj Factor Scoring'!$E$5:$F$282,,MATCH(I$4,'B. PoF Adj Factor Scoring'!$E$3:$N$3,0)-1),2,TRUE)","v":0},{"$f":"VLOOKUP(E:E,OFFSET('B. PoF Adj Factor Scoring'!$E$5:$F$282,,MATCH(J$4,'B. PoF Adj Factor Scoring'!$E$3:$N$3,0)-1),2,TRUE)","v":0},{"$f":"VLOOKUP(F:F,OFFSET('B. PoF Adj Factor Scoring'!$E$5:$F$282,,MATCH(K$4,'B. PoF Adj Factor Scoring'!$E$3:$N$3,0)-1),2,TRUE)","v":0}]
[85,"MAYBE PVC SINGLE",{"$f":"'A. Population Info'!H90","v":0},{"$f":"'A. Population Info'!I90","v":0},{"$f":"'A. Population Info'!J90","v":0},{"$f":"'A. Population Info'!K90","v":0},{"$f":"VLOOKUP(B:B,OFFSET('B. PoF Adj Factor Scoring'!$E$5:$F$282,,MATCH(G$4,'B. PoF Adj Factor Scoring'!$E$3:$N$3,0)-1),2,TRUE)","v":3},{"$f":"VLOOKUP(C:C,OFFSET('B. PoF Adj Factor Scoring'!$E$5:$F$282,,MATCH(H$4,'B. PoF Adj Factor Scoring'!$E$3:$N$3,0)-1),2,TRUE)","v":0},{"$f":"VLOOKUP(D:D,OFFSET('B. PoF Adj Factor Scoring'!$E$5:$F$282,,MATCH(I$4,'B. PoF Adj Factor Scoring'!$E$3:$N$3,0)-1),2,TRUE)","v":0},{"$f":"VLOOKUP(E:E,OFFSET('B. PoF Adj Factor Scoring'!$E$5:$F$282,,MATCH(J$4,'B. PoF Adj Factor Scoring'!$E$3:$N$3,0)-1),2,TRUE)","v":0},{"$f":"VLOOKUP(F:F,OFFSET('B. PoF Adj Factor Scoring'!$E$5:$F$282,,MATCH(K$4,'B. PoF Adj Factor Scoring'!$E$3:$N$3,0)-1),2,TRUE)","v":0}]
[86,"MAYBE PVC SINGLE",{"$f":"'A. Population Info'!H91","v":0},{"$f":"'A. Population Info'!I91","v":0},{"$f":"'A. Population Info'!J91","v":0},{"$f":"'A. Population Info'!K91","v":0},{"$f":"VLOOKUP(B:B,OFFSET('B. PoF Adj Factor Scoring'!$E$5:$F$282,,MATCH(G$4,'B. PoF Adj Factor Scoring'!$E$3:$N$3,0)-1),2,TRUE)","v":3},{"$f":"VLOOKUP(C:C,OFFSET('B. PoF Adj Factor Scoring'!$E$5:$F$282,,MATCH(H$4,'B. PoF Adj Factor Scoring'!$E$3:$N$3,0)-1),2,TRUE)","v":0},{"$f":"VLOOKUP(D:D,OFFSET('B. PoF Adj Factor Scoring'!$E$5:$F$282,,MATCH(I$4,'B. PoF Adj Factor Scoring'!$E$3:$N$3,0)-1),2,TRUE)","v":0},{"$f":"VLOOKUP(E:E,OFFSET('B. PoF Adj Factor Scoring'!$E$5:$F$282,,MATCH(J$4,'B. PoF Adj Factor Scoring'!$E$3:$N$3,0)-1),2,TRUE)","v":0},{"$f":"VLOOKUP(F:F,OFFSET('B. PoF Adj Factor Scoring'!$E$5:$F$282,,MATCH(K$4,'B. PoF Adj Factor Scoring'!$E$3:$N$3,0)-1),2,TRUE)","v":0}]
[87,"MAYBE PVC SINGLE",{"$f":"'A. Population Info'!H92","v":0},{"$f":"'A. Population Info'!I92","v":0},{"$f":"'A. Population Info'!J92","v":0},{"$f":"'A. Population Info'!K92","v":0},{"$f":"VLOOKUP(B:B,OFFSET('B. PoF Adj Factor Scoring'!$E$5:$F$282,,MATCH(G$4,'B. PoF Adj Factor Scoring'!$E$3:$N$3,0)-1),2,TRUE)","v":3},{"$f":"VLOOKUP(C:C,OFFSET('B. PoF Adj Factor Scoring'!$E$5:$F$282,,MATCH(H$4,'B. PoF Adj Factor Scoring'!$E$3:$N$3,0)-1),2,TRUE)","v":0},{"$f":"VLOOKUP(D:D,OFFSET('B. PoF Adj Factor Scoring'!$E$5:$F$282,,MATCH(I$4,'B. PoF Adj Factor Scoring'!$E$3:$N$3,0)-1),2,TRUE)","v":0},{"$f":"VLOOKUP(E:E,OFFSET('B. PoF Adj Factor Scoring'!$E$5:$F$282,,MATCH(J$4,'B. PoF Adj Factor Scoring'!$E$3:$N$3,0)-1),2,TRUE)","v":0},{"$f":"VLOOKUP(F:F,OFFSET('B. PoF Adj Factor Scoring'!$E$5:$F$282,,MATCH(K$4,'B. PoF Adj Factor Scoring'!$E$3:$N$3,0)-1),2,TRUE)","v":0}]
[88,"MAYBE PVC SINGLE",{"$f":"'A. Population Info'!H93","v":0},{"$f":"'A. Population Info'!I93","v":0},{"$f":"'A. Population Info'!J93","v":0},{"$f":"'A. Population Info'!K93","v":0},{"$f":"VLOOKUP(B:B,OFFSET('B. PoF Adj Factor Scoring'!$E$5:$F$282,,MATCH(G$4,'B. PoF Adj Factor Scoring'!$E$3:$N$3,0)-1),2,TRUE)","v":3},{"$f":"VLOOKUP(C:C,OFFSET('B. PoF Adj Factor Scoring'!$E$5:$F$282,,MATCH(H$4,'B. PoF Adj Factor Scoring'!$E$3:$N$3,0)-1),2,TRUE)","v":0},{"$f":"VLOOKUP(D:D,OFFSET('B. PoF Adj Factor Scoring'!$E$5:$F$282,,MATCH(I$4,'B. PoF Adj Factor Scoring'!$E$3:$N$3,0)-1),2,TRUE)","v":0},{"$f":"VLOOKUP(E:E,OFFSET('B. PoF Adj Factor Scoring'!$E$5:$F$282,,MATCH(J$4,'B. PoF Adj Factor Scoring'!$E$3:$N$3,0)-1),2,TRUE)","v":0},{"$f":"VLOOKUP(F:F,OFFSET('B. PoF Adj Factor Scoring'!$E$5:$F$282,,MATCH(K$4,'B. PoF Adj Factor Scoring'!$E$3:$N$3,0)-1),2,TRUE)","v":0}]
[89,"MAYBE PVC SINGLE",{"$f":"'A. Population Info'!H94","v":0},{"$f":"'A. Population Info'!I94","v":0},{"$f":"'A. Population Info'!J94","v":0},{"$f":"'A. Population Info'!K94","v":0},{"$f":"VLOOKUP(B:B,OFFSET('B. PoF Adj Factor Scoring'!$E$5:$F$282,,MATCH(G$4,'B. PoF Adj Factor Scoring'!$E$3:$N$3,0)-1),2,TRUE)","v":3},{"$f":"VLOOKUP(C:C,OFFSET('B. PoF Adj Factor Scoring'!$E$5:$F$282,,MATCH(H$4,'B. PoF Adj Factor Scoring'!$E$3:$N$3,0)-1),2,TRUE)","v":0},{"$f":"VLOOKUP(D:D,OFFSET('B. PoF Adj Factor Scoring'!$E$5:$F$282,,MATCH(I$4,'B. PoF Adj Factor Scoring'!$E$3:$N$3,0)-1),2,TRUE)","v":0},{"$f":"VLOOKUP(E:E,OFFSET('B. PoF Adj Factor Scoring'!$E$5:$F$282,,MATCH(J$4,'B. PoF Adj Factor Scoring'!$E$3:$N$3,0)-1),2,TRUE)","v":0},{"$f":"VLOOKUP(F:F,OFFSET('B. PoF Adj Factor Scoring'!$E$5:$F$282,,MATCH(K$4,'B. PoF Adj Factor Scoring'!$E$3:$N$3,0)-1),2,TRUE)","v":0}]
[90,"MAYBE PVC SINGLE",{"$f":"'A. Population Info'!H95","v":0},{"$f":"'A. Population Info'!I95","v":0},{"$f":"'A. Population Info'!J95","v":0},{"$f":"'A. Population Info'!K95","v":0},{"$f":"VLOOKUP(B:B,OFFSET('B. PoF Adj Factor Scoring'!$E$5:$F$282,,MATCH(G$4,'B. PoF Adj Factor Scoring'!$E$3:$N$3,0)-1),2,TRUE)","v":3},{"$f":"VLOOKUP(C:C,OFFSET('B. PoF Adj Factor Scoring'!$E$5:$F$282,,MATCH(H$4,'B. PoF Adj Factor Scoring'!$E$3:$N$3,0)-1),2,TRUE)","v":0},{"$f":"VLOOKUP(D:D,OFFSET('B. PoF Adj Factor Scoring'!$E$5:$F$282,,MATCH(I$4,'B. PoF Adj Factor Scoring'!$E$3:$N$3,0)-1),2,TRUE)","v":0},{"$f":"VLOOKUP(E:E,OFFSET('B. PoF Adj Factor Scoring'!$E$5:$F$282,,MATCH(J$4,'B. PoF Adj Factor Scoring'!$E$3:$N$3,0)-1),2,TRUE)","v":0},{"$f":"VLOOKUP(F:F,OFFSET('B. PoF Adj Factor Scoring'!$E$5:$F$282,,MATCH(K$4,'B. PoF Adj Factor Scoring'!$E$3:$N$3,0)-1),2,TRUE)","v":0}]
[91,"MAYBE PVC SINGLE",{"$f":"'A. Population Info'!H96","v":0},{"$f":"'A. Population Info'!I96","v":0},{"$f":"'A. Population Info'!J96","v":0},{"$f":"'A. Population Info'!K96","v":0},{"$f":"VLOOKUP(B:B,OFFSET('B. PoF Adj Factor Scoring'!$E$5:$F$282,,MATCH(G$4,'B. PoF Adj Factor Scoring'!$E$3:$N$3,0)-1),2,TRUE)","v":3},{"$f":"VLOOKUP(C:C,OFFSET('B. PoF Adj Factor Scoring'!$E$5:$F$282,,MATCH(H$4,'B. PoF Adj Factor Scoring'!$E$3:$N$3,0)-1),2,TRUE)","v":0},{"$f":"VLOOKUP(D:D,OFFSET('B. PoF Adj Factor Scoring'!$E$5:$F$282,,MATCH(I$4,'B. PoF Adj Factor Scoring'!$E$3:$N$3,0)-1),2,TRUE)","v":0},{"$f":"VLOOKUP(E:E,OFFSET('B. PoF Adj Factor Scoring'!$E$5:$F$282,,MATCH(J$4,'B. PoF Adj Factor Scoring'!$E$3:$N$3,0)-1),2,TRUE)","v":0},{"$f":"VLOOKUP(F:F,OFFSET('B. PoF Adj Factor Scoring'!$E$5:$F$282,,MATCH(K$4,'B. PoF Adj Factor Scoring'!$E$3:$N$3,0)-1),2,TRUE)","v":0}]
[92,"MAYBE PVC SINGLE",{"$f":"'A. Population Info'!H97","v":0},{"$f":"'A. Population Info'!I97","v":0},{"$f":"'A. Population Info'!J97","v":0},{"$f":"'A. Population Info'!K97","v":0},{"$f":"VLOOKUP(B:B,OFFSET('B. PoF Adj Factor Scoring'!$E$5:$F$282,,MATCH(G$4,'B. PoF Adj Factor Scoring'!$E$3:$N$3,0)-1),2,TRUE)","v":3},{"$f":"VLOOKUP(C:C,OFFSET('B. PoF Adj Factor Scoring'!$E$5:$F$282,,MATCH(H$4,'B. PoF Adj Factor Scoring'!$E$3:$N$3,0)-1),2,TRUE)","v":0},{"$f":"VLOOKUP(D:D,OFFSET('B. PoF Adj Factor Scoring'!$E$5:$F$282,,MATCH(I$4,'B. PoF Adj Factor Scoring'!$E$3:$N$3,0)-1),2,TRUE)","v":0},{"$f":"VLOOKUP(E:E,OFFSET('B. PoF Adj Factor Scoring'!$E$5:$F$282,,MATCH(J$4,'B. PoF Adj Factor Scoring'!$E$3:$N$3,0)-1),2,TRUE)","v":0},{"$f":"VLOOKUP(F:F,OFFSET('B. PoF Adj Factor Scoring'!$E$5:$F$282,,MATCH(K$4,'B. PoF Adj Factor Scoring'!$E$3:$N$3,0)-1),2,TRUE)","v":0}]
[93,"MAYBE PVC SINGLE",{"$f":"'A. Population Info'!H98","v":0},{"$f":"'A. Population Info'!I98","v":0},{"$f":"'A. Population Info'!J98","v":0},{"$f":"'A. Population Info'!K98","v":0},{"$f":"VLOOKUP(B:B,OFFSET('B. PoF Adj Factor Scoring'!$E$5:$F$282,,MATCH(G$4,'B. PoF Adj Factor Scoring'!$E$3:$N$3,0)-1),2,TRUE)","v":3},{"$f":"VLOOKUP(C:C,OFFSET('B. PoF Adj Factor Scoring'!$E$5:$F$282,,MATCH(H$4,'B. PoF Adj Factor Scoring'!$E$3:$N$3,0)-1),2,TRUE)","v":0},{"$f":"VLOOKUP(D:D,OFFSET('B. PoF Adj Factor Scoring'!$E$5:$F$282,,MATCH(I$4,'B. PoF Adj Factor Scoring'!$E$3:$N$3,0)-1),2,TRUE)","v":0},{"$f":"VLOOKUP(E:E,OFFSET('B. PoF Adj Factor Scoring'!$E$5:$F$282,,MATCH(J$4,'B. PoF Adj Factor Scoring'!$E$3:$N$3,0)-1),2,TRUE)","v":0},{"$f":"VLOOKUP(F:F,OFFSET('B. PoF Adj Factor Scoring'!$E$5:$F$282,,MATCH(K$4,'B. PoF Adj Factor Scoring'!$E$3:$N$3,0)-1),2,TRUE)","v":0}]
[94,"MAYBE PVC SINGLE",{"$f":"'A. Population Info'!H99","v":0},{"$f":"'A. Population Info'!I99","v":0},{"$f":"'A. Population Info'!J99","v":0},{"$f":"'A. Population Info'!K99","v":0},{"$f":"VLOOKUP(B:B,OFFSET('B. PoF Adj Factor Scoring'!$E$5:$F$282,,MATCH(G$4,'B. PoF Adj Factor Scoring'!$E$3:$N$3,0)-1),2,TRUE)","v":3},{"$f":"VLOOKUP(C:C,OFFSET('B. PoF Adj Factor Scoring'!$E$5:$F$282,,MATCH(H$4,'B. PoF Adj Factor Scoring'!$E$3:$N$3,0)-1),2,TRUE)","v":0},{"$f":"VLOOKUP(D:D,OFFSET('B. PoF Adj Factor Scoring'!$E$5:$F$282,,MATCH(I$4,'B. PoF Adj Factor Scoring'!$E$3:$N$3,0)-1),2,TRUE)","v":0},{"$f":"VLOOKUP(E:E,OFFSET('B. PoF Adj Factor Scoring'!$E$5:$F$282,,MATCH(J$4,'B. PoF Adj Factor Scoring'!$E$3:$N$3,0)-1),2,TRUE)","v":0},{"$f":"VLOOKUP(F:F,OFFSET('B. PoF Adj Factor Scoring'!$E$5:$F$282,,MATCH(K$4,'B. PoF Adj Factor Scoring'!$E$3:$N$3,0)-1),2,TRUE)","v":0}]
[95,"MAYBE PVC SINGLE",{"$f":"'A. Population Info'!H100","v":0},{"$f":"'A. Population Info'!I100","v":0},{"$f":"'A. Population Info'!J100","v":0},{"$f":"'A. Population Info'!K100","v":0},{"$f":"VLOOKUP(B:B,OFFSET('B. PoF Adj Factor Scoring'!$E$5:$F$282,,MATCH(G$4,'B. PoF Adj Factor Scoring'!$E$3:$N$3,0)-1),2,TRUE)","v":3},{"$f":"VLOOKUP(C:C,OFFSET('B. PoF Adj Factor Scoring'!$E$5:$F$282,,MATCH(H$4,'B. PoF Adj Factor Scoring'!$E$3:$N$3,0)-1),2,TRUE)","v":0},{"$f":"VLOOKUP(D:D,OFFSET('B. PoF Adj Factor Scoring'!$E$5:$F$282,,MATCH(I$4,'B. PoF Adj Factor Scoring'!$E$3:$N$3,0)-1),2,TRUE)","v":0},{"$f":"VLOOKUP(E:E,OFFSET('B. PoF Adj Factor Scoring'!$E$5:$F$282,,MATCH(J$4,'B. PoF Adj Factor Scoring'!$E$3:$N$3,0)-1),2,TRUE)","v":0},{"$f":"VLOOKUP(F:F,OFFSET('B. PoF Adj Factor Scoring'!$E$5:$F$282,,MATCH(K$4,'B. PoF Adj Factor Scoring'!$E$3:$N$3,0)-1),2,TRUE)","v":0}]
[96,"NO",{"$f":"'A. Population Info'!H101","v":0},{"$f":"'A. Population Info'!I101","v":0},{"$f":"'A. Population Info'!J101","v":0},{"$f":"'A. Population Info'!K101","v":0},{"$f":"VLOOKUP(B:B,OFFSET('B. PoF Adj Factor Scoring'!$E$5:$F$282,,MATCH(G$4,'B. PoF Adj Factor Scoring'!$E$3:$N$3,0)-1),2,TRUE)","v":3},{"$f":"VLOOKUP(C:C,OFFSET('B. PoF Adj Factor Scoring'!$E$5:$F$282,,MATCH(H$4,'B. PoF Adj Factor Scoring'!$E$3:$N$3,0)-1),2,TRUE)","v":0},{"$f":"VLOOKUP(D:D,OFFSET('B. PoF Adj Factor Scoring'!$E$5:$F$282,,MATCH(I$4,'B. PoF Adj Factor Scoring'!$E$3:$N$3,0)-1),2,TRUE)","v":0},{"$f":"VLOOKUP(E:E,OFFSET('B. PoF Adj Factor Scoring'!$E$5:$F$282,,MATCH(J$4,'B. PoF Adj Factor Scoring'!$E$3:$N$3,0)-1),2,TRUE)","v":0},{"$f":"VLOOKUP(F:F,OFFSET('B. PoF Adj Factor Scoring'!$E$5:$F$282,,MATCH(K$4,'B. PoF Adj Factor Scoring'!$E$3:$N$3,0)-1),2,TRUE)","v":0}]
[97,"PVC",{"$f":"'A. Population Info'!H102","v":0},{"$f":"'A. Population Info'!I102","v":0},{"$f":"'A. Population Info'!J102","v":0},{"$f":"'A. Population Info'!K102","v":0},{"$f":"VLOOKUP(B:B,OFFSET('B. PoF Adj Factor Scoring'!$E$5:$F$282,,MATCH(G$4,'B. PoF Adj Factor Scoring'!$E$3:$N$3,0)-1),2,TRUE)","v":5},{"$f":"VLOOKUP(C:C,OFFSET('B. PoF Adj Factor Scoring'!$E$5:$F$282,,MATCH(H$4,'B. PoF Adj Factor Scoring'!$E$3:$N$3,0)-1),2,TRUE)","v":0},{"$f":"VLOOKUP(D:D,OFFSET('B. PoF Adj Factor Scoring'!$E$5:$F$282,,MATCH(I$4,'B. PoF Adj Factor Scoring'!$E$3:$N$3,0)-1),2,TRUE)","v":0},{"$f":"VLOOKUP(E:E,OFFSET('B. PoF Adj Factor Scoring'!$E$5:$F$282,,MATCH(J$4,'B. PoF Adj Factor Scoring'!$E$3:$N$3,0)-1),2,TRUE)","v":0},{"$f":"VLOOKUP(F:F,OFFSET('B. PoF Adj Factor Scoring'!$E$5:$F$282,,MATCH(K$4,'B. PoF Adj Factor Scoring'!$E$3:$N$3,0)-1),2,TRUE)","v":0}]
[98,"PVC",{"$f":"'A. Population Info'!H103","v":0},{"$f":"'A. Population Info'!I103","v":0},{"$f":"'A. Population Info'!J103","v":0},{"$f":"'A. Population Info'!K103","v":0},{"$f":"VLOOKUP(B:B,OFFSET('B. PoF Adj Factor Scoring'!$E$5:$F$282,,MATCH(G$4,'B. PoF Adj Factor Scoring'!$E$3:$N$3,0)-1),2,TRUE)","v":5},{"$f":"VLOOKUP(C:C,OFFSET('B. PoF Adj Factor Scoring'!$E$5:$F$282,,MATCH(H$4,'B. PoF Adj Factor Scoring'!$E$3:$N$3,0)-1),2,TRUE)","v":0},{"$f":"VLOOKUP(D:D,OFFSET('B. PoF Adj Factor Scoring'!$E$5:$F$282,,MATCH(I$4,'B. PoF Adj Factor Scoring'!$E$3:$N$3,0)-1),2,TRUE)","v":0},{"$f":"VLOOKUP(E:E,OFFSET('B. PoF Adj Factor Scoring'!$E$5:$F$282,,MATCH(J$4,'B. PoF Adj Factor Scoring'!$E$3:$N$3,0)-1),2,TRUE)","v":0},{"$f":"VLOOKUP(F:F,OFFSET('B. PoF Adj Factor Scoring'!$E$5:$F$282,,MATCH(K$4,'B. PoF Adj Factor Scoring'!$E$3:$N$3,0)-1),2,TRUE)","v":0}]
[99,"PVC",{"$f":"'A. Population Info'!H104","v":0},{"$f":"'A. Population Info'!I104","v":0},{"$f":"'A. Population Info'!J104","v":0},{"$f":"'A. Population Info'!K104","v":0},{"$f":"VLOOKUP(B:B,OFFSET('B. PoF Adj Factor Scoring'!$E$5:$F$282,,MATCH(G$4,'B. PoF Adj Factor Scoring'!$E$3:$N$3,0)-1),2,TRUE)","v":5},{"$f":"VLOOKUP(C:C,OFFSET('B. PoF Adj Factor Scoring'!$E$5:$F$282,,MATCH(H$4,'B. PoF Adj Factor Scoring'!$E$3:$N$3,0)-1),2,TRUE)","v":0},{"$f":"VLOOKUP(D:D,OFFSET('B. PoF Adj Factor Scoring'!$E$5:$F$282,,MATCH(I$4,'B. PoF Adj Factor Scoring'!$E$3:$N$3,0)-1),2,TRUE)","v":0},{"$f":"VLOOKUP(E:E,OFFSET('B. PoF Adj Factor Scoring'!$E$5:$F$282,,MATCH(J$4,'B. PoF Adj Factor Scoring'!$E$3:$N$3,0)-1),2,TRUE)","v":0},{"$f":"VLOOKUP(F:F,OFFSET('B. PoF Adj Factor Scoring'!$E$5:$F$282,,MATCH(K$4,'B. PoF Adj Factor Scoring'!$E$3:$N$3,0)-1),2,TRUE)","v":0}]
[100,"PVC",{"$f":"'A. Population Info'!H105","v":0},{"$f":"'A. Population Info'!I105","v":0},{"$f":"'A. Population Info'!J105","v":0},{"$f":"'A. Population Info'!K105","v":0},{"$f":"VLOOKUP(B:B,OFFSET('B. PoF Adj Factor Scoring'!$E$5:$F$282,,MATCH(G$4,'B. PoF Adj Factor Scoring'!$E$3:$N$3,0)-1),2,TRUE)","v":5},{"$f":"VLOOKUP(C:C,OFFSET('B. PoF Adj Factor Scoring'!$E$5:$F$282,,MATCH(H$4,'B. PoF Adj Factor Scoring'!$E$3:$N$3,0)-1),2,TRUE)","v":0},{"$f":"VLOOKUP(D:D,OFFSET('B. PoF Adj Factor Scoring'!$E$5:$F$282,,MATCH(I$4,'B. PoF Adj Factor Scoring'!$E$3:$N$3,0)-1),2,TRUE)","v":0},{"$f":"VLOOKUP(E:E,OFFSET('B. PoF Adj Factor Scoring'!$E$5:$F$282,,MATCH(J$4,'B. PoF Adj Factor Scoring'!$E$3:$N$3,0)-1),2,TRUE)","v":0},{"$f":"VLOOKUP(F:F,OFFSET('B. PoF Adj Factor Scoring'!$E$5:$F$282,,MATCH(K$4,'B. PoF Adj Factor Scoring'!$E$3:$N$3,0)-1),2,TRUE)","v":0}]
[101,"PVC",{"$f":"'A. Population Info'!H106","v":0},{"$f":"'A. Population Info'!I106","v":0},{"$f":"'A. Population Info'!J106","v":0},{"$f":"'A. Population Info'!K106","v":0},{"$f":"VLOOKUP(B:B,OFFSET('B. PoF Adj Factor Scoring'!$E$5:$F$282,,MATCH(G$4,'B. PoF Adj Factor Scoring'!$E$3:$N$3,0)-1),2,TRUE)","v":5},{"$f":"VLOOKUP(C:C,OFFSET('B. PoF Adj Factor Scoring'!$E$5:$F$282,,MATCH(H$4,'B. PoF Adj Factor Scoring'!$E$3:$N$3,0)-1),2,TRUE)","v":0},{"$f":"VLOOKUP(D:D,OFFSET('B. PoF Adj Factor Scoring'!$E$5:$F$282,,MATCH(I$4,'B. PoF Adj Factor Scoring'!$E$3:$N$3,0)-1),2,TRUE)","v":0},{"$f":"VLOOKUP(E:E,OFFSET('B. PoF Adj Factor Scoring'!$E$5:$F$282,,MATCH(J$4,'B. PoF Adj Factor Scoring'!$E$3:$N$3,0)-1),2,TRUE)","v":0},{"$f":"VLOOKUP(F:F,OFFSET('B. PoF Adj Factor Scoring'!$E$5:$F$282,,MATCH(K$4,'B. PoF Adj Factor Scoring'!$E$3:$N$3,0)-1),2,TRUE)","v":0}]
[102,"PVC",{"$f":"'A. Population Info'!H107","v":0},{"$f":"'A. Population Info'!I107","v":0},{"$f":"'A. Population Info'!J107","v":0},{"$f":"'A. Population Info'!K107","v":0},{"$f":"VLOOKUP(B:B,OFFSET('B. PoF Adj Factor Scoring'!$E$5:$F$282,,MATCH(G$4,'B. PoF Adj Factor Scoring'!$E$3:$N$3,0)-1),2,TRUE)","v":5},{"$f":"VLOOKUP(C:C,OFFSET('B. PoF Adj Factor Scoring'!$E$5:$F$282,,MATCH(H$4,'B. PoF Adj Factor Scoring'!$E$3:$N$3,0)-1),2,TRUE)","v":0},{"$f":"VLOOKUP(D:D,OFFSET('B. PoF Adj Factor Scoring'!$E$5:$F$282,,MATCH(I$4,'B. PoF Adj Factor Scoring'!$E$3:$N$3,0)-1),2,TRUE)","v":0},{"$f":"VLOOKUP(E:E,OFFSET('B. PoF Adj Factor Scoring'!$E$5:$F$282,,MATCH(J$4,'B. PoF Adj Factor Scoring'!$E$3:$N$3,0)-1),2,TRUE)","v":0},{"$f":"VLOOKUP(F:F,OFFSET('B. PoF Adj Factor Scoring'!$E$5:$F$282,,MATCH(K$4,'B. PoF Adj Factor Scoring'!$E$3:$N$3,0)-1),2,TRUE)","v":0}]
[103,"PVC",{"$f":"'A. Population Info'!H108","v":0},{"$f":"'A. Population Info'!I108","v":0},{"$f":"'A. Population Info'!J108","v":0},{"$f":"'A. Population Info'!K108","v":0},{"$f":"VLOOKUP(B:B,OFFSET('B. PoF Adj Factor Scoring'!$E$5:$F$282,,MATCH(G$4,'B. PoF Adj Factor Scoring'!$E$3:$N$3,0)-1),2,TRUE)","v":5},{"$f":"VLOOKUP(C:C,OFFSET('B. PoF Adj Factor Scoring'!$E$5:$F$282,,MATCH(H$4,'B. PoF Adj Factor Scoring'!$E$3:$N$3,0)-1),2,TRUE)","v":0},{"$f":"VLOOKUP(D:D,OFFSET('B. PoF Adj Factor Scoring'!$E$5:$F$282,,MATCH(I$4,'B. PoF Adj Factor Scoring'!$E$3:$N$3,0)-1),2,TRUE)","v":0},{"$f":"VLOOKUP(E:E,OFFSET('B. PoF Adj Factor Scoring'!$E$5:$F$282,,MATCH(J$4,'B. PoF Adj Factor Scoring'!$E$3:$N$3,0)-1),2,TRUE)","v":0},{"$f":"VLOOKUP(F:F,OFFSET('B. PoF Adj Factor Scoring'!$E$5:$F$282,,MATCH(K$4,'B. PoF Adj Factor Scoring'!$E$3:$N$3,0)-1),2,TRUE)","v":0}]
[104,"PVC",{"$f":"'A. Population Info'!H109","v":0},{"$f":"'A. Population Info'!I109","v":0},{"$f":"'A. Population Info'!J109","v":0},{"$f":"'A. Population Info'!K109","v":0},{"$f":"VLOOKUP(B:B,OFFSET('B. PoF Adj Factor Scoring'!$E$5:$F$282,,MATCH(G$4,'B. PoF Adj Factor Scoring'!$E$3:$N$3,0)-1),2,TRUE)","v":5},{"$f":"VLOOKUP(C:C,OFFSET('B. PoF Adj Factor Scoring'!$E$5:$F$282,,MATCH(H$4,'B. PoF Adj Factor Scoring'!$E$3:$N$3,0)-1),2,TRUE)","v":0},{"$f":"VLOOKUP(D:D,OFFSET('B. PoF Adj Factor Scoring'!$E$5:$F$282,,MATCH(I$4,'B. PoF Adj Factor Scoring'!$E$3:$N$3,0)-1),2,TRUE)","v":0},{"$f":"VLOOKUP(E:E,OFFSET('B. PoF Adj Factor Scoring'!$E$5:$F$282,,MATCH(J$4,'B. PoF Adj Factor Scoring'!$E$3:$N$3,0)-1),2,TRUE)","v":0},{"$f":"VLOOKUP(F:F,OFFSET('B. PoF Adj Factor Scoring'!$E$5:$F$282,,MATCH(K$4,'B. PoF Adj Factor Scoring'!$E$3:$N$3,0)-1),2,TRUE)","v":0}]
[105,"PVC",{"$f":"'A. Population Info'!H110","v":0},{"$f":"'A. Population Info'!I110","v":0},{"$f":"'A. Population Info'!J110","v":0},{"$f":"'A. Population Info'!K110","v":0},{"$f":"VLOOKUP(B:B,OFFSET('B. PoF Adj Factor Scoring'!$E$5:$F$282,,MATCH(G$4,'B. PoF Adj Factor Scoring'!$E$3:$N$3,0)-1),2,TRUE)","v":5},{"$f":"VLOOKUP(C:C,OFFSET('B. PoF Adj Factor Scoring'!$E$5:$F$282,,MATCH(H$4,'B. PoF Adj Factor Scoring'!$E$3:$N$3,0)-1),2,TRUE)","v":0},{"$f":"VLOOKUP(D:D,OFFSET('B. PoF Adj Factor Scoring'!$E$5:$F$282,,MATCH(I$4,'B. PoF Adj Factor Scoring'!$E$3:$N$3,0)-1),2,TRUE)","v":0},{"$f":"VLOOKUP(E:E,OFFSET('B. PoF Adj Factor Scoring'!$E$5:$F$282,,MATCH(J$4,'B. PoF Adj Factor Scoring'!$E$3:$N$3,0)-1),2,TRUE)","v":0},{"$f":"VLOOKUP(F:F,OFFSET('B. PoF Adj Factor Scoring'!$E$5:$F$282,,MATCH(K$4,'B. PoF Adj Factor Scoring'!$E$3:$N$3,0)-1),2,TRUE)","v":0}]
[106,"PVC",{"$f":"'A. Population Info'!H111","v":0},{"$f":"'A. Population Info'!I111","v":0},{"$f":"'A. Population Info'!J111","v":0},{"$f":"'A. Population Info'!K111","v":0},{"$f":"VLOOKUP(B:B,OFFSET('B. PoF Adj Factor Scoring'!$E$5:$F$282,,MATCH(G$4,'B. PoF Adj Factor Scoring'!$E$3:$N$3,0)-1),2,TRUE)","v":5},{"$f":"VLOOKUP(C:C,OFFSET('B. PoF Adj Factor Scoring'!$E$5:$F$282,,MATCH(H$4,'B. PoF Adj Factor Scoring'!$E$3:$N$3,0)-1),2,TRUE)","v":0},{"$f":"VLOOKUP(D:D,OFFSET('B. PoF Adj Factor Scoring'!$E$5:$F$282,,MATCH(I$4,'B. PoF Adj Factor Scoring'!$E$3:$N$3,0)-1),2,TRUE)","v":0},{"$f":"VLOOKUP(E:E,OFFSET('B. PoF Adj Factor Scoring'!$E$5:$F$282,,MATCH(J$4,'B. PoF Adj Factor Scoring'!$E$3:$N$3,0)-1),2,TRUE)","v":0},{"$f":"VLOOKUP(F:F,OFFSET('B. PoF Adj Factor Scoring'!$E$5:$F$282,,MATCH(K$4,'B. PoF Adj Factor Scoring'!$E$3:$N$3,0)-1),2,TRUE)","v":0}]
[107,"PVC",{"$f":"'A. Population Info'!H112","v":0},{"$f":"'A. Population Info'!I112","v":0},{"$f":"'A. Population Info'!J112","v":0},{"$f":"'A. Population Info'!K112","v":0},{"$f":"VLOOKUP(B:B,OFFSET('B. PoF Adj Factor Scoring'!$E$5:$F$282,,MATCH(G$4,'B. PoF Adj Factor Scoring'!$E$3:$N$3,0)-1),2,TRUE)","v":5},{"$f":"VLOOKUP(C:C,OFFSET('B. PoF Adj Factor Scoring'!$E$5:$F$282,,MATCH(H$4,'B. PoF Adj Factor Scoring'!$E$3:$N$3,0)-1),2,TRUE)","v":0},{"$f":"VLOOKUP(D:D,OFFSET('B. PoF Adj Factor Scoring'!$E$5:$F$282,,MATCH(I$4,'B. PoF Adj Factor Scoring'!$E$3:$N$3,0)-1),2,TRUE)","v":0},{"$f":"VLOOKUP(E:E,OFFSET('B. PoF Adj Factor Scoring'!$E$5:$F$282,,MATCH(J$4,'B. PoF Adj Factor Scoring'!$E$3:$N$3,0)-1),2,TRUE)","v":0},{"$f":"VLOOKUP(F:F,OFFSET('B. PoF Adj Factor Scoring'!$E$5:$F$282,,MATCH(K$4,'B. PoF Adj Factor Scoring'!$E$3:$N$3,0)-1),2,TRUE)","v":0}]
[108,"PVC",{"$f":"'A. Population Info'!H113","v":0},{"$f":"'A. Population Info'!I113","v":0},{"$f":"'A. Population Info'!J113","v":0},{"$f":"'A. Population Info'!K113","v":0},{"$f":"VLOOKUP(B:B,OFFSET('B. PoF Adj Factor Scoring'!$E$5:$F$282,,MATCH(G$4,'B. PoF Adj Factor Scoring'!$E$3:$N$3,0)-1),2,TRUE)","v":5},{"$f":"VLOOKUP(C:C,OFFSET('B. PoF Adj Factor Scoring'!$E$5:$F$282,,MATCH(H$4,'B. PoF Adj Factor Scoring'!$E$3:$N$3,0)-1),2,TRUE)","v":0},{"$f":"VLOOKUP(D:D,OFFSET('B. PoF Adj Factor Scoring'!$E$5:$F$282,,MATCH(I$4,'B. PoF Adj Factor Scoring'!$E$3:$N$3,0)-1),2,TRUE)","v":0},{"$f":"VLOOKUP(E:E,OFFSET('B. PoF Adj Factor Scoring'!$E$5:$F$282,,MATCH(J$4,'B. PoF Adj Factor Scoring'!$E$3:$N$3,0)-1),2,TRUE)","v":0},{"$f":"VLOOKUP(F:F,OFFSET('B. PoF Adj Factor Scoring'!$E$5:$F$282,,MATCH(K$4,'B. PoF Adj Factor Scoring'!$E$3:$N$3,0)-1),2,TRUE)","v":0}]
[109,"PVC",{"$f":"'A. Population Info'!H114","v":0},{"$f":"'A. Population Info'!I114","v":0},{"$f":"'A. Population Info'!J114","v":0},{"$f":"'A. Population Info'!K114","v":0},{"$f":"VLOOKUP(B:B,OFFSET('B. PoF Adj Factor Scoring'!$E$5:$F$282,,MATCH(G$4,'B. PoF Adj Factor Scoring'!$E$3:$N$3,0)-1),2,TRUE)","v":5},{"$f":"VLOOKUP(C:C,OFFSET('B. PoF Adj Factor Scoring'!$E$5:$F$282,,MATCH(H$4,'B. PoF Adj Factor Scoring'!$E$3:$N$3,0)-1),2,TRUE)","v":0},{"$f":"VLOOKUP(D:D,OFFSET('B. PoF Adj Factor Scoring'!$E$5:$F$282,,MATCH(I$4,'B. PoF Adj Factor Scoring'!$E$3:$N$3,0)-1),2,TRUE)","v":0},{"$f":"VLOOKUP(E:E,OFFSET('B. PoF Adj Factor Scoring'!$E$5:$F$282,,MATCH(J$4,'B. PoF Adj Factor Scoring'!$E$3:$N$3,0)-1),2,TRUE)","v":0},{"$f":"VLOOKUP(F:F,OFFSET('B. PoF Adj Factor Scoring'!$E$5:$F$282,,MATCH(K$4,'B. PoF Adj Factor Scoring'!$E$3:$N$3,0)-1),2,TRUE)","v":0}]
[110,"PVC",{"$f":"'A. Population Info'!H115","v":0},{"$f":"'A. Population Info'!I115","v":0},{"$f":"'A. Population Info'!J115","v":0},{"$f":"'A. Population Info'!K115","v":0},{"$f":"VLOOKUP(B:B,OFFSET('B. PoF Adj Factor Scoring'!$E$5:$F$282,,MATCH(G$4,'B. PoF Adj Factor Scoring'!$E$3:$N$3,0)-1),2,TRUE)","v":5},{"$f":"VLOOKUP(C:C,OFFSET('B. PoF Adj Factor Scoring'!$E$5:$F$282,,MATCH(H$4,'B. PoF Adj Factor Scoring'!$E$3:$N$3,0)-1),2,TRUE)","v":0},{"$f":"VLOOKUP(D:D,OFFSET('B. PoF Adj Factor Scoring'!$E$5:$F$282,,MATCH(I$4,'B. PoF Adj Factor Scoring'!$E$3:$N$3,0)-1),2,TRUE)","v":0},{"$f":"VLOOKUP(E:E,OFFSET('B. PoF Adj Factor Scoring'!$E$5:$F$282,,MATCH(J$4,'B. PoF Adj Factor Scoring'!$E$3:$N$3,0)-1),2,TRUE)","v":0},{"$f":"VLOOKUP(F:F,OFFSET('B. PoF Adj Factor Scoring'!$E$5:$F$282,,MATCH(K$4,'B. PoF Adj Factor Scoring'!$E$3:$N$3,0)-1),2,TRUE)","v":0}]
[111,"PVC",{"$f":"'A. Population Info'!H116","v":0},{"$f":"'A. Population Info'!I116","v":0},{"$f":"'A. Population Info'!J116","v":0},{"$f":"'A. Population Info'!K116","v":0},{"$f":"VLOOKUP(B:B,OFFSET('B. PoF Adj Factor Scoring'!$E$5:$F$282,,MATCH(G$4,'B. PoF Adj Factor Scoring'!$E$3:$N$3,0)-1),2,TRUE)","v":5},{"$f":"VLOOKUP(C:C,OFFSET('B. PoF Adj Factor Scoring'!$E$5:$F$282,,MATCH(H$4,'B. PoF Adj Factor Scoring'!$E$3:$N$3,0)-1),2,TRUE)","v":0},{"$f":"VLOOKUP(D:D,OFFSET('B. PoF Adj Factor Scoring'!$E$5:$F$282,,MATCH(I$4,'B. PoF Adj Factor Scoring'!$E$3:$N$3,0)-1),2,TRUE)","v":0},{"$f":"VLOOKUP(E:E,OFFSET('B. PoF Adj Factor Scoring'!$E$5:$F$282,,MATCH(J$4,'B. PoF Adj Factor Scoring'!$E$3:$N$3,0)-1),2,TRUE)","v":0},{"$f":"VLOOKUP(F:F,OFFSET('B. PoF Adj Factor Scoring'!$E$5:$F$282,,MATCH(K$4,'B. PoF Adj Factor Scoring'!$E$3:$N$3,0)-1),2,TRUE)","v":0}]
[112,"PVC",{"$f":"'A. Population Info'!H117","v":0},{"$f":"'A. Population Info'!I117","v":0},{"$f":"'A. Population Info'!J117","v":0},{"$f":"'A. Population Info'!K117","v":0},{"$f":"VLOOKUP(B:B,OFFSET('B. PoF Adj Factor Scoring'!$E$5:$F$282,,MATCH(G$4,'B. PoF Adj Factor Scoring'!$E$3:$N$3,0)-1),2,TRUE)","v":5},{"$f":"VLOOKUP(C:C,OFFSET('B. PoF Adj Factor Scoring'!$E$5:$F$282,,MATCH(H$4,'B. PoF Adj Factor Scoring'!$E$3:$N$3,0)-1),2,TRUE)","v":0},{"$f":"VLOOKUP(D:D,OFFSET('B. PoF Adj Factor Scoring'!$E$5:$F$282,,MATCH(I$4,'B. PoF Adj Factor Scoring'!$E$3:$N$3,0)-1),2,TRUE)","v":0},{"$f":"VLOOKUP(E:E,OFFSET('B. PoF Adj Factor Scoring'!$E$5:$F$282,,MATCH(J$4,'B. PoF Adj Factor Scoring'!$E$3:$N$3,0)-1),2,TRUE)","v":0},{"$f":"VLOOKUP(F:F,OFFSET('B. PoF Adj Factor Scoring'!$E$5:$F$282,,MATCH(K$4,'B. PoF Adj Factor Scoring'!$E$3:$N$3,0)-1),2,TRUE)","v":0}]
[113,"PVC",{"$f":"'A. Population Info'!H118","v":0},{"$f":"'A. Population Info'!I118","v":0},{"$f":"'A. Population Info'!J118","v":0},{"$f":"'A. Population Info'!K118","v":0},{"$f":"VLOOKUP(B:B,OFFSET('B. PoF Adj Factor Scoring'!$E$5:$F$282,,MATCH(G$4,'B. PoF Adj Factor Scoring'!$E$3:$N$3,0)-1),2,TRUE)","v":5},{"$f":"VLOOKUP(C:C,OFFSET('B. PoF Adj Factor Scoring'!$E$5:$F$282,,MATCH(H$4,'B. PoF Adj Factor Scoring'!$E$3:$N$3,0)-1),2,TRUE)","v":0},{"$f":"VLOOKUP(D:D,OFFSET('B. PoF Adj Factor Scoring'!$E$5:$F$282,,MATCH(I$4,'B. PoF Adj Factor Scoring'!$E$3:$N$3,0)-1),2,TRUE)","v":0},{"$f":"VLOOKUP(E:E,OFFSET('B. PoF Adj Factor Scoring'!$E$5:$F$282,,MATCH(J$4,'B. PoF Adj Factor Scoring'!$E$3:$N$3,0)-1),2,TRUE)","v":0},{"$f":"VLOOKUP(F:F,OFFSET('B. PoF Adj Factor Scoring'!$E$5:$F$282,,MATCH(K$4,'B. PoF Adj Factor Scoring'!$E$3:$N$3,0)-1),2,TRUE)","v":0}]
[114,"PVC",{"$f":"'A. Population Info'!H119","v":0},{"$f":"'A. Population Info'!I119","v":0},{"$f":"'A. Population Info'!J119","v":0},{"$f":"'A. Population Info'!K119","v":0},{"$f":"VLOOKUP(B:B,OFFSET('B. PoF Adj Factor Scoring'!$E$5:$F$282,,MATCH(G$4,'B. PoF Adj Factor Scoring'!$E$3:$N$3,0)-1),2,TRUE)","v":5},{"$f":"VLOOKUP(C:C,OFFSET('B. PoF Adj Factor Scoring'!$E$5:$F$282,,MATCH(H$4,'B. PoF Adj Factor Scoring'!$E$3:$N$3,0)-1),2,TRUE)","v":0},{"$f":"VLOOKUP(D:D,OFFSET('B. PoF Adj Factor Scoring'!$E$5:$F$282,,MATCH(I$4,'B. PoF Adj Factor Scoring'!$E$3:$N$3,0)-1),2,TRUE)","v":0},{"$f":"VLOOKUP(E:E,OFFSET('B. PoF Adj Factor Scoring'!$E$5:$F$282,,MATCH(J$4,'B. PoF Adj Factor Scoring'!$E$3:$N$3,0)-1),2,TRUE)","v":0},{"$f":"VLOOKUP(F:F,OFFSET('B. PoF Adj Factor Scoring'!$E$5:$F$282,,MATCH(K$4,'B. PoF Adj Factor Scoring'!$E$3:$N$3,0)-1),2,TRUE)","v":0}]
[115,"PVC",{"$f":"'A. Population Info'!H120","v":0},{"$f":"'A. Population Info'!I120","v":0},{"$f":"'A. Population Info'!J120","v":0},{"$f":"'A. Population Info'!K120","v":0},{"$f":"VLOOKUP(B:B,OFFSET('B. PoF Adj Factor Scoring'!$E$5:$F$282,,MATCH(G$4,'B. PoF Adj Factor Scoring'!$E$3:$N$3,0)-1),2,TRUE)","v":5},{"$f":"VLOOKUP(C:C,OFFSET('B. PoF Adj Factor Scoring'!$E$5:$F$282,,MATCH(H$4,'B. PoF Adj Factor Scoring'!$E$3:$N$3,0)-1),2,TRUE)","v":0},{"$f":"VLOOKUP(D:D,OFFSET('B. PoF Adj Factor Scoring'!$E$5:$F$282,,MATCH(I$4,'B. PoF Adj Factor Scoring'!$E$3:$N$3,0)-1),2,TRUE)","v":0},{"$f":"VLOOKUP(E:E,OFFSET('B. PoF Adj Factor Scoring'!$E$5:$F$282,,MATCH(J$4,'B. PoF Adj Factor Scoring'!$E$3:$N$3,0)-1),2,TRUE)","v":0},{"$f":"VLOOKUP(F:F,OFFSET('B. PoF Adj Factor Scoring'!$E$5:$F$282,,MATCH(K$4,'B. PoF Adj Factor Scoring'!$E$3:$N$3,0)-1),2,TRUE)","v":0}]
[116,"PVC",{"$f":"'A. Population Info'!H121","v":0},{"$f":"'A. Population Info'!I121","v":0},{"$f":"'A. Population Info'!J121","v":0},{"$f":"'A. Population Info'!K121","v":0},{"$f":"VLOOKUP(B:B,OFFSET('B. PoF Adj Factor Scoring'!$E$5:$F$282,,MATCH(G$4,'B. PoF Adj Factor Scoring'!$E$3:$N$3,0)-1),2,TRUE)","v":5},{"$f":"VLOOKUP(C:C,OFFSET('B. PoF Adj Factor Scoring'!$E$5:$F$282,,MATCH(H$4,'B. PoF Adj Factor Scoring'!$E$3:$N$3,0)-1),2,TRUE)","v":0},{"$f":"VLOOKUP(D:D,OFFSET('B. PoF Adj Factor Scoring'!$E$5:$F$282,,MATCH(I$4,'B. PoF Adj Factor Scoring'!$E$3:$N$3,0)-1),2,TRUE)","v":0},{"$f":"VLOOKUP(E:E,OFFSET('B. PoF Adj Factor Scoring'!$E$5:$F$282,,MATCH(J$4,'B. PoF Adj Factor Scoring'!$E$3:$N$3,0)-1),2,TRUE)","v":0},{"$f":"VLOOKUP(F:F,OFFSET('B. PoF Adj Factor Scoring'!$E$5:$F$282,,MATCH(K$4,'B. PoF Adj Factor Scoring'!$E$3:$N$3,0)-1),2,TRUE)","v":0}]
[117,"PVC",{"$f":"'A. Population Info'!H122","v":0},{"$f":"'A. Population Info'!I122","v":0},{"$f":"'A. Population Info'!J122","v":0},{"$f":"'A. Population Info'!K122","v":0},{"$f":"VLOOKUP(B:B,OFFSET('B. PoF Adj Factor Scoring'!$E$5:$F$282,,MATCH(G$4,'B. PoF Adj Factor Scoring'!$E$3:$N$3,0)-1),2,TRUE)","v":5},{"$f":"VLOOKUP(C:C,OFFSET('B. PoF Adj Factor Scoring'!$E$5:$F$282,,MATCH(H$4,'B. PoF Adj Factor Scoring'!$E$3:$N$3,0)-1),2,TRUE)","v":0},{"$f":"VLOOKUP(D:D,OFFSET('B. PoF Adj Factor Scoring'!$E$5:$F$282,,MATCH(I$4,'B. PoF Adj Factor Scoring'!$E$3:$N$3,0)-1),2,TRUE)","v":0},{"$f":"VLOOKUP(E:E,OFFSET('B. PoF Adj Factor Scoring'!$E$5:$F$282,,MATCH(J$4,'B. PoF Adj Factor Scoring'!$E$3:$N$3,0)-1),2,TRUE)","v":0},{"$f":"VLOOKUP(F:F,OFFSET('B. PoF Adj Factor Scoring'!$E$5:$F$282,,MATCH(K$4,'B. PoF Adj Factor Scoring'!$E$3:$N$3,0)-1),2,TRUE)","v":0}]
[118,"PVC",{"$f":"'A. Population Info'!H123","v":0},{"$f":"'A. Population Info'!I123","v":0},{"$f":"'A. Population Info'!J123","v":0},{"$f":"'A. Population Info'!K123","v":0},{"$f":"VLOOKUP(B:B,OFFSET('B. PoF Adj Factor Scoring'!$E$5:$F$282,,MATCH(G$4,'B. PoF Adj Factor Scoring'!$E$3:$N$3,0)-1),2,TRUE)","v":5},{"$f":"VLOOKUP(C:C,OFFSET('B. PoF Adj Factor Scoring'!$E$5:$F$282,,MATCH(H$4,'B. PoF Adj Factor Scoring'!$E$3:$N$3,0)-1),2,TRUE)","v":0},{"$f":"VLOOKUP(D:D,OFFSET('B. PoF Adj Factor Scoring'!$E$5:$F$282,,MATCH(I$4,'B. PoF Adj Factor Scoring'!$E$3:$N$3,0)-1),2,TRUE)","v":0},{"$f":"VLOOKUP(E:E,OFFSET('B. PoF Adj Factor Scoring'!$E$5:$F$282,,MATCH(J$4,'B. PoF Adj Factor Scoring'!$E$3:$N$3,0)-1),2,TRUE)","v":0},{"$f":"VLOOKUP(F:F,OFFSET('B. PoF Adj Factor Scoring'!$E$5:$F$282,,MATCH(K$4,'B. PoF Adj Factor Scoring'!$E$3:$N$3,0)-1),2,TRUE)","v":0}]
[119,"PVC",{"$f":"'A. Population Info'!H124","v":0},{"$f":"'A. Population Info'!I124","v":0},{"$f":"'A. Population Info'!J124","v":0},{"$f":"'A. Population Info'!K124","v":0},{"$f":"VLOOKUP(B:B,OFFSET('B. PoF Adj Factor Scoring'!$E$5:$F$282,,MATCH(G$4,'B. PoF Adj Factor Scoring'!$E$3:$N$3,0)-1),2,TRUE)","v":5},{"$f":"VLOOKUP(C:C,OFFSET('B. PoF Adj Factor Scoring'!$E$5:$F$282,,MATCH(H$4,'B. PoF Adj Factor Scoring'!$E$3:$N$3,0)-1),2,TRUE)","v":0},{"$f":"VLOOKUP(D:D,OFFSET('B. PoF Adj Factor Scoring'!$E$5:$F$282,,MATCH(I$4,'B. PoF Adj Factor Scoring'!$E$3:$N$3,0)-1),2,TRUE)","v":0},{"$f":"VLOOKUP(E:E,OFFSET('B. PoF Adj Factor Scoring'!$E$5:$F$282,,MATCH(J$4,'B. PoF Adj Factor Scoring'!$E$3:$N$3,0)-1),2,TRUE)","v":0},{"$f":"VLOOKUP(F:F,OFFSET('B. PoF Adj Factor Scoring'!$E$5:$F$282,,MATCH(K$4,'B. PoF Adj Factor Scoring'!$E$3:$N$3,0)-1),2,TRUE)","v":0}]
[120,"PVC",{"$f":"'A. Population Info'!H125","v":0},{"$f":"'A. Population Info'!I125","v":0},{"$f":"'A. Population Info'!J125","v":0},{"$f":"'A. Population Info'!K125","v":0},{"$f":"VLOOKUP(B:B,OFFSET('B. PoF Adj Factor Scoring'!$E$5:$F$282,,MATCH(G$4,'B. PoF Adj Factor Scoring'!$E$3:$N$3,0)-1),2,TRUE)","v":5},{"$f":"VLOOKUP(C:C,OFFSET('B. PoF Adj Factor Scoring'!$E$5:$F$282,,MATCH(H$4,'B. PoF Adj Factor Scoring'!$E$3:$N$3,0)-1),2,TRUE)","v":0},{"$f":"VLOOKUP(D:D,OFFSET('B. PoF Adj Factor Scoring'!$E$5:$F$282,,MATCH(I$4,'B. PoF Adj Factor Scoring'!$E$3:$N$3,0)-1),2,TRUE)","v":0},{"$f":"VLOOKUP(E:E,OFFSET('B. PoF Adj Factor Scoring'!$E$5:$F$282,,MATCH(J$4,'B. PoF Adj Factor Scoring'!$E$3:$N$3,0)-1),2,TRUE)","v":0},{"$f":"VLOOKUP(F:F,OFFSET('B. PoF Adj Factor Scoring'!$E$5:$F$282,,MATCH(K$4,'B. PoF Adj Factor Scoring'!$E$3:$N$3,0)-1),2,TRUE)","v":0}]
[121,"PVC",{"$f":"'A. Population Info'!H126","v":0},{"$f":"'A. Population Info'!I126","v":0},{"$f":"'A. Population Info'!J126","v":0},{"$f":"'A. Population Info'!K126","v":0},{"$f":"VLOOKUP(B:B,OFFSET('B. PoF Adj Factor Scoring'!$E$5:$F$282,,MATCH(G$4,'B. PoF Adj Factor Scoring'!$E$3:$N$3,0)-1),2,TRUE)","v":5},{"$f":"VLOOKUP(C:C,OFFSET('B. PoF Adj Factor Scoring'!$E$5:$F$282,,MATCH(H$4,'B. PoF Adj Factor Scoring'!$E$3:$N$3,0)-1),2,TRUE)","v":0},{"$f":"VLOOKUP(D:D,OFFSET('B. PoF Adj Factor Scoring'!$E$5:$F$282,,MATCH(I$4,'B. PoF Adj Factor Scoring'!$E$3:$N$3,0)-1),2,TRUE)","v":0},{"$f":"VLOOKUP(E:E,OFFSET('B. PoF Adj Factor Scoring'!$E$5:$F$282,,MATCH(J$4,'B. PoF Adj Factor Scoring'!$E$3:$N$3,0)-1),2,TRUE)","v":0},{"$f":"VLOOKUP(F:F,OFFSET('B. PoF Adj Factor Scoring'!$E$5:$F$282,,MATCH(K$4,'B. PoF Adj Factor Scoring'!$E$3:$N$3,0)-1),2,TRUE)","v":0}]
[122,"UG",{"$f":"'A. Population Info'!H127","v":0},{"$f":"'A. Population Info'!I127","v":0},{"$f":"'A. Population Info'!J127","v":0},{"$f":"'A. Population Info'!K127","v":0},{"$f":"VLOOKUP(B:B,OFFSET('B. PoF Adj Factor Scoring'!$E$5:$F$282,,MATCH(G$4,'B. PoF Adj Factor Scoring'!$E$3:$N$3,0)-1),2,TRUE)","v":5},{"$f":"VLOOKUP(C:C,OFFSET('B. PoF Adj Factor Scoring'!$E$5:$F$282,,MATCH(H$4,'B. PoF Adj Factor Scoring'!$E$3:$N$3,0)-1),2,TRUE)","v":0},{"$f":"VLOOKUP(D:D,OFFSET('B. PoF Adj Factor Scoring'!$E$5:$F$282,,MATCH(I$4,'B. PoF Adj Factor Scoring'!$E$3:$N$3,0)-1),2,TRUE)","v":0},{"$f":"VLOOKUP(E:E,OFFSET('B. PoF Adj Factor Scoring'!$E$5:$F$282,,MATCH(J$4,'B. PoF Adj Factor Scoring'!$E$3:$N$3,0)-1),2,TRUE)","v":0},{"$f":"VLOOKUP(F:F,OFFSET('B. PoF Adj Factor Scoring'!$E$5:$F$282,,MATCH(K$4,'B. PoF Adj Factor Scoring'!$E$3:$N$3,0)-1),2,TRUE)","v":0}]
[123,"UG",{"$f":"'A. Population Info'!H128","v":0},{"$f":"'A. Population Info'!I128","v":0},{"$f":"'A. Population Info'!J128","v":0},{"$f":"'A. Population Info'!K128","v":0},{"$f":"VLOOKUP(B:B,OFFSET('B. PoF Adj Factor Scoring'!$E$5:$F$282,,MATCH(G$4,'B. PoF Adj Factor Scoring'!$E$3:$N$3,0)-1),2,TRUE)","v":5},{"$f":"VLOOKUP(C:C,OFFSET('B. PoF Adj Factor Scoring'!$E$5:$F$282,,MATCH(H$4,'B. PoF Adj Factor Scoring'!$E$3:$N$3,0)-1),2,TRUE)","v":0},{"$f":"VLOOKUP(D:D,OFFSET('B. PoF Adj Factor Scoring'!$E$5:$F$282,,MATCH(I$4,'B. PoF Adj Factor Scoring'!$E$3:$N$3,0)-1),2,TRUE)","v":0},{"$f":"VLOOKUP(E:E,OFFSET('B. PoF Adj Factor Scoring'!$E$5:$F$282,,MATCH(J$4,'B. PoF Adj Factor Scoring'!$E$3:$N$3,0)-1),2,TRUE)","v":0},{"$f":"VLOOKUP(F:F,OFFSET('B. PoF Adj Factor Scoring'!$E$5:$F$282,,MATCH(K$4,'B. PoF Adj Factor Scoring'!$E$3:$N$3,0)-1),2,TRUE)","v":0}]
[124,"UG",{"$f":"'A. Population Info'!H129","v":0},{"$f":"'A. Population Info'!I129","v":0},{"$f":"'A. Population Info'!J129","v":0},{"$f":"'A. Population Info'!K129","v":0},{"$f":"VLOOKUP(B:B,OFFSET('B. PoF Adj Factor Scoring'!$E$5:$F$282,,MATCH(G$4,'B. PoF Adj Factor Scoring'!$E$3:$N$3,0)-1),2,TRUE)","v":5},{"$f":"VLOOKUP(C:C,OFFSET('B. PoF Adj Factor Scoring'!$E$5:$F$282,,MATCH(H$4,'B. PoF Adj Factor Scoring'!$E$3:$N$3,0)-1),2,TRUE)","v":0},{"$f":"VLOOKUP(D:D,OFFSET('B. PoF Adj Factor Scoring'!$E$5:$F$282,,MATCH(I$4,'B. PoF Adj Factor Scoring'!$E$3:$N$3,0)-1),2,TRUE)","v":0},{"$f":"VLOOKUP(E:E,OFFSET('B. PoF Adj Factor Scoring'!$E$5:$F$282,,MATCH(J$4,'B. PoF Adj Factor Scoring'!$E$3:$N$3,0)-1),2,TRUE)","v":0},{"$f":"VLOOKUP(F:F,OFFSET('B. PoF Adj Factor Scoring'!$E$5:$F$282,,MATCH(K$4,'B. PoF Adj Factor Scoring'!$E$3:$N$3,0)-1),2,TRUE)","v":0}]
[125,"UG",{"$f":"'A. Population Info'!H130","v":0},{"$f":"'A. Population Info'!I130","v":0},{"$f":"'A. Population Info'!J130","v":0},{"$f":"'A. Population Info'!K130","v":0},{"$f":"VLOOKUP(B:B,OFFSET('B. PoF Adj Factor Scoring'!$E$5:$F$282,,MATCH(G$4,'B. PoF Adj Factor Scoring'!$E$3:$N$3,0)-1),2,TRUE)","v":5},{"$f":"VLOOKUP(C:C,OFFSET('B. PoF Adj Factor Scoring'!$E$5:$F$282,,MATCH(H$4,'B. PoF Adj Factor Scoring'!$E$3:$N$3,0)-1),2,TRUE)","v":0},{"$f":"VLOOKUP(D:D,OFFSET('B. PoF Adj Factor Scoring'!$E$5:$F$282,,MATCH(I$4,'B. PoF Adj Factor Scoring'!$E$3:$N$3,0)-1),2,TRUE)","v":0},{"$f":"VLOOKUP(E:E,OFFSET('B. PoF Adj Factor Scoring'!$E$5:$F$282,,MATCH(J$4,'B. PoF Adj Factor Scoring'!$E$3:$N$3,0)-1),2,TRUE)","v":0},{"$f":"VLOOKUP(F:F,OFFSET('B. PoF Adj Factor Scoring'!$E$5:$F$282,,MATCH(K$4,'B. PoF Adj Factor Scoring'!$E$3:$N$3,0)-1),2,TRUE)","v":0}]
[126,"UG",{"$f":"'A. Population Info'!H131","v":0},{"$f":"'A. Population Info'!I131","v":0},{"$f":"'A. Population Info'!J131","v":0},{"$f":"'A. Population Info'!K131","v":0},{"$f":"VLOOKUP(B:B,OFFSET('B. PoF Adj Factor Scoring'!$E$5:$F$282,,MATCH(G$4,'B. PoF Adj Factor Scoring'!$E$3:$N$3,0)-1),2,TRUE)","v":5},{"$f":"VLOOKUP(C:C,OFFSET('B. PoF Adj Factor Scoring'!$E$5:$F$282,,MATCH(H$4,'B. PoF Adj Factor Scoring'!$E$3:$N$3,0)-1),2,TRUE)","v":0},{"$f":"VLOOKUP(D:D,OFFSET('B. PoF Adj Factor Scoring'!$E$5:$F$282,,MATCH(I$4,'B. PoF Adj Factor Scoring'!$E$3:$N$3,0)-1),2,TRUE)","v":0},{"$f":"VLOOKUP(E:E,OFFSET('B. PoF Adj Factor Scoring'!$E$5:$F$282,,MATCH(J$4,'B. PoF Adj Factor Scoring'!$E$3:$N$3,0)-1),2,TRUE)","v":0},{"$f":"VLOOKUP(F:F,OFFSET('B. PoF Adj Factor Scoring'!$E$5:$F$282,,MATCH(K$4,'B. PoF Adj Factor Scoring'!$E$3:$N$3,0)-1),2,TRUE)","v":0}]
[127,"UG",{"$f":"'A. Population Info'!H132","v":0},{"$f":"'A. Population Info'!I132","v":0},{"$f":"'A. Population Info'!J132","v":0},{"$f":"'A. Population Info'!K132","v":0},{"$f":"VLOOKUP(B:B,OFFSET('B. PoF Adj Factor Scoring'!$E$5:$F$282,,MATCH(G$4,'B. PoF Adj Factor Scoring'!$E$3:$N$3,0)-1),2,TRUE)","v":5},{"$f":"VLOOKUP(C:C,OFFSET('B. PoF Adj Factor Scoring'!$E$5:$F$282,,MATCH(H$4,'B. PoF Adj Factor Scoring'!$E$3:$N$3,0)-1),2,TRUE)","v":0},{"$f":"VLOOKUP(D:D,OFFSET('B. PoF Adj Factor Scoring'!$E$5:$F$282,,MATCH(I$4,'B. PoF Adj Factor Scoring'!$E$3:$N$3,0)-1),2,TRUE)","v":0},{"$f":"VLOOKUP(E:E,OFFSET('B. PoF Adj Factor Scoring'!$E$5:$F$282,,MATCH(J$4,'B. PoF Adj Factor Scoring'!$E$3:$N$3,0)-1),2,TRUE)","v":0},{"$f":"VLOOKUP(F:F,OFFSET('B. PoF Adj Factor Scoring'!$E$5:$F$282,,MATCH(K$4,'B. PoF Adj Factor Scoring'!$E$3:$N$3,0)-1),2,TRUE)","v":0}]
[128,"UG",{"$f":"'A. Population Info'!H133","v":0},{"$f":"'A. Population Info'!I133","v":0},{"$f":"'A. Population Info'!J133","v":0},{"$f":"'A. Population Info'!K133","v":0},{"$f":"VLOOKUP(B:B,OFFSET('B. PoF Adj Factor Scoring'!$E$5:$F$282,,MATCH(G$4,'B. PoF Adj Factor Scoring'!$E$3:$N$3,0)-1),2,TRUE)","v":5},{"$f":"VLOOKUP(C:C,OFFSET('B. PoF Adj Factor Scoring'!$E$5:$F$282,,MATCH(H$4,'B. PoF Adj Factor Scoring'!$E$3:$N$3,0)-1),2,TRUE)","v":0},{"$f":"VLOOKUP(D:D,OFFSET('B. PoF Adj Factor Scoring'!$E$5:$F$282,,MATCH(I$4,'B. PoF Adj Factor Scoring'!$E$3:$N$3,0)-1),2,TRUE)","v":0},{"$f":"VLOOKUP(E:E,OFFSET('B. PoF Adj Factor Scoring'!$E$5:$F$282,,MATCH(J$4,'B. PoF Adj Factor Scoring'!$E$3:$N$3,0)-1),2,TRUE)","v":0},{"$f":"VLOOKUP(F:F,OFFSET('B. PoF Adj Factor Scoring'!$E$5:$F$282,,MATCH(K$4,'B. PoF Adj Factor Scoring'!$E$3:$N$3,0)-1),2,TRUE)","v":0}]
[129,"UG",{"$f":"'A. Population Info'!H134","v":0},{"$f":"'A. Population Info'!I134","v":0},{"$f":"'A. Population Info'!J134","v":0},{"$f":"'A. Population Info'!K134","v":0},{"$f":"VLOOKUP(B:B,OFFSET('B. PoF Adj Factor Scoring'!$E$5:$F$282,,MATCH(G$4,'B. PoF Adj Factor Scoring'!$E$3:$N$3,0)-1),2,TRUE)","v":5},{"$f":"VLOOKUP(C:C,OFFSET('B. PoF Adj Factor Scoring'!$E$5:$F$282,,MATCH(H$4,'B. PoF Adj Factor Scoring'!$E$3:$N$3,0)-1),2,TRUE)","v":0},{"$f":"VLOOKUP(D:D,OFFSET('B. PoF Adj Factor Scoring'!$E$5:$F$282,,MATCH(I$4,'B. PoF Adj Factor Scoring'!$E$3:$N$3,0)-1),2,TRUE)","v":0},{"$f":"VLOOKUP(E:E,OFFSET('B. PoF Adj Factor Scoring'!$E$5:$F$282,,MATCH(J$4,'B. PoF Adj Factor Scoring'!$E$3:$N$3,0)-1),2,TRUE)","v":0},{"$f":"VLOOKUP(F:F,OFFSET('B. PoF Adj Factor Scoring'!$E$5:$F$282,,MATCH(K$4,'B. PoF Adj Factor Scoring'!$E$3:$N$3,0)-1),2,TRUE)","v":0}]
[130,"UG",{"$f":"'A. Population Info'!H135","v":0},{"$f":"'A. Population Info'!I135","v":0},{"$f":"'A. Population Info'!J135","v":0},{"$f":"'A. Population Info'!K135","v":0},{"$f":"VLOOKUP(B:B,OFFSET('B. PoF Adj Factor Scoring'!$E$5:$F$282,,MATCH(G$4,'B. PoF Adj Factor Scoring'!$E$3:$N$3,0)-1),2,TRUE)","v":5},{"$f":"VLOOKUP(C:C,OFFSET('B. PoF Adj Factor Scoring'!$E$5:$F$282,,MATCH(H$4,'B. PoF Adj Factor Scoring'!$E$3:$N$3,0)-1),2,TRUE)","v":0},{"$f":"VLOOKUP(D:D,OFFSET('B. PoF Adj Factor Scoring'!$E$5:$F$282,,MATCH(I$4,'B. PoF Adj Factor Scoring'!$E$3:$N$3,0)-1),2,TRUE)","v":0},{"$f":"VLOOKUP(E:E,OFFSET('B. PoF Adj Factor Scoring'!$E$5:$F$282,,MATCH(J$4,'B. PoF Adj Factor Scoring'!$E$3:$N$3,0)-1),2,TRUE)","v":0},{"$f":"VLOOKUP(F:F,OFFSET('B. PoF Adj Factor Scoring'!$E$5:$F$282,,MATCH(K$4,'B. PoF Adj Factor Scoring'!$E$3:$N$3,0)-1),2,TRUE)","v":0}]
[131,"UG",{"$f":"'A. Population Info'!H136","v":0},{"$f":"'A. Population Info'!I136","v":0},{"$f":"'A. Population Info'!J136","v":0},{"$f":"'A. Population Info'!K136","v":0},{"$f":"VLOOKUP(B:B,OFFSET('B. PoF Adj Factor Scoring'!$E$5:$F$282,,MATCH(G$4,'B. PoF Adj Factor Scoring'!$E$3:$N$3,0)-1),2,TRUE)","v":5},{"$f":"VLOOKUP(C:C,OFFSET('B. PoF Adj Factor Scoring'!$E$5:$F$282,,MATCH(H$4,'B. PoF Adj Factor Scoring'!$E$3:$N$3,0)-1),2,TRUE)","v":0},{"$f":"VLOOKUP(D:D,OFFSET('B. PoF Adj Factor Scoring'!$E$5:$F$282,,MATCH(I$4,'B. PoF Adj Factor Scoring'!$E$3:$N$3,0)-1),2,TRUE)","v":0},{"$f":"VLOOKUP(E:E,OFFSET('B. PoF Adj Factor Scoring'!$E$5:$F$282,,MATCH(J$4,'B. PoF Adj Factor Scoring'!$E$3:$N$3,0)-1),2,TRUE)","v":0},{"$f":"VLOOKUP(F:F,OFFSET('B. PoF Adj Factor Scoring'!$E$5:$F$282,,MATCH(K$4,'B. PoF Adj Factor Scoring'!$E$3:$N$3,0)-1),2,TRUE)","v":0}]
[132,"UG",{"$f":"'A. Population Info'!H137","v":0},{"$f":"'A. Population Info'!I137","v":0},{"$f":"'A. Population Info'!J137","v":0},{"$f":"'A. Population Info'!K137","v":0},{"$f":"VLOOKUP(B:B,OFFSET('B. PoF Adj Factor Scoring'!$E$5:$F$282,,MATCH(G$4,'B. PoF Adj Factor Scoring'!$E$3:$N$3,0)-1),2,TRUE)","v":5},{"$f":"VLOOKUP(C:C,OFFSET('B. PoF Adj Factor Scoring'!$E$5:$F$282,,MATCH(H$4,'B. PoF Adj Factor Scoring'!$E$3:$N$3,0)-1),2,TRUE)","v":0},{"$f":"VLOOKUP(D:D,OFFSET('B. PoF Adj Factor Scoring'!$E$5:$F$282,,MATCH(I$4,'B. PoF Adj Factor Scoring'!$E$3:$N$3,0)-1),2,TRUE)","v":0},{"$f":"VLOOKUP(E:E,OFFSET('B. PoF Adj Factor Scoring'!$E$5:$F$282,,MATCH(J$4,'B. PoF Adj Factor Scoring'!$E$3:$N$3,0)-1),2,TRUE)","v":0},{"$f":"VLOOKUP(F:F,OFFSET('B. PoF Adj Factor Scoring'!$E$5:$F$282,,MATCH(K$4,'B. PoF Adj Factor Scoring'!$E$3:$N$3,0)-1),2,TRUE)","v":0}]
[133,"UG",{"$f":"'A. Population Info'!H138","v":0},{"$f":"'A. Population Info'!I138","v":0},{"$f":"'A. Population Info'!J138","v":0},{"$f":"'A. Population Info'!K138","v":0},{"$f":"VLOOKUP(B:B,OFFSET('B. PoF Adj Factor Scoring'!$E$5:$F$282,,MATCH(G$4,'B. PoF Adj Factor Scoring'!$E$3:$N$3,0)-1),2,TRUE)","v":5},{"$f":"VLOOKUP(C:C,OFFSET('B. PoF Adj Factor Scoring'!$E$5:$F$282,,MATCH(H$4,'B. PoF Adj Factor Scoring'!$E$3:$N$3,0)-1),2,TRUE)","v":0},{"$f":"VLOOKUP(D:D,OFFSET('B. PoF Adj Factor Scoring'!$E$5:$F$282,,MATCH(I$4,'B. PoF Adj Factor Scoring'!$E$3:$N$3,0)-1),2,TRUE)","v":0},{"$f":"VLOOKUP(E:E,OFFSET('B. PoF Adj Factor Scoring'!$E$5:$F$282,,MATCH(J$4,'B. PoF Adj Factor Scoring'!$E$3:$N$3,0)-1),2,TRUE)","v":0},{"$f":"VLOOKUP(F:F,OFFSET('B. PoF Adj Factor Scoring'!$E$5:$F$282,,MATCH(K$4,'B. PoF Adj Factor Scoring'!$E$3:$N$3,0)-1),2,TRUE)","v":0}]
[134,"UG",{"$f":"'A. Population Info'!H139","v":0},{"$f":"'A. Population Info'!I139","v":0},{"$f":"'A. Population Info'!J139","v":0},{"$f":"'A. Population Info'!K139","v":0},{"$f":"VLOOKUP(B:B,OFFSET('B. PoF Adj Factor Scoring'!$E$5:$F$282,,MATCH(G$4,'B. PoF Adj Factor Scoring'!$E$3:$N$3,0)-1),2,TRUE)","v":5},{"$f":"VLOOKUP(C:C,OFFSET('B. PoF Adj Factor Scoring'!$E$5:$F$282,,MATCH(H$4,'B. PoF Adj Factor Scoring'!$E$3:$N$3,0)-1),2,TRUE)","v":0},{"$f":"VLOOKUP(D:D,OFFSET('B. PoF Adj Factor Scoring'!$E$5:$F$282,,MATCH(I$4,'B. PoF Adj Factor Scoring'!$E$3:$N$3,0)-1),2,TRUE)","v":0},{"$f":"VLOOKUP(E:E,OFFSET('B. PoF Adj Factor Scoring'!$E$5:$F$282,,MATCH(J$4,'B. PoF Adj Factor Scoring'!$E$3:$N$3,0)-1),2,TRUE)","v":0},{"$f":"VLOOKUP(F:F,OFFSET('B. PoF Adj Factor Scoring'!$E$5:$F$282,,MATCH(K$4,'B. PoF Adj Factor Scoring'!$E$3:$N$3,0)-1),2,TRUE)","v":0}]
[135,"UG",{"$f":"'A. Population Info'!H140","v":0},{"$f":"'A. Population Info'!I140","v":0},{"$f":"'A. Population Info'!J140","v":0},{"$f":"'A. Population Info'!K140","v":0},{"$f":"VLOOKUP(B:B,OFFSET('B. PoF Adj Factor Scoring'!$E$5:$F$282,,MATCH(G$4,'B. PoF Adj Factor Scoring'!$E$3:$N$3,0)-1),2,TRUE)","v":5},{"$f":"VLOOKUP(C:C,OFFSET('B. PoF Adj Factor Scoring'!$E$5:$F$282,,MATCH(H$4,'B. PoF Adj Factor Scoring'!$E$3:$N$3,0)-1),2,TRUE)","v":0},{"$f":"VLOOKUP(D:D,OFFSET('B. PoF Adj Factor Scoring'!$E$5:$F$282,,MATCH(I$4,'B. PoF Adj Factor Scoring'!$E$3:$N$3,0)-1),2,TRUE)","v":0},{"$f":"VLOOKUP(E:E,OFFSET('B. PoF Adj Factor Scoring'!$E$5:$F$282,,MATCH(J$4,'B. PoF Adj Factor Scoring'!$E$3:$N$3,0)-1),2,TRUE)","v":0},{"$f":"VLOOKUP(F:F,OFFSET('B. PoF Adj Factor Scoring'!$E$5:$F$282,,MATCH(K$4,'B. PoF Adj Factor Scoring'!$E$3:$N$3,0)-1),2,TRUE)","v":0}]
[136,"UG",{"$f":"'A. Population Info'!H141","v":0},{"$f":"'A. Population Info'!I141","v":0},{"$f":"'A. Population Info'!J141","v":0},{"$f":"'A. Population Info'!K141","v":0},{"$f":"VLOOKUP(B:B,OFFSET('B. PoF Adj Factor Scoring'!$E$5:$F$282,,MATCH(G$4,'B. PoF Adj Factor Scoring'!$E$3:$N$3,0)-1),2,TRUE)","v":5},{"$f":"VLOOKUP(C:C,OFFSET('B. PoF Adj Factor Scoring'!$E$5:$F$282,,MATCH(H$4,'B. PoF Adj Factor Scoring'!$E$3:$N$3,0)-1),2,TRUE)","v":0},{"$f":"VLOOKUP(D:D,OFFSET('B. PoF Adj Factor Scoring'!$E$5:$F$282,,MATCH(I$4,'B. PoF Adj Factor Scoring'!$E$3:$N$3,0)-1),2,TRUE)","v":0},{"$f":"VLOOKUP(E:E,OFFSET('B. PoF Adj Factor Scoring'!$E$5:$F$282,,MATCH(J$4,'B. PoF Adj Factor Scoring'!$E$3:$N$3,0)-1),2,TRUE)","v":0},{"$f":"VLOOKUP(F:F,OFFSET('B. PoF Adj Factor Scoring'!$E$5:$F$282,,MATCH(K$4,'B. PoF Adj Factor Scoring'!$E$3:$N$3,0)-1),2,TRUE)","v":0}]
[137,"UG",{"$f":"'A. Population Info'!H142","v":0},{"$f":"'A. Population Info'!I142","v":0},{"$f":"'A. Population Info'!J142","v":0},{"$f":"'A. Population Info'!K142","v":0},{"$f":"VLOOKUP(B:B,OFFSET('B. PoF Adj Factor Scoring'!$E$5:$F$282,,MATCH(G$4,'B. PoF Adj Factor Scoring'!$E$3:$N$3,0)-1),2,TRUE)","v":5},{"$f":"VLOOKUP(C:C,OFFSET('B. PoF Adj Factor Scoring'!$E$5:$F$282,,MATCH(H$4,'B. PoF Adj Factor Scoring'!$E$3:$N$3,0)-1),2,TRUE)","v":0},{"$f":"VLOOKUP(D:D,OFFSET('B. PoF Adj Factor Scoring'!$E$5:$F$282,,MATCH(I$4,'B. PoF Adj Factor Scoring'!$E$3:$N$3,0)-1),2,TRUE)","v":0},{"$f":"VLOOKUP(E:E,OFFSET('B. PoF Adj Factor Scoring'!$E$5:$F$282,,MATCH(J$4,'B. PoF Adj Factor Scoring'!$E$3:$N$3,0)-1),2,TRUE)","v":0},{"$f":"VLOOKUP(F:F,OFFSET('B. PoF Adj Factor Scoring'!$E$5:$F$282,,MATCH(K$4,'B. PoF Adj Factor Scoring'!$E$3:$N$3,0)-1),2,TRUE)","v":0}]
[138,"UG",{"$f":"'A. Population Info'!H143","v":0},{"$f":"'A. Population Info'!I143","v":0},{"$f":"'A. Population Info'!J143","v":0},{"$f":"'A. Population Info'!K143","v":0},{"$f":"VLOOKUP(B:B,OFFSET('B. PoF Adj Factor Scoring'!$E$5:$F$282,,MATCH(G$4,'B. PoF Adj Factor Scoring'!$E$3:$N$3,0)-1),2,TRUE)","v":5},{"$f":"VLOOKUP(C:C,OFFSET('B. PoF Adj Factor Scoring'!$E$5:$F$282,,MATCH(H$4,'B. PoF Adj Factor Scoring'!$E$3:$N$3,0)-1),2,TRUE)","v":0},{"$f":"VLOOKUP(D:D,OFFSET('B. PoF Adj Factor Scoring'!$E$5:$F$282,,MATCH(I$4,'B. PoF Adj Factor Scoring'!$E$3:$N$3,0)-1),2,TRUE)","v":0},{"$f":"VLOOKUP(E:E,OFFSET('B. PoF Adj Factor Scoring'!$E$5:$F$282,,MATCH(J$4,'B. PoF Adj Factor Scoring'!$E$3:$N$3,0)-1),2,TRUE)","v":0},{"$f":"VLOOKUP(F:F,OFFSET('B. PoF Adj Factor Scoring'!$E$5:$F$282,,MATCH(K$4,'B. PoF Adj Factor Scoring'!$E$3:$N$3,0)-1),2,TRUE)","v":0}]
[139,"UG",{"$f":"'A. Population Info'!H144","v":0},{"$f":"'A. Population Info'!I144","v":0},{"$f":"'A. Population Info'!J144","v":0},{"$f":"'A. Population Info'!K144","v":0},{"$f":"VLOOKUP(B:B,OFFSET('B. PoF Adj Factor Scoring'!$E$5:$F$282,,MATCH(G$4,'B. PoF Adj Factor Scoring'!$E$3:$N$3,0)-1),2,TRUE)","v":5},{"$f":"VLOOKUP(C:C,OFFSET('B. PoF Adj Factor Scoring'!$E$5:$F$282,,MATCH(H$4,'B. PoF Adj Factor Scoring'!$E$3:$N$3,0)-1),2,TRUE)","v":0},{"$f":"VLOOKUP(D:D,OFFSET('B. PoF Adj Factor Scoring'!$E$5:$F$282,,MATCH(I$4,'B. PoF Adj Factor Scoring'!$E$3:$N$3,0)-1),2,TRUE)","v":0},{"$f":"VLOOKUP(E:E,OFFSET('B. PoF Adj Factor Scoring'!$E$5:$F$282,,MATCH(J$4,'B. PoF Adj Factor Scoring'!$E$3:$N$3,0)-1),2,TRUE)","v":0},{"$f":"VLOOKUP(F:F,OFFSET('B. PoF Adj Factor Scoring'!$E$5:$F$282,,MATCH(K$4,'B. PoF Adj Factor Scoring'!$E$3:$N$3,0)-1),2,TRUE)","v":0}]
[140,"UG",{"$f":"'A. Population Info'!H145","v":0},{"$f":"'A. Population Info'!I145","v":0},{"$f":"'A. Population Info'!J145","v":0},{"$f":"'A. Population Info'!K145","v":0},{"$f":"VLOOKUP(B:B,OFFSET('B. PoF Adj Factor Scoring'!$E$5:$F$282,,MATCH(G$4,'B. PoF Adj Factor Scoring'!$E$3:$N$3,0)-1),2,TRUE)","v":5},{"$f":"VLOOKUP(C:C,OFFSET('B. PoF Adj Factor Scoring'!$E$5:$F$282,,MATCH(H$4,'B. PoF Adj Factor Scoring'!$E$3:$N$3,0)-1),2,TRUE)","v":0},{"$f":"VLOOKUP(D:D,OFFSET('B. PoF Adj Factor Scoring'!$E$5:$F$282,,MATCH(I$4,'B. PoF Adj Factor Scoring'!$E$3:$N$3,0)-1),2,TRUE)","v":0},{"$f":"VLOOKUP(E:E,OFFSET('B. PoF Adj Factor Scoring'!$E$5:$F$282,,MATCH(J$4,'B. PoF Adj Factor Scoring'!$E$3:$N$3,0)-1),2,TRUE)","v":0},{"$f":"VLOOKUP(F:F,OFFSET('B. PoF Adj Factor Scoring'!$E$5:$F$282,,MATCH(K$4,'B. PoF Adj Factor Scoring'!$E$3:$N$3,0)-1),2,TRUE)","v":0}]
[141,"UG",{"$f":"'A. Population Info'!H146","v":0},{"$f":"'A. Population Info'!I146","v":0},{"$f":"'A. Population Info'!J146","v":0},{"$f":"'A. Population Info'!K146","v":0},{"$f":"VLOOKUP(B:B,OFFSET('B. PoF Adj Factor Scoring'!$E$5:$F$282,,MATCH(G$4,'B. PoF Adj Factor Scoring'!$E$3:$N$3,0)-1),2,TRUE)","v":5},{"$f":"VLOOKUP(C:C,OFFSET('B. PoF Adj Factor Scoring'!$E$5:$F$282,,MATCH(H$4,'B. PoF Adj Factor Scoring'!$E$3:$N$3,0)-1),2,TRUE)","v":0},{"$f":"VLOOKUP(D:D,OFFSET('B. PoF Adj Factor Scoring'!$E$5:$F$282,,MATCH(I$4,'B. PoF Adj Factor Scoring'!$E$3:$N$3,0)-1),2,TRUE)","v":0},{"$f":"VLOOKUP(E:E,OFFSET('B. PoF Adj Factor Scoring'!$E$5:$F$282,,MATCH(J$4,'B. PoF Adj Factor Scoring'!$E$3:$N$3,0)-1),2,TRUE)","v":0},{"$f":"VLOOKUP(F:F,OFFSET('B. PoF Adj Factor Scoring'!$E$5:$F$282,,MATCH(K$4,'B. PoF Adj Factor Scoring'!$E$3:$N$3,0)-1),2,TRUE)","v":0}]
[142,"UG",{"$f":"'A. Population Info'!H147","v":0},{"$f":"'A. Population Info'!I147","v":0},{"$f":"'A. Population Info'!J147","v":0},{"$f":"'A. Population Info'!K147","v":0},{"$f":"VLOOKUP(B:B,OFFSET('B. PoF Adj Factor Scoring'!$E$5:$F$282,,MATCH(G$4,'B. PoF Adj Factor Scoring'!$E$3:$N$3,0)-1),2,TRUE)","v":5},{"$f":"VLOOKUP(C:C,OFFSET('B. PoF Adj Factor Scoring'!$E$5:$F$282,,MATCH(H$4,'B. PoF Adj Factor Scoring'!$E$3:$N$3,0)-1),2,TRUE)","v":0},{"$f":"VLOOKUP(D:D,OFFSET('B. PoF Adj Factor Scoring'!$E$5:$F$282,,MATCH(I$4,'B. PoF Adj Factor Scoring'!$E$3:$N$3,0)-1),2,TRUE)","v":0},{"$f":"VLOOKUP(E:E,OFFSET('B. PoF Adj Factor Scoring'!$E$5:$F$282,,MATCH(J$4,'B. PoF Adj Factor Scoring'!$E$3:$N$3,0)-1),2,TRUE)","v":0},{"$f":"VLOOKUP(F:F,OFFSET('B. PoF Adj Factor Scoring'!$E$5:$F$282,,MATCH(K$4,'B. PoF Adj Factor Scoring'!$E$3:$N$3,0)-1),2,TRUE)","v":0}]
[143,"UG",{"$f":"'A. Population Info'!H148","v":0},{"$f":"'A. Population Info'!I148","v":0},{"$f":"'A. Population Info'!J148","v":0},{"$f":"'A. Population Info'!K148","v":0},{"$f":"VLOOKUP(B:B,OFFSET('B. PoF Adj Factor Scoring'!$E$5:$F$282,,MATCH(G$4,'B. PoF Adj Factor Scoring'!$E$3:$N$3,0)-1),2,TRUE)","v":5},{"$f":"VLOOKUP(C:C,OFFSET('B. PoF Adj Factor Scoring'!$E$5:$F$282,,MATCH(H$4,'B. PoF Adj Factor Scoring'!$E$3:$N$3,0)-1),2,TRUE)","v":0},{"$f":"VLOOKUP(D:D,OFFSET('B. PoF Adj Factor Scoring'!$E$5:$F$282,,MATCH(I$4,'B. PoF Adj Factor Scoring'!$E$3:$N$3,0)-1),2,TRUE)","v":0},{"$f":"VLOOKUP(E:E,OFFSET('B. PoF Adj Factor Scoring'!$E$5:$F$282,,MATCH(J$4,'B. PoF Adj Factor Scoring'!$E$3:$N$3,0)-1),2,TRUE)","v":0},{"$f":"VLOOKUP(F:F,OFFSET('B. PoF Adj Factor Scoring'!$E$5:$F$282,,MATCH(K$4,'B. PoF Adj Factor Scoring'!$E$3:$N$3,0)-1),2,TRUE)","v":0}]
[144,"UG",{"$f":"'A. Population Info'!H149","v":0},{"$f":"'A. Population Info'!I149","v":0},{"$f":"'A. Population Info'!J149","v":0},{"$f":"'A. Population Info'!K149","v":0},{"$f":"VLOOKUP(B:B,OFFSET('B. PoF Adj Factor Scoring'!$E$5:$F$282,,MATCH(G$4,'B. PoF Adj Factor Scoring'!$E$3:$N$3,0)-1),2,TRUE)","v":5},{"$f":"VLOOKUP(C:C,OFFSET('B. PoF Adj Factor Scoring'!$E$5:$F$282,,MATCH(H$4,'B. PoF Adj Factor Scoring'!$E$3:$N$3,0)-1),2,TRUE)","v":0},{"$f":"VLOOKUP(D:D,OFFSET('B. PoF Adj Factor Scoring'!$E$5:$F$282,,MATCH(I$4,'B. PoF Adj Factor Scoring'!$E$3:$N$3,0)-1),2,TRUE)","v":0},{"$f":"VLOOKUP(E:E,OFFSET('B. PoF Adj Factor Scoring'!$E$5:$F$282,,MATCH(J$4,'B. PoF Adj Factor Scoring'!$E$3:$N$3,0)-1),2,TRUE)","v":0},{"$f":"VLOOKUP(F:F,OFFSET('B. PoF Adj Factor Scoring'!$E$5:$F$282,,MATCH(K$4,'B. PoF Adj Factor Scoring'!$E$3:$N$3,0)-1),2,TRUE)","v":0}]
[145,"UG",{"$f":"'A. Population Info'!H150","v":0},{"$f":"'A. Population Info'!I150","v":0},{"$f":"'A. Population Info'!J150","v":0},{"$f":"'A. Population Info'!K150","v":0},{"$f":"VLOOKUP(B:B,OFFSET('B. PoF Adj Factor Scoring'!$E$5:$F$282,,MATCH(G$4,'B. PoF Adj Factor Scoring'!$E$3:$N$3,0)-1),2,TRUE)","v":5},{"$f":"VLOOKUP(C:C,OFFSET('B. PoF Adj Factor Scoring'!$E$5:$F$282,,MATCH(H$4,'B. PoF Adj Factor Scoring'!$E$3:$N$3,0)-1),2,TRUE)","v":0},{"$f":"VLOOKUP(D:D,OFFSET('B. PoF Adj Factor Scoring'!$E$5:$F$282,,MATCH(I$4,'B. PoF Adj Factor Scoring'!$E$3:$N$3,0)-1),2,TRUE)","v":0},{"$f":"VLOOKUP(E:E,OFFSET('B. PoF Adj Factor Scoring'!$E$5:$F$282,,MATCH(J$4,'B. PoF Adj Factor Scoring'!$E$3:$N$3,0)-1),2,TRUE)","v":0},{"$f":"VLOOKUP(F:F,OFFSET('B. PoF Adj Factor Scoring'!$E$5:$F$282,,MATCH(K$4,'B. PoF Adj Factor Scoring'!$E$3:$N$3,0)-1),2,TRUE)","v":0}]
[146,"UG",{"$f":"'A. Population Info'!H151","v":0},{"$f":"'A. Population Info'!I151","v":0},{"$f":"'A. Population Info'!J151","v":0},{"$f":"'A. Population Info'!K151","v":0},{"$f":"VLOOKUP(B:B,OFFSET('B. PoF Adj Factor Scoring'!$E$5:$F$282,,MATCH(G$4,'B. PoF Adj Factor Scoring'!$E$3:$N$3,0)-1),2,TRUE)","v":5},{"$f":"VLOOKUP(C:C,OFFSET('B. PoF Adj Factor Scoring'!$E$5:$F$282,,MATCH(H$4,'B. PoF Adj Factor Scoring'!$E$3:$N$3,0)-1),2,TRUE)","v":0},{"$f":"VLOOKUP(D:D,OFFSET('B. PoF Adj Factor Scoring'!$E$5:$F$282,,MATCH(I$4,'B. PoF Adj Factor Scoring'!$E$3:$N$3,0)-1),2,TRUE)","v":0},{"$f":"VLOOKUP(E:E,OFFSET('B. PoF Adj Factor Scoring'!$E$5:$F$282,,MATCH(J$4,'B. PoF Adj Factor Scoring'!$E$3:$N$3,0)-1),2,TRUE)","v":0},{"$f":"VLOOKUP(F:F,OFFSET('B. PoF Adj Factor Scoring'!$E$5:$F$282,,MATCH(K$4,'B. PoF Adj Factor Scoring'!$E$3:$N$3,0)-1),2,TRUE)","v":0}]
[147,"UNKNOWN",{"$f":"'A. Population Info'!H152","v":0},{"$f":"'A. Population Info'!I152","v":0},{"$f":"'A. Population Info'!J152","v":0},{"$f":"'A. Population Info'!K152","v":0},{"$f":"VLOOKUP(B:B,OFFSET('B. PoF Adj Factor Scoring'!$E$5:$F$282,,MATCH(G$4,'B. PoF Adj Factor Scoring'!$E$3:$N$3,0)-1),2,TRUE)","v":4},{"$f":"VLOOKUP(C:C,OFFSET('B. PoF Adj Factor Scoring'!$E$5:$F$282,,MATCH(H$4,'B. PoF Adj Factor Scoring'!$E$3:$N$3,0)-1),2,TRUE)","v":0},{"$f":"VLOOKUP(D:D,OFFSET('B. PoF Adj Factor Scoring'!$E$5:$F$282,,MATCH(I$4,'B. PoF Adj Factor Scoring'!$E$3:$N$3,0)-1),2,TRUE)","v":0},{"$f":"VLOOKUP(E:E,OFFSET('B. PoF Adj Factor Scoring'!$E$5:$F$282,,MATCH(J$4,'B. PoF Adj Factor Scoring'!$E$3:$N$3,0)-1),2,TRUE)","v":0},{"$f":"VLOOKUP(F:F,OFFSET('B. PoF Adj Factor Scoring'!$E$5:$F$282,,MATCH(K$4,'B. PoF Adj Factor Scoring'!$E$3:$N$3,0)-1),2,TRUE)","v":0}]
[148,"UNKNOWN",{"$f":"'A. Population Info'!H153","v":0},{"$f":"'A. Population Info'!I153","v":0},{"$f":"'A. Population Info'!J153","v":0},{"$f":"'A. Population Info'!K153","v":0},{"$f":"VLOOKUP(B:B,OFFSET('B. PoF Adj Factor Scoring'!$E$5:$F$282,,MATCH(G$4,'B. PoF Adj Factor Scoring'!$E$3:$N$3,0)-1),2,TRUE)","v":4},{"$f":"VLOOKUP(C:C,OFFSET('B. PoF Adj Factor Scoring'!$E$5:$F$282,,MATCH(H$4,'B. PoF Adj Factor Scoring'!$E$3:$N$3,0)-1),2,TRUE)","v":0},{"$f":"VLOOKUP(D:D,OFFSET('B. PoF Adj Factor Scoring'!$E$5:$F$282,,MATCH(I$4,'B. PoF Adj Factor Scoring'!$E$3:$N$3,0)-1),2,TRUE)","v":0},{"$f":"VLOOKUP(E:E,OFFSET('B. PoF Adj Factor Scoring'!$E$5:$F$282,,MATCH(J$4,'B. PoF Adj Factor Scoring'!$E$3:$N$3,0)-1),2,TRUE)","v":0},{"$f":"VLOOKUP(F:F,OFFSET('B. PoF Adj Factor Scoring'!$E$5:$F$282,,MATCH(K$4,'B. PoF Adj Factor Scoring'!$E$3:$N$3,0)-1),2,TRUE)","v":0}]
[149,"UNKNOWN",{"$f":"'A. Population Info'!H154","v":0},{"$f":"'A. Population Info'!I154","v":0},{"$f":"'A. Population Info'!J154","v":0},{"$f":"'A. Population Info'!K154","v":0},{"$f":"VLOOKUP(B:B,OFFSET('B. PoF Adj Factor Scoring'!$E$5:$F$282,,MATCH(G$4,'B. PoF Adj Factor Scoring'!$E$3:$N$3,0)-1),2,TRUE)","v":4},{"$f":"VLOOKUP(C:C,OFFSET('B. PoF Adj Factor Scoring'!$E$5:$F$282,,MATCH(H$4,'B. PoF Adj Factor Scoring'!$E$3:$N$3,0)-1),2,TRUE)","v":0},{"$f":"VLOOKUP(D:D,OFFSET('B. PoF Adj Factor Scoring'!$E$5:$F$282,,MATCH(I$4,'B. PoF Adj Factor Scoring'!$E$3:$N$3,0)-1),2,TRUE)","v":0},{"$f":"VLOOKUP(E:E,OFFSET('B. PoF Adj Factor Scoring'!$E$5:$F$282,,MATCH(J$4,'B. PoF Adj Factor Scoring'!$E$3:$N$3,0)-1),2,TRUE)","v":0},{"$f":"VLOOKUP(F:F,OFFSET('B. PoF Adj Factor Scoring'!$E$5:$F$282,,MATCH(K$4,'B. PoF Adj Factor Scoring'!$E$3:$N$3,0)-1),2,TRUE)","v":0}]
[150,"UNKNOWN",{"$f":"'A. Population Info'!H155","v":0},{"$f":"'A. Population Info'!I155","v":0},{"$f":"'A. Population Info'!J155","v":0},{"$f":"'A. Population Info'!K155","v":0},{"$f":"VLOOKUP(B:B,OFFSET('B. PoF Adj Factor Scoring'!$E$5:$F$282,,MATCH(G$4,'B. PoF Adj Factor Scoring'!$E$3:$N$3,0)-1),2,TRUE)","v":4},{"$f":"VLOOKUP(C:C,OFFSET('B. PoF Adj Factor Scoring'!$E$5:$F$282,,MATCH(H$4,'B. PoF Adj Factor Scoring'!$E$3:$N$3,0)-1),2,TRUE)","v":0},{"$f":"VLOOKUP(D:D,OFFSET('B. PoF Adj Factor Scoring'!$E$5:$F$282,,MATCH(I$4,'B. PoF Adj Factor Scoring'!$E$3:$N$3,0)-1),2,TRUE)","v":0},{"$f":"VLOOKUP(E:E,OFFSET('B. PoF Adj Factor Scoring'!$E$5:$F$282,,MATCH(J$4,'B. PoF Adj Factor Scoring'!$E$3:$N$3,0)-1),2,TRUE)","v":0},{"$f":"VLOOKUP(F:F,OFFSET('B. PoF Adj Factor Scoring'!$E$5:$F$282,,MATCH(K$4,'B. PoF Adj Factor Scoring'!$E$3:$N$3,0)-1),2,TRUE)","v":0}]
[151,"UNKNOWN",{"$f":"'A. Population Info'!H156","v":0},{"$f":"'A. Population Info'!I156","v":0},{"$f":"'A. Population Info'!J156","v":0},{"$f":"'A. Population Info'!K156","v":0},{"$f":"VLOOKUP(B:B,OFFSET('B. PoF Adj Factor Scoring'!$E$5:$F$282,,MATCH(G$4,'B. PoF Adj Factor Scoring'!$E$3:$N$3,0)-1),2,TRUE)","v":4},{"$f":"VLOOKUP(C:C,OFFSET('B. PoF Adj Factor Scoring'!$E$5:$F$282,,MATCH(H$4,'B. PoF Adj Factor Scoring'!$E$3:$N$3,0)-1),2,TRUE)","v":0},{"$f":"VLOOKUP(D:D,OFFSET('B. PoF Adj Factor Scoring'!$E$5:$F$282,,MATCH(I$4,'B. PoF Adj Factor Scoring'!$E$3:$N$3,0)-1),2,TRUE)","v":0},{"$f":"VLOOKUP(E:E,OFFSET('B. PoF Adj Factor Scoring'!$E$5:$F$282,,MATCH(J$4,'B. PoF Adj Factor Scoring'!$E$3:$N$3,0)-1),2,TRUE)","v":0},{"$f":"VLOOKUP(F:F,OFFSET('B. PoF Adj Factor Scoring'!$E$5:$F$282,,MATCH(K$4,'B. PoF Adj Factor Scoring'!$E$3:$N$3,0)-1),2,TRUE)","v":0}]
[152,"UNKNOWN",{"$f":"'A. Population Info'!H157","v":0},{"$f":"'A. Population Info'!I157","v":0},{"$f":"'A. Population Info'!J157","v":0},{"$f":"'A. Population Info'!K157","v":0},{"$f":"VLOOKUP(B:B,OFFSET('B. PoF Adj Factor Scoring'!$E$5:$F$282,,MATCH(G$4,'B. PoF Adj Factor Scoring'!$E$3:$N$3,0)-1),2,TRUE)","v":4},{"$f":"VLOOKUP(C:C,OFFSET('B. PoF Adj Factor Scoring'!$E$5:$F$282,,MATCH(H$4,'B. PoF Adj Factor Scoring'!$E$3:$N$3,0)-1),2,TRUE)","v":0},{"$f":"VLOOKUP(D:D,OFFSET('B. PoF Adj Factor Scoring'!$E$5:$F$282,,MATCH(I$4,'B. PoF Adj Factor Scoring'!$E$3:$N$3,0)-1),2,TRUE)","v":0},{"$f":"VLOOKUP(E:E,OFFSET('B. PoF Adj Factor Scoring'!$E$5:$F$282,,MATCH(J$4,'B. PoF Adj Factor Scoring'!$E$3:$N$3,0)-1),2,TRUE)","v":0},{"$f":"VLOOKUP(F:F,OFFSET('B. PoF Adj Factor Scoring'!$E$5:$F$282,,MATCH(K$4,'B. PoF Adj Factor Scoring'!$E$3:$N$3,0)-1),2,TRUE)","v":0}]
[153,"UNKNOWN",{"$f":"'A. Population Info'!H158","v":0},{"$f":"'A. Population Info'!I158","v":0},{"$f":"'A. Population Info'!J158","v":0},{"$f":"'A. Population Info'!K158","v":0},{"$f":"VLOOKUP(B:B,OFFSET('B. PoF Adj Factor Scoring'!$E$5:$F$282,,MATCH(G$4,'B. PoF Adj Factor Scoring'!$E$3:$N$3,0)-1),2,TRUE)","v":4},{"$f":"VLOOKUP(C:C,OFFSET('B. PoF Adj Factor Scoring'!$E$5:$F$282,,MATCH(H$4,'B. PoF Adj Factor Scoring'!$E$3:$N$3,0)-1),2,TRUE)","v":0},{"$f":"VLOOKUP(D:D,OFFSET('B. PoF Adj Factor Scoring'!$E$5:$F$282,,MATCH(I$4,'B. PoF Adj Factor Scoring'!$E$3:$N$3,0)-1),2,TRUE)","v":0},{"$f":"VLOOKUP(E:E,OFFSET('B. PoF Adj Factor Scoring'!$E$5:$F$282,,MATCH(J$4,'B. PoF Adj Factor Scoring'!$E$3:$N$3,0)-1),2,TRUE)","v":0},{"$f":"VLOOKUP(F:F,OFFSET('B. PoF Adj Factor Scoring'!$E$5:$F$282,,MATCH(K$4,'B. PoF Adj Factor Scoring'!$E$3:$N$3,0)-1),2,TRUE)","v":0}]
[154,"UNKNOWN",{"$f":"'A. Population Info'!H159","v":0},{"$f":"'A. Population Info'!I159","v":0},{"$f":"'A. Population Info'!J159","v":0},{"$f":"'A. Population Info'!K159","v":0},{"$f":"VLOOKUP(B:B,OFFSET('B. PoF Adj Factor Scoring'!$E$5:$F$282,,MATCH(G$4,'B. PoF Adj Factor Scoring'!$E$3:$N$3,0)-1),2,TRUE)","v":4},{"$f":"VLOOKUP(C:C,OFFSET('B. PoF Adj Factor Scoring'!$E$5:$F$282,,MATCH(H$4,'B. PoF Adj Factor Scoring'!$E$3:$N$3,0)-1),2,TRUE)","v":0},{"$f":"VLOOKUP(D:D,OFFSET('B. PoF Adj Factor Scoring'!$E$5:$F$282,,MATCH(I$4,'B. PoF Adj Factor Scoring'!$E$3:$N$3,0)-1),2,TRUE)","v":0},{"$f":"VLOOKUP(E:E,OFFSET('B. PoF Adj Factor Scoring'!$E$5:$F$282,,MATCH(J$4,'B. PoF Adj Factor Scoring'!$E$3:$N$3,0)-1),2,TRUE)","v":0},{"$f":"VLOOKUP(F:F,OFFSET('B. PoF Adj Factor Scoring'!$E$5:$F$282,,MATCH(K$4,'B. PoF Adj Factor Scoring'!$E$3:$N$3,0)-1),2,TRUE)","v":0}]
[155,"UNKNOWN",{"$f":"'A. Population Info'!H160","v":0},{"$f":"'A. Population Info'!I160","v":0},{"$f":"'A. Population Info'!J160","v":0},{"$f":"'A. Population Info'!K160","v":0},{"$f":"VLOOKUP(B:B,OFFSET('B. PoF Adj Factor Scoring'!$E$5:$F$282,,MATCH(G$4,'B. PoF Adj Factor Scoring'!$E$3:$N$3,0)-1),2,TRUE)","v":4},{"$f":"VLOOKUP(C:C,OFFSET('B. PoF Adj Factor Scoring'!$E$5:$F$282,,MATCH(H$4,'B. PoF Adj Factor Scoring'!$E$3:$N$3,0)-1),2,TRUE)","v":0},{"$f":"VLOOKUP(D:D,OFFSET('B. PoF Adj Factor Scoring'!$E$5:$F$282,,MATCH(I$4,'B. PoF Adj Factor Scoring'!$E$3:$N$3,0)-1),2,TRUE)","v":0},{"$f":"VLOOKUP(E:E,OFFSET('B. PoF Adj Factor Scoring'!$E$5:$F$282,,MATCH(J$4,'B. PoF Adj Factor Scoring'!$E$3:$N$3,0)-1),2,TRUE)","v":0},{"$f":"VLOOKUP(F:F,OFFSET('B. PoF Adj Factor Scoring'!$E$5:$F$282,,MATCH(K$4,'B. PoF Adj Factor Scoring'!$E$3:$N$3,0)-1),2,TRUE)","v":0}]
[156,"UNKNOWN",{"$f":"'A. Population Info'!H161","v":0},{"$f":"'A. Population Info'!I161","v":0},{"$f":"'A. Population Info'!J161","v":0},{"$f":"'A. Population Info'!K161","v":0},{"$f":"VLOOKUP(B:B,OFFSET('B. PoF Adj Factor Scoring'!$E$5:$F$282,,MATCH(G$4,'B. PoF Adj Factor Scoring'!$E$3:$N$3,0)-1),2,TRUE)","v":4},{"$f":"VLOOKUP(C:C,OFFSET('B. PoF Adj Factor Scoring'!$E$5:$F$282,,MATCH(H$4,'B. PoF Adj Factor Scoring'!$E$3:$N$3,0)-1),2,TRUE)","v":0},{"$f":"VLOOKUP(D:D,OFFSET('B. PoF Adj Factor Scoring'!$E$5:$F$282,,MATCH(I$4,'B. PoF Adj Factor Scoring'!$E$3:$N$3,0)-1),2,TRUE)","v":0},{"$f":"VLOOKUP(E:E,OFFSET('B. PoF Adj Factor Scoring'!$E$5:$F$282,,MATCH(J$4,'B. PoF Adj Factor Scoring'!$E$3:$N$3,0)-1),2,TRUE)","v":0},{"$f":"VLOOKUP(F:F,OFFSET('B. PoF Adj Factor Scoring'!$E$5:$F$282,,MATCH(K$4,'B. PoF Adj Factor Scoring'!$E$3:$N$3,0)-1),2,TRUE)","v":0}]
[157,"UNKNOWN",{"$f":"'A. Population Info'!H162","v":0},{"$f":"'A. Population Info'!I162","v":0},{"$f":"'A. Population Info'!J162","v":0},{"$f":"'A. Population Info'!K162","v":0},{"$f":"VLOOKUP(B:B,OFFSET('B. PoF Adj Factor Scoring'!$E$5:$F$282,,MATCH(G$4,'B. PoF Adj Factor Scoring'!$E$3:$N$3,0)-1),2,TRUE)","v":4},{"$f":"VLOOKUP(C:C,OFFSET('B. PoF Adj Factor Scoring'!$E$5:$F$282,,MATCH(H$4,'B. PoF Adj Factor Scoring'!$E$3:$N$3,0)-1),2,TRUE)","v":0},{"$f":"VLOOKUP(D:D,OFFSET('B. PoF Adj Factor Scoring'!$E$5:$F$282,,MATCH(I$4,'B. PoF Adj Factor Scoring'!$E$3:$N$3,0)-1),2,TRUE)","v":0},{"$f":"VLOOKUP(E:E,OFFSET('B. PoF Adj Factor Scoring'!$E$5:$F$282,,MATCH(J$4,'B. PoF Adj Factor Scoring'!$E$3:$N$3,0)-1),2,TRUE)","v":0},{"$f":"VLOOKUP(F:F,OFFSET('B. PoF Adj Factor Scoring'!$E$5:$F$282,,MATCH(K$4,'B. PoF Adj Factor Scoring'!$E$3:$N$3,0)-1),2,TRUE)","v":0}]
[158,"UNKNOWN",{"$f":"'A. Population Info'!H163","v":0},{"$f":"'A. Population Info'!I163","v":0},{"$f":"'A. Population Info'!J163","v":0},{"$f":"'A. Population Info'!K163","v":0},{"$f":"VLOOKUP(B:B,OFFSET('B. PoF Adj Factor Scoring'!$E$5:$F$282,,MATCH(G$4,'B. PoF Adj Factor Scoring'!$E$3:$N$3,0)-1),2,TRUE)","v":4},{"$f":"VLOOKUP(C:C,OFFSET('B. PoF Adj Factor Scoring'!$E$5:$F$282,,MATCH(H$4,'B. PoF Adj Factor Scoring'!$E$3:$N$3,0)-1),2,TRUE)","v":0},{"$f":"VLOOKUP(D:D,OFFSET('B. PoF Adj Factor Scoring'!$E$5:$F$282,,MATCH(I$4,'B. PoF Adj Factor Scoring'!$E$3:$N$3,0)-1),2,TRUE)","v":0},{"$f":"VLOOKUP(E:E,OFFSET('B. PoF Adj Factor Scoring'!$E$5:$F$282,,MATCH(J$4,'B. PoF Adj Factor Scoring'!$E$3:$N$3,0)-1),2,TRUE)","v":0},{"$f":"VLOOKUP(F:F,OFFSET('B. PoF Adj Factor Scoring'!$E$5:$F$282,,MATCH(K$4,'B. PoF Adj Factor Scoring'!$E$3:$N$3,0)-1),2,TRUE)","v":0}]
[159,"UNKNOWN",{"$f":"'A. Population Info'!H164","v":0},{"$f":"'A. Population Info'!I164","v":0},{"$f":"'A. Population Info'!J164","v":0},{"$f":"'A. Population Info'!K164","v":0},{"$f":"VLOOKUP(B:B,OFFSET('B. PoF Adj Factor Scoring'!$E$5:$F$282,,MATCH(G$4,'B. PoF Adj Factor Scoring'!$E$3:$N$3,0)-1),2,TRUE)","v":4},{"$f":"VLOOKUP(C:C,OFFSET('B. PoF Adj Factor Scoring'!$E$5:$F$282,,MATCH(H$4,'B. PoF Adj Factor Scoring'!$E$3:$N$3,0)-1),2,TRUE)","v":0},{"$f":"VLOOKUP(D:D,OFFSET('B. PoF Adj Factor Scoring'!$E$5:$F$282,,MATCH(I$4,'B. PoF Adj Factor Scoring'!$E$3:$N$3,0)-1),2,TRUE)","v":0},{"$f":"VLOOKUP(E:E,OFFSET('B. PoF Adj Factor Scoring'!$E$5:$F$282,,MATCH(J$4,'B. PoF Adj Factor Scoring'!$E$3:$N$3,0)-1),2,TRUE)","v":0},{"$f":"VLOOKUP(F:F,OFFSET('B. PoF Adj Factor Scoring'!$E$5:$F$282,,MATCH(K$4,'B. PoF Adj Factor Scoring'!$E$3:$N$3,0)-1),2,TRUE)","v":0}]
[160,"UNKNOWN",{"$f":"'A. Population Info'!H165","v":0},{"$f":"'A. Population Info'!I165","v":0},{"$f":"'A. Population Info'!J165","v":0},{"$f":"'A. Population Info'!K165","v":0},{"$f":"VLOOKUP(B:B,OFFSET('B. PoF Adj Factor Scoring'!$E$5:$F$282,,MATCH(G$4,'B. PoF Adj Factor Scoring'!$E$3:$N$3,0)-1),2,TRUE)","v":4},{"$f":"VLOOKUP(C:C,OFFSET('B. PoF Adj Factor Scoring'!$E$5:$F$282,,MATCH(H$4,'B. PoF Adj Factor Scoring'!$E$3:$N$3,0)-1),2,TRUE)","v":0},{"$f":"VLOOKUP(D:D,OFFSET('B. PoF Adj Factor Scoring'!$E$5:$F$282,,MATCH(I$4,'B. PoF Adj Factor Scoring'!$E$3:$N$3,0)-1),2,TRUE)","v":0},{"$f":"VLOOKUP(E:E,OFFSET('B. PoF Adj Factor Scoring'!$E$5:$F$282,,MATCH(J$4,'B. PoF Adj Factor Scoring'!$E$3:$N$3,0)-1),2,TRUE)","v":0},{"$f":"VLOOKUP(F:F,OFFSET('B. PoF Adj Factor Scoring'!$E$5:$F$282,,MATCH(K$4,'B. PoF Adj Factor Scoring'!$E$3:$N$3,0)-1),2,TRUE)","v":0}]
[161,"UNKNOWN",{"$f":"'A. Population Info'!H166","v":0},{"$f":"'A. Population Info'!I166","v":0},{"$f":"'A. Population Info'!J166","v":0},{"$f":"'A. Population Info'!K166","v":0},{"$f":"VLOOKUP(B:B,OFFSET('B. PoF Adj Factor Scoring'!$E$5:$F$282,,MATCH(G$4,'B. PoF Adj Factor Scoring'!$E$3:$N$3,0)-1),2,TRUE)","v":4},{"$f":"VLOOKUP(C:C,OFFSET('B. PoF Adj Factor Scoring'!$E$5:$F$282,,MATCH(H$4,'B. PoF Adj Factor Scoring'!$E$3:$N$3,0)-1),2,TRUE)","v":0},{"$f":"VLOOKUP(D:D,OFFSET('B. PoF Adj Factor Scoring'!$E$5:$F$282,,MATCH(I$4,'B. PoF Adj Factor Scoring'!$E$3:$N$3,0)-1),2,TRUE)","v":0},{"$f":"VLOOKUP(E:E,OFFSET('B. PoF Adj Factor Scoring'!$E$5:$F$282,,MATCH(J$4,'B. PoF Adj Factor Scoring'!$E$3:$N$3,0)-1),2,TRUE)","v":0},{"$f":"VLOOKUP(F:F,OFFSET('B. PoF Adj Factor Scoring'!$E$5:$F$282,,MATCH(K$4,'B. PoF Adj Factor Scoring'!$E$3:$N$3,0)-1),2,TRUE)","v":0}]
[162,"UNKNOWN",{"$f":"'A. Population Info'!H167","v":0},{"$f":"'A. Population Info'!I167","v":0},{"$f":"'A. Population Info'!J167","v":0},{"$f":"'A. Population Info'!K167","v":0},{"$f":"VLOOKUP(B:B,OFFSET('B. PoF Adj Factor Scoring'!$E$5:$F$282,,MATCH(G$4,'B. PoF Adj Factor Scoring'!$E$3:$N$3,0)-1),2,TRUE)","v":4},{"$f":"VLOOKUP(C:C,OFFSET('B. PoF Adj Factor Scoring'!$E$5:$F$282,,MATCH(H$4,'B. PoF Adj Factor Scoring'!$E$3:$N$3,0)-1),2,TRUE)","v":0},{"$f":"VLOOKUP(D:D,OFFSET('B. PoF Adj Factor Scoring'!$E$5:$F$282,,MATCH(I$4,'B. PoF Adj Factor Scoring'!$E$3:$N$3,0)-1),2,TRUE)","v":0},{"$f":"VLOOKUP(E:E,OFFSET('B. PoF Adj Factor Scoring'!$E$5:$F$282,,MATCH(J$4,'B. PoF Adj Factor Scoring'!$E$3:$N$3,0)-1),2,TRUE)","v":0},{"$f":"VLOOKUP(F:F,OFFSET('B. PoF Adj Factor Scoring'!$E$5:$F$282,,MATCH(K$4,'B. PoF Adj Factor Scoring'!$E$3:$N$3,0)-1),2,TRUE)","v":0}]
[163,"UNKNOWN",{"$f":"'A. Population Info'!H168","v":0},{"$f":"'A. Population Info'!I168","v":0},{"$f":"'A. Population Info'!J168","v":0},{"$f":"'A. Population Info'!K168","v":0},{"$f":"VLOOKUP(B:B,OFFSET('B. PoF Adj Factor Scoring'!$E$5:$F$282,,MATCH(G$4,'B. PoF Adj Factor Scoring'!$E$3:$N$3,0)-1),2,TRUE)","v":4},{"$f":"VLOOKUP(C:C,OFFSET('B. PoF Adj Factor Scoring'!$E$5:$F$282,,MATCH(H$4,'B. PoF Adj Factor Scoring'!$E$3:$N$3,0)-1),2,TRUE)","v":0},{"$f":"VLOOKUP(D:D,OFFSET('B. PoF Adj Factor Scoring'!$E$5:$F$282,,MATCH(I$4,'B. PoF Adj Factor Scoring'!$E$3:$N$3,0)-1),2,TRUE)","v":0},{"$f":"VLOOKUP(E:E,OFFSET('B. PoF Adj Factor Scoring'!$E$5:$F$282,,MATCH(J$4,'B. PoF Adj Factor Scoring'!$E$3:$N$3,0)-1),2,TRUE)","v":0},{"$f":"VLOOKUP(F:F,OFFSET('B. PoF Adj Factor Scoring'!$E$5:$F$282,,MATCH(K$4,'B. PoF Adj Factor Scoring'!$E$3:$N$3,0)-1),2,TRUE)","v":0}]
[164,"UNKNOWN",{"$f":"'A. Population Info'!H169","v":0},{"$f":"'A. Population Info'!I169","v":0},{"$f":"'A. Population Info'!J169","v":0},{"$f":"'A. Population Info'!K169","v":0},{"$f":"VLOOKUP(B:B,OFFSET('B. PoF Adj Factor Scoring'!$E$5:$F$282,,MATCH(G$4,'B. PoF Adj Factor Scoring'!$E$3:$N$3,0)-1),2,TRUE)","v":4},{"$f":"VLOOKUP(C:C,OFFSET('B. PoF Adj Factor Scoring'!$E$5:$F$282,,MATCH(H$4,'B. PoF Adj Factor Scoring'!$E$3:$N$3,0)-1),2,TRUE)","v":0},{"$f":"VLOOKUP(D:D,OFFSET('B. PoF Adj Factor Scoring'!$E$5:$F$282,,MATCH(I$4,'B. PoF Adj Factor Scoring'!$E$3:$N$3,0)-1),2,TRUE)","v":0},{"$f":"VLOOKUP(E:E,OFFSET('B. PoF Adj Factor Scoring'!$E$5:$F$282,,MATCH(J$4,'B. PoF Adj Factor Scoring'!$E$3:$N$3,0)-1),2,TRUE)","v":0},{"$f":"VLOOKUP(F:F,OFFSET('B. PoF Adj Factor Scoring'!$E$5:$F$282,,MATCH(K$4,'B. PoF Adj Factor Scoring'!$E$3:$N$3,0)-1),2,TRUE)","v":0}]
[165,"UNKNOWN",{"$f":"'A. Population Info'!H170","v":0},{"$f":"'A. Population Info'!I170","v":0},{"$f":"'A. Population Info'!J170","v":0},{"$f":"'A. Population Info'!K170","v":0},{"$f":"VLOOKUP(B:B,OFFSET('B. PoF Adj Factor Scoring'!$E$5:$F$282,,MATCH(G$4,'B. PoF Adj Factor Scoring'!$E$3:$N$3,0)-1),2,TRUE)","v":4},{"$f":"VLOOKUP(C:C,OFFSET('B. PoF Adj Factor Scoring'!$E$5:$F$282,,MATCH(H$4,'B. PoF Adj Factor Scoring'!$E$3:$N$3,0)-1),2,TRUE)","v":0},{"$f":"VLOOKUP(D:D,OFFSET('B. PoF Adj Factor Scoring'!$E$5:$F$282,,MATCH(I$4,'B. PoF Adj Factor Scoring'!$E$3:$N$3,0)-1),2,TRUE)","v":0},{"$f":"VLOOKUP(E:E,OFFSET('B. PoF Adj Factor Scoring'!$E$5:$F$282,,MATCH(J$4,'B. PoF Adj Factor Scoring'!$E$3:$N$3,0)-1),2,TRUE)","v":0},{"$f":"VLOOKUP(F:F,OFFSET('B. PoF Adj Factor Scoring'!$E$5:$F$282,,MATCH(K$4,'B. PoF Adj Factor Scoring'!$E$3:$N$3,0)-1),2,TRUE)","v":0}]
[166,"UNKNOWN",{"$f":"'A. Population Info'!H171","v":0},{"$f":"'A. Population Info'!I171","v":0},{"$f":"'A. Population Info'!J171","v":0},{"$f":"'A. Population Info'!K171","v":0},{"$f":"VLOOKUP(B:B,OFFSET('B. PoF Adj Factor Scoring'!$E$5:$F$282,,MATCH(G$4,'B. PoF Adj Factor Scoring'!$E$3:$N$3,0)-1),2,TRUE)","v":4},{"$f":"VLOOKUP(C:C,OFFSET('B. PoF Adj Factor Scoring'!$E$5:$F$282,,MATCH(H$4,'B. PoF Adj Factor Scoring'!$E$3:$N$3,0)-1),2,TRUE)","v":0},{"$f":"VLOOKUP(D:D,OFFSET('B. PoF Adj Factor Scoring'!$E$5:$F$282,,MATCH(I$4,'B. PoF Adj Factor Scoring'!$E$3:$N$3,0)-1),2,TRUE)","v":0},{"$f":"VLOOKUP(E:E,OFFSET('B. PoF Adj Factor Scoring'!$E$5:$F$282,,MATCH(J$4,'B. PoF Adj Factor Scoring'!$E$3:$N$3,0)-1),2,TRUE)","v":0},{"$f":"VLOOKUP(F:F,OFFSET('B. PoF Adj Factor Scoring'!$E$5:$F$282,,MATCH(K$4,'B. PoF Adj Factor Scoring'!$E$3:$N$3,0)-1),2,TRUE)","v":0}]
[167,"UNKNOWN",{"$f":"'A. Population Info'!H172","v":0},{"$f":"'A. Population Info'!I172","v":0},{"$f":"'A. Population Info'!J172","v":0},{"$f":"'A. Population Info'!K172","v":0},{"$f":"VLOOKUP(B:B,OFFSET('B. PoF Adj Factor Scoring'!$E$5:$F$282,,MATCH(G$4,'B. PoF Adj Factor Scoring'!$E$3:$N$3,0)-1),2,TRUE)","v":4},{"$f":"VLOOKUP(C:C,OFFSET('B. PoF Adj Factor Scoring'!$E$5:$F$282,,MATCH(H$4,'B. PoF Adj Factor Scoring'!$E$3:$N$3,0)-1),2,TRUE)","v":0},{"$f":"VLOOKUP(D:D,OFFSET('B. PoF Adj Factor Scoring'!$E$5:$F$282,,MATCH(I$4,'B. PoF Adj Factor Scoring'!$E$3:$N$3,0)-1),2,TRUE)","v":0},{"$f":"VLOOKUP(E:E,OFFSET('B. PoF Adj Factor Scoring'!$E$5:$F$282,,MATCH(J$4,'B. PoF Adj Factor Scoring'!$E$3:$N$3,0)-1),2,TRUE)","v":0},{"$f":"VLOOKUP(F:F,OFFSET('B. PoF Adj Factor Scoring'!$E$5:$F$282,,MATCH(K$4,'B. PoF Adj Factor Scoring'!$E$3:$N$3,0)-1),2,TRUE)","v":0}]
[168,"UNKNOWN",{"$f":"'A. Population Info'!H173","v":0},{"$f":"'A. Population Info'!I173","v":0},{"$f":"'A. Population Info'!J173","v":0},{"$f":"'A. Population Info'!K173","v":0},{"$f":"VLOOKUP(B:B,OFFSET('B. PoF Adj Factor Scoring'!$E$5:$F$282,,MATCH(G$4,'B. PoF Adj Factor Scoring'!$E$3:$N$3,0)-1),2,TRUE)","v":4},{"$f":"VLOOKUP(C:C,OFFSET('B. PoF Adj Factor Scoring'!$E$5:$F$282,,MATCH(H$4,'B. PoF Adj Factor Scoring'!$E$3:$N$3,0)-1),2,TRUE)","v":0},{"$f":"VLOOKUP(D:D,OFFSET('B. PoF Adj Factor Scoring'!$E$5:$F$282,,MATCH(I$4,'B. PoF Adj Factor Scoring'!$E$3:$N$3,0)-1),2,TRUE)","v":0},{"$f":"VLOOKUP(E:E,OFFSET('B. PoF Adj Factor Scoring'!$E$5:$F$282,,MATCH(J$4,'B. PoF Adj Factor Scoring'!$E$3:$N$3,0)-1),2,TRUE)","v":0},{"$f":"VLOOKUP(F:F,OFFSET('B. PoF Adj Factor Scoring'!$E$5:$F$282,,MATCH(K$4,'B. PoF Adj Factor Scoring'!$E$3:$N$3,0)-1),2,TRUE)","v":0}]
[169,"UNKNOWN",{"$f":"'A. Population Info'!H174","v":0},{"$f":"'A. Population Info'!I174","v":0},{"$f":"'A. Population Info'!J174","v":0},{"$f":"'A. Population Info'!K174","v":0},{"$f":"VLOOKUP(B:B,OFFSET('B. PoF Adj Factor Scoring'!$E$5:$F$282,,MATCH(G$4,'B. PoF Adj Factor Scoring'!$E$3:$N$3,0)-1),2,TRUE)","v":4},{"$f":"VLOOKUP(C:C,OFFSET('B. PoF Adj Factor Scoring'!$E$5:$F$282,,MATCH(H$4,'B. PoF Adj Factor Scoring'!$E$3:$N$3,0)-1),2,TRUE)","v":0},{"$f":"VLOOKUP(D:D,OFFSET('B. PoF Adj Factor Scoring'!$E$5:$F$282,,MATCH(I$4,'B. PoF Adj Factor Scoring'!$E$3:$N$3,0)-1),2,TRUE)","v":0},{"$f":"VLOOKUP(E:E,OFFSET('B. PoF Adj Factor Scoring'!$E$5:$F$282,,MATCH(J$4,'B. PoF Adj Factor Scoring'!$E$3:$N$3,0)-1),2,TRUE)","v":0},{"$f":"VLOOKUP(F:F,OFFSET('B. PoF Adj Factor Scoring'!$E$5:$F$282,,MATCH(K$4,'B. PoF Adj Factor Scoring'!$E$3:$N$3,0)-1),2,TRUE)","v":0}]
[170,"UNKNOWN",{"$f":"'A. Population Info'!H175","v":0},{"$f":"'A. Population Info'!I175","v":0},{"$f":"'A. Population Info'!J175","v":0},{"$f":"'A. Population Info'!K175","v":0},{"$f":"VLOOKUP(B:B,OFFSET('B. PoF Adj Factor Scoring'!$E$5:$F$282,,MATCH(G$4,'B. PoF Adj Factor Scoring'!$E$3:$N$3,0)-1),2,TRUE)","v":4},{"$f":"VLOOKUP(C:C,OFFSET('B. PoF Adj Factor Scoring'!$E$5:$F$282,,MATCH(H$4,'B. PoF Adj Factor Scoring'!$E$3:$N$3,0)-1),2,TRUE)","v":0},{"$f":"VLOOKUP(D:D,OFFSET('B. PoF Adj Factor Scoring'!$E$5:$F$282,,MATCH(I$4,'B. PoF Adj Factor Scoring'!$E$3:$N$3,0)-1),2,TRUE)","v":0},{"$f":"VLOOKUP(E:E,OFFSET('B. PoF Adj Factor Scoring'!$E$5:$F$282,,MATCH(J$4,'B. PoF Adj Factor Scoring'!$E$3:$N$3,0)-1),2,TRUE)","v":0},{"$f":"VLOOKUP(F:F,OFFSET('B. PoF Adj Factor Scoring'!$E$5:$F$282,,MATCH(K$4,'B. PoF Adj Factor Scoring'!$E$3:$N$3,0)-1),2,TRUE)","v":0}]
[171,"UNKNOWN",{"$f":"'A. Population Info'!H176","v":0},{"$f":"'A. Population Info'!I176","v":0},{"$f":"'A. Population Info'!J176","v":0},{"$f":"'A. Population Info'!K176","v":0},{"$f":"VLOOKUP(B:B,OFFSET('B. PoF Adj Factor Scoring'!$E$5:$F$282,,MATCH(G$4,'B. PoF Adj Factor Scoring'!$E$3:$N$3,0)-1),2,TRUE)","v":4},{"$f":"VLOOKUP(C:C,OFFSET('B. PoF Adj Factor Scoring'!$E$5:$F$282,,MATCH(H$4,'B. PoF Adj Factor Scoring'!$E$3:$N$3,0)-1),2,TRUE)","v":0},{"$f":"VLOOKUP(D:D,OFFSET('B. PoF Adj Factor Scoring'!$E$5:$F$282,,MATCH(I$4,'B. PoF Adj Factor Scoring'!$E$3:$N$3,0)-1),2,TRUE)","v":0},{"$f":"VLOOKUP(E:E,OFFSET('B. PoF Adj Factor Scoring'!$E$5:$F$282,,MATCH(J$4,'B. PoF Adj Factor Scoring'!$E$3:$N$3,0)-1),2,TRUE)","v":0},{"$f":"VLOOKUP(F:F,OFFSET('B. PoF Adj Factor Scoring'!$E$5:$F$282,,MATCH(K$4,'B. PoF Adj Factor Scoring'!$E$3:$N$3,0)-1),2,TRUE)","v":0}]
[172,"XLPE",{"$f":"'A. Population Info'!H177","v":0},{"$f":"'A. Population Info'!I177","v":0},{"$f":"'A. Population Info'!J177","v":0},{"$f":"'A. Population Info'!K177","v":0},{"$f":"VLOOKUP(B:B,OFFSET('B. PoF Adj Factor Scoring'!$E$5:$F$282,,MATCH(G$4,'B. PoF Adj Factor Scoring'!$E$3:$N$3,0)-1),2,TRUE)","v":1},{"$f":"VLOOKUP(C:C,OFFSET('B. PoF Adj Factor Scoring'!$E$5:$F$282,,MATCH(H$4,'B. PoF Adj Factor Scoring'!$E$3:$N$3,0)-1),2,TRUE)","v":0},{"$f":"VLOOKUP(D:D,OFFSET('B. PoF Adj Factor Scoring'!$E$5:$F$282,,MATCH(I$4,'B. PoF Adj Factor Scoring'!$E$3:$N$3,0)-1),2,TRUE)","v":0},{"$f":"VLOOKUP(E:E,OFFSET('B. PoF Adj Factor Scoring'!$E$5:$F$282,,MATCH(J$4,'B. PoF Adj Factor Scoring'!$E$3:$N$3,0)-1),2,TRUE)","v":0},{"$f":"VLOOKUP(F:F,OFFSET('B. PoF Adj Factor Scoring'!$E$5:$F$282,,MATCH(K$4,'B. PoF Adj Factor Scoring'!$E$3:$N$3,0)-1),2,TRUE)","v":0}]
[173,"XLPE",{"$f":"'A. Population Info'!H178","v":0},{"$f":"'A. Population Info'!I178","v":0},{"$f":"'A. Population Info'!J178","v":0},{"$f":"'A. Population Info'!K178","v":0},{"$f":"VLOOKUP(B:B,OFFSET('B. PoF Adj Factor Scoring'!$E$5:$F$282,,MATCH(G$4,'B. PoF Adj Factor Scoring'!$E$3:$N$3,0)-1),2,TRUE)","v":1},{"$f":"VLOOKUP(C:C,OFFSET('B. PoF Adj Factor Scoring'!$E$5:$F$282,,MATCH(H$4,'B. PoF Adj Factor Scoring'!$E$3:$N$3,0)-1),2,TRUE)","v":0},{"$f":"VLOOKUP(D:D,OFFSET('B. PoF Adj Factor Scoring'!$E$5:$F$282,,MATCH(I$4,'B. PoF Adj Factor Scoring'!$E$3:$N$3,0)-1),2,TRUE)","v":0},{"$f":"VLOOKUP(E:E,OFFSET('B. PoF Adj Factor Scoring'!$E$5:$F$282,,MATCH(J$4,'B. PoF Adj Factor Scoring'!$E$3:$N$3,0)-1),2,TRUE)","v":0},{"$f":"VLOOKUP(F:F,OFFSET('B. PoF Adj Factor Scoring'!$E$5:$F$282,,MATCH(K$4,'B. PoF Adj Factor Scoring'!$E$3:$N$3,0)-1),2,TRUE)","v":0}]
[174,"XLPE",{"$f":"'A. Population Info'!H179","v":0},{"$f":"'A. Population Info'!I179","v":0},{"$f":"'A. Population Info'!J179","v":0},{"$f":"'A. Population Info'!K179","v":0},{"$f":"VLOOKUP(B:B,OFFSET('B. PoF Adj Factor Scoring'!$E$5:$F$282,,MATCH(G$4,'B. PoF Adj Factor Scoring'!$E$3:$N$3,0)-1),2,TRUE)","v":1},{"$f":"VLOOKUP(C:C,OFFSET('B. PoF Adj Factor Scoring'!$E$5:$F$282,,MATCH(H$4,'B. PoF Adj Factor Scoring'!$E$3:$N$3,0)-1),2,TRUE)","v":0},{"$f":"VLOOKUP(D:D,OFFSET('B. PoF Adj Factor Scoring'!$E$5:$F$282,,MATCH(I$4,'B. PoF Adj Factor Scoring'!$E$3:$N$3,0)-1),2,TRUE)","v":0},{"$f":"VLOOKUP(E:E,OFFSET('B. PoF Adj Factor Scoring'!$E$5:$F$282,,MATCH(J$4,'B. PoF Adj Factor Scoring'!$E$3:$N$3,0)-1),2,TRUE)","v":0},{"$f":"VLOOKUP(F:F,OFFSET('B. PoF Adj Factor Scoring'!$E$5:$F$282,,MATCH(K$4,'B. PoF Adj Factor Scoring'!$E$3:$N$3,0)-1),2,TRUE)","v":0}]
[175,"XLPE",{"$f":"'A. Population Info'!H180","v":0},{"$f":"'A. Population Info'!I180","v":0},{"$f":"'A. Population Info'!J180","v":0},{"$f":"'A. Population Info'!K180","v":0},{"$f":"VLOOKUP(B:B,OFFSET('B. PoF Adj Factor Scoring'!$E$5:$F$282,,MATCH(G$4,'B. PoF Adj Factor Scoring'!$E$3:$N$3,0)-1),2,TRUE)","v":1},{"$f":"VLOOKUP(C:C,OFFSET('B. PoF Adj Factor Scoring'!$E$5:$F$282,,MATCH(H$4,'B. PoF Adj Factor Scoring'!$E$3:$N$3,0)-1),2,TRUE)","v":0},{"$f":"VLOOKUP(D:D,OFFSET('B. PoF Adj Factor Scoring'!$E$5:$F$282,,MATCH(I$4,'B. PoF Adj Factor Scoring'!$E$3:$N$3,0)-1),2,TRUE)","v":0},{"$f":"VLOOKUP(E:E,OFFSET('B. PoF Adj Factor Scoring'!$E$5:$F$282,,MATCH(J$4,'B. PoF Adj Factor Scoring'!$E$3:$N$3,0)-1),2,TRUE)","v":0},{"$f":"VLOOKUP(F:F,OFFSET('B. PoF Adj Factor Scoring'!$E$5:$F$282,,MATCH(K$4,'B. PoF Adj Factor Scoring'!$E$3:$N$3,0)-1),2,TRUE)","v":0}]
[176,"XLPE",{"$f":"'A. Population Info'!H181","v":0},{"$f":"'A. Population Info'!I181","v":0},{"$f":"'A. Population Info'!J181","v":0},{"$f":"'A. Population Info'!K181","v":0},{"$f":"VLOOKUP(B:B,OFFSET('B. PoF Adj Factor Scoring'!$E$5:$F$282,,MATCH(G$4,'B. PoF Adj Factor Scoring'!$E$3:$N$3,0)-1),2,TRUE)","v":1},{"$f":"VLOOKUP(C:C,OFFSET('B. PoF Adj Factor Scoring'!$E$5:$F$282,,MATCH(H$4,'B. PoF Adj Factor Scoring'!$E$3:$N$3,0)-1),2,TRUE)","v":0},{"$f":"VLOOKUP(D:D,OFFSET('B. PoF Adj Factor Scoring'!$E$5:$F$282,,MATCH(I$4,'B. PoF Adj Factor Scoring'!$E$3:$N$3,0)-1),2,TRUE)","v":0},{"$f":"VLOOKUP(E:E,OFFSET('B. PoF Adj Factor Scoring'!$E$5:$F$282,,MATCH(J$4,'B. PoF Adj Factor Scoring'!$E$3:$N$3,0)-1),2,TRUE)","v":0},{"$f":"VLOOKUP(F:F,OFFSET('B. PoF Adj Factor Scoring'!$E$5:$F$282,,MATCH(K$4,'B. PoF Adj Factor Scoring'!$E$3:$N$3,0)-1),2,TRUE)","v":0}]
[177,"XLPE",{"$f":"'A. Population Info'!H182","v":0},{"$f":"'A. Population Info'!I182","v":0},{"$f":"'A. Population Info'!J182","v":0},{"$f":"'A. Population Info'!K182","v":0},{"$f":"VLOOKUP(B:B,OFFSET('B. PoF Adj Factor Scoring'!$E$5:$F$282,,MATCH(G$4,'B. PoF Adj Factor Scoring'!$E$3:$N$3,0)-1),2,TRUE)","v":1},{"$f":"VLOOKUP(C:C,OFFSET('B. PoF Adj Factor Scoring'!$E$5:$F$282,,MATCH(H$4,'B. PoF Adj Factor Scoring'!$E$3:$N$3,0)-1),2,TRUE)","v":0},{"$f":"VLOOKUP(D:D,OFFSET('B. PoF Adj Factor Scoring'!$E$5:$F$282,,MATCH(I$4,'B. PoF Adj Factor Scoring'!$E$3:$N$3,0)-1),2,TRUE)","v":0},{"$f":"VLOOKUP(E:E,OFFSET('B. PoF Adj Factor Scoring'!$E$5:$F$282,,MATCH(J$4,'B. PoF Adj Factor Scoring'!$E$3:$N$3,0)-1),2,TRUE)","v":0},{"$f":"VLOOKUP(F:F,OFFSET('B. PoF Adj Factor Scoring'!$E$5:$F$282,,MATCH(K$4,'B. PoF Adj Factor Scoring'!$E$3:$N$3,0)-1),2,TRUE)","v":0}]
[178,"XLPE",{"$f":"'A. Population Info'!H183","v":0},{"$f":"'A. Population Info'!I183","v":0},{"$f":"'A. Population Info'!J183","v":0},{"$f":"'A. Population Info'!K183","v":0},{"$f":"VLOOKUP(B:B,OFFSET('B. PoF Adj Factor Scoring'!$E$5:$F$282,,MATCH(G$4,'B. PoF Adj Factor Scoring'!$E$3:$N$3,0)-1),2,TRUE)","v":1},{"$f":"VLOOKUP(C:C,OFFSET('B. PoF Adj Factor Scoring'!$E$5:$F$282,,MATCH(H$4,'B. PoF Adj Factor Scoring'!$E$3:$N$3,0)-1),2,TRUE)","v":0},{"$f":"VLOOKUP(D:D,OFFSET('B. PoF Adj Factor Scoring'!$E$5:$F$282,,MATCH(I$4,'B. PoF Adj Factor Scoring'!$E$3:$N$3,0)-1),2,TRUE)","v":0},{"$f":"VLOOKUP(E:E,OFFSET('B. PoF Adj Factor Scoring'!$E$5:$F$282,,MATCH(J$4,'B. PoF Adj Factor Scoring'!$E$3:$N$3,0)-1),2,TRUE)","v":0},{"$f":"VLOOKUP(F:F,OFFSET('B. PoF Adj Factor Scoring'!$E$5:$F$282,,MATCH(K$4,'B. PoF Adj Factor Scoring'!$E$3:$N$3,0)-1),2,TRUE)","v":0}]
[179,"XLPE",{"$f":"'A. Population Info'!H184","v":0},{"$f":"'A. Population Info'!I184","v":0},{"$f":"'A. Population Info'!J184","v":0},{"$f":"'A. Population Info'!K184","v":0},{"$f":"VLOOKUP(B:B,OFFSET('B. PoF Adj Factor Scoring'!$E$5:$F$282,,MATCH(G$4,'B. PoF Adj Factor Scoring'!$E$3:$N$3,0)-1),2,TRUE)","v":1},{"$f":"VLOOKUP(C:C,OFFSET('B. PoF Adj Factor Scoring'!$E$5:$F$282,,MATCH(H$4,'B. PoF Adj Factor Scoring'!$E$3:$N$3,0)-1),2,TRUE)","v":0},{"$f":"VLOOKUP(D:D,OFFSET('B. PoF Adj Factor Scoring'!$E$5:$F$282,,MATCH(I$4,'B. PoF Adj Factor Scoring'!$E$3:$N$3,0)-1),2,TRUE)","v":0},{"$f":"VLOOKUP(E:E,OFFSET('B. PoF Adj Factor Scoring'!$E$5:$F$282,,MATCH(J$4,'B. PoF Adj Factor Scoring'!$E$3:$N$3,0)-1),2,TRUE)","v":0},{"$f":"VLOOKUP(F:F,OFFSET('B. PoF Adj Factor Scoring'!$E$5:$F$282,,MATCH(K$4,'B. PoF Adj Factor Scoring'!$E$3:$N$3,0)-1),2,TRUE)","v":0}]
[180,"XLPE",{"$f":"'A. Population Info'!H185","v":0},{"$f":"'A. Population Info'!I185","v":0},{"$f":"'A. Population Info'!J185","v":0},{"$f":"'A. Population Info'!K185","v":0},{"$f":"VLOOKUP(B:B,OFFSET('B. PoF Adj Factor Scoring'!$E$5:$F$282,,MATCH(G$4,'B. PoF Adj Factor Scoring'!$E$3:$N$3,0)-1),2,TRUE)","v":1},{"$f":"VLOOKUP(C:C,OFFSET('B. PoF Adj Factor Scoring'!$E$5:$F$282,,MATCH(H$4,'B. PoF Adj Factor Scoring'!$E$3:$N$3,0)-1),2,TRUE)","v":0},{"$f":"VLOOKUP(D:D,OFFSET('B. PoF Adj Factor Scoring'!$E$5:$F$282,,MATCH(I$4,'B. PoF Adj Factor Scoring'!$E$3:$N$3,0)-1),2,TRUE)","v":0},{"$f":"VLOOKUP(E:E,OFFSET('B. PoF Adj Factor Scoring'!$E$5:$F$282,,MATCH(J$4,'B. PoF Adj Factor Scoring'!$E$3:$N$3,0)-1),2,TRUE)","v":0},{"$f":"VLOOKUP(F:F,OFFSET('B. PoF Adj Factor Scoring'!$E$5:$F$282,,MATCH(K$4,'B. PoF Adj Factor Scoring'!$E$3:$N$3,0)-1),2,TRUE)","v":0}]
[181,"XLPE",{"$f":"'A. Population Info'!H186","v":0},{"$f":"'A. Population Info'!I186","v":0},{"$f":"'A. Population Info'!J186","v":0},{"$f":"'A. Population Info'!K186","v":0},{"$f":"VLOOKUP(B:B,OFFSET('B. PoF Adj Factor Scoring'!$E$5:$F$282,,MATCH(G$4,'B. PoF Adj Factor Scoring'!$E$3:$N$3,0)-1),2,TRUE)","v":1},{"$f":"VLOOKUP(C:C,OFFSET('B. PoF Adj Factor Scoring'!$E$5:$F$282,,MATCH(H$4,'B. PoF Adj Factor Scoring'!$E$3:$N$3,0)-1),2,TRUE)","v":0},{"$f":"VLOOKUP(D:D,OFFSET('B. PoF Adj Factor Scoring'!$E$5:$F$282,,MATCH(I$4,'B. PoF Adj Factor Scoring'!$E$3:$N$3,0)-1),2,TRUE)","v":0},{"$f":"VLOOKUP(E:E,OFFSET('B. PoF Adj Factor Scoring'!$E$5:$F$282,,MATCH(J$4,'B. PoF Adj Factor Scoring'!$E$3:$N$3,0)-1),2,TRUE)","v":0},{"$f":"VLOOKUP(F:F,OFFSET('B. PoF Adj Factor Scoring'!$E$5:$F$282,,MATCH(K$4,'B. PoF Adj Factor Scoring'!$E$3:$N$3,0)-1),2,TRUE)","v":0}]
[182,"XLPE",{"$f":"'A. Population Info'!H187","v":0},{"$f":"'A. Population Info'!I187","v":0},{"$f":"'A. Population Info'!J187","v":0},{"$f":"'A. Population Info'!K187","v":0},{"$f":"VLOOKUP(B:B,OFFSET('B. PoF Adj Factor Scoring'!$E$5:$F$282,,MATCH(G$4,'B. PoF Adj Factor Scoring'!$E$3:$N$3,0)-1),2,TRUE)","v":1},{"$f":"VLOOKUP(C:C,OFFSET('B. PoF Adj Factor Scoring'!$E$5:$F$282,,MATCH(H$4,'B. PoF Adj Factor Scoring'!$E$3:$N$3,0)-1),2,TRUE)","v":0},{"$f":"VLOOKUP(D:D,OFFSET('B. PoF Adj Factor Scoring'!$E$5:$F$282,,MATCH(I$4,'B. PoF Adj Factor Scoring'!$E$3:$N$3,0)-1),2,TRUE)","v":0},{"$f":"VLOOKUP(E:E,OFFSET('B. PoF Adj Factor Scoring'!$E$5:$F$282,,MATCH(J$4,'B. PoF Adj Factor Scoring'!$E$3:$N$3,0)-1),2,TRUE)","v":0},{"$f":"VLOOKUP(F:F,OFFSET('B. PoF Adj Factor Scoring'!$E$5:$F$282,,MATCH(K$4,'B. PoF Adj Factor Scoring'!$E$3:$N$3,0)-1),2,TRUE)","v":0}]
[183,"XLPE",{"$f":"'A. Population Info'!H188","v":0},{"$f":"'A. Population Info'!I188","v":0},{"$f":"'A. Population Info'!J188","v":0},{"$f":"'A. Population Info'!K188","v":0},{"$f":"VLOOKUP(B:B,OFFSET('B. PoF Adj Factor Scoring'!$E$5:$F$282,,MATCH(G$4,'B. PoF Adj Factor Scoring'!$E$3:$N$3,0)-1),2,TRUE)","v":1},{"$f":"VLOOKUP(C:C,OFFSET('B. PoF Adj Factor Scoring'!$E$5:$F$282,,MATCH(H$4,'B. PoF Adj Factor Scoring'!$E$3:$N$3,0)-1),2,TRUE)","v":0},{"$f":"VLOOKUP(D:D,OFFSET('B. PoF Adj Factor Scoring'!$E$5:$F$282,,MATCH(I$4,'B. PoF Adj Factor Scoring'!$E$3:$N$3,0)-1),2,TRUE)","v":0},{"$f":"VLOOKUP(E:E,OFFSET('B. PoF Adj Factor Scoring'!$E$5:$F$282,,MATCH(J$4,'B. PoF Adj Factor Scoring'!$E$3:$N$3,0)-1),2,TRUE)","v":0},{"$f":"VLOOKUP(F:F,OFFSET('B. PoF Adj Factor Scoring'!$E$5:$F$282,,MATCH(K$4,'B. PoF Adj Factor Scoring'!$E$3:$N$3,0)-1),2,TRUE)","v":0}]
[184,"XLPE",{"$f":"'A. Population Info'!H189","v":0},{"$f":"'A. Population Info'!I189","v":0},{"$f":"'A. Population Info'!J189","v":0},{"$f":"'A. Population Info'!K189","v":0},{"$f":"VLOOKUP(B:B,OFFSET('B. PoF Adj Factor Scoring'!$E$5:$F$282,,MATCH(G$4,'B. PoF Adj Factor Scoring'!$E$3:$N$3,0)-1),2,TRUE)","v":1},{"$f":"VLOOKUP(C:C,OFFSET('B. PoF Adj Factor Scoring'!$E$5:$F$282,,MATCH(H$4,'B. PoF Adj Factor Scoring'!$E$3:$N$3,0)-1),2,TRUE)","v":0},{"$f":"VLOOKUP(D:D,OFFSET('B. PoF Adj Factor Scoring'!$E$5:$F$282,,MATCH(I$4,'B. PoF Adj Factor Scoring'!$E$3:$N$3,0)-1),2,TRUE)","v":0},{"$f":"VLOOKUP(E:E,OFFSET('B. PoF Adj Factor Scoring'!$E$5:$F$282,,MATCH(J$4,'B. PoF Adj Factor Scoring'!$E$3:$N$3,0)-1),2,TRUE)","v":0},{"$f":"VLOOKUP(F:F,OFFSET('B. PoF Adj Factor Scoring'!$E$5:$F$282,,MATCH(K$4,'B. PoF Adj Factor Scoring'!$E$3:$N$3,0)-1),2,TRUE)","v":0}]
[185,"XLPE",{"$f":"'A. Population Info'!H190","v":0},{"$f":"'A. Population Info'!I190","v":0},{"$f":"'A. Population Info'!J190","v":0},{"$f":"'A. Population Info'!K190","v":0},{"$f":"VLOOKUP(B:B,OFFSET('B. PoF Adj Factor Scoring'!$E$5:$F$282,,MATCH(G$4,'B. PoF Adj Factor Scoring'!$E$3:$N$3,0)-1),2,TRUE)","v":1},{"$f":"VLOOKUP(C:C,OFFSET('B. PoF Adj Factor Scoring'!$E$5:$F$282,,MATCH(H$4,'B. PoF Adj Factor Scoring'!$E$3:$N$3,0)-1),2,TRUE)","v":0},{"$f":"VLOOKUP(D:D,OFFSET('B. PoF Adj Factor Scoring'!$E$5:$F$282,,MATCH(I$4,'B. PoF Adj Factor Scoring'!$E$3:$N$3,0)-1),2,TRUE)","v":0},{"$f":"VLOOKUP(E:E,OFFSET('B. PoF Adj Factor Scoring'!$E$5:$F$282,,MATCH(J$4,'B. PoF Adj Factor Scoring'!$E$3:$N$3,0)-1),2,TRUE)","v":0},{"$f":"VLOOKUP(F:F,OFFSET('B. PoF Adj Factor Scoring'!$E$5:$F$282,,MATCH(K$4,'B. PoF Adj Factor Scoring'!$E$3:$N$3,0)-1),2,TRUE)","v":0}]
[186,"XLPE",{"$f":"'A. Population Info'!H191","v":0},{"$f":"'A. Population Info'!I191","v":0},{"$f":"'A. Population Info'!J191","v":0},{"$f":"'A. Population Info'!K191","v":0},{"$f":"VLOOKUP(B:B,OFFSET('B. PoF Adj Factor Scoring'!$E$5:$F$282,,MATCH(G$4,'B. PoF Adj Factor Scoring'!$E$3:$N$3,0)-1),2,TRUE)","v":1},{"$f":"VLOOKUP(C:C,OFFSET('B. PoF Adj Factor Scoring'!$E$5:$F$282,,MATCH(H$4,'B. PoF Adj Factor Scoring'!$E$3:$N$3,0)-1),2,TRUE)","v":0},{"$f":"VLOOKUP(D:D,OFFSET('B. PoF Adj Factor Scoring'!$E$5:$F$282,,MATCH(I$4,'B. PoF Adj Factor Scoring'!$E$3:$N$3,0)-1),2,TRUE)","v":0},{"$f":"VLOOKUP(E:E,OFFSET('B. PoF Adj Factor Scoring'!$E$5:$F$282,,MATCH(J$4,'B. PoF Adj Factor Scoring'!$E$3:$N$3,0)-1),2,TRUE)","v":0},{"$f":"VLOOKUP(F:F,OFFSET('B. PoF Adj Factor Scoring'!$E$5:$F$282,,MATCH(K$4,'B. PoF Adj Factor Scoring'!$E$3:$N$3,0)-1),2,TRUE)","v":0}]
[187,"XLPE",{"$f":"'A. Population Info'!H192","v":0},{"$f":"'A. Population Info'!I192","v":0},{"$f":"'A. Population Info'!J192","v":0},{"$f":"'A. Population Info'!K192","v":0},{"$f":"VLOOKUP(B:B,OFFSET('B. PoF Adj Factor Scoring'!$E$5:$F$282,,MATCH(G$4,'B. PoF Adj Factor Scoring'!$E$3:$N$3,0)-1),2,TRUE)","v":1},{"$f":"VLOOKUP(C:C,OFFSET('B. PoF Adj Factor Scoring'!$E$5:$F$282,,MATCH(H$4,'B. PoF Adj Factor Scoring'!$E$3:$N$3,0)-1),2,TRUE)","v":0},{"$f":"VLOOKUP(D:D,OFFSET('B. PoF Adj Factor Scoring'!$E$5:$F$282,,MATCH(I$4,'B. PoF Adj Factor Scoring'!$E$3:$N$3,0)-1),2,TRUE)","v":0},{"$f":"VLOOKUP(E:E,OFFSET('B. PoF Adj Factor Scoring'!$E$5:$F$282,,MATCH(J$4,'B. PoF Adj Factor Scoring'!$E$3:$N$3,0)-1),2,TRUE)","v":0},{"$f":"VLOOKUP(F:F,OFFSET('B. PoF Adj Factor Scoring'!$E$5:$F$282,,MATCH(K$4,'B. PoF Adj Factor Scoring'!$E$3:$N$3,0)-1),2,TRUE)","v":0}]
[188,"XLPE",{"$f":"'A. Population Info'!H193","v":0},{"$f":"'A. Population Info'!I193","v":0},{"$f":"'A. Population Info'!J193","v":0},{"$f":"'A. Population Info'!K193","v":0},{"$f":"VLOOKUP(B:B,OFFSET('B. PoF Adj Factor Scoring'!$E$5:$F$282,,MATCH(G$4,'B. PoF Adj Factor Scoring'!$E$3:$N$3,0)-1),2,TRUE)","v":1},{"$f":"VLOOKUP(C:C,OFFSET('B. PoF Adj Factor Scoring'!$E$5:$F$282,,MATCH(H$4,'B. PoF Adj Factor Scoring'!$E$3:$N$3,0)-1),2,TRUE)","v":0},{"$f":"VLOOKUP(D:D,OFFSET('B. PoF Adj Factor Scoring'!$E$5:$F$282,,MATCH(I$4,'B. PoF Adj Factor Scoring'!$E$3:$N$3,0)-1),2,TRUE)","v":0},{"$f":"VLOOKUP(E:E,OFFSET('B. PoF Adj Factor Scoring'!$E$5:$F$282,,MATCH(J$4,'B. PoF Adj Factor Scoring'!$E$3:$N$3,0)-1),2,TRUE)","v":0},{"$f":"VLOOKUP(F:F,OFFSET('B. PoF Adj Factor Scoring'!$E$5:$F$282,,MATCH(K$4,'B. PoF Adj Factor Scoring'!$E$3:$N$3,0)-1),2,TRUE)","v":0}]
[189,"XLPE",{"$f":"'A. Population Info'!H194","v":0},{"$f":"'A. Population Info'!I194","v":0},{"$f":"'A. Population Info'!J194","v":0},{"$f":"'A. Population Info'!K194","v":0},{"$f":"VLOOKUP(B:B,OFFSET('B. PoF Adj Factor Scoring'!$E$5:$F$282,,MATCH(G$4,'B. PoF Adj Factor Scoring'!$E$3:$N$3,0)-1),2,TRUE)","v":1},{"$f":"VLOOKUP(C:C,OFFSET('B. PoF Adj Factor Scoring'!$E$5:$F$282,,MATCH(H$4,'B. PoF Adj Factor Scoring'!$E$3:$N$3,0)-1),2,TRUE)","v":0},{"$f":"VLOOKUP(D:D,OFFSET('B. PoF Adj Factor Scoring'!$E$5:$F$282,,MATCH(I$4,'B. PoF Adj Factor Scoring'!$E$3:$N$3,0)-1),2,TRUE)","v":0},{"$f":"VLOOKUP(E:E,OFFSET('B. PoF Adj Factor Scoring'!$E$5:$F$282,,MATCH(J$4,'B. PoF Adj Factor Scoring'!$E$3:$N$3,0)-1),2,TRUE)","v":0},{"$f":"VLOOKUP(F:F,OFFSET('B. PoF Adj Factor Scoring'!$E$5:$F$282,,MATCH(K$4,'B. PoF Adj Factor Scoring'!$E$3:$N$3,0)-1),2,TRUE)","v":0}]
[190,"XLPE",{"$f":"'A. Population Info'!H195","v":0},{"$f":"'A. Population Info'!I195","v":0},{"$f":"'A. Population Info'!J195","v":0},{"$f":"'A. Population Info'!K195","v":0},{"$f":"VLOOKUP(B:B,OFFSET('B. PoF Adj Factor Scoring'!$E$5:$F$282,,MATCH(G$4,'B. PoF Adj Factor Scoring'!$E$3:$N$3,0)-1),2,TRUE)","v":1},{"$f":"VLOOKUP(C:C,OFFSET('B. PoF Adj Factor Scoring'!$E$5:$F$282,,MATCH(H$4,'B. PoF Adj Factor Scoring'!$E$3:$N$3,0)-1),2,TRUE)","v":0},{"$f":"VLOOKUP(D:D,OFFSET('B. PoF Adj Factor Scoring'!$E$5:$F$282,,MATCH(I$4,'B. PoF Adj Factor Scoring'!$E$3:$N$3,0)-1),2,TRUE)","v":0},{"$f":"VLOOKUP(E:E,OFFSET('B. PoF Adj Factor Scoring'!$E$5:$F$282,,MATCH(J$4,'B. PoF Adj Factor Scoring'!$E$3:$N$3,0)-1),2,TRUE)","v":0},{"$f":"VLOOKUP(F:F,OFFSET('B. PoF Adj Factor Scoring'!$E$5:$F$282,,MATCH(K$4,'B. PoF Adj Factor Scoring'!$E$3:$N$3,0)-1),2,TRUE)","v":0}]
[191,"XLPE",{"$f":"'A. Population Info'!H196","v":0},{"$f":"'A. Population Info'!I196","v":0},{"$f":"'A. Population Info'!J196","v":0},{"$f":"'A. Population Info'!K196","v":0},{"$f":"VLOOKUP(B:B,OFFSET('B. PoF Adj Factor Scoring'!$E$5:$F$282,,MATCH(G$4,'B. PoF Adj Factor Scoring'!$E$3:$N$3,0)-1),2,TRUE)","v":1},{"$f":"VLOOKUP(C:C,OFFSET('B. PoF Adj Factor Scoring'!$E$5:$F$282,,MATCH(H$4,'B. PoF Adj Factor Scoring'!$E$3:$N$3,0)-1),2,TRUE)","v":0},{"$f":"VLOOKUP(D:D,OFFSET('B. PoF Adj Factor Scoring'!$E$5:$F$282,,MATCH(I$4,'B. PoF Adj Factor Scoring'!$E$3:$N$3,0)-1),2,TRUE)","v":0},{"$f":"VLOOKUP(E:E,OFFSET('B. PoF Adj Factor Scoring'!$E$5:$F$282,,MATCH(J$4,'B. PoF Adj Factor Scoring'!$E$3:$N$3,0)-1),2,TRUE)","v":0},{"$f":"VLOOKUP(F:F,OFFSET('B. PoF Adj Factor Scoring'!$E$5:$F$282,,MATCH(K$4,'B. PoF Adj Factor Scoring'!$E$3:$N$3,0)-1),2,TRUE)","v":0}]
[192,"XLPE",{"$f":"'A. Population Info'!H197","v":0},{"$f":"'A. Population Info'!I197","v":0},{"$f":"'A. Population Info'!J197","v":0},{"$f":"'A. Population Info'!K197","v":0},{"$f":"VLOOKUP(B:B,OFFSET('B. PoF Adj Factor Scoring'!$E$5:$F$282,,MATCH(G$4,'B. PoF Adj Factor Scoring'!$E$3:$N$3,0)-1),2,TRUE)","v":1},{"$f":"VLOOKUP(C:C,OFFSET('B. PoF Adj Factor Scoring'!$E$5:$F$282,,MATCH(H$4,'B. PoF Adj Factor Scoring'!$E$3:$N$3,0)-1),2,TRUE)","v":0},{"$f":"VLOOKUP(D:D,OFFSET('B. PoF Adj Factor Scoring'!$E$5:$F$282,,MATCH(I$4,'B. PoF Adj Factor Scoring'!$E$3:$N$3,0)-1),2,TRUE)","v":0},{"$f":"VLOOKUP(E:E,OFFSET('B. PoF Adj Factor Scoring'!$E$5:$F$282,,MATCH(J$4,'B. PoF Adj Factor Scoring'!$E$3:$N$3,0)-1),2,TRUE)","v":0},{"$f":"VLOOKUP(F:F,OFFSET('B. PoF Adj Factor Scoring'!$E$5:$F$282,,MATCH(K$4,'B. PoF Adj Factor Scoring'!$E$3:$N$3,0)-1),2,TRUE)","v":0}]
[193,"XLPE",{"$f":"'A. Population Info'!H198","v":0},{"$f":"'A. Population Info'!I198","v":0},{"$f":"'A. Population Info'!J198","v":0},{"$f":"'A. Population Info'!K198","v":0},{"$f":"VLOOKUP(B:B,OFFSET('B. PoF Adj Factor Scoring'!$E$5:$F$282,,MATCH(G$4,'B. PoF Adj Factor Scoring'!$E$3:$N$3,0)-1),2,TRUE)","v":1},{"$f":"VLOOKUP(C:C,OFFSET('B. PoF Adj Factor Scoring'!$E$5:$F$282,,MATCH(H$4,'B. PoF Adj Factor Scoring'!$E$3:$N$3,0)-1),2,TRUE)","v":0},{"$f":"VLOOKUP(D:D,OFFSET('B. PoF Adj Factor Scoring'!$E$5:$F$282,,MATCH(I$4,'B. PoF Adj Factor Scoring'!$E$3:$N$3,0)-1),2,TRUE)","v":0},{"$f":"VLOOKUP(E:E,OFFSET('B. PoF Adj Factor Scoring'!$E$5:$F$282,,MATCH(J$4,'B. PoF Adj Factor Scoring'!$E$3:$N$3,0)-1),2,TRUE)","v":0},{"$f":"VLOOKUP(F:F,OFFSET('B. PoF Adj Factor Scoring'!$E$5:$F$282,,MATCH(K$4,'B. PoF Adj Factor Scoring'!$E$3:$N$3,0)-1),2,TRUE)","v":0}]
[194,"XLPE",{"$f":"'A. Population Info'!H199","v":0},{"$f":"'A. Population Info'!I199","v":0},{"$f":"'A. Population Info'!J199","v":0},{"$f":"'A. Population Info'!K199","v":0},{"$f":"VLOOKUP(B:B,OFFSET('B. PoF Adj Factor Scoring'!$E$5:$F$282,,MATCH(G$4,'B. PoF Adj Factor Scoring'!$E$3:$N$3,0)-1),2,TRUE)","v":1},{"$f":"VLOOKUP(C:C,OFFSET('B. PoF Adj Factor Scoring'!$E$5:$F$282,,MATCH(H$4,'B. PoF Adj Factor Scoring'!$E$3:$N$3,0)-1),2,TRUE)","v":0},{"$f":"VLOOKUP(D:D,OFFSET('B. PoF Adj Factor Scoring'!$E$5:$F$282,,MATCH(I$4,'B. PoF Adj Factor Scoring'!$E$3:$N$3,0)-1),2,TRUE)","v":0},{"$f":"VLOOKUP(E:E,OFFSET('B. PoF Adj Factor Scoring'!$E$5:$F$282,,MATCH(J$4,'B. PoF Adj Factor Scoring'!$E$3:$N$3,0)-1),2,TRUE)","v":0},{"$f":"VLOOKUP(F:F,OFFSET('B. PoF Adj Factor Scoring'!$E$5:$F$282,,MATCH(K$4,'B. PoF Adj Factor Scoring'!$E$3:$N$3,0)-1),2,TRUE)","v":0}]
[195,"XLPE",{"$f":"'A. Population Info'!H200","v":0},{"$f":"'A. Population Info'!I200","v":0},{"$f":"'A. Population Info'!J200","v":0},{"$f":"'A. Population Info'!K200","v":0},{"$f":"VLOOKUP(B:B,OFFSET('B. PoF Adj Factor Scoring'!$E$5:$F$282,,MATCH(G$4,'B. PoF Adj Factor Scoring'!$E$3:$N$3,0)-1),2,TRUE)","v":1},{"$f":"VLOOKUP(C:C,OFFSET('B. PoF Adj Factor Scoring'!$E$5:$F$282,,MATCH(H$4,'B. PoF Adj Factor Scoring'!$E$3:$N$3,0)-1),2,TRUE)","v":0},{"$f":"VLOOKUP(D:D,OFFSET('B. PoF Adj Factor Scoring'!$E$5:$F$282,,MATCH(I$4,'B. PoF Adj Factor Scoring'!$E$3:$N$3,0)-1),2,TRUE)","v":0},{"$f":"VLOOKUP(E:E,OFFSET('B. PoF Adj Factor Scoring'!$E$5:$F$282,,MATCH(J$4,'B. PoF Adj Factor Scoring'!$E$3:$N$3,0)-1),2,TRUE)","v":0},{"$f":"VLOOKUP(F:F,OFFSET('B. PoF Adj Factor Scoring'!$E$5:$F$282,,MATCH(K$4,'B. PoF Adj Factor Scoring'!$E$3:$N$3,0)-1),2,TRUE)","v":0}]
[196,"XLPE",{"$f":"'A. Population Info'!H201","v":0},{"$f":"'A. Population Info'!I201","v":0},{"$f":"'A. Population Info'!J201","v":0},{"$f":"'A. Population Info'!K201","v":0},{"$f":"VLOOKUP(B:B,OFFSET('B. PoF Adj Factor Scoring'!$E$5:$F$282,,MATCH(G$4,'B. PoF Adj Factor Scoring'!$E$3:$N$3,0)-1),2,TRUE)","v":1},{"$f":"VLOOKUP(C:C,OFFSET('B. PoF Adj Factor Scoring'!$E$5:$F$282,,MATCH(H$4,'B. PoF Adj Factor Scoring'!$E$3:$N$3,0)-1),2,TRUE)","v":0},{"$f":"VLOOKUP(D:D,OFFSET('B. PoF Adj Factor Scoring'!$E$5:$F$282,,MATCH(I$4,'B. PoF Adj Factor Scoring'!$E$3:$N$3,0)-1),2,TRUE)","v":0},{"$f":"VLOOKUP(E:E,OFFSET('B. PoF Adj Factor Scoring'!$E$5:$F$282,,MATCH(J$4,'B. PoF Adj Factor Scoring'!$E$3:$N$3,0)-1),2,TRUE)","v":0},{"$f":"VLOOKUP(F:F,OFFSET('B. PoF Adj Factor Scoring'!$E$5:$F$282,,MATCH(K$4,'B. PoF Adj Factor Scoring'!$E$3:$N$3,0)-1),2,TRUE)","v":0}]
[197,"XLPE",{"$f":"'A. Population Info'!H202","v":0},{"$f":"'A. Population Info'!I202","v":0},{"$f":"'A. Population Info'!J202","v":0},{"$f":"'A. Population Info'!K202","v":0},{"$f":"VLOOKUP(B:B,OFFSET('B. PoF Adj Factor Scoring'!$E$5:$F$282,,MATCH(G$4,'B. PoF Adj Factor Scoring'!$E$3:$N$3,0)-1),2,TRUE)","v":1},{"$f":"VLOOKUP(C:C,OFFSET('B. PoF Adj Factor Scoring'!$E$5:$F$282,,MATCH(H$4,'B. PoF Adj Factor Scoring'!$E$3:$N$3,0)-1),2,TRUE)","v":0},{"$f":"VLOOKUP(D:D,OFFSET('B. PoF Adj Factor Scoring'!$E$5:$F$282,,MATCH(I$4,'B. PoF Adj Factor Scoring'!$E$3:$N$3,0)-1),2,TRUE)","v":0},{"$f":"VLOOKUP(E:E,OFFSET('B. PoF Adj Factor Scoring'!$E$5:$F$282,,MATCH(J$4,'B. PoF Adj Factor Scoring'!$E$3:$N$3,0)-1),2,TRUE)","v":0},{"$f":"VLOOKUP(F:F,OFFSET('B. PoF Adj Factor Scoring'!$E$5:$F$282,,MATCH(K$4,'B. PoF Adj Factor Scoring'!$E$3:$N$3,0)-1),2,TRUE)","v":0}]
[198,"XLPE",{"$f":"'A. Population Info'!H203","v":0},{"$f":"'A. Population Info'!I203","v":0},{"$f":"'A. Population Info'!J203","v":0},{"$f":"'A. Population Info'!K203","v":0},{"$f":"VLOOKUP(B:B,OFFSET('B. PoF Adj Factor Scoring'!$E$5:$F$282,,MATCH(G$4,'B. PoF Adj Factor Scoring'!$E$3:$N$3,0)-1),2,TRUE)","v":1},{"$f":"VLOOKUP(C:C,OFFSET('B. PoF Adj Factor Scoring'!$E$5:$F$282,,MATCH(H$4,'B. PoF Adj Factor Scoring'!$E$3:$N$3,0)-1),2,TRUE)","v":0},{"$f":"VLOOKUP(D:D,OFFSET('B. PoF Adj Factor Scoring'!$E$5:$F$282,,MATCH(I$4,'B. PoF Adj Factor Scoring'!$E$3:$N$3,0)-1),2,TRUE)","v":0},{"$f":"VLOOKUP(E:E,OFFSET('B. PoF Adj Factor Scoring'!$E$5:$F$282,,MATCH(J$4,'B. PoF Adj Factor Scoring'!$E$3:$N$3,0)-1),2,TRUE)","v":0},{"$f":"VLOOKUP(F:F,OFFSET('B. PoF Adj Factor Scoring'!$E$5:$F$282,,MATCH(K$4,'B. PoF Adj Factor Scoring'!$E$3:$N$3,0)-1),2,TRUE)","v":0}]
[199,"XLPE",{"$f":"'A. Population Info'!H204","v":0},{"$f":"'A. Population Info'!I204","v":0},{"$f":"'A. Population Info'!J204","v":0},{"$f":"'A. Population Info'!K204","v":0},{"$f":"VLOOKUP(B:B,OFFSET('B. PoF Adj Factor Scoring'!$E$5:$F$282,,MATCH(G$4,'B. PoF Adj Factor Scoring'!$E$3:$N$3,0)-1),2,TRUE)","v":1},{"$f":"VLOOKUP(C:C,OFFSET('B. PoF Adj Factor Scoring'!$E$5:$F$282,,MATCH(H$4,'B. PoF Adj Factor Scoring'!$E$3:$N$3,0)-1),2,TRUE)","v":0},{"$f":"VLOOKUP(D:D,OFFSET('B. PoF Adj Factor Scoring'!$E$5:$F$282,,MATCH(I$4,'B. PoF Adj Factor Scoring'!$E$3:$N$3,0)-1),2,TRUE)","v":0},{"$f":"VLOOKUP(E:E,OFFSET('B. PoF Adj Factor Scoring'!$E$5:$F$282,,MATCH(J$4,'B. PoF Adj Factor Scoring'!$E$3:$N$3,0)-1),2,TRUE)","v":0},{"$f":"VLOOKUP(F:F,OFFSET('B. PoF Adj Factor Scoring'!$E$5:$F$282,,MATCH(K$4,'B. PoF Adj Factor Scoring'!$E$3:$N$3,0)-1),2,TRUE)","v":0}]
[200,"XLPE",{"$f":"'A. Population Info'!H205","v":0},{"$f":"'A. Population Info'!I205","v":0},{"$f":"'A. Population Info'!J205","v":0},{"$f":"'A. Population Info'!K205","v":0},{"$f":"VLOOKUP(B:B,OFFSET('B. PoF Adj Factor Scoring'!$E$5:$F$282,,MATCH(G$4,'B. PoF Adj Factor Scoring'!$E$3:$N$3,0)-1),2,TRUE)","v":1},{"$f":"VLOOKUP(C:C,OFFSET('B. PoF Adj Factor Scoring'!$E$5:$F$282,,MATCH(H$4,'B. PoF Adj Factor Scoring'!$E$3:$N$3,0)-1),2,TRUE)","v":0},{"$f":"VLOOKUP(D:D,OFFSET('B. PoF Adj Factor Scoring'!$E$5:$F$282,,MATCH(I$4,'B. PoF Adj Factor Scoring'!$E$3:$N$3,0)-1),2,TRUE)","v":0},{"$f":"VLOOKUP(E:E,OFFSET('B. PoF Adj Factor Scoring'!$E$5:$F$282,,MATCH(J$4,'B. PoF Adj Factor Scoring'!$E$3:$N$3,0)-1),2,TRUE)","v":0},{"$f":"VLOOKUP(F:F,OFFSET('B. PoF Adj Factor Scoring'!$E$5:$F$282,,MATCH(K$4,'B. PoF Adj Factor Scoring'!$E$3:$N$3,0)-1),2,TRUE)","v":0}]
[201,"XLPE",{"$f":"'A. Population Info'!H206","v":0},{"$f":"'A. Population Info'!I206","v":0},{"$f":"'A. Population Info'!J206","v":0},{"$f":"'A. Population Info'!K206","v":0},{"$f":"VLOOKUP(B:B,OFFSET('B. PoF Adj Factor Scoring'!$E$5:$F$282,,MATCH(G$4,'B. PoF Adj Factor Scoring'!$E$3:$N$3,0)-1),2,TRUE)","v":1},{"$f":"VLOOKUP(C:C,OFFSET('B. PoF Adj Factor Scoring'!$E$5:$F$282,,MATCH(H$4,'B. PoF Adj Factor Scoring'!$E$3:$N$3,0)-1),2,TRUE)","v":0},{"$f":"VLOOKUP(D:D,OFFSET('B. PoF Adj Factor Scoring'!$E$5:$F$282,,MATCH(I$4,'B. PoF Adj Factor Scoring'!$E$3:$N$3,0)-1),2,TRUE)","v":0},{"$f":"VLOOKUP(E:E,OFFSET('B. PoF Adj Factor Scoring'!$E$5:$F$282,,MATCH(J$4,'B. PoF Adj Factor Scoring'!$E$3:$N$3,0)-1),2,TRUE)","v":0},{"$f":"VLOOKUP(F:F,OFFSET('B. PoF Adj Factor Scoring'!$E$5:$F$282,,MATCH(K$4,'B. PoF Adj Factor Scoring'!$E$3:$N$3,0)-1),2,TRUE)","v":0}]
[202,"XLPE",{"$f":"'A. Population Info'!H207","v":0},{"$f":"'A. Population Info'!I207","v":0},{"$f":"'A. Population Info'!J207","v":0},{"$f":"'A. Population Info'!K207","v":0},{"$f":"VLOOKUP(B:B,OFFSET('B. PoF Adj Factor Scoring'!$E$5:$F$282,,MATCH(G$4,'B. PoF Adj Factor Scoring'!$E$3:$N$3,0)-1),2,TRUE)","v":1},{"$f":"VLOOKUP(C:C,OFFSET('B. PoF Adj Factor Scoring'!$E$5:$F$282,,MATCH(H$4,'B. PoF Adj Factor Scoring'!$E$3:$N$3,0)-1),2,TRUE)","v":0},{"$f":"VLOOKUP(D:D,OFFSET('B. PoF Adj Factor Scoring'!$E$5:$F$282,,MATCH(I$4,'B. PoF Adj Factor Scoring'!$E$3:$N$3,0)-1),2,TRUE)","v":0},{"$f":"VLOOKUP(E:E,OFFSET('B. PoF Adj Factor Scoring'!$E$5:$F$282,,MATCH(J$4,'B. PoF Adj Factor Scoring'!$E$3:$N$3,0)-1),2,TRUE)","v":0},{"$f":"VLOOKUP(F:F,OFFSET('B. PoF Adj Factor Scoring'!$E$5:$F$282,,MATCH(K$4,'B. PoF Adj Factor Scoring'!$E$3:$N$3,0)-1),2,TRUE)","v":0}]
[203,"XLPE",{"$f":"'A. Population Info'!H208","v":0},{"$f":"'A. Population Info'!I208","v":0},{"$f":"'A. Population Info'!J208","v":0},{"$f":"'A. Population Info'!K208","v":0},{"$f":"VLOOKUP(B:B,OFFSET('B. PoF Adj Factor Scoring'!$E$5:$F$282,,MATCH(G$4,'B. PoF Adj Factor Scoring'!$E$3:$N$3,0)-1),2,TRUE)","v":1},{"$f":"VLOOKUP(C:C,OFFSET('B. PoF Adj Factor Scoring'!$E$5:$F$282,,MATCH(H$4,'B. PoF Adj Factor Scoring'!$E$3:$N$3,0)-1),2,TRUE)","v":0},{"$f":"VLOOKUP(D:D,OFFSET('B. PoF Adj Factor Scoring'!$E$5:$F$282,,MATCH(I$4,'B. PoF Adj Factor Scoring'!$E$3:$N$3,0)-1),2,TRUE)","v":0},{"$f":"VLOOKUP(E:E,OFFSET('B. PoF Adj Factor Scoring'!$E$5:$F$282,,MATCH(J$4,'B. PoF Adj Factor Scoring'!$E$3:$N$3,0)-1),2,TRUE)","v":0},{"$f":"VLOOKUP(F:F,OFFSET('B. PoF Adj Factor Scoring'!$E$5:$F$282,,MATCH(K$4,'B. PoF Adj Factor Scoring'!$E$3:$N$3,0)-1),2,TRUE)","v":0}]
[204,"XLPE",{"$f":"'A. Population Info'!H209","v":0},{"$f":"'A. Population Info'!I209","v":0},{"$f":"'A. Population Info'!J209","v":0},{"$f":"'A. Population Info'!K209","v":0},{"$f":"VLOOKUP(B:B,OFFSET('B. PoF Adj Factor Scoring'!$E$5:$F$282,,MATCH(G$4,'B. PoF Adj Factor Scoring'!$E$3:$N$3,0)-1),2,TRUE)","v":1},{"$f":"VLOOKUP(C:C,OFFSET('B. PoF Adj Factor Scoring'!$E$5:$F$282,,MATCH(H$4,'B. PoF Adj Factor Scoring'!$E$3:$N$3,0)-1),2,TRUE)","v":0},{"$f":"VLOOKUP(D:D,OFFSET('B. PoF Adj Factor Scoring'!$E$5:$F$282,,MATCH(I$4,'B. PoF Adj Factor Scoring'!$E$3:$N$3,0)-1),2,TRUE)","v":0},{"$f":"VLOOKUP(E:E,OFFSET('B. PoF Adj Factor Scoring'!$E$5:$F$282,,MATCH(J$4,'B. PoF Adj Factor Scoring'!$E$3:$N$3,0)-1),2,TRUE)","v":0},{"$f":"VLOOKUP(F:F,OFFSET('B. PoF Adj Factor Scoring'!$E$5:$F$282,,MATCH(K$4,'B. PoF Adj Factor Scoring'!$E$3:$N$3,0)-1),2,TRUE)","v":0}]
[205,"XLPE",{"$f":"'A. Population Info'!H210","v":0},{"$f":"'A. Population Info'!I210","v":0},{"$f":"'A. Population Info'!J210","v":0},{"$f":"'A. Population Info'!K210","v":0},{"$f":"VLOOKUP(B:B,OFFSET('B. PoF Adj Factor Scoring'!$E$5:$F$282,,MATCH(G$4,'B. PoF Adj Factor Scoring'!$E$3:$N$3,0)-1),2,TRUE)","v":1},{"$f":"VLOOKUP(C:C,OFFSET('B. PoF Adj Factor Scoring'!$E$5:$F$282,,MATCH(H$4,'B. PoF Adj Factor Scoring'!$E$3:$N$3,0)-1),2,TRUE)","v":0},{"$f":"VLOOKUP(D:D,OFFSET('B. PoF Adj Factor Scoring'!$E$5:$F$282,,MATCH(I$4,'B. PoF Adj Factor Scoring'!$E$3:$N$3,0)-1),2,TRUE)","v":0},{"$f":"VLOOKUP(E:E,OFFSET('B. PoF Adj Factor Scoring'!$E$5:$F$282,,MATCH(J$4,'B. PoF Adj Factor Scoring'!$E$3:$N$3,0)-1),2,TRUE)","v":0},{"$f":"VLOOKUP(F:F,OFFSET('B. PoF Adj Factor Scoring'!$E$5:$F$282,,MATCH(K$4,'B. PoF Adj Factor Scoring'!$E$3:$N$3,0)-1),2,TRUE)","v":0}]
[206,"XLPE",{"$f":"'A. Population Info'!H211","v":0},{"$f":"'A. Population Info'!I211","v":0},{"$f":"'A. Population Info'!J211","v":0},{"$f":"'A. Population Info'!K211","v":0},{"$f":"VLOOKUP(B:B,OFFSET('B. PoF Adj Factor Scoring'!$E$5:$F$282,,MATCH(G$4,'B. PoF Adj Factor Scoring'!$E$3:$N$3,0)-1),2,TRUE)","v":1},{"$f":"VLOOKUP(C:C,OFFSET('B. PoF Adj Factor Scoring'!$E$5:$F$282,,MATCH(H$4,'B. PoF Adj Factor Scoring'!$E$3:$N$3,0)-1),2,TRUE)","v":0},{"$f":"VLOOKUP(D:D,OFFSET('B. PoF Adj Factor Scoring'!$E$5:$F$282,,MATCH(I$4,'B. PoF Adj Factor Scoring'!$E$3:$N$3,0)-1),2,TRUE)","v":0},{"$f":"VLOOKUP(E:E,OFFSET('B. PoF Adj Factor Scoring'!$E$5:$F$282,,MATCH(J$4,'B. PoF Adj Factor Scoring'!$E$3:$N$3,0)-1),2,TRUE)","v":0},{"$f":"VLOOKUP(F:F,OFFSET('B. PoF Adj Factor Scoring'!$E$5:$F$282,,MATCH(K$4,'B. PoF Adj Factor Scoring'!$E$3:$N$3,0)-1),2,TRUE)","v":0}]
[207,"XLPE",{"$f":"'A. Population Info'!H212","v":0},{"$f":"'A. Population Info'!I212","v":0},{"$f":"'A. Population Info'!J212","v":0},{"$f":"'A. Population Info'!K212","v":0},{"$f":"VLOOKUP(B:B,OFFSET('B. PoF Adj Factor Scoring'!$E$5:$F$282,,MATCH(G$4,'B. PoF Adj Factor Scoring'!$E$3:$N$3,0)-1),2,TRUE)","v":1},{"$f":"VLOOKUP(C:C,OFFSET('B. PoF Adj Factor Scoring'!$E$5:$F$282,,MATCH(H$4,'B. PoF Adj Factor Scoring'!$E$3:$N$3,0)-1),2,TRUE)","v":0},{"$f":"VLOOKUP(D:D,OFFSET('B. PoF Adj Factor Scoring'!$E$5:$F$282,,MATCH(I$4,'B. PoF Adj Factor Scoring'!$E$3:$N$3,0)-1),2,TRUE)","v":0},{"$f":"VLOOKUP(E:E,OFFSET('B. PoF Adj Factor Scoring'!$E$5:$F$282,,MATCH(J$4,'B. PoF Adj Factor Scoring'!$E$3:$N$3,0)-1),2,TRUE)","v":0},{"$f":"VLOOKUP(F:F,OFFSET('B. PoF Adj Factor Scoring'!$E$5:$F$282,,MATCH(K$4,'B. PoF Adj Factor Scoring'!$E$3:$N$3,0)-1),2,TRUE)","v":0}]
[208,"XLPE",{"$f":"'A. Population Info'!H213","v":0},{"$f":"'A. Population Info'!I213","v":0},{"$f":"'A. Population Info'!J213","v":0},{"$f":"'A. Population Info'!K213","v":0},{"$f":"VLOOKUP(B:B,OFFSET('B. PoF Adj Factor Scoring'!$E$5:$F$282,,MATCH(G$4,'B. PoF Adj Factor Scoring'!$E$3:$N$3,0)-1),2,TRUE)","v":1},{"$f":"VLOOKUP(C:C,OFFSET('B. PoF Adj Factor Scoring'!$E$5:$F$282,,MATCH(H$4,'B. PoF Adj Factor Scoring'!$E$3:$N$3,0)-1),2,TRUE)","v":0},{"$f":"VLOOKUP(D:D,OFFSET('B. PoF Adj Factor Scoring'!$E$5:$F$282,,MATCH(I$4,'B. PoF Adj Factor Scoring'!$E$3:$N$3,0)-1),2,TRUE)","v":0},{"$f":"VLOOKUP(E:E,OFFSET('B. PoF Adj Factor Scoring'!$E$5:$F$282,,MATCH(J$4,'B. PoF Adj Factor Scoring'!$E$3:$N$3,0)-1),2,TRUE)","v":0},{"$f":"VLOOKUP(F:F,OFFSET('B. PoF Adj Factor Scoring'!$E$5:$F$282,,MATCH(K$4,'B. PoF Adj Factor Scoring'!$E$3:$N$3,0)-1),2,TRUE)","v":0}]
[209,"XLPE",{"$f":"'A. Population Info'!H214","v":0},{"$f":"'A. Population Info'!I214","v":0},{"$f":"'A. Population Info'!J214","v":0},{"$f":"'A. Population Info'!K214","v":0},{"$f":"VLOOKUP(B:B,OFFSET('B. PoF Adj Factor Scoring'!$E$5:$F$282,,MATCH(G$4,'B. PoF Adj Factor Scoring'!$E$3:$N$3,0)-1),2,TRUE)","v":1},{"$f":"VLOOKUP(C:C,OFFSET('B. PoF Adj Factor Scoring'!$E$5:$F$282,,MATCH(H$4,'B. PoF Adj Factor Scoring'!$E$3:$N$3,0)-1),2,TRUE)","v":0},{"$f":"VLOOKUP(D:D,OFFSET('B. PoF Adj Factor Scoring'!$E$5:$F$282,,MATCH(I$4,'B. PoF Adj Factor Scoring'!$E$3:$N$3,0)-1),2,TRUE)","v":0},{"$f":"VLOOKUP(E:E,OFFSET('B. PoF Adj Factor Scoring'!$E$5:$F$282,,MATCH(J$4,'B. PoF Adj Factor Scoring'!$E$3:$N$3,0)-1),2,TRUE)","v":0},{"$f":"VLOOKUP(F:F,OFFSET('B. PoF Adj Factor Scoring'!$E$5:$F$282,,MATCH(K$4,'B. PoF Adj Factor Scoring'!$E$3:$N$3,0)-1),2,TRUE)","v":0}]
[210,"XLPE",{"$f":"'A. Population Info'!H215","v":0},{"$f":"'A. Population Info'!I215","v":0},{"$f":"'A. Population Info'!J215","v":0},{"$f":"'A. Population Info'!K215","v":0},{"$f":"VLOOKUP(B:B,OFFSET('B. PoF Adj Factor Scoring'!$E$5:$F$282,,MATCH(G$4,'B. PoF Adj Factor Scoring'!$E$3:$N$3,0)-1),2,TRUE)","v":1},{"$f":"VLOOKUP(C:C,OFFSET('B. PoF Adj Factor Scoring'!$E$5:$F$282,,MATCH(H$4,'B. PoF Adj Factor Scoring'!$E$3:$N$3,0)-1),2,TRUE)","v":0},{"$f":"VLOOKUP(D:D,OFFSET('B. PoF Adj Factor Scoring'!$E$5:$F$282,,MATCH(I$4,'B. PoF Adj Factor Scoring'!$E$3:$N$3,0)-1),2,TRUE)","v":0},{"$f":"VLOOKUP(E:E,OFFSET('B. PoF Adj Factor Scoring'!$E$5:$F$282,,MATCH(J$4,'B. PoF Adj Factor Scoring'!$E$3:$N$3,0)-1),2,TRUE)","v":0},{"$f":"VLOOKUP(F:F,OFFSET('B. PoF Adj Factor Scoring'!$E$5:$F$282,,MATCH(K$4,'B. PoF Adj Factor Scoring'!$E$3:$N$3,0)-1),2,TRUE)","v":0}]
[211,"XLPE",{"$f":"'A. Population Info'!H216","v":0},{"$f":"'A. Population Info'!I216","v":0},{"$f":"'A. Population Info'!J216","v":0},{"$f":"'A. Population Info'!K216","v":0},{"$f":"VLOOKUP(B:B,OFFSET('B. PoF Adj Factor Scoring'!$E$5:$F$282,,MATCH(G$4,'B. PoF Adj Factor Scoring'!$E$3:$N$3,0)-1),2,TRUE)","v":1},{"$f":"VLOOKUP(C:C,OFFSET('B. PoF Adj Factor Scoring'!$E$5:$F$282,,MATCH(H$4,'B. PoF Adj Factor Scoring'!$E$3:$N$3,0)-1),2,TRUE)","v":0},{"$f":"VLOOKUP(D:D,OFFSET('B. PoF Adj Factor Scoring'!$E$5:$F$282,,MATCH(I$4,'B. PoF Adj Factor Scoring'!$E$3:$N$3,0)-1),2,TRUE)","v":0},{"$f":"VLOOKUP(E:E,OFFSET('B. PoF Adj Factor Scoring'!$E$5:$F$282,,MATCH(J$4,'B. PoF Adj Factor Scoring'!$E$3:$N$3,0)-1),2,TRUE)","v":0},{"$f":"VLOOKUP(F:F,OFFSET('B. PoF Adj Factor Scoring'!$E$5:$F$282,,MATCH(K$4,'B. PoF Adj Factor Scoring'!$E$3:$N$3,0)-1),2,TRUE)","v":0}]
[212,"XLPE",{"$f":"'A. Population Info'!H217","v":0},{"$f":"'A. Population Info'!I217","v":0},{"$f":"'A. Population Info'!J217","v":0},{"$f":"'A. Population Info'!K217","v":0},{"$f":"VLOOKUP(B:B,OFFSET('B. PoF Adj Factor Scoring'!$E$5:$F$282,,MATCH(G$4,'B. PoF Adj Factor Scoring'!$E$3:$N$3,0)-1),2,TRUE)","v":1},{"$f":"VLOOKUP(C:C,OFFSET('B. PoF Adj Factor Scoring'!$E$5:$F$282,,MATCH(H$4,'B. PoF Adj Factor Scoring'!$E$3:$N$3,0)-1),2,TRUE)","v":0},{"$f":"VLOOKUP(D:D,OFFSET('B. PoF Adj Factor Scoring'!$E$5:$F$282,,MATCH(I$4,'B. PoF Adj Factor Scoring'!$E$3:$N$3,0)-1),2,TRUE)","v":0},{"$f":"VLOOKUP(E:E,OFFSET('B. PoF Adj Factor Scoring'!$E$5:$F$282,,MATCH(J$4,'B. PoF Adj Factor Scoring'!$E$3:$N$3,0)-1),2,TRUE)","v":0},{"$f":"VLOOKUP(F:F,OFFSET('B. PoF Adj Factor Scoring'!$E$5:$F$282,,MATCH(K$4,'B. PoF Adj Factor Scoring'!$E$3:$N$3,0)-1),2,TRUE)","v":0}]
[213,"XLPE",{"$f":"'A. Population Info'!H218","v":0},{"$f":"'A. Population Info'!I218","v":0},{"$f":"'A. Population Info'!J218","v":0},{"$f":"'A. Population Info'!K218","v":0},{"$f":"VLOOKUP(B:B,OFFSET('B. PoF Adj Factor Scoring'!$E$5:$F$282,,MATCH(G$4,'B. PoF Adj Factor Scoring'!$E$3:$N$3,0)-1),2,TRUE)","v":1},{"$f":"VLOOKUP(C:C,OFFSET('B. PoF Adj Factor Scoring'!$E$5:$F$282,,MATCH(H$4,'B. PoF Adj Factor Scoring'!$E$3:$N$3,0)-1),2,TRUE)","v":0},{"$f":"VLOOKUP(D:D,OFFSET('B. PoF Adj Factor Scoring'!$E$5:$F$282,,MATCH(I$4,'B. PoF Adj Factor Scoring'!$E$3:$N$3,0)-1),2,TRUE)","v":0},{"$f":"VLOOKUP(E:E,OFFSET('B. PoF Adj Factor Scoring'!$E$5:$F$282,,MATCH(J$4,'B. PoF Adj Factor Scoring'!$E$3:$N$3,0)-1),2,TRUE)","v":0},{"$f":"VLOOKUP(F:F,OFFSET('B. PoF Adj Factor Scoring'!$E$5:$F$282,,MATCH(K$4,'B. PoF Adj Factor Scoring'!$E$3:$N$3,0)-1),2,TRUE)","v":0}]
[214,"XLPE",{"$f":"'A. Population Info'!H219","v":0},{"$f":"'A. Population Info'!I219","v":0},{"$f":"'A. Population Info'!J219","v":0},{"$f":"'A. Population Info'!K219","v":0},{"$f":"VLOOKUP(B:B,OFFSET('B. PoF Adj Factor Scoring'!$E$5:$F$282,,MATCH(G$4,'B. PoF Adj Factor Scoring'!$E$3:$N$3,0)-1),2,TRUE)","v":1},{"$f":"VLOOKUP(C:C,OFFSET('B. PoF Adj Factor Scoring'!$E$5:$F$282,,MATCH(H$4,'B. PoF Adj Factor Scoring'!$E$3:$N$3,0)-1),2,TRUE)","v":0},{"$f":"VLOOKUP(D:D,OFFSET('B. PoF Adj Factor Scoring'!$E$5:$F$282,,MATCH(I$4,'B. PoF Adj Factor Scoring'!$E$3:$N$3,0)-1),2,TRUE)","v":0},{"$f":"VLOOKUP(E:E,OFFSET('B. PoF Adj Factor Scoring'!$E$5:$F$282,,MATCH(J$4,'B. PoF Adj Factor Scoring'!$E$3:$N$3,0)-1),2,TRUE)","v":0},{"$f":"VLOOKUP(F:F,OFFSET('B. PoF Adj Factor Scoring'!$E$5:$F$282,,MATCH(K$4,'B. PoF Adj Factor Scoring'!$E$3:$N$3,0)-1),2,TRUE)","v":0}]
[215,"XLPE",{"$f":"'A. Population Info'!H220","v":0},{"$f":"'A. Population Info'!I220","v":0},{"$f":"'A. Population Info'!J220","v":0},{"$f":"'A. Population Info'!K220","v":0},{"$f":"VLOOKUP(B:B,OFFSET('B. PoF Adj Factor Scoring'!$E$5:$F$282,,MATCH(G$4,'B. PoF Adj Factor Scoring'!$E$3:$N$3,0)-1),2,TRUE)","v":1},{"$f":"VLOOKUP(C:C,OFFSET('B. PoF Adj Factor Scoring'!$E$5:$F$282,,MATCH(H$4,'B. PoF Adj Factor Scoring'!$E$3:$N$3,0)-1),2,TRUE)","v":0},{"$f":"VLOOKUP(D:D,OFFSET('B. PoF Adj Factor Scoring'!$E$5:$F$282,,MATCH(I$4,'B. PoF Adj Factor Scoring'!$E$3:$N$3,0)-1),2,TRUE)","v":0},{"$f":"VLOOKUP(E:E,OFFSET('B. PoF Adj Factor Scoring'!$E$5:$F$282,,MATCH(J$4,'B. PoF Adj Factor Scoring'!$E$3:$N$3,0)-1),2,TRUE)","v":0},{"$f":"VLOOKUP(F:F,OFFSET('B. PoF Adj Factor Scoring'!$E$5:$F$282,,MATCH(K$4,'B. PoF Adj Factor Scoring'!$E$3:$N$3,0)-1),2,TRUE)","v":0}]
[216,"XLPE",{"$f":"'A. Population Info'!H221","v":0},{"$f":"'A. Population Info'!I221","v":0},{"$f":"'A. Population Info'!J221","v":0},{"$f":"'A. Population Info'!K221","v":0},{"$f":"VLOOKUP(B:B,OFFSET('B. PoF Adj Factor Scoring'!$E$5:$F$282,,MATCH(G$4,'B. PoF Adj Factor Scoring'!$E$3:$N$3,0)-1),2,TRUE)","v":1},{"$f":"VLOOKUP(C:C,OFFSET('B. PoF Adj Factor Scoring'!$E$5:$F$282,,MATCH(H$4,'B. PoF Adj Factor Scoring'!$E$3:$N$3,0)-1),2,TRUE)","v":0},{"$f":"VLOOKUP(D:D,OFFSET('B. PoF Adj Factor Scoring'!$E$5:$F$282,,MATCH(I$4,'B. PoF Adj Factor Scoring'!$E$3:$N$3,0)-1),2,TRUE)","v":0},{"$f":"VLOOKUP(E:E,OFFSET('B. PoF Adj Factor Scoring'!$E$5:$F$282,,MATCH(J$4,'B. PoF Adj Factor Scoring'!$E$3:$N$3,0)-1),2,TRUE)","v":0},{"$f":"VLOOKUP(F:F,OFFSET('B. PoF Adj Factor Scoring'!$E$5:$F$282,,MATCH(K$4,'B. PoF Adj Factor Scoring'!$E$3:$N$3,0)-1),2,TRUE)","v":0}]
[217,"XLPE",{"$f":"'A. Population Info'!H222","v":0},{"$f":"'A. Population Info'!I222","v":0},{"$f":"'A. Population Info'!J222","v":0},{"$f":"'A. Population Info'!K222","v":0},{"$f":"VLOOKUP(B:B,OFFSET('B. PoF Adj Factor Scoring'!$E$5:$F$282,,MATCH(G$4,'B. PoF Adj Factor Scoring'!$E$3:$N$3,0)-1),2,TRUE)","v":1},{"$f":"VLOOKUP(C:C,OFFSET('B. PoF Adj Factor Scoring'!$E$5:$F$282,,MATCH(H$4,'B. PoF Adj Factor Scoring'!$E$3:$N$3,0)-1),2,TRUE)","v":0},{"$f":"VLOOKUP(D:D,OFFSET('B. PoF Adj Factor Scoring'!$E$5:$F$282,,MATCH(I$4,'B. PoF Adj Factor Scoring'!$E$3:$N$3,0)-1),2,TRUE)","v":0},{"$f":"VLOOKUP(E:E,OFFSET('B. PoF Adj Factor Scoring'!$E$5:$F$282,,MATCH(J$4,'B. PoF Adj Factor Scoring'!$E$3:$N$3,0)-1),2,TRUE)","v":0},{"$f":"VLOOKUP(F:F,OFFSET('B. PoF Adj Factor Scoring'!$E$5:$F$282,,MATCH(K$4,'B. PoF Adj Factor Scoring'!$E$3:$N$3,0)-1),2,TRUE)","v":0}]
[218,"XLPE",{"$f":"'A. Population Info'!H223","v":0},{"$f":"'A. Population Info'!I223","v":0},{"$f":"'A. Population Info'!J223","v":0},{"$f":"'A. Population Info'!K223","v":0},{"$f":"VLOOKUP(B:B,OFFSET('B. PoF Adj Factor Scoring'!$E$5:$F$282,,MATCH(G$4,'B. PoF Adj Factor Scoring'!$E$3:$N$3,0)-1),2,TRUE)","v":1},{"$f":"VLOOKUP(C:C,OFFSET('B. PoF Adj Factor Scoring'!$E$5:$F$282,,MATCH(H$4,'B. PoF Adj Factor Scoring'!$E$3:$N$3,0)-1),2,TRUE)","v":0},{"$f":"VLOOKUP(D:D,OFFSET('B. PoF Adj Factor Scoring'!$E$5:$F$282,,MATCH(I$4,'B. PoF Adj Factor Scoring'!$E$3:$N$3,0)-1),2,TRUE)","v":0},{"$f":"VLOOKUP(E:E,OFFSET('B. PoF Adj Factor Scoring'!$E$5:$F$282,,MATCH(J$4,'B. PoF Adj Factor Scoring'!$E$3:$N$3,0)-1),2,TRUE)","v":0},{"$f":"VLOOKUP(F:F,OFFSET('B. PoF Adj Factor Scoring'!$E$5:$F$282,,MATCH(K$4,'B. PoF Adj Factor Scoring'!$E$3:$N$3,0)-1),2,TRUE)","v":0}]
[219,"XLPE",{"$f":"'A. Population Info'!H224","v":0},{"$f":"'A. Population Info'!I224","v":0},{"$f":"'A. Population Info'!J224","v":0},{"$f":"'A. Population Info'!K224","v":0},{"$f":"VLOOKUP(B:B,OFFSET('B. PoF Adj Factor Scoring'!$E$5:$F$282,,MATCH(G$4,'B. PoF Adj Factor Scoring'!$E$3:$N$3,0)-1),2,TRUE)","v":1},{"$f":"VLOOKUP(C:C,OFFSET('B. PoF Adj Factor Scoring'!$E$5:$F$282,,MATCH(H$4,'B. PoF Adj Factor Scoring'!$E$3:$N$3,0)-1),2,TRUE)","v":0},{"$f":"VLOOKUP(D:D,OFFSET('B. PoF Adj Factor Scoring'!$E$5:$F$282,,MATCH(I$4,'B. PoF Adj Factor Scoring'!$E$3:$N$3,0)-1),2,TRUE)","v":0},{"$f":"VLOOKUP(E:E,OFFSET('B. PoF Adj Factor Scoring'!$E$5:$F$282,,MATCH(J$4,'B. PoF Adj Factor Scoring'!$E$3:$N$3,0)-1),2,TRUE)","v":0},{"$f":"VLOOKUP(F:F,OFFSET('B. PoF Adj Factor Scoring'!$E$5:$F$282,,MATCH(K$4,'B. PoF Adj Factor Scoring'!$E$3:$N$3,0)-1),2,TRUE)","v":0}]
[220,"XLPE",{"$f":"'A. Population Info'!H225","v":0},{"$f":"'A. Population Info'!I225","v":0},{"$f":"'A. Population Info'!J225","v":0},{"$f":"'A. Population Info'!K225","v":0},{"$f":"VLOOKUP(B:B,OFFSET('B. PoF Adj Factor Scoring'!$E$5:$F$282,,MATCH(G$4,'B. PoF Adj Factor Scoring'!$E$3:$N$3,0)-1),2,TRUE)","v":1},{"$f":"VLOOKUP(C:C,OFFSET('B. PoF Adj Factor Scoring'!$E$5:$F$282,,MATCH(H$4,'B. PoF Adj Factor Scoring'!$E$3:$N$3,0)-1),2,TRUE)","v":0},{"$f":"VLOOKUP(D:D,OFFSET('B. PoF Adj Factor Scoring'!$E$5:$F$282,,MATCH(I$4,'B. PoF Adj Factor Scoring'!$E$3:$N$3,0)-1),2,TRUE)","v":0},{"$f":"VLOOKUP(E:E,OFFSET('B. PoF Adj Factor Scoring'!$E$5:$F$282,,MATCH(J$4,'B. PoF Adj Factor Scoring'!$E$3:$N$3,0)-1),2,TRUE)","v":0},{"$f":"VLOOKUP(F:F,OFFSET('B. PoF Adj Factor Scoring'!$E$5:$F$282,,MATCH(K$4,'B. PoF Adj Factor Scoring'!$E$3:$N$3,0)-1),2,TRUE)","v":0}]
[221,"XLPE",{"$f":"'A. Population Info'!H226","v":0},{"$f":"'A. Population Info'!I226","v":0},{"$f":"'A. Population Info'!J226","v":0},{"$f":"'A. Population Info'!K226","v":0},{"$f":"VLOOKUP(B:B,OFFSET('B. PoF Adj Factor Scoring'!$E$5:$F$282,,MATCH(G$4,'B. PoF Adj Factor Scoring'!$E$3:$N$3,0)-1),2,TRUE)","v":1},{"$f":"VLOOKUP(C:C,OFFSET('B. PoF Adj Factor Scoring'!$E$5:$F$282,,MATCH(H$4,'B. PoF Adj Factor Scoring'!$E$3:$N$3,0)-1),2,TRUE)","v":0},{"$f":"VLOOKUP(D:D,OFFSET('B. PoF Adj Factor Scoring'!$E$5:$F$282,,MATCH(I$4,'B. PoF Adj Factor Scoring'!$E$3:$N$3,0)-1),2,TRUE)","v":0},{"$f":"VLOOKUP(E:E,OFFSET('B. PoF Adj Factor Scoring'!$E$5:$F$282,,MATCH(J$4,'B. PoF Adj Factor Scoring'!$E$3:$N$3,0)-1),2,TRUE)","v":0},{"$f":"VLOOKUP(F:F,OFFSET('B. PoF Adj Factor Scoring'!$E$5:$F$282,,MATCH(K$4,'B. PoF Adj Factor Scoring'!$E$3:$N$3,0)-1),2,TRUE)","v":0}]
[222,"XLPE",{"$f":"'A. Population Info'!H227","v":0},{"$f":"'A. Population Info'!I227","v":0},{"$f":"'A. Population Info'!J227","v":0},{"$f":"'A. Population Info'!K227","v":0},{"$f":"VLOOKUP(B:B,OFFSET('B. PoF Adj Factor Scoring'!$E$5:$F$282,,MATCH(G$4,'B. PoF Adj Factor Scoring'!$E$3:$N$3,0)-1),2,TRUE)","v":1},{"$f":"VLOOKUP(C:C,OFFSET('B. PoF Adj Factor Scoring'!$E$5:$F$282,,MATCH(H$4,'B. PoF Adj Factor Scoring'!$E$3:$N$3,0)-1),2,TRUE)","v":0},{"$f":"VLOOKUP(D:D,OFFSET('B. PoF Adj Factor Scoring'!$E$5:$F$282,,MATCH(I$4,'B. PoF Adj Factor Scoring'!$E$3:$N$3,0)-1),2,TRUE)","v":0},{"$f":"VLOOKUP(E:E,OFFSET('B. PoF Adj Factor Scoring'!$E$5:$F$282,,MATCH(J$4,'B. PoF Adj Factor Scoring'!$E$3:$N$3,0)-1),2,TRUE)","v":0},{"$f":"VLOOKUP(F:F,OFFSET('B. PoF Adj Factor Scoring'!$E$5:$F$282,,MATCH(K$4,'B. PoF Adj Factor Scoring'!$E$3:$N$3,0)-1),2,TRUE)","v":0}]
[223,"XLPE",{"$f":"'A. Population Info'!H228","v":0},{"$f":"'A. Population Info'!I228","v":0},{"$f":"'A. Population Info'!J228","v":0},{"$f":"'A. Population Info'!K228","v":0},{"$f":"VLOOKUP(B:B,OFFSET('B. PoF Adj Factor Scoring'!$E$5:$F$282,,MATCH(G$4,'B. PoF Adj Factor Scoring'!$E$3:$N$3,0)-1),2,TRUE)","v":1},{"$f":"VLOOKUP(C:C,OFFSET('B. PoF Adj Factor Scoring'!$E$5:$F$282,,MATCH(H$4,'B. PoF Adj Factor Scoring'!$E$3:$N$3,0)-1),2,TRUE)","v":0},{"$f":"VLOOKUP(D:D,OFFSET('B. PoF Adj Factor Scoring'!$E$5:$F$282,,MATCH(I$4,'B. PoF Adj Factor Scoring'!$E$3:$N$3,0)-1),2,TRUE)","v":0},{"$f":"VLOOKUP(E:E,OFFSET('B. PoF Adj Factor Scoring'!$E$5:$F$282,,MATCH(J$4,'B. PoF Adj Factor Scoring'!$E$3:$N$3,0)-1),2,TRUE)","v":0},{"$f":"VLOOKUP(F:F,OFFSET('B. PoF Adj Factor Scoring'!$E$5:$F$282,,MATCH(K$4,'B. PoF Adj Factor Scoring'!$E$3:$N$3,0)-1),2,TRUE)","v":0}]
[224,"XLPE",{"$f":"'A. Population Info'!H229","v":0},{"$f":"'A. Population Info'!I229","v":0},{"$f":"'A. Population Info'!J229","v":0},{"$f":"'A. Population Info'!K229","v":0},{"$f":"VLOOKUP(B:B,OFFSET('B. PoF Adj Factor Scoring'!$E$5:$F$282,,MATCH(G$4,'B. PoF Adj Factor Scoring'!$E$3:$N$3,0)-1),2,TRUE)","v":1},{"$f":"VLOOKUP(C:C,OFFSET('B. PoF Adj Factor Scoring'!$E$5:$F$282,,MATCH(H$4,'B. PoF Adj Factor Scoring'!$E$3:$N$3,0)-1),2,TRUE)","v":0},{"$f":"VLOOKUP(D:D,OFFSET('B. PoF Adj Factor Scoring'!$E$5:$F$282,,MATCH(I$4,'B. PoF Adj Factor Scoring'!$E$3:$N$3,0)-1),2,TRUE)","v":0},{"$f":"VLOOKUP(E:E,OFFSET('B. PoF Adj Factor Scoring'!$E$5:$F$282,,MATCH(J$4,'B. PoF Adj Factor Scoring'!$E$3:$N$3,0)-1),2,TRUE)","v":0},{"$f":"VLOOKUP(F:F,OFFSET('B. PoF Adj Factor Scoring'!$E$5:$F$282,,MATCH(K$4,'B. PoF Adj Factor Scoring'!$E$3:$N$3,0)-1),2,TRUE)","v":0}]
[225,"XLPE",{"$f":"'A. Population Info'!H230","v":0},{"$f":"'A. Population Info'!I230","v":0},{"$f":"'A. Population Info'!J230","v":0},{"$f":"'A. Population Info'!K230","v":0},{"$f":"VLOOKUP(B:B,OFFSET('B. PoF Adj Factor Scoring'!$E$5:$F$282,,MATCH(G$4,'B. PoF Adj Factor Scoring'!$E$3:$N$3,0)-1),2,TRUE)","v":1},{"$f":"VLOOKUP(C:C,OFFSET('B. PoF Adj Factor Scoring'!$E$5:$F$282,,MATCH(H$4,'B. PoF Adj Factor Scoring'!$E$3:$N$3,0)-1),2,TRUE)","v":0},{"$f":"VLOOKUP(D:D,OFFSET('B. PoF Adj Factor Scoring'!$E$5:$F$282,,MATCH(I$4,'B. PoF Adj Factor Scoring'!$E$3:$N$3,0)-1),2,TRUE)","v":0},{"$f":"VLOOKUP(E:E,OFFSET('B. PoF Adj Factor Scoring'!$E$5:$F$282,,MATCH(J$4,'B. PoF Adj Factor Scoring'!$E$3:$N$3,0)-1),2,TRUE)","v":0},{"$f":"VLOOKUP(F:F,OFFSET('B. PoF Adj Factor Scoring'!$E$5:$F$282,,MATCH(K$4,'B. PoF Adj Factor Scoring'!$E$3:$N$3,0)-1),2,TRUE)","v":0}]
[226,"XLPE",{"$f":"'A. Population Info'!H231","v":0},{"$f":"'A. Population Info'!I231","v":0},{"$f":"'A. Population Info'!J231","v":0},{"$f":"'A. Population Info'!K231","v":0},{"$f":"VLOOKUP(B:B,OFFSET('B. PoF Adj Factor Scoring'!$E$5:$F$282,,MATCH(G$4,'B. PoF Adj Factor Scoring'!$E$3:$N$3,0)-1),2,TRUE)","v":1},{"$f":"VLOOKUP(C:C,OFFSET('B. PoF Adj Factor Scoring'!$E$5:$F$282,,MATCH(H$4,'B. PoF Adj Factor Scoring'!$E$3:$N$3,0)-1),2,TRUE)","v":0},{"$f":"VLOOKUP(D:D,OFFSET('B. PoF Adj Factor Scoring'!$E$5:$F$282,,MATCH(I$4,'B. PoF Adj Factor Scoring'!$E$3:$N$3,0)-1),2,TRUE)","v":0},{"$f":"VLOOKUP(E:E,OFFSET('B. PoF Adj Factor Scoring'!$E$5:$F$282,,MATCH(J$4,'B. PoF Adj Factor Scoring'!$E$3:$N$3,0)-1),2,TRUE)","v":0},{"$f":"VLOOKUP(F:F,OFFSET('B. PoF Adj Factor Scoring'!$E$5:$F$282,,MATCH(K$4,'B. PoF Adj Factor Scoring'!$E$3:$N$3,0)-1),2,TRUE)","v":0}]
[227,"XLPE",{"$f":"'A. Population Info'!H232","v":0},{"$f":"'A. Population Info'!I232","v":0},{"$f":"'A. Population Info'!J232","v":0},{"$f":"'A. Population Info'!K232","v":0},{"$f":"VLOOKUP(B:B,OFFSET('B. PoF Adj Factor Scoring'!$E$5:$F$282,,MATCH(G$4,'B. PoF Adj Factor Scoring'!$E$3:$N$3,0)-1),2,TRUE)","v":1},{"$f":"VLOOKUP(C:C,OFFSET('B. PoF Adj Factor Scoring'!$E$5:$F$282,,MATCH(H$4,'B. PoF Adj Factor Scoring'!$E$3:$N$3,0)-1),2,TRUE)","v":0},{"$f":"VLOOKUP(D:D,OFFSET('B. PoF Adj Factor Scoring'!$E$5:$F$282,,MATCH(I$4,'B. PoF Adj Factor Scoring'!$E$3:$N$3,0)-1),2,TRUE)","v":0},{"$f":"VLOOKUP(E:E,OFFSET('B. PoF Adj Factor Scoring'!$E$5:$F$282,,MATCH(J$4,'B. PoF Adj Factor Scoring'!$E$3:$N$3,0)-1),2,TRUE)","v":0},{"$f":"VLOOKUP(F:F,OFFSET('B. PoF Adj Factor Scoring'!$E$5:$F$282,,MATCH(K$4,'B. PoF Adj Factor Scoring'!$E$3:$N$3,0)-1),2,TRUE)","v":0}]
[228,"XLPE",{"$f":"'A. Population Info'!H233","v":0},{"$f":"'A. Population Info'!I233","v":0},{"$f":"'A. Population Info'!J233","v":0},{"$f":"'A. Population Info'!K233","v":0},{"$f":"VLOOKUP(B:B,OFFSET('B. PoF Adj Factor Scoring'!$E$5:$F$282,,MATCH(G$4,'B. PoF Adj Factor Scoring'!$E$3:$N$3,0)-1),2,TRUE)","v":1},{"$f":"VLOOKUP(C:C,OFFSET('B. PoF Adj Factor Scoring'!$E$5:$F$282,,MATCH(H$4,'B. PoF Adj Factor Scoring'!$E$3:$N$3,0)-1),2,TRUE)","v":0},{"$f":"VLOOKUP(D:D,OFFSET('B. PoF Adj Factor Scoring'!$E$5:$F$282,,MATCH(I$4,'B. PoF Adj Factor Scoring'!$E$3:$N$3,0)-1),2,TRUE)","v":0},{"$f":"VLOOKUP(E:E,OFFSET('B. PoF Adj Factor Scoring'!$E$5:$F$282,,MATCH(J$4,'B. PoF Adj Factor Scoring'!$E$3:$N$3,0)-1),2,TRUE)","v":0},{"$f":"VLOOKUP(F:F,OFFSET('B. PoF Adj Factor Scoring'!$E$5:$F$282,,MATCH(K$4,'B. PoF Adj Factor Scoring'!$E$3:$N$3,0)-1),2,TRUE)","v":0}]
[229,"XLPE",{"$f":"'A. Population Info'!H234","v":0},{"$f":"'A. Population Info'!I234","v":0},{"$f":"'A. Population Info'!J234","v":0},{"$f":"'A. Population Info'!K234","v":0},{"$f":"VLOOKUP(B:B,OFFSET('B. PoF Adj Factor Scoring'!$E$5:$F$282,,MATCH(G$4,'B. PoF Adj Factor Scoring'!$E$3:$N$3,0)-1),2,TRUE)","v":1},{"$f":"VLOOKUP(C:C,OFFSET('B. PoF Adj Factor Scoring'!$E$5:$F$282,,MATCH(H$4,'B. PoF Adj Factor Scoring'!$E$3:$N$3,0)-1),2,TRUE)","v":0},{"$f":"VLOOKUP(D:D,OFFSET('B. PoF Adj Factor Scoring'!$E$5:$F$282,,MATCH(I$4,'B. PoF Adj Factor Scoring'!$E$3:$N$3,0)-1),2,TRUE)","v":0},{"$f":"VLOOKUP(E:E,OFFSET('B. PoF Adj Factor Scoring'!$E$5:$F$282,,MATCH(J$4,'B. PoF Adj Factor Scoring'!$E$3:$N$3,0)-1),2,TRUE)","v":0},{"$f":"VLOOKUP(F:F,OFFSET('B. PoF Adj Factor Scoring'!$E$5:$F$282,,MATCH(K$4,'B. PoF Adj Factor Scoring'!$E$3:$N$3,0)-1),2,TRUE)","v":0}]
[230,"XLPE",{"$f":"'A. Population Info'!H235","v":0},{"$f":"'A. Population Info'!I235","v":0},{"$f":"'A. Population Info'!J235","v":0},{"$f":"'A. Population Info'!K235","v":0},{"$f":"VLOOKUP(B:B,OFFSET('B. PoF Adj Factor Scoring'!$E$5:$F$282,,MATCH(G$4,'B. PoF Adj Factor Scoring'!$E$3:$N$3,0)-1),2,TRUE)","v":1},{"$f":"VLOOKUP(C:C,OFFSET('B. PoF Adj Factor Scoring'!$E$5:$F$282,,MATCH(H$4,'B. PoF Adj Factor Scoring'!$E$3:$N$3,0)-1),2,TRUE)","v":0},{"$f":"VLOOKUP(D:D,OFFSET('B. PoF Adj Factor Scoring'!$E$5:$F$282,,MATCH(I$4,'B. PoF Adj Factor Scoring'!$E$3:$N$3,0)-1),2,TRUE)","v":0},{"$f":"VLOOKUP(E:E,OFFSET('B. PoF Adj Factor Scoring'!$E$5:$F$282,,MATCH(J$4,'B. PoF Adj Factor Scoring'!$E$3:$N$3,0)-1),2,TRUE)","v":0},{"$f":"VLOOKUP(F:F,OFFSET('B. PoF Adj Factor Scoring'!$E$5:$F$282,,MATCH(K$4,'B. PoF Adj Factor Scoring'!$E$3:$N$3,0)-1),2,TRUE)","v":0}]
[231,"XLPE",{"$f":"'A. Population Info'!H236","v":0},{"$f":"'A. Population Info'!I236","v":0},{"$f":"'A. Population Info'!J236","v":0},{"$f":"'A. Population Info'!K236","v":0},{"$f":"VLOOKUP(B:B,OFFSET('B. PoF Adj Factor Scoring'!$E$5:$F$282,,MATCH(G$4,'B. PoF Adj Factor Scoring'!$E$3:$N$3,0)-1),2,TRUE)","v":1},{"$f":"VLOOKUP(C:C,OFFSET('B. PoF Adj Factor Scoring'!$E$5:$F$282,,MATCH(H$4,'B. PoF Adj Factor Scoring'!$E$3:$N$3,0)-1),2,TRUE)","v":0},{"$f":"VLOOKUP(D:D,OFFSET('B. PoF Adj Factor Scoring'!$E$5:$F$282,,MATCH(I$4,'B. PoF Adj Factor Scoring'!$E$3:$N$3,0)-1),2,TRUE)","v":0},{"$f":"VLOOKUP(E:E,OFFSET('B. PoF Adj Factor Scoring'!$E$5:$F$282,,MATCH(J$4,'B. PoF Adj Factor Scoring'!$E$3:$N$3,0)-1),2,TRUE)","v":0},{"$f":"VLOOKUP(F:F,OFFSET('B. PoF Adj Factor Scoring'!$E$5:$F$282,,MATCH(K$4,'B. PoF Adj Factor Scoring'!$E$3:$N$3,0)-1),2,TRUE)","v":0}]
[232,"XLPE",{"$f":"'A. Population Info'!H237","v":0},{"$f":"'A. Population Info'!I237","v":0},{"$f":"'A. Population Info'!J237","v":0},{"$f":"'A. Population Info'!K237","v":0},{"$f":"VLOOKUP(B:B,OFFSET('B. PoF Adj Factor Scoring'!$E$5:$F$282,,MATCH(G$4,'B. PoF Adj Factor Scoring'!$E$3:$N$3,0)-1),2,TRUE)","v":1},{"$f":"VLOOKUP(C:C,OFFSET('B. PoF Adj Factor Scoring'!$E$5:$F$282,,MATCH(H$4,'B. PoF Adj Factor Scoring'!$E$3:$N$3,0)-1),2,TRUE)","v":0},{"$f":"VLOOKUP(D:D,OFFSET('B. PoF Adj Factor Scoring'!$E$5:$F$282,,MATCH(I$4,'B. PoF Adj Factor Scoring'!$E$3:$N$3,0)-1),2,TRUE)","v":0},{"$f":"VLOOKUP(E:E,OFFSET('B. PoF Adj Factor Scoring'!$E$5:$F$282,,MATCH(J$4,'B. PoF Adj Factor Scoring'!$E$3:$N$3,0)-1),2,TRUE)","v":0},{"$f":"VLOOKUP(F:F,OFFSET('B. PoF Adj Factor Scoring'!$E$5:$F$282,,MATCH(K$4,'B. PoF Adj Factor Scoring'!$E$3:$N$3,0)-1),2,TRUE)","v":0}]
[233,"XLPE",{"$f":"'A. Population Info'!H238","v":0},{"$f":"'A. Population Info'!I238","v":0},{"$f":"'A. Population Info'!J238","v":0},{"$f":"'A. Population Info'!K238","v":0},{"$f":"VLOOKUP(B:B,OFFSET('B. PoF Adj Factor Scoring'!$E$5:$F$282,,MATCH(G$4,'B. PoF Adj Factor Scoring'!$E$3:$N$3,0)-1),2,TRUE)","v":1},{"$f":"VLOOKUP(C:C,OFFSET('B. PoF Adj Factor Scoring'!$E$5:$F$282,,MATCH(H$4,'B. PoF Adj Factor Scoring'!$E$3:$N$3,0)-1),2,TRUE)","v":0},{"$f":"VLOOKUP(D:D,OFFSET('B. PoF Adj Factor Scoring'!$E$5:$F$282,,MATCH(I$4,'B. PoF Adj Factor Scoring'!$E$3:$N$3,0)-1),2,TRUE)","v":0},{"$f":"VLOOKUP(E:E,OFFSET('B. PoF Adj Factor Scoring'!$E$5:$F$282,,MATCH(J$4,'B. PoF Adj Factor Scoring'!$E$3:$N$3,0)-1),2,TRUE)","v":0},{"$f":"VLOOKUP(F:F,OFFSET('B. PoF Adj Factor Scoring'!$E$5:$F$282,,MATCH(K$4,'B. PoF Adj Factor Scoring'!$E$3:$N$3,0)-1),2,TRUE)","v":0}]
[234,"XLPE",{"$f":"'A. Population Info'!H239","v":0},{"$f":"'A. Population Info'!I239","v":0},{"$f":"'A. Population Info'!J239","v":0},{"$f":"'A. Population Info'!K239","v":0},{"$f":"VLOOKUP(B:B,OFFSET('B. PoF Adj Factor Scoring'!$E$5:$F$282,,MATCH(G$4,'B. PoF Adj Factor Scoring'!$E$3:$N$3,0)-1),2,TRUE)","v":1},{"$f":"VLOOKUP(C:C,OFFSET('B. PoF Adj Factor Scoring'!$E$5:$F$282,,MATCH(H$4,'B. PoF Adj Factor Scoring'!$E$3:$N$3,0)-1),2,TRUE)","v":0},{"$f":"VLOOKUP(D:D,OFFSET('B. PoF Adj Factor Scoring'!$E$5:$F$282,,MATCH(I$4,'B. PoF Adj Factor Scoring'!$E$3:$N$3,0)-1),2,TRUE)","v":0},{"$f":"VLOOKUP(E:E,OFFSET('B. PoF Adj Factor Scoring'!$E$5:$F$282,,MATCH(J$4,'B. PoF Adj Factor Scoring'!$E$3:$N$3,0)-1),2,TRUE)","v":0},{"$f":"VLOOKUP(F:F,OFFSET('B. PoF Adj Factor Scoring'!$E$5:$F$282,,MATCH(K$4,'B. PoF Adj Factor Scoring'!$E$3:$N$3,0)-1),2,TRUE)","v":0}]
[235,"XLPE",{"$f":"'A. Population Info'!H240","v":0},{"$f":"'A. Population Info'!I240","v":0},{"$f":"'A. Population Info'!J240","v":0},{"$f":"'A. Population Info'!K240","v":0},{"$f":"VLOOKUP(B:B,OFFSET('B. PoF Adj Factor Scoring'!$E$5:$F$282,,MATCH(G$4,'B. PoF Adj Factor Scoring'!$E$3:$N$3,0)-1),2,TRUE)","v":1},{"$f":"VLOOKUP(C:C,OFFSET('B. PoF Adj Factor Scoring'!$E$5:$F$282,,MATCH(H$4,'B. PoF Adj Factor Scoring'!$E$3:$N$3,0)-1),2,TRUE)","v":0},{"$f":"VLOOKUP(D:D,OFFSET('B. PoF Adj Factor Scoring'!$E$5:$F$282,,MATCH(I$4,'B. PoF Adj Factor Scoring'!$E$3:$N$3,0)-1),2,TRUE)","v":0},{"$f":"VLOOKUP(E:E,OFFSET('B. PoF Adj Factor Scoring'!$E$5:$F$282,,MATCH(J$4,'B. PoF Adj Factor Scoring'!$E$3:$N$3,0)-1),2,TRUE)","v":0},{"$f":"VLOOKUP(F:F,OFFSET('B. PoF Adj Factor Scoring'!$E$5:$F$282,,MATCH(K$4,'B. PoF Adj Factor Scoring'!$E$3:$N$3,0)-1),2,TRUE)","v":0}]
[236,"XLPE",{"$f":"'A. Population Info'!H241","v":0},{"$f":"'A. Population Info'!I241","v":0},{"$f":"'A. Population Info'!J241","v":0},{"$f":"'A. Population Info'!K241","v":0},{"$f":"VLOOKUP(B:B,OFFSET('B. PoF Adj Factor Scoring'!$E$5:$F$282,,MATCH(G$4,'B. PoF Adj Factor Scoring'!$E$3:$N$3,0)-1),2,TRUE)","v":1},{"$f":"VLOOKUP(C:C,OFFSET('B. PoF Adj Factor Scoring'!$E$5:$F$282,,MATCH(H$4,'B. PoF Adj Factor Scoring'!$E$3:$N$3,0)-1),2,TRUE)","v":0},{"$f":"VLOOKUP(D:D,OFFSET('B. PoF Adj Factor Scoring'!$E$5:$F$282,,MATCH(I$4,'B. PoF Adj Factor Scoring'!$E$3:$N$3,0)-1),2,TRUE)","v":0},{"$f":"VLOOKUP(E:E,OFFSET('B. PoF Adj Factor Scoring'!$E$5:$F$282,,MATCH(J$4,'B. PoF Adj Factor Scoring'!$E$3:$N$3,0)-1),2,TRUE)","v":0},{"$f":"VLOOKUP(F:F,OFFSET('B. PoF Adj Factor Scoring'!$E$5:$F$282,,MATCH(K$4,'B. PoF Adj Factor Scoring'!$E$3:$N$3,0)-1),2,TRUE)","v":0}]
[237,"XLPE",{"$f":"'A. Population Info'!H242","v":0},{"$f":"'A. Population Info'!I242","v":0},{"$f":"'A. Population Info'!J242","v":0},{"$f":"'A. Population Info'!K242","v":0},{"$f":"VLOOKUP(B:B,OFFSET('B. PoF Adj Factor Scoring'!$E$5:$F$282,,MATCH(G$4,'B. PoF Adj Factor Scoring'!$E$3:$N$3,0)-1),2,TRUE)","v":1},{"$f":"VLOOKUP(C:C,OFFSET('B. PoF Adj Factor Scoring'!$E$5:$F$282,,MATCH(H$4,'B. PoF Adj Factor Scoring'!$E$3:$N$3,0)-1),2,TRUE)","v":0},{"$f":"VLOOKUP(D:D,OFFSET('B. PoF Adj Factor Scoring'!$E$5:$F$282,,MATCH(I$4,'B. PoF Adj Factor Scoring'!$E$3:$N$3,0)-1),2,TRUE)","v":0},{"$f":"VLOOKUP(E:E,OFFSET('B. PoF Adj Factor Scoring'!$E$5:$F$282,,MATCH(J$4,'B. PoF Adj Factor Scoring'!$E$3:$N$3,0)-1),2,TRUE)","v":0},{"$f":"VLOOKUP(F:F,OFFSET('B. PoF Adj Factor Scoring'!$E$5:$F$282,,MATCH(K$4,'B. PoF Adj Factor Scoring'!$E$3:$N$3,0)-1),2,TRUE)","v":0}]
[238,"XLPE",{"$f":"'A. Population Info'!H243","v":0},{"$f":"'A. Population Info'!I243","v":0},{"$f":"'A. Population Info'!J243","v":0},{"$f":"'A. Population Info'!K243","v":0},{"$f":"VLOOKUP(B:B,OFFSET('B. PoF Adj Factor Scoring'!$E$5:$F$282,,MATCH(G$4,'B. PoF Adj Factor Scoring'!$E$3:$N$3,0)-1),2,TRUE)","v":1},{"$f":"VLOOKUP(C:C,OFFSET('B. PoF Adj Factor Scoring'!$E$5:$F$282,,MATCH(H$4,'B. PoF Adj Factor Scoring'!$E$3:$N$3,0)-1),2,TRUE)","v":0},{"$f":"VLOOKUP(D:D,OFFSET('B. PoF Adj Factor Scoring'!$E$5:$F$282,,MATCH(I$4,'B. PoF Adj Factor Scoring'!$E$3:$N$3,0)-1),2,TRUE)","v":0},{"$f":"VLOOKUP(E:E,OFFSET('B. PoF Adj Factor Scoring'!$E$5:$F$282,,MATCH(J$4,'B. PoF Adj Factor Scoring'!$E$3:$N$3,0)-1),2,TRUE)","v":0},{"$f":"VLOOKUP(F:F,OFFSET('B. PoF Adj Factor Scoring'!$E$5:$F$282,,MATCH(K$4,'B. PoF Adj Factor Scoring'!$E$3:$N$3,0)-1),2,TRUE)","v":0}]
[239,"XLPE",{"$f":"'A. Population Info'!H244","v":0},{"$f":"'A. Population Info'!I244","v":0},{"$f":"'A. Population Info'!J244","v":0},{"$f":"'A. Population Info'!K244","v":0},{"$f":"VLOOKUP(B:B,OFFSET('B. PoF Adj Factor Scoring'!$E$5:$F$282,,MATCH(G$4,'B. PoF Adj Factor Scoring'!$E$3:$N$3,0)-1),2,TRUE)","v":1},{"$f":"VLOOKUP(C:C,OFFSET('B. PoF Adj Factor Scoring'!$E$5:$F$282,,MATCH(H$4,'B. PoF Adj Factor Scoring'!$E$3:$N$3,0)-1),2,TRUE)","v":0},{"$f":"VLOOKUP(D:D,OFFSET('B. PoF Adj Factor Scoring'!$E$5:$F$282,,MATCH(I$4,'B. PoF Adj Factor Scoring'!$E$3:$N$3,0)-1),2,TRUE)","v":0},{"$f":"VLOOKUP(E:E,OFFSET('B. PoF Adj Factor Scoring'!$E$5:$F$282,,MATCH(J$4,'B. PoF Adj Factor Scoring'!$E$3:$N$3,0)-1),2,TRUE)","v":0},{"$f":"VLOOKUP(F:F,OFFSET('B. PoF Adj Factor Scoring'!$E$5:$F$282,,MATCH(K$4,'B. PoF Adj Factor Scoring'!$E$3:$N$3,0)-1),2,TRUE)","v":0}]
[240,"XLPE",{"$f":"'A. Population Info'!H245","v":0},{"$f":"'A. Population Info'!I245","v":0},{"$f":"'A. Population Info'!J245","v":0},{"$f":"'A. Population Info'!K245","v":0},{"$f":"VLOOKUP(B:B,OFFSET('B. PoF Adj Factor Scoring'!$E$5:$F$282,,MATCH(G$4,'B. PoF Adj Factor Scoring'!$E$3:$N$3,0)-1),2,TRUE)","v":1},{"$f":"VLOOKUP(C:C,OFFSET('B. PoF Adj Factor Scoring'!$E$5:$F$282,,MATCH(H$4,'B. PoF Adj Factor Scoring'!$E$3:$N$3,0)-1),2,TRUE)","v":0},{"$f":"VLOOKUP(D:D,OFFSET('B. PoF Adj Factor Scoring'!$E$5:$F$282,,MATCH(I$4,'B. PoF Adj Factor Scoring'!$E$3:$N$3,0)-1),2,TRUE)","v":0},{"$f":"VLOOKUP(E:E,OFFSET('B. PoF Adj Factor Scoring'!$E$5:$F$282,,MATCH(J$4,'B. PoF Adj Factor Scoring'!$E$3:$N$3,0)-1),2,TRUE)","v":0},{"$f":"VLOOKUP(F:F,OFFSET('B. PoF Adj Factor Scoring'!$E$5:$F$282,,MATCH(K$4,'B. PoF Adj Factor Scoring'!$E$3:$N$3,0)-1),2,TRUE)","v":0}]
[241,"XLPE",{"$f":"'A. Population Info'!H246","v":0},{"$f":"'A. Population Info'!I246","v":0},{"$f":"'A. Population Info'!J246","v":0},{"$f":"'A. Population Info'!K246","v":0},{"$f":"VLOOKUP(B:B,OFFSET('B. PoF Adj Factor Scoring'!$E$5:$F$282,,MATCH(G$4,'B. PoF Adj Factor Scoring'!$E$3:$N$3,0)-1),2,TRUE)","v":1},{"$f":"VLOOKUP(C:C,OFFSET('B. PoF Adj Factor Scoring'!$E$5:$F$282,,MATCH(H$4,'B. PoF Adj Factor Scoring'!$E$3:$N$3,0)-1),2,TRUE)","v":0},{"$f":"VLOOKUP(D:D,OFFSET('B. PoF Adj Factor Scoring'!$E$5:$F$282,,MATCH(I$4,'B. PoF Adj Factor Scoring'!$E$3:$N$3,0)-1),2,TRUE)","v":0},{"$f":"VLOOKUP(E:E,OFFSET('B. PoF Adj Factor Scoring'!$E$5:$F$282,,MATCH(J$4,'B. PoF Adj Factor Scoring'!$E$3:$N$3,0)-1),2,TRUE)","v":0},{"$f":"VLOOKUP(F:F,OFFSET('B. PoF Adj Factor Scoring'!$E$5:$F$282,,MATCH(K$4,'B. PoF Adj Factor Scoring'!$E$3:$N$3,0)-1),2,TRUE)","v":0}]
[242,"XLPE",{"$f":"'A. Population Info'!H247","v":0},{"$f":"'A. Population Info'!I247","v":0},{"$f":"'A. Population Info'!J247","v":0},{"$f":"'A. Population Info'!K247","v":0},{"$f":"VLOOKUP(B:B,OFFSET('B. PoF Adj Factor Scoring'!$E$5:$F$282,,MATCH(G$4,'B. PoF Adj Factor Scoring'!$E$3:$N$3,0)-1),2,TRUE)","v":1},{"$f":"VLOOKUP(C:C,OFFSET('B. PoF Adj Factor Scoring'!$E$5:$F$282,,MATCH(H$4,'B. PoF Adj Factor Scoring'!$E$3:$N$3,0)-1),2,TRUE)","v":0},{"$f":"VLOOKUP(D:D,OFFSET('B. PoF Adj Factor Scoring'!$E$5:$F$282,,MATCH(I$4,'B. PoF Adj Factor Scoring'!$E$3:$N$3,0)-1),2,TRUE)","v":0},{"$f":"VLOOKUP(E:E,OFFSET('B. PoF Adj Factor Scoring'!$E$5:$F$282,,MATCH(J$4,'B. PoF Adj Factor Scoring'!$E$3:$N$3,0)-1),2,TRUE)","v":0},{"$f":"VLOOKUP(F:F,OFFSET('B. PoF Adj Factor Scoring'!$E$5:$F$282,,MATCH(K$4,'B. PoF Adj Factor Scoring'!$E$3:$N$3,0)-1),2,TRUE)","v":0}]
[243,"XLPE",{"$f":"'A. Population Info'!H248","v":0},{"$f":"'A. Population Info'!I248","v":0},{"$f":"'A. Population Info'!J248","v":0},{"$f":"'A. Population Info'!K248","v":0},{"$f":"VLOOKUP(B:B,OFFSET('B. PoF Adj Factor Scoring'!$E$5:$F$282,,MATCH(G$4,'B. PoF Adj Factor Scoring'!$E$3:$N$3,0)-1),2,TRUE)","v":1},{"$f":"VLOOKUP(C:C,OFFSET('B. PoF Adj Factor Scoring'!$E$5:$F$282,,MATCH(H$4,'B. PoF Adj Factor Scoring'!$E$3:$N$3,0)-1),2,TRUE)","v":0},{"$f":"VLOOKUP(D:D,OFFSET('B. PoF Adj Factor Scoring'!$E$5:$F$282,,MATCH(I$4,'B. PoF Adj Factor Scoring'!$E$3:$N$3,0)-1),2,TRUE)","v":0},{"$f":"VLOOKUP(E:E,OFFSET('B. PoF Adj Factor Scoring'!$E$5:$F$282,,MATCH(J$4,'B. PoF Adj Factor Scoring'!$E$3:$N$3,0)-1),2,TRUE)","v":0},{"$f":"VLOOKUP(F:F,OFFSET('B. PoF Adj Factor Scoring'!$E$5:$F$282,,MATCH(K$4,'B. PoF Adj Factor Scoring'!$E$3:$N$3,0)-1),2,TRUE)","v":0}]
[244,"XLPE",{"$f":"'A. Population Info'!H249","v":0},{"$f":"'A. Population Info'!I249","v":0},{"$f":"'A. Population Info'!J249","v":0},{"$f":"'A. Population Info'!K249","v":0},{"$f":"VLOOKUP(B:B,OFFSET('B. PoF Adj Factor Scoring'!$E$5:$F$282,,MATCH(G$4,'B. PoF Adj Factor Scoring'!$E$3:$N$3,0)-1),2,TRUE)","v":1},{"$f":"VLOOKUP(C:C,OFFSET('B. PoF Adj Factor Scoring'!$E$5:$F$282,,MATCH(H$4,'B. PoF Adj Factor Scoring'!$E$3:$N$3,0)-1),2,TRUE)","v":0},{"$f":"VLOOKUP(D:D,OFFSET('B. PoF Adj Factor Scoring'!$E$5:$F$282,,MATCH(I$4,'B. PoF Adj Factor Scoring'!$E$3:$N$3,0)-1),2,TRUE)","v":0},{"$f":"VLOOKUP(E:E,OFFSET('B. PoF Adj Factor Scoring'!$E$5:$F$282,,MATCH(J$4,'B. PoF Adj Factor Scoring'!$E$3:$N$3,0)-1),2,TRUE)","v":0},{"$f":"VLOOKUP(F:F,OFFSET('B. PoF Adj Factor Scoring'!$E$5:$F$282,,MATCH(K$4,'B. PoF Adj Factor Scoring'!$E$3:$N$3,0)-1),2,TRUE)","v":0}]
[245,"XLPE",{"$f":"'A. Population Info'!H250","v":0},{"$f":"'A. Population Info'!I250","v":0},{"$f":"'A. Population Info'!J250","v":0},{"$f":"'A. Population Info'!K250","v":0},{"$f":"VLOOKUP(B:B,OFFSET('B. PoF Adj Factor Scoring'!$E$5:$F$282,,MATCH(G$4,'B. PoF Adj Factor Scoring'!$E$3:$N$3,0)-1),2,TRUE)","v":1},{"$f":"VLOOKUP(C:C,OFFSET('B. PoF Adj Factor Scoring'!$E$5:$F$282,,MATCH(H$4,'B. PoF Adj Factor Scoring'!$E$3:$N$3,0)-1),2,TRUE)","v":0},{"$f":"VLOOKUP(D:D,OFFSET('B. PoF Adj Factor Scoring'!$E$5:$F$282,,MATCH(I$4,'B. PoF Adj Factor Scoring'!$E$3:$N$3,0)-1),2,TRUE)","v":0},{"$f":"VLOOKUP(E:E,OFFSET('B. PoF Adj Factor Scoring'!$E$5:$F$282,,MATCH(J$4,'B. PoF Adj Factor Scoring'!$E$3:$N$3,0)-1),2,TRUE)","v":0},{"$f":"VLOOKUP(F:F,OFFSET('B. PoF Adj Factor Scoring'!$E$5:$F$282,,MATCH(K$4,'B. PoF Adj Factor Scoring'!$E$3:$N$3,0)-1),2,TRUE)","v":0}]
[246,"XLPE",{"$f":"'A. Population Info'!H251","v":0},{"$f":"'A. Population Info'!I251","v":0},{"$f":"'A. Population Info'!J251","v":0},{"$f":"'A. Population Info'!K251","v":0},{"$f":"VLOOKUP(B:B,OFFSET('B. PoF Adj Factor Scoring'!$E$5:$F$282,,MATCH(G$4,'B. PoF Adj Factor Scoring'!$E$3:$N$3,0)-1),2,TRUE)","v":1},{"$f":"VLOOKUP(C:C,OFFSET('B. PoF Adj Factor Scoring'!$E$5:$F$282,,MATCH(H$4,'B. PoF Adj Factor Scoring'!$E$3:$N$3,0)-1),2,TRUE)","v":0},{"$f":"VLOOKUP(D:D,OFFSET('B. PoF Adj Factor Scoring'!$E$5:$F$282,,MATCH(I$4,'B. PoF Adj Factor Scoring'!$E$3:$N$3,0)-1),2,TRUE)","v":0},{"$f":"VLOOKUP(E:E,OFFSET('B. PoF Adj Factor Scoring'!$E$5:$F$282,,MATCH(J$4,'B. PoF Adj Factor Scoring'!$E$3:$N$3,0)-1),2,TRUE)","v":0},{"$f":"VLOOKUP(F:F,OFFSET('B. PoF Adj Factor Scoring'!$E$5:$F$282,,MATCH(K$4,'B. PoF Adj Factor Scoring'!$E$3:$N$3,0)-1),2,TRUE)","v":0}]
[247,"XLPE",{"$f":"'A. Population Info'!H252","v":0},{"$f":"'A. Population Info'!I252","v":0},{"$f":"'A. Population Info'!J252","v":0},{"$f":"'A. Population Info'!K252","v":0},{"$f":"VLOOKUP(B:B,OFFSET('B. PoF Adj Factor Scoring'!$E$5:$F$282,,MATCH(G$4,'B. PoF Adj Factor Scoring'!$E$3:$N$3,0)-1),2,TRUE)","v":1},{"$f":"VLOOKUP(C:C,OFFSET('B. PoF Adj Factor Scoring'!$E$5:$F$282,,MATCH(H$4,'B. PoF Adj Factor Scoring'!$E$3:$N$3,0)-1),2,TRUE)","v":0},{"$f":"VLOOKUP(D:D,OFFSET('B. PoF Adj Factor Scoring'!$E$5:$F$282,,MATCH(I$4,'B. PoF Adj Factor Scoring'!$E$3:$N$3,0)-1),2,TRUE)","v":0},{"$f":"VLOOKUP(E:E,OFFSET('B. PoF Adj Factor Scoring'!$E$5:$F$282,,MATCH(J$4,'B. PoF Adj Factor Scoring'!$E$3:$N$3,0)-1),2,TRUE)","v":0},{"$f":"VLOOKUP(F:F,OFFSET('B. PoF Adj Factor Scoring'!$E$5:$F$282,,MATCH(K$4,'B. PoF Adj Factor Scoring'!$E$3:$N$3,0)-1),2,TRUE)","v":0}]
[248,"XLPE",{"$f":"'A. Population Info'!H253","v":0},{"$f":"'A. Population Info'!I253","v":0},{"$f":"'A. Population Info'!J253","v":0},{"$f":"'A. Population Info'!K253","v":0},{"$f":"VLOOKUP(B:B,OFFSET('B. PoF Adj Factor Scoring'!$E$5:$F$282,,MATCH(G$4,'B. PoF Adj Factor Scoring'!$E$3:$N$3,0)-1),2,TRUE)","v":1},{"$f":"VLOOKUP(C:C,OFFSET('B. PoF Adj Factor Scoring'!$E$5:$F$282,,MATCH(H$4,'B. PoF Adj Factor Scoring'!$E$3:$N$3,0)-1),2,TRUE)","v":0},{"$f":"VLOOKUP(D:D,OFFSET('B. PoF Adj Factor Scoring'!$E$5:$F$282,,MATCH(I$4,'B. PoF Adj Factor Scoring'!$E$3:$N$3,0)-1),2,TRUE)","v":0},{"$f":"VLOOKUP(E:E,OFFSET('B. PoF Adj Factor Scoring'!$E$5:$F$282,,MATCH(J$4,'B. PoF Adj Factor Scoring'!$E$3:$N$3,0)-1),2,TRUE)","v":0},{"$f":"VLOOKUP(F:F,OFFSET('B. PoF Adj Factor Scoring'!$E$5:$F$282,,MATCH(K$4,'B. PoF Adj Factor Scoring'!$E$3:$N$3,0)-1),2,TRUE)","v":0}]
[249,"XLPE",{"$f":"'A. Population Info'!H254","v":0},{"$f":"'A. Population Info'!I254","v":0},{"$f":"'A. Population Info'!J254","v":0},{"$f":"'A. Population Info'!K254","v":0},{"$f":"VLOOKUP(B:B,OFFSET('B. PoF Adj Factor Scoring'!$E$5:$F$282,,MATCH(G$4,'B. PoF Adj Factor Scoring'!$E$3:$N$3,0)-1),2,TRUE)","v":1},{"$f":"VLOOKUP(C:C,OFFSET('B. PoF Adj Factor Scoring'!$E$5:$F$282,,MATCH(H$4,'B. PoF Adj Factor Scoring'!$E$3:$N$3,0)-1),2,TRUE)","v":0},{"$f":"VLOOKUP(D:D,OFFSET('B. PoF Adj Factor Scoring'!$E$5:$F$282,,MATCH(I$4,'B. PoF Adj Factor Scoring'!$E$3:$N$3,0)-1),2,TRUE)","v":0},{"$f":"VLOOKUP(E:E,OFFSET('B. PoF Adj Factor Scoring'!$E$5:$F$282,,MATCH(J$4,'B. PoF Adj Factor Scoring'!$E$3:$N$3,0)-1),2,TRUE)","v":0},{"$f":"VLOOKUP(F:F,OFFSET('B. PoF Adj Factor Scoring'!$E$5:$F$282,,MATCH(K$4,'B. PoF Adj Factor Scoring'!$E$3:$N$3,0)-1),2,TRUE)","v":0}]
[250,"XLPE",{"$f":"'A. Population Info'!H255","v":0},{"$f":"'A. Population Info'!I255","v":0},{"$f":"'A. Population Info'!J255","v":0},{"$f":"'A. Population Info'!K255","v":0},{"$f":"VLOOKUP(B:B,OFFSET('B. PoF Adj Factor Scoring'!$E$5:$F$282,,MATCH(G$4,'B. PoF Adj Factor Scoring'!$E$3:$N$3,0)-1),2,TRUE)","v":1},{"$f":"VLOOKUP(C:C,OFFSET('B. PoF Adj Factor Scoring'!$E$5:$F$282,,MATCH(H$4,'B. PoF Adj Factor Scoring'!$E$3:$N$3,0)-1),2,TRUE)","v":0},{"$f":"VLOOKUP(D:D,OFFSET('B. PoF Adj Factor Scoring'!$E$5:$F$282,,MATCH(I$4,'B. PoF Adj Factor Scoring'!$E$3:$N$3,0)-1),2,TRUE)","v":0},{"$f":"VLOOKUP(E:E,OFFSET('B. PoF Adj Factor Scoring'!$E$5:$F$282,,MATCH(J$4,'B. PoF Adj Factor Scoring'!$E$3:$N$3,0)-1),2,TRUE)","v":0},{"$f":"VLOOKUP(F:F,OFFSET('B. PoF Adj Factor Scoring'!$E$5:$F$282,,MATCH(K$4,'B. PoF Adj Factor Scoring'!$E$3:$N$3,0)-1),2,TRUE)","v":0}]
[251,"XLPE",{"$f":"'A. Population Info'!H256","v":0},{"$f":"'A. Population Info'!I256","v":0},{"$f":"'A. Population Info'!J256","v":0},{"$f":"'A. Population Info'!K256","v":0},{"$f":"VLOOKUP(B:B,OFFSET('B. PoF Adj Factor Scoring'!$E$5:$F$282,,MATCH(G$4,'B. PoF Adj Factor Scoring'!$E$3:$N$3,0)-1),2,TRUE)","v":1},{"$f":"VLOOKUP(C:C,OFFSET('B. PoF Adj Factor Scoring'!$E$5:$F$282,,MATCH(H$4,'B. PoF Adj Factor Scoring'!$E$3:$N$3,0)-1),2,TRUE)","v":0},{"$f":"VLOOKUP(D:D,OFFSET('B. PoF Adj Factor Scoring'!$E$5:$F$282,,MATCH(I$4,'B. PoF Adj Factor Scoring'!$E$3:$N$3,0)-1),2,TRUE)","v":0},{"$f":"VLOOKUP(E:E,OFFSET('B. PoF Adj Factor Scoring'!$E$5:$F$282,,MATCH(J$4,'B. PoF Adj Factor Scoring'!$E$3:$N$3,0)-1),2,TRUE)","v":0},{"$f":"VLOOKUP(F:F,OFFSET('B. PoF Adj Factor Scoring'!$E$5:$F$282,,MATCH(K$4,'B. PoF Adj Factor Scoring'!$E$3:$N$3,0)-1),2,TRUE)","v":0}]
[252,"XLPE",{"$f":"'A. Population Info'!H257","v":0},{"$f":"'A. Population Info'!I257","v":0},{"$f":"'A. Population Info'!J257","v":0},{"$f":"'A. Population Info'!K257","v":0},{"$f":"VLOOKUP(B:B,OFFSET('B. PoF Adj Factor Scoring'!$E$5:$F$282,,MATCH(G$4,'B. PoF Adj Factor Scoring'!$E$3:$N$3,0)-1),2,TRUE)","v":1},{"$f":"VLOOKUP(C:C,OFFSET('B. PoF Adj Factor Scoring'!$E$5:$F$282,,MATCH(H$4,'B. PoF Adj Factor Scoring'!$E$3:$N$3,0)-1),2,TRUE)","v":0},{"$f":"VLOOKUP(D:D,OFFSET('B. PoF Adj Factor Scoring'!$E$5:$F$282,,MATCH(I$4,'B. PoF Adj Factor Scoring'!$E$3:$N$3,0)-1),2,TRUE)","v":0},{"$f":"VLOOKUP(E:E,OFFSET('B. PoF Adj Factor Scoring'!$E$5:$F$282,,MATCH(J$4,'B. PoF Adj Factor Scoring'!$E$3:$N$3,0)-1),2,TRUE)","v":0},{"$f":"VLOOKUP(F:F,OFFSET('B. PoF Adj Factor Scoring'!$E$5:$F$282,,MATCH(K$4,'B. PoF Adj Factor Scoring'!$E$3:$N$3,0)-1),2,TRUE)","v":0}]
[253,"XLPE",{"$f":"'A. Population Info'!H258","v":0},{"$f":"'A. Population Info'!I258","v":0},{"$f":"'A. Population Info'!J258","v":0},{"$f":"'A. Population Info'!K258","v":0},{"$f":"VLOOKUP(B:B,OFFSET('B. PoF Adj Factor Scoring'!$E$5:$F$282,,MATCH(G$4,'B. PoF Adj Factor Scoring'!$E$3:$N$3,0)-1),2,TRUE)","v":1},{"$f":"VLOOKUP(C:C,OFFSET('B. PoF Adj Factor Scoring'!$E$5:$F$282,,MATCH(H$4,'B. PoF Adj Factor Scoring'!$E$3:$N$3,0)-1),2,TRUE)","v":0},{"$f":"VLOOKUP(D:D,OFFSET('B. PoF Adj Factor Scoring'!$E$5:$F$282,,MATCH(I$4,'B. PoF Adj Factor Scoring'!$E$3:$N$3,0)-1),2,TRUE)","v":0},{"$f":"VLOOKUP(E:E,OFFSET('B. PoF Adj Factor Scoring'!$E$5:$F$282,,MATCH(J$4,'B. PoF Adj Factor Scoring'!$E$3:$N$3,0)-1),2,TRUE)","v":0},{"$f":"VLOOKUP(F:F,OFFSET('B. PoF Adj Factor Scoring'!$E$5:$F$282,,MATCH(K$4,'B. PoF Adj Factor Scoring'!$E$3:$N$3,0)-1),2,TRUE)","v":0}]
[254,"XLPE",{"$f":"'A. Population Info'!H259","v":0},{"$f":"'A. Population Info'!I259","v":0},{"$f":"'A. Population Info'!J259","v":0},{"$f":"'A. Population Info'!K259","v":0},{"$f":"VLOOKUP(B:B,OFFSET('B. PoF Adj Factor Scoring'!$E$5:$F$282,,MATCH(G$4,'B. PoF Adj Factor Scoring'!$E$3:$N$3,0)-1),2,TRUE)","v":1},{"$f":"VLOOKUP(C:C,OFFSET('B. PoF Adj Factor Scoring'!$E$5:$F$282,,MATCH(H$4,'B. PoF Adj Factor Scoring'!$E$3:$N$3,0)-1),2,TRUE)","v":0},{"$f":"VLOOKUP(D:D,OFFSET('B. PoF Adj Factor Scoring'!$E$5:$F$282,,MATCH(I$4,'B. PoF Adj Factor Scoring'!$E$3:$N$3,0)-1),2,TRUE)","v":0},{"$f":"VLOOKUP(E:E,OFFSET('B. PoF Adj Factor Scoring'!$E$5:$F$282,,MATCH(J$4,'B. PoF Adj Factor Scoring'!$E$3:$N$3,0)-1),2,TRUE)","v":0},{"$f":"VLOOKUP(F:F,OFFSET('B. PoF Adj Factor Scoring'!$E$5:$F$282,,MATCH(K$4,'B. PoF Adj Factor Scoring'!$E$3:$N$3,0)-1),2,TRUE)","v":0}]
[255,"XLPE",{"$f":"'A. Population Info'!H260","v":0},{"$f":"'A. Population Info'!I260","v":0},{"$f":"'A. Population Info'!J260","v":0},{"$f":"'A. Population Info'!K260","v":0},{"$f":"VLOOKUP(B:B,OFFSET('B. PoF Adj Factor Scoring'!$E$5:$F$282,,MATCH(G$4,'B. PoF Adj Factor Scoring'!$E$3:$N$3,0)-1),2,TRUE)","v":1},{"$f":"VLOOKUP(C:C,OFFSET('B. PoF Adj Factor Scoring'!$E$5:$F$282,,MATCH(H$4,'B. PoF Adj Factor Scoring'!$E$3:$N$3,0)-1),2,TRUE)","v":0},{"$f":"VLOOKUP(D:D,OFFSET('B. PoF Adj Factor Scoring'!$E$5:$F$282,,MATCH(I$4,'B. PoF Adj Factor Scoring'!$E$3:$N$3,0)-1),2,TRUE)","v":0},{"$f":"VLOOKUP(E:E,OFFSET('B. PoF Adj Factor Scoring'!$E$5:$F$282,,MATCH(J$4,'B. PoF Adj Factor Scoring'!$E$3:$N$3,0)-1),2,TRUE)","v":0},{"$f":"VLOOKUP(F:F,OFFSET('B. PoF Adj Factor Scoring'!$E$5:$F$282,,MATCH(K$4,'B. PoF Adj Factor Scoring'!$E$3:$N$3,0)-1),2,TRUE)","v":0}]
[256,"XLPE",{"$f":"'A. Population Info'!H261","v":0},{"$f":"'A. Population Info'!I261","v":0},{"$f":"'A. Population Info'!J261","v":0},{"$f":"'A. Population Info'!K261","v":0},{"$f":"VLOOKUP(B:B,OFFSET('B. PoF Adj Factor Scoring'!$E$5:$F$282,,MATCH(G$4,'B. PoF Adj Factor Scoring'!$E$3:$N$3,0)-1),2,TRUE)","v":1},{"$f":"VLOOKUP(C:C,OFFSET('B. PoF Adj Factor Scoring'!$E$5:$F$282,,MATCH(H$4,'B. PoF Adj Factor Scoring'!$E$3:$N$3,0)-1),2,TRUE)","v":0},{"$f":"VLOOKUP(D:D,OFFSET('B. PoF Adj Factor Scoring'!$E$5:$F$282,,MATCH(I$4,'B. PoF Adj Factor Scoring'!$E$3:$N$3,0)-1),2,TRUE)","v":0},{"$f":"VLOOKUP(E:E,OFFSET('B. PoF Adj Factor Scoring'!$E$5:$F$282,,MATCH(J$4,'B. PoF Adj Factor Scoring'!$E$3:$N$3,0)-1),2,TRUE)","v":0},{"$f":"VLOOKUP(F:F,OFFSET('B. PoF Adj Factor Scoring'!$E$5:$F$282,,MATCH(K$4,'B. PoF Adj Factor Scoring'!$E$3:$N$3,0)-1),2,TRUE)","v":0}]
[257,"XLPE",{"$f":"'A. Population Info'!H262","v":0},{"$f":"'A. Population Info'!I262","v":0},{"$f":"'A. Population Info'!J262","v":0},{"$f":"'A. Population Info'!K262","v":0},{"$f":"VLOOKUP(B:B,OFFSET('B. PoF Adj Factor Scoring'!$E$5:$F$282,,MATCH(G$4,'B. PoF Adj Factor Scoring'!$E$3:$N$3,0)-1),2,TRUE)","v":1},{"$f":"VLOOKUP(C:C,OFFSET('B. PoF Adj Factor Scoring'!$E$5:$F$282,,MATCH(H$4,'B. PoF Adj Factor Scoring'!$E$3:$N$3,0)-1),2,TRUE)","v":0},{"$f":"VLOOKUP(D:D,OFFSET('B. PoF Adj Factor Scoring'!$E$5:$F$282,,MATCH(I$4,'B. PoF Adj Factor Scoring'!$E$3:$N$3,0)-1),2,TRUE)","v":0},{"$f":"VLOOKUP(E:E,OFFSET('B. PoF Adj Factor Scoring'!$E$5:$F$282,,MATCH(J$4,'B. PoF Adj Factor Scoring'!$E$3:$N$3,0)-1),2,TRUE)","v":0},{"$f":"VLOOKUP(F:F,OFFSET('B. PoF Adj Factor Scoring'!$E$5:$F$282,,MATCH(K$4,'B. PoF Adj Factor Scoring'!$E$3:$N$3,0)-1),2,TRUE)","v":0}]
[258,"XLPE",{"$f":"'A. Population Info'!H263","v":0},{"$f":"'A. Population Info'!I263","v":0},{"$f":"'A. Population Info'!J263","v":0},{"$f":"'A. Population Info'!K263","v":0},{"$f":"VLOOKUP(B:B,OFFSET('B. PoF Adj Factor Scoring'!$E$5:$F$282,,MATCH(G$4,'B. PoF Adj Factor Scoring'!$E$3:$N$3,0)-1),2,TRUE)","v":1},{"$f":"VLOOKUP(C:C,OFFSET('B. PoF Adj Factor Scoring'!$E$5:$F$282,,MATCH(H$4,'B. PoF Adj Factor Scoring'!$E$3:$N$3,0)-1),2,TRUE)","v":0},{"$f":"VLOOKUP(D:D,OFFSET('B. PoF Adj Factor Scoring'!$E$5:$F$282,,MATCH(I$4,'B. PoF Adj Factor Scoring'!$E$3:$N$3,0)-1),2,TRUE)","v":0},{"$f":"VLOOKUP(E:E,OFFSET('B. PoF Adj Factor Scoring'!$E$5:$F$282,,MATCH(J$4,'B. PoF Adj Factor Scoring'!$E$3:$N$3,0)-1),2,TRUE)","v":0},{"$f":"VLOOKUP(F:F,OFFSET('B. PoF Adj Factor Scoring'!$E$5:$F$282,,MATCH(K$4,'B. PoF Adj Factor Scoring'!$E$3:$N$3,0)-1),2,TRUE)","v":0}]
[259,"XLPE",{"$f":"'A. Population Info'!H264","v":0},{"$f":"'A. Population Info'!I264","v":0},{"$f":"'A. Population Info'!J264","v":0},{"$f":"'A. Population Info'!K264","v":0},{"$f":"VLOOKUP(B:B,OFFSET('B. PoF Adj Factor Scoring'!$E$5:$F$282,,MATCH(G$4,'B. PoF Adj Factor Scoring'!$E$3:$N$3,0)-1),2,TRUE)","v":1},{"$f":"VLOOKUP(C:C,OFFSET('B. PoF Adj Factor Scoring'!$E$5:$F$282,,MATCH(H$4,'B. PoF Adj Factor Scoring'!$E$3:$N$3,0)-1),2,TRUE)","v":0},{"$f":"VLOOKUP(D:D,OFFSET('B. PoF Adj Factor Scoring'!$E$5:$F$282,,MATCH(I$4,'B. PoF Adj Factor Scoring'!$E$3:$N$3,0)-1),2,TRUE)","v":0},{"$f":"VLOOKUP(E:E,OFFSET('B. PoF Adj Factor Scoring'!$E$5:$F$282,,MATCH(J$4,'B. PoF Adj Factor Scoring'!$E$3:$N$3,0)-1),2,TRUE)","v":0},{"$f":"VLOOKUP(F:F,OFFSET('B. PoF Adj Factor Scoring'!$E$5:$F$282,,MATCH(K$4,'B. PoF Adj Factor Scoring'!$E$3:$N$3,0)-1),2,TRUE)","v":0}]
[260,"XLPE",{"$f":"'A. Population Info'!H265","v":0},{"$f":"'A. Population Info'!I265","v":0},{"$f":"'A. Population Info'!J265","v":0},{"$f":"'A. Population Info'!K265","v":0},{"$f":"VLOOKUP(B:B,OFFSET('B. PoF Adj Factor Scoring'!$E$5:$F$282,,MATCH(G$4,'B. PoF Adj Factor Scoring'!$E$3:$N$3,0)-1),2,TRUE)","v":1},{"$f":"VLOOKUP(C:C,OFFSET('B. PoF Adj Factor Scoring'!$E$5:$F$282,,MATCH(H$4,'B. PoF Adj Factor Scoring'!$E$3:$N$3,0)-1),2,TRUE)","v":0},{"$f":"VLOOKUP(D:D,OFFSET('B. PoF Adj Factor Scoring'!$E$5:$F$282,,MATCH(I$4,'B. PoF Adj Factor Scoring'!$E$3:$N$3,0)-1),2,TRUE)","v":0},{"$f":"VLOOKUP(E:E,OFFSET('B. PoF Adj Factor Scoring'!$E$5:$F$282,,MATCH(J$4,'B. PoF Adj Factor Scoring'!$E$3:$N$3,0)-1),2,TRUE)","v":0},{"$f":"VLOOKUP(F:F,OFFSET('B. PoF Adj Factor Scoring'!$E$5:$F$282,,MATCH(K$4,'B. PoF Adj Factor Scoring'!$E$3:$N$3,0)-1),2,TRUE)","v":0}]
[261,"XLPE",{"$f":"'A. Population Info'!H266","v":0},{"$f":"'A. Population Info'!I266","v":0},{"$f":"'A. Population Info'!J266","v":0},{"$f":"'A. Population Info'!K266","v":0},{"$f":"VLOOKUP(B:B,OFFSET('B. PoF Adj Factor Scoring'!$E$5:$F$282,,MATCH(G$4,'B. PoF Adj Factor Scoring'!$E$3:$N$3,0)-1),2,TRUE)","v":1},{"$f":"VLOOKUP(C:C,OFFSET('B. PoF Adj Factor Scoring'!$E$5:$F$282,,MATCH(H$4,'B. PoF Adj Factor Scoring'!$E$3:$N$3,0)-1),2,TRUE)","v":0},{"$f":"VLOOKUP(D:D,OFFSET('B. PoF Adj Factor Scoring'!$E$5:$F$282,,MATCH(I$4,'B. PoF Adj Factor Scoring'!$E$3:$N$3,0)-1),2,TRUE)","v":0},{"$f":"VLOOKUP(E:E,OFFSET('B. PoF Adj Factor Scoring'!$E$5:$F$282,,MATCH(J$4,'B. PoF Adj Factor Scoring'!$E$3:$N$3,0)-1),2,TRUE)","v":0},{"$f":"VLOOKUP(F:F,OFFSET('B. PoF Adj Factor Scoring'!$E$5:$F$282,,MATCH(K$4,'B. PoF Adj Factor Scoring'!$E$3:$N$3,0)-1),2,TRUE)","v":0}]
[262,"XLPE",{"$f":"'A. Population Info'!H267","v":0},{"$f":"'A. Population Info'!I267","v":0},{"$f":"'A. Population Info'!J267","v":0},{"$f":"'A. Population Info'!K267","v":0},{"$f":"VLOOKUP(B:B,OFFSET('B. PoF Adj Factor Scoring'!$E$5:$F$282,,MATCH(G$4,'B. PoF Adj Factor Scoring'!$E$3:$N$3,0)-1),2,TRUE)","v":1},{"$f":"VLOOKUP(C:C,OFFSET('B. PoF Adj Factor Scoring'!$E$5:$F$282,,MATCH(H$4,'B. PoF Adj Factor Scoring'!$E$3:$N$3,0)-1),2,TRUE)","v":0},{"$f":"VLOOKUP(D:D,OFFSET('B. PoF Adj Factor Scoring'!$E$5:$F$282,,MATCH(I$4,'B. PoF Adj Factor Scoring'!$E$3:$N$3,0)-1),2,TRUE)","v":0},{"$f":"VLOOKUP(E:E,OFFSET('B. PoF Adj Factor Scoring'!$E$5:$F$282,,MATCH(J$4,'B. PoF Adj Factor Scoring'!$E$3:$N$3,0)-1),2,TRUE)","v":0},{"$f":"VLOOKUP(F:F,OFFSET('B. PoF Adj Factor Scoring'!$E$5:$F$282,,MATCH(K$4,'B. PoF Adj Factor Scoring'!$E$3:$N$3,0)-1),2,TRUE)","v":0}]
[263,"XLPE",{"$f":"'A. Population Info'!H268","v":0},{"$f":"'A. Population Info'!I268","v":0},{"$f":"'A. Population Info'!J268","v":0},{"$f":"'A. Population Info'!K268","v":0},{"$f":"VLOOKUP(B:B,OFFSET('B. PoF Adj Factor Scoring'!$E$5:$F$282,,MATCH(G$4,'B. PoF Adj Factor Scoring'!$E$3:$N$3,0)-1),2,TRUE)","v":1},{"$f":"VLOOKUP(C:C,OFFSET('B. PoF Adj Factor Scoring'!$E$5:$F$282,,MATCH(H$4,'B. PoF Adj Factor Scoring'!$E$3:$N$3,0)-1),2,TRUE)","v":0},{"$f":"VLOOKUP(D:D,OFFSET('B. PoF Adj Factor Scoring'!$E$5:$F$282,,MATCH(I$4,'B. PoF Adj Factor Scoring'!$E$3:$N$3,0)-1),2,TRUE)","v":0},{"$f":"VLOOKUP(E:E,OFFSET('B. PoF Adj Factor Scoring'!$E$5:$F$282,,MATCH(J$4,'B. PoF Adj Factor Scoring'!$E$3:$N$3,0)-1),2,TRUE)","v":0},{"$f":"VLOOKUP(F:F,OFFSET('B. PoF Adj Factor Scoring'!$E$5:$F$282,,MATCH(K$4,'B. PoF Adj Factor Scoring'!$E$3:$N$3,0)-1),2,TRUE)","v":0}]
[264,"XLPE",{"$f":"'A. Population Info'!H269","v":0},{"$f":"'A. Population Info'!I269","v":0},{"$f":"'A. Population Info'!J269","v":0},{"$f":"'A. Population Info'!K269","v":0},{"$f":"VLOOKUP(B:B,OFFSET('B. PoF Adj Factor Scoring'!$E$5:$F$282,,MATCH(G$4,'B. PoF Adj Factor Scoring'!$E$3:$N$3,0)-1),2,TRUE)","v":1},{"$f":"VLOOKUP(C:C,OFFSET('B. PoF Adj Factor Scoring'!$E$5:$F$282,,MATCH(H$4,'B. PoF Adj Factor Scoring'!$E$3:$N$3,0)-1),2,TRUE)","v":0},{"$f":"VLOOKUP(D:D,OFFSET('B. PoF Adj Factor Scoring'!$E$5:$F$282,,MATCH(I$4,'B. PoF Adj Factor Scoring'!$E$3:$N$3,0)-1),2,TRUE)","v":0},{"$f":"VLOOKUP(E:E,OFFSET('B. PoF Adj Factor Scoring'!$E$5:$F$282,,MATCH(J$4,'B. PoF Adj Factor Scoring'!$E$3:$N$3,0)-1),2,TRUE)","v":0},{"$f":"VLOOKUP(F:F,OFFSET('B. PoF Adj Factor Scoring'!$E$5:$F$282,,MATCH(K$4,'B. PoF Adj Factor Scoring'!$E$3:$N$3,0)-1),2,TRUE)","v":0}]
[265,"XLPE",{"$f":"'A. Population Info'!H270","v":0},{"$f":"'A. Population Info'!I270","v":0},{"$f":"'A. Population Info'!J270","v":0},{"$f":"'A. Population Info'!K270","v":0},{"$f":"VLOOKUP(B:B,OFFSET('B. PoF Adj Factor Scoring'!$E$5:$F$282,,MATCH(G$4,'B. PoF Adj Factor Scoring'!$E$3:$N$3,0)-1),2,TRUE)","v":1},{"$f":"VLOOKUP(C:C,OFFSET('B. PoF Adj Factor Scoring'!$E$5:$F$282,,MATCH(H$4,'B. PoF Adj Factor Scoring'!$E$3:$N$3,0)-1),2,TRUE)","v":0},{"$f":"VLOOKUP(D:D,OFFSET('B. PoF Adj Factor Scoring'!$E$5:$F$282,,MATCH(I$4,'B. PoF Adj Factor Scoring'!$E$3:$N$3,0)-1),2,TRUE)","v":0},{"$f":"VLOOKUP(E:E,OFFSET('B. PoF Adj Factor Scoring'!$E$5:$F$282,,MATCH(J$4,'B. PoF Adj Factor Scoring'!$E$3:$N$3,0)-1),2,TRUE)","v":0},{"$f":"VLOOKUP(F:F,OFFSET('B. PoF Adj Factor Scoring'!$E$5:$F$282,,MATCH(K$4,'B. PoF Adj Factor Scoring'!$E$3:$N$3,0)-1),2,TRUE)","v":0}]
[266,"XLPE",{"$f":"'A. Population Info'!H271","v":0},{"$f":"'A. Population Info'!I271","v":0},{"$f":"'A. Population Info'!J271","v":0},{"$f":"'A. Population Info'!K271","v":0},{"$f":"VLOOKUP(B:B,OFFSET('B. PoF Adj Factor Scoring'!$E$5:$F$282,,MATCH(G$4,'B. PoF Adj Factor Scoring'!$E$3:$N$3,0)-1),2,TRUE)","v":1},{"$f":"VLOOKUP(C:C,OFFSET('B. PoF Adj Factor Scoring'!$E$5:$F$282,,MATCH(H$4,'B. PoF Adj Factor Scoring'!$E$3:$N$3,0)-1),2,TRUE)","v":0},{"$f":"VLOOKUP(D:D,OFFSET('B. PoF Adj Factor Scoring'!$E$5:$F$282,,MATCH(I$4,'B. PoF Adj Factor Scoring'!$E$3:$N$3,0)-1),2,TRUE)","v":0},{"$f":"VLOOKUP(E:E,OFFSET('B. PoF Adj Factor Scoring'!$E$5:$F$282,,MATCH(J$4,'B. PoF Adj Factor Scoring'!$E$3:$N$3,0)-1),2,TRUE)","v":0},{"$f":"VLOOKUP(F:F,OFFSET('B. PoF Adj Factor Scoring'!$E$5:$F$282,,MATCH(K$4,'B. PoF Adj Factor Scoring'!$E$3:$N$3,0)-1),2,TRUE)","v":0}]
[267,"XLPE",{"$f":"'A. Population Info'!H272","v":0},{"$f":"'A. Population Info'!I272","v":0},{"$f":"'A. Population Info'!J272","v":0},{"$f":"'A. Population Info'!K272","v":0},{"$f":"VLOOKUP(B:B,OFFSET('B. PoF Adj Factor Scoring'!$E$5:$F$282,,MATCH(G$4,'B. PoF Adj Factor Scoring'!$E$3:$N$3,0)-1),2,TRUE)","v":1},{"$f":"VLOOKUP(C:C,OFFSET('B. PoF Adj Factor Scoring'!$E$5:$F$282,,MATCH(H$4,'B. PoF Adj Factor Scoring'!$E$3:$N$3,0)-1),2,TRUE)","v":0},{"$f":"VLOOKUP(D:D,OFFSET('B. PoF Adj Factor Scoring'!$E$5:$F$282,,MATCH(I$4,'B. PoF Adj Factor Scoring'!$E$3:$N$3,0)-1),2,TRUE)","v":0},{"$f":"VLOOKUP(E:E,OFFSET('B. PoF Adj Factor Scoring'!$E$5:$F$282,,MATCH(J$4,'B. PoF Adj Factor Scoring'!$E$3:$N$3,0)-1),2,TRUE)","v":0},{"$f":"VLOOKUP(F:F,OFFSET('B. PoF Adj Factor Scoring'!$E$5:$F$282,,MATCH(K$4,'B. PoF Adj Factor Scoring'!$E$3:$N$3,0)-1),2,TRUE)","v":0}]
[268,"XLPE",{"$f":"'A. Population Info'!H273","v":0},{"$f":"'A. Population Info'!I273","v":0},{"$f":"'A. Population Info'!J273","v":0},{"$f":"'A. Population Info'!K273","v":0},{"$f":"VLOOKUP(B:B,OFFSET('B. PoF Adj Factor Scoring'!$E$5:$F$282,,MATCH(G$4,'B. PoF Adj Factor Scoring'!$E$3:$N$3,0)-1),2,TRUE)","v":1},{"$f":"VLOOKUP(C:C,OFFSET('B. PoF Adj Factor Scoring'!$E$5:$F$282,,MATCH(H$4,'B. PoF Adj Factor Scoring'!$E$3:$N$3,0)-1),2,TRUE)","v":0},{"$f":"VLOOKUP(D:D,OFFSET('B. PoF Adj Factor Scoring'!$E$5:$F$282,,MATCH(I$4,'B. PoF Adj Factor Scoring'!$E$3:$N$3,0)-1),2,TRUE)","v":0},{"$f":"VLOOKUP(E:E,OFFSET('B. PoF Adj Factor Scoring'!$E$5:$F$282,,MATCH(J$4,'B. PoF Adj Factor Scoring'!$E$3:$N$3,0)-1),2,TRUE)","v":0},{"$f":"VLOOKUP(F:F,OFFSET('B. PoF Adj Factor Scoring'!$E$5:$F$282,,MATCH(K$4,'B. PoF Adj Factor Scoring'!$E$3:$N$3,0)-1),2,TRUE)","v":0}]
[269,"XLPE",{"$f":"'A. Population Info'!H274","v":0},{"$f":"'A. Population Info'!I274","v":0},{"$f":"'A. Population Info'!J274","v":0},{"$f":"'A. Population Info'!K274","v":0},{"$f":"VLOOKUP(B:B,OFFSET('B. PoF Adj Factor Scoring'!$E$5:$F$282,,MATCH(G$4,'B. PoF Adj Factor Scoring'!$E$3:$N$3,0)-1),2,TRUE)","v":1},{"$f":"VLOOKUP(C:C,OFFSET('B. PoF Adj Factor Scoring'!$E$5:$F$282,,MATCH(H$4,'B. PoF Adj Factor Scoring'!$E$3:$N$3,0)-1),2,TRUE)","v":0},{"$f":"VLOOKUP(D:D,OFFSET('B. PoF Adj Factor Scoring'!$E$5:$F$282,,MATCH(I$4,'B. PoF Adj Factor Scoring'!$E$3:$N$3,0)-1),2,TRUE)","v":0},{"$f":"VLOOKUP(E:E,OFFSET('B. PoF Adj Factor Scoring'!$E$5:$F$282,,MATCH(J$4,'B. PoF Adj Factor Scoring'!$E$3:$N$3,0)-1),2,TRUE)","v":0},{"$f":"VLOOKUP(F:F,OFFSET('B. PoF Adj Factor Scoring'!$E$5:$F$282,,MATCH(K$4,'B. PoF Adj Factor Scoring'!$E$3:$N$3,0)-1),2,TRUE)","v":0}]
[270,"XLPE",{"$f":"'A. Population Info'!H275","v":0},{"$f":"'A. Population Info'!I275","v":0},{"$f":"'A. Population Info'!J275","v":0},{"$f":"'A. Population Info'!K275","v":0},{"$f":"VLOOKUP(B:B,OFFSET('B. PoF Adj Factor Scoring'!$E$5:$F$282,,MATCH(G$4,'B. PoF Adj Factor Scoring'!$E$3:$N$3,0)-1),2,TRUE)","v":1},{"$f":"VLOOKUP(C:C,OFFSET('B. PoF Adj Factor Scoring'!$E$5:$F$282,,MATCH(H$4,'B. PoF Adj Factor Scoring'!$E$3:$N$3,0)-1),2,TRUE)","v":0},{"$f":"VLOOKUP(D:D,OFFSET('B. PoF Adj Factor Scoring'!$E$5:$F$282,,MATCH(I$4,'B. PoF Adj Factor Scoring'!$E$3:$N$3,0)-1),2,TRUE)","v":0},{"$f":"VLOOKUP(E:E,OFFSET('B. PoF Adj Factor Scoring'!$E$5:$F$282,,MATCH(J$4,'B. PoF Adj Factor Scoring'!$E$3:$N$3,0)-1),2,TRUE)","v":0},{"$f":"VLOOKUP(F:F,OFFSET('B. PoF Adj Factor Scoring'!$E$5:$F$282,,MATCH(K$4,'B. PoF Adj Factor Scoring'!$E$3:$N$3,0)-1),2,TRUE)","v":0}]
[271,"XLPE",{"$f":"'A. Population Info'!H276","v":0},{"$f":"'A. Population Info'!I276","v":0},{"$f":"'A. Population Info'!J276","v":0},{"$f":"'A. Population Info'!K276","v":0},{"$f":"VLOOKUP(B:B,OFFSET('B. PoF Adj Factor Scoring'!$E$5:$F$282,,MATCH(G$4,'B. PoF Adj Factor Scoring'!$E$3:$N$3,0)-1),2,TRUE)","v":1},{"$f":"VLOOKUP(C:C,OFFSET('B. PoF Adj Factor Scoring'!$E$5:$F$282,,MATCH(H$4,'B. PoF Adj Factor Scoring'!$E$3:$N$3,0)-1),2,TRUE)","v":0},{"$f":"VLOOKUP(D:D,OFFSET('B. PoF Adj Factor Scoring'!$E$5:$F$282,,MATCH(I$4,'B. PoF Adj Factor Scoring'!$E$3:$N$3,0)-1),2,TRUE)","v":0},{"$f":"VLOOKUP(E:E,OFFSET('B. PoF Adj Factor Scoring'!$E$5:$F$282,,MATCH(J$4,'B. PoF Adj Factor Scoring'!$E$3:$N$3,0)-1),2,TRUE)","v":0},{"$f":"VLOOKUP(F:F,OFFSET('B. PoF Adj Factor Scoring'!$E$5:$F$282,,MATCH(K$4,'B. PoF Adj Factor Scoring'!$E$3:$N$3,0)-1),2,TRUE)","v":0}]
[272,"XLPE",{"$f":"'A. Population Info'!H277","v":0},{"$f":"'A. Population Info'!I277","v":0},{"$f":"'A. Population Info'!J277","v":0},{"$f":"'A. Population Info'!K277","v":0},{"$f":"VLOOKUP(B:B,OFFSET('B. PoF Adj Factor Scoring'!$E$5:$F$282,,MATCH(G$4,'B. PoF Adj Factor Scoring'!$E$3:$N$3,0)-1),2,TRUE)","v":1},{"$f":"VLOOKUP(C:C,OFFSET('B. PoF Adj Factor Scoring'!$E$5:$F$282,,MATCH(H$4,'B. PoF Adj Factor Scoring'!$E$3:$N$3,0)-1),2,TRUE)","v":0},{"$f":"VLOOKUP(D:D,OFFSET('B. PoF Adj Factor Scoring'!$E$5:$F$282,,MATCH(I$4,'B. PoF Adj Factor Scoring'!$E$3:$N$3,0)-1),2,TRUE)","v":0},{"$f":"VLOOKUP(E:E,OFFSET('B. PoF Adj Factor Scoring'!$E$5:$F$282,,MATCH(J$4,'B. PoF Adj Factor Scoring'!$E$3:$N$3,0)-1),2,TRUE)","v":0},{"$f":"VLOOKUP(F:F,OFFSET('B. PoF Adj Factor Scoring'!$E$5:$F$282,,MATCH(K$4,'B. PoF Adj Factor Scoring'!$E$3:$N$3,0)-1),2,TRUE)","v":0}]
[273,"XLPE",{"$f":"'A. Population Info'!H278","v":0},{"$f":"'A. Population Info'!I278","v":0},{"$f":"'A. Population Info'!J278","v":0},{"$f":"'A. Population Info'!K278","v":0},{"$f":"VLOOKUP(B:B,OFFSET('B. PoF Adj Factor Scoring'!$E$5:$F$282,,MATCH(G$4,'B. PoF Adj Factor Scoring'!$E$3:$N$3,0)-1),2,TRUE)","v":1},{"$f":"VLOOKUP(C:C,OFFSET('B. PoF Adj Factor Scoring'!$E$5:$F$282,,MATCH(H$4,'B. PoF Adj Factor Scoring'!$E$3:$N$3,0)-1),2,TRUE)","v":0},{"$f":"VLOOKUP(D:D,OFFSET('B. PoF Adj Factor Scoring'!$E$5:$F$282,,MATCH(I$4,'B. PoF Adj Factor Scoring'!$E$3:$N$3,0)-1),2,TRUE)","v":0},{"$f":"VLOOKUP(E:E,OFFSET('B. PoF Adj Factor Scoring'!$E$5:$F$282,,MATCH(J$4,'B. PoF Adj Factor Scoring'!$E$3:$N$3,0)-1),2,TRUE)","v":0},{"$f":"VLOOKUP(F:F,OFFSET('B. PoF Adj Factor Scoring'!$E$5:$F$282,,MATCH(K$4,'B. PoF Adj Factor Scoring'!$E$3:$N$3,0)-1),2,TRUE)","v":0}]
[274,"XLPE",{"$f":"'A. Population Info'!H279","v":0},{"$f":"'A. Population Info'!I279","v":0},{"$f":"'A. Population Info'!J279","v":0},{"$f":"'A. Population Info'!K279","v":0},{"$f":"VLOOKUP(B:B,OFFSET('B. PoF Adj Factor Scoring'!$E$5:$F$282,,MATCH(G$4,'B. PoF Adj Factor Scoring'!$E$3:$N$3,0)-1),2,TRUE)","v":1},{"$f":"VLOOKUP(C:C,OFFSET('B. PoF Adj Factor Scoring'!$E$5:$F$282,,MATCH(H$4,'B. PoF Adj Factor Scoring'!$E$3:$N$3,0)-1),2,TRUE)","v":0},{"$f":"VLOOKUP(D:D,OFFSET('B. PoF Adj Factor Scoring'!$E$5:$F$282,,MATCH(I$4,'B. PoF Adj Factor Scoring'!$E$3:$N$3,0)-1),2,TRUE)","v":0},{"$f":"VLOOKUP(E:E,OFFSET('B. PoF Adj Factor Scoring'!$E$5:$F$282,,MATCH(J$4,'B. PoF Adj Factor Scoring'!$E$3:$N$3,0)-1),2,TRUE)","v":0},{"$f":"VLOOKUP(F:F,OFFSET('B. PoF Adj Factor Scoring'!$E$5:$F$282,,MATCH(K$4,'B. PoF Adj Factor Scoring'!$E$3:$N$3,0)-1),2,TRUE)","v":0}]
[275,"XLPE",{"$f":"'A. Population Info'!H280","v":0},{"$f":"'A. Population Info'!I280","v":0},{"$f":"'A. Population Info'!J280","v":0},{"$f":"'A. Population Info'!K280","v":0},{"$f":"VLOOKUP(B:B,OFFSET('B. PoF Adj Factor Scoring'!$E$5:$F$282,,MATCH(G$4,'B. PoF Adj Factor Scoring'!$E$3:$N$3,0)-1),2,TRUE)","v":1},{"$f":"VLOOKUP(C:C,OFFSET('B. PoF Adj Factor Scoring'!$E$5:$F$282,,MATCH(H$4,'B. PoF Adj Factor Scoring'!$E$3:$N$3,0)-1),2,TRUE)","v":0},{"$f":"VLOOKUP(D:D,OFFSET('B. PoF Adj Factor Scoring'!$E$5:$F$282,,MATCH(I$4,'B. PoF Adj Factor Scoring'!$E$3:$N$3,0)-1),2,TRUE)","v":0},{"$f":"VLOOKUP(E:E,OFFSET('B. PoF Adj Factor Scoring'!$E$5:$F$282,,MATCH(J$4,'B. PoF Adj Factor Scoring'!$E$3:$N$3,0)-1),2,TRUE)","v":0},{"$f":"VLOOKUP(F:F,OFFSET('B. PoF Adj Factor Scoring'!$E$5:$F$282,,MATCH(K$4,'B. PoF Adj Factor Scoring'!$E$3:$N$3,0)-1),2,TRUE)","v":0}]
[276,"XLPE",{"$f":"'A. Population Info'!H281","v":0},{"$f":"'A. Population Info'!I281","v":0},{"$f":"'A. Population Info'!J281","v":0},{"$f":"'A. Population Info'!K281","v":0},{"$f":"VLOOKUP(B:B,OFFSET('B. PoF Adj Factor Scoring'!$E$5:$F$282,,MATCH(G$4,'B. PoF Adj Factor Scoring'!$E$3:$N$3,0)-1),2,TRUE)","v":1},{"$f":"VLOOKUP(C:C,OFFSET('B. PoF Adj Factor Scoring'!$E$5:$F$282,,MATCH(H$4,'B. PoF Adj Factor Scoring'!$E$3:$N$3,0)-1),2,TRUE)","v":0},{"$f":"VLOOKUP(D:D,OFFSET('B. PoF Adj Factor Scoring'!$E$5:$F$282,,MATCH(I$4,'B. PoF Adj Factor Scoring'!$E$3:$N$3,0)-1),2,TRUE)","v":0},{"$f":"VLOOKUP(E:E,OFFSET('B. PoF Adj Factor Scoring'!$E$5:$F$282,,MATCH(J$4,'B. PoF Adj Factor Scoring'!$E$3:$N$3,0)-1),2,TRUE)","v":0},{"$f":"VLOOKUP(F:F,OFFSET('B. PoF Adj Factor Scoring'!$E$5:$F$282,,MATCH(K$4,'B. PoF Adj Factor Scoring'!$E$3:$N$3,0)-1),2,TRUE)","v":0}]
[277,"XLPE",{"$f":"'A. Population Info'!H282","v":0},{"$f":"'A. Population Info'!I282","v":0},{"$f":"'A. Population Info'!J282","v":0},{"$f":"'A. Population Info'!K282","v":0},{"$f":"VLOOKUP(B:B,OFFSET('B. PoF Adj Factor Scoring'!$E$5:$F$282,,MATCH(G$4,'B. PoF Adj Factor Scoring'!$E$3:$N$3,0)-1),2,TRUE)","v":1},{"$f":"VLOOKUP(C:C,OFFSET('B. PoF Adj Factor Scoring'!$E$5:$F$282,,MATCH(H$4,'B. PoF Adj Factor Scoring'!$E$3:$N$3,0)-1),2,TRUE)","v":0},{"$f":"VLOOKUP(D:D,OFFSET('B. PoF Adj Factor Scoring'!$E$5:$F$282,,MATCH(I$4,'B. PoF Adj Factor Scoring'!$E$3:$N$3,0)-1),2,TRUE)","v":0},{"$f":"VLOOKUP(E:E,OFFSET('B. PoF Adj Factor Scoring'!$E$5:$F$282,,MATCH(J$4,'B. PoF Adj Factor Scoring'!$E$3:$N$3,0)-1),2,TRUE)","v":0},{"$f":"VLOOKUP(F:F,OFFSET('B. PoF Adj Factor Scoring'!$E$5:$F$282,,MATCH(K$4,'B. PoF Adj Factor Scoring'!$E$3:$N$3,0)-1),2,TRUE)","v":0}]
[278,"XLPE",{"$f":"'A. Population Info'!H283","v":0},{"$f":"'A. Population Info'!I283","v":0},{"$f":"'A. Population Info'!J283","v":0},{"$f":"'A. Population Info'!K283","v":0},{"$f":"VLOOKUP(B:B,OFFSET('B. PoF Adj Factor Scoring'!$E$5:$F$282,,MATCH(G$4,'B. PoF Adj Factor Scoring'!$E$3:$N$3,0)-1),2,TRUE)","v":1},{"$f":"VLOOKUP(C:C,OFFSET('B. PoF Adj Factor Scoring'!$E$5:$F$282,,MATCH(H$4,'B. PoF Adj Factor Scoring'!$E$3:$N$3,0)-1),2,TRUE)","v":0},{"$f":"VLOOKUP(D:D,OFFSET('B. PoF Adj Factor Scoring'!$E$5:$F$282,,MATCH(I$4,'B. PoF Adj Factor Scoring'!$E$3:$N$3,0)-1),2,TRUE)","v":0},{"$f":"VLOOKUP(E:E,OFFSET('B. PoF Adj Factor Scoring'!$E$5:$F$282,,MATCH(J$4,'B. PoF Adj Factor Scoring'!$E$3:$N$3,0)-1),2,TRUE)","v":0},{"$f":"VLOOKUP(F:F,OFFSET('B. PoF Adj Factor Scoring'!$E$5:$F$282,,MATCH(K$4,'B. PoF Adj Factor Scoring'!$E$3:$N$3,0)-1),2,TRUE)","v":0}]
[279,"XLPE",{"$f":"'A. Population Info'!H284","v":0},{"$f":"'A. Population Info'!I284","v":0},{"$f":"'A. Population Info'!J284","v":0},{"$f":"'A. Population Info'!K284","v":0},{"$f":"VLOOKUP(B:B,OFFSET('B. PoF Adj Factor Scoring'!$E$5:$F$282,,MATCH(G$4,'B. PoF Adj Factor Scoring'!$E$3:$N$3,0)-1),2,TRUE)","v":1},{"$f":"VLOOKUP(C:C,OFFSET('B. PoF Adj Factor Scoring'!$E$5:$F$282,,MATCH(H$4,'B. PoF Adj Factor Scoring'!$E$3:$N$3,0)-1),2,TRUE)","v":0},{"$f":"VLOOKUP(D:D,OFFSET('B. PoF Adj Factor Scoring'!$E$5:$F$282,,MATCH(I$4,'B. PoF Adj Factor Scoring'!$E$3:$N$3,0)-1),2,TRUE)","v":0},{"$f":"VLOOKUP(E:E,OFFSET('B. PoF Adj Factor Scoring'!$E$5:$F$282,,MATCH(J$4,'B. PoF Adj Factor Scoring'!$E$3:$N$3,0)-1),2,TRUE)","v":0},{"$f":"VLOOKUP(F:F,OFFSET('B. PoF Adj Factor Scoring'!$E$5:$F$282,,MATCH(K$4,'B. PoF Adj Factor Scoring'!$E$3:$N$3,0)-1),2,TRUE)","v":0}]
[280,"XLPE",{"$f":"'A. Population Info'!H285","v":0},{"$f":"'A. Population Info'!I285","v":0},{"$f":"'A. Population Info'!J285","v":0},{"$f":"'A. Population Info'!K285","v":0},{"$f":"VLOOKUP(B:B,OFFSET('B. PoF Adj Factor Scoring'!$E$5:$F$282,,MATCH(G$4,'B. PoF Adj Factor Scoring'!$E$3:$N$3,0)-1),2,TRUE)","v":1},{"$f":"VLOOKUP(C:C,OFFSET('B. PoF Adj Factor Scoring'!$E$5:$F$282,,MATCH(H$4,'B. PoF Adj Factor Scoring'!$E$3:$N$3,0)-1),2,TRUE)","v":0},{"$f":"VLOOKUP(D:D,OFFSET('B. PoF Adj Factor Scoring'!$E$5:$F$282,,MATCH(I$4,'B. PoF Adj Factor Scoring'!$E$3:$N$3,0)-1),2,TRUE)","v":0},{"$f":"VLOOKUP(E:E,OFFSET('B. PoF Adj Factor Scoring'!$E$5:$F$282,,MATCH(J$4,'B. PoF Adj Factor Scoring'!$E$3:$N$3,0)-1),2,TRUE)","v":0},{"$f":"VLOOKUP(F:F,OFFSET('B. PoF Adj Factor Scoring'!$E$5:$F$282,,MATCH(K$4,'B. PoF Adj Factor Scoring'!$E$3:$N$3,0)-1),2,TRUE)","v":0}]
[281,"XLPE",{"$f":"'A. Population Info'!H286","v":0},{"$f":"'A. Population Info'!I286","v":0},{"$f":"'A. Population Info'!J286","v":0},{"$f":"'A. Population Info'!K286","v":0},{"$f":"VLOOKUP(B:B,OFFSET('B. PoF Adj Factor Scoring'!$E$5:$F$282,,MATCH(G$4,'B. PoF Adj Factor Scoring'!$E$3:$N$3,0)-1),2,TRUE)","v":1},{"$f":"VLOOKUP(C:C,OFFSET('B. PoF Adj Factor Scoring'!$E$5:$F$282,,MATCH(H$4,'B. PoF Adj Factor Scoring'!$E$3:$N$3,0)-1),2,TRUE)","v":0},{"$f":"VLOOKUP(D:D,OFFSET('B. PoF Adj Factor Scoring'!$E$5:$F$282,,MATCH(I$4,'B. PoF Adj Factor Scoring'!$E$3:$N$3,0)-1),2,TRUE)","v":0},{"$f":"VLOOKUP(E:E,OFFSET('B. PoF Adj Factor Scoring'!$E$5:$F$282,,MATCH(J$4,'B. PoF Adj Factor Scoring'!$E$3:$N$3,0)-1),2,TRUE)","v":0},{"$f":"VLOOKUP(F:F,OFFSET('B. PoF Adj Factor Scoring'!$E$5:$F$282,,MATCH(K$4,'B. PoF Adj Factor Scoring'!$E$3:$N$3,0)-1),2,TRUE)","v":0}]
[282,"XLPE",{"$f":"'A. Population Info'!H287","v":0},{"$f":"'A. Population Info'!I287","v":0},{"$f":"'A. Population Info'!J287","v":0},{"$f":"'A. Population Info'!K287","v":0},{"$f":"VLOOKUP(B:B,OFFSET('B. PoF Adj Factor Scoring'!$E$5:$F$282,,MATCH(G$4,'B. PoF Adj Factor Scoring'!$E$3:$N$3,0)-1),2,TRUE)","v":1},{"$f":"VLOOKUP(C:C,OFFSET('B. PoF Adj Factor Scoring'!$E$5:$F$282,,MATCH(H$4,'B. PoF Adj Factor Scoring'!$E$3:$N$3,0)-1),2,TRUE)","v":0},{"$f":"VLOOKUP(D:D,OFFSET('B. PoF Adj Factor Scoring'!$E$5:$F$282,,MATCH(I$4,'B. PoF Adj Factor Scoring'!$E$3:$N$3,0)-1),2,TRUE)","v":0},{"$f":"VLOOKUP(E:E,OFFSET('B. PoF Adj Factor Scoring'!$E$5:$F$282,,MATCH(J$4,'B. PoF Adj Factor Scoring'!$E$3:$N$3,0)-1),2,TRUE)","v":0},{"$f":"VLOOKUP(F:F,OFFSET('B. PoF Adj Factor Scoring'!$E$5:$F$282,,MATCH(K$4,'B. PoF Adj Factor Scoring'!$E$3:$N$3,0)-1),2,TRUE)","v":0}]
[283,"XLPE",{"$f":"'A. Population Info'!H288","v":0},{"$f":"'A. Population Info'!I288","v":0},{"$f":"'A. Population Info'!J288","v":0},{"$f":"'A. Population Info'!K288","v":0},{"$f":"VLOOKUP(B:B,OFFSET('B. PoF Adj Factor Scoring'!$E$5:$F$282,,MATCH(G$4,'B. PoF Adj Factor Scoring'!$E$3:$N$3,0)-1),2,TRUE)","v":1},{"$f":"VLOOKUP(C:C,OFFSET('B. PoF Adj Factor Scoring'!$E$5:$F$282,,MATCH(H$4,'B. PoF Adj Factor Scoring'!$E$3:$N$3,0)-1),2,TRUE)","v":0},{"$f":"VLOOKUP(D:D,OFFSET('B. PoF Adj Factor Scoring'!$E$5:$F$282,,MATCH(I$4,'B. PoF Adj Factor Scoring'!$E$3:$N$3,0)-1),2,TRUE)","v":0},{"$f":"VLOOKUP(E:E,OFFSET('B. PoF Adj Factor Scoring'!$E$5:$F$282,,MATCH(J$4,'B. PoF Adj Factor Scoring'!$E$3:$N$3,0)-1),2,TRUE)","v":0},{"$f":"VLOOKUP(F:F,OFFSET('B. PoF Adj Factor Scoring'!$E$5:$F$282,,MATCH(K$4,'B. PoF Adj Factor Scoring'!$E$3:$N$3,0)-1),2,TRUE)","v":0}]
[284,"XLPE",{"$f":"'A. Population Info'!H289","v":0},{"$f":"'A. Population Info'!I289","v":0},{"$f":"'A. Population Info'!J289","v":0},{"$f":"'A. Population Info'!K289","v":0},{"$f":"VLOOKUP(B:B,OFFSET('B. PoF Adj Factor Scoring'!$E$5:$F$282,,MATCH(G$4,'B. PoF Adj Factor Scoring'!$E$3:$N$3,0)-1),2,TRUE)","v":1},{"$f":"VLOOKUP(C:C,OFFSET('B. PoF Adj Factor Scoring'!$E$5:$F$282,,MATCH(H$4,'B. PoF Adj Factor Scoring'!$E$3:$N$3,0)-1),2,TRUE)","v":0},{"$f":"VLOOKUP(D:D,OFFSET('B. PoF Adj Factor Scoring'!$E$5:$F$282,,MATCH(I$4,'B. PoF Adj Factor Scoring'!$E$3:$N$3,0)-1),2,TRUE)","v":0},{"$f":"VLOOKUP(E:E,OFFSET('B. PoF Adj Factor Scoring'!$E$5:$F$282,,MATCH(J$4,'B. PoF Adj Factor Scoring'!$E$3:$N$3,0)-1),2,TRUE)","v":0},{"$f":"VLOOKUP(F:F,OFFSET('B. PoF Adj Factor Scoring'!$E$5:$F$282,,MATCH(K$4,'B. PoF Adj Factor Scoring'!$E$3:$N$3,0)-1),2,TRUE)","v":0}]
[285,"XLPE",{"$f":"'A. Population Info'!H290","v":0},{"$f":"'A. Population Info'!I290","v":0},{"$f":"'A. Population Info'!J290","v":0},{"$f":"'A. Population Info'!K290","v":0},{"$f":"VLOOKUP(B:B,OFFSET('B. PoF Adj Factor Scoring'!$E$5:$F$282,,MATCH(G$4,'B. PoF Adj Factor Scoring'!$E$3:$N$3,0)-1),2,TRUE)","v":1},{"$f":"VLOOKUP(C:C,OFFSET('B. PoF Adj Factor Scoring'!$E$5:$F$282,,MATCH(H$4,'B. PoF Adj Factor Scoring'!$E$3:$N$3,0)-1),2,TRUE)","v":0},{"$f":"VLOOKUP(D:D,OFFSET('B. PoF Adj Factor Scoring'!$E$5:$F$282,,MATCH(I$4,'B. PoF Adj Factor Scoring'!$E$3:$N$3,0)-1),2,TRUE)","v":0},{"$f":"VLOOKUP(E:E,OFFSET('B. PoF Adj Factor Scoring'!$E$5:$F$282,,MATCH(J$4,'B. PoF Adj Factor Scoring'!$E$3:$N$3,0)-1),2,TRUE)","v":0},{"$f":"VLOOKUP(F:F,OFFSET('B. PoF Adj Factor Scoring'!$E$5:$F$282,,MATCH(K$4,'B. PoF Adj Factor Scoring'!$E$3:$N$3,0)-1),2,TRUE)","v":0}]
[286,"XLPE",{"$f":"'A. Population Info'!H291","v":0},{"$f":"'A. Population Info'!I291","v":0},{"$f":"'A. Population Info'!J291","v":0},{"$f":"'A. Population Info'!K291","v":0},{"$f":"VLOOKUP(B:B,OFFSET('B. PoF Adj Factor Scoring'!$E$5:$F$282,,MATCH(G$4,'B. PoF Adj Factor Scoring'!$E$3:$N$3,0)-1),2,TRUE)","v":1},{"$f":"VLOOKUP(C:C,OFFSET('B. PoF Adj Factor Scoring'!$E$5:$F$282,,MATCH(H$4,'B. PoF Adj Factor Scoring'!$E$3:$N$3,0)-1),2,TRUE)","v":0},{"$f":"VLOOKUP(D:D,OFFSET('B. PoF Adj Factor Scoring'!$E$5:$F$282,,MATCH(I$4,'B. PoF Adj Factor Scoring'!$E$3:$N$3,0)-1),2,TRUE)","v":0},{"$f":"VLOOKUP(E:E,OFFSET('B. PoF Adj Factor Scoring'!$E$5:$F$282,,MATCH(J$4,'B. PoF Adj Factor Scoring'!$E$3:$N$3,0)-1),2,TRUE)","v":0},{"$f":"VLOOKUP(F:F,OFFSET('B. PoF Adj Factor Scoring'!$E$5:$F$282,,MATCH(K$4,'B. PoF Adj Factor Scoring'!$E$3:$N$3,0)-1),2,TRUE)","v":0}]
[287,"XLPE",{"$f":"'A. Population Info'!H292","v":0},{"$f":"'A. Population Info'!I292","v":0},{"$f":"'A. Population Info'!J292","v":0},{"$f":"'A. Population Info'!K292","v":0},{"$f":"VLOOKUP(B:B,OFFSET('B. PoF Adj Factor Scoring'!$E$5:$F$282,,MATCH(G$4,'B. PoF Adj Factor Scoring'!$E$3:$N$3,0)-1),2,TRUE)","v":1},{"$f":"VLOOKUP(C:C,OFFSET('B. PoF Adj Factor Scoring'!$E$5:$F$282,,MATCH(H$4,'B. PoF Adj Factor Scoring'!$E$3:$N$3,0)-1),2,TRUE)","v":0},{"$f":"VLOOKUP(D:D,OFFSET('B. PoF Adj Factor Scoring'!$E$5:$F$282,,MATCH(I$4,'B. PoF Adj Factor Scoring'!$E$3:$N$3,0)-1),2,TRUE)","v":0},{"$f":"VLOOKUP(E:E,OFFSET('B. PoF Adj Factor Scoring'!$E$5:$F$282,,MATCH(J$4,'B. PoF Adj Factor Scoring'!$E$3:$N$3,0)-1),2,TRUE)","v":0},{"$f":"VLOOKUP(F:F,OFFSET('B. PoF Adj Factor Scoring'!$E$5:$F$282,,MATCH(K$4,'B. PoF Adj Factor Scoring'!$E$3:$N$3,0)-1),2,TRUE)","v":0}]
[288,"XLPE",{"$f":"'A. Population Info'!H293","v":0},{"$f":"'A. Population Info'!I293","v":0},{"$f":"'A. Population Info'!J293","v":0},{"$f":"'A. Population Info'!K293","v":0},{"$f":"VLOOKUP(B:B,OFFSET('B. PoF Adj Factor Scoring'!$E$5:$F$282,,MATCH(G$4,'B. PoF Adj Factor Scoring'!$E$3:$N$3,0)-1),2,TRUE)","v":1},{"$f":"VLOOKUP(C:C,OFFSET('B. PoF Adj Factor Scoring'!$E$5:$F$282,,MATCH(H$4,'B. PoF Adj Factor Scoring'!$E$3:$N$3,0)-1),2,TRUE)","v":0},{"$f":"VLOOKUP(D:D,OFFSET('B. PoF Adj Factor Scoring'!$E$5:$F$282,,MATCH(I$4,'B. PoF Adj Factor Scoring'!$E$3:$N$3,0)-1),2,TRUE)","v":0},{"$f":"VLOOKUP(E:E,OFFSET('B. PoF Adj Factor Scoring'!$E$5:$F$282,,MATCH(J$4,'B. PoF Adj Factor Scoring'!$E$3:$N$3,0)-1),2,TRUE)","v":0},{"$f":"VLOOKUP(F:F,OFFSET('B. PoF Adj Factor Scoring'!$E$5:$F$282,,MATCH(K$4,'B. PoF Adj Factor Scoring'!$E$3:$N$3,0)-1),2,TRUE)","v":0}]
[289,"XLPE",{"$f":"'A. Population Info'!H294","v":0},{"$f":"'A. Population Info'!I294","v":0},{"$f":"'A. Population Info'!J294","v":0},{"$f":"'A. Population Info'!K294","v":0},{"$f":"VLOOKUP(B:B,OFFSET('B. PoF Adj Factor Scoring'!$E$5:$F$282,,MATCH(G$4,'B. PoF Adj Factor Scoring'!$E$3:$N$3,0)-1),2,TRUE)","v":1},{"$f":"VLOOKUP(C:C,OFFSET('B. PoF Adj Factor Scoring'!$E$5:$F$282,,MATCH(H$4,'B. PoF Adj Factor Scoring'!$E$3:$N$3,0)-1),2,TRUE)","v":0},{"$f":"VLOOKUP(D:D,OFFSET('B. PoF Adj Factor Scoring'!$E$5:$F$282,,MATCH(I$4,'B. PoF Adj Factor Scoring'!$E$3:$N$3,0)-1),2,TRUE)","v":0},{"$f":"VLOOKUP(E:E,OFFSET('B. PoF Adj Factor Scoring'!$E$5:$F$282,,MATCH(J$4,'B. PoF Adj Factor Scoring'!$E$3:$N$3,0)-1),2,TRUE)","v":0},{"$f":"VLOOKUP(F:F,OFFSET('B. PoF Adj Factor Scoring'!$E$5:$F$282,,MATCH(K$4,'B. PoF Adj Factor Scoring'!$E$3:$N$3,0)-1),2,TRUE)","v":0}]
[290,"XLPE",{"$f":"'A. Population Info'!H295","v":0},{"$f":"'A. Population Info'!I295","v":0},{"$f":"'A. Population Info'!J295","v":0},{"$f":"'A. Population Info'!K295","v":0},{"$f":"VLOOKUP(B:B,OFFSET('B. PoF Adj Factor Scoring'!$E$5:$F$282,,MATCH(G$4,'B. PoF Adj Factor Scoring'!$E$3:$N$3,0)-1),2,TRUE)","v":1},{"$f":"VLOOKUP(C:C,OFFSET('B. PoF Adj Factor Scoring'!$E$5:$F$282,,MATCH(H$4,'B. PoF Adj Factor Scoring'!$E$3:$N$3,0)-1),2,TRUE)","v":0},{"$f":"VLOOKUP(D:D,OFFSET('B. PoF Adj Factor Scoring'!$E$5:$F$282,,MATCH(I$4,'B. PoF Adj Factor Scoring'!$E$3:$N$3,0)-1),2,TRUE)","v":0},{"$f":"VLOOKUP(E:E,OFFSET('B. PoF Adj Factor Scoring'!$E$5:$F$282,,MATCH(J$4,'B. PoF Adj Factor Scoring'!$E$3:$N$3,0)-1),2,TRUE)","v":0},{"$f":"VLOOKUP(F:F,OFFSET('B. PoF Adj Factor Scoring'!$E$5:$F$282,,MATCH(K$4,'B. PoF Adj Factor Scoring'!$E$3:$N$3,0)-1),2,TRUE)","v":0}]
[291,"XLPE",{"$f":"'A. Population Info'!H296","v":0},{"$f":"'A. Population Info'!I296","v":0},{"$f":"'A. Population Info'!J296","v":0},{"$f":"'A. Population Info'!K296","v":0},{"$f":"VLOOKUP(B:B,OFFSET('B. PoF Adj Factor Scoring'!$E$5:$F$282,,MATCH(G$4,'B. PoF Adj Factor Scoring'!$E$3:$N$3,0)-1),2,TRUE)","v":1},{"$f":"VLOOKUP(C:C,OFFSET('B. PoF Adj Factor Scoring'!$E$5:$F$282,,MATCH(H$4,'B. PoF Adj Factor Scoring'!$E$3:$N$3,0)-1),2,TRUE)","v":0},{"$f":"VLOOKUP(D:D,OFFSET('B. PoF Adj Factor Scoring'!$E$5:$F$282,,MATCH(I$4,'B. PoF Adj Factor Scoring'!$E$3:$N$3,0)-1),2,TRUE)","v":0},{"$f":"VLOOKUP(E:E,OFFSET('B. PoF Adj Factor Scoring'!$E$5:$F$282,,MATCH(J$4,'B. PoF Adj Factor Scoring'!$E$3:$N$3,0)-1),2,TRUE)","v":0},{"$f":"VLOOKUP(F:F,OFFSET('B. PoF Adj Factor Scoring'!$E$5:$F$282,,MATCH(K$4,'B. PoF Adj Factor Scoring'!$E$3:$N$3,0)-1),2,TRUE)","v":0}]
[292,"XLPE",{"$f":"'A. Population Info'!H297","v":0},{"$f":"'A. Population Info'!I297","v":0},{"$f":"'A. Population Info'!J297","v":0},{"$f":"'A. Population Info'!K297","v":0},{"$f":"VLOOKUP(B:B,OFFSET('B. PoF Adj Factor Scoring'!$E$5:$F$282,,MATCH(G$4,'B. PoF Adj Factor Scoring'!$E$3:$N$3,0)-1),2,TRUE)","v":1},{"$f":"VLOOKUP(C:C,OFFSET('B. PoF Adj Factor Scoring'!$E$5:$F$282,,MATCH(H$4,'B. PoF Adj Factor Scoring'!$E$3:$N$3,0)-1),2,TRUE)","v":0},{"$f":"VLOOKUP(D:D,OFFSET('B. PoF Adj Factor Scoring'!$E$5:$F$282,,MATCH(I$4,'B. PoF Adj Factor Scoring'!$E$3:$N$3,0)-1),2,TRUE)","v":0},{"$f":"VLOOKUP(E:E,OFFSET('B. PoF Adj Factor Scoring'!$E$5:$F$282,,MATCH(J$4,'B. PoF Adj Factor Scoring'!$E$3:$N$3,0)-1),2,TRUE)","v":0},{"$f":"VLOOKUP(F:F,OFFSET('B. PoF Adj Factor Scoring'!$E$5:$F$282,,MATCH(K$4,'B. PoF Adj Factor Scoring'!$E$3:$N$3,0)-1),2,TRUE)","v":0}]
[293,"XLPE",{"$f":"'A. Population Info'!H298","v":0},{"$f":"'A. Population Info'!I298","v":0},{"$f":"'A. Population Info'!J298","v":0},{"$f":"'A. Population Info'!K298","v":0},{"$f":"VLOOKUP(B:B,OFFSET('B. PoF Adj Factor Scoring'!$E$5:$F$282,,MATCH(G$4,'B. PoF Adj Factor Scoring'!$E$3:$N$3,0)-1),2,TRUE)","v":1},{"$f":"VLOOKUP(C:C,OFFSET('B. PoF Adj Factor Scoring'!$E$5:$F$282,,MATCH(H$4,'B. PoF Adj Factor Scoring'!$E$3:$N$3,0)-1),2,TRUE)","v":0},{"$f":"VLOOKUP(D:D,OFFSET('B. PoF Adj Factor Scoring'!$E$5:$F$282,,MATCH(I$4,'B. PoF Adj Factor Scoring'!$E$3:$N$3,0)-1),2,TRUE)","v":0},{"$f":"VLOOKUP(E:E,OFFSET('B. PoF Adj Factor Scoring'!$E$5:$F$282,,MATCH(J$4,'B. PoF Adj Factor Scoring'!$E$3:$N$3,0)-1),2,TRUE)","v":0},{"$f":"VLOOKUP(F:F,OFFSET('B. PoF Adj Factor Scoring'!$E$5:$F$282,,MATCH(K$4,'B. PoF Adj Factor Scoring'!$E$3:$N$3,0)-1),2,TRUE)","v":0}]
[294,"XLPE",{"$f":"'A. Population Info'!H299","v":0},{"$f":"'A. Population Info'!I299","v":0},{"$f":"'A. Population Info'!J299","v":0},{"$f":"'A. Population Info'!K299","v":0},{"$f":"VLOOKUP(B:B,OFFSET('B. PoF Adj Factor Scoring'!$E$5:$F$282,,MATCH(G$4,'B. PoF Adj Factor Scoring'!$E$3:$N$3,0)-1),2,TRUE)","v":1},{"$f":"VLOOKUP(C:C,OFFSET('B. PoF Adj Factor Scoring'!$E$5:$F$282,,MATCH(H$4,'B. PoF Adj Factor Scoring'!$E$3:$N$3,0)-1),2,TRUE)","v":0},{"$f":"VLOOKUP(D:D,OFFSET('B. PoF Adj Factor Scoring'!$E$5:$F$282,,MATCH(I$4,'B. PoF Adj Factor Scoring'!$E$3:$N$3,0)-1),2,TRUE)","v":0},{"$f":"VLOOKUP(E:E,OFFSET('B. PoF Adj Factor Scoring'!$E$5:$F$282,,MATCH(J$4,'B. PoF Adj Factor Scoring'!$E$3:$N$3,0)-1),2,TRUE)","v":0},{"$f":"VLOOKUP(F:F,OFFSET('B. PoF Adj Factor Scoring'!$E$5:$F$282,,MATCH(K$4,'B. PoF Adj Factor Scoring'!$E$3:$N$3,0)-1),2,TRUE)","v":0}]
[295,"XLPE",{"$f":"'A. Population Info'!H300","v":0},{"$f":"'A. Population Info'!I300","v":0},{"$f":"'A. Population Info'!J300","v":0},{"$f":"'A. Population Info'!K300","v":0},{"$f":"VLOOKUP(B:B,OFFSET('B. PoF Adj Factor Scoring'!$E$5:$F$282,,MATCH(G$4,'B. PoF Adj Factor Scoring'!$E$3:$N$3,0)-1),2,TRUE)","v":1},{"$f":"VLOOKUP(C:C,OFFSET('B. PoF Adj Factor Scoring'!$E$5:$F$282,,MATCH(H$4,'B. PoF Adj Factor Scoring'!$E$3:$N$3,0)-1),2,TRUE)","v":0},{"$f":"VLOOKUP(D:D,OFFSET('B. PoF Adj Factor Scoring'!$E$5:$F$282,,MATCH(I$4,'B. PoF Adj Factor Scoring'!$E$3:$N$3,0)-1),2,TRUE)","v":0},{"$f":"VLOOKUP(E:E,OFFSET('B. PoF Adj Factor Scoring'!$E$5:$F$282,,MATCH(J$4,'B. PoF Adj Factor Scoring'!$E$3:$N$3,0)-1),2,TRUE)","v":0},{"$f":"VLOOKUP(F:F,OFFSET('B. PoF Adj Factor Scoring'!$E$5:$F$282,,MATCH(K$4,'B. PoF Adj Factor Scoring'!$E$3:$N$3,0)-1),2,TRUE)","v":0}]
[296,"XLPE",{"$f":"'A. Population Info'!H301","v":0},{"$f":"'A. Population Info'!I301","v":0},{"$f":"'A. Population Info'!J301","v":0},{"$f":"'A. Population Info'!K301","v":0},{"$f":"VLOOKUP(B:B,OFFSET('B. PoF Adj Factor Scoring'!$E$5:$F$282,,MATCH(G$4,'B. PoF Adj Factor Scoring'!$E$3:$N$3,0)-1),2,TRUE)","v":1},{"$f":"VLOOKUP(C:C,OFFSET('B. PoF Adj Factor Scoring'!$E$5:$F$282,,MATCH(H$4,'B. PoF Adj Factor Scoring'!$E$3:$N$3,0)-1),2,TRUE)","v":0},{"$f":"VLOOKUP(D:D,OFFSET('B. PoF Adj Factor Scoring'!$E$5:$F$282,,MATCH(I$4,'B. PoF Adj Factor Scoring'!$E$3:$N$3,0)-1),2,TRUE)","v":0},{"$f":"VLOOKUP(E:E,OFFSET('B. PoF Adj Factor Scoring'!$E$5:$F$282,,MATCH(J$4,'B. PoF Adj Factor Scoring'!$E$3:$N$3,0)-1),2,TRUE)","v":0},{"$f":"VLOOKUP(F:F,OFFSET('B. PoF Adj Factor Scoring'!$E$5:$F$282,,MATCH(K$4,'B. PoF Adj Factor Scoring'!$E$3:$N$3,0)-1),2,TRUE)","v":0}]
[297,"XLPE",{"$f":"'A. Population Info'!H302","v":0},{"$f":"'A. Population Info'!I302","v":0},{"$f":"'A. Population Info'!J302","v":0},{"$f":"'A. Population Info'!K302","v":0},{"$f":"VLOOKUP(B:B,OFFSET('B. PoF Adj Factor Scoring'!$E$5:$F$282,,MATCH(G$4,'B. PoF Adj Factor Scoring'!$E$3:$N$3,0)-1),2,TRUE)","v":1},{"$f":"VLOOKUP(C:C,OFFSET('B. PoF Adj Factor Scoring'!$E$5:$F$282,,MATCH(H$4,'B. PoF Adj Factor Scoring'!$E$3:$N$3,0)-1),2,TRUE)","v":0},{"$f":"VLOOKUP(D:D,OFFSET('B. PoF Adj Factor Scoring'!$E$5:$F$282,,MATCH(I$4,'B. PoF Adj Factor Scoring'!$E$3:$N$3,0)-1),2,TRUE)","v":0},{"$f":"VLOOKUP(E:E,OFFSET('B. PoF Adj Factor Scoring'!$E$5:$F$282,,MATCH(J$4,'B. PoF Adj Factor Scoring'!$E$3:$N$3,0)-1),2,TRUE)","v":0},{"$f":"VLOOKUP(F:F,OFFSET('B. PoF Adj Factor Scoring'!$E$5:$F$282,,MATCH(K$4,'B. PoF Adj Factor Scoring'!$E$3:$N$3,0)-1),2,TRUE)","v":0}]
[298,"XLPE",{"$f":"'A. Population Info'!H303","v":0},{"$f":"'A. Population Info'!I303","v":0},{"$f":"'A. Population Info'!J303","v":0},{"$f":"'A. Population Info'!K303","v":0},{"$f":"VLOOKUP(B:B,OFFSET('B. PoF Adj Factor Scoring'!$E$5:$F$282,,MATCH(G$4,'B. PoF Adj Factor Scoring'!$E$3:$N$3,0)-1),2,TRUE)","v":1},{"$f":"VLOOKUP(C:C,OFFSET('B. PoF Adj Factor Scoring'!$E$5:$F$282,,MATCH(H$4,'B. PoF Adj Factor Scoring'!$E$3:$N$3,0)-1),2,TRUE)","v":0},{"$f":"VLOOKUP(D:D,OFFSET('B. PoF Adj Factor Scoring'!$E$5:$F$282,,MATCH(I$4,'B. PoF Adj Factor Scoring'!$E$3:$N$3,0)-1),2,TRUE)","v":0},{"$f":"VLOOKUP(E:E,OFFSET('B. PoF Adj Factor Scoring'!$E$5:$F$282,,MATCH(J$4,'B. PoF Adj Factor Scoring'!$E$3:$N$3,0)-1),2,TRUE)","v":0},{"$f":"VLOOKUP(F:F,OFFSET('B. PoF Adj Factor Scoring'!$E$5:$F$282,,MATCH(K$4,'B. PoF Adj Factor Scoring'!$E$3:$N$3,0)-1),2,TRUE)","v":0}]
[299,"XLPE",{"$f":"'A. Population Info'!H304","v":0},{"$f":"'A. Population Info'!I304","v":0},{"$f":"'A. Population Info'!J304","v":0},{"$f":"'A. Population Info'!K304","v":0},{"$f":"VLOOKUP(B:B,OFFSET('B. PoF Adj Factor Scoring'!$E$5:$F$282,,MATCH(G$4,'B. PoF Adj Factor Scoring'!$E$3:$N$3,0)-1),2,TRUE)","v":1},{"$f":"VLOOKUP(C:C,OFFSET('B. PoF Adj Factor Scoring'!$E$5:$F$282,,MATCH(H$4,'B. PoF Adj Factor Scoring'!$E$3:$N$3,0)-1),2,TRUE)","v":0},{"$f":"VLOOKUP(D:D,OFFSET('B. PoF Adj Factor Scoring'!$E$5:$F$282,,MATCH(I$4,'B. PoF Adj Factor Scoring'!$E$3:$N$3,0)-1),2,TRUE)","v":0},{"$f":"VLOOKUP(E:E,OFFSET('B. PoF Adj Factor Scoring'!$E$5:$F$282,,MATCH(J$4,'B. PoF Adj Factor Scoring'!$E$3:$N$3,0)-1),2,TRUE)","v":0},{"$f":"VLOOKUP(F:F,OFFSET('B. PoF Adj Factor Scoring'!$E$5:$F$282,,MATCH(K$4,'B. PoF Adj Factor Scoring'!$E$3:$N$3,0)-1),2,TRUE)","v":0}]
[300,"XLPE",{"$f":"'A. Population Info'!H305","v":0},{"$f":"'A. Population Info'!I305","v":0},{"$f":"'A. Population Info'!J305","v":0},{"$f":"'A. Population Info'!K305","v":0},{"$f":"VLOOKUP(B:B,OFFSET('B. PoF Adj Factor Scoring'!$E$5:$F$282,,MATCH(G$4,'B. PoF Adj Factor Scoring'!$E$3:$N$3,0)-1),2,TRUE)","v":1},{"$f":"VLOOKUP(C:C,OFFSET('B. PoF Adj Factor Scoring'!$E$5:$F$282,,MATCH(H$4,'B. PoF Adj Factor Scoring'!$E$3:$N$3,0)-1),2,TRUE)","v":0},{"$f":"VLOOKUP(D:D,OFFSET('B. PoF Adj Factor Scoring'!$E$5:$F$282,,MATCH(I$4,'B. PoF Adj Factor Scoring'!$E$3:$N$3,0)-1),2,TRUE)","v":0},{"$f":"VLOOKUP(E:E,OFFSET('B. PoF Adj Factor Scoring'!$E$5:$F$282,,MATCH(J$4,'B. PoF Adj Factor Scoring'!$E$3:$N$3,0)-1),2,TRUE)","v":0},{"$f":"VLOOKUP(F:F,OFFSET('B. PoF Adj Factor Scoring'!$E$5:$F$282,,MATCH(K$4,'B. PoF Adj Factor Scoring'!$E$3:$N$3,0)-1),2,TRUE)","v":0}]
[301,"XLPE",{"$f":"'A. Population Info'!H306","v":0},{"$f":"'A. Population Info'!I306","v":0},{"$f":"'A. Population Info'!J306","v":0},{"$f":"'A. Population Info'!K306","v":0},{"$f":"VLOOKUP(B:B,OFFSET('B. PoF Adj Factor Scoring'!$E$5:$F$282,,MATCH(G$4,'B. PoF Adj Factor Scoring'!$E$3:$N$3,0)-1),2,TRUE)","v":1},{"$f":"VLOOKUP(C:C,OFFSET('B. PoF Adj Factor Scoring'!$E$5:$F$282,,MATCH(H$4,'B. PoF Adj Factor Scoring'!$E$3:$N$3,0)-1),2,TRUE)","v":0},{"$f":"VLOOKUP(D:D,OFFSET('B. PoF Adj Factor Scoring'!$E$5:$F$282,,MATCH(I$4,'B. PoF Adj Factor Scoring'!$E$3:$N$3,0)-1),2,TRUE)","v":0},{"$f":"VLOOKUP(E:E,OFFSET('B. PoF Adj Factor Scoring'!$E$5:$F$282,,MATCH(J$4,'B. PoF Adj Factor Scoring'!$E$3:$N$3,0)-1),2,TRUE)","v":0},{"$f":"VLOOKUP(F:F,OFFSET('B. PoF Adj Factor Scoring'!$E$5:$F$282,,MATCH(K$4,'B. PoF Adj Factor Scoring'!$E$3:$N$3,0)-1),2,TRUE)","v":0}]
[302,"XLPE",{"$f":"'A. Population Info'!H307","v":0},{"$f":"'A. Population Info'!I307","v":0},{"$f":"'A. Population Info'!J307","v":0},{"$f":"'A. Population Info'!K307","v":0},{"$f":"VLOOKUP(B:B,OFFSET('B. PoF Adj Factor Scoring'!$E$5:$F$282,,MATCH(G$4,'B. PoF Adj Factor Scoring'!$E$3:$N$3,0)-1),2,TRUE)","v":1},{"$f":"VLOOKUP(C:C,OFFSET('B. PoF Adj Factor Scoring'!$E$5:$F$282,,MATCH(H$4,'B. PoF Adj Factor Scoring'!$E$3:$N$3,0)-1),2,TRUE)","v":0},{"$f":"VLOOKUP(D:D,OFFSET('B. PoF Adj Factor Scoring'!$E$5:$F$282,,MATCH(I$4,'B. PoF Adj Factor Scoring'!$E$3:$N$3,0)-1),2,TRUE)","v":0},{"$f":"VLOOKUP(E:E,OFFSET('B. PoF Adj Factor Scoring'!$E$5:$F$282,,MATCH(J$4,'B. PoF Adj Factor Scoring'!$E$3:$N$3,0)-1),2,TRUE)","v":0},{"$f":"VLOOKUP(F:F,OFFSET('B. PoF Adj Factor Scoring'!$E$5:$F$282,,MATCH(K$4,'B. PoF Adj Factor Scoring'!$E$3:$N$3,0)-1),2,TRUE)","v":0}]
[303,"XLPE",{"$f":"'A. Population Info'!H308","v":0},{"$f":"'A. Population Info'!I308","v":0},{"$f":"'A. Population Info'!J308","v":0},{"$f":"'A. Population Info'!K308","v":0},{"$f":"VLOOKUP(B:B,OFFSET('B. PoF Adj Factor Scoring'!$E$5:$F$282,,MATCH(G$4,'B. PoF Adj Factor Scoring'!$E$3:$N$3,0)-1),2,TRUE)","v":1},{"$f":"VLOOKUP(C:C,OFFSET('B. PoF Adj Factor Scoring'!$E$5:$F$282,,MATCH(H$4,'B. PoF Adj Factor Scoring'!$E$3:$N$3,0)-1),2,TRUE)","v":0},{"$f":"VLOOKUP(D:D,OFFSET('B. PoF Adj Factor Scoring'!$E$5:$F$282,,MATCH(I$4,'B. PoF Adj Factor Scoring'!$E$3:$N$3,0)-1),2,TRUE)","v":0},{"$f":"VLOOKUP(E:E,OFFSET('B. PoF Adj Factor Scoring'!$E$5:$F$282,,MATCH(J$4,'B. PoF Adj Factor Scoring'!$E$3:$N$3,0)-1),2,TRUE)","v":0},{"$f":"VLOOKUP(F:F,OFFSET('B. PoF Adj Factor Scoring'!$E$5:$F$282,,MATCH(K$4,'B. PoF Adj Factor Scoring'!$E$3:$N$3,0)-1),2,TRUE)","v":0}]
[304,"XLPE",{"$f":"'A. Population Info'!H309","v":0},{"$f":"'A. Population Info'!I309","v":0},{"$f":"'A. Population Info'!J309","v":0},{"$f":"'A. Population Info'!K309","v":0},{"$f":"VLOOKUP(B:B,OFFSET('B. PoF Adj Factor Scoring'!$E$5:$F$282,,MATCH(G$4,'B. PoF Adj Factor Scoring'!$E$3:$N$3,0)-1),2,TRUE)","v":1},{"$f":"VLOOKUP(C:C,OFFSET('B. PoF Adj Factor Scoring'!$E$5:$F$282,,MATCH(H$4,'B. PoF Adj Factor Scoring'!$E$3:$N$3,0)-1),2,TRUE)","v":0},{"$f":"VLOOKUP(D:D,OFFSET('B. PoF Adj Factor Scoring'!$E$5:$F$282,,MATCH(I$4,'B. PoF Adj Factor Scoring'!$E$3:$N$3,0)-1),2,TRUE)","v":0},{"$f":"VLOOKUP(E:E,OFFSET('B. PoF Adj Factor Scoring'!$E$5:$F$282,,MATCH(J$4,'B. PoF Adj Factor Scoring'!$E$3:$N$3,0)-1),2,TRUE)","v":0},{"$f":"VLOOKUP(F:F,OFFSET('B. PoF Adj Factor Scoring'!$E$5:$F$282,,MATCH(K$4,'B. PoF Adj Factor Scoring'!$E$3:$N$3,0)-1),2,TRUE)","v":0}]
[305,"XLPE",{"$f":"'A. Population Info'!H310","v":0},{"$f":"'A. Population Info'!I310","v":0},{"$f":"'A. Population Info'!J310","v":0},{"$f":"'A. Population Info'!K310","v":0},{"$f":"VLOOKUP(B:B,OFFSET('B. PoF Adj Factor Scoring'!$E$5:$F$282,,MATCH(G$4,'B. PoF Adj Factor Scoring'!$E$3:$N$3,0)-1),2,TRUE)","v":1},{"$f":"VLOOKUP(C:C,OFFSET('B. PoF Adj Factor Scoring'!$E$5:$F$282,,MATCH(H$4,'B. PoF Adj Factor Scoring'!$E$3:$N$3,0)-1),2,TRUE)","v":0},{"$f":"VLOOKUP(D:D,OFFSET('B. PoF Adj Factor Scoring'!$E$5:$F$282,,MATCH(I$4,'B. PoF Adj Factor Scoring'!$E$3:$N$3,0)-1),2,TRUE)","v":0},{"$f":"VLOOKUP(E:E,OFFSET('B. PoF Adj Factor Scoring'!$E$5:$F$282,,MATCH(J$4,'B. PoF Adj Factor Scoring'!$E$3:$N$3,0)-1),2,TRUE)","v":0},{"$f":"VLOOKUP(F:F,OFFSET('B. PoF Adj Factor Scoring'!$E$5:$F$282,,MATCH(K$4,'B. PoF Adj Factor Scoring'!$E$3:$N$3,0)-1),2,TRUE)","v":0}]
[306,"XLPE",{"$f":"'A. Population Info'!H311","v":0},{"$f":"'A. Population Info'!I311","v":0},{"$f":"'A. Population Info'!J311","v":0},{"$f":"'A. Population Info'!K311","v":0},{"$f":"VLOOKUP(B:B,OFFSET('B. PoF Adj Factor Scoring'!$E$5:$F$282,,MATCH(G$4,'B. PoF Adj Factor Scoring'!$E$3:$N$3,0)-1),2,TRUE)","v":1},{"$f":"VLOOKUP(C:C,OFFSET('B. PoF Adj Factor Scoring'!$E$5:$F$282,,MATCH(H$4,'B. PoF Adj Factor Scoring'!$E$3:$N$3,0)-1),2,TRUE)","v":0},{"$f":"VLOOKUP(D:D,OFFSET('B. PoF Adj Factor Scoring'!$E$5:$F$282,,MATCH(I$4,'B. PoF Adj Factor Scoring'!$E$3:$N$3,0)-1),2,TRUE)","v":0},{"$f":"VLOOKUP(E:E,OFFSET('B. PoF Adj Factor Scoring'!$E$5:$F$282,,MATCH(J$4,'B. PoF Adj Factor Scoring'!$E$3:$N$3,0)-1),2,TRUE)","v":0},{"$f":"VLOOKUP(F:F,OFFSET('B. PoF Adj Factor Scoring'!$E$5:$F$282,,MATCH(K$4,'B. PoF Adj Factor Scoring'!$E$3:$N$3,0)-1),2,TRUE)","v":0}]
[307,"XLPE",{"$f":"'A. Population Info'!H312","v":0},{"$f":"'A. Population Info'!I312","v":0},{"$f":"'A. Population Info'!J312","v":0},{"$f":"'A. Population Info'!K312","v":0},{"$f":"VLOOKUP(B:B,OFFSET('B. PoF Adj Factor Scoring'!$E$5:$F$282,,MATCH(G$4,'B. PoF Adj Factor Scoring'!$E$3:$N$3,0)-1),2,TRUE)","v":1},{"$f":"VLOOKUP(C:C,OFFSET('B. PoF Adj Factor Scoring'!$E$5:$F$282,,MATCH(H$4,'B. PoF Adj Factor Scoring'!$E$3:$N$3,0)-1),2,TRUE)","v":0},{"$f":"VLOOKUP(D:D,OFFSET('B. PoF Adj Factor Scoring'!$E$5:$F$282,,MATCH(I$4,'B. PoF Adj Factor Scoring'!$E$3:$N$3,0)-1),2,TRUE)","v":0},{"$f":"VLOOKUP(E:E,OFFSET('B. PoF Adj Factor Scoring'!$E$5:$F$282,,MATCH(J$4,'B. PoF Adj Factor Scoring'!$E$3:$N$3,0)-1),2,TRUE)","v":0},{"$f":"VLOOKUP(F:F,OFFSET('B. PoF Adj Factor Scoring'!$E$5:$F$282,,MATCH(K$4,'B. PoF Adj Factor Scoring'!$E$3:$N$3,0)-1),2,TRUE)","v":0}]
[308,"XLPE",{"$f":"'A. Population Info'!H313","v":0},{"$f":"'A. Population Info'!I313","v":0},{"$f":"'A. Population Info'!J313","v":0},{"$f":"'A. Population Info'!K313","v":0},{"$f":"VLOOKUP(B:B,OFFSET('B. PoF Adj Factor Scoring'!$E$5:$F$282,,MATCH(G$4,'B. PoF Adj Factor Scoring'!$E$3:$N$3,0)-1),2,TRUE)","v":1},{"$f":"VLOOKUP(C:C,OFFSET('B. PoF Adj Factor Scoring'!$E$5:$F$282,,MATCH(H$4,'B. PoF Adj Factor Scoring'!$E$3:$N$3,0)-1),2,TRUE)","v":0},{"$f":"VLOOKUP(D:D,OFFSET('B. PoF Adj Factor Scoring'!$E$5:$F$282,,MATCH(I$4,'B. PoF Adj Factor Scoring'!$E$3:$N$3,0)-1),2,TRUE)","v":0},{"$f":"VLOOKUP(E:E,OFFSET('B. PoF Adj Factor Scoring'!$E$5:$F$282,,MATCH(J$4,'B. PoF Adj Factor Scoring'!$E$3:$N$3,0)-1),2,TRUE)","v":0},{"$f":"VLOOKUP(F:F,OFFSET('B. PoF Adj Factor Scoring'!$E$5:$F$282,,MATCH(K$4,'B. PoF Adj Factor Scoring'!$E$3:$N$3,0)-1),2,TRUE)","v":0}]
[309,"XLPE",{"$f":"'A. Population Info'!H314","v":0},{"$f":"'A. Population Info'!I314","v":0},{"$f":"'A. Population Info'!J314","v":0},{"$f":"'A. Population Info'!K314","v":0},{"$f":"VLOOKUP(B:B,OFFSET('B. PoF Adj Factor Scoring'!$E$5:$F$282,,MATCH(G$4,'B. PoF Adj Factor Scoring'!$E$3:$N$3,0)-1),2,TRUE)","v":1},{"$f":"VLOOKUP(C:C,OFFSET('B. PoF Adj Factor Scoring'!$E$5:$F$282,,MATCH(H$4,'B. PoF Adj Factor Scoring'!$E$3:$N$3,0)-1),2,TRUE)","v":0},{"$f":"VLOOKUP(D:D,OFFSET('B. PoF Adj Factor Scoring'!$E$5:$F$282,,MATCH(I$4,'B. PoF Adj Factor Scoring'!$E$3:$N$3,0)-1),2,TRUE)","v":0},{"$f":"VLOOKUP(E:E,OFFSET('B. PoF Adj Factor Scoring'!$E$5:$F$282,,MATCH(J$4,'B. PoF Adj Factor Scoring'!$E$3:$N$3,0)-1),2,TRUE)","v":0},{"$f":"VLOOKUP(F:F,OFFSET('B. PoF Adj Factor Scoring'!$E$5:$F$282,,MATCH(K$4,'B. PoF Adj Factor Scoring'!$E$3:$N$3,0)-1),2,TRUE)","v":0}]
[310,"XLPE",{"$f":"'A. Population Info'!H315","v":0},{"$f":"'A. Population Info'!I315","v":0},{"$f":"'A. Population Info'!J315","v":0},{"$f":"'A. Population Info'!K315","v":0},{"$f":"VLOOKUP(B:B,OFFSET('B. PoF Adj Factor Scoring'!$E$5:$F$282,,MATCH(G$4,'B. PoF Adj Factor Scoring'!$E$3:$N$3,0)-1),2,TRUE)","v":1},{"$f":"VLOOKUP(C:C,OFFSET('B. PoF Adj Factor Scoring'!$E$5:$F$282,,MATCH(H$4,'B. PoF Adj Factor Scoring'!$E$3:$N$3,0)-1),2,TRUE)","v":0},{"$f":"VLOOKUP(D:D,OFFSET('B. PoF Adj Factor Scoring'!$E$5:$F$282,,MATCH(I$4,'B. PoF Adj Factor Scoring'!$E$3:$N$3,0)-1),2,TRUE)","v":0},{"$f":"VLOOKUP(E:E,OFFSET('B. PoF Adj Factor Scoring'!$E$5:$F$282,,MATCH(J$4,'B. PoF Adj Factor Scoring'!$E$3:$N$3,0)-1),2,TRUE)","v":0},{"$f":"VLOOKUP(F:F,OFFSET('B. PoF Adj Factor Scoring'!$E$5:$F$282,,MATCH(K$4,'B. PoF Adj Factor Scoring'!$E$3:$N$3,0)-1),2,TRUE)","v":0}]
[311,"XLPE",{"$f":"'A. Population Info'!H316","v":0},{"$f":"'A. Population Info'!I316","v":0},{"$f":"'A. Population Info'!J316","v":0},{"$f":"'A. Population Info'!K316","v":0},{"$f":"VLOOKUP(B:B,OFFSET('B. PoF Adj Factor Scoring'!$E$5:$F$282,,MATCH(G$4,'B. PoF Adj Factor Scoring'!$E$3:$N$3,0)-1),2,TRUE)","v":1},{"$f":"VLOOKUP(C:C,OFFSET('B. PoF Adj Factor Scoring'!$E$5:$F$282,,MATCH(H$4,'B. PoF Adj Factor Scoring'!$E$3:$N$3,0)-1),2,TRUE)","v":0},{"$f":"VLOOKUP(D:D,OFFSET('B. PoF Adj Factor Scoring'!$E$5:$F$282,,MATCH(I$4,'B. PoF Adj Factor Scoring'!$E$3:$N$3,0)-1),2,TRUE)","v":0},{"$f":"VLOOKUP(E:E,OFFSET('B. PoF Adj Factor Scoring'!$E$5:$F$282,,MATCH(J$4,'B. PoF Adj Factor Scoring'!$E$3:$N$3,0)-1),2,TRUE)","v":0},{"$f":"VLOOKUP(F:F,OFFSET('B. PoF Adj Factor Scoring'!$E$5:$F$282,,MATCH(K$4,'B. PoF Adj Factor Scoring'!$E$3:$N$3,0)-1),2,TRUE)","v":0}]
[312,"XLPE",{"$f":"'A. Population Info'!H317","v":0},{"$f":"'A. Population Info'!I317","v":0},{"$f":"'A. Population Info'!J317","v":0},{"$f":"'A. Population Info'!K317","v":0},{"$f":"VLOOKUP(B:B,OFFSET('B. PoF Adj Factor Scoring'!$E$5:$F$282,,MATCH(G$4,'B. PoF Adj Factor Scoring'!$E$3:$N$3,0)-1),2,TRUE)","v":1},{"$f":"VLOOKUP(C:C,OFFSET('B. PoF Adj Factor Scoring'!$E$5:$F$282,,MATCH(H$4,'B. PoF Adj Factor Scoring'!$E$3:$N$3,0)-1),2,TRUE)","v":0},{"$f":"VLOOKUP(D:D,OFFSET('B. PoF Adj Factor Scoring'!$E$5:$F$282,,MATCH(I$4,'B. PoF Adj Factor Scoring'!$E$3:$N$3,0)-1),2,TRUE)","v":0},{"$f":"VLOOKUP(E:E,OFFSET('B. PoF Adj Factor Scoring'!$E$5:$F$282,,MATCH(J$4,'B. PoF Adj Factor Scoring'!$E$3:$N$3,0)-1),2,TRUE)","v":0},{"$f":"VLOOKUP(F:F,OFFSET('B. PoF Adj Factor Scoring'!$E$5:$F$282,,MATCH(K$4,'B. PoF Adj Factor Scoring'!$E$3:$N$3,0)-1),2,TRUE)","v":0}]
[313,"XLPE",{"$f":"'A. Population Info'!H318","v":0},{"$f":"'A. Population Info'!I318","v":0},{"$f":"'A. Population Info'!J318","v":0},{"$f":"'A. Population Info'!K318","v":0},{"$f":"VLOOKUP(B:B,OFFSET('B. PoF Adj Factor Scoring'!$E$5:$F$282,,MATCH(G$4,'B. PoF Adj Factor Scoring'!$E$3:$N$3,0)-1),2,TRUE)","v":1},{"$f":"VLOOKUP(C:C,OFFSET('B. PoF Adj Factor Scoring'!$E$5:$F$282,,MATCH(H$4,'B. PoF Adj Factor Scoring'!$E$3:$N$3,0)-1),2,TRUE)","v":0},{"$f":"VLOOKUP(D:D,OFFSET('B. PoF Adj Factor Scoring'!$E$5:$F$282,,MATCH(I$4,'B. PoF Adj Factor Scoring'!$E$3:$N$3,0)-1),2,TRUE)","v":0},{"$f":"VLOOKUP(E:E,OFFSET('B. PoF Adj Factor Scoring'!$E$5:$F$282,,MATCH(J$4,'B. PoF Adj Factor Scoring'!$E$3:$N$3,0)-1),2,TRUE)","v":0},{"$f":"VLOOKUP(F:F,OFFSET('B. PoF Adj Factor Scoring'!$E$5:$F$282,,MATCH(K$4,'B. PoF Adj Factor Scoring'!$E$3:$N$3,0)-1),2,TRUE)","v":0}]
[314,"XLPE",{"$f":"'A. Population Info'!H319","v":0},{"$f":"'A. Population Info'!I319","v":0},{"$f":"'A. Population Info'!J319","v":0},{"$f":"'A. Population Info'!K319","v":0},{"$f":"VLOOKUP(B:B,OFFSET('B. PoF Adj Factor Scoring'!$E$5:$F$282,,MATCH(G$4,'B. PoF Adj Factor Scoring'!$E$3:$N$3,0)-1),2,TRUE)","v":1},{"$f":"VLOOKUP(C:C,OFFSET('B. PoF Adj Factor Scoring'!$E$5:$F$282,,MATCH(H$4,'B. PoF Adj Factor Scoring'!$E$3:$N$3,0)-1),2,TRUE)","v":0},{"$f":"VLOOKUP(D:D,OFFSET('B. PoF Adj Factor Scoring'!$E$5:$F$282,,MATCH(I$4,'B. PoF Adj Factor Scoring'!$E$3:$N$3,0)-1),2,TRUE)","v":0},{"$f":"VLOOKUP(E:E,OFFSET('B. PoF Adj Factor Scoring'!$E$5:$F$282,,MATCH(J$4,'B. PoF Adj Factor Scoring'!$E$3:$N$3,0)-1),2,TRUE)","v":0},{"$f":"VLOOKUP(F:F,OFFSET('B. PoF Adj Factor Scoring'!$E$5:$F$282,,MATCH(K$4,'B. PoF Adj Factor Scoring'!$E$3:$N$3,0)-1),2,TRUE)","v":0}]
[315,"XLPE",{"$f":"'A. Population Info'!H320","v":0},{"$f":"'A. Population Info'!I320","v":0},{"$f":"'A. Population Info'!J320","v":0},{"$f":"'A. Population Info'!K320","v":0},{"$f":"VLOOKUP(B:B,OFFSET('B. PoF Adj Factor Scoring'!$E$5:$F$282,,MATCH(G$4,'B. PoF Adj Factor Scoring'!$E$3:$N$3,0)-1),2,TRUE)","v":1},{"$f":"VLOOKUP(C:C,OFFSET('B. PoF Adj Factor Scoring'!$E$5:$F$282,,MATCH(H$4,'B. PoF Adj Factor Scoring'!$E$3:$N$3,0)-1),2,TRUE)","v":0},{"$f":"VLOOKUP(D:D,OFFSET('B. PoF Adj Factor Scoring'!$E$5:$F$282,,MATCH(I$4,'B. PoF Adj Factor Scoring'!$E$3:$N$3,0)-1),2,TRUE)","v":0},{"$f":"VLOOKUP(E:E,OFFSET('B. PoF Adj Factor Scoring'!$E$5:$F$282,,MATCH(J$4,'B. PoF Adj Factor Scoring'!$E$3:$N$3,0)-1),2,TRUE)","v":0},{"$f":"VLOOKUP(F:F,OFFSET('B. PoF Adj Factor Scoring'!$E$5:$F$282,,MATCH(K$4,'B. PoF Adj Factor Scoring'!$E$3:$N$3,0)-1),2,TRUE)","v":0}]
[316,"XLPE",{"$f":"'A. Population Info'!H321","v":0},{"$f":"'A. Population Info'!I321","v":0},{"$f":"'A. Population Info'!J321","v":0},{"$f":"'A. Population Info'!K321","v":0},{"$f":"VLOOKUP(B:B,OFFSET('B. PoF Adj Factor Scoring'!$E$5:$F$282,,MATCH(G$4,'B. PoF Adj Factor Scoring'!$E$3:$N$3,0)-1),2,TRUE)","v":1},{"$f":"VLOOKUP(C:C,OFFSET('B. PoF Adj Factor Scoring'!$E$5:$F$282,,MATCH(H$4,'B. PoF Adj Factor Scoring'!$E$3:$N$3,0)-1),2,TRUE)","v":0},{"$f":"VLOOKUP(D:D,OFFSET('B. PoF Adj Factor Scoring'!$E$5:$F$282,,MATCH(I$4,'B. PoF Adj Factor Scoring'!$E$3:$N$3,0)-1),2,TRUE)","v":0},{"$f":"VLOOKUP(E:E,OFFSET('B. PoF Adj Factor Scoring'!$E$5:$F$282,,MATCH(J$4,'B. PoF Adj Factor Scoring'!$E$3:$N$3,0)-1),2,TRUE)","v":0},{"$f":"VLOOKUP(F:F,OFFSET('B. PoF Adj Factor Scoring'!$E$5:$F$282,,MATCH(K$4,'B. PoF Adj Factor Scoring'!$E$3:$N$3,0)-1),2,TRUE)","v":0}]
[317,"XLPE",{"$f":"'A. Population Info'!H322","v":0},{"$f":"'A. Population Info'!I322","v":0},{"$f":"'A. Population Info'!J322","v":0},{"$f":"'A. Population Info'!K322","v":0},{"$f":"VLOOKUP(B:B,OFFSET('B. PoF Adj Factor Scoring'!$E$5:$F$282,,MATCH(G$4,'B. PoF Adj Factor Scoring'!$E$3:$N$3,0)-1),2,TRUE)","v":1},{"$f":"VLOOKUP(C:C,OFFSET('B. PoF Adj Factor Scoring'!$E$5:$F$282,,MATCH(H$4,'B. PoF Adj Factor Scoring'!$E$3:$N$3,0)-1),2,TRUE)","v":0},{"$f":"VLOOKUP(D:D,OFFSET('B. PoF Adj Factor Scoring'!$E$5:$F$282,,MATCH(I$4,'B. PoF Adj Factor Scoring'!$E$3:$N$3,0)-1),2,TRUE)","v":0},{"$f":"VLOOKUP(E:E,OFFSET('B. PoF Adj Factor Scoring'!$E$5:$F$282,,MATCH(J$4,'B. PoF Adj Factor Scoring'!$E$3:$N$3,0)-1),2,TRUE)","v":0},{"$f":"VLOOKUP(F:F,OFFSET('B. PoF Adj Factor Scoring'!$E$5:$F$282,,MATCH(K$4,'B. PoF Adj Factor Scoring'!$E$3:$N$3,0)-1),2,TRUE)","v":0}]
[318,"XLPE",{"$f":"'A. Population Info'!H323","v":0},{"$f":"'A. Population Info'!I323","v":0},{"$f":"'A. Population Info'!J323","v":0},{"$f":"'A. Population Info'!K323","v":0},{"$f":"VLOOKUP(B:B,OFFSET('B. PoF Adj Factor Scoring'!$E$5:$F$282,,MATCH(G$4,'B. PoF Adj Factor Scoring'!$E$3:$N$3,0)-1),2,TRUE)","v":1},{"$f":"VLOOKUP(C:C,OFFSET('B. PoF Adj Factor Scoring'!$E$5:$F$282,,MATCH(H$4,'B. PoF Adj Factor Scoring'!$E$3:$N$3,0)-1),2,TRUE)","v":0},{"$f":"VLOOKUP(D:D,OFFSET('B. PoF Adj Factor Scoring'!$E$5:$F$282,,MATCH(I$4,'B. PoF Adj Factor Scoring'!$E$3:$N$3,0)-1),2,TRUE)","v":0},{"$f":"VLOOKUP(E:E,OFFSET('B. PoF Adj Factor Scoring'!$E$5:$F$282,,MATCH(J$4,'B. PoF Adj Factor Scoring'!$E$3:$N$3,0)-1),2,TRUE)","v":0},{"$f":"VLOOKUP(F:F,OFFSET('B. PoF Adj Factor Scoring'!$E$5:$F$282,,MATCH(K$4,'B. PoF Adj Factor Scoring'!$E$3:$N$3,0)-1),2,TRUE)","v":0}]
[319,"XLPE",{"$f":"'A. Population Info'!H324","v":0},{"$f":"'A. Population Info'!I324","v":0},{"$f":"'A. Population Info'!J324","v":0},{"$f":"'A. Population Info'!K324","v":0},{"$f":"VLOOKUP(B:B,OFFSET('B. PoF Adj Factor Scoring'!$E$5:$F$282,,MATCH(G$4,'B. PoF Adj Factor Scoring'!$E$3:$N$3,0)-1),2,TRUE)","v":1},{"$f":"VLOOKUP(C:C,OFFSET('B. PoF Adj Factor Scoring'!$E$5:$F$282,,MATCH(H$4,'B. PoF Adj Factor Scoring'!$E$3:$N$3,0)-1),2,TRUE)","v":0},{"$f":"VLOOKUP(D:D,OFFSET('B. PoF Adj Factor Scoring'!$E$5:$F$282,,MATCH(I$4,'B. PoF Adj Factor Scoring'!$E$3:$N$3,0)-1),2,TRUE)","v":0},{"$f":"VLOOKUP(E:E,OFFSET('B. PoF Adj Factor Scoring'!$E$5:$F$282,,MATCH(J$4,'B. PoF Adj Factor Scoring'!$E$3:$N$3,0)-1),2,TRUE)","v":0},{"$f":"VLOOKUP(F:F,OFFSET('B. PoF Adj Factor Scoring'!$E$5:$F$282,,MATCH(K$4,'B. PoF Adj Factor Scoring'!$E$3:$N$3,0)-1),2,TRUE)","v":0}]
[320,"XLPE",{"$f":"'A. Population Info'!H325","v":0},{"$f":"'A. Population Info'!I325","v":0},{"$f":"'A. Population Info'!J325","v":0},{"$f":"'A. Population Info'!K325","v":0},{"$f":"VLOOKUP(B:B,OFFSET('B. PoF Adj Factor Scoring'!$E$5:$F$282,,MATCH(G$4,'B. PoF Adj Factor Scoring'!$E$3:$N$3,0)-1),2,TRUE)","v":1},{"$f":"VLOOKUP(C:C,OFFSET('B. PoF Adj Factor Scoring'!$E$5:$F$282,,MATCH(H$4,'B. PoF Adj Factor Scoring'!$E$3:$N$3,0)-1),2,TRUE)","v":0},{"$f":"VLOOKUP(D:D,OFFSET('B. PoF Adj Factor Scoring'!$E$5:$F$282,,MATCH(I$4,'B. PoF Adj Factor Scoring'!$E$3:$N$3,0)-1),2,TRUE)","v":0},{"$f":"VLOOKUP(E:E,OFFSET('B. PoF Adj Factor Scoring'!$E$5:$F$282,,MATCH(J$4,'B. PoF Adj Factor Scoring'!$E$3:$N$3,0)-1),2,TRUE)","v":0},{"$f":"VLOOKUP(F:F,OFFSET('B. PoF Adj Factor Scoring'!$E$5:$F$282,,MATCH(K$4,'B. PoF Adj Factor Scoring'!$E$3:$N$3,0)-1),2,TRUE)","v":0}]
[321,"XLPE",{"$f":"'A. Population Info'!H326","v":0},{"$f":"'A. Population Info'!I326","v":0},{"$f":"'A. Population Info'!J326","v":0},{"$f":"'A. Population Info'!K326","v":0},{"$f":"VLOOKUP(B:B,OFFSET('B. PoF Adj Factor Scoring'!$E$5:$F$282,,MATCH(G$4,'B. PoF Adj Factor Scoring'!$E$3:$N$3,0)-1),2,TRUE)","v":1},{"$f":"VLOOKUP(C:C,OFFSET('B. PoF Adj Factor Scoring'!$E$5:$F$282,,MATCH(H$4,'B. PoF Adj Factor Scoring'!$E$3:$N$3,0)-1),2,TRUE)","v":0},{"$f":"VLOOKUP(D:D,OFFSET('B. PoF Adj Factor Scoring'!$E$5:$F$282,,MATCH(I$4,'B. PoF Adj Factor Scoring'!$E$3:$N$3,0)-1),2,TRUE)","v":0},{"$f":"VLOOKUP(E:E,OFFSET('B. PoF Adj Factor Scoring'!$E$5:$F$282,,MATCH(J$4,'B. PoF Adj Factor Scoring'!$E$3:$N$3,0)-1),2,TRUE)","v":0},{"$f":"VLOOKUP(F:F,OFFSET('B. PoF Adj Factor Scoring'!$E$5:$F$282,,MATCH(K$4,'B. PoF Adj Factor Scoring'!$E$3:$N$3,0)-1),2,TRUE)","v":0}]
[322,"XLPE",{"$f":"'A. Population Info'!H327","v":0},{"$f":"'A. Population Info'!I327","v":0},{"$f":"'A. Population Info'!J327","v":0},{"$f":"'A. Population Info'!K327","v":0},{"$f":"VLOOKUP(B:B,OFFSET('B. PoF Adj Factor Scoring'!$E$5:$F$282,,MATCH(G$4,'B. PoF Adj Factor Scoring'!$E$3:$N$3,0)-1),2,TRUE)","v":1},{"$f":"VLOOKUP(C:C,OFFSET('B. PoF Adj Factor Scoring'!$E$5:$F$282,,MATCH(H$4,'B. PoF Adj Factor Scoring'!$E$3:$N$3,0)-1),2,TRUE)","v":0},{"$f":"VLOOKUP(D:D,OFFSET('B. PoF Adj Factor Scoring'!$E$5:$F$282,,MATCH(I$4,'B. PoF Adj Factor Scoring'!$E$3:$N$3,0)-1),2,TRUE)","v":0},{"$f":"VLOOKUP(E:E,OFFSET('B. PoF Adj Factor Scoring'!$E$5:$F$282,,MATCH(J$4,'B. PoF Adj Factor Scoring'!$E$3:$N$3,0)-1),2,TRUE)","v":0},{"$f":"VLOOKUP(F:F,OFFSET('B. PoF Adj Factor Scoring'!$E$5:$F$282,,MATCH(K$4,'B. PoF Adj Factor Scoring'!$E$3:$N$3,0)-1),2,TRUE)","v":0}]
[323,"XLPE",{"$f":"'A. Population Info'!H328","v":0},{"$f":"'A. Population Info'!I328","v":0},{"$f":"'A. Population Info'!J328","v":0},{"$f":"'A. Population Info'!K328","v":0},{"$f":"VLOOKUP(B:B,OFFSET('B. PoF Adj Factor Scoring'!$E$5:$F$282,,MATCH(G$4,'B. PoF Adj Factor Scoring'!$E$3:$N$3,0)-1),2,TRUE)","v":1},{"$f":"VLOOKUP(C:C,OFFSET('B. PoF Adj Factor Scoring'!$E$5:$F$282,,MATCH(H$4,'B. PoF Adj Factor Scoring'!$E$3:$N$3,0)-1),2,TRUE)","v":0},{"$f":"VLOOKUP(D:D,OFFSET('B. PoF Adj Factor Scoring'!$E$5:$F$282,,MATCH(I$4,'B. PoF Adj Factor Scoring'!$E$3:$N$3,0)-1),2,TRUE)","v":0},{"$f":"VLOOKUP(E:E,OFFSET('B. PoF Adj Factor Scoring'!$E$5:$F$282,,MATCH(J$4,'B. PoF Adj Factor Scoring'!$E$3:$N$3,0)-1),2,TRUE)","v":0},{"$f":"VLOOKUP(F:F,OFFSET('B. PoF Adj Factor Scoring'!$E$5:$F$282,,MATCH(K$4,'B. PoF Adj Factor Scoring'!$E$3:$N$3,0)-1),2,TRUE)","v":0}]
[324,"XLPE",{"$f":"'A. Population Info'!H329","v":0},{"$f":"'A. Population Info'!I329","v":0},{"$f":"'A. Population Info'!J329","v":0},{"$f":"'A. Population Info'!K329","v":0},{"$f":"VLOOKUP(B:B,OFFSET('B. PoF Adj Factor Scoring'!$E$5:$F$282,,MATCH(G$4,'B. PoF Adj Factor Scoring'!$E$3:$N$3,0)-1),2,TRUE)","v":1},{"$f":"VLOOKUP(C:C,OFFSET('B. PoF Adj Factor Scoring'!$E$5:$F$282,,MATCH(H$4,'B. PoF Adj Factor Scoring'!$E$3:$N$3,0)-1),2,TRUE)","v":0},{"$f":"VLOOKUP(D:D,OFFSET('B. PoF Adj Factor Scoring'!$E$5:$F$282,,MATCH(I$4,'B. PoF Adj Factor Scoring'!$E$3:$N$3,0)-1),2,TRUE)","v":0},{"$f":"VLOOKUP(E:E,OFFSET('B. PoF Adj Factor Scoring'!$E$5:$F$282,,MATCH(J$4,'B. PoF Adj Factor Scoring'!$E$3:$N$3,0)-1),2,TRUE)","v":0},{"$f":"VLOOKUP(F:F,OFFSET('B. PoF Adj Factor Scoring'!$E$5:$F$282,,MATCH(K$4,'B. PoF Adj Factor Scoring'!$E$3:$N$3,0)-1),2,TRUE)","v":0}]
[325,"XLPE",{"$f":"'A. Population Info'!H330","v":0},{"$f":"'A. Population Info'!I330","v":0},{"$f":"'A. Population Info'!J330","v":0},{"$f":"'A. Population Info'!K330","v":0},{"$f":"VLOOKUP(B:B,OFFSET('B. PoF Adj Factor Scoring'!$E$5:$F$282,,MATCH(G$4,'B. PoF Adj Factor Scoring'!$E$3:$N$3,0)-1),2,TRUE)","v":1},{"$f":"VLOOKUP(C:C,OFFSET('B. PoF Adj Factor Scoring'!$E$5:$F$282,,MATCH(H$4,'B. PoF Adj Factor Scoring'!$E$3:$N$3,0)-1),2,TRUE)","v":0},{"$f":"VLOOKUP(D:D,OFFSET('B. PoF Adj Factor Scoring'!$E$5:$F$282,,MATCH(I$4,'B. PoF Adj Factor Scoring'!$E$3:$N$3,0)-1),2,TRUE)","v":0},{"$f":"VLOOKUP(E:E,OFFSET('B. PoF Adj Factor Scoring'!$E$5:$F$282,,MATCH(J$4,'B. PoF Adj Factor Scoring'!$E$3:$N$3,0)-1),2,TRUE)","v":0},{"$f":"VLOOKUP(F:F,OFFSET('B. PoF Adj Factor Scoring'!$E$5:$F$282,,MATCH(K$4,'B. PoF Adj Factor Scoring'!$E$3:$N$3,0)-1),2,TRUE)","v":0}]
[326,"XLPE",{"$f":"'A. Population Info'!H331","v":0},{"$f":"'A. Population Info'!I331","v":0},{"$f":"'A. Population Info'!J331","v":0},{"$f":"'A. Population Info'!K331","v":0},{"$f":"VLOOKUP(B:B,OFFSET('B. PoF Adj Factor Scoring'!$E$5:$F$282,,MATCH(G$4,'B. PoF Adj Factor Scoring'!$E$3:$N$3,0)-1),2,TRUE)","v":1},{"$f":"VLOOKUP(C:C,OFFSET('B. PoF Adj Factor Scoring'!$E$5:$F$282,,MATCH(H$4,'B. PoF Adj Factor Scoring'!$E$3:$N$3,0)-1),2,TRUE)","v":0},{"$f":"VLOOKUP(D:D,OFFSET('B. PoF Adj Factor Scoring'!$E$5:$F$282,,MATCH(I$4,'B. PoF Adj Factor Scoring'!$E$3:$N$3,0)-1),2,TRUE)","v":0},{"$f":"VLOOKUP(E:E,OFFSET('B. PoF Adj Factor Scoring'!$E$5:$F$282,,MATCH(J$4,'B. PoF Adj Factor Scoring'!$E$3:$N$3,0)-1),2,TRUE)","v":0},{"$f":"VLOOKUP(F:F,OFFSET('B. PoF Adj Factor Scoring'!$E$5:$F$282,,MATCH(K$4,'B. PoF Adj Factor Scoring'!$E$3:$N$3,0)-1),2,TRUE)","v":0}]
[327,"XLPE",{"$f":"'A. Population Info'!H332","v":0},{"$f":"'A. Population Info'!I332","v":0},{"$f":"'A. Population Info'!J332","v":0},{"$f":"'A. Population Info'!K332","v":0},{"$f":"VLOOKUP(B:B,OFFSET('B. PoF Adj Factor Scoring'!$E$5:$F$282,,MATCH(G$4,'B. PoF Adj Factor Scoring'!$E$3:$N$3,0)-1),2,TRUE)","v":1},{"$f":"VLOOKUP(C:C,OFFSET('B. PoF Adj Factor Scoring'!$E$5:$F$282,,MATCH(H$4,'B. PoF Adj Factor Scoring'!$E$3:$N$3,0)-1),2,TRUE)","v":0},{"$f":"VLOOKUP(D:D,OFFSET('B. PoF Adj Factor Scoring'!$E$5:$F$282,,MATCH(I$4,'B. PoF Adj Factor Scoring'!$E$3:$N$3,0)-1),2,TRUE)","v":0},{"$f":"VLOOKUP(E:E,OFFSET('B. PoF Adj Factor Scoring'!$E$5:$F$282,,MATCH(J$4,'B. PoF Adj Factor Scoring'!$E$3:$N$3,0)-1),2,TRUE)","v":0},{"$f":"VLOOKUP(F:F,OFFSET('B. PoF Adj Factor Scoring'!$E$5:$F$282,,MATCH(K$4,'B. PoF Adj Factor Scoring'!$E$3:$N$3,0)-1),2,TRUE)","v":0}]
[328,"XLPE",{"$f":"'A. Population Info'!H333","v":0},{"$f":"'A. Population Info'!I333","v":0},{"$f":"'A. Population Info'!J333","v":0},{"$f":"'A. Population Info'!K333","v":0},{"$f":"VLOOKUP(B:B,OFFSET('B. PoF Adj Factor Scoring'!$E$5:$F$282,,MATCH(G$4,'B. PoF Adj Factor Scoring'!$E$3:$N$3,0)-1),2,TRUE)","v":1},{"$f":"VLOOKUP(C:C,OFFSET('B. PoF Adj Factor Scoring'!$E$5:$F$282,,MATCH(H$4,'B. PoF Adj Factor Scoring'!$E$3:$N$3,0)-1),2,TRUE)","v":0},{"$f":"VLOOKUP(D:D,OFFSET('B. PoF Adj Factor Scoring'!$E$5:$F$282,,MATCH(I$4,'B. PoF Adj Factor Scoring'!$E$3:$N$3,0)-1),2,TRUE)","v":0},{"$f":"VLOOKUP(E:E,OFFSET('B. PoF Adj Factor Scoring'!$E$5:$F$282,,MATCH(J$4,'B. PoF Adj Factor Scoring'!$E$3:$N$3,0)-1),2,TRUE)","v":0},{"$f":"VLOOKUP(F:F,OFFSET('B. PoF Adj Factor Scoring'!$E$5:$F$282,,MATCH(K$4,'B. PoF Adj Factor Scoring'!$E$3:$N$3,0)-1),2,TRUE)","v":0}]
[329,"XLPE",{"$f":"'A. Population Info'!H334","v":0},{"$f":"'A. Population Info'!I334","v":0},{"$f":"'A. Population Info'!J334","v":0},{"$f":"'A. Population Info'!K334","v":0},{"$f":"VLOOKUP(B:B,OFFSET('B. PoF Adj Factor Scoring'!$E$5:$F$282,,MATCH(G$4,'B. PoF Adj Factor Scoring'!$E$3:$N$3,0)-1),2,TRUE)","v":1},{"$f":"VLOOKUP(C:C,OFFSET('B. PoF Adj Factor Scoring'!$E$5:$F$282,,MATCH(H$4,'B. PoF Adj Factor Scoring'!$E$3:$N$3,0)-1),2,TRUE)","v":0},{"$f":"VLOOKUP(D:D,OFFSET('B. PoF Adj Factor Scoring'!$E$5:$F$282,,MATCH(I$4,'B. PoF Adj Factor Scoring'!$E$3:$N$3,0)-1),2,TRUE)","v":0},{"$f":"VLOOKUP(E:E,OFFSET('B. PoF Adj Factor Scoring'!$E$5:$F$282,,MATCH(J$4,'B. PoF Adj Factor Scoring'!$E$3:$N$3,0)-1),2,TRUE)","v":0},{"$f":"VLOOKUP(F:F,OFFSET('B. PoF Adj Factor Scoring'!$E$5:$F$282,,MATCH(K$4,'B. PoF Adj Factor Scoring'!$E$3:$N$3,0)-1),2,TRUE)","v":0}]
[330,"XLPE",{"$f":"'A. Population Info'!H335","v":0},{"$f":"'A. Population Info'!I335","v":0},{"$f":"'A. Population Info'!J335","v":0},{"$f":"'A. Population Info'!K335","v":0},{"$f":"VLOOKUP(B:B,OFFSET('B. PoF Adj Factor Scoring'!$E$5:$F$282,,MATCH(G$4,'B. PoF Adj Factor Scoring'!$E$3:$N$3,0)-1),2,TRUE)","v":1},{"$f":"VLOOKUP(C:C,OFFSET('B. PoF Adj Factor Scoring'!$E$5:$F$282,,MATCH(H$4,'B. PoF Adj Factor Scoring'!$E$3:$N$3,0)-1),2,TRUE)","v":0},{"$f":"VLOOKUP(D:D,OFFSET('B. PoF Adj Factor Scoring'!$E$5:$F$282,,MATCH(I$4,'B. PoF Adj Factor Scoring'!$E$3:$N$3,0)-1),2,TRUE)","v":0},{"$f":"VLOOKUP(E:E,OFFSET('B. PoF Adj Factor Scoring'!$E$5:$F$282,,MATCH(J$4,'B. PoF Adj Factor Scoring'!$E$3:$N$3,0)-1),2,TRUE)","v":0},{"$f":"VLOOKUP(F:F,OFFSET('B. PoF Adj Factor Scoring'!$E$5:$F$282,,MATCH(K$4,'B. PoF Adj Factor Scoring'!$E$3:$N$3,0)-1),2,TRUE)","v":0}]
[331,"XLPE",{"$f":"'A. Population Info'!H336","v":0},{"$f":"'A. Population Info'!I336","v":0},{"$f":"'A. Population Info'!J336","v":0},{"$f":"'A. Population Info'!K336","v":0},{"$f":"VLOOKUP(B:B,OFFSET('B. PoF Adj Factor Scoring'!$E$5:$F$282,,MATCH(G$4,'B. PoF Adj Factor Scoring'!$E$3:$N$3,0)-1),2,TRUE)","v":1},{"$f":"VLOOKUP(C:C,OFFSET('B. PoF Adj Factor Scoring'!$E$5:$F$282,,MATCH(H$4,'B. PoF Adj Factor Scoring'!$E$3:$N$3,0)-1),2,TRUE)","v":0},{"$f":"VLOOKUP(D:D,OFFSET('B. PoF Adj Factor Scoring'!$E$5:$F$282,,MATCH(I$4,'B. PoF Adj Factor Scoring'!$E$3:$N$3,0)-1),2,TRUE)","v":0},{"$f":"VLOOKUP(E:E,OFFSET('B. PoF Adj Factor Scoring'!$E$5:$F$282,,MATCH(J$4,'B. PoF Adj Factor Scoring'!$E$3:$N$3,0)-1),2,TRUE)","v":0},{"$f":"VLOOKUP(F:F,OFFSET('B. PoF Adj Factor Scoring'!$E$5:$F$282,,MATCH(K$4,'B. PoF Adj Factor Scoring'!$E$3:$N$3,0)-1),2,TRUE)","v":0}]
[332,"XLPE",{"$f":"'A. Population Info'!H337","v":0},{"$f":"'A. Population Info'!I337","v":0},{"$f":"'A. Population Info'!J337","v":0},{"$f":"'A. Population Info'!K337","v":0},{"$f":"VLOOKUP(B:B,OFFSET('B. PoF Adj Factor Scoring'!$E$5:$F$282,,MATCH(G$4,'B. PoF Adj Factor Scoring'!$E$3:$N$3,0)-1),2,TRUE)","v":1},{"$f":"VLOOKUP(C:C,OFFSET('B. PoF Adj Factor Scoring'!$E$5:$F$282,,MATCH(H$4,'B. PoF Adj Factor Scoring'!$E$3:$N$3,0)-1),2,TRUE)","v":0},{"$f":"VLOOKUP(D:D,OFFSET('B. PoF Adj Factor Scoring'!$E$5:$F$282,,MATCH(I$4,'B. PoF Adj Factor Scoring'!$E$3:$N$3,0)-1),2,TRUE)","v":0},{"$f":"VLOOKUP(E:E,OFFSET('B. PoF Adj Factor Scoring'!$E$5:$F$282,,MATCH(J$4,'B. PoF Adj Factor Scoring'!$E$3:$N$3,0)-1),2,TRUE)","v":0},{"$f":"VLOOKUP(F:F,OFFSET('B. PoF Adj Factor Scoring'!$E$5:$F$282,,MATCH(K$4,'B. PoF Adj Factor Scoring'!$E$3:$N$3,0)-1),2,TRUE)","v":0}]
[333,"XLPE",{"$f":"'A. Population Info'!H338","v":0},{"$f":"'A. Population Info'!I338","v":0},{"$f":"'A. Population Info'!J338","v":0},{"$f":"'A. Population Info'!K338","v":0},{"$f":"VLOOKUP(B:B,OFFSET('B. PoF Adj Factor Scoring'!$E$5:$F$282,,MATCH(G$4,'B. PoF Adj Factor Scoring'!$E$3:$N$3,0)-1),2,TRUE)","v":1},{"$f":"VLOOKUP(C:C,OFFSET('B. PoF Adj Factor Scoring'!$E$5:$F$282,,MATCH(H$4,'B. PoF Adj Factor Scoring'!$E$3:$N$3,0)-1),2,TRUE)","v":0},{"$f":"VLOOKUP(D:D,OFFSET('B. PoF Adj Factor Scoring'!$E$5:$F$282,,MATCH(I$4,'B. PoF Adj Factor Scoring'!$E$3:$N$3,0)-1),2,TRUE)","v":0},{"$f":"VLOOKUP(E:E,OFFSET('B. PoF Adj Factor Scoring'!$E$5:$F$282,,MATCH(J$4,'B. PoF Adj Factor Scoring'!$E$3:$N$3,0)-1),2,TRUE)","v":0},{"$f":"VLOOKUP(F:F,OFFSET('B. PoF Adj Factor Scoring'!$E$5:$F$282,,MATCH(K$4,'B. PoF Adj Factor Scoring'!$E$3:$N$3,0)-1),2,TRUE)","v":0}]
[334,"XLPE",{"$f":"'A. Population Info'!H339","v":0},{"$f":"'A. Population Info'!I339","v":0},{"$f":"'A. Population Info'!J339","v":0},{"$f":"'A. Population Info'!K339","v":0},{"$f":"VLOOKUP(B:B,OFFSET('B. PoF Adj Factor Scoring'!$E$5:$F$282,,MATCH(G$4,'B. PoF Adj Factor Scoring'!$E$3:$N$3,0)-1),2,TRUE)","v":1},{"$f":"VLOOKUP(C:C,OFFSET('B. PoF Adj Factor Scoring'!$E$5:$F$282,,MATCH(H$4,'B. PoF Adj Factor Scoring'!$E$3:$N$3,0)-1),2,TRUE)","v":0},{"$f":"VLOOKUP(D:D,OFFSET('B. PoF Adj Factor Scoring'!$E$5:$F$282,,MATCH(I$4,'B. PoF Adj Factor Scoring'!$E$3:$N$3,0)-1),2,TRUE)","v":0},{"$f":"VLOOKUP(E:E,OFFSET('B. PoF Adj Factor Scoring'!$E$5:$F$282,,MATCH(J$4,'B. PoF Adj Factor Scoring'!$E$3:$N$3,0)-1),2,TRUE)","v":0},{"$f":"VLOOKUP(F:F,OFFSET('B. PoF Adj Factor Scoring'!$E$5:$F$282,,MATCH(K$4,'B. PoF Adj Factor Scoring'!$E$3:$N$3,0)-1),2,TRUE)","v":0}]
[335,"XLPE",{"$f":"'A. Population Info'!H340","v":0},{"$f":"'A. Population Info'!I340","v":0},{"$f":"'A. Population Info'!J340","v":0},{"$f":"'A. Population Info'!K340","v":0},{"$f":"VLOOKUP(B:B,OFFSET('B. PoF Adj Factor Scoring'!$E$5:$F$282,,MATCH(G$4,'B. PoF Adj Factor Scoring'!$E$3:$N$3,0)-1),2,TRUE)","v":1},{"$f":"VLOOKUP(C:C,OFFSET('B. PoF Adj Factor Scoring'!$E$5:$F$282,,MATCH(H$4,'B. PoF Adj Factor Scoring'!$E$3:$N$3,0)-1),2,TRUE)","v":0},{"$f":"VLOOKUP(D:D,OFFSET('B. PoF Adj Factor Scoring'!$E$5:$F$282,,MATCH(I$4,'B. PoF Adj Factor Scoring'!$E$3:$N$3,0)-1),2,TRUE)","v":0},{"$f":"VLOOKUP(E:E,OFFSET('B. PoF Adj Factor Scoring'!$E$5:$F$282,,MATCH(J$4,'B. PoF Adj Factor Scoring'!$E$3:$N$3,0)-1),2,TRUE)","v":0},{"$f":"VLOOKUP(F:F,OFFSET('B. PoF Adj Factor Scoring'!$E$5:$F$282,,MATCH(K$4,'B. PoF Adj Factor Scoring'!$E$3:$N$3,0)-1),2,TRUE)","v":0}]
[336,"XLPE",{"$f":"'A. Population Info'!H341","v":0},{"$f":"'A. Population Info'!I341","v":0},{"$f":"'A. Population Info'!J341","v":0},{"$f":"'A. Population Info'!K341","v":0},{"$f":"VLOOKUP(B:B,OFFSET('B. PoF Adj Factor Scoring'!$E$5:$F$282,,MATCH(G$4,'B. PoF Adj Factor Scoring'!$E$3:$N$3,0)-1),2,TRUE)","v":1},{"$f":"VLOOKUP(C:C,OFFSET('B. PoF Adj Factor Scoring'!$E$5:$F$282,,MATCH(H$4,'B. PoF Adj Factor Scoring'!$E$3:$N$3,0)-1),2,TRUE)","v":0},{"$f":"VLOOKUP(D:D,OFFSET('B. PoF Adj Factor Scoring'!$E$5:$F$282,,MATCH(I$4,'B. PoF Adj Factor Scoring'!$E$3:$N$3,0)-1),2,TRUE)","v":0},{"$f":"VLOOKUP(E:E,OFFSET('B. PoF Adj Factor Scoring'!$E$5:$F$282,,MATCH(J$4,'B. PoF Adj Factor Scoring'!$E$3:$N$3,0)-1),2,TRUE)","v":0},{"$f":"VLOOKUP(F:F,OFFSET('B. PoF Adj Factor Scoring'!$E$5:$F$282,,MATCH(K$4,'B. PoF Adj Factor Scoring'!$E$3:$N$3,0)-1),2,TRUE)","v":0}]
[337,"XLPE",{"$f":"'A. Population Info'!H342","v":0},{"$f":"'A. Population Info'!I342","v":0},{"$f":"'A. Population Info'!J342","v":0},{"$f":"'A. Population Info'!K342","v":0},{"$f":"VLOOKUP(B:B,OFFSET('B. PoF Adj Factor Scoring'!$E$5:$F$282,,MATCH(G$4,'B. PoF Adj Factor Scoring'!$E$3:$N$3,0)-1),2,TRUE)","v":1},{"$f":"VLOOKUP(C:C,OFFSET('B. PoF Adj Factor Scoring'!$E$5:$F$282,,MATCH(H$4,'B. PoF Adj Factor Scoring'!$E$3:$N$3,0)-1),2,TRUE)","v":0},{"$f":"VLOOKUP(D:D,OFFSET('B. PoF Adj Factor Scoring'!$E$5:$F$282,,MATCH(I$4,'B. PoF Adj Factor Scoring'!$E$3:$N$3,0)-1),2,TRUE)","v":0},{"$f":"VLOOKUP(E:E,OFFSET('B. PoF Adj Factor Scoring'!$E$5:$F$282,,MATCH(J$4,'B. PoF Adj Factor Scoring'!$E$3:$N$3,0)-1),2,TRUE)","v":0},{"$f":"VLOOKUP(F:F,OFFSET('B. PoF Adj Factor Scoring'!$E$5:$F$282,,MATCH(K$4,'B. PoF Adj Factor Scoring'!$E$3:$N$3,0)-1),2,TRUE)","v":0}]
[338,"XLPE",{"$f":"'A. Population Info'!H343","v":0},{"$f":"'A. Population Info'!I343","v":0},{"$f":"'A. Population Info'!J343","v":0},{"$f":"'A. Population Info'!K343","v":0},{"$f":"VLOOKUP(B:B,OFFSET('B. PoF Adj Factor Scoring'!$E$5:$F$282,,MATCH(G$4,'B. PoF Adj Factor Scoring'!$E$3:$N$3,0)-1),2,TRUE)","v":1},{"$f":"VLOOKUP(C:C,OFFSET('B. PoF Adj Factor Scoring'!$E$5:$F$282,,MATCH(H$4,'B. PoF Adj Factor Scoring'!$E$3:$N$3,0)-1),2,TRUE)","v":0},{"$f":"VLOOKUP(D:D,OFFSET('B. PoF Adj Factor Scoring'!$E$5:$F$282,,MATCH(I$4,'B. PoF Adj Factor Scoring'!$E$3:$N$3,0)-1),2,TRUE)","v":0},{"$f":"VLOOKUP(E:E,OFFSET('B. PoF Adj Factor Scoring'!$E$5:$F$282,,MATCH(J$4,'B. PoF Adj Factor Scoring'!$E$3:$N$3,0)-1),2,TRUE)","v":0},{"$f":"VLOOKUP(F:F,OFFSET('B. PoF Adj Factor Scoring'!$E$5:$F$282,,MATCH(K$4,'B. PoF Adj Factor Scoring'!$E$3:$N$3,0)-1),2,TRUE)","v":0}]
[339,"XLPE",{"$f":"'A. Population Info'!H344","v":0},{"$f":"'A. Population Info'!I344","v":0},{"$f":"'A. Population Info'!J344","v":0},{"$f":"'A. Population Info'!K344","v":0},{"$f":"VLOOKUP(B:B,OFFSET('B. PoF Adj Factor Scoring'!$E$5:$F$282,,MATCH(G$4,'B. PoF Adj Factor Scoring'!$E$3:$N$3,0)-1),2,TRUE)","v":1},{"$f":"VLOOKUP(C:C,OFFSET('B. PoF Adj Factor Scoring'!$E$5:$F$282,,MATCH(H$4,'B. PoF Adj Factor Scoring'!$E$3:$N$3,0)-1),2,TRUE)","v":0},{"$f":"VLOOKUP(D:D,OFFSET('B. PoF Adj Factor Scoring'!$E$5:$F$282,,MATCH(I$4,'B. PoF Adj Factor Scoring'!$E$3:$N$3,0)-1),2,TRUE)","v":0},{"$f":"VLOOKUP(E:E,OFFSET('B. PoF Adj Factor Scoring'!$E$5:$F$282,,MATCH(J$4,'B. PoF Adj Factor Scoring'!$E$3:$N$3,0)-1),2,TRUE)","v":0},{"$f":"VLOOKUP(F:F,OFFSET('B. PoF Adj Factor Scoring'!$E$5:$F$282,,MATCH(K$4,'B. PoF Adj Factor Scoring'!$E$3:$N$3,0)-1),2,TRUE)","v":0}]
[340,"XLPE",{"$f":"'A. Population Info'!H345","v":0},{"$f":"'A. Population Info'!I345","v":0},{"$f":"'A. Population Info'!J345","v":0},{"$f":"'A. Population Info'!K345","v":0},{"$f":"VLOOKUP(B:B,OFFSET('B. PoF Adj Factor Scoring'!$E$5:$F$282,,MATCH(G$4,'B. PoF Adj Factor Scoring'!$E$3:$N$3,0)-1),2,TRUE)","v":1},{"$f":"VLOOKUP(C:C,OFFSET('B. PoF Adj Factor Scoring'!$E$5:$F$282,,MATCH(H$4,'B. PoF Adj Factor Scoring'!$E$3:$N$3,0)-1),2,TRUE)","v":0},{"$f":"VLOOKUP(D:D,OFFSET('B. PoF Adj Factor Scoring'!$E$5:$F$282,,MATCH(I$4,'B. PoF Adj Factor Scoring'!$E$3:$N$3,0)-1),2,TRUE)","v":0},{"$f":"VLOOKUP(E:E,OFFSET('B. PoF Adj Factor Scoring'!$E$5:$F$282,,MATCH(J$4,'B. PoF Adj Factor Scoring'!$E$3:$N$3,0)-1),2,TRUE)","v":0},{"$f":"VLOOKUP(F:F,OFFSET('B. PoF Adj Factor Scoring'!$E$5:$F$282,,MATCH(K$4,'B. PoF Adj Factor Scoring'!$E$3:$N$3,0)-1),2,TRUE)","v":0}]
[341,"XLPE",{"$f":"'A. Population Info'!H346","v":0},{"$f":"'A. Population Info'!I346","v":0},{"$f":"'A. Population Info'!J346","v":0},{"$f":"'A. Population Info'!K346","v":0},{"$f":"VLOOKUP(B:B,OFFSET('B. PoF Adj Factor Scoring'!$E$5:$F$282,,MATCH(G$4,'B. PoF Adj Factor Scoring'!$E$3:$N$3,0)-1),2,TRUE)","v":1},{"$f":"VLOOKUP(C:C,OFFSET('B. PoF Adj Factor Scoring'!$E$5:$F$282,,MATCH(H$4,'B. PoF Adj Factor Scoring'!$E$3:$N$3,0)-1),2,TRUE)","v":0},{"$f":"VLOOKUP(D:D,OFFSET('B. PoF Adj Factor Scoring'!$E$5:$F$282,,MATCH(I$4,'B. PoF Adj Factor Scoring'!$E$3:$N$3,0)-1),2,TRUE)","v":0},{"$f":"VLOOKUP(E:E,OFFSET('B. PoF Adj Factor Scoring'!$E$5:$F$282,,MATCH(J$4,'B. PoF Adj Factor Scoring'!$E$3:$N$3,0)-1),2,TRUE)","v":0},{"$f":"VLOOKUP(F:F,OFFSET('B. PoF Adj Factor Scoring'!$E$5:$F$282,,MATCH(K$4,'B. PoF Adj Factor Scoring'!$E$3:$N$3,0)-1),2,TRUE)","v":0}]
[342,"XLPE",{"$f":"'A. Population Info'!H347","v":0},{"$f":"'A. Population Info'!I347","v":0},{"$f":"'A. Population Info'!J347","v":0},{"$f":"'A. Population Info'!K347","v":0},{"$f":"VLOOKUP(B:B,OFFSET('B. PoF Adj Factor Scoring'!$E$5:$F$282,,MATCH(G$4,'B. PoF Adj Factor Scoring'!$E$3:$N$3,0)-1),2,TRUE)","v":1},{"$f":"VLOOKUP(C:C,OFFSET('B. PoF Adj Factor Scoring'!$E$5:$F$282,,MATCH(H$4,'B. PoF Adj Factor Scoring'!$E$3:$N$3,0)-1),2,TRUE)","v":0},{"$f":"VLOOKUP(D:D,OFFSET('B. PoF Adj Factor Scoring'!$E$5:$F$282,,MATCH(I$4,'B. PoF Adj Factor Scoring'!$E$3:$N$3,0)-1),2,TRUE)","v":0},{"$f":"VLOOKUP(E:E,OFFSET('B. PoF Adj Factor Scoring'!$E$5:$F$282,,MATCH(J$4,'B. PoF Adj Factor Scoring'!$E$3:$N$3,0)-1),2,TRUE)","v":0},{"$f":"VLOOKUP(F:F,OFFSET('B. PoF Adj Factor Scoring'!$E$5:$F$282,,MATCH(K$4,'B. PoF Adj Factor Scoring'!$E$3:$N$3,0)-1),2,TRUE)","v":0}]
[343,"XLPE",{"$f":"'A. Population Info'!H348","v":0},{"$f":"'A. Population Info'!I348","v":0},{"$f":"'A. Population Info'!J348","v":0},{"$f":"'A. Population Info'!K348","v":0},{"$f":"VLOOKUP(B:B,OFFSET('B. PoF Adj Factor Scoring'!$E$5:$F$282,,MATCH(G$4,'B. PoF Adj Factor Scoring'!$E$3:$N$3,0)-1),2,TRUE)","v":1},{"$f":"VLOOKUP(C:C,OFFSET('B. PoF Adj Factor Scoring'!$E$5:$F$282,,MATCH(H$4,'B. PoF Adj Factor Scoring'!$E$3:$N$3,0)-1),2,TRUE)","v":0},{"$f":"VLOOKUP(D:D,OFFSET('B. PoF Adj Factor Scoring'!$E$5:$F$282,,MATCH(I$4,'B. PoF Adj Factor Scoring'!$E$3:$N$3,0)-1),2,TRUE)","v":0},{"$f":"VLOOKUP(E:E,OFFSET('B. PoF Adj Factor Scoring'!$E$5:$F$282,,MATCH(J$4,'B. PoF Adj Factor Scoring'!$E$3:$N$3,0)-1),2,TRUE)","v":0},{"$f":"VLOOKUP(F:F,OFFSET('B. PoF Adj Factor Scoring'!$E$5:$F$282,,MATCH(K$4,'B. PoF Adj Factor Scoring'!$E$3:$N$3,0)-1),2,TRUE)","v":0}]
[344,"XLPE",{"$f":"'A. Population Info'!H349","v":0},{"$f":"'A. Population Info'!I349","v":0},{"$f":"'A. Population Info'!J349","v":0},{"$f":"'A. Population Info'!K349","v":0},{"$f":"VLOOKUP(B:B,OFFSET('B. PoF Adj Factor Scoring'!$E$5:$F$282,,MATCH(G$4,'B. PoF Adj Factor Scoring'!$E$3:$N$3,0)-1),2,TRUE)","v":1},{"$f":"VLOOKUP(C:C,OFFSET('B. PoF Adj Factor Scoring'!$E$5:$F$282,,MATCH(H$4,'B. PoF Adj Factor Scoring'!$E$3:$N$3,0)-1),2,TRUE)","v":0},{"$f":"VLOOKUP(D:D,OFFSET('B. PoF Adj Factor Scoring'!$E$5:$F$282,,MATCH(I$4,'B. PoF Adj Factor Scoring'!$E$3:$N$3,0)-1),2,TRUE)","v":0},{"$f":"VLOOKUP(E:E,OFFSET('B. PoF Adj Factor Scoring'!$E$5:$F$282,,MATCH(J$4,'B. PoF Adj Factor Scoring'!$E$3:$N$3,0)-1),2,TRUE)","v":0},{"$f":"VLOOKUP(F:F,OFFSET('B. PoF Adj Factor Scoring'!$E$5:$F$282,,MATCH(K$4,'B. PoF Adj Factor Scoring'!$E$3:$N$3,0)-1),2,TRUE)","v":0}]
[345,"XLPE",{"$f":"'A. Population Info'!H350","v":0},{"$f":"'A. Population Info'!I350","v":0},{"$f":"'A. Population Info'!J350","v":0},{"$f":"'A. Population Info'!K350","v":0},{"$f":"VLOOKUP(B:B,OFFSET('B. PoF Adj Factor Scoring'!$E$5:$F$282,,MATCH(G$4,'B. PoF Adj Factor Scoring'!$E$3:$N$3,0)-1),2,TRUE)","v":1},{"$f":"VLOOKUP(C:C,OFFSET('B. PoF Adj Factor Scoring'!$E$5:$F$282,,MATCH(H$4,'B. PoF Adj Factor Scoring'!$E$3:$N$3,0)-1),2,TRUE)","v":0},{"$f":"VLOOKUP(D:D,OFFSET('B. PoF Adj Factor Scoring'!$E$5:$F$282,,MATCH(I$4,'B. PoF Adj Factor Scoring'!$E$3:$N$3,0)-1),2,TRUE)","v":0},{"$f":"VLOOKUP(E:E,OFFSET('B. PoF Adj Factor Scoring'!$E$5:$F$282,,MATCH(J$4,'B. PoF Adj Factor Scoring'!$E$3:$N$3,0)-1),2,TRUE)","v":0},{"$f":"VLOOKUP(F:F,OFFSET('B. PoF Adj Factor Scoring'!$E$5:$F$282,,MATCH(K$4,'B. PoF Adj Factor Scoring'!$E$3:$N$3,0)-1),2,TRUE)","v":0}]
[346,"XLPE",{"$f":"'A. Population Info'!H351","v":0},{"$f":"'A. Population Info'!I351","v":0},{"$f":"'A. Population Info'!J351","v":0},{"$f":"'A. Population Info'!K351","v":0},{"$f":"VLOOKUP(B:B,OFFSET('B. PoF Adj Factor Scoring'!$E$5:$F$282,,MATCH(G$4,'B. PoF Adj Factor Scoring'!$E$3:$N$3,0)-1),2,TRUE)","v":1},{"$f":"VLOOKUP(C:C,OFFSET('B. PoF Adj Factor Scoring'!$E$5:$F$282,,MATCH(H$4,'B. PoF Adj Factor Scoring'!$E$3:$N$3,0)-1),2,TRUE)","v":0},{"$f":"VLOOKUP(D:D,OFFSET('B. PoF Adj Factor Scoring'!$E$5:$F$282,,MATCH(I$4,'B. PoF Adj Factor Scoring'!$E$3:$N$3,0)-1),2,TRUE)","v":0},{"$f":"VLOOKUP(E:E,OFFSET('B. PoF Adj Factor Scoring'!$E$5:$F$282,,MATCH(J$4,'B. PoF Adj Factor Scoring'!$E$3:$N$3,0)-1),2,TRUE)","v":0},{"$f":"VLOOKUP(F:F,OFFSET('B. PoF Adj Factor Scoring'!$E$5:$F$282,,MATCH(K$4,'B. PoF Adj Factor Scoring'!$E$3:$N$3,0)-1),2,TRUE)","v":0}]
[347,"XLPE",{"$f":"'A. Population Info'!H352","v":0},{"$f":"'A. Population Info'!I352","v":0},{"$f":"'A. Population Info'!J352","v":0},{"$f":"'A. Population Info'!K352","v":0},{"$f":"VLOOKUP(B:B,OFFSET('B. PoF Adj Factor Scoring'!$E$5:$F$282,,MATCH(G$4,'B. PoF Adj Factor Scoring'!$E$3:$N$3,0)-1),2,TRUE)","v":1},{"$f":"VLOOKUP(C:C,OFFSET('B. PoF Adj Factor Scoring'!$E$5:$F$282,,MATCH(H$4,'B. PoF Adj Factor Scoring'!$E$3:$N$3,0)-1),2,TRUE)","v":0},{"$f":"VLOOKUP(D:D,OFFSET('B. PoF Adj Factor Scoring'!$E$5:$F$282,,MATCH(I$4,'B. PoF Adj Factor Scoring'!$E$3:$N$3,0)-1),2,TRUE)","v":0},{"$f":"VLOOKUP(E:E,OFFSET('B. PoF Adj Factor Scoring'!$E$5:$F$282,,MATCH(J$4,'B. PoF Adj Factor Scoring'!$E$3:$N$3,0)-1),2,TRUE)","v":0},{"$f":"VLOOKUP(F:F,OFFSET('B. PoF Adj Factor Scoring'!$E$5:$F$282,,MATCH(K$4,'B. PoF Adj Factor Scoring'!$E$3:$N$3,0)-1),2,TRUE)","v":0}]
[348,"XLPE",{"$f":"'A. Population Info'!H353","v":0},{"$f":"'A. Population Info'!I353","v":0},{"$f":"'A. Population Info'!J353","v":0},{"$f":"'A. Population Info'!K353","v":0},{"$f":"VLOOKUP(B:B,OFFSET('B. PoF Adj Factor Scoring'!$E$5:$F$282,,MATCH(G$4,'B. PoF Adj Factor Scoring'!$E$3:$N$3,0)-1),2,TRUE)","v":1},{"$f":"VLOOKUP(C:C,OFFSET('B. PoF Adj Factor Scoring'!$E$5:$F$282,,MATCH(H$4,'B. PoF Adj Factor Scoring'!$E$3:$N$3,0)-1),2,TRUE)","v":0},{"$f":"VLOOKUP(D:D,OFFSET('B. PoF Adj Factor Scoring'!$E$5:$F$282,,MATCH(I$4,'B. PoF Adj Factor Scoring'!$E$3:$N$3,0)-1),2,TRUE)","v":0},{"$f":"VLOOKUP(E:E,OFFSET('B. PoF Adj Factor Scoring'!$E$5:$F$282,,MATCH(J$4,'B. PoF Adj Factor Scoring'!$E$3:$N$3,0)-1),2,TRUE)","v":0},{"$f":"VLOOKUP(F:F,OFFSET('B. PoF Adj Factor Scoring'!$E$5:$F$282,,MATCH(K$4,'B. PoF Adj Factor Scoring'!$E$3:$N$3,0)-1),2,TRUE)","v":0}]
[349,"XLPE",{"$f":"'A. Population Info'!H354","v":0},{"$f":"'A. Population Info'!I354","v":0},{"$f":"'A. Population Info'!J354","v":0},{"$f":"'A. Population Info'!K354","v":0},{"$f":"VLOOKUP(B:B,OFFSET('B. PoF Adj Factor Scoring'!$E$5:$F$282,,MATCH(G$4,'B. PoF Adj Factor Scoring'!$E$3:$N$3,0)-1),2,TRUE)","v":1},{"$f":"VLOOKUP(C:C,OFFSET('B. PoF Adj Factor Scoring'!$E$5:$F$282,,MATCH(H$4,'B. PoF Adj Factor Scoring'!$E$3:$N$3,0)-1),2,TRUE)","v":0},{"$f":"VLOOKUP(D:D,OFFSET('B. PoF Adj Factor Scoring'!$E$5:$F$282,,MATCH(I$4,'B. PoF Adj Factor Scoring'!$E$3:$N$3,0)-1),2,TRUE)","v":0},{"$f":"VLOOKUP(E:E,OFFSET('B. PoF Adj Factor Scoring'!$E$5:$F$282,,MATCH(J$4,'B. PoF Adj Factor Scoring'!$E$3:$N$3,0)-1),2,TRUE)","v":0},{"$f":"VLOOKUP(F:F,OFFSET('B. PoF Adj Factor Scoring'!$E$5:$F$282,,MATCH(K$4,'B. PoF Adj Factor Scoring'!$E$3:$N$3,0)-1),2,TRUE)","v":0}]
[350,"XLPE",{"$f":"'A. Population Info'!H355","v":0},{"$f":"'A. Population Info'!I355","v":0},{"$f":"'A. Population Info'!J355","v":0},{"$f":"'A. Population Info'!K355","v":0},{"$f":"VLOOKUP(B:B,OFFSET('B. PoF Adj Factor Scoring'!$E$5:$F$282,,MATCH(G$4,'B. PoF Adj Factor Scoring'!$E$3:$N$3,0)-1),2,TRUE)","v":1},{"$f":"VLOOKUP(C:C,OFFSET('B. PoF Adj Factor Scoring'!$E$5:$F$282,,MATCH(H$4,'B. PoF Adj Factor Scoring'!$E$3:$N$3,0)-1),2,TRUE)","v":0},{"$f":"VLOOKUP(D:D,OFFSET('B. PoF Adj Factor Scoring'!$E$5:$F$282,,MATCH(I$4,'B. PoF Adj Factor Scoring'!$E$3:$N$3,0)-1),2,TRUE)","v":0},{"$f":"VLOOKUP(E:E,OFFSET('B. PoF Adj Factor Scoring'!$E$5:$F$282,,MATCH(J$4,'B. PoF Adj Factor Scoring'!$E$3:$N$3,0)-1),2,TRUE)","v":0},{"$f":"VLOOKUP(F:F,OFFSET('B. PoF Adj Factor Scoring'!$E$5:$F$282,,MATCH(K$4,'B. PoF Adj Factor Scoring'!$E$3:$N$3,0)-1),2,TRUE)","v":0}]
[351,"XLPE",{"$f":"'A. Population Info'!H356","v":0},{"$f":"'A. Population Info'!I356","v":0},{"$f":"'A. Population Info'!J356","v":0},{"$f":"'A. Population Info'!K356","v":0},{"$f":"VLOOKUP(B:B,OFFSET('B. PoF Adj Factor Scoring'!$E$5:$F$282,,MATCH(G$4,'B. PoF Adj Factor Scoring'!$E$3:$N$3,0)-1),2,TRUE)","v":1},{"$f":"VLOOKUP(C:C,OFFSET('B. PoF Adj Factor Scoring'!$E$5:$F$282,,MATCH(H$4,'B. PoF Adj Factor Scoring'!$E$3:$N$3,0)-1),2,TRUE)","v":0},{"$f":"VLOOKUP(D:D,OFFSET('B. PoF Adj Factor Scoring'!$E$5:$F$282,,MATCH(I$4,'B. PoF Adj Factor Scoring'!$E$3:$N$3,0)-1),2,TRUE)","v":0},{"$f":"VLOOKUP(E:E,OFFSET('B. PoF Adj Factor Scoring'!$E$5:$F$282,,MATCH(J$4,'B. PoF Adj Factor Scoring'!$E$3:$N$3,0)-1),2,TRUE)","v":0},{"$f":"VLOOKUP(F:F,OFFSET('B. PoF Adj Factor Scoring'!$E$5:$F$282,,MATCH(K$4,'B. PoF Adj Factor Scoring'!$E$3:$N$3,0)-1),2,TRUE)","v":0}]
[352,"XLPE",{"$f":"'A. Population Info'!H357","v":0},{"$f":"'A. Population Info'!I357","v":0},{"$f":"'A. Population Info'!J357","v":0},{"$f":"'A. Population Info'!K357","v":0},{"$f":"VLOOKUP(B:B,OFFSET('B. PoF Adj Factor Scoring'!$E$5:$F$282,,MATCH(G$4,'B. PoF Adj Factor Scoring'!$E$3:$N$3,0)-1),2,TRUE)","v":1},{"$f":"VLOOKUP(C:C,OFFSET('B. PoF Adj Factor Scoring'!$E$5:$F$282,,MATCH(H$4,'B. PoF Adj Factor Scoring'!$E$3:$N$3,0)-1),2,TRUE)","v":0},{"$f":"VLOOKUP(D:D,OFFSET('B. PoF Adj Factor Scoring'!$E$5:$F$282,,MATCH(I$4,'B. PoF Adj Factor Scoring'!$E$3:$N$3,0)-1),2,TRUE)","v":0},{"$f":"VLOOKUP(E:E,OFFSET('B. PoF Adj Factor Scoring'!$E$5:$F$282,,MATCH(J$4,'B. PoF Adj Factor Scoring'!$E$3:$N$3,0)-1),2,TRUE)","v":0},{"$f":"VLOOKUP(F:F,OFFSET('B. PoF Adj Factor Scoring'!$E$5:$F$282,,MATCH(K$4,'B. PoF Adj Factor Scoring'!$E$3:$N$3,0)-1),2,TRUE)","v":0}]
[353,"XLPE",{"$f":"'A. Population Info'!H358","v":0},{"$f":"'A. Population Info'!I358","v":0},{"$f":"'A. Population Info'!J358","v":0},{"$f":"'A. Population Info'!K358","v":0},{"$f":"VLOOKUP(B:B,OFFSET('B. PoF Adj Factor Scoring'!$E$5:$F$282,,MATCH(G$4,'B. PoF Adj Factor Scoring'!$E$3:$N$3,0)-1),2,TRUE)","v":1},{"$f":"VLOOKUP(C:C,OFFSET('B. PoF Adj Factor Scoring'!$E$5:$F$282,,MATCH(H$4,'B. PoF Adj Factor Scoring'!$E$3:$N$3,0)-1),2,TRUE)","v":0},{"$f":"VLOOKUP(D:D,OFFSET('B. PoF Adj Factor Scoring'!$E$5:$F$282,,MATCH(I$4,'B. PoF Adj Factor Scoring'!$E$3:$N$3,0)-1),2,TRUE)","v":0},{"$f":"VLOOKUP(E:E,OFFSET('B. PoF Adj Factor Scoring'!$E$5:$F$282,,MATCH(J$4,'B. PoF Adj Factor Scoring'!$E$3:$N$3,0)-1),2,TRUE)","v":0},{"$f":"VLOOKUP(F:F,OFFSET('B. PoF Adj Factor Scoring'!$E$5:$F$282,,MATCH(K$4,'B. PoF Adj Factor Scoring'!$E$3:$N$3,0)-1),2,TRUE)","v":0}]
[354,"XLPE",{"$f":"'A. Population Info'!H359","v":0},{"$f":"'A. Population Info'!I359","v":0},{"$f":"'A. Population Info'!J359","v":0},{"$f":"'A. Population Info'!K359","v":0},{"$f":"VLOOKUP(B:B,OFFSET('B. PoF Adj Factor Scoring'!$E$5:$F$282,,MATCH(G$4,'B. PoF Adj Factor Scoring'!$E$3:$N$3,0)-1),2,TRUE)","v":1},{"$f":"VLOOKUP(C:C,OFFSET('B. PoF Adj Factor Scoring'!$E$5:$F$282,,MATCH(H$4,'B. PoF Adj Factor Scoring'!$E$3:$N$3,0)-1),2,TRUE)","v":0},{"$f":"VLOOKUP(D:D,OFFSET('B. PoF Adj Factor Scoring'!$E$5:$F$282,,MATCH(I$4,'B. PoF Adj Factor Scoring'!$E$3:$N$3,0)-1),2,TRUE)","v":0},{"$f":"VLOOKUP(E:E,OFFSET('B. PoF Adj Factor Scoring'!$E$5:$F$282,,MATCH(J$4,'B. PoF Adj Factor Scoring'!$E$3:$N$3,0)-1),2,TRUE)","v":0},{"$f":"VLOOKUP(F:F,OFFSET('B. PoF Adj Factor Scoring'!$E$5:$F$282,,MATCH(K$4,'B. PoF Adj Factor Scoring'!$E$3:$N$3,0)-1),2,TRUE)","v":0}]
[355,"XLPE",{"$f":"'A. Population Info'!H360","v":0},{"$f":"'A. Population Info'!I360","v":0},{"$f":"'A. Population Info'!J360","v":0},{"$f":"'A. Population Info'!K360","v":0},{"$f":"VLOOKUP(B:B,OFFSET('B. PoF Adj Factor Scoring'!$E$5:$F$282,,MATCH(G$4,'B. PoF Adj Factor Scoring'!$E$3:$N$3,0)-1),2,TRUE)","v":1},{"$f":"VLOOKUP(C:C,OFFSET('B. PoF Adj Factor Scoring'!$E$5:$F$282,,MATCH(H$4,'B. PoF Adj Factor Scoring'!$E$3:$N$3,0)-1),2,TRUE)","v":0},{"$f":"VLOOKUP(D:D,OFFSET('B. PoF Adj Factor Scoring'!$E$5:$F$282,,MATCH(I$4,'B. PoF Adj Factor Scoring'!$E$3:$N$3,0)-1),2,TRUE)","v":0},{"$f":"VLOOKUP(E:E,OFFSET('B. PoF Adj Factor Scoring'!$E$5:$F$282,,MATCH(J$4,'B. PoF Adj Factor Scoring'!$E$3:$N$3,0)-1),2,TRUE)","v":0},{"$f":"VLOOKUP(F:F,OFFSET('B. PoF Adj Factor Scoring'!$E$5:$F$282,,MATCH(K$4,'B. PoF Adj Factor Scoring'!$E$3:$N$3,0)-1),2,TRUE)","v":0}]
[356,"XLPE",{"$f":"'A. Population Info'!H361","v":0},{"$f":"'A. Population Info'!I361","v":0},{"$f":"'A. Population Info'!J361","v":0},{"$f":"'A. Population Info'!K361","v":0},{"$f":"VLOOKUP(B:B,OFFSET('B. PoF Adj Factor Scoring'!$E$5:$F$282,,MATCH(G$4,'B. PoF Adj Factor Scoring'!$E$3:$N$3,0)-1),2,TRUE)","v":1},{"$f":"VLOOKUP(C:C,OFFSET('B. PoF Adj Factor Scoring'!$E$5:$F$282,,MATCH(H$4,'B. PoF Adj Factor Scoring'!$E$3:$N$3,0)-1),2,TRUE)","v":0},{"$f":"VLOOKUP(D:D,OFFSET('B. PoF Adj Factor Scoring'!$E$5:$F$282,,MATCH(I$4,'B. PoF Adj Factor Scoring'!$E$3:$N$3,0)-1),2,TRUE)","v":0},{"$f":"VLOOKUP(E:E,OFFSET('B. PoF Adj Factor Scoring'!$E$5:$F$282,,MATCH(J$4,'B. PoF Adj Factor Scoring'!$E$3:$N$3,0)-1),2,TRUE)","v":0},{"$f":"VLOOKUP(F:F,OFFSET('B. PoF Adj Factor Scoring'!$E$5:$F$282,,MATCH(K$4,'B. PoF Adj Factor Scoring'!$E$3:$N$3,0)-1),2,TRUE)","v":0}]
[357,"XLPE",{"$f":"'A. Population Info'!H362","v":0},{"$f":"'A. Population Info'!I362","v":0},{"$f":"'A. Population Info'!J362","v":0},{"$f":"'A. Population Info'!K362","v":0},{"$f":"VLOOKUP(B:B,OFFSET('B. PoF Adj Factor Scoring'!$E$5:$F$282,,MATCH(G$4,'B. PoF Adj Factor Scoring'!$E$3:$N$3,0)-1),2,TRUE)","v":1},{"$f":"VLOOKUP(C:C,OFFSET('B. PoF Adj Factor Scoring'!$E$5:$F$282,,MATCH(H$4,'B. PoF Adj Factor Scoring'!$E$3:$N$3,0)-1),2,TRUE)","v":0},{"$f":"VLOOKUP(D:D,OFFSET('B. PoF Adj Factor Scoring'!$E$5:$F$282,,MATCH(I$4,'B. PoF Adj Factor Scoring'!$E$3:$N$3,0)-1),2,TRUE)","v":0},{"$f":"VLOOKUP(E:E,OFFSET('B. PoF Adj Factor Scoring'!$E$5:$F$282,,MATCH(J$4,'B. PoF Adj Factor Scoring'!$E$3:$N$3,0)-1),2,TRUE)","v":0},{"$f":"VLOOKUP(F:F,OFFSET('B. PoF Adj Factor Scoring'!$E$5:$F$282,,MATCH(K$4,'B. PoF Adj Factor Scoring'!$E$3:$N$3,0)-1),2,TRUE)","v":0}]
[358,"XLPE",{"$f":"'A. Population Info'!H363","v":0},{"$f":"'A. Population Info'!I363","v":0},{"$f":"'A. Population Info'!J363","v":0},{"$f":"'A. Population Info'!K363","v":0},{"$f":"VLOOKUP(B:B,OFFSET('B. PoF Adj Factor Scoring'!$E$5:$F$282,,MATCH(G$4,'B. PoF Adj Factor Scoring'!$E$3:$N$3,0)-1),2,TRUE)","v":1},{"$f":"VLOOKUP(C:C,OFFSET('B. PoF Adj Factor Scoring'!$E$5:$F$282,,MATCH(H$4,'B. PoF Adj Factor Scoring'!$E$3:$N$3,0)-1),2,TRUE)","v":0},{"$f":"VLOOKUP(D:D,OFFSET('B. PoF Adj Factor Scoring'!$E$5:$F$282,,MATCH(I$4,'B. PoF Adj Factor Scoring'!$E$3:$N$3,0)-1),2,TRUE)","v":0},{"$f":"VLOOKUP(E:E,OFFSET('B. PoF Adj Factor Scoring'!$E$5:$F$282,,MATCH(J$4,'B. PoF Adj Factor Scoring'!$E$3:$N$3,0)-1),2,TRUE)","v":0},{"$f":"VLOOKUP(F:F,OFFSET('B. PoF Adj Factor Scoring'!$E$5:$F$282,,MATCH(K$4,'B. PoF Adj Factor Scoring'!$E$3:$N$3,0)-1),2,TRUE)","v":0}]
[359,"XLPE",{"$f":"'A. Population Info'!H364","v":0},{"$f":"'A. Population Info'!I364","v":0},{"$f":"'A. Population Info'!J364","v":0},{"$f":"'A. Population Info'!K364","v":0},{"$f":"VLOOKUP(B:B,OFFSET('B. PoF Adj Factor Scoring'!$E$5:$F$282,,MATCH(G$4,'B. PoF Adj Factor Scoring'!$E$3:$N$3,0)-1),2,TRUE)","v":1},{"$f":"VLOOKUP(C:C,OFFSET('B. PoF Adj Factor Scoring'!$E$5:$F$282,,MATCH(H$4,'B. PoF Adj Factor Scoring'!$E$3:$N$3,0)-1),2,TRUE)","v":0},{"$f":"VLOOKUP(D:D,OFFSET('B. PoF Adj Factor Scoring'!$E$5:$F$282,,MATCH(I$4,'B. PoF Adj Factor Scoring'!$E$3:$N$3,0)-1),2,TRUE)","v":0},{"$f":"VLOOKUP(E:E,OFFSET('B. PoF Adj Factor Scoring'!$E$5:$F$282,,MATCH(J$4,'B. PoF Adj Factor Scoring'!$E$3:$N$3,0)-1),2,TRUE)","v":0},{"$f":"VLOOKUP(F:F,OFFSET('B. PoF Adj Factor Scoring'!$E$5:$F$282,,MATCH(K$4,'B. PoF Adj Factor Scoring'!$E$3:$N$3,0)-1),2,TRUE)","v":0}]
[360,"XLPE",{"$f":"'A. Population Info'!H365","v":0},{"$f":"'A. Population Info'!I365","v":0},{"$f":"'A. Population Info'!J365","v":0},{"$f":"'A. Population Info'!K365","v":0},{"$f":"VLOOKUP(B:B,OFFSET('B. PoF Adj Factor Scoring'!$E$5:$F$282,,MATCH(G$4,'B. PoF Adj Factor Scoring'!$E$3:$N$3,0)-1),2,TRUE)","v":1},{"$f":"VLOOKUP(C:C,OFFSET('B. PoF Adj Factor Scoring'!$E$5:$F$282,,MATCH(H$4,'B. PoF Adj Factor Scoring'!$E$3:$N$3,0)-1),2,TRUE)","v":0},{"$f":"VLOOKUP(D:D,OFFSET('B. PoF Adj Factor Scoring'!$E$5:$F$282,,MATCH(I$4,'B. PoF Adj Factor Scoring'!$E$3:$N$3,0)-1),2,TRUE)","v":0},{"$f":"VLOOKUP(E:E,OFFSET('B. PoF Adj Factor Scoring'!$E$5:$F$282,,MATCH(J$4,'B. PoF Adj Factor Scoring'!$E$3:$N$3,0)-1),2,TRUE)","v":0},{"$f":"VLOOKUP(F:F,OFFSET('B. PoF Adj Factor Scoring'!$E$5:$F$282,,MATCH(K$4,'B. PoF Adj Factor Scoring'!$E$3:$N$3,0)-1),2,TRUE)","v":0}]
[361,"XLPE",{"$f":"'A. Population Info'!H366","v":0},{"$f":"'A. Population Info'!I366","v":0},{"$f":"'A. Population Info'!J366","v":0},{"$f":"'A. Population Info'!K366","v":0},{"$f":"VLOOKUP(B:B,OFFSET('B. PoF Adj Factor Scoring'!$E$5:$F$282,,MATCH(G$4,'B. PoF Adj Factor Scoring'!$E$3:$N$3,0)-1),2,TRUE)","v":1},{"$f":"VLOOKUP(C:C,OFFSET('B. PoF Adj Factor Scoring'!$E$5:$F$282,,MATCH(H$4,'B. PoF Adj Factor Scoring'!$E$3:$N$3,0)-1),2,TRUE)","v":0},{"$f":"VLOOKUP(D:D,OFFSET('B. PoF Adj Factor Scoring'!$E$5:$F$282,,MATCH(I$4,'B. PoF Adj Factor Scoring'!$E$3:$N$3,0)-1),2,TRUE)","v":0},{"$f":"VLOOKUP(E:E,OFFSET('B. PoF Adj Factor Scoring'!$E$5:$F$282,,MATCH(J$4,'B. PoF Adj Factor Scoring'!$E$3:$N$3,0)-1),2,TRUE)","v":0},{"$f":"VLOOKUP(F:F,OFFSET('B. PoF Adj Factor Scoring'!$E$5:$F$282,,MATCH(K$4,'B. PoF Adj Factor Scoring'!$E$3:$N$3,0)-1),2,TRUE)","v":0}]
[362,"XLPE",{"$f":"'A. Population Info'!H367","v":0},{"$f":"'A. Population Info'!I367","v":0},{"$f":"'A. Population Info'!J367","v":0},{"$f":"'A. Population Info'!K367","v":0},{"$f":"VLOOKUP(B:B,OFFSET('B. PoF Adj Factor Scoring'!$E$5:$F$282,,MATCH(G$4,'B. PoF Adj Factor Scoring'!$E$3:$N$3,0)-1),2,TRUE)","v":1},{"$f":"VLOOKUP(C:C,OFFSET('B. PoF Adj Factor Scoring'!$E$5:$F$282,,MATCH(H$4,'B. PoF Adj Factor Scoring'!$E$3:$N$3,0)-1),2,TRUE)","v":0},{"$f":"VLOOKUP(D:D,OFFSET('B. PoF Adj Factor Scoring'!$E$5:$F$282,,MATCH(I$4,'B. PoF Adj Factor Scoring'!$E$3:$N$3,0)-1),2,TRUE)","v":0},{"$f":"VLOOKUP(E:E,OFFSET('B. PoF Adj Factor Scoring'!$E$5:$F$282,,MATCH(J$4,'B. PoF Adj Factor Scoring'!$E$3:$N$3,0)-1),2,TRUE)","v":0},{"$f":"VLOOKUP(F:F,OFFSET('B. PoF Adj Factor Scoring'!$E$5:$F$282,,MATCH(K$4,'B. PoF Adj Factor Scoring'!$E$3:$N$3,0)-1),2,TRUE)","v":0}]
[363,"XLPE",{"$f":"'A. Population Info'!H368","v":0},{"$f":"'A. Population Info'!I368","v":0},{"$f":"'A. Population Info'!J368","v":0},{"$f":"'A. Population Info'!K368","v":0},{"$f":"VLOOKUP(B:B,OFFSET('B. PoF Adj Factor Scoring'!$E$5:$F$282,,MATCH(G$4,'B. PoF Adj Factor Scoring'!$E$3:$N$3,0)-1),2,TRUE)","v":1},{"$f":"VLOOKUP(C:C,OFFSET('B. PoF Adj Factor Scoring'!$E$5:$F$282,,MATCH(H$4,'B. PoF Adj Factor Scoring'!$E$3:$N$3,0)-1),2,TRUE)","v":0},{"$f":"VLOOKUP(D:D,OFFSET('B. PoF Adj Factor Scoring'!$E$5:$F$282,,MATCH(I$4,'B. PoF Adj Factor Scoring'!$E$3:$N$3,0)-1),2,TRUE)","v":0},{"$f":"VLOOKUP(E:E,OFFSET('B. PoF Adj Factor Scoring'!$E$5:$F$282,,MATCH(J$4,'B. PoF Adj Factor Scoring'!$E$3:$N$3,0)-1),2,TRUE)","v":0},{"$f":"VLOOKUP(F:F,OFFSET('B. PoF Adj Factor Scoring'!$E$5:$F$282,,MATCH(K$4,'B. PoF Adj Factor Scoring'!$E$3:$N$3,0)-1),2,TRUE)","v":0}]
[364,"XLPE",{"$f":"'A. Population Info'!H369","v":0},{"$f":"'A. Population Info'!I369","v":0},{"$f":"'A. Population Info'!J369","v":0},{"$f":"'A. Population Info'!K369","v":0},{"$f":"VLOOKUP(B:B,OFFSET('B. PoF Adj Factor Scoring'!$E$5:$F$282,,MATCH(G$4,'B. PoF Adj Factor Scoring'!$E$3:$N$3,0)-1),2,TRUE)","v":1},{"$f":"VLOOKUP(C:C,OFFSET('B. PoF Adj Factor Scoring'!$E$5:$F$282,,MATCH(H$4,'B. PoF Adj Factor Scoring'!$E$3:$N$3,0)-1),2,TRUE)","v":0},{"$f":"VLOOKUP(D:D,OFFSET('B. PoF Adj Factor Scoring'!$E$5:$F$282,,MATCH(I$4,'B. PoF Adj Factor Scoring'!$E$3:$N$3,0)-1),2,TRUE)","v":0},{"$f":"VLOOKUP(E:E,OFFSET('B. PoF Adj Factor Scoring'!$E$5:$F$282,,MATCH(J$4,'B. PoF Adj Factor Scoring'!$E$3:$N$3,0)-1),2,TRUE)","v":0},{"$f":"VLOOKUP(F:F,OFFSET('B. PoF Adj Factor Scoring'!$E$5:$F$282,,MATCH(K$4,'B. PoF Adj Factor Scoring'!$E$3:$N$3,0)-1),2,TRUE)","v":0}]
[365,"XLPE",{"$f":"'A. Population Info'!H370","v":0},{"$f":"'A. Population Info'!I370","v":0},{"$f":"'A. Population Info'!J370","v":0},{"$f":"'A. Population Info'!K370","v":0},{"$f":"VLOOKUP(B:B,OFFSET('B. PoF Adj Factor Scoring'!$E$5:$F$282,,MATCH(G$4,'B. PoF Adj Factor Scoring'!$E$3:$N$3,0)-1),2,TRUE)","v":1},{"$f":"VLOOKUP(C:C,OFFSET('B. PoF Adj Factor Scoring'!$E$5:$F$282,,MATCH(H$4,'B. PoF Adj Factor Scoring'!$E$3:$N$3,0)-1),2,TRUE)","v":0},{"$f":"VLOOKUP(D:D,OFFSET('B. PoF Adj Factor Scoring'!$E$5:$F$282,,MATCH(I$4,'B. PoF Adj Factor Scoring'!$E$3:$N$3,0)-1),2,TRUE)","v":0},{"$f":"VLOOKUP(E:E,OFFSET('B. PoF Adj Factor Scoring'!$E$5:$F$282,,MATCH(J$4,'B. PoF Adj Factor Scoring'!$E$3:$N$3,0)-1),2,TRUE)","v":0},{"$f":"VLOOKUP(F:F,OFFSET('B. PoF Adj Factor Scoring'!$E$5:$F$282,,MATCH(K$4,'B. PoF Adj Factor Scoring'!$E$3:$N$3,0)-1),2,TRUE)","v":0}]
[366,"XLPE",{"$f":"'A. Population Info'!H371","v":0},{"$f":"'A. Population Info'!I371","v":0},{"$f":"'A. Population Info'!J371","v":0},{"$f":"'A. Population Info'!K371","v":0},{"$f":"VLOOKUP(B:B,OFFSET('B. PoF Adj Factor Scoring'!$E$5:$F$282,,MATCH(G$4,'B. PoF Adj Factor Scoring'!$E$3:$N$3,0)-1),2,TRUE)","v":1},{"$f":"VLOOKUP(C:C,OFFSET('B. PoF Adj Factor Scoring'!$E$5:$F$282,,MATCH(H$4,'B. PoF Adj Factor Scoring'!$E$3:$N$3,0)-1),2,TRUE)","v":0},{"$f":"VLOOKUP(D:D,OFFSET('B. PoF Adj Factor Scoring'!$E$5:$F$282,,MATCH(I$4,'B. PoF Adj Factor Scoring'!$E$3:$N$3,0)-1),2,TRUE)","v":0},{"$f":"VLOOKUP(E:E,OFFSET('B. PoF Adj Factor Scoring'!$E$5:$F$282,,MATCH(J$4,'B. PoF Adj Factor Scoring'!$E$3:$N$3,0)-1),2,TRUE)","v":0},{"$f":"VLOOKUP(F:F,OFFSET('B. PoF Adj Factor Scoring'!$E$5:$F$282,,MATCH(K$4,'B. PoF Adj Factor Scoring'!$E$3:$N$3,0)-1),2,TRUE)","v":0}]
[367,"XLPE",{"$f":"'A. Population Info'!H372","v":0},{"$f":"'A. Population Info'!I372","v":0},{"$f":"'A. Population Info'!J372","v":0},{"$f":"'A. Population Info'!K372","v":0},{"$f":"VLOOKUP(B:B,OFFSET('B. PoF Adj Factor Scoring'!$E$5:$F$282,,MATCH(G$4,'B. PoF Adj Factor Scoring'!$E$3:$N$3,0)-1),2,TRUE)","v":1},{"$f":"VLOOKUP(C:C,OFFSET('B. PoF Adj Factor Scoring'!$E$5:$F$282,,MATCH(H$4,'B. PoF Adj Factor Scoring'!$E$3:$N$3,0)-1),2,TRUE)","v":0},{"$f":"VLOOKUP(D:D,OFFSET('B. PoF Adj Factor Scoring'!$E$5:$F$282,,MATCH(I$4,'B. PoF Adj Factor Scoring'!$E$3:$N$3,0)-1),2,TRUE)","v":0},{"$f":"VLOOKUP(E:E,OFFSET('B. PoF Adj Factor Scoring'!$E$5:$F$282,,MATCH(J$4,'B. PoF Adj Factor Scoring'!$E$3:$N$3,0)-1),2,TRUE)","v":0},{"$f":"VLOOKUP(F:F,OFFSET('B. PoF Adj Factor Scoring'!$E$5:$F$282,,MATCH(K$4,'B. PoF Adj Factor Scoring'!$E$3:$N$3,0)-1),2,TRUE)","v":0}]
[368,"XLPE",{"$f":"'A. Population Info'!H373","v":0},{"$f":"'A. Population Info'!I373","v":0},{"$f":"'A. Population Info'!J373","v":0},{"$f":"'A. Population Info'!K373","v":0},{"$f":"VLOOKUP(B:B,OFFSET('B. PoF Adj Factor Scoring'!$E$5:$F$282,,MATCH(G$4,'B. PoF Adj Factor Scoring'!$E$3:$N$3,0)-1),2,TRUE)","v":1},{"$f":"VLOOKUP(C:C,OFFSET('B. PoF Adj Factor Scoring'!$E$5:$F$282,,MATCH(H$4,'B. PoF Adj Factor Scoring'!$E$3:$N$3,0)-1),2,TRUE)","v":0},{"$f":"VLOOKUP(D:D,OFFSET('B. PoF Adj Factor Scoring'!$E$5:$F$282,,MATCH(I$4,'B. PoF Adj Factor Scoring'!$E$3:$N$3,0)-1),2,TRUE)","v":0},{"$f":"VLOOKUP(E:E,OFFSET('B. PoF Adj Factor Scoring'!$E$5:$F$282,,MATCH(J$4,'B. PoF Adj Factor Scoring'!$E$3:$N$3,0)-1),2,TRUE)","v":0},{"$f":"VLOOKUP(F:F,OFFSET('B. PoF Adj Factor Scoring'!$E$5:$F$282,,MATCH(K$4,'B. PoF Adj Factor Scoring'!$E$3:$N$3,0)-1),2,TRUE)","v":0}]
[369,"XLPE",{"$f":"'A. Population Info'!H374","v":0},{"$f":"'A. Population Info'!I374","v":0},{"$f":"'A. Population Info'!J374","v":0},{"$f":"'A. Population Info'!K374","v":0},{"$f":"VLOOKUP(B:B,OFFSET('B. PoF Adj Factor Scoring'!$E$5:$F$282,,MATCH(G$4,'B. PoF Adj Factor Scoring'!$E$3:$N$3,0)-1),2,TRUE)","v":1},{"$f":"VLOOKUP(C:C,OFFSET('B. PoF Adj Factor Scoring'!$E$5:$F$282,,MATCH(H$4,'B. PoF Adj Factor Scoring'!$E$3:$N$3,0)-1),2,TRUE)","v":0},{"$f":"VLOOKUP(D:D,OFFSET('B. PoF Adj Factor Scoring'!$E$5:$F$282,,MATCH(I$4,'B. PoF Adj Factor Scoring'!$E$3:$N$3,0)-1),2,TRUE)","v":0},{"$f":"VLOOKUP(E:E,OFFSET('B. PoF Adj Factor Scoring'!$E$5:$F$282,,MATCH(J$4,'B. PoF Adj Factor Scoring'!$E$3:$N$3,0)-1),2,TRUE)","v":0},{"$f":"VLOOKUP(F:F,OFFSET('B. PoF Adj Factor Scoring'!$E$5:$F$282,,MATCH(K$4,'B. PoF Adj Factor Scoring'!$E$3:$N$3,0)-1),2,TRUE)","v":0}]
[370,"XLPE",{"$f":"'A. Population Info'!H375","v":0},{"$f":"'A. Population Info'!I375","v":0},{"$f":"'A. Population Info'!J375","v":0},{"$f":"'A. Population Info'!K375","v":0},{"$f":"VLOOKUP(B:B,OFFSET('B. PoF Adj Factor Scoring'!$E$5:$F$282,,MATCH(G$4,'B. PoF Adj Factor Scoring'!$E$3:$N$3,0)-1),2,TRUE)","v":1},{"$f":"VLOOKUP(C:C,OFFSET('B. PoF Adj Factor Scoring'!$E$5:$F$282,,MATCH(H$4,'B. PoF Adj Factor Scoring'!$E$3:$N$3,0)-1),2,TRUE)","v":0},{"$f":"VLOOKUP(D:D,OFFSET('B. PoF Adj Factor Scoring'!$E$5:$F$282,,MATCH(I$4,'B. PoF Adj Factor Scoring'!$E$3:$N$3,0)-1),2,TRUE)","v":0},{"$f":"VLOOKUP(E:E,OFFSET('B. PoF Adj Factor Scoring'!$E$5:$F$282,,MATCH(J$4,'B. PoF Adj Factor Scoring'!$E$3:$N$3,0)-1),2,TRUE)","v":0},{"$f":"VLOOKUP(F:F,OFFSET('B. PoF Adj Factor Scoring'!$E$5:$F$282,,MATCH(K$4,'B. PoF Adj Factor Scoring'!$E$3:$N$3,0)-1),2,TRUE)","v":0}]
[371,"XLPE",{"$f":"'A. Population Info'!H376","v":0},{"$f":"'A. Population Info'!I376","v":0},{"$f":"'A. Population Info'!J376","v":0},{"$f":"'A. Population Info'!K376","v":0},{"$f":"VLOOKUP(B:B,OFFSET('B. PoF Adj Factor Scoring'!$E$5:$F$282,,MATCH(G$4,'B. PoF Adj Factor Scoring'!$E$3:$N$3,0)-1),2,TRUE)","v":1},{"$f":"VLOOKUP(C:C,OFFSET('B. PoF Adj Factor Scoring'!$E$5:$F$282,,MATCH(H$4,'B. PoF Adj Factor Scoring'!$E$3:$N$3,0)-1),2,TRUE)","v":0},{"$f":"VLOOKUP(D:D,OFFSET('B. PoF Adj Factor Scoring'!$E$5:$F$282,,MATCH(I$4,'B. PoF Adj Factor Scoring'!$E$3:$N$3,0)-1),2,TRUE)","v":0},{"$f":"VLOOKUP(E:E,OFFSET('B. PoF Adj Factor Scoring'!$E$5:$F$282,,MATCH(J$4,'B. PoF Adj Factor Scoring'!$E$3:$N$3,0)-1),2,TRUE)","v":0},{"$f":"VLOOKUP(F:F,OFFSET('B. PoF Adj Factor Scoring'!$E$5:$F$282,,MATCH(K$4,'B. PoF Adj Factor Scoring'!$E$3:$N$3,0)-1),2,TRUE)","v":0}]
[372,"XLPE",{"$f":"'A. Population Info'!H377","v":0},{"$f":"'A. Population Info'!I377","v":0},{"$f":"'A. Population Info'!J377","v":0},{"$f":"'A. Population Info'!K377","v":0},{"$f":"VLOOKUP(B:B,OFFSET('B. PoF Adj Factor Scoring'!$E$5:$F$282,,MATCH(G$4,'B. PoF Adj Factor Scoring'!$E$3:$N$3,0)-1),2,TRUE)","v":1},{"$f":"VLOOKUP(C:C,OFFSET('B. PoF Adj Factor Scoring'!$E$5:$F$282,,MATCH(H$4,'B. PoF Adj Factor Scoring'!$E$3:$N$3,0)-1),2,TRUE)","v":0},{"$f":"VLOOKUP(D:D,OFFSET('B. PoF Adj Factor Scoring'!$E$5:$F$282,,MATCH(I$4,'B. PoF Adj Factor Scoring'!$E$3:$N$3,0)-1),2,TRUE)","v":0},{"$f":"VLOOKUP(E:E,OFFSET('B. PoF Adj Factor Scoring'!$E$5:$F$282,,MATCH(J$4,'B. PoF Adj Factor Scoring'!$E$3:$N$3,0)-1),2,TRUE)","v":0},{"$f":"VLOOKUP(F:F,OFFSET('B. PoF Adj Factor Scoring'!$E$5:$F$282,,MATCH(K$4,'B. PoF Adj Factor Scoring'!$E$3:$N$3,0)-1),2,TRUE)","v":0}]
[373,"XLPE",{"$f":"'A. Population Info'!H378","v":0},{"$f":"'A. Population Info'!I378","v":0},{"$f":"'A. Population Info'!J378","v":0},{"$f":"'A. Population Info'!K378","v":0},{"$f":"VLOOKUP(B:B,OFFSET('B. PoF Adj Factor Scoring'!$E$5:$F$282,,MATCH(G$4,'B. PoF Adj Factor Scoring'!$E$3:$N$3,0)-1),2,TRUE)","v":1},{"$f":"VLOOKUP(C:C,OFFSET('B. PoF Adj Factor Scoring'!$E$5:$F$282,,MATCH(H$4,'B. PoF Adj Factor Scoring'!$E$3:$N$3,0)-1),2,TRUE)","v":0},{"$f":"VLOOKUP(D:D,OFFSET('B. PoF Adj Factor Scoring'!$E$5:$F$282,,MATCH(I$4,'B. PoF Adj Factor Scoring'!$E$3:$N$3,0)-1),2,TRUE)","v":0},{"$f":"VLOOKUP(E:E,OFFSET('B. PoF Adj Factor Scoring'!$E$5:$F$282,,MATCH(J$4,'B. PoF Adj Factor Scoring'!$E$3:$N$3,0)-1),2,TRUE)","v":0},{"$f":"VLOOKUP(F:F,OFFSET('B. PoF Adj Factor Scoring'!$E$5:$F$282,,MATCH(K$4,'B. PoF Adj Factor Scoring'!$E$3:$N$3,0)-1),2,TRUE)","v":0}]
[374,"XLPE",{"$f":"'A. Population Info'!H379","v":0},{"$f":"'A. Population Info'!I379","v":0},{"$f":"'A. Population Info'!J379","v":0},{"$f":"'A. Population Info'!K379","v":0},{"$f":"VLOOKUP(B:B,OFFSET('B. PoF Adj Factor Scoring'!$E$5:$F$282,,MATCH(G$4,'B. PoF Adj Factor Scoring'!$E$3:$N$3,0)-1),2,TRUE)","v":1},{"$f":"VLOOKUP(C:C,OFFSET('B. PoF Adj Factor Scoring'!$E$5:$F$282,,MATCH(H$4,'B. PoF Adj Factor Scoring'!$E$3:$N$3,0)-1),2,TRUE)","v":0},{"$f":"VLOOKUP(D:D,OFFSET('B. PoF Adj Factor Scoring'!$E$5:$F$282,,MATCH(I$4,'B. PoF Adj Factor Scoring'!$E$3:$N$3,0)-1),2,TRUE)","v":0},{"$f":"VLOOKUP(E:E,OFFSET('B. PoF Adj Factor Scoring'!$E$5:$F$282,,MATCH(J$4,'B. PoF Adj Factor Scoring'!$E$3:$N$3,0)-1),2,TRUE)","v":0},{"$f":"VLOOKUP(F:F,OFFSET('B. PoF Adj Factor Scoring'!$E$5:$F$282,,MATCH(K$4,'B. PoF Adj Factor Scoring'!$E$3:$N$3,0)-1),2,TRUE)","v":0}]
[375,"XLPE",{"$f":"'A. Population Info'!H380","v":0},{"$f":"'A. Population Info'!I380","v":0},{"$f":"'A. Population Info'!J380","v":0},{"$f":"'A. Population Info'!K380","v":0},{"$f":"VLOOKUP(B:B,OFFSET('B. PoF Adj Factor Scoring'!$E$5:$F$282,,MATCH(G$4,'B. PoF Adj Factor Scoring'!$E$3:$N$3,0)-1),2,TRUE)","v":1},{"$f":"VLOOKUP(C:C,OFFSET('B. PoF Adj Factor Scoring'!$E$5:$F$282,,MATCH(H$4,'B. PoF Adj Factor Scoring'!$E$3:$N$3,0)-1),2,TRUE)","v":0},{"$f":"VLOOKUP(D:D,OFFSET('B. PoF Adj Factor Scoring'!$E$5:$F$282,,MATCH(I$4,'B. PoF Adj Factor Scoring'!$E$3:$N$3,0)-1),2,TRUE)","v":0},{"$f":"VLOOKUP(E:E,OFFSET('B. PoF Adj Factor Scoring'!$E$5:$F$282,,MATCH(J$4,'B. PoF Adj Factor Scoring'!$E$3:$N$3,0)-1),2,TRUE)","v":0},{"$f":"VLOOKUP(F:F,OFFSET('B. PoF Adj Factor Scoring'!$E$5:$F$282,,MATCH(K$4,'B. PoF Adj Factor Scoring'!$E$3:$N$3,0)-1),2,TRUE)","v":0}]
[376,"XLPE",{"$f":"'A. Population Info'!H381","v":0},{"$f":"'A. Population Info'!I381","v":0},{"$f":"'A. Population Info'!J381","v":0},{"$f":"'A. Population Info'!K381","v":0},{"$f":"VLOOKUP(B:B,OFFSET('B. PoF Adj Factor Scoring'!$E$5:$F$282,,MATCH(G$4,'B. PoF Adj Factor Scoring'!$E$3:$N$3,0)-1),2,TRUE)","v":1},{"$f":"VLOOKUP(C:C,OFFSET('B. PoF Adj Factor Scoring'!$E$5:$F$282,,MATCH(H$4,'B. PoF Adj Factor Scoring'!$E$3:$N$3,0)-1),2,TRUE)","v":0},{"$f":"VLOOKUP(D:D,OFFSET('B. PoF Adj Factor Scoring'!$E$5:$F$282,,MATCH(I$4,'B. PoF Adj Factor Scoring'!$E$3:$N$3,0)-1),2,TRUE)","v":0},{"$f":"VLOOKUP(E:E,OFFSET('B. PoF Adj Factor Scoring'!$E$5:$F$282,,MATCH(J$4,'B. PoF Adj Factor Scoring'!$E$3:$N$3,0)-1),2,TRUE)","v":0},{"$f":"VLOOKUP(F:F,OFFSET('B. PoF Adj Factor Scoring'!$E$5:$F$282,,MATCH(K$4,'B. PoF Adj Factor Scoring'!$E$3:$N$3,0)-1),2,TRUE)","v":0}]
[377,"XLPE",{"$f":"'A. Population Info'!H382","v":0},{"$f":"'A. Population Info'!I382","v":0},{"$f":"'A. Population Info'!J382","v":0},{"$f":"'A. Population Info'!K382","v":0},{"$f":"VLOOKUP(B:B,OFFSET('B. PoF Adj Factor Scoring'!$E$5:$F$282,,MATCH(G$4,'B. PoF Adj Factor Scoring'!$E$3:$N$3,0)-1),2,TRUE)","v":1},{"$f":"VLOOKUP(C:C,OFFSET('B. PoF Adj Factor Scoring'!$E$5:$F$282,,MATCH(H$4,'B. PoF Adj Factor Scoring'!$E$3:$N$3,0)-1),2,TRUE)","v":0},{"$f":"VLOOKUP(D:D,OFFSET('B. PoF Adj Factor Scoring'!$E$5:$F$282,,MATCH(I$4,'B. PoF Adj Factor Scoring'!$E$3:$N$3,0)-1),2,TRUE)","v":0},{"$f":"VLOOKUP(E:E,OFFSET('B. PoF Adj Factor Scoring'!$E$5:$F$282,,MATCH(J$4,'B. PoF Adj Factor Scoring'!$E$3:$N$3,0)-1),2,TRUE)","v":0},{"$f":"VLOOKUP(F:F,OFFSET('B. PoF Adj Factor Scoring'!$E$5:$F$282,,MATCH(K$4,'B. PoF Adj Factor Scoring'!$E$3:$N$3,0)-1),2,TRUE)","v":0}]
[378,"XLPE",{"$f":"'A. Population Info'!H383","v":0},{"$f":"'A. Population Info'!I383","v":0},{"$f":"'A. Population Info'!J383","v":0},{"$f":"'A. Population Info'!K383","v":0},{"$f":"VLOOKUP(B:B,OFFSET('B. PoF Adj Factor Scoring'!$E$5:$F$282,,MATCH(G$4,'B. PoF Adj Factor Scoring'!$E$3:$N$3,0)-1),2,TRUE)","v":1},{"$f":"VLOOKUP(C:C,OFFSET('B. PoF Adj Factor Scoring'!$E$5:$F$282,,MATCH(H$4,'B. PoF Adj Factor Scoring'!$E$3:$N$3,0)-1),2,TRUE)","v":0},{"$f":"VLOOKUP(D:D,OFFSET('B. PoF Adj Factor Scoring'!$E$5:$F$282,,MATCH(I$4,'B. PoF Adj Factor Scoring'!$E$3:$N$3,0)-1),2,TRUE)","v":0},{"$f":"VLOOKUP(E:E,OFFSET('B. PoF Adj Factor Scoring'!$E$5:$F$282,,MATCH(J$4,'B. PoF Adj Factor Scoring'!$E$3:$N$3,0)-1),2,TRUE)","v":0},{"$f":"VLOOKUP(F:F,OFFSET('B. PoF Adj Factor Scoring'!$E$5:$F$282,,MATCH(K$4,'B. PoF Adj Factor Scoring'!$E$3:$N$3,0)-1),2,TRUE)","v":0}]
[379,"XLPE",{"$f":"'A. Population Info'!H384","v":0},{"$f":"'A. Population Info'!I384","v":0},{"$f":"'A. Population Info'!J384","v":0},{"$f":"'A. Population Info'!K384","v":0},{"$f":"VLOOKUP(B:B,OFFSET('B. PoF Adj Factor Scoring'!$E$5:$F$282,,MATCH(G$4,'B. PoF Adj Factor Scoring'!$E$3:$N$3,0)-1),2,TRUE)","v":1},{"$f":"VLOOKUP(C:C,OFFSET('B. PoF Adj Factor Scoring'!$E$5:$F$282,,MATCH(H$4,'B. PoF Adj Factor Scoring'!$E$3:$N$3,0)-1),2,TRUE)","v":0},{"$f":"VLOOKUP(D:D,OFFSET('B. PoF Adj Factor Scoring'!$E$5:$F$282,,MATCH(I$4,'B. PoF Adj Factor Scoring'!$E$3:$N$3,0)-1),2,TRUE)","v":0},{"$f":"VLOOKUP(E:E,OFFSET('B. PoF Adj Factor Scoring'!$E$5:$F$282,,MATCH(J$4,'B. PoF Adj Factor Scoring'!$E$3:$N$3,0)-1),2,TRUE)","v":0},{"$f":"VLOOKUP(F:F,OFFSET('B. PoF Adj Factor Scoring'!$E$5:$F$282,,MATCH(K$4,'B. PoF Adj Factor Scoring'!$E$3:$N$3,0)-1),2,TRUE)","v":0}]
[380,"XLPE",{"$f":"'A. Population Info'!H385","v":0},{"$f":"'A. Population Info'!I385","v":0},{"$f":"'A. Population Info'!J385","v":0},{"$f":"'A. Population Info'!K385","v":0},{"$f":"VLOOKUP(B:B,OFFSET('B. PoF Adj Factor Scoring'!$E$5:$F$282,,MATCH(G$4,'B. PoF Adj Factor Scoring'!$E$3:$N$3,0)-1),2,TRUE)","v":1},{"$f":"VLOOKUP(C:C,OFFSET('B. PoF Adj Factor Scoring'!$E$5:$F$282,,MATCH(H$4,'B. PoF Adj Factor Scoring'!$E$3:$N$3,0)-1),2,TRUE)","v":0},{"$f":"VLOOKUP(D:D,OFFSET('B. PoF Adj Factor Scoring'!$E$5:$F$282,,MATCH(I$4,'B. PoF Adj Factor Scoring'!$E$3:$N$3,0)-1),2,TRUE)","v":0},{"$f":"VLOOKUP(E:E,OFFSET('B. PoF Adj Factor Scoring'!$E$5:$F$282,,MATCH(J$4,'B. PoF Adj Factor Scoring'!$E$3:$N$3,0)-1),2,TRUE)","v":0},{"$f":"VLOOKUP(F:F,OFFSET('B. PoF Adj Factor Scoring'!$E$5:$F$282,,MATCH(K$4,'B. PoF Adj Factor Scoring'!$E$3:$N$3,0)-1),2,TRUE)","v":0}]
[381,"XLPE",{"$f":"'A. Population Info'!H386","v":0},{"$f":"'A. Population Info'!I386","v":0},{"$f":"'A. Population Info'!J386","v":0},{"$f":"'A. Population Info'!K386","v":0},{"$f":"VLOOKUP(B:B,OFFSET('B. PoF Adj Factor Scoring'!$E$5:$F$282,,MATCH(G$4,'B. PoF Adj Factor Scoring'!$E$3:$N$3,0)-1),2,TRUE)","v":1},{"$f":"VLOOKUP(C:C,OFFSET('B. PoF Adj Factor Scoring'!$E$5:$F$282,,MATCH(H$4,'B. PoF Adj Factor Scoring'!$E$3:$N$3,0)-1),2,TRUE)","v":0},{"$f":"VLOOKUP(D:D,OFFSET('B. PoF Adj Factor Scoring'!$E$5:$F$282,,MATCH(I$4,'B. PoF Adj Factor Scoring'!$E$3:$N$3,0)-1),2,TRUE)","v":0},{"$f":"VLOOKUP(E:E,OFFSET('B. PoF Adj Factor Scoring'!$E$5:$F$282,,MATCH(J$4,'B. PoF Adj Factor Scoring'!$E$3:$N$3,0)-1),2,TRUE)","v":0},{"$f":"VLOOKUP(F:F,OFFSET('B. PoF Adj Factor Scoring'!$E$5:$F$282,,MATCH(K$4,'B. PoF Adj Factor Scoring'!$E$3:$N$3,0)-1),2,TRUE)","v":0}]
[382,"XLPE",{"$f":"'A. Population Info'!H387","v":0},{"$f":"'A. Population Info'!I387","v":0},{"$f":"'A. Population Info'!J387","v":0},{"$f":"'A. Population Info'!K387","v":0},{"$f":"VLOOKUP(B:B,OFFSET('B. PoF Adj Factor Scoring'!$E$5:$F$282,,MATCH(G$4,'B. PoF Adj Factor Scoring'!$E$3:$N$3,0)-1),2,TRUE)","v":1},{"$f":"VLOOKUP(C:C,OFFSET('B. PoF Adj Factor Scoring'!$E$5:$F$282,,MATCH(H$4,'B. PoF Adj Factor Scoring'!$E$3:$N$3,0)-1),2,TRUE)","v":0},{"$f":"VLOOKUP(D:D,OFFSET('B. PoF Adj Factor Scoring'!$E$5:$F$282,,MATCH(I$4,'B. PoF Adj Factor Scoring'!$E$3:$N$3,0)-1),2,TRUE)","v":0},{"$f":"VLOOKUP(E:E,OFFSET('B. PoF Adj Factor Scoring'!$E$5:$F$282,,MATCH(J$4,'B. PoF Adj Factor Scoring'!$E$3:$N$3,0)-1),2,TRUE)","v":0},{"$f":"VLOOKUP(F:F,OFFSET('B. PoF Adj Factor Scoring'!$E$5:$F$282,,MATCH(K$4,'B. PoF Adj Factor Scoring'!$E$3:$N$3,0)-1),2,TRUE)","v":0}]
[383,"XLPE",{"$f":"'A. Population Info'!H388","v":0},{"$f":"'A. Population Info'!I388","v":0},{"$f":"'A. Population Info'!J388","v":0},{"$f":"'A. Population Info'!K388","v":0},{"$f":"VLOOKUP(B:B,OFFSET('B. PoF Adj Factor Scoring'!$E$5:$F$282,,MATCH(G$4,'B. PoF Adj Factor Scoring'!$E$3:$N$3,0)-1),2,TRUE)","v":1},{"$f":"VLOOKUP(C:C,OFFSET('B. PoF Adj Factor Scoring'!$E$5:$F$282,,MATCH(H$4,'B. PoF Adj Factor Scoring'!$E$3:$N$3,0)-1),2,TRUE)","v":0},{"$f":"VLOOKUP(D:D,OFFSET('B. PoF Adj Factor Scoring'!$E$5:$F$282,,MATCH(I$4,'B. PoF Adj Factor Scoring'!$E$3:$N$3,0)-1),2,TRUE)","v":0},{"$f":"VLOOKUP(E:E,OFFSET('B. PoF Adj Factor Scoring'!$E$5:$F$282,,MATCH(J$4,'B. PoF Adj Factor Scoring'!$E$3:$N$3,0)-1),2,TRUE)","v":0},{"$f":"VLOOKUP(F:F,OFFSET('B. PoF Adj Factor Scoring'!$E$5:$F$282,,MATCH(K$4,'B. PoF Adj Factor Scoring'!$E$3:$N$3,0)-1),2,TRUE)","v":0}]
[384,"XLPE",{"$f":"'A. Population Info'!H389","v":0},{"$f":"'A. Population Info'!I389","v":0},{"$f":"'A. Population Info'!J389","v":0},{"$f":"'A. Population Info'!K389","v":0},{"$f":"VLOOKUP(B:B,OFFSET('B. PoF Adj Factor Scoring'!$E$5:$F$282,,MATCH(G$4,'B. PoF Adj Factor Scoring'!$E$3:$N$3,0)-1),2,TRUE)","v":1},{"$f":"VLOOKUP(C:C,OFFSET('B. PoF Adj Factor Scoring'!$E$5:$F$282,,MATCH(H$4,'B. PoF Adj Factor Scoring'!$E$3:$N$3,0)-1),2,TRUE)","v":0},{"$f":"VLOOKUP(D:D,OFFSET('B. PoF Adj Factor Scoring'!$E$5:$F$282,,MATCH(I$4,'B. PoF Adj Factor Scoring'!$E$3:$N$3,0)-1),2,TRUE)","v":0},{"$f":"VLOOKUP(E:E,OFFSET('B. PoF Adj Factor Scoring'!$E$5:$F$282,,MATCH(J$4,'B. PoF Adj Factor Scoring'!$E$3:$N$3,0)-1),2,TRUE)","v":0},{"$f":"VLOOKUP(F:F,OFFSET('B. PoF Adj Factor Scoring'!$E$5:$F$282,,MATCH(K$4,'B. PoF Adj Factor Scoring'!$E$3:$N$3,0)-1),2,TRUE)","v":0}]
[385,"XLPE",{"$f":"'A. Population Info'!H390","v":0},{"$f":"'A. Population Info'!I390","v":0},{"$f":"'A. Population Info'!J390","v":0},{"$f":"'A. Population Info'!K390","v":0},{"$f":"VLOOKUP(B:B,OFFSET('B. PoF Adj Factor Scoring'!$E$5:$F$282,,MATCH(G$4,'B. PoF Adj Factor Scoring'!$E$3:$N$3,0)-1),2,TRUE)","v":1},{"$f":"VLOOKUP(C:C,OFFSET('B. PoF Adj Factor Scoring'!$E$5:$F$282,,MATCH(H$4,'B. PoF Adj Factor Scoring'!$E$3:$N$3,0)-1),2,TRUE)","v":0},{"$f":"VLOOKUP(D:D,OFFSET('B. PoF Adj Factor Scoring'!$E$5:$F$282,,MATCH(I$4,'B. PoF Adj Factor Scoring'!$E$3:$N$3,0)-1),2,TRUE)","v":0},{"$f":"VLOOKUP(E:E,OFFSET('B. PoF Adj Factor Scoring'!$E$5:$F$282,,MATCH(J$4,'B. PoF Adj Factor Scoring'!$E$3:$N$3,0)-1),2,TRUE)","v":0},{"$f":"VLOOKUP(F:F,OFFSET('B. PoF Adj Factor Scoring'!$E$5:$F$282,,MATCH(K$4,'B. PoF Adj Factor Scoring'!$E$3:$N$3,0)-1),2,TRUE)","v":0}]
[386,"XLPE",{"$f":"'A. Population Info'!H391","v":0},{"$f":"'A. Population Info'!I391","v":0},{"$f":"'A. Population Info'!J391","v":0},{"$f":"'A. Population Info'!K391","v":0},{"$f":"VLOOKUP(B:B,OFFSET('B. PoF Adj Factor Scoring'!$E$5:$F$282,,MATCH(G$4,'B. PoF Adj Factor Scoring'!$E$3:$N$3,0)-1),2,TRUE)","v":1},{"$f":"VLOOKUP(C:C,OFFSET('B. PoF Adj Factor Scoring'!$E$5:$F$282,,MATCH(H$4,'B. PoF Adj Factor Scoring'!$E$3:$N$3,0)-1),2,TRUE)","v":0},{"$f":"VLOOKUP(D:D,OFFSET('B. PoF Adj Factor Scoring'!$E$5:$F$282,,MATCH(I$4,'B. PoF Adj Factor Scoring'!$E$3:$N$3,0)-1),2,TRUE)","v":0},{"$f":"VLOOKUP(E:E,OFFSET('B. PoF Adj Factor Scoring'!$E$5:$F$282,,MATCH(J$4,'B. PoF Adj Factor Scoring'!$E$3:$N$3,0)-1),2,TRUE)","v":0},{"$f":"VLOOKUP(F:F,OFFSET('B. PoF Adj Factor Scoring'!$E$5:$F$282,,MATCH(K$4,'B. PoF Adj Factor Scoring'!$E$3:$N$3,0)-1),2,TRUE)","v":0}]
[387,"XLPE",{"$f":"'A. Population Info'!H392","v":0},{"$f":"'A. Population Info'!I392","v":0},{"$f":"'A. Population Info'!J392","v":0},{"$f":"'A. Population Info'!K392","v":0},{"$f":"VLOOKUP(B:B,OFFSET('B. PoF Adj Factor Scoring'!$E$5:$F$282,,MATCH(G$4,'B. PoF Adj Factor Scoring'!$E$3:$N$3,0)-1),2,TRUE)","v":1},{"$f":"VLOOKUP(C:C,OFFSET('B. PoF Adj Factor Scoring'!$E$5:$F$282,,MATCH(H$4,'B. PoF Adj Factor Scoring'!$E$3:$N$3,0)-1),2,TRUE)","v":0},{"$f":"VLOOKUP(D:D,OFFSET('B. PoF Adj Factor Scoring'!$E$5:$F$282,,MATCH(I$4,'B. PoF Adj Factor Scoring'!$E$3:$N$3,0)-1),2,TRUE)","v":0},{"$f":"VLOOKUP(E:E,OFFSET('B. PoF Adj Factor Scoring'!$E$5:$F$282,,MATCH(J$4,'B. PoF Adj Factor Scoring'!$E$3:$N$3,0)-1),2,TRUE)","v":0},{"$f":"VLOOKUP(F:F,OFFSET('B. PoF Adj Factor Scoring'!$E$5:$F$282,,MATCH(K$4,'B. PoF Adj Factor Scoring'!$E$3:$N$3,0)-1),2,TRUE)","v":0}]
[388,"XLPE",{"$f":"'A. Population Info'!H393","v":0},{"$f":"'A. Population Info'!I393","v":0},{"$f":"'A. Population Info'!J393","v":0},{"$f":"'A. Population Info'!K393","v":0},{"$f":"VLOOKUP(B:B,OFFSET('B. PoF Adj Factor Scoring'!$E$5:$F$282,,MATCH(G$4,'B. PoF Adj Factor Scoring'!$E$3:$N$3,0)-1),2,TRUE)","v":1},{"$f":"VLOOKUP(C:C,OFFSET('B. PoF Adj Factor Scoring'!$E$5:$F$282,,MATCH(H$4,'B. PoF Adj Factor Scoring'!$E$3:$N$3,0)-1),2,TRUE)","v":0},{"$f":"VLOOKUP(D:D,OFFSET('B. PoF Adj Factor Scoring'!$E$5:$F$282,,MATCH(I$4,'B. PoF Adj Factor Scoring'!$E$3:$N$3,0)-1),2,TRUE)","v":0},{"$f":"VLOOKUP(E:E,OFFSET('B. PoF Adj Factor Scoring'!$E$5:$F$282,,MATCH(J$4,'B. PoF Adj Factor Scoring'!$E$3:$N$3,0)-1),2,TRUE)","v":0},{"$f":"VLOOKUP(F:F,OFFSET('B. PoF Adj Factor Scoring'!$E$5:$F$282,,MATCH(K$4,'B. PoF Adj Factor Scoring'!$E$3:$N$3,0)-1),2,TRUE)","v":0}]
[389,"XLPE",{"$f":"'A. Population Info'!H394","v":0},{"$f":"'A. Population Info'!I394","v":0},{"$f":"'A. Population Info'!J394","v":0},{"$f":"'A. Population Info'!K394","v":0},{"$f":"VLOOKUP(B:B,OFFSET('B. PoF Adj Factor Scoring'!$E$5:$F$282,,MATCH(G$4,'B. PoF Adj Factor Scoring'!$E$3:$N$3,0)-1),2,TRUE)","v":1},{"$f":"VLOOKUP(C:C,OFFSET('B. PoF Adj Factor Scoring'!$E$5:$F$282,,MATCH(H$4,'B. PoF Adj Factor Scoring'!$E$3:$N$3,0)-1),2,TRUE)","v":0},{"$f":"VLOOKUP(D:D,OFFSET('B. PoF Adj Factor Scoring'!$E$5:$F$282,,MATCH(I$4,'B. PoF Adj Factor Scoring'!$E$3:$N$3,0)-1),2,TRUE)","v":0},{"$f":"VLOOKUP(E:E,OFFSET('B. PoF Adj Factor Scoring'!$E$5:$F$282,,MATCH(J$4,'B. PoF Adj Factor Scoring'!$E$3:$N$3,0)-1),2,TRUE)","v":0},{"$f":"VLOOKUP(F:F,OFFSET('B. PoF Adj Factor Scoring'!$E$5:$F$282,,MATCH(K$4,'B. PoF Adj Factor Scoring'!$E$3:$N$3,0)-1),2,TRUE)","v":0}]
[390,"XLPE",{"$f":"'A. Population Info'!H395","v":0},{"$f":"'A. Population Info'!I395","v":0},{"$f":"'A. Population Info'!J395","v":0},{"$f":"'A. Population Info'!K395","v":0},{"$f":"VLOOKUP(B:B,OFFSET('B. PoF Adj Factor Scoring'!$E$5:$F$282,,MATCH(G$4,'B. PoF Adj Factor Scoring'!$E$3:$N$3,0)-1),2,TRUE)","v":1},{"$f":"VLOOKUP(C:C,OFFSET('B. PoF Adj Factor Scoring'!$E$5:$F$282,,MATCH(H$4,'B. PoF Adj Factor Scoring'!$E$3:$N$3,0)-1),2,TRUE)","v":0},{"$f":"VLOOKUP(D:D,OFFSET('B. PoF Adj Factor Scoring'!$E$5:$F$282,,MATCH(I$4,'B. PoF Adj Factor Scoring'!$E$3:$N$3,0)-1),2,TRUE)","v":0},{"$f":"VLOOKUP(E:E,OFFSET('B. PoF Adj Factor Scoring'!$E$5:$F$282,,MATCH(J$4,'B. PoF Adj Factor Scoring'!$E$3:$N$3,0)-1),2,TRUE)","v":0},{"$f":"VLOOKUP(F:F,OFFSET('B. PoF Adj Factor Scoring'!$E$5:$F$282,,MATCH(K$4,'B. PoF Adj Factor Scoring'!$E$3:$N$3,0)-1),2,TRUE)","v":0}]
[391,"XLPE",{"$f":"'A. Population Info'!H396","v":0},{"$f":"'A. Population Info'!I396","v":0},{"$f":"'A. Population Info'!J396","v":0},{"$f":"'A. Population Info'!K396","v":0},{"$f":"VLOOKUP(B:B,OFFSET('B. PoF Adj Factor Scoring'!$E$5:$F$282,,MATCH(G$4,'B. PoF Adj Factor Scoring'!$E$3:$N$3,0)-1),2,TRUE)","v":1},{"$f":"VLOOKUP(C:C,OFFSET('B. PoF Adj Factor Scoring'!$E$5:$F$282,,MATCH(H$4,'B. PoF Adj Factor Scoring'!$E$3:$N$3,0)-1),2,TRUE)","v":0},{"$f":"VLOOKUP(D:D,OFFSET('B. PoF Adj Factor Scoring'!$E$5:$F$282,,MATCH(I$4,'B. PoF Adj Factor Scoring'!$E$3:$N$3,0)-1),2,TRUE)","v":0},{"$f":"VLOOKUP(E:E,OFFSET('B. PoF Adj Factor Scoring'!$E$5:$F$282,,MATCH(J$4,'B. PoF Adj Factor Scoring'!$E$3:$N$3,0)-1),2,TRUE)","v":0},{"$f":"VLOOKUP(F:F,OFFSET('B. PoF Adj Factor Scoring'!$E$5:$F$282,,MATCH(K$4,'B. PoF Adj Factor Scoring'!$E$3:$N$3,0)-1),2,TRUE)","v":0}]
[392,"XLPE",{"$f":"'A. Population Info'!H397","v":0},{"$f":"'A. Population Info'!I397","v":0},{"$f":"'A. Population Info'!J397","v":0},{"$f":"'A. Population Info'!K397","v":0},{"$f":"VLOOKUP(B:B,OFFSET('B. PoF Adj Factor Scoring'!$E$5:$F$282,,MATCH(G$4,'B. PoF Adj Factor Scoring'!$E$3:$N$3,0)-1),2,TRUE)","v":1},{"$f":"VLOOKUP(C:C,OFFSET('B. PoF Adj Factor Scoring'!$E$5:$F$282,,MATCH(H$4,'B. PoF Adj Factor Scoring'!$E$3:$N$3,0)-1),2,TRUE)","v":0},{"$f":"VLOOKUP(D:D,OFFSET('B. PoF Adj Factor Scoring'!$E$5:$F$282,,MATCH(I$4,'B. PoF Adj Factor Scoring'!$E$3:$N$3,0)-1),2,TRUE)","v":0},{"$f":"VLOOKUP(E:E,OFFSET('B. PoF Adj Factor Scoring'!$E$5:$F$282,,MATCH(J$4,'B. PoF Adj Factor Scoring'!$E$3:$N$3,0)-1),2,TRUE)","v":0},{"$f":"VLOOKUP(F:F,OFFSET('B. PoF Adj Factor Scoring'!$E$5:$F$282,,MATCH(K$4,'B. PoF Adj Factor Scoring'!$E$3:$N$3,0)-1),2,TRUE)","v":0}]
[393,"XLPE",{"$f":"'A. Population Info'!H398","v":0},{"$f":"'A. Population Info'!I398","v":0},{"$f":"'A. Population Info'!J398","v":0},{"$f":"'A. Population Info'!K398","v":0},{"$f":"VLOOKUP(B:B,OFFSET('B. PoF Adj Factor Scoring'!$E$5:$F$282,,MATCH(G$4,'B. PoF Adj Factor Scoring'!$E$3:$N$3,0)-1),2,TRUE)","v":1},{"$f":"VLOOKUP(C:C,OFFSET('B. PoF Adj Factor Scoring'!$E$5:$F$282,,MATCH(H$4,'B. PoF Adj Factor Scoring'!$E$3:$N$3,0)-1),2,TRUE)","v":0},{"$f":"VLOOKUP(D:D,OFFSET('B. PoF Adj Factor Scoring'!$E$5:$F$282,,MATCH(I$4,'B. PoF Adj Factor Scoring'!$E$3:$N$3,0)-1),2,TRUE)","v":0},{"$f":"VLOOKUP(E:E,OFFSET('B. PoF Adj Factor Scoring'!$E$5:$F$282,,MATCH(J$4,'B. PoF Adj Factor Scoring'!$E$3:$N$3,0)-1),2,TRUE)","v":0},{"$f":"VLOOKUP(F:F,OFFSET('B. PoF Adj Factor Scoring'!$E$5:$F$282,,MATCH(K$4,'B. PoF Adj Factor Scoring'!$E$3:$N$3,0)-1),2,TRUE)","v":0}]
[394,"XLPE",{"$f":"'A. Population Info'!H399","v":0},{"$f":"'A. Population Info'!I399","v":0},{"$f":"'A. Population Info'!J399","v":0},{"$f":"'A. Population Info'!K399","v":0},{"$f":"VLOOKUP(B:B,OFFSET('B. PoF Adj Factor Scoring'!$E$5:$F$282,,MATCH(G$4,'B. PoF Adj Factor Scoring'!$E$3:$N$3,0)-1),2,TRUE)","v":1},{"$f":"VLOOKUP(C:C,OFFSET('B. PoF Adj Factor Scoring'!$E$5:$F$282,,MATCH(H$4,'B. PoF Adj Factor Scoring'!$E$3:$N$3,0)-1),2,TRUE)","v":0},{"$f":"VLOOKUP(D:D,OFFSET('B. PoF Adj Factor Scoring'!$E$5:$F$282,,MATCH(I$4,'B. PoF Adj Factor Scoring'!$E$3:$N$3,0)-1),2,TRUE)","v":0},{"$f":"VLOOKUP(E:E,OFFSET('B. PoF Adj Factor Scoring'!$E$5:$F$282,,MATCH(J$4,'B. PoF Adj Factor Scoring'!$E$3:$N$3,0)-1),2,TRUE)","v":0},{"$f":"VLOOKUP(F:F,OFFSET('B. PoF Adj Factor Scoring'!$E$5:$F$282,,MATCH(K$4,'B. PoF Adj Factor Scoring'!$E$3:$N$3,0)-1),2,TRUE)","v":0}]
[395,"XLPE",{"$f":"'A. Population Info'!H400","v":0},{"$f":"'A. Population Info'!I400","v":0},{"$f":"'A. Population Info'!J400","v":0},{"$f":"'A. Population Info'!K400","v":0},{"$f":"VLOOKUP(B:B,OFFSET('B. PoF Adj Factor Scoring'!$E$5:$F$282,,MATCH(G$4,'B. PoF Adj Factor Scoring'!$E$3:$N$3,0)-1),2,TRUE)","v":1},{"$f":"VLOOKUP(C:C,OFFSET('B. PoF Adj Factor Scoring'!$E$5:$F$282,,MATCH(H$4,'B. PoF Adj Factor Scoring'!$E$3:$N$3,0)-1),2,TRUE)","v":0},{"$f":"VLOOKUP(D:D,OFFSET('B. PoF Adj Factor Scoring'!$E$5:$F$282,,MATCH(I$4,'B. PoF Adj Factor Scoring'!$E$3:$N$3,0)-1),2,TRUE)","v":0},{"$f":"VLOOKUP(E:E,OFFSET('B. PoF Adj Factor Scoring'!$E$5:$F$282,,MATCH(J$4,'B. PoF Adj Factor Scoring'!$E$3:$N$3,0)-1),2,TRUE)","v":0},{"$f":"VLOOKUP(F:F,OFFSET('B. PoF Adj Factor Scoring'!$E$5:$F$282,,MATCH(K$4,'B. PoF Adj Factor Scoring'!$E$3:$N$3,0)-1),2,TRUE)","v":0}]
[396,"XLPE",{"$f":"'A. Population Info'!H401","v":0},{"$f":"'A. Population Info'!I401","v":0},{"$f":"'A. Population Info'!J401","v":0},{"$f":"'A. Population Info'!K401","v":0},{"$f":"VLOOKUP(B:B,OFFSET('B. PoF Adj Factor Scoring'!$E$5:$F$282,,MATCH(G$4,'B. PoF Adj Factor Scoring'!$E$3:$N$3,0)-1),2,TRUE)","v":1},{"$f":"VLOOKUP(C:C,OFFSET('B. PoF Adj Factor Scoring'!$E$5:$F$282,,MATCH(H$4,'B. PoF Adj Factor Scoring'!$E$3:$N$3,0)-1),2,TRUE)","v":0},{"$f":"VLOOKUP(D:D,OFFSET('B. PoF Adj Factor Scoring'!$E$5:$F$282,,MATCH(I$4,'B. PoF Adj Factor Scoring'!$E$3:$N$3,0)-1),2,TRUE)","v":0},{"$f":"VLOOKUP(E:E,OFFSET('B. PoF Adj Factor Scoring'!$E$5:$F$282,,MATCH(J$4,'B. PoF Adj Factor Scoring'!$E$3:$N$3,0)-1),2,TRUE)","v":0},{"$f":"VLOOKUP(F:F,OFFSET('B. PoF Adj Factor Scoring'!$E$5:$F$282,,MATCH(K$4,'B. PoF Adj Factor Scoring'!$E$3:$N$3,0)-1),2,TRUE)","v":0}]
[397,"XLPE",{"$f":"'A. Population Info'!H402","v":0},{"$f":"'A. Population Info'!I402","v":0},{"$f":"'A. Population Info'!J402","v":0},{"$f":"'A. Population Info'!K402","v":0},{"$f":"VLOOKUP(B:B,OFFSET('B. PoF Adj Factor Scoring'!$E$5:$F$282,,MATCH(G$4,'B. PoF Adj Factor Scoring'!$E$3:$N$3,0)-1),2,TRUE)","v":1},{"$f":"VLOOKUP(C:C,OFFSET('B. PoF Adj Factor Scoring'!$E$5:$F$282,,MATCH(H$4,'B. PoF Adj Factor Scoring'!$E$3:$N$3,0)-1),2,TRUE)","v":0},{"$f":"VLOOKUP(D:D,OFFSET('B. PoF Adj Factor Scoring'!$E$5:$F$282,,MATCH(I$4,'B. PoF Adj Factor Scoring'!$E$3:$N$3,0)-1),2,TRUE)","v":0},{"$f":"VLOOKUP(E:E,OFFSET('B. PoF Adj Factor Scoring'!$E$5:$F$282,,MATCH(J$4,'B. PoF Adj Factor Scoring'!$E$3:$N$3,0)-1),2,TRUE)","v":0},{"$f":"VLOOKUP(F:F,OFFSET('B. PoF Adj Factor Scoring'!$E$5:$F$282,,MATCH(K$4,'B. PoF Adj Factor Scoring'!$E$3:$N$3,0)-1),2,TRUE)","v":0}]
[398,"XLPE",{"$f":"'A. Population Info'!H403","v":0},{"$f":"'A. Population Info'!I403","v":0},{"$f":"'A. Population Info'!J403","v":0},{"$f":"'A. Population Info'!K403","v":0},{"$f":"VLOOKUP(B:B,OFFSET('B. PoF Adj Factor Scoring'!$E$5:$F$282,,MATCH(G$4,'B. PoF Adj Factor Scoring'!$E$3:$N$3,0)-1),2,TRUE)","v":1},{"$f":"VLOOKUP(C:C,OFFSET('B. PoF Adj Factor Scoring'!$E$5:$F$282,,MATCH(H$4,'B. PoF Adj Factor Scoring'!$E$3:$N$3,0)-1),2,TRUE)","v":0},{"$f":"VLOOKUP(D:D,OFFSET('B. PoF Adj Factor Scoring'!$E$5:$F$282,,MATCH(I$4,'B. PoF Adj Factor Scoring'!$E$3:$N$3,0)-1),2,TRUE)","v":0},{"$f":"VLOOKUP(E:E,OFFSET('B. PoF Adj Factor Scoring'!$E$5:$F$282,,MATCH(J$4,'B. PoF Adj Factor Scoring'!$E$3:$N$3,0)-1),2,TRUE)","v":0},{"$f":"VLOOKUP(F:F,OFFSET('B. PoF Adj Factor Scoring'!$E$5:$F$282,,MATCH(K$4,'B. PoF Adj Factor Scoring'!$E$3:$N$3,0)-1),2,TRUE)","v":0}]
[399,"XLPE",{"$f":"'A. Population Info'!H404","v":0},{"$f":"'A. Population Info'!I404","v":0},{"$f":"'A. Population Info'!J404","v":0},{"$f":"'A. Population Info'!K404","v":0},{"$f":"VLOOKUP(B:B,OFFSET('B. PoF Adj Factor Scoring'!$E$5:$F$282,,MATCH(G$4,'B. PoF Adj Factor Scoring'!$E$3:$N$3,0)-1),2,TRUE)","v":1},{"$f":"VLOOKUP(C:C,OFFSET('B. PoF Adj Factor Scoring'!$E$5:$F$282,,MATCH(H$4,'B. PoF Adj Factor Scoring'!$E$3:$N$3,0)-1),2,TRUE)","v":0},{"$f":"VLOOKUP(D:D,OFFSET('B. PoF Adj Factor Scoring'!$E$5:$F$282,,MATCH(I$4,'B. PoF Adj Factor Scoring'!$E$3:$N$3,0)-1),2,TRUE)","v":0},{"$f":"VLOOKUP(E:E,OFFSET('B. PoF Adj Factor Scoring'!$E$5:$F$282,,MATCH(J$4,'B. PoF Adj Factor Scoring'!$E$3:$N$3,0)-1),2,TRUE)","v":0},{"$f":"VLOOKUP(F:F,OFFSET('B. PoF Adj Factor Scoring'!$E$5:$F$282,,MATCH(K$4,'B. PoF Adj Factor Scoring'!$E$3:$N$3,0)-1),2,TRUE)","v":0}]
[400,"XLPE",{"$f":"'A. Population Info'!H405","v":0},{"$f":"'A. Population Info'!I405","v":0},{"$f":"'A. Population Info'!J405","v":0},{"$f":"'A. Population Info'!K405","v":0},{"$f":"VLOOKUP(B:B,OFFSET('B. PoF Adj Factor Scoring'!$E$5:$F$282,,MATCH(G$4,'B. PoF Adj Factor Scoring'!$E$3:$N$3,0)-1),2,TRUE)","v":1},{"$f":"VLOOKUP(C:C,OFFSET('B. PoF Adj Factor Scoring'!$E$5:$F$282,,MATCH(H$4,'B. PoF Adj Factor Scoring'!$E$3:$N$3,0)-1),2,TRUE)","v":0},{"$f":"VLOOKUP(D:D,OFFSET('B. PoF Adj Factor Scoring'!$E$5:$F$282,,MATCH(I$4,'B. PoF Adj Factor Scoring'!$E$3:$N$3,0)-1),2,TRUE)","v":0},{"$f":"VLOOKUP(E:E,OFFSET('B. PoF Adj Factor Scoring'!$E$5:$F$282,,MATCH(J$4,'B. PoF Adj Factor Scoring'!$E$3:$N$3,0)-1),2,TRUE)","v":0},{"$f":"VLOOKUP(F:F,OFFSET('B. PoF Adj Factor Scoring'!$E$5:$F$282,,MATCH(K$4,'B. PoF Adj Factor Scoring'!$E$3:$N$3,0)-1),2,TRUE)","v":0}]
[401,"XLPE",{"$f":"'A. Population Info'!H406","v":0},{"$f":"'A. Population Info'!I406","v":0},{"$f":"'A. Population Info'!J406","v":0},{"$f":"'A. Population Info'!K406","v":0},{"$f":"VLOOKUP(B:B,OFFSET('B. PoF Adj Factor Scoring'!$E$5:$F$282,,MATCH(G$4,'B. PoF Adj Factor Scoring'!$E$3:$N$3,0)-1),2,TRUE)","v":1},{"$f":"VLOOKUP(C:C,OFFSET('B. PoF Adj Factor Scoring'!$E$5:$F$282,,MATCH(H$4,'B. PoF Adj Factor Scoring'!$E$3:$N$3,0)-1),2,TRUE)","v":0},{"$f":"VLOOKUP(D:D,OFFSET('B. PoF Adj Factor Scoring'!$E$5:$F$282,,MATCH(I$4,'B. PoF Adj Factor Scoring'!$E$3:$N$3,0)-1),2,TRUE)","v":0},{"$f":"VLOOKUP(E:E,OFFSET('B. PoF Adj Factor Scoring'!$E$5:$F$282,,MATCH(J$4,'B. PoF Adj Factor Scoring'!$E$3:$N$3,0)-1),2,TRUE)","v":0},{"$f":"VLOOKUP(F:F,OFFSET('B. PoF Adj Factor Scoring'!$E$5:$F$282,,MATCH(K$4,'B. PoF Adj Factor Scoring'!$E$3:$N$3,0)-1),2,TRUE)","v":0}]
[402,"XLPE",{"$f":"'A. Population Info'!H407","v":0},{"$f":"'A. Population Info'!I407","v":0},{"$f":"'A. Population Info'!J407","v":0},{"$f":"'A. Population Info'!K407","v":0},{"$f":"VLOOKUP(B:B,OFFSET('B. PoF Adj Factor Scoring'!$E$5:$F$282,,MATCH(G$4,'B. PoF Adj Factor Scoring'!$E$3:$N$3,0)-1),2,TRUE)","v":1},{"$f":"VLOOKUP(C:C,OFFSET('B. PoF Adj Factor Scoring'!$E$5:$F$282,,MATCH(H$4,'B. PoF Adj Factor Scoring'!$E$3:$N$3,0)-1),2,TRUE)","v":0},{"$f":"VLOOKUP(D:D,OFFSET('B. PoF Adj Factor Scoring'!$E$5:$F$282,,MATCH(I$4,'B. PoF Adj Factor Scoring'!$E$3:$N$3,0)-1),2,TRUE)","v":0},{"$f":"VLOOKUP(E:E,OFFSET('B. PoF Adj Factor Scoring'!$E$5:$F$282,,MATCH(J$4,'B. PoF Adj Factor Scoring'!$E$3:$N$3,0)-1),2,TRUE)","v":0},{"$f":"VLOOKUP(F:F,OFFSET('B. PoF Adj Factor Scoring'!$E$5:$F$282,,MATCH(K$4,'B. PoF Adj Factor Scoring'!$E$3:$N$3,0)-1),2,TRUE)","v":0}]
[403,"XLPE",{"$f":"'A. Population Info'!H408","v":0},{"$f":"'A. Population Info'!I408","v":0},{"$f":"'A. Population Info'!J408","v":0},{"$f":"'A. Population Info'!K408","v":0},{"$f":"VLOOKUP(B:B,OFFSET('B. PoF Adj Factor Scoring'!$E$5:$F$282,,MATCH(G$4,'B. PoF Adj Factor Scoring'!$E$3:$N$3,0)-1),2,TRUE)","v":1},{"$f":"VLOOKUP(C:C,OFFSET('B. PoF Adj Factor Scoring'!$E$5:$F$282,,MATCH(H$4,'B. PoF Adj Factor Scoring'!$E$3:$N$3,0)-1),2,TRUE)","v":0},{"$f":"VLOOKUP(D:D,OFFSET('B. PoF Adj Factor Scoring'!$E$5:$F$282,,MATCH(I$4,'B. PoF Adj Factor Scoring'!$E$3:$N$3,0)-1),2,TRUE)","v":0},{"$f":"VLOOKUP(E:E,OFFSET('B. PoF Adj Factor Scoring'!$E$5:$F$282,,MATCH(J$4,'B. PoF Adj Factor Scoring'!$E$3:$N$3,0)-1),2,TRUE)","v":0},{"$f":"VLOOKUP(F:F,OFFSET('B. PoF Adj Factor Scoring'!$E$5:$F$282,,MATCH(K$4,'B. PoF Adj Factor Scoring'!$E$3:$N$3,0)-1),2,TRUE)","v":0}]
[404,"XLPE",{"$f":"'A. Population Info'!H409","v":0},{"$f":"'A. Population Info'!I409","v":0},{"$f":"'A. Population Info'!J409","v":0},{"$f":"'A. Population Info'!K409","v":0},{"$f":"VLOOKUP(B:B,OFFSET('B. PoF Adj Factor Scoring'!$E$5:$F$282,,MATCH(G$4,'B. PoF Adj Factor Scoring'!$E$3:$N$3,0)-1),2,TRUE)","v":1},{"$f":"VLOOKUP(C:C,OFFSET('B. PoF Adj Factor Scoring'!$E$5:$F$282,,MATCH(H$4,'B. PoF Adj Factor Scoring'!$E$3:$N$3,0)-1),2,TRUE)","v":0},{"$f":"VLOOKUP(D:D,OFFSET('B. PoF Adj Factor Scoring'!$E$5:$F$282,,MATCH(I$4,'B. PoF Adj Factor Scoring'!$E$3:$N$3,0)-1),2,TRUE)","v":0},{"$f":"VLOOKUP(E:E,OFFSET('B. PoF Adj Factor Scoring'!$E$5:$F$282,,MATCH(J$4,'B. PoF Adj Factor Scoring'!$E$3:$N$3,0)-1),2,TRUE)","v":0},{"$f":"VLOOKUP(F:F,OFFSET('B. PoF Adj Factor Scoring'!$E$5:$F$282,,MATCH(K$4,'B. PoF Adj Factor Scoring'!$E$3:$N$3,0)-1),2,TRUE)","v":0}]
[405,"XLPE",{"$f":"'A. Population Info'!H410","v":0},{"$f":"'A. Population Info'!I410","v":0},{"$f":"'A. Population Info'!J410","v":0},{"$f":"'A. Population Info'!K410","v":0},{"$f":"VLOOKUP(B:B,OFFSET('B. PoF Adj Factor Scoring'!$E$5:$F$282,,MATCH(G$4,'B. PoF Adj Factor Scoring'!$E$3:$N$3,0)-1),2,TRUE)","v":1},{"$f":"VLOOKUP(C:C,OFFSET('B. PoF Adj Factor Scoring'!$E$5:$F$282,,MATCH(H$4,'B. PoF Adj Factor Scoring'!$E$3:$N$3,0)-1),2,TRUE)","v":0},{"$f":"VLOOKUP(D:D,OFFSET('B. PoF Adj Factor Scoring'!$E$5:$F$282,,MATCH(I$4,'B. PoF Adj Factor Scoring'!$E$3:$N$3,0)-1),2,TRUE)","v":0},{"$f":"VLOOKUP(E:E,OFFSET('B. PoF Adj Factor Scoring'!$E$5:$F$282,,MATCH(J$4,'B. PoF Adj Factor Scoring'!$E$3:$N$3,0)-1),2,TRUE)","v":0},{"$f":"VLOOKUP(F:F,OFFSET('B. PoF Adj Factor Scoring'!$E$5:$F$282,,MATCH(K$4,'B. PoF Adj Factor Scoring'!$E$3:$N$3,0)-1),2,TRUE)","v":0}]
[406,"XLPE",{"$f":"'A. Population Info'!H411","v":0},{"$f":"'A. Population Info'!I411","v":0},{"$f":"'A. Population Info'!J411","v":0},{"$f":"'A. Population Info'!K411","v":0},{"$f":"VLOOKUP(B:B,OFFSET('B. PoF Adj Factor Scoring'!$E$5:$F$282,,MATCH(G$4,'B. PoF Adj Factor Scoring'!$E$3:$N$3,0)-1),2,TRUE)","v":1},{"$f":"VLOOKUP(C:C,OFFSET('B. PoF Adj Factor Scoring'!$E$5:$F$282,,MATCH(H$4,'B. PoF Adj Factor Scoring'!$E$3:$N$3,0)-1),2,TRUE)","v":0},{"$f":"VLOOKUP(D:D,OFFSET('B. PoF Adj Factor Scoring'!$E$5:$F$282,,MATCH(I$4,'B. PoF Adj Factor Scoring'!$E$3:$N$3,0)-1),2,TRUE)","v":0},{"$f":"VLOOKUP(E:E,OFFSET('B. PoF Adj Factor Scoring'!$E$5:$F$282,,MATCH(J$4,'B. PoF Adj Factor Scoring'!$E$3:$N$3,0)-1),2,TRUE)","v":0},{"$f":"VLOOKUP(F:F,OFFSET('B. PoF Adj Factor Scoring'!$E$5:$F$282,,MATCH(K$4,'B. PoF Adj Factor Scoring'!$E$3:$N$3,0)-1),2,TRUE)","v":0}]
[407,"XLPE",{"$f":"'A. Population Info'!H412","v":0},{"$f":"'A. Population Info'!I412","v":0},{"$f":"'A. Population Info'!J412","v":0},{"$f":"'A. Population Info'!K412","v":0},{"$f":"VLOOKUP(B:B,OFFSET('B. PoF Adj Factor Scoring'!$E$5:$F$282,,MATCH(G$4,'B. PoF Adj Factor Scoring'!$E$3:$N$3,0)-1),2,TRUE)","v":1},{"$f":"VLOOKUP(C:C,OFFSET('B. PoF Adj Factor Scoring'!$E$5:$F$282,,MATCH(H$4,'B. PoF Adj Factor Scoring'!$E$3:$N$3,0)-1),2,TRUE)","v":0},{"$f":"VLOOKUP(D:D,OFFSET('B. PoF Adj Factor Scoring'!$E$5:$F$282,,MATCH(I$4,'B. PoF Adj Factor Scoring'!$E$3:$N$3,0)-1),2,TRUE)","v":0},{"$f":"VLOOKUP(E:E,OFFSET('B. PoF Adj Factor Scoring'!$E$5:$F$282,,MATCH(J$4,'B. PoF Adj Factor Scoring'!$E$3:$N$3,0)-1),2,TRUE)","v":0},{"$f":"VLOOKUP(F:F,OFFSET('B. PoF Adj Factor Scoring'!$E$5:$F$282,,MATCH(K$4,'B. PoF Adj Factor Scoring'!$E$3:$N$3,0)-1),2,TRUE)","v":0}]
[408,"XLPE",{"$f":"'A. Population Info'!H413","v":0},{"$f":"'A. Population Info'!I413","v":0},{"$f":"'A. Population Info'!J413","v":0},{"$f":"'A. Population Info'!K413","v":0},{"$f":"VLOOKUP(B:B,OFFSET('B. PoF Adj Factor Scoring'!$E$5:$F$282,,MATCH(G$4,'B. PoF Adj Factor Scoring'!$E$3:$N$3,0)-1),2,TRUE)","v":1},{"$f":"VLOOKUP(C:C,OFFSET('B. PoF Adj Factor Scoring'!$E$5:$F$282,,MATCH(H$4,'B. PoF Adj Factor Scoring'!$E$3:$N$3,0)-1),2,TRUE)","v":0},{"$f":"VLOOKUP(D:D,OFFSET('B. PoF Adj Factor Scoring'!$E$5:$F$282,,MATCH(I$4,'B. PoF Adj Factor Scoring'!$E$3:$N$3,0)-1),2,TRUE)","v":0},{"$f":"VLOOKUP(E:E,OFFSET('B. PoF Adj Factor Scoring'!$E$5:$F$282,,MATCH(J$4,'B. PoF Adj Factor Scoring'!$E$3:$N$3,0)-1),2,TRUE)","v":0},{"$f":"VLOOKUP(F:F,OFFSET('B. PoF Adj Factor Scoring'!$E$5:$F$282,,MATCH(K$4,'B. PoF Adj Factor Scoring'!$E$3:$N$3,0)-1),2,TRUE)","v":0}]
[409,"XLPE",{"$f":"'A. Population Info'!H414","v":0},{"$f":"'A. Population Info'!I414","v":0},{"$f":"'A. Population Info'!J414","v":0},{"$f":"'A. Population Info'!K414","v":0},{"$f":"VLOOKUP(B:B,OFFSET('B. PoF Adj Factor Scoring'!$E$5:$F$282,,MATCH(G$4,'B. PoF Adj Factor Scoring'!$E$3:$N$3,0)-1),2,TRUE)","v":1},{"$f":"VLOOKUP(C:C,OFFSET('B. PoF Adj Factor Scoring'!$E$5:$F$282,,MATCH(H$4,'B. PoF Adj Factor Scoring'!$E$3:$N$3,0)-1),2,TRUE)","v":0},{"$f":"VLOOKUP(D:D,OFFSET('B. PoF Adj Factor Scoring'!$E$5:$F$282,,MATCH(I$4,'B. PoF Adj Factor Scoring'!$E$3:$N$3,0)-1),2,TRUE)","v":0},{"$f":"VLOOKUP(E:E,OFFSET('B. PoF Adj Factor Scoring'!$E$5:$F$282,,MATCH(J$4,'B. PoF Adj Factor Scoring'!$E$3:$N$3,0)-1),2,TRUE)","v":0},{"$f":"VLOOKUP(F:F,OFFSET('B. PoF Adj Factor Scoring'!$E$5:$F$282,,MATCH(K$4,'B. PoF Adj Factor Scoring'!$E$3:$N$3,0)-1),2,TRUE)","v":0}]
[410,"XLPE",{"$f":"'A. Population Info'!H415","v":0},{"$f":"'A. Population Info'!I415","v":0},{"$f":"'A. Population Info'!J415","v":0},{"$f":"'A. Population Info'!K415","v":0},{"$f":"VLOOKUP(B:B,OFFSET('B. PoF Adj Factor Scoring'!$E$5:$F$282,,MATCH(G$4,'B. PoF Adj Factor Scoring'!$E$3:$N$3,0)-1),2,TRUE)","v":1},{"$f":"VLOOKUP(C:C,OFFSET('B. PoF Adj Factor Scoring'!$E$5:$F$282,,MATCH(H$4,'B. PoF Adj Factor Scoring'!$E$3:$N$3,0)-1),2,TRUE)","v":0},{"$f":"VLOOKUP(D:D,OFFSET('B. PoF Adj Factor Scoring'!$E$5:$F$282,,MATCH(I$4,'B. PoF Adj Factor Scoring'!$E$3:$N$3,0)-1),2,TRUE)","v":0},{"$f":"VLOOKUP(E:E,OFFSET('B. PoF Adj Factor Scoring'!$E$5:$F$282,,MATCH(J$4,'B. PoF Adj Factor Scoring'!$E$3:$N$3,0)-1),2,TRUE)","v":0},{"$f":"VLOOKUP(F:F,OFFSET('B. PoF Adj Factor Scoring'!$E$5:$F$282,,MATCH(K$4,'B. PoF Adj Factor Scoring'!$E$3:$N$3,0)-1),2,TRUE)","v":0}]
[411,"XLPE",{"$f":"'A. Population Info'!H416","v":0},{"$f":"'A. Population Info'!I416","v":0},{"$f":"'A. Population Info'!J416","v":0},{"$f":"'A. Population Info'!K416","v":0},{"$f":"VLOOKUP(B:B,OFFSET('B. PoF Adj Factor Scoring'!$E$5:$F$282,,MATCH(G$4,'B. PoF Adj Factor Scoring'!$E$3:$N$3,0)-1),2,TRUE)","v":1},{"$f":"VLOOKUP(C:C,OFFSET('B. PoF Adj Factor Scoring'!$E$5:$F$282,,MATCH(H$4,'B. PoF Adj Factor Scoring'!$E$3:$N$3,0)-1),2,TRUE)","v":0},{"$f":"VLOOKUP(D:D,OFFSET('B. PoF Adj Factor Scoring'!$E$5:$F$282,,MATCH(I$4,'B. PoF Adj Factor Scoring'!$E$3:$N$3,0)-1),2,TRUE)","v":0},{"$f":"VLOOKUP(E:E,OFFSET('B. PoF Adj Factor Scoring'!$E$5:$F$282,,MATCH(J$4,'B. PoF Adj Factor Scoring'!$E$3:$N$3,0)-1),2,TRUE)","v":0},{"$f":"VLOOKUP(F:F,OFFSET('B. PoF Adj Factor Scoring'!$E$5:$F$282,,MATCH(K$4,'B. PoF Adj Factor Scoring'!$E$3:$N$3,0)-1),2,TRUE)","v":0}]
[412,"XLPE",{"$f":"'A. Population Info'!H417","v":0},{"$f":"'A. Population Info'!I417","v":0},{"$f":"'A. Population Info'!J417","v":0},{"$f":"'A. Population Info'!K417","v":0},{"$f":"VLOOKUP(B:B,OFFSET('B. PoF Adj Factor Scoring'!$E$5:$F$282,,MATCH(G$4,'B. PoF Adj Factor Scoring'!$E$3:$N$3,0)-1),2,TRUE)","v":1},{"$f":"VLOOKUP(C:C,OFFSET('B. PoF Adj Factor Scoring'!$E$5:$F$282,,MATCH(H$4,'B. PoF Adj Factor Scoring'!$E$3:$N$3,0)-1),2,TRUE)","v":0},{"$f":"VLOOKUP(D:D,OFFSET('B. PoF Adj Factor Scoring'!$E$5:$F$282,,MATCH(I$4,'B. PoF Adj Factor Scoring'!$E$3:$N$3,0)-1),2,TRUE)","v":0},{"$f":"VLOOKUP(E:E,OFFSET('B. PoF Adj Factor Scoring'!$E$5:$F$282,,MATCH(J$4,'B. PoF Adj Factor Scoring'!$E$3:$N$3,0)-1),2,TRUE)","v":0},{"$f":"VLOOKUP(F:F,OFFSET('B. PoF Adj Factor Scoring'!$E$5:$F$282,,MATCH(K$4,'B. PoF Adj Factor Scoring'!$E$3:$N$3,0)-1),2,TRUE)","v":0}]
[413,"XLPE",{"$f":"'A. Population Info'!H418","v":0},{"$f":"'A. Population Info'!I418","v":0},{"$f":"'A. Population Info'!J418","v":0},{"$f":"'A. Population Info'!K418","v":0},{"$f":"VLOOKUP(B:B,OFFSET('B. PoF Adj Factor Scoring'!$E$5:$F$282,,MATCH(G$4,'B. PoF Adj Factor Scoring'!$E$3:$N$3,0)-1),2,TRUE)","v":1},{"$f":"VLOOKUP(C:C,OFFSET('B. PoF Adj Factor Scoring'!$E$5:$F$282,,MATCH(H$4,'B. PoF Adj Factor Scoring'!$E$3:$N$3,0)-1),2,TRUE)","v":0},{"$f":"VLOOKUP(D:D,OFFSET('B. PoF Adj Factor Scoring'!$E$5:$F$282,,MATCH(I$4,'B. PoF Adj Factor Scoring'!$E$3:$N$3,0)-1),2,TRUE)","v":0},{"$f":"VLOOKUP(E:E,OFFSET('B. PoF Adj Factor Scoring'!$E$5:$F$282,,MATCH(J$4,'B. PoF Adj Factor Scoring'!$E$3:$N$3,0)-1),2,TRUE)","v":0},{"$f":"VLOOKUP(F:F,OFFSET('B. PoF Adj Factor Scoring'!$E$5:$F$282,,MATCH(K$4,'B. PoF Adj Factor Scoring'!$E$3:$N$3,0)-1),2,TRUE)","v":0}]
[414,"XLPE",{"$f":"'A. Population Info'!H419","v":0},{"$f":"'A. Population Info'!I419","v":0},{"$f":"'A. Population Info'!J419","v":0},{"$f":"'A. Population Info'!K419","v":0},{"$f":"VLOOKUP(B:B,OFFSET('B. PoF Adj Factor Scoring'!$E$5:$F$282,,MATCH(G$4,'B. PoF Adj Factor Scoring'!$E$3:$N$3,0)-1),2,TRUE)","v":1},{"$f":"VLOOKUP(C:C,OFFSET('B. PoF Adj Factor Scoring'!$E$5:$F$282,,MATCH(H$4,'B. PoF Adj Factor Scoring'!$E$3:$N$3,0)-1),2,TRUE)","v":0},{"$f":"VLOOKUP(D:D,OFFSET('B. PoF Adj Factor Scoring'!$E$5:$F$282,,MATCH(I$4,'B. PoF Adj Factor Scoring'!$E$3:$N$3,0)-1),2,TRUE)","v":0},{"$f":"VLOOKUP(E:E,OFFSET('B. PoF Adj Factor Scoring'!$E$5:$F$282,,MATCH(J$4,'B. PoF Adj Factor Scoring'!$E$3:$N$3,0)-1),2,TRUE)","v":0},{"$f":"VLOOKUP(F:F,OFFSET('B. PoF Adj Factor Scoring'!$E$5:$F$282,,MATCH(K$4,'B. PoF Adj Factor Scoring'!$E$3:$N$3,0)-1),2,TRUE)","v":0}]
[415,"XLPE",{"$f":"'A. Population Info'!H420","v":0},{"$f":"'A. Population Info'!I420","v":0},{"$f":"'A. Population Info'!J420","v":0},{"$f":"'A. Population Info'!K420","v":0},{"$f":"VLOOKUP(B:B,OFFSET('B. PoF Adj Factor Scoring'!$E$5:$F$282,,MATCH(G$4,'B. PoF Adj Factor Scoring'!$E$3:$N$3,0)-1),2,TRUE)","v":1},{"$f":"VLOOKUP(C:C,OFFSET('B. PoF Adj Factor Scoring'!$E$5:$F$282,,MATCH(H$4,'B. PoF Adj Factor Scoring'!$E$3:$N$3,0)-1),2,TRUE)","v":0},{"$f":"VLOOKUP(D:D,OFFSET('B. PoF Adj Factor Scoring'!$E$5:$F$282,,MATCH(I$4,'B. PoF Adj Factor Scoring'!$E$3:$N$3,0)-1),2,TRUE)","v":0},{"$f":"VLOOKUP(E:E,OFFSET('B. PoF Adj Factor Scoring'!$E$5:$F$282,,MATCH(J$4,'B. PoF Adj Factor Scoring'!$E$3:$N$3,0)-1),2,TRUE)","v":0},{"$f":"VLOOKUP(F:F,OFFSET('B. PoF Adj Factor Scoring'!$E$5:$F$282,,MATCH(K$4,'B. PoF Adj Factor Scoring'!$E$3:$N$3,0)-1),2,TRUE)","v":0}]
[416,"XLPE",{"$f":"'A. Population Info'!H421","v":0},{"$f":"'A. Population Info'!I421","v":0},{"$f":"'A. Population Info'!J421","v":0},{"$f":"'A. Population Info'!K421","v":0},{"$f":"VLOOKUP(B:B,OFFSET('B. PoF Adj Factor Scoring'!$E$5:$F$282,,MATCH(G$4,'B. PoF Adj Factor Scoring'!$E$3:$N$3,0)-1),2,TRUE)","v":1},{"$f":"VLOOKUP(C:C,OFFSET('B. PoF Adj Factor Scoring'!$E$5:$F$282,,MATCH(H$4,'B. PoF Adj Factor Scoring'!$E$3:$N$3,0)-1),2,TRUE)","v":0},{"$f":"VLOOKUP(D:D,OFFSET('B. PoF Adj Factor Scoring'!$E$5:$F$282,,MATCH(I$4,'B. PoF Adj Factor Scoring'!$E$3:$N$3,0)-1),2,TRUE)","v":0},{"$f":"VLOOKUP(E:E,OFFSET('B. PoF Adj Factor Scoring'!$E$5:$F$282,,MATCH(J$4,'B. PoF Adj Factor Scoring'!$E$3:$N$3,0)-1),2,TRUE)","v":0},{"$f":"VLOOKUP(F:F,OFFSET('B. PoF Adj Factor Scoring'!$E$5:$F$282,,MATCH(K$4,'B. PoF Adj Factor Scoring'!$E$3:$N$3,0)-1),2,TRUE)","v":0}]
[417,"XLPE",{"$f":"'A. Population Info'!H422","v":0},{"$f":"'A. Population Info'!I422","v":0},{"$f":"'A. Population Info'!J422","v":0},{"$f":"'A. Population Info'!K422","v":0},{"$f":"VLOOKUP(B:B,OFFSET('B. PoF Adj Factor Scoring'!$E$5:$F$282,,MATCH(G$4,'B. PoF Adj Factor Scoring'!$E$3:$N$3,0)-1),2,TRUE)","v":1},{"$f":"VLOOKUP(C:C,OFFSET('B. PoF Adj Factor Scoring'!$E$5:$F$282,,MATCH(H$4,'B. PoF Adj Factor Scoring'!$E$3:$N$3,0)-1),2,TRUE)","v":0},{"$f":"VLOOKUP(D:D,OFFSET('B. PoF Adj Factor Scoring'!$E$5:$F$282,,MATCH(I$4,'B. PoF Adj Factor Scoring'!$E$3:$N$3,0)-1),2,TRUE)","v":0},{"$f":"VLOOKUP(E:E,OFFSET('B. PoF Adj Factor Scoring'!$E$5:$F$282,,MATCH(J$4,'B. PoF Adj Factor Scoring'!$E$3:$N$3,0)-1),2,TRUE)","v":0},{"$f":"VLOOKUP(F:F,OFFSET('B. PoF Adj Factor Scoring'!$E$5:$F$282,,MATCH(K$4,'B. PoF Adj Factor Scoring'!$E$3:$N$3,0)-1),2,TRUE)","v":0}]
[418,"XLPE",{"$f":"'A. Population Info'!H423","v":0},{"$f":"'A. Population Info'!I423","v":0},{"$f":"'A. Population Info'!J423","v":0},{"$f":"'A. Population Info'!K423","v":0},{"$f":"VLOOKUP(B:B,OFFSET('B. PoF Adj Factor Scoring'!$E$5:$F$282,,MATCH(G$4,'B. PoF Adj Factor Scoring'!$E$3:$N$3,0)-1),2,TRUE)","v":1},{"$f":"VLOOKUP(C:C,OFFSET('B. PoF Adj Factor Scoring'!$E$5:$F$282,,MATCH(H$4,'B. PoF Adj Factor Scoring'!$E$3:$N$3,0)-1),2,TRUE)","v":0},{"$f":"VLOOKUP(D:D,OFFSET('B. PoF Adj Factor Scoring'!$E$5:$F$282,,MATCH(I$4,'B. PoF Adj Factor Scoring'!$E$3:$N$3,0)-1),2,TRUE)","v":0},{"$f":"VLOOKUP(E:E,OFFSET('B. PoF Adj Factor Scoring'!$E$5:$F$282,,MATCH(J$4,'B. PoF Adj Factor Scoring'!$E$3:$N$3,0)-1),2,TRUE)","v":0},{"$f":"VLOOKUP(F:F,OFFSET('B. PoF Adj Factor Scoring'!$E$5:$F$282,,MATCH(K$4,'B. PoF Adj Factor Scoring'!$E$3:$N$3,0)-1),2,TRUE)","v":0}]
[419,"XLPE",{"$f":"'A. Population Info'!H424","v":0},{"$f":"'A. Population Info'!I424","v":0},{"$f":"'A. Population Info'!J424","v":0},{"$f":"'A. Population Info'!K424","v":0},{"$f":"VLOOKUP(B:B,OFFSET('B. PoF Adj Factor Scoring'!$E$5:$F$282,,MATCH(G$4,'B. PoF Adj Factor Scoring'!$E$3:$N$3,0)-1),2,TRUE)","v":1},{"$f":"VLOOKUP(C:C,OFFSET('B. PoF Adj Factor Scoring'!$E$5:$F$282,,MATCH(H$4,'B. PoF Adj Factor Scoring'!$E$3:$N$3,0)-1),2,TRUE)","v":0},{"$f":"VLOOKUP(D:D,OFFSET('B. PoF Adj Factor Scoring'!$E$5:$F$282,,MATCH(I$4,'B. PoF Adj Factor Scoring'!$E$3:$N$3,0)-1),2,TRUE)","v":0},{"$f":"VLOOKUP(E:E,OFFSET('B. PoF Adj Factor Scoring'!$E$5:$F$282,,MATCH(J$4,'B. PoF Adj Factor Scoring'!$E$3:$N$3,0)-1),2,TRUE)","v":0},{"$f":"VLOOKUP(F:F,OFFSET('B. PoF Adj Factor Scoring'!$E$5:$F$282,,MATCH(K$4,'B. PoF Adj Factor Scoring'!$E$3:$N$3,0)-1),2,TRUE)","v":0}]
[420,"XLPE",{"$f":"'A. Population Info'!H425","v":0},{"$f":"'A. Population Info'!I425","v":0},{"$f":"'A. Population Info'!J425","v":0},{"$f":"'A. Population Info'!K425","v":0},{"$f":"VLOOKUP(B:B,OFFSET('B. PoF Adj Factor Scoring'!$E$5:$F$282,,MATCH(G$4,'B. PoF Adj Factor Scoring'!$E$3:$N$3,0)-1),2,TRUE)","v":1},{"$f":"VLOOKUP(C:C,OFFSET('B. PoF Adj Factor Scoring'!$E$5:$F$282,,MATCH(H$4,'B. PoF Adj Factor Scoring'!$E$3:$N$3,0)-1),2,TRUE)","v":0},{"$f":"VLOOKUP(D:D,OFFSET('B. PoF Adj Factor Scoring'!$E$5:$F$282,,MATCH(I$4,'B. PoF Adj Factor Scoring'!$E$3:$N$3,0)-1),2,TRUE)","v":0},{"$f":"VLOOKUP(E:E,OFFSET('B. PoF Adj Factor Scoring'!$E$5:$F$282,,MATCH(J$4,'B. PoF Adj Factor Scoring'!$E$3:$N$3,0)-1),2,TRUE)","v":0},{"$f":"VLOOKUP(F:F,OFFSET('B. PoF Adj Factor Scoring'!$E$5:$F$282,,MATCH(K$4,'B. PoF Adj Factor Scoring'!$E$3:$N$3,0)-1),2,TRUE)","v":0}]
[421,"XLPE",{"$f":"'A. Population Info'!H426","v":0},{"$f":"'A. Population Info'!I426","v":0},{"$f":"'A. Population Info'!J426","v":0},{"$f":"'A. Population Info'!K426","v":0},{"$f":"VLOOKUP(B:B,OFFSET('B. PoF Adj Factor Scoring'!$E$5:$F$282,,MATCH(G$4,'B. PoF Adj Factor Scoring'!$E$3:$N$3,0)-1),2,TRUE)","v":1},{"$f":"VLOOKUP(C:C,OFFSET('B. PoF Adj Factor Scoring'!$E$5:$F$282,,MATCH(H$4,'B. PoF Adj Factor Scoring'!$E$3:$N$3,0)-1),2,TRUE)","v":0},{"$f":"VLOOKUP(D:D,OFFSET('B. PoF Adj Factor Scoring'!$E$5:$F$282,,MATCH(I$4,'B. PoF Adj Factor Scoring'!$E$3:$N$3,0)-1),2,TRUE)","v":0},{"$f":"VLOOKUP(E:E,OFFSET('B. PoF Adj Factor Scoring'!$E$5:$F$282,,MATCH(J$4,'B. PoF Adj Factor Scoring'!$E$3:$N$3,0)-1),2,TRUE)","v":0},{"$f":"VLOOKUP(F:F,OFFSET('B. PoF Adj Factor Scoring'!$E$5:$F$282,,MATCH(K$4,'B. PoF Adj Factor Scoring'!$E$3:$N$3,0)-1),2,TRUE)","v":0}]
[422,"XLPE",{"$f":"'A. Population Info'!H427","v":0},{"$f":"'A. Population Info'!I427","v":0},{"$f":"'A. Population Info'!J427","v":0},{"$f":"'A. Population Info'!K427","v":0},{"$f":"VLOOKUP(B:B,OFFSET('B. PoF Adj Factor Scoring'!$E$5:$F$282,,MATCH(G$4,'B. PoF Adj Factor Scoring'!$E$3:$N$3,0)-1),2,TRUE)","v":1},{"$f":"VLOOKUP(C:C,OFFSET('B. PoF Adj Factor Scoring'!$E$5:$F$282,,MATCH(H$4,'B. PoF Adj Factor Scoring'!$E$3:$N$3,0)-1),2,TRUE)","v":0},{"$f":"VLOOKUP(D:D,OFFSET('B. PoF Adj Factor Scoring'!$E$5:$F$282,,MATCH(I$4,'B. PoF Adj Factor Scoring'!$E$3:$N$3,0)-1),2,TRUE)","v":0},{"$f":"VLOOKUP(E:E,OFFSET('B. PoF Adj Factor Scoring'!$E$5:$F$282,,MATCH(J$4,'B. PoF Adj Factor Scoring'!$E$3:$N$3,0)-1),2,TRUE)","v":0},{"$f":"VLOOKUP(F:F,OFFSET('B. PoF Adj Factor Scoring'!$E$5:$F$282,,MATCH(K$4,'B. PoF Adj Factor Scoring'!$E$3:$N$3,0)-1),2,TRUE)","v":0}]
[423,"XLPE",{"$f":"'A. Population Info'!H428","v":0},{"$f":"'A. Population Info'!I428","v":0},{"$f":"'A. Population Info'!J428","v":0},{"$f":"'A. Population Info'!K428","v":0},{"$f":"VLOOKUP(B:B,OFFSET('B. PoF Adj Factor Scoring'!$E$5:$F$282,,MATCH(G$4,'B. PoF Adj Factor Scoring'!$E$3:$N$3,0)-1),2,TRUE)","v":1},{"$f":"VLOOKUP(C:C,OFFSET('B. PoF Adj Factor Scoring'!$E$5:$F$282,,MATCH(H$4,'B. PoF Adj Factor Scoring'!$E$3:$N$3,0)-1),2,TRUE)","v":0},{"$f":"VLOOKUP(D:D,OFFSET('B. PoF Adj Factor Scoring'!$E$5:$F$282,,MATCH(I$4,'B. PoF Adj Factor Scoring'!$E$3:$N$3,0)-1),2,TRUE)","v":0},{"$f":"VLOOKUP(E:E,OFFSET('B. PoF Adj Factor Scoring'!$E$5:$F$282,,MATCH(J$4,'B. PoF Adj Factor Scoring'!$E$3:$N$3,0)-1),2,TRUE)","v":0},{"$f":"VLOOKUP(F:F,OFFSET('B. PoF Adj Factor Scoring'!$E$5:$F$282,,MATCH(K$4,'B. PoF Adj Factor Scoring'!$E$3:$N$3,0)-1),2,TRUE)","v":0}]
[424,"XLPE",{"$f":"'A. Population Info'!H429","v":0},{"$f":"'A. Population Info'!I429","v":0},{"$f":"'A. Population Info'!J429","v":0},{"$f":"'A. Population Info'!K429","v":0},{"$f":"VLOOKUP(B:B,OFFSET('B. PoF Adj Factor Scoring'!$E$5:$F$282,,MATCH(G$4,'B. PoF Adj Factor Scoring'!$E$3:$N$3,0)-1),2,TRUE)","v":1},{"$f":"VLOOKUP(C:C,OFFSET('B. PoF Adj Factor Scoring'!$E$5:$F$282,,MATCH(H$4,'B. PoF Adj Factor Scoring'!$E$3:$N$3,0)-1),2,TRUE)","v":0},{"$f":"VLOOKUP(D:D,OFFSET('B. PoF Adj Factor Scoring'!$E$5:$F$282,,MATCH(I$4,'B. PoF Adj Factor Scoring'!$E$3:$N$3,0)-1),2,TRUE)","v":0},{"$f":"VLOOKUP(E:E,OFFSET('B. PoF Adj Factor Scoring'!$E$5:$F$282,,MATCH(J$4,'B. PoF Adj Factor Scoring'!$E$3:$N$3,0)-1),2,TRUE)","v":0},{"$f":"VLOOKUP(F:F,OFFSET('B. PoF Adj Factor Scoring'!$E$5:$F$282,,MATCH(K$4,'B. PoF Adj Factor Scoring'!$E$3:$N$3,0)-1),2,TRUE)","v":0}]
[425,"XLPE",{"$f":"'A. Population Info'!H430","v":0},{"$f":"'A. Population Info'!I430","v":0},{"$f":"'A. Population Info'!J430","v":0},{"$f":"'A. Population Info'!K430","v":0},{"$f":"VLOOKUP(B:B,OFFSET('B. PoF Adj Factor Scoring'!$E$5:$F$282,,MATCH(G$4,'B. PoF Adj Factor Scoring'!$E$3:$N$3,0)-1),2,TRUE)","v":1},{"$f":"VLOOKUP(C:C,OFFSET('B. PoF Adj Factor Scoring'!$E$5:$F$282,,MATCH(H$4,'B. PoF Adj Factor Scoring'!$E$3:$N$3,0)-1),2,TRUE)","v":0},{"$f":"VLOOKUP(D:D,OFFSET('B. PoF Adj Factor Scoring'!$E$5:$F$282,,MATCH(I$4,'B. PoF Adj Factor Scoring'!$E$3:$N$3,0)-1),2,TRUE)","v":0},{"$f":"VLOOKUP(E:E,OFFSET('B. PoF Adj Factor Scoring'!$E$5:$F$282,,MATCH(J$4,'B. PoF Adj Factor Scoring'!$E$3:$N$3,0)-1),2,TRUE)","v":0},{"$f":"VLOOKUP(F:F,OFFSET('B. PoF Adj Factor Scoring'!$E$5:$F$282,,MATCH(K$4,'B. PoF Adj Factor Scoring'!$E$3:$N$3,0)-1),2,TRUE)","v":0}]
[426,"XLPE",{"$f":"'A. Population Info'!H431","v":0},{"$f":"'A. Population Info'!I431","v":0},{"$f":"'A. Population Info'!J431","v":0},{"$f":"'A. Population Info'!K431","v":0},{"$f":"VLOOKUP(B:B,OFFSET('B. PoF Adj Factor Scoring'!$E$5:$F$282,,MATCH(G$4,'B. PoF Adj Factor Scoring'!$E$3:$N$3,0)-1),2,TRUE)","v":1},{"$f":"VLOOKUP(C:C,OFFSET('B. PoF Adj Factor Scoring'!$E$5:$F$282,,MATCH(H$4,'B. PoF Adj Factor Scoring'!$E$3:$N$3,0)-1),2,TRUE)","v":0},{"$f":"VLOOKUP(D:D,OFFSET('B. PoF Adj Factor Scoring'!$E$5:$F$282,,MATCH(I$4,'B. PoF Adj Factor Scoring'!$E$3:$N$3,0)-1),2,TRUE)","v":0},{"$f":"VLOOKUP(E:E,OFFSET('B. PoF Adj Factor Scoring'!$E$5:$F$282,,MATCH(J$4,'B. PoF Adj Factor Scoring'!$E$3:$N$3,0)-1),2,TRUE)","v":0},{"$f":"VLOOKUP(F:F,OFFSET('B. PoF Adj Factor Scoring'!$E$5:$F$282,,MATCH(K$4,'B. PoF Adj Factor Scoring'!$E$3:$N$3,0)-1),2,TRUE)","v":0}]
[427,"XLPE",{"$f":"'A. Population Info'!H432","v":0},{"$f":"'A. Population Info'!I432","v":0},{"$f":"'A. Population Info'!J432","v":0},{"$f":"'A. Population Info'!K432","v":0},{"$f":"VLOOKUP(B:B,OFFSET('B. PoF Adj Factor Scoring'!$E$5:$F$282,,MATCH(G$4,'B. PoF Adj Factor Scoring'!$E$3:$N$3,0)-1),2,TRUE)","v":1},{"$f":"VLOOKUP(C:C,OFFSET('B. PoF Adj Factor Scoring'!$E$5:$F$282,,MATCH(H$4,'B. PoF Adj Factor Scoring'!$E$3:$N$3,0)-1),2,TRUE)","v":0},{"$f":"VLOOKUP(D:D,OFFSET('B. PoF Adj Factor Scoring'!$E$5:$F$282,,MATCH(I$4,'B. PoF Adj Factor Scoring'!$E$3:$N$3,0)-1),2,TRUE)","v":0},{"$f":"VLOOKUP(E:E,OFFSET('B. PoF Adj Factor Scoring'!$E$5:$F$282,,MATCH(J$4,'B. PoF Adj Factor Scoring'!$E$3:$N$3,0)-1),2,TRUE)","v":0},{"$f":"VLOOKUP(F:F,OFFSET('B. PoF Adj Factor Scoring'!$E$5:$F$282,,MATCH(K$4,'B. PoF Adj Factor Scoring'!$E$3:$N$3,0)-1),2,TRUE)","v":0}]
[428,"XLPE",{"$f":"'A. Population Info'!H433","v":0},{"$f":"'A. Population Info'!I433","v":0},{"$f":"'A. Population Info'!J433","v":0},{"$f":"'A. Population Info'!K433","v":0},{"$f":"VLOOKUP(B:B,OFFSET('B. PoF Adj Factor Scoring'!$E$5:$F$282,,MATCH(G$4,'B. PoF Adj Factor Scoring'!$E$3:$N$3,0)-1),2,TRUE)","v":1},{"$f":"VLOOKUP(C:C,OFFSET('B. PoF Adj Factor Scoring'!$E$5:$F$282,,MATCH(H$4,'B. PoF Adj Factor Scoring'!$E$3:$N$3,0)-1),2,TRUE)","v":0},{"$f":"VLOOKUP(D:D,OFFSET('B. PoF Adj Factor Scoring'!$E$5:$F$282,,MATCH(I$4,'B. PoF Adj Factor Scoring'!$E$3:$N$3,0)-1),2,TRUE)","v":0},{"$f":"VLOOKUP(E:E,OFFSET('B. PoF Adj Factor Scoring'!$E$5:$F$282,,MATCH(J$4,'B. PoF Adj Factor Scoring'!$E$3:$N$3,0)-1),2,TRUE)","v":0},{"$f":"VLOOKUP(F:F,OFFSET('B. PoF Adj Factor Scoring'!$E$5:$F$282,,MATCH(K$4,'B. PoF Adj Factor Scoring'!$E$3:$N$3,0)-1),2,TRUE)","v":0}]
[429,"XLPE",{"$f":"'A. Population Info'!H434","v":0},{"$f":"'A. Population Info'!I434","v":0},{"$f":"'A. Population Info'!J434","v":0},{"$f":"'A. Population Info'!K434","v":0},{"$f":"VLOOKUP(B:B,OFFSET('B. PoF Adj Factor Scoring'!$E$5:$F$282,,MATCH(G$4,'B. PoF Adj Factor Scoring'!$E$3:$N$3,0)-1),2,TRUE)","v":1},{"$f":"VLOOKUP(C:C,OFFSET('B. PoF Adj Factor Scoring'!$E$5:$F$282,,MATCH(H$4,'B. PoF Adj Factor Scoring'!$E$3:$N$3,0)-1),2,TRUE)","v":0},{"$f":"VLOOKUP(D:D,OFFSET('B. PoF Adj Factor Scoring'!$E$5:$F$282,,MATCH(I$4,'B. PoF Adj Factor Scoring'!$E$3:$N$3,0)-1),2,TRUE)","v":0},{"$f":"VLOOKUP(E:E,OFFSET('B. PoF Adj Factor Scoring'!$E$5:$F$282,,MATCH(J$4,'B. PoF Adj Factor Scoring'!$E$3:$N$3,0)-1),2,TRUE)","v":0},{"$f":"VLOOKUP(F:F,OFFSET('B. PoF Adj Factor Scoring'!$E$5:$F$282,,MATCH(K$4,'B. PoF Adj Factor Scoring'!$E$3:$N$3,0)-1),2,TRUE)","v":0}]
[430,"XLPE",{"$f":"'A. Population Info'!H435","v":0},{"$f":"'A. Population Info'!I435","v":0},{"$f":"'A. Population Info'!J435","v":0},{"$f":"'A. Population Info'!K435","v":0},{"$f":"VLOOKUP(B:B,OFFSET('B. PoF Adj Factor Scoring'!$E$5:$F$282,,MATCH(G$4,'B. PoF Adj Factor Scoring'!$E$3:$N$3,0)-1),2,TRUE)","v":1},{"$f":"VLOOKUP(C:C,OFFSET('B. PoF Adj Factor Scoring'!$E$5:$F$282,,MATCH(H$4,'B. PoF Adj Factor Scoring'!$E$3:$N$3,0)-1),2,TRUE)","v":0},{"$f":"VLOOKUP(D:D,OFFSET('B. PoF Adj Factor Scoring'!$E$5:$F$282,,MATCH(I$4,'B. PoF Adj Factor Scoring'!$E$3:$N$3,0)-1),2,TRUE)","v":0},{"$f":"VLOOKUP(E:E,OFFSET('B. PoF Adj Factor Scoring'!$E$5:$F$282,,MATCH(J$4,'B. PoF Adj Factor Scoring'!$E$3:$N$3,0)-1),2,TRUE)","v":0},{"$f":"VLOOKUP(F:F,OFFSET('B. PoF Adj Factor Scoring'!$E$5:$F$282,,MATCH(K$4,'B. PoF Adj Factor Scoring'!$E$3:$N$3,0)-1),2,TRUE)","v":0}]
[431,"XLPE",{"$f":"'A. Population Info'!H436","v":0},{"$f":"'A. Population Info'!I436","v":0},{"$f":"'A. Population Info'!J436","v":0},{"$f":"'A. Population Info'!K436","v":0},{"$f":"VLOOKUP(B:B,OFFSET('B. PoF Adj Factor Scoring'!$E$5:$F$282,,MATCH(G$4,'B. PoF Adj Factor Scoring'!$E$3:$N$3,0)-1),2,TRUE)","v":1},{"$f":"VLOOKUP(C:C,OFFSET('B. PoF Adj Factor Scoring'!$E$5:$F$282,,MATCH(H$4,'B. PoF Adj Factor Scoring'!$E$3:$N$3,0)-1),2,TRUE)","v":0},{"$f":"VLOOKUP(D:D,OFFSET('B. PoF Adj Factor Scoring'!$E$5:$F$282,,MATCH(I$4,'B. PoF Adj Factor Scoring'!$E$3:$N$3,0)-1),2,TRUE)","v":0},{"$f":"VLOOKUP(E:E,OFFSET('B. PoF Adj Factor Scoring'!$E$5:$F$282,,MATCH(J$4,'B. PoF Adj Factor Scoring'!$E$3:$N$3,0)-1),2,TRUE)","v":0},{"$f":"VLOOKUP(F:F,OFFSET('B. PoF Adj Factor Scoring'!$E$5:$F$282,,MATCH(K$4,'B. PoF Adj Factor Scoring'!$E$3:$N$3,0)-1),2,TRUE)","v":0}]
[432,"XLPE",{"$f":"'A. Population Info'!H437","v":0},{"$f":"'A. Population Info'!I437","v":0},{"$f":"'A. Population Info'!J437","v":0},{"$f":"'A. Population Info'!K437","v":0},{"$f":"VLOOKUP(B:B,OFFSET('B. PoF Adj Factor Scoring'!$E$5:$F$282,,MATCH(G$4,'B. PoF Adj Factor Scoring'!$E$3:$N$3,0)-1),2,TRUE)","v":1},{"$f":"VLOOKUP(C:C,OFFSET('B. PoF Adj Factor Scoring'!$E$5:$F$282,,MATCH(H$4,'B. PoF Adj Factor Scoring'!$E$3:$N$3,0)-1),2,TRUE)","v":0},{"$f":"VLOOKUP(D:D,OFFSET('B. PoF Adj Factor Scoring'!$E$5:$F$282,,MATCH(I$4,'B. PoF Adj Factor Scoring'!$E$3:$N$3,0)-1),2,TRUE)","v":0},{"$f":"VLOOKUP(E:E,OFFSET('B. PoF Adj Factor Scoring'!$E$5:$F$282,,MATCH(J$4,'B. PoF Adj Factor Scoring'!$E$3:$N$3,0)-1),2,TRUE)","v":0},{"$f":"VLOOKUP(F:F,OFFSET('B. PoF Adj Factor Scoring'!$E$5:$F$282,,MATCH(K$4,'B. PoF Adj Factor Scoring'!$E$3:$N$3,0)-1),2,TRUE)","v":0}]
[433,"XLPE",{"$f":"'A. Population Info'!H438","v":0},{"$f":"'A. Population Info'!I438","v":0},{"$f":"'A. Population Info'!J438","v":0},{"$f":"'A. Population Info'!K438","v":0},{"$f":"VLOOKUP(B:B,OFFSET('B. PoF Adj Factor Scoring'!$E$5:$F$282,,MATCH(G$4,'B. PoF Adj Factor Scoring'!$E$3:$N$3,0)-1),2,TRUE)","v":1},{"$f":"VLOOKUP(C:C,OFFSET('B. PoF Adj Factor Scoring'!$E$5:$F$282,,MATCH(H$4,'B. PoF Adj Factor Scoring'!$E$3:$N$3,0)-1),2,TRUE)","v":0},{"$f":"VLOOKUP(D:D,OFFSET('B. PoF Adj Factor Scoring'!$E$5:$F$282,,MATCH(I$4,'B. PoF Adj Factor Scoring'!$E$3:$N$3,0)-1),2,TRUE)","v":0},{"$f":"VLOOKUP(E:E,OFFSET('B. PoF Adj Factor Scoring'!$E$5:$F$282,,MATCH(J$4,'B. PoF Adj Factor Scoring'!$E$3:$N$3,0)-1),2,TRUE)","v":0},{"$f":"VLOOKUP(F:F,OFFSET('B. PoF Adj Factor Scoring'!$E$5:$F$282,,MATCH(K$4,'B. PoF Adj Factor Scoring'!$E$3:$N$3,0)-1),2,TRUE)","v":0}]
[434,"XLPE",{"$f":"'A. Population Info'!H439","v":0},{"$f":"'A. Population Info'!I439","v":0},{"$f":"'A. Population Info'!J439","v":0},{"$f":"'A. Population Info'!K439","v":0},{"$f":"VLOOKUP(B:B,OFFSET('B. PoF Adj Factor Scoring'!$E$5:$F$282,,MATCH(G$4,'B. PoF Adj Factor Scoring'!$E$3:$N$3,0)-1),2,TRUE)","v":1},{"$f":"VLOOKUP(C:C,OFFSET('B. PoF Adj Factor Scoring'!$E$5:$F$282,,MATCH(H$4,'B. PoF Adj Factor Scoring'!$E$3:$N$3,0)-1),2,TRUE)","v":0},{"$f":"VLOOKUP(D:D,OFFSET('B. PoF Adj Factor Scoring'!$E$5:$F$282,,MATCH(I$4,'B. PoF Adj Factor Scoring'!$E$3:$N$3,0)-1),2,TRUE)","v":0},{"$f":"VLOOKUP(E:E,OFFSET('B. PoF Adj Factor Scoring'!$E$5:$F$282,,MATCH(J$4,'B. PoF Adj Factor Scoring'!$E$3:$N$3,0)-1),2,TRUE)","v":0},{"$f":"VLOOKUP(F:F,OFFSET('B. PoF Adj Factor Scoring'!$E$5:$F$282,,MATCH(K$4,'B. PoF Adj Factor Scoring'!$E$3:$N$3,0)-1),2,TRUE)","v":0}]
[435,"XLPE",{"$f":"'A. Population Info'!H440","v":0},{"$f":"'A. Population Info'!I440","v":0},{"$f":"'A. Population Info'!J440","v":0},{"$f":"'A. Population Info'!K440","v":0},{"$f":"VLOOKUP(B:B,OFFSET('B. PoF Adj Factor Scoring'!$E$5:$F$282,,MATCH(G$4,'B. PoF Adj Factor Scoring'!$E$3:$N$3,0)-1),2,TRUE)","v":1},{"$f":"VLOOKUP(C:C,OFFSET('B. PoF Adj Factor Scoring'!$E$5:$F$282,,MATCH(H$4,'B. PoF Adj Factor Scoring'!$E$3:$N$3,0)-1),2,TRUE)","v":0},{"$f":"VLOOKUP(D:D,OFFSET('B. PoF Adj Factor Scoring'!$E$5:$F$282,,MATCH(I$4,'B. PoF Adj Factor Scoring'!$E$3:$N$3,0)-1),2,TRUE)","v":0},{"$f":"VLOOKUP(E:E,OFFSET('B. PoF Adj Factor Scoring'!$E$5:$F$282,,MATCH(J$4,'B. PoF Adj Factor Scoring'!$E$3:$N$3,0)-1),2,TRUE)","v":0},{"$f":"VLOOKUP(F:F,OFFSET('B. PoF Adj Factor Scoring'!$E$5:$F$282,,MATCH(K$4,'B. PoF Adj Factor Scoring'!$E$3:$N$3,0)-1),2,TRUE)","v":0}]
[436,"XLPE",{"$f":"'A. Population Info'!H441","v":0},{"$f":"'A. Population Info'!I441","v":0},{"$f":"'A. Population Info'!J441","v":0},{"$f":"'A. Population Info'!K441","v":0},{"$f":"VLOOKUP(B:B,OFFSET('B. PoF Adj Factor Scoring'!$E$5:$F$282,,MATCH(G$4,'B. PoF Adj Factor Scoring'!$E$3:$N$3,0)-1),2,TRUE)","v":1},{"$f":"VLOOKUP(C:C,OFFSET('B. PoF Adj Factor Scoring'!$E$5:$F$282,,MATCH(H$4,'B. PoF Adj Factor Scoring'!$E$3:$N$3,0)-1),2,TRUE)","v":0},{"$f":"VLOOKUP(D:D,OFFSET('B. PoF Adj Factor Scoring'!$E$5:$F$282,,MATCH(I$4,'B. PoF Adj Factor Scoring'!$E$3:$N$3,0)-1),2,TRUE)","v":0},{"$f":"VLOOKUP(E:E,OFFSET('B. PoF Adj Factor Scoring'!$E$5:$F$282,,MATCH(J$4,'B. PoF Adj Factor Scoring'!$E$3:$N$3,0)-1),2,TRUE)","v":0},{"$f":"VLOOKUP(F:F,OFFSET('B. PoF Adj Factor Scoring'!$E$5:$F$282,,MATCH(K$4,'B. PoF Adj Factor Scoring'!$E$3:$N$3,0)-1),2,TRUE)","v":0}]
[437,"XLPE",{"$f":"'A. Population Info'!H442","v":0},{"$f":"'A. Population Info'!I442","v":0},{"$f":"'A. Population Info'!J442","v":0},{"$f":"'A. Population Info'!K442","v":0},{"$f":"VLOOKUP(B:B,OFFSET('B. PoF Adj Factor Scoring'!$E$5:$F$282,,MATCH(G$4,'B. PoF Adj Factor Scoring'!$E$3:$N$3,0)-1),2,TRUE)","v":1},{"$f":"VLOOKUP(C:C,OFFSET('B. PoF Adj Factor Scoring'!$E$5:$F$282,,MATCH(H$4,'B. PoF Adj Factor Scoring'!$E$3:$N$3,0)-1),2,TRUE)","v":0},{"$f":"VLOOKUP(D:D,OFFSET('B. PoF Adj Factor Scoring'!$E$5:$F$282,,MATCH(I$4,'B. PoF Adj Factor Scoring'!$E$3:$N$3,0)-1),2,TRUE)","v":0},{"$f":"VLOOKUP(E:E,OFFSET('B. PoF Adj Factor Scoring'!$E$5:$F$282,,MATCH(J$4,'B. PoF Adj Factor Scoring'!$E$3:$N$3,0)-1),2,TRUE)","v":0},{"$f":"VLOOKUP(F:F,OFFSET('B. PoF Adj Factor Scoring'!$E$5:$F$282,,MATCH(K$4,'B. PoF Adj Factor Scoring'!$E$3:$N$3,0)-1),2,TRUE)","v":0}]
[438,"XLPE",{"$f":"'A. Population Info'!H443","v":0},{"$f":"'A. Population Info'!I443","v":0},{"$f":"'A. Population Info'!J443","v":0},{"$f":"'A. Population Info'!K443","v":0},{"$f":"VLOOKUP(B:B,OFFSET('B. PoF Adj Factor Scoring'!$E$5:$F$282,,MATCH(G$4,'B. PoF Adj Factor Scoring'!$E$3:$N$3,0)-1),2,TRUE)","v":1},{"$f":"VLOOKUP(C:C,OFFSET('B. PoF Adj Factor Scoring'!$E$5:$F$282,,MATCH(H$4,'B. PoF Adj Factor Scoring'!$E$3:$N$3,0)-1),2,TRUE)","v":0},{"$f":"VLOOKUP(D:D,OFFSET('B. PoF Adj Factor Scoring'!$E$5:$F$282,,MATCH(I$4,'B. PoF Adj Factor Scoring'!$E$3:$N$3,0)-1),2,TRUE)","v":0},{"$f":"VLOOKUP(E:E,OFFSET('B. PoF Adj Factor Scoring'!$E$5:$F$282,,MATCH(J$4,'B. PoF Adj Factor Scoring'!$E$3:$N$3,0)-1),2,TRUE)","v":0},{"$f":"VLOOKUP(F:F,OFFSET('B. PoF Adj Factor Scoring'!$E$5:$F$282,,MATCH(K$4,'B. PoF Adj Factor Scoring'!$E$3:$N$3,0)-1),2,TRUE)","v":0}]
[439,"XLPE",{"$f":"'A. Population Info'!H444","v":0},{"$f":"'A. Population Info'!I444","v":0},{"$f":"'A. Population Info'!J444","v":0},{"$f":"'A. Population Info'!K444","v":0},{"$f":"VLOOKUP(B:B,OFFSET('B. PoF Adj Factor Scoring'!$E$5:$F$282,,MATCH(G$4,'B. PoF Adj Factor Scoring'!$E$3:$N$3,0)-1),2,TRUE)","v":1},{"$f":"VLOOKUP(C:C,OFFSET('B. PoF Adj Factor Scoring'!$E$5:$F$282,,MATCH(H$4,'B. PoF Adj Factor Scoring'!$E$3:$N$3,0)-1),2,TRUE)","v":0},{"$f":"VLOOKUP(D:D,OFFSET('B. PoF Adj Factor Scoring'!$E$5:$F$282,,MATCH(I$4,'B. PoF Adj Factor Scoring'!$E$3:$N$3,0)-1),2,TRUE)","v":0},{"$f":"VLOOKUP(E:E,OFFSET('B. PoF Adj Factor Scoring'!$E$5:$F$282,,MATCH(J$4,'B. PoF Adj Factor Scoring'!$E$3:$N$3,0)-1),2,TRUE)","v":0},{"$f":"VLOOKUP(F:F,OFFSET('B. PoF Adj Factor Scoring'!$E$5:$F$282,,MATCH(K$4,'B. PoF Adj Factor Scoring'!$E$3:$N$3,0)-1),2,TRUE)","v":0}]
[440,"XLPE",{"$f":"'A. Population Info'!H445","v":0},{"$f":"'A. Population Info'!I445","v":0},{"$f":"'A. Population Info'!J445","v":0},{"$f":"'A. Population Info'!K445","v":0},{"$f":"VLOOKUP(B:B,OFFSET('B. PoF Adj Factor Scoring'!$E$5:$F$282,,MATCH(G$4,'B. PoF Adj Factor Scoring'!$E$3:$N$3,0)-1),2,TRUE)","v":1},{"$f":"VLOOKUP(C:C,OFFSET('B. PoF Adj Factor Scoring'!$E$5:$F$282,,MATCH(H$4,'B. PoF Adj Factor Scoring'!$E$3:$N$3,0)-1),2,TRUE)","v":0},{"$f":"VLOOKUP(D:D,OFFSET('B. PoF Adj Factor Scoring'!$E$5:$F$282,,MATCH(I$4,'B. PoF Adj Factor Scoring'!$E$3:$N$3,0)-1),2,TRUE)","v":0},{"$f":"VLOOKUP(E:E,OFFSET('B. PoF Adj Factor Scoring'!$E$5:$F$282,,MATCH(J$4,'B. PoF Adj Factor Scoring'!$E$3:$N$3,0)-1),2,TRUE)","v":0},{"$f":"VLOOKUP(F:F,OFFSET('B. PoF Adj Factor Scoring'!$E$5:$F$282,,MATCH(K$4,'B. PoF Adj Factor Scoring'!$E$3:$N$3,0)-1),2,TRUE)","v":0}]
[441,"XLPE",{"$f":"'A. Population Info'!H446","v":0},{"$f":"'A. Population Info'!I446","v":0},{"$f":"'A. Population Info'!J446","v":0},{"$f":"'A. Population Info'!K446","v":0},{"$f":"VLOOKUP(B:B,OFFSET('B. PoF Adj Factor Scoring'!$E$5:$F$282,,MATCH(G$4,'B. PoF Adj Factor Scoring'!$E$3:$N$3,0)-1),2,TRUE)","v":1},{"$f":"VLOOKUP(C:C,OFFSET('B. PoF Adj Factor Scoring'!$E$5:$F$282,,MATCH(H$4,'B. PoF Adj Factor Scoring'!$E$3:$N$3,0)-1),2,TRUE)","v":0},{"$f":"VLOOKUP(D:D,OFFSET('B. PoF Adj Factor Scoring'!$E$5:$F$282,,MATCH(I$4,'B. PoF Adj Factor Scoring'!$E$3:$N$3,0)-1),2,TRUE)","v":0},{"$f":"VLOOKUP(E:E,OFFSET('B. PoF Adj Factor Scoring'!$E$5:$F$282,,MATCH(J$4,'B. PoF Adj Factor Scoring'!$E$3:$N$3,0)-1),2,TRUE)","v":0},{"$f":"VLOOKUP(F:F,OFFSET('B. PoF Adj Factor Scoring'!$E$5:$F$282,,MATCH(K$4,'B. PoF Adj Factor Scoring'!$E$3:$N$3,0)-1),2,TRUE)","v":0}]
[442,"XLPE",{"$f":"'A. Population Info'!H447","v":0},{"$f":"'A. Population Info'!I447","v":0},{"$f":"'A. Population Info'!J447","v":0},{"$f":"'A. Population Info'!K447","v":0},{"$f":"VLOOKUP(B:B,OFFSET('B. PoF Adj Factor Scoring'!$E$5:$F$282,,MATCH(G$4,'B. PoF Adj Factor Scoring'!$E$3:$N$3,0)-1),2,TRUE)","v":1},{"$f":"VLOOKUP(C:C,OFFSET('B. PoF Adj Factor Scoring'!$E$5:$F$282,,MATCH(H$4,'B. PoF Adj Factor Scoring'!$E$3:$N$3,0)-1),2,TRUE)","v":0},{"$f":"VLOOKUP(D:D,OFFSET('B. PoF Adj Factor Scoring'!$E$5:$F$282,,MATCH(I$4,'B. PoF Adj Factor Scoring'!$E$3:$N$3,0)-1),2,TRUE)","v":0},{"$f":"VLOOKUP(E:E,OFFSET('B. PoF Adj Factor Scoring'!$E$5:$F$282,,MATCH(J$4,'B. PoF Adj Factor Scoring'!$E$3:$N$3,0)-1),2,TRUE)","v":0},{"$f":"VLOOKUP(F:F,OFFSET('B. PoF Adj Factor Scoring'!$E$5:$F$282,,MATCH(K$4,'B. PoF Adj Factor Scoring'!$E$3:$N$3,0)-1),2,TRUE)","v":0}]
[443,"XLPE",{"$f":"'A. Population Info'!H448","v":0},{"$f":"'A. Population Info'!I448","v":0},{"$f":"'A. Population Info'!J448","v":0},{"$f":"'A. Population Info'!K448","v":0},{"$f":"VLOOKUP(B:B,OFFSET('B. PoF Adj Factor Scoring'!$E$5:$F$282,,MATCH(G$4,'B. PoF Adj Factor Scoring'!$E$3:$N$3,0)-1),2,TRUE)","v":1},{"$f":"VLOOKUP(C:C,OFFSET('B. PoF Adj Factor Scoring'!$E$5:$F$282,,MATCH(H$4,'B. PoF Adj Factor Scoring'!$E$3:$N$3,0)-1),2,TRUE)","v":0},{"$f":"VLOOKUP(D:D,OFFSET('B. PoF Adj Factor Scoring'!$E$5:$F$282,,MATCH(I$4,'B. PoF Adj Factor Scoring'!$E$3:$N$3,0)-1),2,TRUE)","v":0},{"$f":"VLOOKUP(E:E,OFFSET('B. PoF Adj Factor Scoring'!$E$5:$F$282,,MATCH(J$4,'B. PoF Adj Factor Scoring'!$E$3:$N$3,0)-1),2,TRUE)","v":0},{"$f":"VLOOKUP(F:F,OFFSET('B. PoF Adj Factor Scoring'!$E$5:$F$282,,MATCH(K$4,'B. PoF Adj Factor Scoring'!$E$3:$N$3,0)-1),2,TRUE)","v":0}]
[444,"XLPE",{"$f":"'A. Population Info'!H449","v":0},{"$f":"'A. Population Info'!I449","v":0},{"$f":"'A. Population Info'!J449","v":0},{"$f":"'A. Population Info'!K449","v":0},{"$f":"VLOOKUP(B:B,OFFSET('B. PoF Adj Factor Scoring'!$E$5:$F$282,,MATCH(G$4,'B. PoF Adj Factor Scoring'!$E$3:$N$3,0)-1),2,TRUE)","v":1},{"$f":"VLOOKUP(C:C,OFFSET('B. PoF Adj Factor Scoring'!$E$5:$F$282,,MATCH(H$4,'B. PoF Adj Factor Scoring'!$E$3:$N$3,0)-1),2,TRUE)","v":0},{"$f":"VLOOKUP(D:D,OFFSET('B. PoF Adj Factor Scoring'!$E$5:$F$282,,MATCH(I$4,'B. PoF Adj Factor Scoring'!$E$3:$N$3,0)-1),2,TRUE)","v":0},{"$f":"VLOOKUP(E:E,OFFSET('B. PoF Adj Factor Scoring'!$E$5:$F$282,,MATCH(J$4,'B. PoF Adj Factor Scoring'!$E$3:$N$3,0)-1),2,TRUE)","v":0},{"$f":"VLOOKUP(F:F,OFFSET('B. PoF Adj Factor Scoring'!$E$5:$F$282,,MATCH(K$4,'B. PoF Adj Factor Scoring'!$E$3:$N$3,0)-1),2,TRUE)","v":0}]
[445,"XLPE",{"$f":"'A. Population Info'!H450","v":0},{"$f":"'A. Population Info'!I450","v":0},{"$f":"'A. Population Info'!J450","v":0},{"$f":"'A. Population Info'!K450","v":0},{"$f":"VLOOKUP(B:B,OFFSET('B. PoF Adj Factor Scoring'!$E$5:$F$282,,MATCH(G$4,'B. PoF Adj Factor Scoring'!$E$3:$N$3,0)-1),2,TRUE)","v":1},{"$f":"VLOOKUP(C:C,OFFSET('B. PoF Adj Factor Scoring'!$E$5:$F$282,,MATCH(H$4,'B. PoF Adj Factor Scoring'!$E$3:$N$3,0)-1),2,TRUE)","v":0},{"$f":"VLOOKUP(D:D,OFFSET('B. PoF Adj Factor Scoring'!$E$5:$F$282,,MATCH(I$4,'B. PoF Adj Factor Scoring'!$E$3:$N$3,0)-1),2,TRUE)","v":0},{"$f":"VLOOKUP(E:E,OFFSET('B. PoF Adj Factor Scoring'!$E$5:$F$282,,MATCH(J$4,'B. PoF Adj Factor Scoring'!$E$3:$N$3,0)-1),2,TRUE)","v":0},{"$f":"VLOOKUP(F:F,OFFSET('B. PoF Adj Factor Scoring'!$E$5:$F$282,,MATCH(K$4,'B. PoF Adj Factor Scoring'!$E$3:$N$3,0)-1),2,TRUE)","v":0}]
[446,"XLPE",{"$f":"'A. Population Info'!H451","v":0},{"$f":"'A. Population Info'!I451","v":0},{"$f":"'A. Population Info'!J451","v":0},{"$f":"'A. Population Info'!K451","v":0},{"$f":"VLOOKUP(B:B,OFFSET('B. PoF Adj Factor Scoring'!$E$5:$F$282,,MATCH(G$4,'B. PoF Adj Factor Scoring'!$E$3:$N$3,0)-1),2,TRUE)","v":1},{"$f":"VLOOKUP(C:C,OFFSET('B. PoF Adj Factor Scoring'!$E$5:$F$282,,MATCH(H$4,'B. PoF Adj Factor Scoring'!$E$3:$N$3,0)-1),2,TRUE)","v":0},{"$f":"VLOOKUP(D:D,OFFSET('B. PoF Adj Factor Scoring'!$E$5:$F$282,,MATCH(I$4,'B. PoF Adj Factor Scoring'!$E$3:$N$3,0)-1),2,TRUE)","v":0},{"$f":"VLOOKUP(E:E,OFFSET('B. PoF Adj Factor Scoring'!$E$5:$F$282,,MATCH(J$4,'B. PoF Adj Factor Scoring'!$E$3:$N$3,0)-1),2,TRUE)","v":0},{"$f":"VLOOKUP(F:F,OFFSET('B. PoF Adj Factor Scoring'!$E$5:$F$282,,MATCH(K$4,'B. PoF Adj Factor Scoring'!$E$3:$N$3,0)-1),2,TRUE)","v":0}]
[447,"XLPE",{"$f":"'A. Population Info'!H452","v":0},{"$f":"'A. Population Info'!I452","v":0},{"$f":"'A. Population Info'!J452","v":0},{"$f":"'A. Population Info'!K452","v":0},{"$f":"VLOOKUP(B:B,OFFSET('B. PoF Adj Factor Scoring'!$E$5:$F$282,,MATCH(G$4,'B. PoF Adj Factor Scoring'!$E$3:$N$3,0)-1),2,TRUE)","v":1},{"$f":"VLOOKUP(C:C,OFFSET('B. PoF Adj Factor Scoring'!$E$5:$F$282,,MATCH(H$4,'B. PoF Adj Factor Scoring'!$E$3:$N$3,0)-1),2,TRUE)","v":0},{"$f":"VLOOKUP(D:D,OFFSET('B. PoF Adj Factor Scoring'!$E$5:$F$282,,MATCH(I$4,'B. PoF Adj Factor Scoring'!$E$3:$N$3,0)-1),2,TRUE)","v":0},{"$f":"VLOOKUP(E:E,OFFSET('B. PoF Adj Factor Scoring'!$E$5:$F$282,,MATCH(J$4,'B. PoF Adj Factor Scoring'!$E$3:$N$3,0)-1),2,TRUE)","v":0},{"$f":"VLOOKUP(F:F,OFFSET('B. PoF Adj Factor Scoring'!$E$5:$F$282,,MATCH(K$4,'B. PoF Adj Factor Scoring'!$E$3:$N$3,0)-1),2,TRUE)","v":0}]
[448,"XLPE",{"$f":"'A. Population Info'!H453","v":0},{"$f":"'A. Population Info'!I453","v":0},{"$f":"'A. Population Info'!J453","v":0},{"$f":"'A. Population Info'!K453","v":0},{"$f":"VLOOKUP(B:B,OFFSET('B. PoF Adj Factor Scoring'!$E$5:$F$282,,MATCH(G$4,'B. PoF Adj Factor Scoring'!$E$3:$N$3,0)-1),2,TRUE)","v":1},{"$f":"VLOOKUP(C:C,OFFSET('B. PoF Adj Factor Scoring'!$E$5:$F$282,,MATCH(H$4,'B. PoF Adj Factor Scoring'!$E$3:$N$3,0)-1),2,TRUE)","v":0},{"$f":"VLOOKUP(D:D,OFFSET('B. PoF Adj Factor Scoring'!$E$5:$F$282,,MATCH(I$4,'B. PoF Adj Factor Scoring'!$E$3:$N$3,0)-1),2,TRUE)","v":0},{"$f":"VLOOKUP(E:E,OFFSET('B. PoF Adj Factor Scoring'!$E$5:$F$282,,MATCH(J$4,'B. PoF Adj Factor Scoring'!$E$3:$N$3,0)-1),2,TRUE)","v":0},{"$f":"VLOOKUP(F:F,OFFSET('B. PoF Adj Factor Scoring'!$E$5:$F$282,,MATCH(K$4,'B. PoF Adj Factor Scoring'!$E$3:$N$3,0)-1),2,TRUE)","v":0}]
[449,"XLPE",{"$f":"'A. Population Info'!H454","v":0},{"$f":"'A. Population Info'!I454","v":0},{"$f":"'A. Population Info'!J454","v":0},{"$f":"'A. Population Info'!K454","v":0},{"$f":"VLOOKUP(B:B,OFFSET('B. PoF Adj Factor Scoring'!$E$5:$F$282,,MATCH(G$4,'B. PoF Adj Factor Scoring'!$E$3:$N$3,0)-1),2,TRUE)","v":1},{"$f":"VLOOKUP(C:C,OFFSET('B. PoF Adj Factor Scoring'!$E$5:$F$282,,MATCH(H$4,'B. PoF Adj Factor Scoring'!$E$3:$N$3,0)-1),2,TRUE)","v":0},{"$f":"VLOOKUP(D:D,OFFSET('B. PoF Adj Factor Scoring'!$E$5:$F$282,,MATCH(I$4,'B. PoF Adj Factor Scoring'!$E$3:$N$3,0)-1),2,TRUE)","v":0},{"$f":"VLOOKUP(E:E,OFFSET('B. PoF Adj Factor Scoring'!$E$5:$F$282,,MATCH(J$4,'B. PoF Adj Factor Scoring'!$E$3:$N$3,0)-1),2,TRUE)","v":0},{"$f":"VLOOKUP(F:F,OFFSET('B. PoF Adj Factor Scoring'!$E$5:$F$282,,MATCH(K$4,'B. PoF Adj Factor Scoring'!$E$3:$N$3,0)-1),2,TRUE)","v":0}]
[450,"XLPE",{"$f":"'A. Population Info'!H455","v":0},{"$f":"'A. Population Info'!I455","v":0},{"$f":"'A. Population Info'!J455","v":0},{"$f":"'A. Population Info'!K455","v":0},{"$f":"VLOOKUP(B:B,OFFSET('B. PoF Adj Factor Scoring'!$E$5:$F$282,,MATCH(G$4,'B. PoF Adj Factor Scoring'!$E$3:$N$3,0)-1),2,TRUE)","v":1},{"$f":"VLOOKUP(C:C,OFFSET('B. PoF Adj Factor Scoring'!$E$5:$F$282,,MATCH(H$4,'B. PoF Adj Factor Scoring'!$E$3:$N$3,0)-1),2,TRUE)","v":0},{"$f":"VLOOKUP(D:D,OFFSET('B. PoF Adj Factor Scoring'!$E$5:$F$282,,MATCH(I$4,'B. PoF Adj Factor Scoring'!$E$3:$N$3,0)-1),2,TRUE)","v":0},{"$f":"VLOOKUP(E:E,OFFSET('B. PoF Adj Factor Scoring'!$E$5:$F$282,,MATCH(J$4,'B. PoF Adj Factor Scoring'!$E$3:$N$3,0)-1),2,TRUE)","v":0},{"$f":"VLOOKUP(F:F,OFFSET('B. PoF Adj Factor Scoring'!$E$5:$F$282,,MATCH(K$4,'B. PoF Adj Factor Scoring'!$E$3:$N$3,0)-1),2,TRUE)","v":0}]
[451,"XLPE",{"$f":"'A. Population Info'!H456","v":0},{"$f":"'A. Population Info'!I456","v":0},{"$f":"'A. Population Info'!J456","v":0},{"$f":"'A. Population Info'!K456","v":0},{"$f":"VLOOKUP(B:B,OFFSET('B. PoF Adj Factor Scoring'!$E$5:$F$282,,MATCH(G$4,'B. PoF Adj Factor Scoring'!$E$3:$N$3,0)-1),2,TRUE)","v":1},{"$f":"VLOOKUP(C:C,OFFSET('B. PoF Adj Factor Scoring'!$E$5:$F$282,,MATCH(H$4,'B. PoF Adj Factor Scoring'!$E$3:$N$3,0)-1),2,TRUE)","v":0},{"$f":"VLOOKUP(D:D,OFFSET('B. PoF Adj Factor Scoring'!$E$5:$F$282,,MATCH(I$4,'B. PoF Adj Factor Scoring'!$E$3:$N$3,0)-1),2,TRUE)","v":0},{"$f":"VLOOKUP(E:E,OFFSET('B. PoF Adj Factor Scoring'!$E$5:$F$282,,MATCH(J$4,'B. PoF Adj Factor Scoring'!$E$3:$N$3,0)-1),2,TRUE)","v":0},{"$f":"VLOOKUP(F:F,OFFSET('B. PoF Adj Factor Scoring'!$E$5:$F$282,,MATCH(K$4,'B. PoF Adj Factor Scoring'!$E$3:$N$3,0)-1),2,TRUE)","v":0}]
[452,"XLPE",{"$f":"'A. Population Info'!H457","v":0},{"$f":"'A. Population Info'!I457","v":0},{"$f":"'A. Population Info'!J457","v":0},{"$f":"'A. Population Info'!K457","v":0},{"$f":"VLOOKUP(B:B,OFFSET('B. PoF Adj Factor Scoring'!$E$5:$F$282,,MATCH(G$4,'B. PoF Adj Factor Scoring'!$E$3:$N$3,0)-1),2,TRUE)","v":1},{"$f":"VLOOKUP(C:C,OFFSET('B. PoF Adj Factor Scoring'!$E$5:$F$282,,MATCH(H$4,'B. PoF Adj Factor Scoring'!$E$3:$N$3,0)-1),2,TRUE)","v":0},{"$f":"VLOOKUP(D:D,OFFSET('B. PoF Adj Factor Scoring'!$E$5:$F$282,,MATCH(I$4,'B. PoF Adj Factor Scoring'!$E$3:$N$3,0)-1),2,TRUE)","v":0},{"$f":"VLOOKUP(E:E,OFFSET('B. PoF Adj Factor Scoring'!$E$5:$F$282,,MATCH(J$4,'B. PoF Adj Factor Scoring'!$E$3:$N$3,0)-1),2,TRUE)","v":0},{"$f":"VLOOKUP(F:F,OFFSET('B. PoF Adj Factor Scoring'!$E$5:$F$282,,MATCH(K$4,'B. PoF Adj Factor Scoring'!$E$3:$N$3,0)-1),2,TRUE)","v":0}]
[453,"XLPE",{"$f":"'A. Population Info'!H458","v":0},{"$f":"'A. Population Info'!I458","v":0},{"$f":"'A. Population Info'!J458","v":0},{"$f":"'A. Population Info'!K458","v":0},{"$f":"VLOOKUP(B:B,OFFSET('B. PoF Adj Factor Scoring'!$E$5:$F$282,,MATCH(G$4,'B. PoF Adj Factor Scoring'!$E$3:$N$3,0)-1),2,TRUE)","v":1},{"$f":"VLOOKUP(C:C,OFFSET('B. PoF Adj Factor Scoring'!$E$5:$F$282,,MATCH(H$4,'B. PoF Adj Factor Scoring'!$E$3:$N$3,0)-1),2,TRUE)","v":0},{"$f":"VLOOKUP(D:D,OFFSET('B. PoF Adj Factor Scoring'!$E$5:$F$282,,MATCH(I$4,'B. PoF Adj Factor Scoring'!$E$3:$N$3,0)-1),2,TRUE)","v":0},{"$f":"VLOOKUP(E:E,OFFSET('B. PoF Adj Factor Scoring'!$E$5:$F$282,,MATCH(J$4,'B. PoF Adj Factor Scoring'!$E$3:$N$3,0)-1),2,TRUE)","v":0},{"$f":"VLOOKUP(F:F,OFFSET('B. PoF Adj Factor Scoring'!$E$5:$F$282,,MATCH(K$4,'B. PoF Adj Factor Scoring'!$E$3:$N$3,0)-1),2,TRUE)","v":0}]
[454,"XLPE",{"$f":"'A. Population Info'!H459","v":0},{"$f":"'A. Population Info'!I459","v":0},{"$f":"'A. Population Info'!J459","v":0},{"$f":"'A. Population Info'!K459","v":0},{"$f":"VLOOKUP(B:B,OFFSET('B. PoF Adj Factor Scoring'!$E$5:$F$282,,MATCH(G$4,'B. PoF Adj Factor Scoring'!$E$3:$N$3,0)-1),2,TRUE)","v":1},{"$f":"VLOOKUP(C:C,OFFSET('B. PoF Adj Factor Scoring'!$E$5:$F$282,,MATCH(H$4,'B. PoF Adj Factor Scoring'!$E$3:$N$3,0)-1),2,TRUE)","v":0},{"$f":"VLOOKUP(D:D,OFFSET('B. PoF Adj Factor Scoring'!$E$5:$F$282,,MATCH(I$4,'B. PoF Adj Factor Scoring'!$E$3:$N$3,0)-1),2,TRUE)","v":0},{"$f":"VLOOKUP(E:E,OFFSET('B. PoF Adj Factor Scoring'!$E$5:$F$282,,MATCH(J$4,'B. PoF Adj Factor Scoring'!$E$3:$N$3,0)-1),2,TRUE)","v":0},{"$f":"VLOOKUP(F:F,OFFSET('B. PoF Adj Factor Scoring'!$E$5:$F$282,,MATCH(K$4,'B. PoF Adj Factor Scoring'!$E$3:$N$3,0)-1),2,TRUE)","v":0}]
[455,"XLPE",{"$f":"'A. Population Info'!H460","v":0},{"$f":"'A. Population Info'!I460","v":0},{"$f":"'A. Population Info'!J460","v":0},{"$f":"'A. Population Info'!K460","v":0},{"$f":"VLOOKUP(B:B,OFFSET('B. PoF Adj Factor Scoring'!$E$5:$F$282,,MATCH(G$4,'B. PoF Adj Factor Scoring'!$E$3:$N$3,0)-1),2,TRUE)","v":1},{"$f":"VLOOKUP(C:C,OFFSET('B. PoF Adj Factor Scoring'!$E$5:$F$282,,MATCH(H$4,'B. PoF Adj Factor Scoring'!$E$3:$N$3,0)-1),2,TRUE)","v":0},{"$f":"VLOOKUP(D:D,OFFSET('B. PoF Adj Factor Scoring'!$E$5:$F$282,,MATCH(I$4,'B. PoF Adj Factor Scoring'!$E$3:$N$3,0)-1),2,TRUE)","v":0},{"$f":"VLOOKUP(E:E,OFFSET('B. PoF Adj Factor Scoring'!$E$5:$F$282,,MATCH(J$4,'B. PoF Adj Factor Scoring'!$E$3:$N$3,0)-1),2,TRUE)","v":0},{"$f":"VLOOKUP(F:F,OFFSET('B. PoF Adj Factor Scoring'!$E$5:$F$282,,MATCH(K$4,'B. PoF Adj Factor Scoring'!$E$3:$N$3,0)-1),2,TRUE)","v":0}]
[456,"XLPE",{"$f":"'A. Population Info'!H461","v":0},{"$f":"'A. Population Info'!I461","v":0},{"$f":"'A. Population Info'!J461","v":0},{"$f":"'A. Population Info'!K461","v":0},{"$f":"VLOOKUP(B:B,OFFSET('B. PoF Adj Factor Scoring'!$E$5:$F$282,,MATCH(G$4,'B. PoF Adj Factor Scoring'!$E$3:$N$3,0)-1),2,TRUE)","v":1},{"$f":"VLOOKUP(C:C,OFFSET('B. PoF Adj Factor Scoring'!$E$5:$F$282,,MATCH(H$4,'B. PoF Adj Factor Scoring'!$E$3:$N$3,0)-1),2,TRUE)","v":0},{"$f":"VLOOKUP(D:D,OFFSET('B. PoF Adj Factor Scoring'!$E$5:$F$282,,MATCH(I$4,'B. PoF Adj Factor Scoring'!$E$3:$N$3,0)-1),2,TRUE)","v":0},{"$f":"VLOOKUP(E:E,OFFSET('B. PoF Adj Factor Scoring'!$E$5:$F$282,,MATCH(J$4,'B. PoF Adj Factor Scoring'!$E$3:$N$3,0)-1),2,TRUE)","v":0},{"$f":"VLOOKUP(F:F,OFFSET('B. PoF Adj Factor Scoring'!$E$5:$F$282,,MATCH(K$4,'B. PoF Adj Factor Scoring'!$E$3:$N$3,0)-1),2,TRUE)","v":0}]
[457,"XLPE",{"$f":"'A. Population Info'!H462","v":0},{"$f":"'A. Population Info'!I462","v":0},{"$f":"'A. Population Info'!J462","v":0},{"$f":"'A. Population Info'!K462","v":0},{"$f":"VLOOKUP(B:B,OFFSET('B. PoF Adj Factor Scoring'!$E$5:$F$282,,MATCH(G$4,'B. PoF Adj Factor Scoring'!$E$3:$N$3,0)-1),2,TRUE)","v":1},{"$f":"VLOOKUP(C:C,OFFSET('B. PoF Adj Factor Scoring'!$E$5:$F$282,,MATCH(H$4,'B. PoF Adj Factor Scoring'!$E$3:$N$3,0)-1),2,TRUE)","v":0},{"$f":"VLOOKUP(D:D,OFFSET('B. PoF Adj Factor Scoring'!$E$5:$F$282,,MATCH(I$4,'B. PoF Adj Factor Scoring'!$E$3:$N$3,0)-1),2,TRUE)","v":0},{"$f":"VLOOKUP(E:E,OFFSET('B. PoF Adj Factor Scoring'!$E$5:$F$282,,MATCH(J$4,'B. PoF Adj Factor Scoring'!$E$3:$N$3,0)-1),2,TRUE)","v":0},{"$f":"VLOOKUP(F:F,OFFSET('B. PoF Adj Factor Scoring'!$E$5:$F$282,,MATCH(K$4,'B. PoF Adj Factor Scoring'!$E$3:$N$3,0)-1),2,TRUE)","v":0}]
[458,"XLPE",{"$f":"'A. Population Info'!H463","v":0},{"$f":"'A. Population Info'!I463","v":0},{"$f":"'A. Population Info'!J463","v":0},{"$f":"'A. Population Info'!K463","v":0},{"$f":"VLOOKUP(B:B,OFFSET('B. PoF Adj Factor Scoring'!$E$5:$F$282,,MATCH(G$4,'B. PoF Adj Factor Scoring'!$E$3:$N$3,0)-1),2,TRUE)","v":1},{"$f":"VLOOKUP(C:C,OFFSET('B. PoF Adj Factor Scoring'!$E$5:$F$282,,MATCH(H$4,'B. PoF Adj Factor Scoring'!$E$3:$N$3,0)-1),2,TRUE)","v":0},{"$f":"VLOOKUP(D:D,OFFSET('B. PoF Adj Factor Scoring'!$E$5:$F$282,,MATCH(I$4,'B. PoF Adj Factor Scoring'!$E$3:$N$3,0)-1),2,TRUE)","v":0},{"$f":"VLOOKUP(E:E,OFFSET('B. PoF Adj Factor Scoring'!$E$5:$F$282,,MATCH(J$4,'B. PoF Adj Factor Scoring'!$E$3:$N$3,0)-1),2,TRUE)","v":0},{"$f":"VLOOKUP(F:F,OFFSET('B. PoF Adj Factor Scoring'!$E$5:$F$282,,MATCH(K$4,'B. PoF Adj Factor Scoring'!$E$3:$N$3,0)-1),2,TRUE)","v":0}]
[459,"XLPE",{"$f":"'A. Population Info'!H464","v":0},{"$f":"'A. Population Info'!I464","v":0},{"$f":"'A. Population Info'!J464","v":0},{"$f":"'A. Population Info'!K464","v":0},{"$f":"VLOOKUP(B:B,OFFSET('B. PoF Adj Factor Scoring'!$E$5:$F$282,,MATCH(G$4,'B. PoF Adj Factor Scoring'!$E$3:$N$3,0)-1),2,TRUE)","v":1},{"$f":"VLOOKUP(C:C,OFFSET('B. PoF Adj Factor Scoring'!$E$5:$F$282,,MATCH(H$4,'B. PoF Adj Factor Scoring'!$E$3:$N$3,0)-1),2,TRUE)","v":0},{"$f":"VLOOKUP(D:D,OFFSET('B. PoF Adj Factor Scoring'!$E$5:$F$282,,MATCH(I$4,'B. PoF Adj Factor Scoring'!$E$3:$N$3,0)-1),2,TRUE)","v":0},{"$f":"VLOOKUP(E:E,OFFSET('B. PoF Adj Factor Scoring'!$E$5:$F$282,,MATCH(J$4,'B. PoF Adj Factor Scoring'!$E$3:$N$3,0)-1),2,TRUE)","v":0},{"$f":"VLOOKUP(F:F,OFFSET('B. PoF Adj Factor Scoring'!$E$5:$F$282,,MATCH(K$4,'B. PoF Adj Factor Scoring'!$E$3:$N$3,0)-1),2,TRUE)","v":0}]
[460,"XLPE",{"$f":"'A. Population Info'!H465","v":0},{"$f":"'A. Population Info'!I465","v":0},{"$f":"'A. Population Info'!J465","v":0},{"$f":"'A. Population Info'!K465","v":0},{"$f":"VLOOKUP(B:B,OFFSET('B. PoF Adj Factor Scoring'!$E$5:$F$282,,MATCH(G$4,'B. PoF Adj Factor Scoring'!$E$3:$N$3,0)-1),2,TRUE)","v":1},{"$f":"VLOOKUP(C:C,OFFSET('B. PoF Adj Factor Scoring'!$E$5:$F$282,,MATCH(H$4,'B. PoF Adj Factor Scoring'!$E$3:$N$3,0)-1),2,TRUE)","v":0},{"$f":"VLOOKUP(D:D,OFFSET('B. PoF Adj Factor Scoring'!$E$5:$F$282,,MATCH(I$4,'B. PoF Adj Factor Scoring'!$E$3:$N$3,0)-1),2,TRUE)","v":0},{"$f":"VLOOKUP(E:E,OFFSET('B. PoF Adj Factor Scoring'!$E$5:$F$282,,MATCH(J$4,'B. PoF Adj Factor Scoring'!$E$3:$N$3,0)-1),2,TRUE)","v":0},{"$f":"VLOOKUP(F:F,OFFSET('B. PoF Adj Factor Scoring'!$E$5:$F$282,,MATCH(K$4,'B. PoF Adj Factor Scoring'!$E$3:$N$3,0)-1),2,TRUE)","v":0}]
[461,"XLPE",{"$f":"'A. Population Info'!H466","v":0},{"$f":"'A. Population Info'!I466","v":0},{"$f":"'A. Population Info'!J466","v":0},{"$f":"'A. Population Info'!K466","v":0},{"$f":"VLOOKUP(B:B,OFFSET('B. PoF Adj Factor Scoring'!$E$5:$F$282,,MATCH(G$4,'B. PoF Adj Factor Scoring'!$E$3:$N$3,0)-1),2,TRUE)","v":1},{"$f":"VLOOKUP(C:C,OFFSET('B. PoF Adj Factor Scoring'!$E$5:$F$282,,MATCH(H$4,'B. PoF Adj Factor Scoring'!$E$3:$N$3,0)-1),2,TRUE)","v":0},{"$f":"VLOOKUP(D:D,OFFSET('B. PoF Adj Factor Scoring'!$E$5:$F$282,,MATCH(I$4,'B. PoF Adj Factor Scoring'!$E$3:$N$3,0)-1),2,TRUE)","v":0},{"$f":"VLOOKUP(E:E,OFFSET('B. PoF Adj Factor Scoring'!$E$5:$F$282,,MATCH(J$4,'B. PoF Adj Factor Scoring'!$E$3:$N$3,0)-1),2,TRUE)","v":0},{"$f":"VLOOKUP(F:F,OFFSET('B. PoF Adj Factor Scoring'!$E$5:$F$282,,MATCH(K$4,'B. PoF Adj Factor Scoring'!$E$3:$N$3,0)-1),2,TRUE)","v":0}]
[462,"XLPE",{"$f":"'A. Population Info'!H467","v":0},{"$f":"'A. Population Info'!I467","v":0},{"$f":"'A. Population Info'!J467","v":0},{"$f":"'A. Population Info'!K467","v":0},{"$f":"VLOOKUP(B:B,OFFSET('B. PoF Adj Factor Scoring'!$E$5:$F$282,,MATCH(G$4,'B. PoF Adj Factor Scoring'!$E$3:$N$3,0)-1),2,TRUE)","v":1},{"$f":"VLOOKUP(C:C,OFFSET('B. PoF Adj Factor Scoring'!$E$5:$F$282,,MATCH(H$4,'B. PoF Adj Factor Scoring'!$E$3:$N$3,0)-1),2,TRUE)","v":0},{"$f":"VLOOKUP(D:D,OFFSET('B. PoF Adj Factor Scoring'!$E$5:$F$282,,MATCH(I$4,'B. PoF Adj Factor Scoring'!$E$3:$N$3,0)-1),2,TRUE)","v":0},{"$f":"VLOOKUP(E:E,OFFSET('B. PoF Adj Factor Scoring'!$E$5:$F$282,,MATCH(J$4,'B. PoF Adj Factor Scoring'!$E$3:$N$3,0)-1),2,TRUE)","v":0},{"$f":"VLOOKUP(F:F,OFFSET('B. PoF Adj Factor Scoring'!$E$5:$F$282,,MATCH(K$4,'B. PoF Adj Factor Scoring'!$E$3:$N$3,0)-1),2,TRUE)","v":0}]
[463,"XLPE",{"$f":"'A. Population Info'!H468","v":0},{"$f":"'A. Population Info'!I468","v":0},{"$f":"'A. Population Info'!J468","v":0},{"$f":"'A. Population Info'!K468","v":0},{"$f":"VLOOKUP(B:B,OFFSET('B. PoF Adj Factor Scoring'!$E$5:$F$282,,MATCH(G$4,'B. PoF Adj Factor Scoring'!$E$3:$N$3,0)-1),2,TRUE)","v":1},{"$f":"VLOOKUP(C:C,OFFSET('B. PoF Adj Factor Scoring'!$E$5:$F$282,,MATCH(H$4,'B. PoF Adj Factor Scoring'!$E$3:$N$3,0)-1),2,TRUE)","v":0},{"$f":"VLOOKUP(D:D,OFFSET('B. PoF Adj Factor Scoring'!$E$5:$F$282,,MATCH(I$4,'B. PoF Adj Factor Scoring'!$E$3:$N$3,0)-1),2,TRUE)","v":0},{"$f":"VLOOKUP(E:E,OFFSET('B. PoF Adj Factor Scoring'!$E$5:$F$282,,MATCH(J$4,'B. PoF Adj Factor Scoring'!$E$3:$N$3,0)-1),2,TRUE)","v":0},{"$f":"VLOOKUP(F:F,OFFSET('B. PoF Adj Factor Scoring'!$E$5:$F$282,,MATCH(K$4,'B. PoF Adj Factor Scoring'!$E$3:$N$3,0)-1),2,TRUE)","v":0}]
[464,"XLPE",{"$f":"'A. Population Info'!H469","v":0},{"$f":"'A. Population Info'!I469","v":0},{"$f":"'A. Population Info'!J469","v":0},{"$f":"'A. Population Info'!K469","v":0},{"$f":"VLOOKUP(B:B,OFFSET('B. PoF Adj Factor Scoring'!$E$5:$F$282,,MATCH(G$4,'B. PoF Adj Factor Scoring'!$E$3:$N$3,0)-1),2,TRUE)","v":1},{"$f":"VLOOKUP(C:C,OFFSET('B. PoF Adj Factor Scoring'!$E$5:$F$282,,MATCH(H$4,'B. PoF Adj Factor Scoring'!$E$3:$N$3,0)-1),2,TRUE)","v":0},{"$f":"VLOOKUP(D:D,OFFSET('B. PoF Adj Factor Scoring'!$E$5:$F$282,,MATCH(I$4,'B. PoF Adj Factor Scoring'!$E$3:$N$3,0)-1),2,TRUE)","v":0},{"$f":"VLOOKUP(E:E,OFFSET('B. PoF Adj Factor Scoring'!$E$5:$F$282,,MATCH(J$4,'B. PoF Adj Factor Scoring'!$E$3:$N$3,0)-1),2,TRUE)","v":0},{"$f":"VLOOKUP(F:F,OFFSET('B. PoF Adj Factor Scoring'!$E$5:$F$282,,MATCH(K$4,'B. PoF Adj Factor Scoring'!$E$3:$N$3,0)-1),2,TRUE)","v":0}]
[465,"XLPE",{"$f":"'A. Population Info'!H470","v":0},{"$f":"'A. Population Info'!I470","v":0},{"$f":"'A. Population Info'!J470","v":0},{"$f":"'A. Population Info'!K470","v":0},{"$f":"VLOOKUP(B:B,OFFSET('B. PoF Adj Factor Scoring'!$E$5:$F$282,,MATCH(G$4,'B. PoF Adj Factor Scoring'!$E$3:$N$3,0)-1),2,TRUE)","v":1},{"$f":"VLOOKUP(C:C,OFFSET('B. PoF Adj Factor Scoring'!$E$5:$F$282,,MATCH(H$4,'B. PoF Adj Factor Scoring'!$E$3:$N$3,0)-1),2,TRUE)","v":0},{"$f":"VLOOKUP(D:D,OFFSET('B. PoF Adj Factor Scoring'!$E$5:$F$282,,MATCH(I$4,'B. PoF Adj Factor Scoring'!$E$3:$N$3,0)-1),2,TRUE)","v":0},{"$f":"VLOOKUP(E:E,OFFSET('B. PoF Adj Factor Scoring'!$E$5:$F$282,,MATCH(J$4,'B. PoF Adj Factor Scoring'!$E$3:$N$3,0)-1),2,TRUE)","v":0},{"$f":"VLOOKUP(F:F,OFFSET('B. PoF Adj Factor Scoring'!$E$5:$F$282,,MATCH(K$4,'B. PoF Adj Factor Scoring'!$E$3:$N$3,0)-1),2,TRUE)","v":0}]
[466,"XLPE",{"$f":"'A. Population Info'!H471","v":0},{"$f":"'A. Population Info'!I471","v":0},{"$f":"'A. Population Info'!J471","v":0},{"$f":"'A. Population Info'!K471","v":0},{"$f":"VLOOKUP(B:B,OFFSET('B. PoF Adj Factor Scoring'!$E$5:$F$282,,MATCH(G$4,'B. PoF Adj Factor Scoring'!$E$3:$N$3,0)-1),2,TRUE)","v":1},{"$f":"VLOOKUP(C:C,OFFSET('B. PoF Adj Factor Scoring'!$E$5:$F$282,,MATCH(H$4,'B. PoF Adj Factor Scoring'!$E$3:$N$3,0)-1),2,TRUE)","v":0},{"$f":"VLOOKUP(D:D,OFFSET('B. PoF Adj Factor Scoring'!$E$5:$F$282,,MATCH(I$4,'B. PoF Adj Factor Scoring'!$E$3:$N$3,0)-1),2,TRUE)","v":0},{"$f":"VLOOKUP(E:E,OFFSET('B. PoF Adj Factor Scoring'!$E$5:$F$282,,MATCH(J$4,'B. PoF Adj Factor Scoring'!$E$3:$N$3,0)-1),2,TRUE)","v":0},{"$f":"VLOOKUP(F:F,OFFSET('B. PoF Adj Factor Scoring'!$E$5:$F$282,,MATCH(K$4,'B. PoF Adj Factor Scoring'!$E$3:$N$3,0)-1),2,TRUE)","v":0}]
[467,"XLPE",{"$f":"'A. Population Info'!H472","v":0},{"$f":"'A. Population Info'!I472","v":0},{"$f":"'A. Population Info'!J472","v":0},{"$f":"'A. Population Info'!K472","v":0},{"$f":"VLOOKUP(B:B,OFFSET('B. PoF Adj Factor Scoring'!$E$5:$F$282,,MATCH(G$4,'B. PoF Adj Factor Scoring'!$E$3:$N$3,0)-1),2,TRUE)","v":1},{"$f":"VLOOKUP(C:C,OFFSET('B. PoF Adj Factor Scoring'!$E$5:$F$282,,MATCH(H$4,'B. PoF Adj Factor Scoring'!$E$3:$N$3,0)-1),2,TRUE)","v":0},{"$f":"VLOOKUP(D:D,OFFSET('B. PoF Adj Factor Scoring'!$E$5:$F$282,,MATCH(I$4,'B. PoF Adj Factor Scoring'!$E$3:$N$3,0)-1),2,TRUE)","v":0},{"$f":"VLOOKUP(E:E,OFFSET('B. PoF Adj Factor Scoring'!$E$5:$F$282,,MATCH(J$4,'B. PoF Adj Factor Scoring'!$E$3:$N$3,0)-1),2,TRUE)","v":0},{"$f":"VLOOKUP(F:F,OFFSET('B. PoF Adj Factor Scoring'!$E$5:$F$282,,MATCH(K$4,'B. PoF Adj Factor Scoring'!$E$3:$N$3,0)-1),2,TRUE)","v":0}]
[468,"XLPE",{"$f":"'A. Population Info'!H473","v":0},{"$f":"'A. Population Info'!I473","v":0},{"$f":"'A. Population Info'!J473","v":0},{"$f":"'A. Population Info'!K473","v":0},{"$f":"VLOOKUP(B:B,OFFSET('B. PoF Adj Factor Scoring'!$E$5:$F$282,,MATCH(G$4,'B. PoF Adj Factor Scoring'!$E$3:$N$3,0)-1),2,TRUE)","v":1},{"$f":"VLOOKUP(C:C,OFFSET('B. PoF Adj Factor Scoring'!$E$5:$F$282,,MATCH(H$4,'B. PoF Adj Factor Scoring'!$E$3:$N$3,0)-1),2,TRUE)","v":0},{"$f":"VLOOKUP(D:D,OFFSET('B. PoF Adj Factor Scoring'!$E$5:$F$282,,MATCH(I$4,'B. PoF Adj Factor Scoring'!$E$3:$N$3,0)-1),2,TRUE)","v":0},{"$f":"VLOOKUP(E:E,OFFSET('B. PoF Adj Factor Scoring'!$E$5:$F$282,,MATCH(J$4,'B. PoF Adj Factor Scoring'!$E$3:$N$3,0)-1),2,TRUE)","v":0},{"$f":"VLOOKUP(F:F,OFFSET('B. PoF Adj Factor Scoring'!$E$5:$F$282,,MATCH(K$4,'B. PoF Adj Factor Scoring'!$E$3:$N$3,0)-1),2,TRUE)","v":0}]
[469,"XLPE",{"$f":"'A. Population Info'!H474","v":0},{"$f":"'A. Population Info'!I474","v":0},{"$f":"'A. Population Info'!J474","v":0},{"$f":"'A. Population Info'!K474","v":0},{"$f":"VLOOKUP(B:B,OFFSET('B. PoF Adj Factor Scoring'!$E$5:$F$282,,MATCH(G$4,'B. PoF Adj Factor Scoring'!$E$3:$N$3,0)-1),2,TRUE)","v":1},{"$f":"VLOOKUP(C:C,OFFSET('B. PoF Adj Factor Scoring'!$E$5:$F$282,,MATCH(H$4,'B. PoF Adj Factor Scoring'!$E$3:$N$3,0)-1),2,TRUE)","v":0},{"$f":"VLOOKUP(D:D,OFFSET('B. PoF Adj Factor Scoring'!$E$5:$F$282,,MATCH(I$4,'B. PoF Adj Factor Scoring'!$E$3:$N$3,0)-1),2,TRUE)","v":0},{"$f":"VLOOKUP(E:E,OFFSET('B. PoF Adj Factor Scoring'!$E$5:$F$282,,MATCH(J$4,'B. PoF Adj Factor Scoring'!$E$3:$N$3,0)-1),2,TRUE)","v":0},{"$f":"VLOOKUP(F:F,OFFSET('B. PoF Adj Factor Scoring'!$E$5:$F$282,,MATCH(K$4,'B. PoF Adj Factor Scoring'!$E$3:$N$3,0)-1),2,TRUE)","v":0}]
[470,"XLPE",{"$f":"'A. Population Info'!H475","v":0},{"$f":"'A. Population Info'!I475","v":0},{"$f":"'A. Population Info'!J475","v":0},{"$f":"'A. Population Info'!K475","v":0},{"$f":"VLOOKUP(B:B,OFFSET('B. PoF Adj Factor Scoring'!$E$5:$F$282,,MATCH(G$4,'B. PoF Adj Factor Scoring'!$E$3:$N$3,0)-1),2,TRUE)","v":1},{"$f":"VLOOKUP(C:C,OFFSET('B. PoF Adj Factor Scoring'!$E$5:$F$282,,MATCH(H$4,'B. PoF Adj Factor Scoring'!$E$3:$N$3,0)-1),2,TRUE)","v":0},{"$f":"VLOOKUP(D:D,OFFSET('B. PoF Adj Factor Scoring'!$E$5:$F$282,,MATCH(I$4,'B. PoF Adj Factor Scoring'!$E$3:$N$3,0)-1),2,TRUE)","v":0},{"$f":"VLOOKUP(E:E,OFFSET('B. PoF Adj Factor Scoring'!$E$5:$F$282,,MATCH(J$4,'B. PoF Adj Factor Scoring'!$E$3:$N$3,0)-1),2,TRUE)","v":0},{"$f":"VLOOKUP(F:F,OFFSET('B. PoF Adj Factor Scoring'!$E$5:$F$282,,MATCH(K$4,'B. PoF Adj Factor Scoring'!$E$3:$N$3,0)-1),2,TRUE)","v":0}]
[471,"XLPE",{"$f":"'A. Population Info'!H476","v":0},{"$f":"'A. Population Info'!I476","v":0},{"$f":"'A. Population Info'!J476","v":0},{"$f":"'A. Population Info'!K476","v":0},{"$f":"VLOOKUP(B:B,OFFSET('B. PoF Adj Factor Scoring'!$E$5:$F$282,,MATCH(G$4,'B. PoF Adj Factor Scoring'!$E$3:$N$3,0)-1),2,TRUE)","v":1},{"$f":"VLOOKUP(C:C,OFFSET('B. PoF Adj Factor Scoring'!$E$5:$F$282,,MATCH(H$4,'B. PoF Adj Factor Scoring'!$E$3:$N$3,0)-1),2,TRUE)","v":0},{"$f":"VLOOKUP(D:D,OFFSET('B. PoF Adj Factor Scoring'!$E$5:$F$282,,MATCH(I$4,'B. PoF Adj Factor Scoring'!$E$3:$N$3,0)-1),2,TRUE)","v":0},{"$f":"VLOOKUP(E:E,OFFSET('B. PoF Adj Factor Scoring'!$E$5:$F$282,,MATCH(J$4,'B. PoF Adj Factor Scoring'!$E$3:$N$3,0)-1),2,TRUE)","v":0},{"$f":"VLOOKUP(F:F,OFFSET('B. PoF Adj Factor Scoring'!$E$5:$F$282,,MATCH(K$4,'B. PoF Adj Factor Scoring'!$E$3:$N$3,0)-1),2,TRUE)","v":0}]
[472,"XLPE",{"$f":"'A. Population Info'!H477","v":0},{"$f":"'A. Population Info'!I477","v":0},{"$f":"'A. Population Info'!J477","v":0},{"$f":"'A. Population Info'!K477","v":0},{"$f":"VLOOKUP(B:B,OFFSET('B. PoF Adj Factor Scoring'!$E$5:$F$282,,MATCH(G$4,'B. PoF Adj Factor Scoring'!$E$3:$N$3,0)-1),2,TRUE)","v":1},{"$f":"VLOOKUP(C:C,OFFSET('B. PoF Adj Factor Scoring'!$E$5:$F$282,,MATCH(H$4,'B. PoF Adj Factor Scoring'!$E$3:$N$3,0)-1),2,TRUE)","v":0},{"$f":"VLOOKUP(D:D,OFFSET('B. PoF Adj Factor Scoring'!$E$5:$F$282,,MATCH(I$4,'B. PoF Adj Factor Scoring'!$E$3:$N$3,0)-1),2,TRUE)","v":0},{"$f":"VLOOKUP(E:E,OFFSET('B. PoF Adj Factor Scoring'!$E$5:$F$282,,MATCH(J$4,'B. PoF Adj Factor Scoring'!$E$3:$N$3,0)-1),2,TRUE)","v":0},{"$f":"VLOOKUP(F:F,OFFSET('B. PoF Adj Factor Scoring'!$E$5:$F$282,,MATCH(K$4,'B. PoF Adj Factor Scoring'!$E$3:$N$3,0)-1),2,TRUE)","v":0}]
[473,"XLPE",{"$f":"'A. Population Info'!H478","v":0},{"$f":"'A. Population Info'!I478","v":0},{"$f":"'A. Population Info'!J478","v":0},{"$f":"'A. Population Info'!K478","v":0},{"$f":"VLOOKUP(B:B,OFFSET('B. PoF Adj Factor Scoring'!$E$5:$F$282,,MATCH(G$4,'B. PoF Adj Factor Scoring'!$E$3:$N$3,0)-1),2,TRUE)","v":1},{"$f":"VLOOKUP(C:C,OFFSET('B. PoF Adj Factor Scoring'!$E$5:$F$282,,MATCH(H$4,'B. PoF Adj Factor Scoring'!$E$3:$N$3,0)-1),2,TRUE)","v":0},{"$f":"VLOOKUP(D:D,OFFSET('B. PoF Adj Factor Scoring'!$E$5:$F$282,,MATCH(I$4,'B. PoF Adj Factor Scoring'!$E$3:$N$3,0)-1),2,TRUE)","v":0},{"$f":"VLOOKUP(E:E,OFFSET('B. PoF Adj Factor Scoring'!$E$5:$F$282,,MATCH(J$4,'B. PoF Adj Factor Scoring'!$E$3:$N$3,0)-1),2,TRUE)","v":0},{"$f":"VLOOKUP(F:F,OFFSET('B. PoF Adj Factor Scoring'!$E$5:$F$282,,MATCH(K$4,'B. PoF Adj Factor Scoring'!$E$3:$N$3,0)-1),2,TRUE)","v":0}]
[474,"XLPE",{"$f":"'A. Population Info'!H479","v":0},{"$f":"'A. Population Info'!I479","v":0},{"$f":"'A. Population Info'!J479","v":0},{"$f":"'A. Population Info'!K479","v":0},{"$f":"VLOOKUP(B:B,OFFSET('B. PoF Adj Factor Scoring'!$E$5:$F$282,,MATCH(G$4,'B. PoF Adj Factor Scoring'!$E$3:$N$3,0)-1),2,TRUE)","v":1},{"$f":"VLOOKUP(C:C,OFFSET('B. PoF Adj Factor Scoring'!$E$5:$F$282,,MATCH(H$4,'B. PoF Adj Factor Scoring'!$E$3:$N$3,0)-1),2,TRUE)","v":0},{"$f":"VLOOKUP(D:D,OFFSET('B. PoF Adj Factor Scoring'!$E$5:$F$282,,MATCH(I$4,'B. PoF Adj Factor Scoring'!$E$3:$N$3,0)-1),2,TRUE)","v":0},{"$f":"VLOOKUP(E:E,OFFSET('B. PoF Adj Factor Scoring'!$E$5:$F$282,,MATCH(J$4,'B. PoF Adj Factor Scoring'!$E$3:$N$3,0)-1),2,TRUE)","v":0},{"$f":"VLOOKUP(F:F,OFFSET('B. PoF Adj Factor Scoring'!$E$5:$F$282,,MATCH(K$4,'B. PoF Adj Factor Scoring'!$E$3:$N$3,0)-1),2,TRUE)","v":0}]
[475,"XLPE",{"$f":"'A. Population Info'!H480","v":0},{"$f":"'A. Population Info'!I480","v":0},{"$f":"'A. Population Info'!J480","v":0},{"$f":"'A. Population Info'!K480","v":0},{"$f":"VLOOKUP(B:B,OFFSET('B. PoF Adj Factor Scoring'!$E$5:$F$282,,MATCH(G$4,'B. PoF Adj Factor Scoring'!$E$3:$N$3,0)-1),2,TRUE)","v":1},{"$f":"VLOOKUP(C:C,OFFSET('B. PoF Adj Factor Scoring'!$E$5:$F$282,,MATCH(H$4,'B. PoF Adj Factor Scoring'!$E$3:$N$3,0)-1),2,TRUE)","v":0},{"$f":"VLOOKUP(D:D,OFFSET('B. PoF Adj Factor Scoring'!$E$5:$F$282,,MATCH(I$4,'B. PoF Adj Factor Scoring'!$E$3:$N$3,0)-1),2,TRUE)","v":0},{"$f":"VLOOKUP(E:E,OFFSET('B. PoF Adj Factor Scoring'!$E$5:$F$282,,MATCH(J$4,'B. PoF Adj Factor Scoring'!$E$3:$N$3,0)-1),2,TRUE)","v":0},{"$f":"VLOOKUP(F:F,OFFSET('B. PoF Adj Factor Scoring'!$E$5:$F$282,,MATCH(K$4,'B. PoF Adj Factor Scoring'!$E$3:$N$3,0)-1),2,TRUE)","v":0}]
[476,"XLPE",{"$f":"'A. Population Info'!H481","v":0},{"$f":"'A. Population Info'!I481","v":0},{"$f":"'A. Population Info'!J481","v":0},{"$f":"'A. Population Info'!K481","v":0},{"$f":"VLOOKUP(B:B,OFFSET('B. PoF Adj Factor Scoring'!$E$5:$F$282,,MATCH(G$4,'B. PoF Adj Factor Scoring'!$E$3:$N$3,0)-1),2,TRUE)","v":1},{"$f":"VLOOKUP(C:C,OFFSET('B. PoF Adj Factor Scoring'!$E$5:$F$282,,MATCH(H$4,'B. PoF Adj Factor Scoring'!$E$3:$N$3,0)-1),2,TRUE)","v":0},{"$f":"VLOOKUP(D:D,OFFSET('B. PoF Adj Factor Scoring'!$E$5:$F$282,,MATCH(I$4,'B. PoF Adj Factor Scoring'!$E$3:$N$3,0)-1),2,TRUE)","v":0},{"$f":"VLOOKUP(E:E,OFFSET('B. PoF Adj Factor Scoring'!$E$5:$F$282,,MATCH(J$4,'B. PoF Adj Factor Scoring'!$E$3:$N$3,0)-1),2,TRUE)","v":0},{"$f":"VLOOKUP(F:F,OFFSET('B. PoF Adj Factor Scoring'!$E$5:$F$282,,MATCH(K$4,'B. PoF Adj Factor Scoring'!$E$3:$N$3,0)-1),2,TRUE)","v":0}]
[477,"XLPE",{"$f":"'A. Population Info'!H482","v":0},{"$f":"'A. Population Info'!I482","v":0},{"$f":"'A. Population Info'!J482","v":0},{"$f":"'A. Population Info'!K482","v":0},{"$f":"VLOOKUP(B:B,OFFSET('B. PoF Adj Factor Scoring'!$E$5:$F$282,,MATCH(G$4,'B. PoF Adj Factor Scoring'!$E$3:$N$3,0)-1),2,TRUE)","v":1},{"$f":"VLOOKUP(C:C,OFFSET('B. PoF Adj Factor Scoring'!$E$5:$F$282,,MATCH(H$4,'B. PoF Adj Factor Scoring'!$E$3:$N$3,0)-1),2,TRUE)","v":0},{"$f":"VLOOKUP(D:D,OFFSET('B. PoF Adj Factor Scoring'!$E$5:$F$282,,MATCH(I$4,'B. PoF Adj Factor Scoring'!$E$3:$N$3,0)-1),2,TRUE)","v":0},{"$f":"VLOOKUP(E:E,OFFSET('B. PoF Adj Factor Scoring'!$E$5:$F$282,,MATCH(J$4,'B. PoF Adj Factor Scoring'!$E$3:$N$3,0)-1),2,TRUE)","v":0},{"$f":"VLOOKUP(F:F,OFFSET('B. PoF Adj Factor Scoring'!$E$5:$F$282,,MATCH(K$4,'B. PoF Adj Factor Scoring'!$E$3:$N$3,0)-1),2,TRUE)","v":0}]
[478,"XLPE",{"$f":"'A. Population Info'!H483","v":0},{"$f":"'A. Population Info'!I483","v":0},{"$f":"'A. Population Info'!J483","v":0},{"$f":"'A. Population Info'!K483","v":0},{"$f":"VLOOKUP(B:B,OFFSET('B. PoF Adj Factor Scoring'!$E$5:$F$282,,MATCH(G$4,'B. PoF Adj Factor Scoring'!$E$3:$N$3,0)-1),2,TRUE)","v":1},{"$f":"VLOOKUP(C:C,OFFSET('B. PoF Adj Factor Scoring'!$E$5:$F$282,,MATCH(H$4,'B. PoF Adj Factor Scoring'!$E$3:$N$3,0)-1),2,TRUE)","v":0},{"$f":"VLOOKUP(D:D,OFFSET('B. PoF Adj Factor Scoring'!$E$5:$F$282,,MATCH(I$4,'B. PoF Adj Factor Scoring'!$E$3:$N$3,0)-1),2,TRUE)","v":0},{"$f":"VLOOKUP(E:E,OFFSET('B. PoF Adj Factor Scoring'!$E$5:$F$282,,MATCH(J$4,'B. PoF Adj Factor Scoring'!$E$3:$N$3,0)-1),2,TRUE)","v":0},{"$f":"VLOOKUP(F:F,OFFSET('B. PoF Adj Factor Scoring'!$E$5:$F$282,,MATCH(K$4,'B. PoF Adj Factor Scoring'!$E$3:$N$3,0)-1),2,TRUE)","v":0}]
[479,"XLPE",{"$f":"'A. Population Info'!H484","v":0},{"$f":"'A. Population Info'!I484","v":0},{"$f":"'A. Population Info'!J484","v":0},{"$f":"'A. Population Info'!K484","v":0},{"$f":"VLOOKUP(B:B,OFFSET('B. PoF Adj Factor Scoring'!$E$5:$F$282,,MATCH(G$4,'B. PoF Adj Factor Scoring'!$E$3:$N$3,0)-1),2,TRUE)","v":1},{"$f":"VLOOKUP(C:C,OFFSET('B. PoF Adj Factor Scoring'!$E$5:$F$282,,MATCH(H$4,'B. PoF Adj Factor Scoring'!$E$3:$N$3,0)-1),2,TRUE)","v":0},{"$f":"VLOOKUP(D:D,OFFSET('B. PoF Adj Factor Scoring'!$E$5:$F$282,,MATCH(I$4,'B. PoF Adj Factor Scoring'!$E$3:$N$3,0)-1),2,TRUE)","v":0},{"$f":"VLOOKUP(E:E,OFFSET('B. PoF Adj Factor Scoring'!$E$5:$F$282,,MATCH(J$4,'B. PoF Adj Factor Scoring'!$E$3:$N$3,0)-1),2,TRUE)","v":0},{"$f":"VLOOKUP(F:F,OFFSET('B. PoF Adj Factor Scoring'!$E$5:$F$282,,MATCH(K$4,'B. PoF Adj Factor Scoring'!$E$3:$N$3,0)-1),2,TRUE)","v":0}]
[480,"XLPE",{"$f":"'A. Population Info'!H485","v":0},{"$f":"'A. Population Info'!I485","v":0},{"$f":"'A. Population Info'!J485","v":0},{"$f":"'A. Population Info'!K485","v":0},{"$f":"VLOOKUP(B:B,OFFSET('B. PoF Adj Factor Scoring'!$E$5:$F$282,,MATCH(G$4,'B. PoF Adj Factor Scoring'!$E$3:$N$3,0)-1),2,TRUE)","v":1},{"$f":"VLOOKUP(C:C,OFFSET('B. PoF Adj Factor Scoring'!$E$5:$F$282,,MATCH(H$4,'B. PoF Adj Factor Scoring'!$E$3:$N$3,0)-1),2,TRUE)","v":0},{"$f":"VLOOKUP(D:D,OFFSET('B. PoF Adj Factor Scoring'!$E$5:$F$282,,MATCH(I$4,'B. PoF Adj Factor Scoring'!$E$3:$N$3,0)-1),2,TRUE)","v":0},{"$f":"VLOOKUP(E:E,OFFSET('B. PoF Adj Factor Scoring'!$E$5:$F$282,,MATCH(J$4,'B. PoF Adj Factor Scoring'!$E$3:$N$3,0)-1),2,TRUE)","v":0},{"$f":"VLOOKUP(F:F,OFFSET('B. PoF Adj Factor Scoring'!$E$5:$F$282,,MATCH(K$4,'B. PoF Adj Factor Scoring'!$E$3:$N$3,0)-1),2,TRUE)","v":0}]
[481,"XLPE",{"$f":"'A. Population Info'!H486","v":0},{"$f":"'A. Population Info'!I486","v":0},{"$f":"'A. Population Info'!J486","v":0},{"$f":"'A. Population Info'!K486","v":0},{"$f":"VLOOKUP(B:B,OFFSET('B. PoF Adj Factor Scoring'!$E$5:$F$282,,MATCH(G$4,'B. PoF Adj Factor Scoring'!$E$3:$N$3,0)-1),2,TRUE)","v":1},{"$f":"VLOOKUP(C:C,OFFSET('B. PoF Adj Factor Scoring'!$E$5:$F$282,,MATCH(H$4,'B. PoF Adj Factor Scoring'!$E$3:$N$3,0)-1),2,TRUE)","v":0},{"$f":"VLOOKUP(D:D,OFFSET('B. PoF Adj Factor Scoring'!$E$5:$F$282,,MATCH(I$4,'B. PoF Adj Factor Scoring'!$E$3:$N$3,0)-1),2,TRUE)","v":0},{"$f":"VLOOKUP(E:E,OFFSET('B. PoF Adj Factor Scoring'!$E$5:$F$282,,MATCH(J$4,'B. PoF Adj Factor Scoring'!$E$3:$N$3,0)-1),2,TRUE)","v":0},{"$f":"VLOOKUP(F:F,OFFSET('B. PoF Adj Factor Scoring'!$E$5:$F$282,,MATCH(K$4,'B. PoF Adj Factor Scoring'!$E$3:$N$3,0)-1),2,TRUE)","v":0}]
[482,"XLPE",{"$f":"'A. Population Info'!H487","v":0},{"$f":"'A. Population Info'!I487","v":0},{"$f":"'A. Population Info'!J487","v":0},{"$f":"'A. Population Info'!K487","v":0},{"$f":"VLOOKUP(B:B,OFFSET('B. PoF Adj Factor Scoring'!$E$5:$F$282,,MATCH(G$4,'B. PoF Adj Factor Scoring'!$E$3:$N$3,0)-1),2,TRUE)","v":1},{"$f":"VLOOKUP(C:C,OFFSET('B. PoF Adj Factor Scoring'!$E$5:$F$282,,MATCH(H$4,'B. PoF Adj Factor Scoring'!$E$3:$N$3,0)-1),2,TRUE)","v":0},{"$f":"VLOOKUP(D:D,OFFSET('B. PoF Adj Factor Scoring'!$E$5:$F$282,,MATCH(I$4,'B. PoF Adj Factor Scoring'!$E$3:$N$3,0)-1),2,TRUE)","v":0},{"$f":"VLOOKUP(E:E,OFFSET('B. PoF Adj Factor Scoring'!$E$5:$F$282,,MATCH(J$4,'B. PoF Adj Factor Scoring'!$E$3:$N$3,0)-1),2,TRUE)","v":0},{"$f":"VLOOKUP(F:F,OFFSET('B. PoF Adj Factor Scoring'!$E$5:$F$282,,MATCH(K$4,'B. PoF Adj Factor Scoring'!$E$3:$N$3,0)-1),2,TRUE)","v":0}]
[483,"XLPE",{"$f":"'A. Population Info'!H488","v":0},{"$f":"'A. Population Info'!I488","v":0},{"$f":"'A. Population Info'!J488","v":0},{"$f":"'A. Population Info'!K488","v":0},{"$f":"VLOOKUP(B:B,OFFSET('B. PoF Adj Factor Scoring'!$E$5:$F$282,,MATCH(G$4,'B. PoF Adj Factor Scoring'!$E$3:$N$3,0)-1),2,TRUE)","v":1},{"$f":"VLOOKUP(C:C,OFFSET('B. PoF Adj Factor Scoring'!$E$5:$F$282,,MATCH(H$4,'B. PoF Adj Factor Scoring'!$E$3:$N$3,0)-1),2,TRUE)","v":0},{"$f":"VLOOKUP(D:D,OFFSET('B. PoF Adj Factor Scoring'!$E$5:$F$282,,MATCH(I$4,'B. PoF Adj Factor Scoring'!$E$3:$N$3,0)-1),2,TRUE)","v":0},{"$f":"VLOOKUP(E:E,OFFSET('B. PoF Adj Factor Scoring'!$E$5:$F$282,,MATCH(J$4,'B. PoF Adj Factor Scoring'!$E$3:$N$3,0)-1),2,TRUE)","v":0},{"$f":"VLOOKUP(F:F,OFFSET('B. PoF Adj Factor Scoring'!$E$5:$F$282,,MATCH(K$4,'B. PoF Adj Factor Scoring'!$E$3:$N$3,0)-1),2,TRUE)","v":0}]
[484,"XLPE",{"$f":"'A. Population Info'!H489","v":0},{"$f":"'A. Population Info'!I489","v":0},{"$f":"'A. Population Info'!J489","v":0},{"$f":"'A. Population Info'!K489","v":0},{"$f":"VLOOKUP(B:B,OFFSET('B. PoF Adj Factor Scoring'!$E$5:$F$282,,MATCH(G$4,'B. PoF Adj Factor Scoring'!$E$3:$N$3,0)-1),2,TRUE)","v":1},{"$f":"VLOOKUP(C:C,OFFSET('B. PoF Adj Factor Scoring'!$E$5:$F$282,,MATCH(H$4,'B. PoF Adj Factor Scoring'!$E$3:$N$3,0)-1),2,TRUE)","v":0},{"$f":"VLOOKUP(D:D,OFFSET('B. PoF Adj Factor Scoring'!$E$5:$F$282,,MATCH(I$4,'B. PoF Adj Factor Scoring'!$E$3:$N$3,0)-1),2,TRUE)","v":0},{"$f":"VLOOKUP(E:E,OFFSET('B. PoF Adj Factor Scoring'!$E$5:$F$282,,MATCH(J$4,'B. PoF Adj Factor Scoring'!$E$3:$N$3,0)-1),2,TRUE)","v":0},{"$f":"VLOOKUP(F:F,OFFSET('B. PoF Adj Factor Scoring'!$E$5:$F$282,,MATCH(K$4,'B. PoF Adj Factor Scoring'!$E$3:$N$3,0)-1),2,TRUE)","v":0}]
[485,"XLPE",{"$f":"'A. Population Info'!H490","v":0},{"$f":"'A. Population Info'!I490","v":0},{"$f":"'A. Population Info'!J490","v":0},{"$f":"'A. Population Info'!K490","v":0},{"$f":"VLOOKUP(B:B,OFFSET('B. PoF Adj Factor Scoring'!$E$5:$F$282,,MATCH(G$4,'B. PoF Adj Factor Scoring'!$E$3:$N$3,0)-1),2,TRUE)","v":1},{"$f":"VLOOKUP(C:C,OFFSET('B. PoF Adj Factor Scoring'!$E$5:$F$282,,MATCH(H$4,'B. PoF Adj Factor Scoring'!$E$3:$N$3,0)-1),2,TRUE)","v":0},{"$f":"VLOOKUP(D:D,OFFSET('B. PoF Adj Factor Scoring'!$E$5:$F$282,,MATCH(I$4,'B. PoF Adj Factor Scoring'!$E$3:$N$3,0)-1),2,TRUE)","v":0},{"$f":"VLOOKUP(E:E,OFFSET('B. PoF Adj Factor Scoring'!$E$5:$F$282,,MATCH(J$4,'B. PoF Adj Factor Scoring'!$E$3:$N$3,0)-1),2,TRUE)","v":0},{"$f":"VLOOKUP(F:F,OFFSET('B. PoF Adj Factor Scoring'!$E$5:$F$282,,MATCH(K$4,'B. PoF Adj Factor Scoring'!$E$3:$N$3,0)-1),2,TRUE)","v":0}]
[486,"XLPE",{"$f":"'A. Population Info'!H491","v":0},{"$f":"'A. Population Info'!I491","v":0},{"$f":"'A. Population Info'!J491","v":0},{"$f":"'A. Population Info'!K491","v":0},{"$f":"VLOOKUP(B:B,OFFSET('B. PoF Adj Factor Scoring'!$E$5:$F$282,,MATCH(G$4,'B. PoF Adj Factor Scoring'!$E$3:$N$3,0)-1),2,TRUE)","v":1},{"$f":"VLOOKUP(C:C,OFFSET('B. PoF Adj Factor Scoring'!$E$5:$F$282,,MATCH(H$4,'B. PoF Adj Factor Scoring'!$E$3:$N$3,0)-1),2,TRUE)","v":0},{"$f":"VLOOKUP(D:D,OFFSET('B. PoF Adj Factor Scoring'!$E$5:$F$282,,MATCH(I$4,'B. PoF Adj Factor Scoring'!$E$3:$N$3,0)-1),2,TRUE)","v":0},{"$f":"VLOOKUP(E:E,OFFSET('B. PoF Adj Factor Scoring'!$E$5:$F$282,,MATCH(J$4,'B. PoF Adj Factor Scoring'!$E$3:$N$3,0)-1),2,TRUE)","v":0},{"$f":"VLOOKUP(F:F,OFFSET('B. PoF Adj Factor Scoring'!$E$5:$F$282,,MATCH(K$4,'B. PoF Adj Factor Scoring'!$E$3:$N$3,0)-1),2,TRUE)","v":0}]
[487,"XLPE",{"$f":"'A. Population Info'!H492","v":0},{"$f":"'A. Population Info'!I492","v":0},{"$f":"'A. Population Info'!J492","v":0},{"$f":"'A. Population Info'!K492","v":0},{"$f":"VLOOKUP(B:B,OFFSET('B. PoF Adj Factor Scoring'!$E$5:$F$282,,MATCH(G$4,'B. PoF Adj Factor Scoring'!$E$3:$N$3,0)-1),2,TRUE)","v":1},{"$f":"VLOOKUP(C:C,OFFSET('B. PoF Adj Factor Scoring'!$E$5:$F$282,,MATCH(H$4,'B. PoF Adj Factor Scoring'!$E$3:$N$3,0)-1),2,TRUE)","v":0},{"$f":"VLOOKUP(D:D,OFFSET('B. PoF Adj Factor Scoring'!$E$5:$F$282,,MATCH(I$4,'B. PoF Adj Factor Scoring'!$E$3:$N$3,0)-1),2,TRUE)","v":0},{"$f":"VLOOKUP(E:E,OFFSET('B. PoF Adj Factor Scoring'!$E$5:$F$282,,MATCH(J$4,'B. PoF Adj Factor Scoring'!$E$3:$N$3,0)-1),2,TRUE)","v":0},{"$f":"VLOOKUP(F:F,OFFSET('B. PoF Adj Factor Scoring'!$E$5:$F$282,,MATCH(K$4,'B. PoF Adj Factor Scoring'!$E$3:$N$3,0)-1),2,TRUE)","v":0}]
[488,"XLPE",{"$f":"'A. Population Info'!H493","v":0},{"$f":"'A. Population Info'!I493","v":0},{"$f":"'A. Population Info'!J493","v":0},{"$f":"'A. Population Info'!K493","v":0},{"$f":"VLOOKUP(B:B,OFFSET('B. PoF Adj Factor Scoring'!$E$5:$F$282,,MATCH(G$4,'B. PoF Adj Factor Scoring'!$E$3:$N$3,0)-1),2,TRUE)","v":1},{"$f":"VLOOKUP(C:C,OFFSET('B. PoF Adj Factor Scoring'!$E$5:$F$282,,MATCH(H$4,'B. PoF Adj Factor Scoring'!$E$3:$N$3,0)-1),2,TRUE)","v":0},{"$f":"VLOOKUP(D:D,OFFSET('B. PoF Adj Factor Scoring'!$E$5:$F$282,,MATCH(I$4,'B. PoF Adj Factor Scoring'!$E$3:$N$3,0)-1),2,TRUE)","v":0},{"$f":"VLOOKUP(E:E,OFFSET('B. PoF Adj Factor Scoring'!$E$5:$F$282,,MATCH(J$4,'B. PoF Adj Factor Scoring'!$E$3:$N$3,0)-1),2,TRUE)","v":0},{"$f":"VLOOKUP(F:F,OFFSET('B. PoF Adj Factor Scoring'!$E$5:$F$282,,MATCH(K$4,'B. PoF Adj Factor Scoring'!$E$3:$N$3,0)-1),2,TRUE)","v":0}]
[489,"XLPE",{"$f":"'A. Population Info'!H494","v":0},{"$f":"'A. Population Info'!I494","v":0},{"$f":"'A. Population Info'!J494","v":0},{"$f":"'A. Population Info'!K494","v":0},{"$f":"VLOOKUP(B:B,OFFSET('B. PoF Adj Factor Scoring'!$E$5:$F$282,,MATCH(G$4,'B. PoF Adj Factor Scoring'!$E$3:$N$3,0)-1),2,TRUE)","v":1},{"$f":"VLOOKUP(C:C,OFFSET('B. PoF Adj Factor Scoring'!$E$5:$F$282,,MATCH(H$4,'B. PoF Adj Factor Scoring'!$E$3:$N$3,0)-1),2,TRUE)","v":0},{"$f":"VLOOKUP(D:D,OFFSET('B. PoF Adj Factor Scoring'!$E$5:$F$282,,MATCH(I$4,'B. PoF Adj Factor Scoring'!$E$3:$N$3,0)-1),2,TRUE)","v":0},{"$f":"VLOOKUP(E:E,OFFSET('B. PoF Adj Factor Scoring'!$E$5:$F$282,,MATCH(J$4,'B. PoF Adj Factor Scoring'!$E$3:$N$3,0)-1),2,TRUE)","v":0},{"$f":"VLOOKUP(F:F,OFFSET('B. PoF Adj Factor Scoring'!$E$5:$F$282,,MATCH(K$4,'B. PoF Adj Factor Scoring'!$E$3:$N$3,0)-1),2,TRUE)","v":0}]
[490,"XLPE",{"$f":"'A. Population Info'!H495","v":0},{"$f":"'A. Population Info'!I495","v":0},{"$f":"'A. Population Info'!J495","v":0},{"$f":"'A. Population Info'!K495","v":0},{"$f":"VLOOKUP(B:B,OFFSET('B. PoF Adj Factor Scoring'!$E$5:$F$282,,MATCH(G$4,'B. PoF Adj Factor Scoring'!$E$3:$N$3,0)-1),2,TRUE)","v":1},{"$f":"VLOOKUP(C:C,OFFSET('B. PoF Adj Factor Scoring'!$E$5:$F$282,,MATCH(H$4,'B. PoF Adj Factor Scoring'!$E$3:$N$3,0)-1),2,TRUE)","v":0},{"$f":"VLOOKUP(D:D,OFFSET('B. PoF Adj Factor Scoring'!$E$5:$F$282,,MATCH(I$4,'B. PoF Adj Factor Scoring'!$E$3:$N$3,0)-1),2,TRUE)","v":0},{"$f":"VLOOKUP(E:E,OFFSET('B. PoF Adj Factor Scoring'!$E$5:$F$282,,MATCH(J$4,'B. PoF Adj Factor Scoring'!$E$3:$N$3,0)-1),2,TRUE)","v":0},{"$f":"VLOOKUP(F:F,OFFSET('B. PoF Adj Factor Scoring'!$E$5:$F$282,,MATCH(K$4,'B. PoF Adj Factor Scoring'!$E$3:$N$3,0)-1),2,TRUE)","v":0}]
[491,"XLPE",{"$f":"'A. Population Info'!H496","v":0},{"$f":"'A. Population Info'!I496","v":0},{"$f":"'A. Population Info'!J496","v":0},{"$f":"'A. Population Info'!K496","v":0},{"$f":"VLOOKUP(B:B,OFFSET('B. PoF Adj Factor Scoring'!$E$5:$F$282,,MATCH(G$4,'B. PoF Adj Factor Scoring'!$E$3:$N$3,0)-1),2,TRUE)","v":1},{"$f":"VLOOKUP(C:C,OFFSET('B. PoF Adj Factor Scoring'!$E$5:$F$282,,MATCH(H$4,'B. PoF Adj Factor Scoring'!$E$3:$N$3,0)-1),2,TRUE)","v":0},{"$f":"VLOOKUP(D:D,OFFSET('B. PoF Adj Factor Scoring'!$E$5:$F$282,,MATCH(I$4,'B. PoF Adj Factor Scoring'!$E$3:$N$3,0)-1),2,TRUE)","v":0},{"$f":"VLOOKUP(E:E,OFFSET('B. PoF Adj Factor Scoring'!$E$5:$F$282,,MATCH(J$4,'B. PoF Adj Factor Scoring'!$E$3:$N$3,0)-1),2,TRUE)","v":0},{"$f":"VLOOKUP(F:F,OFFSET('B. PoF Adj Factor Scoring'!$E$5:$F$282,,MATCH(K$4,'B. PoF Adj Factor Scoring'!$E$3:$N$3,0)-1),2,TRUE)","v":0}]
[492,"XLPE",{"$f":"'A. Population Info'!H497","v":0},{"$f":"'A. Population Info'!I497","v":0},{"$f":"'A. Population Info'!J497","v":0},{"$f":"'A. Population Info'!K497","v":0},{"$f":"VLOOKUP(B:B,OFFSET('B. PoF Adj Factor Scoring'!$E$5:$F$282,,MATCH(G$4,'B. PoF Adj Factor Scoring'!$E$3:$N$3,0)-1),2,TRUE)","v":1},{"$f":"VLOOKUP(C:C,OFFSET('B. PoF Adj Factor Scoring'!$E$5:$F$282,,MATCH(H$4,'B. PoF Adj Factor Scoring'!$E$3:$N$3,0)-1),2,TRUE)","v":0},{"$f":"VLOOKUP(D:D,OFFSET('B. PoF Adj Factor Scoring'!$E$5:$F$282,,MATCH(I$4,'B. PoF Adj Factor Scoring'!$E$3:$N$3,0)-1),2,TRUE)","v":0},{"$f":"VLOOKUP(E:E,OFFSET('B. PoF Adj Factor Scoring'!$E$5:$F$282,,MATCH(J$4,'B. PoF Adj Factor Scoring'!$E$3:$N$3,0)-1),2,TRUE)","v":0},{"$f":"VLOOKUP(F:F,OFFSET('B. PoF Adj Factor Scoring'!$E$5:$F$282,,MATCH(K$4,'B. PoF Adj Factor Scoring'!$E$3:$N$3,0)-1),2,TRUE)","v":0}]
[493,"XLPE",{"$f":"'A. Population Info'!H498","v":0},{"$f":"'A. Population Info'!I498","v":0},{"$f":"'A. Population Info'!J498","v":0},{"$f":"'A. Population Info'!K498","v":0},{"$f":"VLOOKUP(B:B,OFFSET('B. PoF Adj Factor Scoring'!$E$5:$F$282,,MATCH(G$4,'B. PoF Adj Factor Scoring'!$E$3:$N$3,0)-1),2,TRUE)","v":1},{"$f":"VLOOKUP(C:C,OFFSET('B. PoF Adj Factor Scoring'!$E$5:$F$282,,MATCH(H$4,'B. PoF Adj Factor Scoring'!$E$3:$N$3,0)-1),2,TRUE)","v":0},{"$f":"VLOOKUP(D:D,OFFSET('B. PoF Adj Factor Scoring'!$E$5:$F$282,,MATCH(I$4,'B. PoF Adj Factor Scoring'!$E$3:$N$3,0)-1),2,TRUE)","v":0},{"$f":"VLOOKUP(E:E,OFFSET('B. PoF Adj Factor Scoring'!$E$5:$F$282,,MATCH(J$4,'B. PoF Adj Factor Scoring'!$E$3:$N$3,0)-1),2,TRUE)","v":0},{"$f":"VLOOKUP(F:F,OFFSET('B. PoF Adj Factor Scoring'!$E$5:$F$282,,MATCH(K$4,'B. PoF Adj Factor Scoring'!$E$3:$N$3,0)-1),2,TRUE)","v":0}]
[494,"XLPE",{"$f":"'A. Population Info'!H499","v":0},{"$f":"'A. Population Info'!I499","v":0},{"$f":"'A. Population Info'!J499","v":0},{"$f":"'A. Population Info'!K499","v":0},{"$f":"VLOOKUP(B:B,OFFSET('B. PoF Adj Factor Scoring'!$E$5:$F$282,,MATCH(G$4,'B. PoF Adj Factor Scoring'!$E$3:$N$3,0)-1),2,TRUE)","v":1},{"$f":"VLOOKUP(C:C,OFFSET('B. PoF Adj Factor Scoring'!$E$5:$F$282,,MATCH(H$4,'B. PoF Adj Factor Scoring'!$E$3:$N$3,0)-1),2,TRUE)","v":0},{"$f":"VLOOKUP(D:D,OFFSET('B. PoF Adj Factor Scoring'!$E$5:$F$282,,MATCH(I$4,'B. PoF Adj Factor Scoring'!$E$3:$N$3,0)-1),2,TRUE)","v":0},{"$f":"VLOOKUP(E:E,OFFSET('B. PoF Adj Factor Scoring'!$E$5:$F$282,,MATCH(J$4,'B. PoF Adj Factor Scoring'!$E$3:$N$3,0)-1),2,TRUE)","v":0},{"$f":"VLOOKUP(F:F,OFFSET('B. PoF Adj Factor Scoring'!$E$5:$F$282,,MATCH(K$4,'B. PoF Adj Factor Scoring'!$E$3:$N$3,0)-1),2,TRUE)","v":0}]
[495,"XLPE",{"$f":"'A. Population Info'!H500","v":0},{"$f":"'A. Population Info'!I500","v":0},{"$f":"'A. Population Info'!J500","v":0},{"$f":"'A. Population Info'!K500","v":0},{"$f":"VLOOKUP(B:B,OFFSET('B. PoF Adj Factor Scoring'!$E$5:$F$282,,MATCH(G$4,'B. PoF Adj Factor Scoring'!$E$3:$N$3,0)-1),2,TRUE)","v":1},{"$f":"VLOOKUP(C:C,OFFSET('B. PoF Adj Factor Scoring'!$E$5:$F$282,,MATCH(H$4,'B. PoF Adj Factor Scoring'!$E$3:$N$3,0)-1),2,TRUE)","v":0},{"$f":"VLOOKUP(D:D,OFFSET('B. PoF Adj Factor Scoring'!$E$5:$F$282,,MATCH(I$4,'B. PoF Adj Factor Scoring'!$E$3:$N$3,0)-1),2,TRUE)","v":0},{"$f":"VLOOKUP(E:E,OFFSET('B. PoF Adj Factor Scoring'!$E$5:$F$282,,MATCH(J$4,'B. PoF Adj Factor Scoring'!$E$3:$N$3,0)-1),2,TRUE)","v":0},{"$f":"VLOOKUP(F:F,OFFSET('B. PoF Adj Factor Scoring'!$E$5:$F$282,,MATCH(K$4,'B. PoF Adj Factor Scoring'!$E$3:$N$3,0)-1),2,TRUE)","v":0}]
[496,"XLPE",{"$f":"'A. Population Info'!H501","v":0},{"$f":"'A. Population Info'!I501","v":0},{"$f":"'A. Population Info'!J501","v":0},{"$f":"'A. Population Info'!K501","v":0},{"$f":"VLOOKUP(B:B,OFFSET('B. PoF Adj Factor Scoring'!$E$5:$F$282,,MATCH(G$4,'B. PoF Adj Factor Scoring'!$E$3:$N$3,0)-1),2,TRUE)","v":1},{"$f":"VLOOKUP(C:C,OFFSET('B. PoF Adj Factor Scoring'!$E$5:$F$282,,MATCH(H$4,'B. PoF Adj Factor Scoring'!$E$3:$N$3,0)-1),2,TRUE)","v":0},{"$f":"VLOOKUP(D:D,OFFSET('B. PoF Adj Factor Scoring'!$E$5:$F$282,,MATCH(I$4,'B. PoF Adj Factor Scoring'!$E$3:$N$3,0)-1),2,TRUE)","v":0},{"$f":"VLOOKUP(E:E,OFFSET('B. PoF Adj Factor Scoring'!$E$5:$F$282,,MATCH(J$4,'B. PoF Adj Factor Scoring'!$E$3:$N$3,0)-1),2,TRUE)","v":0},{"$f":"VLOOKUP(F:F,OFFSET('B. PoF Adj Factor Scoring'!$E$5:$F$282,,MATCH(K$4,'B. PoF Adj Factor Scoring'!$E$3:$N$3,0)-1),2,TRUE)","v":0}]
[497,"XLPE",{"$f":"'A. Population Info'!H502","v":0},{"$f":"'A. Population Info'!I502","v":0},{"$f":"'A. Population Info'!J502","v":0},{"$f":"'A. Population Info'!K502","v":0},{"$f":"VLOOKUP(B:B,OFFSET('B. PoF Adj Factor Scoring'!$E$5:$F$282,,MATCH(G$4,'B. PoF Adj Factor Scoring'!$E$3:$N$3,0)-1),2,TRUE)","v":1},{"$f":"VLOOKUP(C:C,OFFSET('B. PoF Adj Factor Scoring'!$E$5:$F$282,,MATCH(H$4,'B. PoF Adj Factor Scoring'!$E$3:$N$3,0)-1),2,TRUE)","v":0},{"$f":"VLOOKUP(D:D,OFFSET('B. PoF Adj Factor Scoring'!$E$5:$F$282,,MATCH(I$4,'B. PoF Adj Factor Scoring'!$E$3:$N$3,0)-1),2,TRUE)","v":0},{"$f":"VLOOKUP(E:E,OFFSET('B. PoF Adj Factor Scoring'!$E$5:$F$282,,MATCH(J$4,'B. PoF Adj Factor Scoring'!$E$3:$N$3,0)-1),2,TRUE)","v":0},{"$f":"VLOOKUP(F:F,OFFSET('B. PoF Adj Factor Scoring'!$E$5:$F$282,,MATCH(K$4,'B. PoF Adj Factor Scoring'!$E$3:$N$3,0)-1),2,TRUE)","v":0}]
[498,"XLPE",{"$f":"'A. Population Info'!H503","v":0},{"$f":"'A. Population Info'!I503","v":0},{"$f":"'A. Population Info'!J503","v":0},{"$f":"'A. Population Info'!K503","v":0},{"$f":"VLOOKUP(B:B,OFFSET('B. PoF Adj Factor Scoring'!$E$5:$F$282,,MATCH(G$4,'B. PoF Adj Factor Scoring'!$E$3:$N$3,0)-1),2,TRUE)","v":1},{"$f":"VLOOKUP(C:C,OFFSET('B. PoF Adj Factor Scoring'!$E$5:$F$282,,MATCH(H$4,'B. PoF Adj Factor Scoring'!$E$3:$N$3,0)-1),2,TRUE)","v":0},{"$f":"VLOOKUP(D:D,OFFSET('B. PoF Adj Factor Scoring'!$E$5:$F$282,,MATCH(I$4,'B. PoF Adj Factor Scoring'!$E$3:$N$3,0)-1),2,TRUE)","v":0},{"$f":"VLOOKUP(E:E,OFFSET('B. PoF Adj Factor Scoring'!$E$5:$F$282,,MATCH(J$4,'B. PoF Adj Factor Scoring'!$E$3:$N$3,0)-1),2,TRUE)","v":0},{"$f":"VLOOKUP(F:F,OFFSET('B. PoF Adj Factor Scoring'!$E$5:$F$282,,MATCH(K$4,'B. PoF Adj Factor Scoring'!$E$3:$N$3,0)-1),2,TRUE)","v":0}]
[499,"XLPE",{"$f":"'A. Population Info'!H504","v":0},{"$f":"'A. Population Info'!I504","v":0},{"$f":"'A. Population Info'!J504","v":0},{"$f":"'A. Population Info'!K504","v":0},{"$f":"VLOOKUP(B:B,OFFSET('B. PoF Adj Factor Scoring'!$E$5:$F$282,,MATCH(G$4,'B. PoF Adj Factor Scoring'!$E$3:$N$3,0)-1),2,TRUE)","v":1},{"$f":"VLOOKUP(C:C,OFFSET('B. PoF Adj Factor Scoring'!$E$5:$F$282,,MATCH(H$4,'B. PoF Adj Factor Scoring'!$E$3:$N$3,0)-1),2,TRUE)","v":0},{"$f":"VLOOKUP(D:D,OFFSET('B. PoF Adj Factor Scoring'!$E$5:$F$282,,MATCH(I$4,'B. PoF Adj Factor Scoring'!$E$3:$N$3,0)-1),2,TRUE)","v":0},{"$f":"VLOOKUP(E:E,OFFSET('B. PoF Adj Factor Scoring'!$E$5:$F$282,,MATCH(J$4,'B. PoF Adj Factor Scoring'!$E$3:$N$3,0)-1),2,TRUE)","v":0},{"$f":"VLOOKUP(F:F,OFFSET('B. PoF Adj Factor Scoring'!$E$5:$F$282,,MATCH(K$4,'B. PoF Adj Factor Scoring'!$E$3:$N$3,0)-1),2,TRUE)","v":0}]
[500,"XLPE",{"$f":"'A. Population Info'!H505","v":0},{"$f":"'A. Population Info'!I505","v":0},{"$f":"'A. Population Info'!J505","v":0},{"$f":"'A. Population Info'!K505","v":0},{"$f":"VLOOKUP(B:B,OFFSET('B. PoF Adj Factor Scoring'!$E$5:$F$282,,MATCH(G$4,'B. PoF Adj Factor Scoring'!$E$3:$N$3,0)-1),2,TRUE)","v":1},{"$f":"VLOOKUP(C:C,OFFSET('B. PoF Adj Factor Scoring'!$E$5:$F$282,,MATCH(H$4,'B. PoF Adj Factor Scoring'!$E$3:$N$3,0)-1),2,TRUE)","v":0},{"$f":"VLOOKUP(D:D,OFFSET('B. PoF Adj Factor Scoring'!$E$5:$F$282,,MATCH(I$4,'B. PoF Adj Factor Scoring'!$E$3:$N$3,0)-1),2,TRUE)","v":0},{"$f":"VLOOKUP(E:E,OFFSET('B. PoF Adj Factor Scoring'!$E$5:$F$282,,MATCH(J$4,'B. PoF Adj Factor Scoring'!$E$3:$N$3,0)-1),2,TRUE)","v":0},{"$f":"VLOOKUP(F:F,OFFSET('B. PoF Adj Factor Scoring'!$E$5:$F$282,,MATCH(K$4,'B. PoF Adj Factor Scoring'!$E$3:$N$3,0)-1),2,TRUE)","v":0}]
[501,"XLPE",{"$f":"'A. Population Info'!H506","v":0},{"$f":"'A. Population Info'!I506","v":0},{"$f":"'A. Population Info'!J506","v":0},{"$f":"'A. Population Info'!K506","v":0},{"$f":"VLOOKUP(B:B,OFFSET('B. PoF Adj Factor Scoring'!$E$5:$F$282,,MATCH(G$4,'B. PoF Adj Factor Scoring'!$E$3:$N$3,0)-1),2,TRUE)","v":1},{"$f":"VLOOKUP(C:C,OFFSET('B. PoF Adj Factor Scoring'!$E$5:$F$282,,MATCH(H$4,'B. PoF Adj Factor Scoring'!$E$3:$N$3,0)-1),2,TRUE)","v":0},{"$f":"VLOOKUP(D:D,OFFSET('B. PoF Adj Factor Scoring'!$E$5:$F$282,,MATCH(I$4,'B. PoF Adj Factor Scoring'!$E$3:$N$3,0)-1),2,TRUE)","v":0},{"$f":"VLOOKUP(E:E,OFFSET('B. PoF Adj Factor Scoring'!$E$5:$F$282,,MATCH(J$4,'B. PoF Adj Factor Scoring'!$E$3:$N$3,0)-1),2,TRUE)","v":0},{"$f":"VLOOKUP(F:F,OFFSET('B. PoF Adj Factor Scoring'!$E$5:$F$282,,MATCH(K$4,'B. PoF Adj Factor Scoring'!$E$3:$N$3,0)-1),2,TRUE)","v":0}]
[502,"XLPE",{"$f":"'A. Population Info'!H507","v":0},{"$f":"'A. Population Info'!I507","v":0},{"$f":"'A. Population Info'!J507","v":0},{"$f":"'A. Population Info'!K507","v":0},{"$f":"VLOOKUP(B:B,OFFSET('B. PoF Adj Factor Scoring'!$E$5:$F$282,,MATCH(G$4,'B. PoF Adj Factor Scoring'!$E$3:$N$3,0)-1),2,TRUE)","v":1},{"$f":"VLOOKUP(C:C,OFFSET('B. PoF Adj Factor Scoring'!$E$5:$F$282,,MATCH(H$4,'B. PoF Adj Factor Scoring'!$E$3:$N$3,0)-1),2,TRUE)","v":0},{"$f":"VLOOKUP(D:D,OFFSET('B. PoF Adj Factor Scoring'!$E$5:$F$282,,MATCH(I$4,'B. PoF Adj Factor Scoring'!$E$3:$N$3,0)-1),2,TRUE)","v":0},{"$f":"VLOOKUP(E:E,OFFSET('B. PoF Adj Factor Scoring'!$E$5:$F$282,,MATCH(J$4,'B. PoF Adj Factor Scoring'!$E$3:$N$3,0)-1),2,TRUE)","v":0},{"$f":"VLOOKUP(F:F,OFFSET('B. PoF Adj Factor Scoring'!$E$5:$F$282,,MATCH(K$4,'B. PoF Adj Factor Scoring'!$E$3:$N$3,0)-1),2,TRUE)","v":0}]
[503,"XLPE",{"$f":"'A. Population Info'!H508","v":0},{"$f":"'A. Population Info'!I508","v":0},{"$f":"'A. Population Info'!J508","v":0},{"$f":"'A. Population Info'!K508","v":0},{"$f":"VLOOKUP(B:B,OFFSET('B. PoF Adj Factor Scoring'!$E$5:$F$282,,MATCH(G$4,'B. PoF Adj Factor Scoring'!$E$3:$N$3,0)-1),2,TRUE)","v":1},{"$f":"VLOOKUP(C:C,OFFSET('B. PoF Adj Factor Scoring'!$E$5:$F$282,,MATCH(H$4,'B. PoF Adj Factor Scoring'!$E$3:$N$3,0)-1),2,TRUE)","v":0},{"$f":"VLOOKUP(D:D,OFFSET('B. PoF Adj Factor Scoring'!$E$5:$F$282,,MATCH(I$4,'B. PoF Adj Factor Scoring'!$E$3:$N$3,0)-1),2,TRUE)","v":0},{"$f":"VLOOKUP(E:E,OFFSET('B. PoF Adj Factor Scoring'!$E$5:$F$282,,MATCH(J$4,'B. PoF Adj Factor Scoring'!$E$3:$N$3,0)-1),2,TRUE)","v":0},{"$f":"VLOOKUP(F:F,OFFSET('B. PoF Adj Factor Scoring'!$E$5:$F$282,,MATCH(K$4,'B. PoF Adj Factor Scoring'!$E$3:$N$3,0)-1),2,TRUE)","v":0}]
[504,"XLPE",{"$f":"'A. Population Info'!H509","v":0},{"$f":"'A. Population Info'!I509","v":0},{"$f":"'A. Population Info'!J509","v":0},{"$f":"'A. Population Info'!K509","v":0},{"$f":"VLOOKUP(B:B,OFFSET('B. PoF Adj Factor Scoring'!$E$5:$F$282,,MATCH(G$4,'B. PoF Adj Factor Scoring'!$E$3:$N$3,0)-1),2,TRUE)","v":1},{"$f":"VLOOKUP(C:C,OFFSET('B. PoF Adj Factor Scoring'!$E$5:$F$282,,MATCH(H$4,'B. PoF Adj Factor Scoring'!$E$3:$N$3,0)-1),2,TRUE)","v":0},{"$f":"VLOOKUP(D:D,OFFSET('B. PoF Adj Factor Scoring'!$E$5:$F$282,,MATCH(I$4,'B. PoF Adj Factor Scoring'!$E$3:$N$3,0)-1),2,TRUE)","v":0},{"$f":"VLOOKUP(E:E,OFFSET('B. PoF Adj Factor Scoring'!$E$5:$F$282,,MATCH(J$4,'B. PoF Adj Factor Scoring'!$E$3:$N$3,0)-1),2,TRUE)","v":0},{"$f":"VLOOKUP(F:F,OFFSET('B. PoF Adj Factor Scoring'!$E$5:$F$282,,MATCH(K$4,'B. PoF Adj Factor Scoring'!$E$3:$N$3,0)-1),2,TRUE)","v":0}]
[505,"XLPE",{"$f":"'A. Population Info'!H510","v":0},{"$f":"'A. Population Info'!I510","v":0},{"$f":"'A. Population Info'!J510","v":0},{"$f":"'A. Population Info'!K510","v":0},{"$f":"VLOOKUP(B:B,OFFSET('B. PoF Adj Factor Scoring'!$E$5:$F$282,,MATCH(G$4,'B. PoF Adj Factor Scoring'!$E$3:$N$3,0)-1),2,TRUE)","v":1},{"$f":"VLOOKUP(C:C,OFFSET('B. PoF Adj Factor Scoring'!$E$5:$F$282,,MATCH(H$4,'B. PoF Adj Factor Scoring'!$E$3:$N$3,0)-1),2,TRUE)","v":0},{"$f":"VLOOKUP(D:D,OFFSET('B. PoF Adj Factor Scoring'!$E$5:$F$282,,MATCH(I$4,'B. PoF Adj Factor Scoring'!$E$3:$N$3,0)-1),2,TRUE)","v":0},{"$f":"VLOOKUP(E:E,OFFSET('B. PoF Adj Factor Scoring'!$E$5:$F$282,,MATCH(J$4,'B. PoF Adj Factor Scoring'!$E$3:$N$3,0)-1),2,TRUE)","v":0},{"$f":"VLOOKUP(F:F,OFFSET('B. PoF Adj Factor Scoring'!$E$5:$F$282,,MATCH(K$4,'B. PoF Adj Factor Scoring'!$E$3:$N$3,0)-1),2,TRUE)","v":0}]
[506,"XLPE",{"$f":"'A. Population Info'!H511","v":0},{"$f":"'A. Population Info'!I511","v":0},{"$f":"'A. Population Info'!J511","v":0},{"$f":"'A. Population Info'!K511","v":0},{"$f":"VLOOKUP(B:B,OFFSET('B. PoF Adj Factor Scoring'!$E$5:$F$282,,MATCH(G$4,'B. PoF Adj Factor Scoring'!$E$3:$N$3,0)-1),2,TRUE)","v":1},{"$f":"VLOOKUP(C:C,OFFSET('B. PoF Adj Factor Scoring'!$E$5:$F$282,,MATCH(H$4,'B. PoF Adj Factor Scoring'!$E$3:$N$3,0)-1),2,TRUE)","v":0},{"$f":"VLOOKUP(D:D,OFFSET('B. PoF Adj Factor Scoring'!$E$5:$F$282,,MATCH(I$4,'B. PoF Adj Factor Scoring'!$E$3:$N$3,0)-1),2,TRUE)","v":0},{"$f":"VLOOKUP(E:E,OFFSET('B. PoF Adj Factor Scoring'!$E$5:$F$282,,MATCH(J$4,'B. PoF Adj Factor Scoring'!$E$3:$N$3,0)-1),2,TRUE)","v":0},{"$f":"VLOOKUP(F:F,OFFSET('B. PoF Adj Factor Scoring'!$E$5:$F$282,,MATCH(K$4,'B. PoF Adj Factor Scoring'!$E$3:$N$3,0)-1),2,TRUE)","v":0}]
[507,"XLPE",{"$f":"'A. Population Info'!H512","v":0},{"$f":"'A. Population Info'!I512","v":0},{"$f":"'A. Population Info'!J512","v":0},{"$f":"'A. Population Info'!K512","v":0},{"$f":"VLOOKUP(B:B,OFFSET('B. PoF Adj Factor Scoring'!$E$5:$F$282,,MATCH(G$4,'B. PoF Adj Factor Scoring'!$E$3:$N$3,0)-1),2,TRUE)","v":1},{"$f":"VLOOKUP(C:C,OFFSET('B. PoF Adj Factor Scoring'!$E$5:$F$282,,MATCH(H$4,'B. PoF Adj Factor Scoring'!$E$3:$N$3,0)-1),2,TRUE)","v":0},{"$f":"VLOOKUP(D:D,OFFSET('B. PoF Adj Factor Scoring'!$E$5:$F$282,,MATCH(I$4,'B. PoF Adj Factor Scoring'!$E$3:$N$3,0)-1),2,TRUE)","v":0},{"$f":"VLOOKUP(E:E,OFFSET('B. PoF Adj Factor Scoring'!$E$5:$F$282,,MATCH(J$4,'B. PoF Adj Factor Scoring'!$E$3:$N$3,0)-1),2,TRUE)","v":0},{"$f":"VLOOKUP(F:F,OFFSET('B. PoF Adj Factor Scoring'!$E$5:$F$282,,MATCH(K$4,'B. PoF Adj Factor Scoring'!$E$3:$N$3,0)-1),2,TRUE)","v":0}]
[508,"XLPE",{"$f":"'A. Population Info'!H513","v":0},{"$f":"'A. Population Info'!I513","v":0},{"$f":"'A. Population Info'!J513","v":0},{"$f":"'A. Population Info'!K513","v":0},{"$f":"VLOOKUP(B:B,OFFSET('B. PoF Adj Factor Scoring'!$E$5:$F$282,,MATCH(G$4,'B. PoF Adj Factor Scoring'!$E$3:$N$3,0)-1),2,TRUE)","v":1},{"$f":"VLOOKUP(C:C,OFFSET('B. PoF Adj Factor Scoring'!$E$5:$F$282,,MATCH(H$4,'B. PoF Adj Factor Scoring'!$E$3:$N$3,0)-1),2,TRUE)","v":0},{"$f":"VLOOKUP(D:D,OFFSET('B. PoF Adj Factor Scoring'!$E$5:$F$282,,MATCH(I$4,'B. PoF Adj Factor Scoring'!$E$3:$N$3,0)-1),2,TRUE)","v":0},{"$f":"VLOOKUP(E:E,OFFSET('B. PoF Adj Factor Scoring'!$E$5:$F$282,,MATCH(J$4,'B. PoF Adj Factor Scoring'!$E$3:$N$3,0)-1),2,TRUE)","v":0},{"$f":"VLOOKUP(F:F,OFFSET('B. PoF Adj Factor Scoring'!$E$5:$F$282,,MATCH(K$4,'B. PoF Adj Factor Scoring'!$E$3:$N$3,0)-1),2,TRUE)","v":0}]
[509,"XLPE",{"$f":"'A. Population Info'!H514","v":0},{"$f":"'A. Population Info'!I514","v":0},{"$f":"'A. Population Info'!J514","v":0},{"$f":"'A. Population Info'!K514","v":0},{"$f":"VLOOKUP(B:B,OFFSET('B. PoF Adj Factor Scoring'!$E$5:$F$282,,MATCH(G$4,'B. PoF Adj Factor Scoring'!$E$3:$N$3,0)-1),2,TRUE)","v":1},{"$f":"VLOOKUP(C:C,OFFSET('B. PoF Adj Factor Scoring'!$E$5:$F$282,,MATCH(H$4,'B. PoF Adj Factor Scoring'!$E$3:$N$3,0)-1),2,TRUE)","v":0},{"$f":"VLOOKUP(D:D,OFFSET('B. PoF Adj Factor Scoring'!$E$5:$F$282,,MATCH(I$4,'B. PoF Adj Factor Scoring'!$E$3:$N$3,0)-1),2,TRUE)","v":0},{"$f":"VLOOKUP(E:E,OFFSET('B. PoF Adj Factor Scoring'!$E$5:$F$282,,MATCH(J$4,'B. PoF Adj Factor Scoring'!$E$3:$N$3,0)-1),2,TRUE)","v":0},{"$f":"VLOOKUP(F:F,OFFSET('B. PoF Adj Factor Scoring'!$E$5:$F$282,,MATCH(K$4,'B. PoF Adj Factor Scoring'!$E$3:$N$3,0)-1),2,TRUE)","v":0}]
[510,"XLPE",{"$f":"'A. Population Info'!H515","v":0},{"$f":"'A. Population Info'!I515","v":0},{"$f":"'A. Population Info'!J515","v":0},{"$f":"'A. Population Info'!K515","v":0},{"$f":"VLOOKUP(B:B,OFFSET('B. PoF Adj Factor Scoring'!$E$5:$F$282,,MATCH(G$4,'B. PoF Adj Factor Scoring'!$E$3:$N$3,0)-1),2,TRUE)","v":1},{"$f":"VLOOKUP(C:C,OFFSET('B. PoF Adj Factor Scoring'!$E$5:$F$282,,MATCH(H$4,'B. PoF Adj Factor Scoring'!$E$3:$N$3,0)-1),2,TRUE)","v":0},{"$f":"VLOOKUP(D:D,OFFSET('B. PoF Adj Factor Scoring'!$E$5:$F$282,,MATCH(I$4,'B. PoF Adj Factor Scoring'!$E$3:$N$3,0)-1),2,TRUE)","v":0},{"$f":"VLOOKUP(E:E,OFFSET('B. PoF Adj Factor Scoring'!$E$5:$F$282,,MATCH(J$4,'B. PoF Adj Factor Scoring'!$E$3:$N$3,0)-1),2,TRUE)","v":0},{"$f":"VLOOKUP(F:F,OFFSET('B. PoF Adj Factor Scoring'!$E$5:$F$282,,MATCH(K$4,'B. PoF Adj Factor Scoring'!$E$3:$N$3,0)-1),2,TRUE)","v":0}]
[511,"XLPE",{"$f":"'A. Population Info'!H516","v":0},{"$f":"'A. Population Info'!I516","v":0},{"$f":"'A. Population Info'!J516","v":0},{"$f":"'A. Population Info'!K516","v":0},{"$f":"VLOOKUP(B:B,OFFSET('B. PoF Adj Factor Scoring'!$E$5:$F$282,,MATCH(G$4,'B. PoF Adj Factor Scoring'!$E$3:$N$3,0)-1),2,TRUE)","v":1},{"$f":"VLOOKUP(C:C,OFFSET('B. PoF Adj Factor Scoring'!$E$5:$F$282,,MATCH(H$4,'B. PoF Adj Factor Scoring'!$E$3:$N$3,0)-1),2,TRUE)","v":0},{"$f":"VLOOKUP(D:D,OFFSET('B. PoF Adj Factor Scoring'!$E$5:$F$282,,MATCH(I$4,'B. PoF Adj Factor Scoring'!$E$3:$N$3,0)-1),2,TRUE)","v":0},{"$f":"VLOOKUP(E:E,OFFSET('B. PoF Adj Factor Scoring'!$E$5:$F$282,,MATCH(J$4,'B. PoF Adj Factor Scoring'!$E$3:$N$3,0)-1),2,TRUE)","v":0},{"$f":"VLOOKUP(F:F,OFFSET('B. PoF Adj Factor Scoring'!$E$5:$F$282,,MATCH(K$4,'B. PoF Adj Factor Scoring'!$E$3:$N$3,0)-1),2,TRUE)","v":0}]
[512,"XLPE",{"$f":"'A. Population Info'!H517","v":0},{"$f":"'A. Population Info'!I517","v":0},{"$f":"'A. Population Info'!J517","v":0},{"$f":"'A. Population Info'!K517","v":0},{"$f":"VLOOKUP(B:B,OFFSET('B. PoF Adj Factor Scoring'!$E$5:$F$282,,MATCH(G$4,'B. PoF Adj Factor Scoring'!$E$3:$N$3,0)-1),2,TRUE)","v":1},{"$f":"VLOOKUP(C:C,OFFSET('B. PoF Adj Factor Scoring'!$E$5:$F$282,,MATCH(H$4,'B. PoF Adj Factor Scoring'!$E$3:$N$3,0)-1),2,TRUE)","v":0},{"$f":"VLOOKUP(D:D,OFFSET('B. PoF Adj Factor Scoring'!$E$5:$F$282,,MATCH(I$4,'B. PoF Adj Factor Scoring'!$E$3:$N$3,0)-1),2,TRUE)","v":0},{"$f":"VLOOKUP(E:E,OFFSET('B. PoF Adj Factor Scoring'!$E$5:$F$282,,MATCH(J$4,'B. PoF Adj Factor Scoring'!$E$3:$N$3,0)-1),2,TRUE)","v":0},{"$f":"VLOOKUP(F:F,OFFSET('B. PoF Adj Factor Scoring'!$E$5:$F$282,,MATCH(K$4,'B. PoF Adj Factor Scoring'!$E$3:$N$3,0)-1),2,TRUE)","v":0}]
[513,"XLPE",{"$f":"'A. Population Info'!H518","v":0},{"$f":"'A. Population Info'!I518","v":0},{"$f":"'A. Population Info'!J518","v":0},{"$f":"'A. Population Info'!K518","v":0},{"$f":"VLOOKUP(B:B,OFFSET('B. PoF Adj Factor Scoring'!$E$5:$F$282,,MATCH(G$4,'B. PoF Adj Factor Scoring'!$E$3:$N$3,0)-1),2,TRUE)","v":1},{"$f":"VLOOKUP(C:C,OFFSET('B. PoF Adj Factor Scoring'!$E$5:$F$282,,MATCH(H$4,'B. PoF Adj Factor Scoring'!$E$3:$N$3,0)-1),2,TRUE)","v":0},{"$f":"VLOOKUP(D:D,OFFSET('B. PoF Adj Factor Scoring'!$E$5:$F$282,,MATCH(I$4,'B. PoF Adj Factor Scoring'!$E$3:$N$3,0)-1),2,TRUE)","v":0},{"$f":"VLOOKUP(E:E,OFFSET('B. PoF Adj Factor Scoring'!$E$5:$F$282,,MATCH(J$4,'B. PoF Adj Factor Scoring'!$E$3:$N$3,0)-1),2,TRUE)","v":0},{"$f":"VLOOKUP(F:F,OFFSET('B. PoF Adj Factor Scoring'!$E$5:$F$282,,MATCH(K$4,'B. PoF Adj Factor Scoring'!$E$3:$N$3,0)-1),2,TRUE)","v":0}]
[514,"XLPE",{"$f":"'A. Population Info'!H519","v":0},{"$f":"'A. Population Info'!I519","v":0},{"$f":"'A. Population Info'!J519","v":0},{"$f":"'A. Population Info'!K519","v":0},{"$f":"VLOOKUP(B:B,OFFSET('B. PoF Adj Factor Scoring'!$E$5:$F$282,,MATCH(G$4,'B. PoF Adj Factor Scoring'!$E$3:$N$3,0)-1),2,TRUE)","v":1},{"$f":"VLOOKUP(C:C,OFFSET('B. PoF Adj Factor Scoring'!$E$5:$F$282,,MATCH(H$4,'B. PoF Adj Factor Scoring'!$E$3:$N$3,0)-1),2,TRUE)","v":0},{"$f":"VLOOKUP(D:D,OFFSET('B. PoF Adj Factor Scoring'!$E$5:$F$282,,MATCH(I$4,'B. PoF Adj Factor Scoring'!$E$3:$N$3,0)-1),2,TRUE)","v":0},{"$f":"VLOOKUP(E:E,OFFSET('B. PoF Adj Factor Scoring'!$E$5:$F$282,,MATCH(J$4,'B. PoF Adj Factor Scoring'!$E$3:$N$3,0)-1),2,TRUE)","v":0},{"$f":"VLOOKUP(F:F,OFFSET('B. PoF Adj Factor Scoring'!$E$5:$F$282,,MATCH(K$4,'B. PoF Adj Factor Scoring'!$E$3:$N$3,0)-1),2,TRUE)","v":0}]
[515,"XLPE",{"$f":"'A. Population Info'!H520","v":0},{"$f":"'A. Population Info'!I520","v":0},{"$f":"'A. Population Info'!J520","v":0},{"$f":"'A. Population Info'!K520","v":0},{"$f":"VLOOKUP(B:B,OFFSET('B. PoF Adj Factor Scoring'!$E$5:$F$282,,MATCH(G$4,'B. PoF Adj Factor Scoring'!$E$3:$N$3,0)-1),2,TRUE)","v":1},{"$f":"VLOOKUP(C:C,OFFSET('B. PoF Adj Factor Scoring'!$E$5:$F$282,,MATCH(H$4,'B. PoF Adj Factor Scoring'!$E$3:$N$3,0)-1),2,TRUE)","v":0},{"$f":"VLOOKUP(D:D,OFFSET('B. PoF Adj Factor Scoring'!$E$5:$F$282,,MATCH(I$4,'B. PoF Adj Factor Scoring'!$E$3:$N$3,0)-1),2,TRUE)","v":0},{"$f":"VLOOKUP(E:E,OFFSET('B. PoF Adj Factor Scoring'!$E$5:$F$282,,MATCH(J$4,'B. PoF Adj Factor Scoring'!$E$3:$N$3,0)-1),2,TRUE)","v":0},{"$f":"VLOOKUP(F:F,OFFSET('B. PoF Adj Factor Scoring'!$E$5:$F$282,,MATCH(K$4,'B. PoF Adj Factor Scoring'!$E$3:$N$3,0)-1),2,TRUE)","v":0}]
[516,"XLPE",{"$f":"'A. Population Info'!H521","v":0},{"$f":"'A. Population Info'!I521","v":0},{"$f":"'A. Population Info'!J521","v":0},{"$f":"'A. Population Info'!K521","v":0},{"$f":"VLOOKUP(B:B,OFFSET('B. PoF Adj Factor Scoring'!$E$5:$F$282,,MATCH(G$4,'B. PoF Adj Factor Scoring'!$E$3:$N$3,0)-1),2,TRUE)","v":1},{"$f":"VLOOKUP(C:C,OFFSET('B. PoF Adj Factor Scoring'!$E$5:$F$282,,MATCH(H$4,'B. PoF Adj Factor Scoring'!$E$3:$N$3,0)-1),2,TRUE)","v":0},{"$f":"VLOOKUP(D:D,OFFSET('B. PoF Adj Factor Scoring'!$E$5:$F$282,,MATCH(I$4,'B. PoF Adj Factor Scoring'!$E$3:$N$3,0)-1),2,TRUE)","v":0},{"$f":"VLOOKUP(E:E,OFFSET('B. PoF Adj Factor Scoring'!$E$5:$F$282,,MATCH(J$4,'B. PoF Adj Factor Scoring'!$E$3:$N$3,0)-1),2,TRUE)","v":0},{"$f":"VLOOKUP(F:F,OFFSET('B. PoF Adj Factor Scoring'!$E$5:$F$282,,MATCH(K$4,'B. PoF Adj Factor Scoring'!$E$3:$N$3,0)-1),2,TRUE)","v":0}]
[517,"XLPE",{"$f":"'A. Population Info'!H522","v":0},{"$f":"'A. Population Info'!I522","v":0},{"$f":"'A. Population Info'!J522","v":0},{"$f":"'A. Population Info'!K522","v":0},{"$f":"VLOOKUP(B:B,OFFSET('B. PoF Adj Factor Scoring'!$E$5:$F$282,,MATCH(G$4,'B. PoF Adj Factor Scoring'!$E$3:$N$3,0)-1),2,TRUE)","v":1},{"$f":"VLOOKUP(C:C,OFFSET('B. PoF Adj Factor Scoring'!$E$5:$F$282,,MATCH(H$4,'B. PoF Adj Factor Scoring'!$E$3:$N$3,0)-1),2,TRUE)","v":0},{"$f":"VLOOKUP(D:D,OFFSET('B. PoF Adj Factor Scoring'!$E$5:$F$282,,MATCH(I$4,'B. PoF Adj Factor Scoring'!$E$3:$N$3,0)-1),2,TRUE)","v":0},{"$f":"VLOOKUP(E:E,OFFSET('B. PoF Adj Factor Scoring'!$E$5:$F$282,,MATCH(J$4,'B. PoF Adj Factor Scoring'!$E$3:$N$3,0)-1),2,TRUE)","v":0},{"$f":"VLOOKUP(F:F,OFFSET('B. PoF Adj Factor Scoring'!$E$5:$F$282,,MATCH(K$4,'B. PoF Adj Factor Scoring'!$E$3:$N$3,0)-1),2,TRUE)","v":0}]
[518,"XLPE",{"$f":"'A. Population Info'!H523","v":0},{"$f":"'A. Population Info'!I523","v":0},{"$f":"'A. Population Info'!J523","v":0},{"$f":"'A. Population Info'!K523","v":0},{"$f":"VLOOKUP(B:B,OFFSET('B. PoF Adj Factor Scoring'!$E$5:$F$282,,MATCH(G$4,'B. PoF Adj Factor Scoring'!$E$3:$N$3,0)-1),2,TRUE)","v":1},{"$f":"VLOOKUP(C:C,OFFSET('B. PoF Adj Factor Scoring'!$E$5:$F$282,,MATCH(H$4,'B. PoF Adj Factor Scoring'!$E$3:$N$3,0)-1),2,TRUE)","v":0},{"$f":"VLOOKUP(D:D,OFFSET('B. PoF Adj Factor Scoring'!$E$5:$F$282,,MATCH(I$4,'B. PoF Adj Factor Scoring'!$E$3:$N$3,0)-1),2,TRUE)","v":0},{"$f":"VLOOKUP(E:E,OFFSET('B. PoF Adj Factor Scoring'!$E$5:$F$282,,MATCH(J$4,'B. PoF Adj Factor Scoring'!$E$3:$N$3,0)-1),2,TRUE)","v":0},{"$f":"VLOOKUP(F:F,OFFSET('B. PoF Adj Factor Scoring'!$E$5:$F$282,,MATCH(K$4,'B. PoF Adj Factor Scoring'!$E$3:$N$3,0)-1),2,TRUE)","v":0}]
[519,"XLPE",{"$f":"'A. Population Info'!H524","v":0},{"$f":"'A. Population Info'!I524","v":0},{"$f":"'A. Population Info'!J524","v":0},{"$f":"'A. Population Info'!K524","v":0},{"$f":"VLOOKUP(B:B,OFFSET('B. PoF Adj Factor Scoring'!$E$5:$F$282,,MATCH(G$4,'B. PoF Adj Factor Scoring'!$E$3:$N$3,0)-1),2,TRUE)","v":1},{"$f":"VLOOKUP(C:C,OFFSET('B. PoF Adj Factor Scoring'!$E$5:$F$282,,MATCH(H$4,'B. PoF Adj Factor Scoring'!$E$3:$N$3,0)-1),2,TRUE)","v":0},{"$f":"VLOOKUP(D:D,OFFSET('B. PoF Adj Factor Scoring'!$E$5:$F$282,,MATCH(I$4,'B. PoF Adj Factor Scoring'!$E$3:$N$3,0)-1),2,TRUE)","v":0},{"$f":"VLOOKUP(E:E,OFFSET('B. PoF Adj Factor Scoring'!$E$5:$F$282,,MATCH(J$4,'B. PoF Adj Factor Scoring'!$E$3:$N$3,0)-1),2,TRUE)","v":0},{"$f":"VLOOKUP(F:F,OFFSET('B. PoF Adj Factor Scoring'!$E$5:$F$282,,MATCH(K$4,'B. PoF Adj Factor Scoring'!$E$3:$N$3,0)-1),2,TRUE)","v":0}]
[520,"XLPE",{"$f":"'A. Population Info'!H525","v":0},{"$f":"'A. Population Info'!I525","v":0},{"$f":"'A. Population Info'!J525","v":0},{"$f":"'A. Population Info'!K525","v":0},{"$f":"VLOOKUP(B:B,OFFSET('B. PoF Adj Factor Scoring'!$E$5:$F$282,,MATCH(G$4,'B. PoF Adj Factor Scoring'!$E$3:$N$3,0)-1),2,TRUE)","v":1},{"$f":"VLOOKUP(C:C,OFFSET('B. PoF Adj Factor Scoring'!$E$5:$F$282,,MATCH(H$4,'B. PoF Adj Factor Scoring'!$E$3:$N$3,0)-1),2,TRUE)","v":0},{"$f":"VLOOKUP(D:D,OFFSET('B. PoF Adj Factor Scoring'!$E$5:$F$282,,MATCH(I$4,'B. PoF Adj Factor Scoring'!$E$3:$N$3,0)-1),2,TRUE)","v":0},{"$f":"VLOOKUP(E:E,OFFSET('B. PoF Adj Factor Scoring'!$E$5:$F$282,,MATCH(J$4,'B. PoF Adj Factor Scoring'!$E$3:$N$3,0)-1),2,TRUE)","v":0},{"$f":"VLOOKUP(F:F,OFFSET('B. PoF Adj Factor Scoring'!$E$5:$F$282,,MATCH(K$4,'B. PoF Adj Factor Scoring'!$E$3:$N$3,0)-1),2,TRUE)","v":0}]
[521,"XLPE",{"$f":"'A. Population Info'!H526","v":0},{"$f":"'A. Population Info'!I526","v":0},{"$f":"'A. Population Info'!J526","v":0},{"$f":"'A. Population Info'!K526","v":0},{"$f":"VLOOKUP(B:B,OFFSET('B. PoF Adj Factor Scoring'!$E$5:$F$282,,MATCH(G$4,'B. PoF Adj Factor Scoring'!$E$3:$N$3,0)-1),2,TRUE)","v":1},{"$f":"VLOOKUP(C:C,OFFSET('B. PoF Adj Factor Scoring'!$E$5:$F$282,,MATCH(H$4,'B. PoF Adj Factor Scoring'!$E$3:$N$3,0)-1),2,TRUE)","v":0},{"$f":"VLOOKUP(D:D,OFFSET('B. PoF Adj Factor Scoring'!$E$5:$F$282,,MATCH(I$4,'B. PoF Adj Factor Scoring'!$E$3:$N$3,0)-1),2,TRUE)","v":0},{"$f":"VLOOKUP(E:E,OFFSET('B. PoF Adj Factor Scoring'!$E$5:$F$282,,MATCH(J$4,'B. PoF Adj Factor Scoring'!$E$3:$N$3,0)-1),2,TRUE)","v":0},{"$f":"VLOOKUP(F:F,OFFSET('B. PoF Adj Factor Scoring'!$E$5:$F$282,,MATCH(K$4,'B. PoF Adj Factor Scoring'!$E$3:$N$3,0)-1),2,TRUE)","v":0}]
[522,"XLPE",{"$f":"'A. Population Info'!H527","v":0},{"$f":"'A. Population Info'!I527","v":0},{"$f":"'A. Population Info'!J527","v":0},{"$f":"'A. Population Info'!K527","v":0},{"$f":"VLOOKUP(B:B,OFFSET('B. PoF Adj Factor Scoring'!$E$5:$F$282,,MATCH(G$4,'B. PoF Adj Factor Scoring'!$E$3:$N$3,0)-1),2,TRUE)","v":1},{"$f":"VLOOKUP(C:C,OFFSET('B. PoF Adj Factor Scoring'!$E$5:$F$282,,MATCH(H$4,'B. PoF Adj Factor Scoring'!$E$3:$N$3,0)-1),2,TRUE)","v":0},{"$f":"VLOOKUP(D:D,OFFSET('B. PoF Adj Factor Scoring'!$E$5:$F$282,,MATCH(I$4,'B. PoF Adj Factor Scoring'!$E$3:$N$3,0)-1),2,TRUE)","v":0},{"$f":"VLOOKUP(E:E,OFFSET('B. PoF Adj Factor Scoring'!$E$5:$F$282,,MATCH(J$4,'B. PoF Adj Factor Scoring'!$E$3:$N$3,0)-1),2,TRUE)","v":0},{"$f":"VLOOKUP(F:F,OFFSET('B. PoF Adj Factor Scoring'!$E$5:$F$282,,MATCH(K$4,'B. PoF Adj Factor Scoring'!$E$3:$N$3,0)-1),2,TRUE)","v":0}]
[523,"XLPE",{"$f":"'A. Population Info'!H528","v":0},{"$f":"'A. Population Info'!I528","v":0},{"$f":"'A. Population Info'!J528","v":0},{"$f":"'A. Population Info'!K528","v":0},{"$f":"VLOOKUP(B:B,OFFSET('B. PoF Adj Factor Scoring'!$E$5:$F$282,,MATCH(G$4,'B. PoF Adj Factor Scoring'!$E$3:$N$3,0)-1),2,TRUE)","v":1},{"$f":"VLOOKUP(C:C,OFFSET('B. PoF Adj Factor Scoring'!$E$5:$F$282,,MATCH(H$4,'B. PoF Adj Factor Scoring'!$E$3:$N$3,0)-1),2,TRUE)","v":0},{"$f":"VLOOKUP(D:D,OFFSET('B. PoF Adj Factor Scoring'!$E$5:$F$282,,MATCH(I$4,'B. PoF Adj Factor Scoring'!$E$3:$N$3,0)-1),2,TRUE)","v":0},{"$f":"VLOOKUP(E:E,OFFSET('B. PoF Adj Factor Scoring'!$E$5:$F$282,,MATCH(J$4,'B. PoF Adj Factor Scoring'!$E$3:$N$3,0)-1),2,TRUE)","v":0},{"$f":"VLOOKUP(F:F,OFFSET('B. PoF Adj Factor Scoring'!$E$5:$F$282,,MATCH(K$4,'B. PoF Adj Factor Scoring'!$E$3:$N$3,0)-1),2,TRUE)","v":0}]
[524,"XLPE",{"$f":"'A. Population Info'!H529","v":0},{"$f":"'A. Population Info'!I529","v":0},{"$f":"'A. Population Info'!J529","v":0},{"$f":"'A. Population Info'!K529","v":0},{"$f":"VLOOKUP(B:B,OFFSET('B. PoF Adj Factor Scoring'!$E$5:$F$282,,MATCH(G$4,'B. PoF Adj Factor Scoring'!$E$3:$N$3,0)-1),2,TRUE)","v":1},{"$f":"VLOOKUP(C:C,OFFSET('B. PoF Adj Factor Scoring'!$E$5:$F$282,,MATCH(H$4,'B. PoF Adj Factor Scoring'!$E$3:$N$3,0)-1),2,TRUE)","v":0},{"$f":"VLOOKUP(D:D,OFFSET('B. PoF Adj Factor Scoring'!$E$5:$F$282,,MATCH(I$4,'B. PoF Adj Factor Scoring'!$E$3:$N$3,0)-1),2,TRUE)","v":0},{"$f":"VLOOKUP(E:E,OFFSET('B. PoF Adj Factor Scoring'!$E$5:$F$282,,MATCH(J$4,'B. PoF Adj Factor Scoring'!$E$3:$N$3,0)-1),2,TRUE)","v":0},{"$f":"VLOOKUP(F:F,OFFSET('B. PoF Adj Factor Scoring'!$E$5:$F$282,,MATCH(K$4,'B. PoF Adj Factor Scoring'!$E$3:$N$3,0)-1),2,TRUE)","v":0}]
[525,"XLPE",{"$f":"'A. Population Info'!H530","v":0},{"$f":"'A. Population Info'!I530","v":0},{"$f":"'A. Population Info'!J530","v":0},{"$f":"'A. Population Info'!K530","v":0},{"$f":"VLOOKUP(B:B,OFFSET('B. PoF Adj Factor Scoring'!$E$5:$F$282,,MATCH(G$4,'B. PoF Adj Factor Scoring'!$E$3:$N$3,0)-1),2,TRUE)","v":1},{"$f":"VLOOKUP(C:C,OFFSET('B. PoF Adj Factor Scoring'!$E$5:$F$282,,MATCH(H$4,'B. PoF Adj Factor Scoring'!$E$3:$N$3,0)-1),2,TRUE)","v":0},{"$f":"VLOOKUP(D:D,OFFSET('B. PoF Adj Factor Scoring'!$E$5:$F$282,,MATCH(I$4,'B. PoF Adj Factor Scoring'!$E$3:$N$3,0)-1),2,TRUE)","v":0},{"$f":"VLOOKUP(E:E,OFFSET('B. PoF Adj Factor Scoring'!$E$5:$F$282,,MATCH(J$4,'B. PoF Adj Factor Scoring'!$E$3:$N$3,0)-1),2,TRUE)","v":0},{"$f":"VLOOKUP(F:F,OFFSET('B. PoF Adj Factor Scoring'!$E$5:$F$282,,MATCH(K$4,'B. PoF Adj Factor Scoring'!$E$3:$N$3,0)-1),2,TRUE)","v":0}]
[526,"XLPE",{"$f":"'A. Population Info'!H531","v":0},{"$f":"'A. Population Info'!I531","v":0},{"$f":"'A. Population Info'!J531","v":0},{"$f":"'A. Population Info'!K531","v":0},{"$f":"VLOOKUP(B:B,OFFSET('B. PoF Adj Factor Scoring'!$E$5:$F$282,,MATCH(G$4,'B. PoF Adj Factor Scoring'!$E$3:$N$3,0)-1),2,TRUE)","v":1},{"$f":"VLOOKUP(C:C,OFFSET('B. PoF Adj Factor Scoring'!$E$5:$F$282,,MATCH(H$4,'B. PoF Adj Factor Scoring'!$E$3:$N$3,0)-1),2,TRUE)","v":0},{"$f":"VLOOKUP(D:D,OFFSET('B. PoF Adj Factor Scoring'!$E$5:$F$282,,MATCH(I$4,'B. PoF Adj Factor Scoring'!$E$3:$N$3,0)-1),2,TRUE)","v":0},{"$f":"VLOOKUP(E:E,OFFSET('B. PoF Adj Factor Scoring'!$E$5:$F$282,,MATCH(J$4,'B. PoF Adj Factor Scoring'!$E$3:$N$3,0)-1),2,TRUE)","v":0},{"$f":"VLOOKUP(F:F,OFFSET('B. PoF Adj Factor Scoring'!$E$5:$F$282,,MATCH(K$4,'B. PoF Adj Factor Scoring'!$E$3:$N$3,0)-1),2,TRUE)","v":0}]
[527,"XLPE",{"$f":"'A. Population Info'!H532","v":0},{"$f":"'A. Population Info'!I532","v":0},{"$f":"'A. Population Info'!J532","v":0},{"$f":"'A. Population Info'!K532","v":0},{"$f":"VLOOKUP(B:B,OFFSET('B. PoF Adj Factor Scoring'!$E$5:$F$282,,MATCH(G$4,'B. PoF Adj Factor Scoring'!$E$3:$N$3,0)-1),2,TRUE)","v":1},{"$f":"VLOOKUP(C:C,OFFSET('B. PoF Adj Factor Scoring'!$E$5:$F$282,,MATCH(H$4,'B. PoF Adj Factor Scoring'!$E$3:$N$3,0)-1),2,TRUE)","v":0},{"$f":"VLOOKUP(D:D,OFFSET('B. PoF Adj Factor Scoring'!$E$5:$F$282,,MATCH(I$4,'B. PoF Adj Factor Scoring'!$E$3:$N$3,0)-1),2,TRUE)","v":0},{"$f":"VLOOKUP(E:E,OFFSET('B. PoF Adj Factor Scoring'!$E$5:$F$282,,MATCH(J$4,'B. PoF Adj Factor Scoring'!$E$3:$N$3,0)-1),2,TRUE)","v":0},{"$f":"VLOOKUP(F:F,OFFSET('B. PoF Adj Factor Scoring'!$E$5:$F$282,,MATCH(K$4,'B. PoF Adj Factor Scoring'!$E$3:$N$3,0)-1),2,TRUE)","v":0}]
[528,"XLPE",{"$f":"'A. Population Info'!H533","v":0},{"$f":"'A. Population Info'!I533","v":0},{"$f":"'A. Population Info'!J533","v":0},{"$f":"'A. Population Info'!K533","v":0},{"$f":"VLOOKUP(B:B,OFFSET('B. PoF Adj Factor Scoring'!$E$5:$F$282,,MATCH(G$4,'B. PoF Adj Factor Scoring'!$E$3:$N$3,0)-1),2,TRUE)","v":1},{"$f":"VLOOKUP(C:C,OFFSET('B. PoF Adj Factor Scoring'!$E$5:$F$282,,MATCH(H$4,'B. PoF Adj Factor Scoring'!$E$3:$N$3,0)-1),2,TRUE)","v":0},{"$f":"VLOOKUP(D:D,OFFSET('B. PoF Adj Factor Scoring'!$E$5:$F$282,,MATCH(I$4,'B. PoF Adj Factor Scoring'!$E$3:$N$3,0)-1),2,TRUE)","v":0},{"$f":"VLOOKUP(E:E,OFFSET('B. PoF Adj Factor Scoring'!$E$5:$F$282,,MATCH(J$4,'B. PoF Adj Factor Scoring'!$E$3:$N$3,0)-1),2,TRUE)","v":0},{"$f":"VLOOKUP(F:F,OFFSET('B. PoF Adj Factor Scoring'!$E$5:$F$282,,MATCH(K$4,'B. PoF Adj Factor Scoring'!$E$3:$N$3,0)-1),2,TRUE)","v":0}]
[529,"XLPE",{"$f":"'A. Population Info'!H534","v":0},{"$f":"'A. Population Info'!I534","v":0},{"$f":"'A. Population Info'!J534","v":0},{"$f":"'A. Population Info'!K534","v":0},{"$f":"VLOOKUP(B:B,OFFSET('B. PoF Adj Factor Scoring'!$E$5:$F$282,,MATCH(G$4,'B. PoF Adj Factor Scoring'!$E$3:$N$3,0)-1),2,TRUE)","v":1},{"$f":"VLOOKUP(C:C,OFFSET('B. PoF Adj Factor Scoring'!$E$5:$F$282,,MATCH(H$4,'B. PoF Adj Factor Scoring'!$E$3:$N$3,0)-1),2,TRUE)","v":0},{"$f":"VLOOKUP(D:D,OFFSET('B. PoF Adj Factor Scoring'!$E$5:$F$282,,MATCH(I$4,'B. PoF Adj Factor Scoring'!$E$3:$N$3,0)-1),2,TRUE)","v":0},{"$f":"VLOOKUP(E:E,OFFSET('B. PoF Adj Factor Scoring'!$E$5:$F$282,,MATCH(J$4,'B. PoF Adj Factor Scoring'!$E$3:$N$3,0)-1),2,TRUE)","v":0},{"$f":"VLOOKUP(F:F,OFFSET('B. PoF Adj Factor Scoring'!$E$5:$F$282,,MATCH(K$4,'B. PoF Adj Factor Scoring'!$E$3:$N$3,0)-1),2,TRUE)","v":0}]
[530,"XLPE",{"$f":"'A. Population Info'!H535","v":0},{"$f":"'A. Population Info'!I535","v":0},{"$f":"'A. Population Info'!J535","v":0},{"$f":"'A. Population Info'!K535","v":0},{"$f":"VLOOKUP(B:B,OFFSET('B. PoF Adj Factor Scoring'!$E$5:$F$282,,MATCH(G$4,'B. PoF Adj Factor Scoring'!$E$3:$N$3,0)-1),2,TRUE)","v":1},{"$f":"VLOOKUP(C:C,OFFSET('B. PoF Adj Factor Scoring'!$E$5:$F$282,,MATCH(H$4,'B. PoF Adj Factor Scoring'!$E$3:$N$3,0)-1),2,TRUE)","v":0},{"$f":"VLOOKUP(D:D,OFFSET('B. PoF Adj Factor Scoring'!$E$5:$F$282,,MATCH(I$4,'B. PoF Adj Factor Scoring'!$E$3:$N$3,0)-1),2,TRUE)","v":0},{"$f":"VLOOKUP(E:E,OFFSET('B. PoF Adj Factor Scoring'!$E$5:$F$282,,MATCH(J$4,'B. PoF Adj Factor Scoring'!$E$3:$N$3,0)-1),2,TRUE)","v":0},{"$f":"VLOOKUP(F:F,OFFSET('B. PoF Adj Factor Scoring'!$E$5:$F$282,,MATCH(K$4,'B. PoF Adj Factor Scoring'!$E$3:$N$3,0)-1),2,TRUE)","v":0}]
[531,"XLPE",{"$f":"'A. Population Info'!H536","v":0},{"$f":"'A. Population Info'!I536","v":0},{"$f":"'A. Population Info'!J536","v":0},{"$f":"'A. Population Info'!K536","v":0},{"$f":"VLOOKUP(B:B,OFFSET('B. PoF Adj Factor Scoring'!$E$5:$F$282,,MATCH(G$4,'B. PoF Adj Factor Scoring'!$E$3:$N$3,0)-1),2,TRUE)","v":1},{"$f":"VLOOKUP(C:C,OFFSET('B. PoF Adj Factor Scoring'!$E$5:$F$282,,MATCH(H$4,'B. PoF Adj Factor Scoring'!$E$3:$N$3,0)-1),2,TRUE)","v":0},{"$f":"VLOOKUP(D:D,OFFSET('B. PoF Adj Factor Scoring'!$E$5:$F$282,,MATCH(I$4,'B. PoF Adj Factor Scoring'!$E$3:$N$3,0)-1),2,TRUE)","v":0},{"$f":"VLOOKUP(E:E,OFFSET('B. PoF Adj Factor Scoring'!$E$5:$F$282,,MATCH(J$4,'B. PoF Adj Factor Scoring'!$E$3:$N$3,0)-1),2,TRUE)","v":0},{"$f":"VLOOKUP(F:F,OFFSET('B. PoF Adj Factor Scoring'!$E$5:$F$282,,MATCH(K$4,'B. PoF Adj Factor Scoring'!$E$3:$N$3,0)-1),2,TRUE)","v":0}]
[532,"XLPE",{"$f":"'A. Population Info'!H537","v":0},{"$f":"'A. Population Info'!I537","v":0},{"$f":"'A. Population Info'!J537","v":0},{"$f":"'A. Population Info'!K537","v":0},{"$f":"VLOOKUP(B:B,OFFSET('B. PoF Adj Factor Scoring'!$E$5:$F$282,,MATCH(G$4,'B. PoF Adj Factor Scoring'!$E$3:$N$3,0)-1),2,TRUE)","v":1},{"$f":"VLOOKUP(C:C,OFFSET('B. PoF Adj Factor Scoring'!$E$5:$F$282,,MATCH(H$4,'B. PoF Adj Factor Scoring'!$E$3:$N$3,0)-1),2,TRUE)","v":0},{"$f":"VLOOKUP(D:D,OFFSET('B. PoF Adj Factor Scoring'!$E$5:$F$282,,MATCH(I$4,'B. PoF Adj Factor Scoring'!$E$3:$N$3,0)-1),2,TRUE)","v":0},{"$f":"VLOOKUP(E:E,OFFSET('B. PoF Adj Factor Scoring'!$E$5:$F$282,,MATCH(J$4,'B. PoF Adj Factor Scoring'!$E$3:$N$3,0)-1),2,TRUE)","v":0},{"$f":"VLOOKUP(F:F,OFFSET('B. PoF Adj Factor Scoring'!$E$5:$F$282,,MATCH(K$4,'B. PoF Adj Factor Scoring'!$E$3:$N$3,0)-1),2,TRUE)","v":0}]
[533,"XLPE",{"$f":"'A. Population Info'!H538","v":0},{"$f":"'A. Population Info'!I538","v":0},{"$f":"'A. Population Info'!J538","v":0},{"$f":"'A. Population Info'!K538","v":0},{"$f":"VLOOKUP(B:B,OFFSET('B. PoF Adj Factor Scoring'!$E$5:$F$282,,MATCH(G$4,'B. PoF Adj Factor Scoring'!$E$3:$N$3,0)-1),2,TRUE)","v":1},{"$f":"VLOOKUP(C:C,OFFSET('B. PoF Adj Factor Scoring'!$E$5:$F$282,,MATCH(H$4,'B. PoF Adj Factor Scoring'!$E$3:$N$3,0)-1),2,TRUE)","v":0},{"$f":"VLOOKUP(D:D,OFFSET('B. PoF Adj Factor Scoring'!$E$5:$F$282,,MATCH(I$4,'B. PoF Adj Factor Scoring'!$E$3:$N$3,0)-1),2,TRUE)","v":0},{"$f":"VLOOKUP(E:E,OFFSET('B. PoF Adj Factor Scoring'!$E$5:$F$282,,MATCH(J$4,'B. PoF Adj Factor Scoring'!$E$3:$N$3,0)-1),2,TRUE)","v":0},{"$f":"VLOOKUP(F:F,OFFSET('B. PoF Adj Factor Scoring'!$E$5:$F$282,,MATCH(K$4,'B. PoF Adj Factor Scoring'!$E$3:$N$3,0)-1),2,TRUE)","v":0}]
[534,"XLPE",{"$f":"'A. Population Info'!H539","v":0},{"$f":"'A. Population Info'!I539","v":0},{"$f":"'A. Population Info'!J539","v":0},{"$f":"'A. Population Info'!K539","v":0},{"$f":"VLOOKUP(B:B,OFFSET('B. PoF Adj Factor Scoring'!$E$5:$F$282,,MATCH(G$4,'B. PoF Adj Factor Scoring'!$E$3:$N$3,0)-1),2,TRUE)","v":1},{"$f":"VLOOKUP(C:C,OFFSET('B. PoF Adj Factor Scoring'!$E$5:$F$282,,MATCH(H$4,'B. PoF Adj Factor Scoring'!$E$3:$N$3,0)-1),2,TRUE)","v":0},{"$f":"VLOOKUP(D:D,OFFSET('B. PoF Adj Factor Scoring'!$E$5:$F$282,,MATCH(I$4,'B. PoF Adj Factor Scoring'!$E$3:$N$3,0)-1),2,TRUE)","v":0},{"$f":"VLOOKUP(E:E,OFFSET('B. PoF Adj Factor Scoring'!$E$5:$F$282,,MATCH(J$4,'B. PoF Adj Factor Scoring'!$E$3:$N$3,0)-1),2,TRUE)","v":0},{"$f":"VLOOKUP(F:F,OFFSET('B. PoF Adj Factor Scoring'!$E$5:$F$282,,MATCH(K$4,'B. PoF Adj Factor Scoring'!$E$3:$N$3,0)-1),2,TRUE)","v":0}]
[535,"XLPE",{"$f":"'A. Population Info'!H540","v":0},{"$f":"'A. Population Info'!I540","v":0},{"$f":"'A. Population Info'!J540","v":0},{"$f":"'A. Population Info'!K540","v":0},{"$f":"VLOOKUP(B:B,OFFSET('B. PoF Adj Factor Scoring'!$E$5:$F$282,,MATCH(G$4,'B. PoF Adj Factor Scoring'!$E$3:$N$3,0)-1),2,TRUE)","v":1},{"$f":"VLOOKUP(C:C,OFFSET('B. PoF Adj Factor Scoring'!$E$5:$F$282,,MATCH(H$4,'B. PoF Adj Factor Scoring'!$E$3:$N$3,0)-1),2,TRUE)","v":0},{"$f":"VLOOKUP(D:D,OFFSET('B. PoF Adj Factor Scoring'!$E$5:$F$282,,MATCH(I$4,'B. PoF Adj Factor Scoring'!$E$3:$N$3,0)-1),2,TRUE)","v":0},{"$f":"VLOOKUP(E:E,OFFSET('B. PoF Adj Factor Scoring'!$E$5:$F$282,,MATCH(J$4,'B. PoF Adj Factor Scoring'!$E$3:$N$3,0)-1),2,TRUE)","v":0},{"$f":"VLOOKUP(F:F,OFFSET('B. PoF Adj Factor Scoring'!$E$5:$F$282,,MATCH(K$4,'B. PoF Adj Factor Scoring'!$E$3:$N$3,0)-1),2,TRUE)","v":0}]
[536,"XLPE",{"$f":"'A. Population Info'!H541","v":0},{"$f":"'A. Population Info'!I541","v":0},{"$f":"'A. Population Info'!J541","v":0},{"$f":"'A. Population Info'!K541","v":0},{"$f":"VLOOKUP(B:B,OFFSET('B. PoF Adj Factor Scoring'!$E$5:$F$282,,MATCH(G$4,'B. PoF Adj Factor Scoring'!$E$3:$N$3,0)-1),2,TRUE)","v":1},{"$f":"VLOOKUP(C:C,OFFSET('B. PoF Adj Factor Scoring'!$E$5:$F$282,,MATCH(H$4,'B. PoF Adj Factor Scoring'!$E$3:$N$3,0)-1),2,TRUE)","v":0},{"$f":"VLOOKUP(D:D,OFFSET('B. PoF Adj Factor Scoring'!$E$5:$F$282,,MATCH(I$4,'B. PoF Adj Factor Scoring'!$E$3:$N$3,0)-1),2,TRUE)","v":0},{"$f":"VLOOKUP(E:E,OFFSET('B. PoF Adj Factor Scoring'!$E$5:$F$282,,MATCH(J$4,'B. PoF Adj Factor Scoring'!$E$3:$N$3,0)-1),2,TRUE)","v":0},{"$f":"VLOOKUP(F:F,OFFSET('B. PoF Adj Factor Scoring'!$E$5:$F$282,,MATCH(K$4,'B. PoF Adj Factor Scoring'!$E$3:$N$3,0)-1),2,TRUE)","v":0}]
[537,"XLPE",{"$f":"'A. Population Info'!H542","v":0},{"$f":"'A. Population Info'!I542","v":0},{"$f":"'A. Population Info'!J542","v":0},{"$f":"'A. Population Info'!K542","v":0},{"$f":"VLOOKUP(B:B,OFFSET('B. PoF Adj Factor Scoring'!$E$5:$F$282,,MATCH(G$4,'B. PoF Adj Factor Scoring'!$E$3:$N$3,0)-1),2,TRUE)","v":1},{"$f":"VLOOKUP(C:C,OFFSET('B. PoF Adj Factor Scoring'!$E$5:$F$282,,MATCH(H$4,'B. PoF Adj Factor Scoring'!$E$3:$N$3,0)-1),2,TRUE)","v":0},{"$f":"VLOOKUP(D:D,OFFSET('B. PoF Adj Factor Scoring'!$E$5:$F$282,,MATCH(I$4,'B. PoF Adj Factor Scoring'!$E$3:$N$3,0)-1),2,TRUE)","v":0},{"$f":"VLOOKUP(E:E,OFFSET('B. PoF Adj Factor Scoring'!$E$5:$F$282,,MATCH(J$4,'B. PoF Adj Factor Scoring'!$E$3:$N$3,0)-1),2,TRUE)","v":0},{"$f":"VLOOKUP(F:F,OFFSET('B. PoF Adj Factor Scoring'!$E$5:$F$282,,MATCH(K$4,'B. PoF Adj Factor Scoring'!$E$3:$N$3,0)-1),2,TRUE)","v":0}]
[538,"XLPE",{"$f":"'A. Population Info'!H543","v":0},{"$f":"'A. Population Info'!I543","v":0},{"$f":"'A. Population Info'!J543","v":0},{"$f":"'A. Population Info'!K543","v":0},{"$f":"VLOOKUP(B:B,OFFSET('B. PoF Adj Factor Scoring'!$E$5:$F$282,,MATCH(G$4,'B. PoF Adj Factor Scoring'!$E$3:$N$3,0)-1),2,TRUE)","v":1},{"$f":"VLOOKUP(C:C,OFFSET('B. PoF Adj Factor Scoring'!$E$5:$F$282,,MATCH(H$4,'B. PoF Adj Factor Scoring'!$E$3:$N$3,0)-1),2,TRUE)","v":0},{"$f":"VLOOKUP(D:D,OFFSET('B. PoF Adj Factor Scoring'!$E$5:$F$282,,MATCH(I$4,'B. PoF Adj Factor Scoring'!$E$3:$N$3,0)-1),2,TRUE)","v":0},{"$f":"VLOOKUP(E:E,OFFSET('B. PoF Adj Factor Scoring'!$E$5:$F$282,,MATCH(J$4,'B. PoF Adj Factor Scoring'!$E$3:$N$3,0)-1),2,TRUE)","v":0},{"$f":"VLOOKUP(F:F,OFFSET('B. PoF Adj Factor Scoring'!$E$5:$F$282,,MATCH(K$4,'B. PoF Adj Factor Scoring'!$E$3:$N$3,0)-1),2,TRUE)","v":0}]
[539,"XLPE",{"$f":"'A. Population Info'!H544","v":0},{"$f":"'A. Population Info'!I544","v":0},{"$f":"'A. Population Info'!J544","v":0},{"$f":"'A. Population Info'!K544","v":0},{"$f":"VLOOKUP(B:B,OFFSET('B. PoF Adj Factor Scoring'!$E$5:$F$282,,MATCH(G$4,'B. PoF Adj Factor Scoring'!$E$3:$N$3,0)-1),2,TRUE)","v":1},{"$f":"VLOOKUP(C:C,OFFSET('B. PoF Adj Factor Scoring'!$E$5:$F$282,,MATCH(H$4,'B. PoF Adj Factor Scoring'!$E$3:$N$3,0)-1),2,TRUE)","v":0},{"$f":"VLOOKUP(D:D,OFFSET('B. PoF Adj Factor Scoring'!$E$5:$F$282,,MATCH(I$4,'B. PoF Adj Factor Scoring'!$E$3:$N$3,0)-1),2,TRUE)","v":0},{"$f":"VLOOKUP(E:E,OFFSET('B. PoF Adj Factor Scoring'!$E$5:$F$282,,MATCH(J$4,'B. PoF Adj Factor Scoring'!$E$3:$N$3,0)-1),2,TRUE)","v":0},{"$f":"VLOOKUP(F:F,OFFSET('B. PoF Adj Factor Scoring'!$E$5:$F$282,,MATCH(K$4,'B. PoF Adj Factor Scoring'!$E$3:$N$3,0)-1),2,TRUE)","v":0}]
[540,"XLPE",{"$f":"'A. Population Info'!H545","v":0},{"$f":"'A. Population Info'!I545","v":0},{"$f":"'A. Population Info'!J545","v":0},{"$f":"'A. Population Info'!K545","v":0},{"$f":"VLOOKUP(B:B,OFFSET('B. PoF Adj Factor Scoring'!$E$5:$F$282,,MATCH(G$4,'B. PoF Adj Factor Scoring'!$E$3:$N$3,0)-1),2,TRUE)","v":1},{"$f":"VLOOKUP(C:C,OFFSET('B. PoF Adj Factor Scoring'!$E$5:$F$282,,MATCH(H$4,'B. PoF Adj Factor Scoring'!$E$3:$N$3,0)-1),2,TRUE)","v":0},{"$f":"VLOOKUP(D:D,OFFSET('B. PoF Adj Factor Scoring'!$E$5:$F$282,,MATCH(I$4,'B. PoF Adj Factor Scoring'!$E$3:$N$3,0)-1),2,TRUE)","v":0},{"$f":"VLOOKUP(E:E,OFFSET('B. PoF Adj Factor Scoring'!$E$5:$F$282,,MATCH(J$4,'B. PoF Adj Factor Scoring'!$E$3:$N$3,0)-1),2,TRUE)","v":0},{"$f":"VLOOKUP(F:F,OFFSET('B. PoF Adj Factor Scoring'!$E$5:$F$282,,MATCH(K$4,'B. PoF Adj Factor Scoring'!$E$3:$N$3,0)-1),2,TRUE)","v":0}]
[541,"XLPE",{"$f":"'A. Population Info'!H546","v":0},{"$f":"'A. Population Info'!I546","v":0},{"$f":"'A. Population Info'!J546","v":0},{"$f":"'A. Population Info'!K546","v":0},{"$f":"VLOOKUP(B:B,OFFSET('B. PoF Adj Factor Scoring'!$E$5:$F$282,,MATCH(G$4,'B. PoF Adj Factor Scoring'!$E$3:$N$3,0)-1),2,TRUE)","v":1},{"$f":"VLOOKUP(C:C,OFFSET('B. PoF Adj Factor Scoring'!$E$5:$F$282,,MATCH(H$4,'B. PoF Adj Factor Scoring'!$E$3:$N$3,0)-1),2,TRUE)","v":0},{"$f":"VLOOKUP(D:D,OFFSET('B. PoF Adj Factor Scoring'!$E$5:$F$282,,MATCH(I$4,'B. PoF Adj Factor Scoring'!$E$3:$N$3,0)-1),2,TRUE)","v":0},{"$f":"VLOOKUP(E:E,OFFSET('B. PoF Adj Factor Scoring'!$E$5:$F$282,,MATCH(J$4,'B. PoF Adj Factor Scoring'!$E$3:$N$3,0)-1),2,TRUE)","v":0},{"$f":"VLOOKUP(F:F,OFFSET('B. PoF Adj Factor Scoring'!$E$5:$F$282,,MATCH(K$4,'B. PoF Adj Factor Scoring'!$E$3:$N$3,0)-1),2,TRUE)","v":0}]
[542,"XLPE",{"$f":"'A. Population Info'!H547","v":0},{"$f":"'A. Population Info'!I547","v":0},{"$f":"'A. Population Info'!J547","v":0},{"$f":"'A. Population Info'!K547","v":0},{"$f":"VLOOKUP(B:B,OFFSET('B. PoF Adj Factor Scoring'!$E$5:$F$282,,MATCH(G$4,'B. PoF Adj Factor Scoring'!$E$3:$N$3,0)-1),2,TRUE)","v":1},{"$f":"VLOOKUP(C:C,OFFSET('B. PoF Adj Factor Scoring'!$E$5:$F$282,,MATCH(H$4,'B. PoF Adj Factor Scoring'!$E$3:$N$3,0)-1),2,TRUE)","v":0},{"$f":"VLOOKUP(D:D,OFFSET('B. PoF Adj Factor Scoring'!$E$5:$F$282,,MATCH(I$4,'B. PoF Adj Factor Scoring'!$E$3:$N$3,0)-1),2,TRUE)","v":0},{"$f":"VLOOKUP(E:E,OFFSET('B. PoF Adj Factor Scoring'!$E$5:$F$282,,MATCH(J$4,'B. PoF Adj Factor Scoring'!$E$3:$N$3,0)-1),2,TRUE)","v":0},{"$f":"VLOOKUP(F:F,OFFSET('B. PoF Adj Factor Scoring'!$E$5:$F$282,,MATCH(K$4,'B. PoF Adj Factor Scoring'!$E$3:$N$3,0)-1),2,TRUE)","v":0}]
[543,"XLPE",{"$f":"'A. Population Info'!H548","v":0},{"$f":"'A. Population Info'!I548","v":0},{"$f":"'A. Population Info'!J548","v":0},{"$f":"'A. Population Info'!K548","v":0},{"$f":"VLOOKUP(B:B,OFFSET('B. PoF Adj Factor Scoring'!$E$5:$F$282,,MATCH(G$4,'B. PoF Adj Factor Scoring'!$E$3:$N$3,0)-1),2,TRUE)","v":1},{"$f":"VLOOKUP(C:C,OFFSET('B. PoF Adj Factor Scoring'!$E$5:$F$282,,MATCH(H$4,'B. PoF Adj Factor Scoring'!$E$3:$N$3,0)-1),2,TRUE)","v":0},{"$f":"VLOOKUP(D:D,OFFSET('B. PoF Adj Factor Scoring'!$E$5:$F$282,,MATCH(I$4,'B. PoF Adj Factor Scoring'!$E$3:$N$3,0)-1),2,TRUE)","v":0},{"$f":"VLOOKUP(E:E,OFFSET('B. PoF Adj Factor Scoring'!$E$5:$F$282,,MATCH(J$4,'B. PoF Adj Factor Scoring'!$E$3:$N$3,0)-1),2,TRUE)","v":0},{"$f":"VLOOKUP(F:F,OFFSET('B. PoF Adj Factor Scoring'!$E$5:$F$282,,MATCH(K$4,'B. PoF Adj Factor Scoring'!$E$3:$N$3,0)-1),2,TRUE)","v":0}]
[544,"XLPE",{"$f":"'A. Population Info'!H549","v":0},{"$f":"'A. Population Info'!I549","v":0},{"$f":"'A. Population Info'!J549","v":0},{"$f":"'A. Population Info'!K549","v":0},{"$f":"VLOOKUP(B:B,OFFSET('B. PoF Adj Factor Scoring'!$E$5:$F$282,,MATCH(G$4,'B. PoF Adj Factor Scoring'!$E$3:$N$3,0)-1),2,TRUE)","v":1},{"$f":"VLOOKUP(C:C,OFFSET('B. PoF Adj Factor Scoring'!$E$5:$F$282,,MATCH(H$4,'B. PoF Adj Factor Scoring'!$E$3:$N$3,0)-1),2,TRUE)","v":0},{"$f":"VLOOKUP(D:D,OFFSET('B. PoF Adj Factor Scoring'!$E$5:$F$282,,MATCH(I$4,'B. PoF Adj Factor Scoring'!$E$3:$N$3,0)-1),2,TRUE)","v":0},{"$f":"VLOOKUP(E:E,OFFSET('B. PoF Adj Factor Scoring'!$E$5:$F$282,,MATCH(J$4,'B. PoF Adj Factor Scoring'!$E$3:$N$3,0)-1),2,TRUE)","v":0},{"$f":"VLOOKUP(F:F,OFFSET('B. PoF Adj Factor Scoring'!$E$5:$F$282,,MATCH(K$4,'B. PoF Adj Factor Scoring'!$E$3:$N$3,0)-1),2,TRUE)","v":0}]
[545,"XLPE",{"$f":"'A. Population Info'!H550","v":0},{"$f":"'A. Population Info'!I550","v":0},{"$f":"'A. Population Info'!J550","v":0},{"$f":"'A. Population Info'!K550","v":0},{"$f":"VLOOKUP(B:B,OFFSET('B. PoF Adj Factor Scoring'!$E$5:$F$282,,MATCH(G$4,'B. PoF Adj Factor Scoring'!$E$3:$N$3,0)-1),2,TRUE)","v":1},{"$f":"VLOOKUP(C:C,OFFSET('B. PoF Adj Factor Scoring'!$E$5:$F$282,,MATCH(H$4,'B. PoF Adj Factor Scoring'!$E$3:$N$3,0)-1),2,TRUE)","v":0},{"$f":"VLOOKUP(D:D,OFFSET('B. PoF Adj Factor Scoring'!$E$5:$F$282,,MATCH(I$4,'B. PoF Adj Factor Scoring'!$E$3:$N$3,0)-1),2,TRUE)","v":0},{"$f":"VLOOKUP(E:E,OFFSET('B. PoF Adj Factor Scoring'!$E$5:$F$282,,MATCH(J$4,'B. PoF Adj Factor Scoring'!$E$3:$N$3,0)-1),2,TRUE)","v":0},{"$f":"VLOOKUP(F:F,OFFSET('B. PoF Adj Factor Scoring'!$E$5:$F$282,,MATCH(K$4,'B. PoF Adj Factor Scoring'!$E$3:$N$3,0)-1),2,TRUE)","v":0}]
[546,"XLPE",{"$f":"'A. Population Info'!H551","v":0},{"$f":"'A. Population Info'!I551","v":0},{"$f":"'A. Population Info'!J551","v":0},{"$f":"'A. Population Info'!K551","v":0},{"$f":"VLOOKUP(B:B,OFFSET('B. PoF Adj Factor Scoring'!$E$5:$F$282,,MATCH(G$4,'B. PoF Adj Factor Scoring'!$E$3:$N$3,0)-1),2,TRUE)","v":1},{"$f":"VLOOKUP(C:C,OFFSET('B. PoF Adj Factor Scoring'!$E$5:$F$282,,MATCH(H$4,'B. PoF Adj Factor Scoring'!$E$3:$N$3,0)-1),2,TRUE)","v":0},{"$f":"VLOOKUP(D:D,OFFSET('B. PoF Adj Factor Scoring'!$E$5:$F$282,,MATCH(I$4,'B. PoF Adj Factor Scoring'!$E$3:$N$3,0)-1),2,TRUE)","v":0},{"$f":"VLOOKUP(E:E,OFFSET('B. PoF Adj Factor Scoring'!$E$5:$F$282,,MATCH(J$4,'B. PoF Adj Factor Scoring'!$E$3:$N$3,0)-1),2,TRUE)","v":0},{"$f":"VLOOKUP(F:F,OFFSET('B. PoF Adj Factor Scoring'!$E$5:$F$282,,MATCH(K$4,'B. PoF Adj Factor Scoring'!$E$3:$N$3,0)-1),2,TRUE)","v":0}]
[547,"XLPE",{"$f":"'A. Population Info'!H552","v":0},{"$f":"'A. Population Info'!I552","v":0},{"$f":"'A. Population Info'!J552","v":0},{"$f":"'A. Population Info'!K552","v":0},{"$f":"VLOOKUP(B:B,OFFSET('B. PoF Adj Factor Scoring'!$E$5:$F$282,,MATCH(G$4,'B. PoF Adj Factor Scoring'!$E$3:$N$3,0)-1),2,TRUE)","v":1},{"$f":"VLOOKUP(C:C,OFFSET('B. PoF Adj Factor Scoring'!$E$5:$F$282,,MATCH(H$4,'B. PoF Adj Factor Scoring'!$E$3:$N$3,0)-1),2,TRUE)","v":0},{"$f":"VLOOKUP(D:D,OFFSET('B. PoF Adj Factor Scoring'!$E$5:$F$282,,MATCH(I$4,'B. PoF Adj Factor Scoring'!$E$3:$N$3,0)-1),2,TRUE)","v":0},{"$f":"VLOOKUP(E:E,OFFSET('B. PoF Adj Factor Scoring'!$E$5:$F$282,,MATCH(J$4,'B. PoF Adj Factor Scoring'!$E$3:$N$3,0)-1),2,TRUE)","v":0},{"$f":"VLOOKUP(F:F,OFFSET('B. PoF Adj Factor Scoring'!$E$5:$F$282,,MATCH(K$4,'B. PoF Adj Factor Scoring'!$E$3:$N$3,0)-1),2,TRUE)","v":0}]
[548,"XLPE",{"$f":"'A. Population Info'!H553","v":0},{"$f":"'A. Population Info'!I553","v":0},{"$f":"'A. Population Info'!J553","v":0},{"$f":"'A. Population Info'!K553","v":0},{"$f":"VLOOKUP(B:B,OFFSET('B. PoF Adj Factor Scoring'!$E$5:$F$282,,MATCH(G$4,'B. PoF Adj Factor Scoring'!$E$3:$N$3,0)-1),2,TRUE)","v":1},{"$f":"VLOOKUP(C:C,OFFSET('B. PoF Adj Factor Scoring'!$E$5:$F$282,,MATCH(H$4,'B. PoF Adj Factor Scoring'!$E$3:$N$3,0)-1),2,TRUE)","v":0},{"$f":"VLOOKUP(D:D,OFFSET('B. PoF Adj Factor Scoring'!$E$5:$F$282,,MATCH(I$4,'B. PoF Adj Factor Scoring'!$E$3:$N$3,0)-1),2,TRUE)","v":0},{"$f":"VLOOKUP(E:E,OFFSET('B. PoF Adj Factor Scoring'!$E$5:$F$282,,MATCH(J$4,'B. PoF Adj Factor Scoring'!$E$3:$N$3,0)-1),2,TRUE)","v":0},{"$f":"VLOOKUP(F:F,OFFSET('B. PoF Adj Factor Scoring'!$E$5:$F$282,,MATCH(K$4,'B. PoF Adj Factor Scoring'!$E$3:$N$3,0)-1),2,TRUE)","v":0}]
[549,"XLPE",{"$f":"'A. Population Info'!H554","v":0},{"$f":"'A. Population Info'!I554","v":0},{"$f":"'A. Population Info'!J554","v":0},{"$f":"'A. Population Info'!K554","v":0},{"$f":"VLOOKUP(B:B,OFFSET('B. PoF Adj Factor Scoring'!$E$5:$F$282,,MATCH(G$4,'B. PoF Adj Factor Scoring'!$E$3:$N$3,0)-1),2,TRUE)","v":1},{"$f":"VLOOKUP(C:C,OFFSET('B. PoF Adj Factor Scoring'!$E$5:$F$282,,MATCH(H$4,'B. PoF Adj Factor Scoring'!$E$3:$N$3,0)-1),2,TRUE)","v":0},{"$f":"VLOOKUP(D:D,OFFSET('B. PoF Adj Factor Scoring'!$E$5:$F$282,,MATCH(I$4,'B. PoF Adj Factor Scoring'!$E$3:$N$3,0)-1),2,TRUE)","v":0},{"$f":"VLOOKUP(E:E,OFFSET('B. PoF Adj Factor Scoring'!$E$5:$F$282,,MATCH(J$4,'B. PoF Adj Factor Scoring'!$E$3:$N$3,0)-1),2,TRUE)","v":0},{"$f":"VLOOKUP(F:F,OFFSET('B. PoF Adj Factor Scoring'!$E$5:$F$282,,MATCH(K$4,'B. PoF Adj Factor Scoring'!$E$3:$N$3,0)-1),2,TRUE)","v":0}]
[550,"XLPE",{"$f":"'A. Population Info'!H555","v":0},{"$f":"'A. Population Info'!I555","v":0},{"$f":"'A. Population Info'!J555","v":0},{"$f":"'A. Population Info'!K555","v":0},{"$f":"VLOOKUP(B:B,OFFSET('B. PoF Adj Factor Scoring'!$E$5:$F$282,,MATCH(G$4,'B. PoF Adj Factor Scoring'!$E$3:$N$3,0)-1),2,TRUE)","v":1},{"$f":"VLOOKUP(C:C,OFFSET('B. PoF Adj Factor Scoring'!$E$5:$F$282,,MATCH(H$4,'B. PoF Adj Factor Scoring'!$E$3:$N$3,0)-1),2,TRUE)","v":0},{"$f":"VLOOKUP(D:D,OFFSET('B. PoF Adj Factor Scoring'!$E$5:$F$282,,MATCH(I$4,'B. PoF Adj Factor Scoring'!$E$3:$N$3,0)-1),2,TRUE)","v":0},{"$f":"VLOOKUP(E:E,OFFSET('B. PoF Adj Factor Scoring'!$E$5:$F$282,,MATCH(J$4,'B. PoF Adj Factor Scoring'!$E$3:$N$3,0)-1),2,TRUE)","v":0},{"$f":"VLOOKUP(F:F,OFFSET('B. PoF Adj Factor Scoring'!$E$5:$F$282,,MATCH(K$4,'B. PoF Adj Factor Scoring'!$E$3:$N$3,0)-1),2,TRUE)","v":0}]
[551,"XLPE",{"$f":"'A. Population Info'!H556","v":0},{"$f":"'A. Population Info'!I556","v":0},{"$f":"'A. Population Info'!J556","v":0},{"$f":"'A. Population Info'!K556","v":0},{"$f":"VLOOKUP(B:B,OFFSET('B. PoF Adj Factor Scoring'!$E$5:$F$282,,MATCH(G$4,'B. PoF Adj Factor Scoring'!$E$3:$N$3,0)-1),2,TRUE)","v":1},{"$f":"VLOOKUP(C:C,OFFSET('B. PoF Adj Factor Scoring'!$E$5:$F$282,,MATCH(H$4,'B. PoF Adj Factor Scoring'!$E$3:$N$3,0)-1),2,TRUE)","v":0},{"$f":"VLOOKUP(D:D,OFFSET('B. PoF Adj Factor Scoring'!$E$5:$F$282,,MATCH(I$4,'B. PoF Adj Factor Scoring'!$E$3:$N$3,0)-1),2,TRUE)","v":0},{"$f":"VLOOKUP(E:E,OFFSET('B. PoF Adj Factor Scoring'!$E$5:$F$282,,MATCH(J$4,'B. PoF Adj Factor Scoring'!$E$3:$N$3,0)-1),2,TRUE)","v":0},{"$f":"VLOOKUP(F:F,OFFSET('B. PoF Adj Factor Scoring'!$E$5:$F$282,,MATCH(K$4,'B. PoF Adj Factor Scoring'!$E$3:$N$3,0)-1),2,TRUE)","v":0}]
[552,"XLPE",{"$f":"'A. Population Info'!H557","v":0},{"$f":"'A. Population Info'!I557","v":0},{"$f":"'A. Population Info'!J557","v":0},{"$f":"'A. Population Info'!K557","v":0},{"$f":"VLOOKUP(B:B,OFFSET('B. PoF Adj Factor Scoring'!$E$5:$F$282,,MATCH(G$4,'B. PoF Adj Factor Scoring'!$E$3:$N$3,0)-1),2,TRUE)","v":1},{"$f":"VLOOKUP(C:C,OFFSET('B. PoF Adj Factor Scoring'!$E$5:$F$282,,MATCH(H$4,'B. PoF Adj Factor Scoring'!$E$3:$N$3,0)-1),2,TRUE)","v":0},{"$f":"VLOOKUP(D:D,OFFSET('B. PoF Adj Factor Scoring'!$E$5:$F$282,,MATCH(I$4,'B. PoF Adj Factor Scoring'!$E$3:$N$3,0)-1),2,TRUE)","v":0},{"$f":"VLOOKUP(E:E,OFFSET('B. PoF Adj Factor Scoring'!$E$5:$F$282,,MATCH(J$4,'B. PoF Adj Factor Scoring'!$E$3:$N$3,0)-1),2,TRUE)","v":0},{"$f":"VLOOKUP(F:F,OFFSET('B. PoF Adj Factor Scoring'!$E$5:$F$282,,MATCH(K$4,'B. PoF Adj Factor Scoring'!$E$3:$N$3,0)-1),2,TRUE)","v":0}]
[553,"XLPE",{"$f":"'A. Population Info'!H558","v":0},{"$f":"'A. Population Info'!I558","v":0},{"$f":"'A. Population Info'!J558","v":0},{"$f":"'A. Population Info'!K558","v":0},{"$f":"VLOOKUP(B:B,OFFSET('B. PoF Adj Factor Scoring'!$E$5:$F$282,,MATCH(G$4,'B. PoF Adj Factor Scoring'!$E$3:$N$3,0)-1),2,TRUE)","v":1},{"$f":"VLOOKUP(C:C,OFFSET('B. PoF Adj Factor Scoring'!$E$5:$F$282,,MATCH(H$4,'B. PoF Adj Factor Scoring'!$E$3:$N$3,0)-1),2,TRUE)","v":0},{"$f":"VLOOKUP(D:D,OFFSET('B. PoF Adj Factor Scoring'!$E$5:$F$282,,MATCH(I$4,'B. PoF Adj Factor Scoring'!$E$3:$N$3,0)-1),2,TRUE)","v":0},{"$f":"VLOOKUP(E:E,OFFSET('B. PoF Adj Factor Scoring'!$E$5:$F$282,,MATCH(J$4,'B. PoF Adj Factor Scoring'!$E$3:$N$3,0)-1),2,TRUE)","v":0},{"$f":"VLOOKUP(F:F,OFFSET('B. PoF Adj Factor Scoring'!$E$5:$F$282,,MATCH(K$4,'B. PoF Adj Factor Scoring'!$E$3:$N$3,0)-1),2,TRUE)","v":0}]
[554,"XLPE",{"$f":"'A. Population Info'!H559","v":0},{"$f":"'A. Population Info'!I559","v":0},{"$f":"'A. Population Info'!J559","v":0},{"$f":"'A. Population Info'!K559","v":0},{"$f":"VLOOKUP(B:B,OFFSET('B. PoF Adj Factor Scoring'!$E$5:$F$282,,MATCH(G$4,'B. PoF Adj Factor Scoring'!$E$3:$N$3,0)-1),2,TRUE)","v":1},{"$f":"VLOOKUP(C:C,OFFSET('B. PoF Adj Factor Scoring'!$E$5:$F$282,,MATCH(H$4,'B. PoF Adj Factor Scoring'!$E$3:$N$3,0)-1),2,TRUE)","v":0},{"$f":"VLOOKUP(D:D,OFFSET('B. PoF Adj Factor Scoring'!$E$5:$F$282,,MATCH(I$4,'B. PoF Adj Factor Scoring'!$E$3:$N$3,0)-1),2,TRUE)","v":0},{"$f":"VLOOKUP(E:E,OFFSET('B. PoF Adj Factor Scoring'!$E$5:$F$282,,MATCH(J$4,'B. PoF Adj Factor Scoring'!$E$3:$N$3,0)-1),2,TRUE)","v":0},{"$f":"VLOOKUP(F:F,OFFSET('B. PoF Adj Factor Scoring'!$E$5:$F$282,,MATCH(K$4,'B. PoF Adj Factor Scoring'!$E$3:$N$3,0)-1),2,TRUE)","v":0}]
[555,"XLPE",{"$f":"'A. Population Info'!H560","v":0},{"$f":"'A. Population Info'!I560","v":0},{"$f":"'A. Population Info'!J560","v":0},{"$f":"'A. Population Info'!K560","v":0},{"$f":"VLOOKUP(B:B,OFFSET('B. PoF Adj Factor Scoring'!$E$5:$F$282,,MATCH(G$4,'B. PoF Adj Factor Scoring'!$E$3:$N$3,0)-1),2,TRUE)","v":1},{"$f":"VLOOKUP(C:C,OFFSET('B. PoF Adj Factor Scoring'!$E$5:$F$282,,MATCH(H$4,'B. PoF Adj Factor Scoring'!$E$3:$N$3,0)-1),2,TRUE)","v":0},{"$f":"VLOOKUP(D:D,OFFSET('B. PoF Adj Factor Scoring'!$E$5:$F$282,,MATCH(I$4,'B. PoF Adj Factor Scoring'!$E$3:$N$3,0)-1),2,TRUE)","v":0},{"$f":"VLOOKUP(E:E,OFFSET('B. PoF Adj Factor Scoring'!$E$5:$F$282,,MATCH(J$4,'B. PoF Adj Factor Scoring'!$E$3:$N$3,0)-1),2,TRUE)","v":0},{"$f":"VLOOKUP(F:F,OFFSET('B. PoF Adj Factor Scoring'!$E$5:$F$282,,MATCH(K$4,'B. PoF Adj Factor Scoring'!$E$3:$N$3,0)-1),2,TRUE)","v":0}]
[556,"XLPE",{"$f":"'A. Population Info'!H561","v":0},{"$f":"'A. Population Info'!I561","v":0},{"$f":"'A. Population Info'!J561","v":0},{"$f":"'A. Population Info'!K561","v":0},{"$f":"VLOOKUP(B:B,OFFSET('B. PoF Adj Factor Scoring'!$E$5:$F$282,,MATCH(G$4,'B. PoF Adj Factor Scoring'!$E$3:$N$3,0)-1),2,TRUE)","v":1},{"$f":"VLOOKUP(C:C,OFFSET('B. PoF Adj Factor Scoring'!$E$5:$F$282,,MATCH(H$4,'B. PoF Adj Factor Scoring'!$E$3:$N$3,0)-1),2,TRUE)","v":0},{"$f":"VLOOKUP(D:D,OFFSET('B. PoF Adj Factor Scoring'!$E$5:$F$282,,MATCH(I$4,'B. PoF Adj Factor Scoring'!$E$3:$N$3,0)-1),2,TRUE)","v":0},{"$f":"VLOOKUP(E:E,OFFSET('B. PoF Adj Factor Scoring'!$E$5:$F$282,,MATCH(J$4,'B. PoF Adj Factor Scoring'!$E$3:$N$3,0)-1),2,TRUE)","v":0},{"$f":"VLOOKUP(F:F,OFFSET('B. PoF Adj Factor Scoring'!$E$5:$F$282,,MATCH(K$4,'B. PoF Adj Factor Scoring'!$E$3:$N$3,0)-1),2,TRUE)","v":0}]
[557,"XLPE",{"$f":"'A. Population Info'!H562","v":0},{"$f":"'A. Population Info'!I562","v":0},{"$f":"'A. Population Info'!J562","v":0},{"$f":"'A. Population Info'!K562","v":0},{"$f":"VLOOKUP(B:B,OFFSET('B. PoF Adj Factor Scoring'!$E$5:$F$282,,MATCH(G$4,'B. PoF Adj Factor Scoring'!$E$3:$N$3,0)-1),2,TRUE)","v":1},{"$f":"VLOOKUP(C:C,OFFSET('B. PoF Adj Factor Scoring'!$E$5:$F$282,,MATCH(H$4,'B. PoF Adj Factor Scoring'!$E$3:$N$3,0)-1),2,TRUE)","v":0},{"$f":"VLOOKUP(D:D,OFFSET('B. PoF Adj Factor Scoring'!$E$5:$F$282,,MATCH(I$4,'B. PoF Adj Factor Scoring'!$E$3:$N$3,0)-1),2,TRUE)","v":0},{"$f":"VLOOKUP(E:E,OFFSET('B. PoF Adj Factor Scoring'!$E$5:$F$282,,MATCH(J$4,'B. PoF Adj Factor Scoring'!$E$3:$N$3,0)-1),2,TRUE)","v":0},{"$f":"VLOOKUP(F:F,OFFSET('B. PoF Adj Factor Scoring'!$E$5:$F$282,,MATCH(K$4,'B. PoF Adj Factor Scoring'!$E$3:$N$3,0)-1),2,TRUE)","v":0}]
[558,"XLPE",{"$f":"'A. Population Info'!H563","v":0},{"$f":"'A. Population Info'!I563","v":0},{"$f":"'A. Population Info'!J563","v":0},{"$f":"'A. Population Info'!K563","v":0},{"$f":"VLOOKUP(B:B,OFFSET('B. PoF Adj Factor Scoring'!$E$5:$F$282,,MATCH(G$4,'B. PoF Adj Factor Scoring'!$E$3:$N$3,0)-1),2,TRUE)","v":1},{"$f":"VLOOKUP(C:C,OFFSET('B. PoF Adj Factor Scoring'!$E$5:$F$282,,MATCH(H$4,'B. PoF Adj Factor Scoring'!$E$3:$N$3,0)-1),2,TRUE)","v":0},{"$f":"VLOOKUP(D:D,OFFSET('B. PoF Adj Factor Scoring'!$E$5:$F$282,,MATCH(I$4,'B. PoF Adj Factor Scoring'!$E$3:$N$3,0)-1),2,TRUE)","v":0},{"$f":"VLOOKUP(E:E,OFFSET('B. PoF Adj Factor Scoring'!$E$5:$F$282,,MATCH(J$4,'B. PoF Adj Factor Scoring'!$E$3:$N$3,0)-1),2,TRUE)","v":0},{"$f":"VLOOKUP(F:F,OFFSET('B. PoF Adj Factor Scoring'!$E$5:$F$282,,MATCH(K$4,'B. PoF Adj Factor Scoring'!$E$3:$N$3,0)-1),2,TRUE)","v":0}]
[559,"XLPE",{"$f":"'A. Population Info'!H564","v":0},{"$f":"'A. Population Info'!I564","v":0},{"$f":"'A. Population Info'!J564","v":0},{"$f":"'A. Population Info'!K564","v":0},{"$f":"VLOOKUP(B:B,OFFSET('B. PoF Adj Factor Scoring'!$E$5:$F$282,,MATCH(G$4,'B. PoF Adj Factor Scoring'!$E$3:$N$3,0)-1),2,TRUE)","v":1},{"$f":"VLOOKUP(C:C,OFFSET('B. PoF Adj Factor Scoring'!$E$5:$F$282,,MATCH(H$4,'B. PoF Adj Factor Scoring'!$E$3:$N$3,0)-1),2,TRUE)","v":0},{"$f":"VLOOKUP(D:D,OFFSET('B. PoF Adj Factor Scoring'!$E$5:$F$282,,MATCH(I$4,'B. PoF Adj Factor Scoring'!$E$3:$N$3,0)-1),2,TRUE)","v":0},{"$f":"VLOOKUP(E:E,OFFSET('B. PoF Adj Factor Scoring'!$E$5:$F$282,,MATCH(J$4,'B. PoF Adj Factor Scoring'!$E$3:$N$3,0)-1),2,TRUE)","v":0},{"$f":"VLOOKUP(F:F,OFFSET('B. PoF Adj Factor Scoring'!$E$5:$F$282,,MATCH(K$4,'B. PoF Adj Factor Scoring'!$E$3:$N$3,0)-1),2,TRUE)","v":0}]
[560,"XLPE",{"$f":"'A. Population Info'!H565","v":0},{"$f":"'A. Population Info'!I565","v":0},{"$f":"'A. Population Info'!J565","v":0},{"$f":"'A. Population Info'!K565","v":0},{"$f":"VLOOKUP(B:B,OFFSET('B. PoF Adj Factor Scoring'!$E$5:$F$282,,MATCH(G$4,'B. PoF Adj Factor Scoring'!$E$3:$N$3,0)-1),2,TRUE)","v":1},{"$f":"VLOOKUP(C:C,OFFSET('B. PoF Adj Factor Scoring'!$E$5:$F$282,,MATCH(H$4,'B. PoF Adj Factor Scoring'!$E$3:$N$3,0)-1),2,TRUE)","v":0},{"$f":"VLOOKUP(D:D,OFFSET('B. PoF Adj Factor Scoring'!$E$5:$F$282,,MATCH(I$4,'B. PoF Adj Factor Scoring'!$E$3:$N$3,0)-1),2,TRUE)","v":0},{"$f":"VLOOKUP(E:E,OFFSET('B. PoF Adj Factor Scoring'!$E$5:$F$282,,MATCH(J$4,'B. PoF Adj Factor Scoring'!$E$3:$N$3,0)-1),2,TRUE)","v":0},{"$f":"VLOOKUP(F:F,OFFSET('B. PoF Adj Factor Scoring'!$E$5:$F$282,,MATCH(K$4,'B. PoF Adj Factor Scoring'!$E$3:$N$3,0)-1),2,TRUE)","v":0}]
[561,"XLPE",{"$f":"'A. Population Info'!H566","v":0},{"$f":"'A. Population Info'!I566","v":0},{"$f":"'A. Population Info'!J566","v":0},{"$f":"'A. Population Info'!K566","v":0},{"$f":"VLOOKUP(B:B,OFFSET('B. PoF Adj Factor Scoring'!$E$5:$F$282,,MATCH(G$4,'B. PoF Adj Factor Scoring'!$E$3:$N$3,0)-1),2,TRUE)","v":1},{"$f":"VLOOKUP(C:C,OFFSET('B. PoF Adj Factor Scoring'!$E$5:$F$282,,MATCH(H$4,'B. PoF Adj Factor Scoring'!$E$3:$N$3,0)-1),2,TRUE)","v":0},{"$f":"VLOOKUP(D:D,OFFSET('B. PoF Adj Factor Scoring'!$E$5:$F$282,,MATCH(I$4,'B. PoF Adj Factor Scoring'!$E$3:$N$3,0)-1),2,TRUE)","v":0},{"$f":"VLOOKUP(E:E,OFFSET('B. PoF Adj Factor Scoring'!$E$5:$F$282,,MATCH(J$4,'B. PoF Adj Factor Scoring'!$E$3:$N$3,0)-1),2,TRUE)","v":0},{"$f":"VLOOKUP(F:F,OFFSET('B. PoF Adj Factor Scoring'!$E$5:$F$282,,MATCH(K$4,'B. PoF Adj Factor Scoring'!$E$3:$N$3,0)-1),2,TRUE)","v":0}]
[562,"XLPE",{"$f":"'A. Population Info'!H567","v":0},{"$f":"'A. Population Info'!I567","v":0},{"$f":"'A. Population Info'!J567","v":0},{"$f":"'A. Population Info'!K567","v":0},{"$f":"VLOOKUP(B:B,OFFSET('B. PoF Adj Factor Scoring'!$E$5:$F$282,,MATCH(G$4,'B. PoF Adj Factor Scoring'!$E$3:$N$3,0)-1),2,TRUE)","v":1},{"$f":"VLOOKUP(C:C,OFFSET('B. PoF Adj Factor Scoring'!$E$5:$F$282,,MATCH(H$4,'B. PoF Adj Factor Scoring'!$E$3:$N$3,0)-1),2,TRUE)","v":0},{"$f":"VLOOKUP(D:D,OFFSET('B. PoF Adj Factor Scoring'!$E$5:$F$282,,MATCH(I$4,'B. PoF Adj Factor Scoring'!$E$3:$N$3,0)-1),2,TRUE)","v":0},{"$f":"VLOOKUP(E:E,OFFSET('B. PoF Adj Factor Scoring'!$E$5:$F$282,,MATCH(J$4,'B. PoF Adj Factor Scoring'!$E$3:$N$3,0)-1),2,TRUE)","v":0},{"$f":"VLOOKUP(F:F,OFFSET('B. PoF Adj Factor Scoring'!$E$5:$F$282,,MATCH(K$4,'B. PoF Adj Factor Scoring'!$E$3:$N$3,0)-1),2,TRUE)","v":0}]
[563,"XLPE",{"$f":"'A. Population Info'!H568","v":0},{"$f":"'A. Population Info'!I568","v":0},{"$f":"'A. Population Info'!J568","v":0},{"$f":"'A. Population Info'!K568","v":0},{"$f":"VLOOKUP(B:B,OFFSET('B. PoF Adj Factor Scoring'!$E$5:$F$282,,MATCH(G$4,'B. PoF Adj Factor Scoring'!$E$3:$N$3,0)-1),2,TRUE)","v":1},{"$f":"VLOOKUP(C:C,OFFSET('B. PoF Adj Factor Scoring'!$E$5:$F$282,,MATCH(H$4,'B. PoF Adj Factor Scoring'!$E$3:$N$3,0)-1),2,TRUE)","v":0},{"$f":"VLOOKUP(D:D,OFFSET('B. PoF Adj Factor Scoring'!$E$5:$F$282,,MATCH(I$4,'B. PoF Adj Factor Scoring'!$E$3:$N$3,0)-1),2,TRUE)","v":0},{"$f":"VLOOKUP(E:E,OFFSET('B. PoF Adj Factor Scoring'!$E$5:$F$282,,MATCH(J$4,'B. PoF Adj Factor Scoring'!$E$3:$N$3,0)-1),2,TRUE)","v":0},{"$f":"VLOOKUP(F:F,OFFSET('B. PoF Adj Factor Scoring'!$E$5:$F$282,,MATCH(K$4,'B. PoF Adj Factor Scoring'!$E$3:$N$3,0)-1),2,TRUE)","v":0}]
[564,"XLPE",{"$f":"'A. Population Info'!H569","v":0},{"$f":"'A. Population Info'!I569","v":0},{"$f":"'A. Population Info'!J569","v":0},{"$f":"'A. Population Info'!K569","v":0},{"$f":"VLOOKUP(B:B,OFFSET('B. PoF Adj Factor Scoring'!$E$5:$F$282,,MATCH(G$4,'B. PoF Adj Factor Scoring'!$E$3:$N$3,0)-1),2,TRUE)","v":1},{"$f":"VLOOKUP(C:C,OFFSET('B. PoF Adj Factor Scoring'!$E$5:$F$282,,MATCH(H$4,'B. PoF Adj Factor Scoring'!$E$3:$N$3,0)-1),2,TRUE)","v":0},{"$f":"VLOOKUP(D:D,OFFSET('B. PoF Adj Factor Scoring'!$E$5:$F$282,,MATCH(I$4,'B. PoF Adj Factor Scoring'!$E$3:$N$3,0)-1),2,TRUE)","v":0},{"$f":"VLOOKUP(E:E,OFFSET('B. PoF Adj Factor Scoring'!$E$5:$F$282,,MATCH(J$4,'B. PoF Adj Factor Scoring'!$E$3:$N$3,0)-1),2,TRUE)","v":0},{"$f":"VLOOKUP(F:F,OFFSET('B. PoF Adj Factor Scoring'!$E$5:$F$282,,MATCH(K$4,'B. PoF Adj Factor Scoring'!$E$3:$N$3,0)-1),2,TRUE)","v":0}]
[565,"XLPE",{"$f":"'A. Population Info'!H570","v":0},{"$f":"'A. Population Info'!I570","v":0},{"$f":"'A. Population Info'!J570","v":0},{"$f":"'A. Population Info'!K570","v":0},{"$f":"VLOOKUP(B:B,OFFSET('B. PoF Adj Factor Scoring'!$E$5:$F$282,,MATCH(G$4,'B. PoF Adj Factor Scoring'!$E$3:$N$3,0)-1),2,TRUE)","v":1},{"$f":"VLOOKUP(C:C,OFFSET('B. PoF Adj Factor Scoring'!$E$5:$F$282,,MATCH(H$4,'B. PoF Adj Factor Scoring'!$E$3:$N$3,0)-1),2,TRUE)","v":0},{"$f":"VLOOKUP(D:D,OFFSET('B. PoF Adj Factor Scoring'!$E$5:$F$282,,MATCH(I$4,'B. PoF Adj Factor Scoring'!$E$3:$N$3,0)-1),2,TRUE)","v":0},{"$f":"VLOOKUP(E:E,OFFSET('B. PoF Adj Factor Scoring'!$E$5:$F$282,,MATCH(J$4,'B. PoF Adj Factor Scoring'!$E$3:$N$3,0)-1),2,TRUE)","v":0},{"$f":"VLOOKUP(F:F,OFFSET('B. PoF Adj Factor Scoring'!$E$5:$F$282,,MATCH(K$4,'B. PoF Adj Factor Scoring'!$E$3:$N$3,0)-1),2,TRUE)","v":0}]
[566,"XLPE",{"$f":"'A. Population Info'!H571","v":0},{"$f":"'A. Population Info'!I571","v":0},{"$f":"'A. Population Info'!J571","v":0},{"$f":"'A. Population Info'!K571","v":0},{"$f":"VLOOKUP(B:B,OFFSET('B. PoF Adj Factor Scoring'!$E$5:$F$282,,MATCH(G$4,'B. PoF Adj Factor Scoring'!$E$3:$N$3,0)-1),2,TRUE)","v":1},{"$f":"VLOOKUP(C:C,OFFSET('B. PoF Adj Factor Scoring'!$E$5:$F$282,,MATCH(H$4,'B. PoF Adj Factor Scoring'!$E$3:$N$3,0)-1),2,TRUE)","v":0},{"$f":"VLOOKUP(D:D,OFFSET('B. PoF Adj Factor Scoring'!$E$5:$F$282,,MATCH(I$4,'B. PoF Adj Factor Scoring'!$E$3:$N$3,0)-1),2,TRUE)","v":0},{"$f":"VLOOKUP(E:E,OFFSET('B. PoF Adj Factor Scoring'!$E$5:$F$282,,MATCH(J$4,'B. PoF Adj Factor Scoring'!$E$3:$N$3,0)-1),2,TRUE)","v":0},{"$f":"VLOOKUP(F:F,OFFSET('B. PoF Adj Factor Scoring'!$E$5:$F$282,,MATCH(K$4,'B. PoF Adj Factor Scoring'!$E$3:$N$3,0)-1),2,TRUE)","v":0}]
[567,"XLPE",{"$f":"'A. Population Info'!H572","v":0},{"$f":"'A. Population Info'!I572","v":0},{"$f":"'A. Population Info'!J572","v":0},{"$f":"'A. Population Info'!K572","v":0},{"$f":"VLOOKUP(B:B,OFFSET('B. PoF Adj Factor Scoring'!$E$5:$F$282,,MATCH(G$4,'B. PoF Adj Factor Scoring'!$E$3:$N$3,0)-1),2,TRUE)","v":1},{"$f":"VLOOKUP(C:C,OFFSET('B. PoF Adj Factor Scoring'!$E$5:$F$282,,MATCH(H$4,'B. PoF Adj Factor Scoring'!$E$3:$N$3,0)-1),2,TRUE)","v":0},{"$f":"VLOOKUP(D:D,OFFSET('B. PoF Adj Factor Scoring'!$E$5:$F$282,,MATCH(I$4,'B. PoF Adj Factor Scoring'!$E$3:$N$3,0)-1),2,TRUE)","v":0},{"$f":"VLOOKUP(E:E,OFFSET('B. PoF Adj Factor Scoring'!$E$5:$F$282,,MATCH(J$4,'B. PoF Adj Factor Scoring'!$E$3:$N$3,0)-1),2,TRUE)","v":0},{"$f":"VLOOKUP(F:F,OFFSET('B. PoF Adj Factor Scoring'!$E$5:$F$282,,MATCH(K$4,'B. PoF Adj Factor Scoring'!$E$3:$N$3,0)-1),2,TRUE)","v":0}]
[568,"XLPE",{"$f":"'A. Population Info'!H573","v":0},{"$f":"'A. Population Info'!I573","v":0},{"$f":"'A. Population Info'!J573","v":0},{"$f":"'A. Population Info'!K573","v":0},{"$f":"VLOOKUP(B:B,OFFSET('B. PoF Adj Factor Scoring'!$E$5:$F$282,,MATCH(G$4,'B. PoF Adj Factor Scoring'!$E$3:$N$3,0)-1),2,TRUE)","v":1},{"$f":"VLOOKUP(C:C,OFFSET('B. PoF Adj Factor Scoring'!$E$5:$F$282,,MATCH(H$4,'B. PoF Adj Factor Scoring'!$E$3:$N$3,0)-1),2,TRUE)","v":0},{"$f":"VLOOKUP(D:D,OFFSET('B. PoF Adj Factor Scoring'!$E$5:$F$282,,MATCH(I$4,'B. PoF Adj Factor Scoring'!$E$3:$N$3,0)-1),2,TRUE)","v":0},{"$f":"VLOOKUP(E:E,OFFSET('B. PoF Adj Factor Scoring'!$E$5:$F$282,,MATCH(J$4,'B. PoF Adj Factor Scoring'!$E$3:$N$3,0)-1),2,TRUE)","v":0},{"$f":"VLOOKUP(F:F,OFFSET('B. PoF Adj Factor Scoring'!$E$5:$F$282,,MATCH(K$4,'B. PoF Adj Factor Scoring'!$E$3:$N$3,0)-1),2,TRUE)","v":0}]
[569,"XLPE",{"$f":"'A. Population Info'!H574","v":0},{"$f":"'A. Population Info'!I574","v":0},{"$f":"'A. Population Info'!J574","v":0},{"$f":"'A. Population Info'!K574","v":0},{"$f":"VLOOKUP(B:B,OFFSET('B. PoF Adj Factor Scoring'!$E$5:$F$282,,MATCH(G$4,'B. PoF Adj Factor Scoring'!$E$3:$N$3,0)-1),2,TRUE)","v":1},{"$f":"VLOOKUP(C:C,OFFSET('B. PoF Adj Factor Scoring'!$E$5:$F$282,,MATCH(H$4,'B. PoF Adj Factor Scoring'!$E$3:$N$3,0)-1),2,TRUE)","v":0},{"$f":"VLOOKUP(D:D,OFFSET('B. PoF Adj Factor Scoring'!$E$5:$F$282,,MATCH(I$4,'B. PoF Adj Factor Scoring'!$E$3:$N$3,0)-1),2,TRUE)","v":0},{"$f":"VLOOKUP(E:E,OFFSET('B. PoF Adj Factor Scoring'!$E$5:$F$282,,MATCH(J$4,'B. PoF Adj Factor Scoring'!$E$3:$N$3,0)-1),2,TRUE)","v":0},{"$f":"VLOOKUP(F:F,OFFSET('B. PoF Adj Factor Scoring'!$E$5:$F$282,,MATCH(K$4,'B. PoF Adj Factor Scoring'!$E$3:$N$3,0)-1),2,TRUE)","v":0}]
[570,"XLPE",{"$f":"'A. Population Info'!H575","v":0},{"$f":"'A. Population Info'!I575","v":0},{"$f":"'A. Population Info'!J575","v":0},{"$f":"'A. Population Info'!K575","v":0},{"$f":"VLOOKUP(B:B,OFFSET('B. PoF Adj Factor Scoring'!$E$5:$F$282,,MATCH(G$4,'B. PoF Adj Factor Scoring'!$E$3:$N$3,0)-1),2,TRUE)","v":1},{"$f":"VLOOKUP(C:C,OFFSET('B. PoF Adj Factor Scoring'!$E$5:$F$282,,MATCH(H$4,'B. PoF Adj Factor Scoring'!$E$3:$N$3,0)-1),2,TRUE)","v":0},{"$f":"VLOOKUP(D:D,OFFSET('B. PoF Adj Factor Scoring'!$E$5:$F$282,,MATCH(I$4,'B. PoF Adj Factor Scoring'!$E$3:$N$3,0)-1),2,TRUE)","v":0},{"$f":"VLOOKUP(E:E,OFFSET('B. PoF Adj Factor Scoring'!$E$5:$F$282,,MATCH(J$4,'B. PoF Adj Factor Scoring'!$E$3:$N$3,0)-1),2,TRUE)","v":0},{"$f":"VLOOKUP(F:F,OFFSET('B. PoF Adj Factor Scoring'!$E$5:$F$282,,MATCH(K$4,'B. PoF Adj Factor Scoring'!$E$3:$N$3,0)-1),2,TRUE)","v":0}]
[571,"XLPE",{"$f":"'A. Population Info'!H576","v":0},{"$f":"'A. Population Info'!I576","v":0},{"$f":"'A. Population Info'!J576","v":0},{"$f":"'A. Population Info'!K576","v":0},{"$f":"VLOOKUP(B:B,OFFSET('B. PoF Adj Factor Scoring'!$E$5:$F$282,,MATCH(G$4,'B. PoF Adj Factor Scoring'!$E$3:$N$3,0)-1),2,TRUE)","v":1},{"$f":"VLOOKUP(C:C,OFFSET('B. PoF Adj Factor Scoring'!$E$5:$F$282,,MATCH(H$4,'B. PoF Adj Factor Scoring'!$E$3:$N$3,0)-1),2,TRUE)","v":0},{"$f":"VLOOKUP(D:D,OFFSET('B. PoF Adj Factor Scoring'!$E$5:$F$282,,MATCH(I$4,'B. PoF Adj Factor Scoring'!$E$3:$N$3,0)-1),2,TRUE)","v":0},{"$f":"VLOOKUP(E:E,OFFSET('B. PoF Adj Factor Scoring'!$E$5:$F$282,,MATCH(J$4,'B. PoF Adj Factor Scoring'!$E$3:$N$3,0)-1),2,TRUE)","v":0},{"$f":"VLOOKUP(F:F,OFFSET('B. PoF Adj Factor Scoring'!$E$5:$F$282,,MATCH(K$4,'B. PoF Adj Factor Scoring'!$E$3:$N$3,0)-1),2,TRUE)","v":0}]
[572,"XLPE",{"$f":"'A. Population Info'!H577","v":0},{"$f":"'A. Population Info'!I577","v":0},{"$f":"'A. Population Info'!J577","v":0},{"$f":"'A. Population Info'!K577","v":0},{"$f":"VLOOKUP(B:B,OFFSET('B. PoF Adj Factor Scoring'!$E$5:$F$282,,MATCH(G$4,'B. PoF Adj Factor Scoring'!$E$3:$N$3,0)-1),2,TRUE)","v":1},{"$f":"VLOOKUP(C:C,OFFSET('B. PoF Adj Factor Scoring'!$E$5:$F$282,,MATCH(H$4,'B. PoF Adj Factor Scoring'!$E$3:$N$3,0)-1),2,TRUE)","v":0},{"$f":"VLOOKUP(D:D,OFFSET('B. PoF Adj Factor Scoring'!$E$5:$F$282,,MATCH(I$4,'B. PoF Adj Factor Scoring'!$E$3:$N$3,0)-1),2,TRUE)","v":0},{"$f":"VLOOKUP(E:E,OFFSET('B. PoF Adj Factor Scoring'!$E$5:$F$282,,MATCH(J$4,'B. PoF Adj Factor Scoring'!$E$3:$N$3,0)-1),2,TRUE)","v":0},{"$f":"VLOOKUP(F:F,OFFSET('B. PoF Adj Factor Scoring'!$E$5:$F$282,,MATCH(K$4,'B. PoF Adj Factor Scoring'!$E$3:$N$3,0)-1),2,TRUE)","v":0}]
[573,"XLPE",{"$f":"'A. Population Info'!H578","v":0},{"$f":"'A. Population Info'!I578","v":0},{"$f":"'A. Population Info'!J578","v":0},{"$f":"'A. Population Info'!K578","v":0},{"$f":"VLOOKUP(B:B,OFFSET('B. PoF Adj Factor Scoring'!$E$5:$F$282,,MATCH(G$4,'B. PoF Adj Factor Scoring'!$E$3:$N$3,0)-1),2,TRUE)","v":1},{"$f":"VLOOKUP(C:C,OFFSET('B. PoF Adj Factor Scoring'!$E$5:$F$282,,MATCH(H$4,'B. PoF Adj Factor Scoring'!$E$3:$N$3,0)-1),2,TRUE)","v":0},{"$f":"VLOOKUP(D:D,OFFSET('B. PoF Adj Factor Scoring'!$E$5:$F$282,,MATCH(I$4,'B. PoF Adj Factor Scoring'!$E$3:$N$3,0)-1),2,TRUE)","v":0},{"$f":"VLOOKUP(E:E,OFFSET('B. PoF Adj Factor Scoring'!$E$5:$F$282,,MATCH(J$4,'B. PoF Adj Factor Scoring'!$E$3:$N$3,0)-1),2,TRUE)","v":0},{"$f":"VLOOKUP(F:F,OFFSET('B. PoF Adj Factor Scoring'!$E$5:$F$282,,MATCH(K$4,'B. PoF Adj Factor Scoring'!$E$3:$N$3,0)-1),2,TRUE)","v":0}]
[574,"XLPE",{"$f":"'A. Population Info'!H579","v":0},{"$f":"'A. Population Info'!I579","v":0},{"$f":"'A. Population Info'!J579","v":0},{"$f":"'A. Population Info'!K579","v":0},{"$f":"VLOOKUP(B:B,OFFSET('B. PoF Adj Factor Scoring'!$E$5:$F$282,,MATCH(G$4,'B. PoF Adj Factor Scoring'!$E$3:$N$3,0)-1),2,TRUE)","v":1},{"$f":"VLOOKUP(C:C,OFFSET('B. PoF Adj Factor Scoring'!$E$5:$F$282,,MATCH(H$4,'B. PoF Adj Factor Scoring'!$E$3:$N$3,0)-1),2,TRUE)","v":0},{"$f":"VLOOKUP(D:D,OFFSET('B. PoF Adj Factor Scoring'!$E$5:$F$282,,MATCH(I$4,'B. PoF Adj Factor Scoring'!$E$3:$N$3,0)-1),2,TRUE)","v":0},{"$f":"VLOOKUP(E:E,OFFSET('B. PoF Adj Factor Scoring'!$E$5:$F$282,,MATCH(J$4,'B. PoF Adj Factor Scoring'!$E$3:$N$3,0)-1),2,TRUE)","v":0},{"$f":"VLOOKUP(F:F,OFFSET('B. PoF Adj Factor Scoring'!$E$5:$F$282,,MATCH(K$4,'B. PoF Adj Factor Scoring'!$E$3:$N$3,0)-1),2,TRUE)","v":0}]
[575,"XLPE",{"$f":"'A. Population Info'!H580","v":0},{"$f":"'A. Population Info'!I580","v":0},{"$f":"'A. Population Info'!J580","v":0},{"$f":"'A. Population Info'!K580","v":0},{"$f":"VLOOKUP(B:B,OFFSET('B. PoF Adj Factor Scoring'!$E$5:$F$282,,MATCH(G$4,'B. PoF Adj Factor Scoring'!$E$3:$N$3,0)-1),2,TRUE)","v":1},{"$f":"VLOOKUP(C:C,OFFSET('B. PoF Adj Factor Scoring'!$E$5:$F$282,,MATCH(H$4,'B. PoF Adj Factor Scoring'!$E$3:$N$3,0)-1),2,TRUE)","v":0},{"$f":"VLOOKUP(D:D,OFFSET('B. PoF Adj Factor Scoring'!$E$5:$F$282,,MATCH(I$4,'B. PoF Adj Factor Scoring'!$E$3:$N$3,0)-1),2,TRUE)","v":0},{"$f":"VLOOKUP(E:E,OFFSET('B. PoF Adj Factor Scoring'!$E$5:$F$282,,MATCH(J$4,'B. PoF Adj Factor Scoring'!$E$3:$N$3,0)-1),2,TRUE)","v":0},{"$f":"VLOOKUP(F:F,OFFSET('B. PoF Adj Factor Scoring'!$E$5:$F$282,,MATCH(K$4,'B. PoF Adj Factor Scoring'!$E$3:$N$3,0)-1),2,TRUE)","v":0}]
[576,"XLPE",{"$f":"'A. Population Info'!H581","v":0},{"$f":"'A. Population Info'!I581","v":0},{"$f":"'A. Population Info'!J581","v":0},{"$f":"'A. Population Info'!K581","v":0},{"$f":"VLOOKUP(B:B,OFFSET('B. PoF Adj Factor Scoring'!$E$5:$F$282,,MATCH(G$4,'B. PoF Adj Factor Scoring'!$E$3:$N$3,0)-1),2,TRUE)","v":1},{"$f":"VLOOKUP(C:C,OFFSET('B. PoF Adj Factor Scoring'!$E$5:$F$282,,MATCH(H$4,'B. PoF Adj Factor Scoring'!$E$3:$N$3,0)-1),2,TRUE)","v":0},{"$f":"VLOOKUP(D:D,OFFSET('B. PoF Adj Factor Scoring'!$E$5:$F$282,,MATCH(I$4,'B. PoF Adj Factor Scoring'!$E$3:$N$3,0)-1),2,TRUE)","v":0},{"$f":"VLOOKUP(E:E,OFFSET('B. PoF Adj Factor Scoring'!$E$5:$F$282,,MATCH(J$4,'B. PoF Adj Factor Scoring'!$E$3:$N$3,0)-1),2,TRUE)","v":0},{"$f":"VLOOKUP(F:F,OFFSET('B. PoF Adj Factor Scoring'!$E$5:$F$282,,MATCH(K$4,'B. PoF Adj Factor Scoring'!$E$3:$N$3,0)-1),2,TRUE)","v":0}]
[577,"XLPE",{"$f":"'A. Population Info'!H582","v":0},{"$f":"'A. Population Info'!I582","v":0},{"$f":"'A. Population Info'!J582","v":0},{"$f":"'A. Population Info'!K582","v":0},{"$f":"VLOOKUP(B:B,OFFSET('B. PoF Adj Factor Scoring'!$E$5:$F$282,,MATCH(G$4,'B. PoF Adj Factor Scoring'!$E$3:$N$3,0)-1),2,TRUE)","v":1},{"$f":"VLOOKUP(C:C,OFFSET('B. PoF Adj Factor Scoring'!$E$5:$F$282,,MATCH(H$4,'B. PoF Adj Factor Scoring'!$E$3:$N$3,0)-1),2,TRUE)","v":0},{"$f":"VLOOKUP(D:D,OFFSET('B. PoF Adj Factor Scoring'!$E$5:$F$282,,MATCH(I$4,'B. PoF Adj Factor Scoring'!$E$3:$N$3,0)-1),2,TRUE)","v":0},{"$f":"VLOOKUP(E:E,OFFSET('B. PoF Adj Factor Scoring'!$E$5:$F$282,,MATCH(J$4,'B. PoF Adj Factor Scoring'!$E$3:$N$3,0)-1),2,TRUE)","v":0},{"$f":"VLOOKUP(F:F,OFFSET('B. PoF Adj Factor Scoring'!$E$5:$F$282,,MATCH(K$4,'B. PoF Adj Factor Scoring'!$E$3:$N$3,0)-1),2,TRUE)","v":0}]
[578,"XLPE",{"$f":"'A. Population Info'!H583","v":0},{"$f":"'A. Population Info'!I583","v":0},{"$f":"'A. Population Info'!J583","v":0},{"$f":"'A. Population Info'!K583","v":0},{"$f":"VLOOKUP(B:B,OFFSET('B. PoF Adj Factor Scoring'!$E$5:$F$282,,MATCH(G$4,'B. PoF Adj Factor Scoring'!$E$3:$N$3,0)-1),2,TRUE)","v":1},{"$f":"VLOOKUP(C:C,OFFSET('B. PoF Adj Factor Scoring'!$E$5:$F$282,,MATCH(H$4,'B. PoF Adj Factor Scoring'!$E$3:$N$3,0)-1),2,TRUE)","v":0},{"$f":"VLOOKUP(D:D,OFFSET('B. PoF Adj Factor Scoring'!$E$5:$F$282,,MATCH(I$4,'B. PoF Adj Factor Scoring'!$E$3:$N$3,0)-1),2,TRUE)","v":0},{"$f":"VLOOKUP(E:E,OFFSET('B. PoF Adj Factor Scoring'!$E$5:$F$282,,MATCH(J$4,'B. PoF Adj Factor Scoring'!$E$3:$N$3,0)-1),2,TRUE)","v":0},{"$f":"VLOOKUP(F:F,OFFSET('B. PoF Adj Factor Scoring'!$E$5:$F$282,,MATCH(K$4,'B. PoF Adj Factor Scoring'!$E$3:$N$3,0)-1),2,TRUE)","v":0}]
[579,"XLPE",{"$f":"'A. Population Info'!H584","v":0},{"$f":"'A. Population Info'!I584","v":0},{"$f":"'A. Population Info'!J584","v":0},{"$f":"'A. Population Info'!K584","v":0},{"$f":"VLOOKUP(B:B,OFFSET('B. PoF Adj Factor Scoring'!$E$5:$F$282,,MATCH(G$4,'B. PoF Adj Factor Scoring'!$E$3:$N$3,0)-1),2,TRUE)","v":1},{"$f":"VLOOKUP(C:C,OFFSET('B. PoF Adj Factor Scoring'!$E$5:$F$282,,MATCH(H$4,'B. PoF Adj Factor Scoring'!$E$3:$N$3,0)-1),2,TRUE)","v":0},{"$f":"VLOOKUP(D:D,OFFSET('B. PoF Adj Factor Scoring'!$E$5:$F$282,,MATCH(I$4,'B. PoF Adj Factor Scoring'!$E$3:$N$3,0)-1),2,TRUE)","v":0},{"$f":"VLOOKUP(E:E,OFFSET('B. PoF Adj Factor Scoring'!$E$5:$F$282,,MATCH(J$4,'B. PoF Adj Factor Scoring'!$E$3:$N$3,0)-1),2,TRUE)","v":0},{"$f":"VLOOKUP(F:F,OFFSET('B. PoF Adj Factor Scoring'!$E$5:$F$282,,MATCH(K$4,'B. PoF Adj Factor Scoring'!$E$3:$N$3,0)-1),2,TRUE)","v":0}]
[580,"XLPE",{"$f":"'A. Population Info'!H585","v":0},{"$f":"'A. Population Info'!I585","v":0},{"$f":"'A. Population Info'!J585","v":0},{"$f":"'A. Population Info'!K585","v":0},{"$f":"VLOOKUP(B:B,OFFSET('B. PoF Adj Factor Scoring'!$E$5:$F$282,,MATCH(G$4,'B. PoF Adj Factor Scoring'!$E$3:$N$3,0)-1),2,TRUE)","v":1},{"$f":"VLOOKUP(C:C,OFFSET('B. PoF Adj Factor Scoring'!$E$5:$F$282,,MATCH(H$4,'B. PoF Adj Factor Scoring'!$E$3:$N$3,0)-1),2,TRUE)","v":0},{"$f":"VLOOKUP(D:D,OFFSET('B. PoF Adj Factor Scoring'!$E$5:$F$282,,MATCH(I$4,'B. PoF Adj Factor Scoring'!$E$3:$N$3,0)-1),2,TRUE)","v":0},{"$f":"VLOOKUP(E:E,OFFSET('B. PoF Adj Factor Scoring'!$E$5:$F$282,,MATCH(J$4,'B. PoF Adj Factor Scoring'!$E$3:$N$3,0)-1),2,TRUE)","v":0},{"$f":"VLOOKUP(F:F,OFFSET('B. PoF Adj Factor Scoring'!$E$5:$F$282,,MATCH(K$4,'B. PoF Adj Factor Scoring'!$E$3:$N$3,0)-1),2,TRUE)","v":0}]
[581,"XLPE",{"$f":"'A. Population Info'!H586","v":0},{"$f":"'A. Population Info'!I586","v":0},{"$f":"'A. Population Info'!J586","v":0},{"$f":"'A. Population Info'!K586","v":0},{"$f":"VLOOKUP(B:B,OFFSET('B. PoF Adj Factor Scoring'!$E$5:$F$282,,MATCH(G$4,'B. PoF Adj Factor Scoring'!$E$3:$N$3,0)-1),2,TRUE)","v":1},{"$f":"VLOOKUP(C:C,OFFSET('B. PoF Adj Factor Scoring'!$E$5:$F$282,,MATCH(H$4,'B. PoF Adj Factor Scoring'!$E$3:$N$3,0)-1),2,TRUE)","v":0},{"$f":"VLOOKUP(D:D,OFFSET('B. PoF Adj Factor Scoring'!$E$5:$F$282,,MATCH(I$4,'B. PoF Adj Factor Scoring'!$E$3:$N$3,0)-1),2,TRUE)","v":0},{"$f":"VLOOKUP(E:E,OFFSET('B. PoF Adj Factor Scoring'!$E$5:$F$282,,MATCH(J$4,'B. PoF Adj Factor Scoring'!$E$3:$N$3,0)-1),2,TRUE)","v":0},{"$f":"VLOOKUP(F:F,OFFSET('B. PoF Adj Factor Scoring'!$E$5:$F$282,,MATCH(K$4,'B. PoF Adj Factor Scoring'!$E$3:$N$3,0)-1),2,TRUE)","v":0}]
[582,"XLPE",{"$f":"'A. Population Info'!H587","v":0},{"$f":"'A. Population Info'!I587","v":0},{"$f":"'A. Population Info'!J587","v":0},{"$f":"'A. Population Info'!K587","v":0},{"$f":"VLOOKUP(B:B,OFFSET('B. PoF Adj Factor Scoring'!$E$5:$F$282,,MATCH(G$4,'B. PoF Adj Factor Scoring'!$E$3:$N$3,0)-1),2,TRUE)","v":1},{"$f":"VLOOKUP(C:C,OFFSET('B. PoF Adj Factor Scoring'!$E$5:$F$282,,MATCH(H$4,'B. PoF Adj Factor Scoring'!$E$3:$N$3,0)-1),2,TRUE)","v":0},{"$f":"VLOOKUP(D:D,OFFSET('B. PoF Adj Factor Scoring'!$E$5:$F$282,,MATCH(I$4,'B. PoF Adj Factor Scoring'!$E$3:$N$3,0)-1),2,TRUE)","v":0},{"$f":"VLOOKUP(E:E,OFFSET('B. PoF Adj Factor Scoring'!$E$5:$F$282,,MATCH(J$4,'B. PoF Adj Factor Scoring'!$E$3:$N$3,0)-1),2,TRUE)","v":0},{"$f":"VLOOKUP(F:F,OFFSET('B. PoF Adj Factor Scoring'!$E$5:$F$282,,MATCH(K$4,'B. PoF Adj Factor Scoring'!$E$3:$N$3,0)-1),2,TRUE)","v":0}]
[583,"XLPE",{"$f":"'A. Population Info'!H588","v":0},{"$f":"'A. Population Info'!I588","v":0},{"$f":"'A. Population Info'!J588","v":0},{"$f":"'A. Population Info'!K588","v":0},{"$f":"VLOOKUP(B:B,OFFSET('B. PoF Adj Factor Scoring'!$E$5:$F$282,,MATCH(G$4,'B. PoF Adj Factor Scoring'!$E$3:$N$3,0)-1),2,TRUE)","v":1},{"$f":"VLOOKUP(C:C,OFFSET('B. PoF Adj Factor Scoring'!$E$5:$F$282,,MATCH(H$4,'B. PoF Adj Factor Scoring'!$E$3:$N$3,0)-1),2,TRUE)","v":0},{"$f":"VLOOKUP(D:D,OFFSET('B. PoF Adj Factor Scoring'!$E$5:$F$282,,MATCH(I$4,'B. PoF Adj Factor Scoring'!$E$3:$N$3,0)-1),2,TRUE)","v":0},{"$f":"VLOOKUP(E:E,OFFSET('B. PoF Adj Factor Scoring'!$E$5:$F$282,,MATCH(J$4,'B. PoF Adj Factor Scoring'!$E$3:$N$3,0)-1),2,TRUE)","v":0},{"$f":"VLOOKUP(F:F,OFFSET('B. PoF Adj Factor Scoring'!$E$5:$F$282,,MATCH(K$4,'B. PoF Adj Factor Scoring'!$E$3:$N$3,0)-1),2,TRUE)","v":0}]
[584,"XLPE",{"$f":"'A. Population Info'!H589","v":0},{"$f":"'A. Population Info'!I589","v":0},{"$f":"'A. Population Info'!J589","v":0},{"$f":"'A. Population Info'!K589","v":0},{"$f":"VLOOKUP(B:B,OFFSET('B. PoF Adj Factor Scoring'!$E$5:$F$282,,MATCH(G$4,'B. PoF Adj Factor Scoring'!$E$3:$N$3,0)-1),2,TRUE)","v":1},{"$f":"VLOOKUP(C:C,OFFSET('B. PoF Adj Factor Scoring'!$E$5:$F$282,,MATCH(H$4,'B. PoF Adj Factor Scoring'!$E$3:$N$3,0)-1),2,TRUE)","v":0},{"$f":"VLOOKUP(D:D,OFFSET('B. PoF Adj Factor Scoring'!$E$5:$F$282,,MATCH(I$4,'B. PoF Adj Factor Scoring'!$E$3:$N$3,0)-1),2,TRUE)","v":0},{"$f":"VLOOKUP(E:E,OFFSET('B. PoF Adj Factor Scoring'!$E$5:$F$282,,MATCH(J$4,'B. PoF Adj Factor Scoring'!$E$3:$N$3,0)-1),2,TRUE)","v":0},{"$f":"VLOOKUP(F:F,OFFSET('B. PoF Adj Factor Scoring'!$E$5:$F$282,,MATCH(K$4,'B. PoF Adj Factor Scoring'!$E$3:$N$3,0)-1),2,TRUE)","v":0}]
[585,"XLPE",{"$f":"'A. Population Info'!H590","v":0},{"$f":"'A. Population Info'!I590","v":0},{"$f":"'A. Population Info'!J590","v":0},{"$f":"'A. Population Info'!K590","v":0},{"$f":"VLOOKUP(B:B,OFFSET('B. PoF Adj Factor Scoring'!$E$5:$F$282,,MATCH(G$4,'B. PoF Adj Factor Scoring'!$E$3:$N$3,0)-1),2,TRUE)","v":1},{"$f":"VLOOKUP(C:C,OFFSET('B. PoF Adj Factor Scoring'!$E$5:$F$282,,MATCH(H$4,'B. PoF Adj Factor Scoring'!$E$3:$N$3,0)-1),2,TRUE)","v":0},{"$f":"VLOOKUP(D:D,OFFSET('B. PoF Adj Factor Scoring'!$E$5:$F$282,,MATCH(I$4,'B. PoF Adj Factor Scoring'!$E$3:$N$3,0)-1),2,TRUE)","v":0},{"$f":"VLOOKUP(E:E,OFFSET('B. PoF Adj Factor Scoring'!$E$5:$F$282,,MATCH(J$4,'B. PoF Adj Factor Scoring'!$E$3:$N$3,0)-1),2,TRUE)","v":0},{"$f":"VLOOKUP(F:F,OFFSET('B. PoF Adj Factor Scoring'!$E$5:$F$282,,MATCH(K$4,'B. PoF Adj Factor Scoring'!$E$3:$N$3,0)-1),2,TRUE)","v":0}]
[586,"XLPE",{"$f":"'A. Population Info'!H591","v":0},{"$f":"'A. Population Info'!I591","v":0},{"$f":"'A. Population Info'!J591","v":0},{"$f":"'A. Population Info'!K591","v":0},{"$f":"VLOOKUP(B:B,OFFSET('B. PoF Adj Factor Scoring'!$E$5:$F$282,,MATCH(G$4,'B. PoF Adj Factor Scoring'!$E$3:$N$3,0)-1),2,TRUE)","v":1},{"$f":"VLOOKUP(C:C,OFFSET('B. PoF Adj Factor Scoring'!$E$5:$F$282,,MATCH(H$4,'B. PoF Adj Factor Scoring'!$E$3:$N$3,0)-1),2,TRUE)","v":0},{"$f":"VLOOKUP(D:D,OFFSET('B. PoF Adj Factor Scoring'!$E$5:$F$282,,MATCH(I$4,'B. PoF Adj Factor Scoring'!$E$3:$N$3,0)-1),2,TRUE)","v":0},{"$f":"VLOOKUP(E:E,OFFSET('B. PoF Adj Factor Scoring'!$E$5:$F$282,,MATCH(J$4,'B. PoF Adj Factor Scoring'!$E$3:$N$3,0)-1),2,TRUE)","v":0},{"$f":"VLOOKUP(F:F,OFFSET('B. PoF Adj Factor Scoring'!$E$5:$F$282,,MATCH(K$4,'B. PoF Adj Factor Scoring'!$E$3:$N$3,0)-1),2,TRUE)","v":0}]
[587,"XLPE",{"$f":"'A. Population Info'!H592","v":0},{"$f":"'A. Population Info'!I592","v":0},{"$f":"'A. Population Info'!J592","v":0},{"$f":"'A. Population Info'!K592","v":0},{"$f":"VLOOKUP(B:B,OFFSET('B. PoF Adj Factor Scoring'!$E$5:$F$282,,MATCH(G$4,'B. PoF Adj Factor Scoring'!$E$3:$N$3,0)-1),2,TRUE)","v":1},{"$f":"VLOOKUP(C:C,OFFSET('B. PoF Adj Factor Scoring'!$E$5:$F$282,,MATCH(H$4,'B. PoF Adj Factor Scoring'!$E$3:$N$3,0)-1),2,TRUE)","v":0},{"$f":"VLOOKUP(D:D,OFFSET('B. PoF Adj Factor Scoring'!$E$5:$F$282,,MATCH(I$4,'B. PoF Adj Factor Scoring'!$E$3:$N$3,0)-1),2,TRUE)","v":0},{"$f":"VLOOKUP(E:E,OFFSET('B. PoF Adj Factor Scoring'!$E$5:$F$282,,MATCH(J$4,'B. PoF Adj Factor Scoring'!$E$3:$N$3,0)-1),2,TRUE)","v":0},{"$f":"VLOOKUP(F:F,OFFSET('B. PoF Adj Factor Scoring'!$E$5:$F$282,,MATCH(K$4,'B. PoF Adj Factor Scoring'!$E$3:$N$3,0)-1),2,TRUE)","v":0}]
[588,"XLPE",{"$f":"'A. Population Info'!H593","v":0},{"$f":"'A. Population Info'!I593","v":0},{"$f":"'A. Population Info'!J593","v":0},{"$f":"'A. Population Info'!K593","v":0},{"$f":"VLOOKUP(B:B,OFFSET('B. PoF Adj Factor Scoring'!$E$5:$F$282,,MATCH(G$4,'B. PoF Adj Factor Scoring'!$E$3:$N$3,0)-1),2,TRUE)","v":1},{"$f":"VLOOKUP(C:C,OFFSET('B. PoF Adj Factor Scoring'!$E$5:$F$282,,MATCH(H$4,'B. PoF Adj Factor Scoring'!$E$3:$N$3,0)-1),2,TRUE)","v":0},{"$f":"VLOOKUP(D:D,OFFSET('B. PoF Adj Factor Scoring'!$E$5:$F$282,,MATCH(I$4,'B. PoF Adj Factor Scoring'!$E$3:$N$3,0)-1),2,TRUE)","v":0},{"$f":"VLOOKUP(E:E,OFFSET('B. PoF Adj Factor Scoring'!$E$5:$F$282,,MATCH(J$4,'B. PoF Adj Factor Scoring'!$E$3:$N$3,0)-1),2,TRUE)","v":0},{"$f":"VLOOKUP(F:F,OFFSET('B. PoF Adj Factor Scoring'!$E$5:$F$282,,MATCH(K$4,'B. PoF Adj Factor Scoring'!$E$3:$N$3,0)-1),2,TRUE)","v":0}]
[589,"XLPE",{"$f":"'A. Population Info'!H594","v":0},{"$f":"'A. Population Info'!I594","v":0},{"$f":"'A. Population Info'!J594","v":0},{"$f":"'A. Population Info'!K594","v":0},{"$f":"VLOOKUP(B:B,OFFSET('B. PoF Adj Factor Scoring'!$E$5:$F$282,,MATCH(G$4,'B. PoF Adj Factor Scoring'!$E$3:$N$3,0)-1),2,TRUE)","v":1},{"$f":"VLOOKUP(C:C,OFFSET('B. PoF Adj Factor Scoring'!$E$5:$F$282,,MATCH(H$4,'B. PoF Adj Factor Scoring'!$E$3:$N$3,0)-1),2,TRUE)","v":0},{"$f":"VLOOKUP(D:D,OFFSET('B. PoF Adj Factor Scoring'!$E$5:$F$282,,MATCH(I$4,'B. PoF Adj Factor Scoring'!$E$3:$N$3,0)-1),2,TRUE)","v":0},{"$f":"VLOOKUP(E:E,OFFSET('B. PoF Adj Factor Scoring'!$E$5:$F$282,,MATCH(J$4,'B. PoF Adj Factor Scoring'!$E$3:$N$3,0)-1),2,TRUE)","v":0},{"$f":"VLOOKUP(F:F,OFFSET('B. PoF Adj Factor Scoring'!$E$5:$F$282,,MATCH(K$4,'B. PoF Adj Factor Scoring'!$E$3:$N$3,0)-1),2,TRUE)","v":0}]
[590,"XLPE",{"$f":"'A. Population Info'!H595","v":0},{"$f":"'A. Population Info'!I595","v":0},{"$f":"'A. Population Info'!J595","v":0},{"$f":"'A. Population Info'!K595","v":0},{"$f":"VLOOKUP(B:B,OFFSET('B. PoF Adj Factor Scoring'!$E$5:$F$282,,MATCH(G$4,'B. PoF Adj Factor Scoring'!$E$3:$N$3,0)-1),2,TRUE)","v":1},{"$f":"VLOOKUP(C:C,OFFSET('B. PoF Adj Factor Scoring'!$E$5:$F$282,,MATCH(H$4,'B. PoF Adj Factor Scoring'!$E$3:$N$3,0)-1),2,TRUE)","v":0},{"$f":"VLOOKUP(D:D,OFFSET('B. PoF Adj Factor Scoring'!$E$5:$F$282,,MATCH(I$4,'B. PoF Adj Factor Scoring'!$E$3:$N$3,0)-1),2,TRUE)","v":0},{"$f":"VLOOKUP(E:E,OFFSET('B. PoF Adj Factor Scoring'!$E$5:$F$282,,MATCH(J$4,'B. PoF Adj Factor Scoring'!$E$3:$N$3,0)-1),2,TRUE)","v":0},{"$f":"VLOOKUP(F:F,OFFSET('B. PoF Adj Factor Scoring'!$E$5:$F$282,,MATCH(K$4,'B. PoF Adj Factor Scoring'!$E$3:$N$3,0)-1),2,TRUE)","v":0}]
[591,"XLPE",{"$f":"'A. Population Info'!H596","v":0},{"$f":"'A. Population Info'!I596","v":0},{"$f":"'A. Population Info'!J596","v":0},{"$f":"'A. Population Info'!K596","v":0},{"$f":"VLOOKUP(B:B,OFFSET('B. PoF Adj Factor Scoring'!$E$5:$F$282,,MATCH(G$4,'B. PoF Adj Factor Scoring'!$E$3:$N$3,0)-1),2,TRUE)","v":1},{"$f":"VLOOKUP(C:C,OFFSET('B. PoF Adj Factor Scoring'!$E$5:$F$282,,MATCH(H$4,'B. PoF Adj Factor Scoring'!$E$3:$N$3,0)-1),2,TRUE)","v":0},{"$f":"VLOOKUP(D:D,OFFSET('B. PoF Adj Factor Scoring'!$E$5:$F$282,,MATCH(I$4,'B. PoF Adj Factor Scoring'!$E$3:$N$3,0)-1),2,TRUE)","v":0},{"$f":"VLOOKUP(E:E,OFFSET('B. PoF Adj Factor Scoring'!$E$5:$F$282,,MATCH(J$4,'B. PoF Adj Factor Scoring'!$E$3:$N$3,0)-1),2,TRUE)","v":0},{"$f":"VLOOKUP(F:F,OFFSET('B. PoF Adj Factor Scoring'!$E$5:$F$282,,MATCH(K$4,'B. PoF Adj Factor Scoring'!$E$3:$N$3,0)-1),2,TRUE)","v":0}]
[592,"XLPE",{"$f":"'A. Population Info'!H597","v":0},{"$f":"'A. Population Info'!I597","v":0},{"$f":"'A. Population Info'!J597","v":0},{"$f":"'A. Population Info'!K597","v":0},{"$f":"VLOOKUP(B:B,OFFSET('B. PoF Adj Factor Scoring'!$E$5:$F$282,,MATCH(G$4,'B. PoF Adj Factor Scoring'!$E$3:$N$3,0)-1),2,TRUE)","v":1},{"$f":"VLOOKUP(C:C,OFFSET('B. PoF Adj Factor Scoring'!$E$5:$F$282,,MATCH(H$4,'B. PoF Adj Factor Scoring'!$E$3:$N$3,0)-1),2,TRUE)","v":0},{"$f":"VLOOKUP(D:D,OFFSET('B. PoF Adj Factor Scoring'!$E$5:$F$282,,MATCH(I$4,'B. PoF Adj Factor Scoring'!$E$3:$N$3,0)-1),2,TRUE)","v":0},{"$f":"VLOOKUP(E:E,OFFSET('B. PoF Adj Factor Scoring'!$E$5:$F$282,,MATCH(J$4,'B. PoF Adj Factor Scoring'!$E$3:$N$3,0)-1),2,TRUE)","v":0},{"$f":"VLOOKUP(F:F,OFFSET('B. PoF Adj Factor Scoring'!$E$5:$F$282,,MATCH(K$4,'B. PoF Adj Factor Scoring'!$E$3:$N$3,0)-1),2,TRUE)","v":0}]
[593,"XLPE",{"$f":"'A. Population Info'!H598","v":0},{"$f":"'A. Population Info'!I598","v":0},{"$f":"'A. Population Info'!J598","v":0},{"$f":"'A. Population Info'!K598","v":0},{"$f":"VLOOKUP(B:B,OFFSET('B. PoF Adj Factor Scoring'!$E$5:$F$282,,MATCH(G$4,'B. PoF Adj Factor Scoring'!$E$3:$N$3,0)-1),2,TRUE)","v":1},{"$f":"VLOOKUP(C:C,OFFSET('B. PoF Adj Factor Scoring'!$E$5:$F$282,,MATCH(H$4,'B. PoF Adj Factor Scoring'!$E$3:$N$3,0)-1),2,TRUE)","v":0},{"$f":"VLOOKUP(D:D,OFFSET('B. PoF Adj Factor Scoring'!$E$5:$F$282,,MATCH(I$4,'B. PoF Adj Factor Scoring'!$E$3:$N$3,0)-1),2,TRUE)","v":0},{"$f":"VLOOKUP(E:E,OFFSET('B. PoF Adj Factor Scoring'!$E$5:$F$282,,MATCH(J$4,'B. PoF Adj Factor Scoring'!$E$3:$N$3,0)-1),2,TRUE)","v":0},{"$f":"VLOOKUP(F:F,OFFSET('B. PoF Adj Factor Scoring'!$E$5:$F$282,,MATCH(K$4,'B. PoF Adj Factor Scoring'!$E$3:$N$3,0)-1),2,TRUE)","v":0}]
[594,"XLPE",{"$f":"'A. Population Info'!H599","v":0},{"$f":"'A. Population Info'!I599","v":0},{"$f":"'A. Population Info'!J599","v":0},{"$f":"'A. Population Info'!K599","v":0},{"$f":"VLOOKUP(B:B,OFFSET('B. PoF Adj Factor Scoring'!$E$5:$F$282,,MATCH(G$4,'B. PoF Adj Factor Scoring'!$E$3:$N$3,0)-1),2,TRUE)","v":1},{"$f":"VLOOKUP(C:C,OFFSET('B. PoF Adj Factor Scoring'!$E$5:$F$282,,MATCH(H$4,'B. PoF Adj Factor Scoring'!$E$3:$N$3,0)-1),2,TRUE)","v":0},{"$f":"VLOOKUP(D:D,OFFSET('B. PoF Adj Factor Scoring'!$E$5:$F$282,,MATCH(I$4,'B. PoF Adj Factor Scoring'!$E$3:$N$3,0)-1),2,TRUE)","v":0},{"$f":"VLOOKUP(E:E,OFFSET('B. PoF Adj Factor Scoring'!$E$5:$F$282,,MATCH(J$4,'B. PoF Adj Factor Scoring'!$E$3:$N$3,0)-1),2,TRUE)","v":0},{"$f":"VLOOKUP(F:F,OFFSET('B. PoF Adj Factor Scoring'!$E$5:$F$282,,MATCH(K$4,'B. PoF Adj Factor Scoring'!$E$3:$N$3,0)-1),2,TRUE)","v":0}]
[595,"XLPE",{"$f":"'A. Population Info'!H600","v":0},{"$f":"'A. Population Info'!I600","v":0},{"$f":"'A. Population Info'!J600","v":0},{"$f":"'A. Population Info'!K600","v":0},{"$f":"VLOOKUP(B:B,OFFSET('B. PoF Adj Factor Scoring'!$E$5:$F$282,,MATCH(G$4,'B. PoF Adj Factor Scoring'!$E$3:$N$3,0)-1),2,TRUE)","v":1},{"$f":"VLOOKUP(C:C,OFFSET('B. PoF Adj Factor Scoring'!$E$5:$F$282,,MATCH(H$4,'B. PoF Adj Factor Scoring'!$E$3:$N$3,0)-1),2,TRUE)","v":0},{"$f":"VLOOKUP(D:D,OFFSET('B. PoF Adj Factor Scoring'!$E$5:$F$282,,MATCH(I$4,'B. PoF Adj Factor Scoring'!$E$3:$N$3,0)-1),2,TRUE)","v":0},{"$f":"VLOOKUP(E:E,OFFSET('B. PoF Adj Factor Scoring'!$E$5:$F$282,,MATCH(J$4,'B. PoF Adj Factor Scoring'!$E$3:$N$3,0)-1),2,TRUE)","v":0},{"$f":"VLOOKUP(F:F,OFFSET('B. PoF Adj Factor Scoring'!$E$5:$F$282,,MATCH(K$4,'B. PoF Adj Factor Scoring'!$E$3:$N$3,0)-1),2,TRUE)","v":0}]

{"sheet":"B. Asset PoF & Health Index","index":9,"n_rows":600,"n_cols":48,"rows_kept":600,"cut":false,"hidden":false,"merged":[[2,21,2,32],[2,34,2,35],[2,1,3,1],[2,0,3,0],[2,2,3,2],[2,9,2,20],[2,7,2,8],[2,5,2,6],[2,4,3,4]]}
[null,null,"Individual Asset Probability of Failure & Health Index"]
[]
["Asset Identifier","Asset Age","Total PoF Score","Population Normalised PoF Score",null,"Crow-AMSAA Parameters",null,"Weibull Parameters",null,"Individual Asset Age Dependant Failure Rate",null,null,null,null,null,null,null,null,null,null,null,"ASSET HEALTH INDEX",null,null,null,null,null,null,null,null,null,null,null,null,"HEALTH INDEX SUMMARY TABLE",null,2019,2020,2021,2022,2023,2024,2025,2026,2027,2028,2029,2030]
[null,null,null,null,null,null,null,null,null,{"$f":"SUM(J6:J1048576)","v":4009.1426486996825},{"$f":"SUM(K6:K1048576)","v":4149.1058444788359},4292.71564155538,4439.9383865019663,4590.7439669976075,4745.1050257208535,4902.9964286257627,5064.3948841614201,5229.2786590448841,5397.6273592747402,5569.4217571189101,5744.6436515992928,null,null,null,null,null,null,null,null,null,null,null,null,null,"H1($)",1,{"$f":"SUMIF(V:V, $AJ4,'A. Population Info'!$C:$C)","v":256654},{"$f":"SUMIF(W:W, $AJ4,'A. Population Info'!$C:$C)","v":245931},{"$f":"SUMIF(X:X, $AJ4,'A. Population Info'!$C:$C)","v":235280},{"$f":"SUMIF(Y:Y, $AJ4,'A. Population Info'!$C:$C)","v":217693},{"$f":"SUMIF(Z:Z, $AJ4,'A. Population Info'!$C:$C)","v":200339},{"$f":"SUMIF(AA:AA, $AJ4,'A. Population Info'!$C:$C)","v":179783},{"$f":"SUMIF(AB:AB, $AJ4,'A. Population Info'!$C:$C)","v":153095},{"$f":"SUMIF(AC:AC, $AJ4,'A. Population Info'!$C:$C)","v":135208},{"$f":"SUMIF(AD:AD, $AJ4,'A. Population Info'!$C:$C)","v":116300},{"$f":"SUMIF(AE:AE, $AJ4,'A. Population Info'!$C:$C)","v":94011},{"$f":"SUMIF(AF:AF, $AJ4,'A. Population Info'!$C:$C)","v":74576},{"$f":"SUMIF(AG:AG, $AJ4,'A. Population Info'!$C:$C)","v":51564}]
["Blank1","Blank2","Blank2",null,"Blank4","βindivudal","λindividual","βindivudal","hindividual",2019,2020,2021,2022,2023,2024,2025,2026,2027,2028,2029,2030,2019,2020,2021,2022,2023,2024,2025,2026,2027,2028,2029,2030,null,"H2($)",2,{"$f":"SUMIF(V:V, $AJ5,'A. Population Info'!$C:$C)","v":46243},{"$f":"SUMIF(W:W, $AJ5,'A. Population Info'!$C:$C)","v":46933},{"$f":"SUMIF(X:X, $AJ5,'A. Population Info'!$C:$C)","v":53266},{"$f":"SUMIF(Y:Y, $AJ5,'A. Population Info'!$C:$C)","v":66757},{"$f":"SUMIF(Z:Z, $AJ5,'A. Population Info'!$C:$C)","v":79563},{"$f":"SUMIF(AA:AA, $AJ5,'A. Population Info'!$C:$C)","v":93130},{"$f":"SUMIF(AB:AB, $AJ5,'A. Population Info'!$C:$C)","v":112387},{"$f":"SUMIF(AC:AC, $AJ5,'A. Population Info'!$C:$C)","v":121446},{"$f":"SUMIF(AD:AD, $AJ5,'A. Population Info'!$C:$C)","v":129631},{"$f":"SUMIF(AE:AE, $AJ5,'A. Population Info'!$C:$C)","v":141269},{"$f":"SUMIF(AF:AF, $AJ5,'A. Population Info'!$C:$C)","v":143117},{"$f":"SUMIF(AG:AG, $AJ5,'A. Population Info'!$C:$C)","v":148775}]
[1,1,3,5.0423728813559316,1.4142135623730949,"Not Applicable","Not Applicable",2.8500999999999999,100.93782711899958,1.9954531055064722E-5,4.2250121714408717E-5,7.1941107783022072E-5,1.0871021034611678E-4,1.5232232477498434E-4,2.0259177750428682E-4,2.5936580392525808E-4,3.2251505905127943E-4,3.9192767487462339E-4,4.6750529906029628E-4,5.4916032625163056E-4,6.368138894331973E-4,1,1,1,1,1,1,1,1,1,1,1,1,null,"H3($)",3,{"$f":"SUMIF(V:V, $AJ6,'A. Population Info'!$C:$C)","v":35666},{"$f":"SUMIF(W:W, $AJ6,'A. Population Info'!$C:$C)","v":37596},{"$f":"SUMIF(X:X, $AJ6,'A. Population Info'!$C:$C)","v":33742},{"$f":"SUMIF(Y:Y, $AJ6,'A. Population Info'!$C:$C)","v":34544},{"$f":"SUMIF(Z:Z, $AJ6,'A. Population Info'!$C:$C)","v":34894},{"$f":"SUMIF(AA:AA, $AJ6,'A. Population Info'!$C:$C)","v":36114},{"$f":"SUMIF(AB:AB, $AJ6,'A. Population Info'!$C:$C)","v":37415},{"$f":"SUMIF(AC:AC, $AJ6,'A. Population Info'!$C:$C)","v":36210},{"$f":"SUMIF(AD:AD, $AJ6,'A. Population Info'!$C:$C)","v":42615},{"$f":"SUMIF(AE:AE, $AJ6,'A. Population Info'!$C:$C)","v":49170},{"$f":"SUMIF(AF:AF, $AJ6,'A. Population Info'!$C:$C)","v":62209},{"$f":"SUMIF(AG:AG, $AJ6,'A. Population Info'!$C:$C)","v":72574}]
[2,2,3,5.0423728813559316,1.4142135623730949,"Not Applicable","Not Applicable",2.8500999999999999,100.93782711899958,2.1125060857204357E-4,3.5970553891511033E-4,5.4355105173058387E-4,7.616116238749216E-4,1.012958887521434E-3,1.2968290196262904E-3,1.612575295256397E-3,1.9596383743731168E-3,2.3375264953014812E-3,2.7458016312581525E-3,3.1840694471659864E-3,3.6519717905599872E-3,1,1,1,1,1,1,1,1,1,1,1,1,null,"H4($)",4,{"$f":"SUMIF(V:V, $AJ7,'A. Population Info'!$C:$C)","v":35180},{"$f":"SUMIF(W:W, $AJ7,'A. Population Info'!$C:$C)","v":36442},{"$f":"SUMIF(X:X, $AJ7,'A. Population Info'!$C:$C)","v":36772},{"$f":"SUMIF(Y:Y, $AJ7,'A. Population Info'!$C:$C)","v":32477},{"$f":"SUMIF(Z:Z, $AJ7,'A. Population Info'!$C:$C)","v":31006},{"$f":"SUMIF(AA:AA, $AJ7,'A. Population Info'!$C:$C)","v":29536},{"$f":"SUMIF(AB:AB, $AJ7,'A. Population Info'!$C:$C)","v":27563},{"$f":"SUMIF(AC:AC, $AJ7,'A. Population Info'!$C:$C)","v":29424},{"$f":"SUMIF(AD:AD, $AJ7,'A. Population Info'!$C:$C)","v":30448},{"$f":"SUMIF(AE:AE, $AJ7,'A. Population Info'!$C:$C)","v":30346},{"$f":"SUMIF(AF:AF, $AJ7,'A. Population Info'!$C:$C)","v":29125},{"$f":"SUMIF(AG:AG, $AJ7,'A. Population Info'!$C:$C)","v":29984}]
[3,2,3,5.0423728813559316,1.4142135623730949,"Not Applicable","Not Applicable",2.8500999999999999,100.93782711899958,1.2675036514322614E-4,2.1582332334906622E-4,3.2613063103835037E-4,4.5696697432495297E-4,6.0777533251286041E-4,7.7809741177577423E-4,9.6754517715383825E-4,1.1757830246238701E-3,1.4025158971808888E-3,1.6474809787548916E-3,1.9104416682995918E-3,2.1911830743359924E-3,1,1,1,1,1,1,1,1,1,1,1,1,null,"H5($)",5,{"$f":"SUMIF(V:V, $AJ8,'A. Population Info'!$C:$C)","v":33860},{"$f":"SUMIF(W:W, $AJ8,'A. Population Info'!$C:$C)","v":28690},{"$f":"SUMIF(X:X, $AJ8,'A. Population Info'!$C:$C)","v":30338},{"$f":"SUMIF(Y:Y, $AJ8,'A. Population Info'!$C:$C)","v":31968},{"$f":"SUMIF(Z:Z, $AJ8,'A. Population Info'!$C:$C)","v":33189},{"$f":"SUMIF(AA:AA, $AJ8,'A. Population Info'!$C:$C)","v":35180},{"$f":"SUMIF(AB:AB, $AJ8,'A. Population Info'!$C:$C)","v":36442},{"$f":"SUMIF(AC:AC, $AJ8,'A. Population Info'!$C:$C)","v":36772},{"$f":"SUMIF(AD:AD, $AJ8,'A. Population Info'!$C:$C)","v":32477},{"$f":"SUMIF(AE:AE, $AJ8,'A. Population Info'!$C:$C)","v":31006},{"$f":"SUMIF(AF:AF, $AJ8,'A. Population Info'!$C:$C)","v":29536},{"$f":"SUMIF(AG:AG, $AJ8,'A. Population Info'!$C:$C)","v":27563}]
[4,2,3,5.0423728813559316,1.4142135623730949,"Not Applicable","Not Applicable",2.8500999999999999,100.93782711899958,1.6900048685763487E-4,2.8776443113208829E-4,4.3484084138446712E-4,6.0928929909993736E-4,8.1036711001714729E-4,1.0374632157010323E-3,1.2900602362051177E-3,1.5677106994984936E-3,1.8700211962411851E-3,2.1966413050065223E-3,2.5472555577327892E-3,2.92157743244799E-3,1,1,1,1,1,1,1,1,1,1,1,1,null,"H6($)",6,{"$f":"SUMIF(V:V, $AJ9,'A. Population Info'!$C:$C)","v":20188},{"$f":"SUMIF(W:W, $AJ9,'A. Population Info'!$C:$C)","v":28637},{"$f":"SUMIF(X:X, $AJ9,'A. Population Info'!$C:$C)","v":30353},{"$f":"SUMIF(Y:Y, $AJ9,'A. Population Info'!$C:$C)","v":31570},{"$f":"SUMIF(Z:Z, $AJ9,'A. Population Info'!$C:$C)","v":28612},{"$f":"SUMIF(AA:AA, $AJ9,'A. Population Info'!$C:$C)","v":21849},{"$f":"SUMIF(AB:AB, $AJ9,'A. Population Info'!$C:$C)","v":22496},{"$f":"SUMIF(AC:AC, $AJ9,'A. Population Info'!$C:$C)","v":24379},{"$f":"SUMIF(AD:AD, $AJ9,'A. Population Info'!$C:$C)","v":27520},{"$f":"SUMIF(AE:AE, $AJ9,'A. Population Info'!$C:$C)","v":27941},{"$f":"SUMIF(AF:AF, $AJ9,'A. Population Info'!$C:$C)","v":28339},{"$f":"SUMIF(AG:AG, $AJ9,'A. Population Info'!$C:$C)","v":28600}]
[5,2,3,5.0423728813559316,1.4142135623730949,"Not Applicable","Not Applicable",2.8500999999999999,100.93782711899958,7.6050219085935689E-4,1.2949399400943972E-3,1.956783786230102E-3,2.7418018459497181E-3,3.6466519950771629E-3,4.6685844706546454E-3,5.8052710629230304E-3,7.0546981477432212E-3,8.4150953830853335E-3,9.8848858725293504E-3,1.1462650009797551E-2,1.3147098446015954E-2,1,1,1,1,1,1,1,1,1,1,1,1,null,"H7($)",7,{"$f":"SUMIF(V:V, $AJ10,'A. Population Info'!$C:$C)","v":20550},{"$f":"SUMIF(W:W, $AJ10,'A. Population Info'!$C:$C)","v":19369},{"$f":"SUMIF(X:X, $AJ10,'A. Population Info'!$C:$C)","v":20096},{"$f":"SUMIF(Y:Y, $AJ10,'A. Population Info'!$C:$C)","v":17277},{"$f":"SUMIF(Z:Z, $AJ10,'A. Population Info'!$C:$C)","v":20188},{"$f":"SUMIF(AA:AA, $AJ10,'A. Population Info'!$C:$C)","v":28637},{"$f":"SUMIF(AB:AB, $AJ10,'A. Population Info'!$C:$C)","v":30353},{"$f":"SUMIF(AC:AC, $AJ10,'A. Population Info'!$C:$C)","v":31570},{"$f":"SUMIF(AD:AD, $AJ10,'A. Population Info'!$C:$C)","v":28612},{"$f":"SUMIF(AE:AE, $AJ10,'A. Population Info'!$C:$C)","v":21849},{"$f":"SUMIF(AF:AF, $AJ10,'A. Population Info'!$C:$C)","v":22496},{"$f":"SUMIF(AG:AG, $AJ10,'A. Population Info'!$C:$C)","v":24379}]
[6,2,3,5.0423728813559316,1.4142135623730949,"Not Applicable","Not Applicable",2.8500999999999999,100.93782711899958,2.3237566942924796E-3,3.9567609280662134E-3,5.9790615690364229E-3,8.3777278626241385E-3,1.1142547762735775E-2,1.4265119215889195E-2,1.773832824782037E-2,2.1556022118104284E-2,2.5712791448316293E-2,3.0203817943839681E-2,3.5024763918825849E-2,4.0171689696159862E-2,1,1,1,1,1,1,1,1,1,1,1,1,null,"H8($)",8,{"$f":"SUMIF(V:V, $AJ11,'A. Population Info'!$C:$C)","v":18884},{"$f":"SUMIF(W:W, $AJ11,'A. Population Info'!$C:$C)","v":16449},{"$f":"SUMIF(X:X, $AJ11,'A. Population Info'!$C:$C)","v":14086},{"$f":"SUMIF(Y:Y, $AJ11,'A. Population Info'!$C:$C)","v":16055},{"$f":"SUMIF(Z:Z, $AJ11,'A. Population Info'!$C:$C)","v":15807},{"$f":"SUMIF(AA:AA, $AJ11,'A. Population Info'!$C:$C)","v":15618},{"$f":"SUMIF(AB:AB, $AJ11,'A. Population Info'!$C:$C)","v":12535},{"$f":"SUMIF(AC:AC, $AJ11,'A. Population Info'!$C:$C)","v":12782},{"$f":"SUMIF(AD:AD, $AJ11,'A. Population Info'!$C:$C)","v":16626},{"$f":"SUMIF(AE:AE, $AJ11,'A. Population Info'!$C:$C)","v":24159},{"$f":"SUMIF(AF:AF, $AJ11,'A. Population Info'!$C:$C)","v":25611},{"$f":"SUMIF(AG:AG, $AJ11,'A. Population Info'!$C:$C)","v":24164}]
[7,2,3,5.0423728813559316,1.4142135623730949,"Not Applicable","Not Applicable",2.8500999999999999,100.93782711899958,2.5350073028645228E-4,4.3164664669813243E-4,6.5226126207670074E-4,9.1393394864990594E-4,1.2155506650257208E-3,1.5561948235515485E-3,1.9350903543076765E-3,2.3515660492477402E-3,2.8050317943617777E-3,3.2949619575097832E-3,3.8208833365991836E-3,4.3823661486719848E-3,1,1,1,1,1,1,1,1,1,1,1,1,null,"H9($)",9,{"$f":"SUMIF(V:V, $AJ12,'A. Population Info'!$C:$C)","v":42547},{"$f":"SUMIF(W:W, $AJ12,'A. Population Info'!$C:$C)","v":39275},{"$f":"SUMIF(X:X, $AJ12,'A. Population Info'!$C:$C)","v":34837},{"$f":"SUMIF(Y:Y, $AJ12,'A. Population Info'!$C:$C)","v":29784},{"$f":"SUMIF(Z:Z, $AJ12,'A. Population Info'!$C:$C)","v":23627},{"$f":"SUMIF(AA:AA, $AJ12,'A. Population Info'!$C:$C)","v":20200},{"$f":"SUMIF(AB:AB, $AJ12,'A. Population Info'!$C:$C)","v":21647},{"$f":"SUMIF(AC:AC, $AJ12,'A. Population Info'!$C:$C)","v":20550},{"$f":"SUMIF(AD:AD, $AJ12,'A. Population Info'!$C:$C)","v":19369},{"$f":"SUMIF(AE:AE, $AJ12,'A. Population Info'!$C:$C)","v":20096},{"$f":"SUMIF(AF:AF, $AJ12,'A. Population Info'!$C:$C)","v":17277},{"$f":"SUMIF(AG:AG, $AJ12,'A. Population Info'!$C:$C)","v":20188}]
[8,2,3,5.0423728813559316,1.4142135623730949,"Not Applicable","Not Applicable",2.8500999999999999,100.93782711899958,2.2688315360637482E-2,3.8632374879482852E-2,5.8377382955864712E-2,8.1797088404166579E-2,0.10879178451980202,0.13927943670786358,0.17319058671053705,0.21046516140767277,0.25105034559537909,0.29489909519712559,0.34196905862562693,0.39222177030614264,1,1,1,1,1,1,1,1,1,1,1,1,null,"H10($)",10,{"$f":"SUMIF(V:V, $AJ13,'A. Population Info'!$C:$C)","v":189410},{"$f":"SUMIF(W:W, $AJ13,'A. Population Info'!$C:$C)","v":199860},{"$f":"SUMIF(X:X, $AJ13,'A. Population Info'!$C:$C)","v":210412},{"$f":"SUMIF(Y:Y, $AJ13,'A. Population Info'!$C:$C)","v":221057},{"$f":"SUMIF(Z:Z, $AJ13,'A. Population Info'!$C:$C)","v":231957},{"$f":"SUMIF(AA:AA, $AJ13,'A. Population Info'!$C:$C)","v":239135},{"$f":"SUMIF(AB:AB, $AJ13,'A. Population Info'!$C:$C)","v":245249},{"$f":"SUMIF(AC:AC, $AJ13,'A. Population Info'!$C:$C)","v":250841},{"$f":"SUMIF(AD:AD, $AJ13,'A. Population Info'!$C:$C)","v":255584},{"$f":"SUMIF(AE:AE, $AJ13,'A. Population Info'!$C:$C)","v":259335},{"$f":"SUMIF(AF:AF, $AJ13,'A. Population Info'!$C:$C)","v":266896},{"$f":"SUMIF(AG:AG, $AJ13,'A. Population Info'!$C:$C)","v":271391}]
[9,2,3,5.0423728813559316,1.4142135623730949,"Not Applicable","Not Applicable",2.8500999999999999,100.93782711899958,0.33960647834041729,0.57826262435993137,0.87381267076208669,1.224366846541324,1.6284327075794576,2.0847823319512244,2.5923760446541841,3.1503146506422226,3.7578075938466613,4.4141507024106064,5.1187100432640396,5.8709098505042361,1,1,1,1,1,1,1,1,1,1,1,1]
[10,3,3,5.0423728813559316,1.4142135623730949,"Not Applicable","Not Applicable",2.8500999999999999,100.93782711899958,7.1941107783022066E-4,1.0871021034611677E-3,1.5232232477498432E-3,2.0259177750428679E-3,2.5936580392525808E-3,3.225150590512794E-3,3.9192767487462336E-3,4.6750529906029624E-3,5.491603262516305E-3,6.3681388943319728E-3,7.3039435811199744E-3,8.2983618712979823E-3,1,1,1,1,1,1,1,1,1,1,1,1]
[11,3,3,5.0423728813559316,1.4142135623730949,"Not Applicable","Not Applicable",2.8500999999999999,100.93782711899958,7.9135218561324282E-4,1.1958123138072847E-3,1.6755455725248277E-3,2.2285095525471552E-3,2.8530238431778393E-3,3.5476656495640742E-3,4.311204423620857E-3,5.1425582896632589E-3,6.0407635887679365E-3,7.00495278376517E-3,8.0343379392319725E-3,9.1281980584277823E-3,1,1,1,1,1,1,1,1,1,1,1,1]
[12,3,3,5.0423728813559316,1.4142135623730949,"Not Applicable","Not Applicable",2.8500999999999999,100.93782711899958,1.1510577245283531E-3,1.7393633655378685E-3,2.4371571963997495E-3,3.2414684400685892E-3,4.1498528628041292E-3,5.160240944820471E-3,6.2708427979939743E-3,7.4800847849647405E-3,8.786565220026089E-3,1.0189022230931157E-2,1.168630972979196E-2,1.3277378994076773E-2,1,1,1,1,1,1,1,1,1,1,1,1]
[13,3,3,5.0423728813559316,1.4142135623730949,"Not Applicable","Not Applicable",2.8500999999999999,100.93782711899958,2.8776443113208827E-3,4.348408413844671E-3,6.0928929909993728E-3,8.1036711001714716E-3,1.0374632157010323E-2,1.2900602362051176E-2,1.5677106994984934E-2,1.8700211962411849E-2,2.196641305006522E-2,2.5472555577327891E-2,2.9215774324479898E-2,3.3193447485191929E-2,1,1,1,1,1,1,1,1,1,1,1,1]
[14,3,3,5.0423728813559316,1.4142135623730949,"Not Applicable","Not Applicable",2.8500999999999999,100.93782711899958,7.1941107783022075E-3,1.0871021034611678E-2,1.5232232477498433E-2,2.0259177750428684E-2,2.5936580392525808E-2,3.2251505905127945E-2,3.9192767487462338E-2,4.6750529906029625E-2,5.4916032625163057E-2,6.3681388943319733E-2,7.3039435811199746E-2,8.2983618712979837E-2,1,1,1,1,1,1,1,1,1,1,1,1]
[15,3,3,5.0423728813559316,1.4142135623730949,"Not Applicable","Not Applicable",2.8500999999999999,100.93782711899958,1.2949399400943972E-3,1.956783786230102E-3,2.7418018459497181E-3,3.6466519950771629E-3,4.6685844706546454E-3,5.8052710629230304E-3,7.0546981477432212E-3,8.4150953830853335E-3,9.8848858725293504E-3,1.1462650009797551E-2,1.3147098446015954E-2,1.493705136833637E-2,1,1,1,1,1,1,1,1,1,1,1,1]
[16,3,3,5.0423728813559316,1.4142135623730949,"Not Applicable","Not Applicable",2.8500999999999999,100.93782711899958,6.424340925023872E-2,9.7078217839082298E-2,0.13602383602406101,0.18091445731132813,0.23161366290525548,0.28800594773279253,0.34999141366303871,0.41748223206084462,0.49040017134270614,0.56867480326384523,0.65224216179401384,0.74104371510690992,1,1,1,1,1,1,1,1,1,1,1,1]
[17,3,3,5.0423728813559316,1.4142135623730949,"Not Applicable","Not Applicable",2.8500999999999999,100.93782711899958,1.2938608234776519,1.9551531330749103,2.7395170110780933,3.6436131184145983,4.6646939835957664,5.8004333370372603,7.0488192326201018,8.4080828035994291,9.8766484676355759,11.453097801456053,13.136142530644275,14.924603825529422,1,1,1,1,1,1,1,1,1,1,1,1]
[18,4,3,5.0423728813559316,1.4142135623730949,"Not Applicable","Not Applicable",2.8500999999999999,100.93782711899958,6.5226126207670074E-4,9.1393394864990594E-4,1.2155506650257208E-3,1.5561948235515485E-3,1.9350903543076765E-3,2.3515660492477402E-3,2.8050317943617777E-3,3.2949619575097832E-3,3.8208833365991836E-3,4.3823661486719848E-3,4.9790171227787894E-3,5.6104740935060673E-3,1,1,1,1,1,1,1,1,1,1,1,1]
[19,4,3,5.0423728813559316,1.4142135623730949,"Not Applicable","Not Applicable",2.8500999999999999,100.93782711899958,8.4793964069971098E-3,1.188114133244878E-2,1.5802158645334373E-2,2.0230532706170132E-2,2.5156174605999799E-2,3.0570358640220629E-2,3.6465413326703111E-2,4.2834505447627187E-2,4.9671483375789395E-2,5.6970759932735808E-2,6.4727222596124276E-2,7.2936163215578886E-2,1,1,1,1,1,1,1,1,1,1,1,1]
[20,4,3,5.0423728813559316,1.4142135623730949,"Not Applicable","Not Applicable",2.8500999999999999,100.93782711899958,1.0871021034611677E-3,1.5232232477498432E-3,2.0259177750428679E-3,2.5936580392525808E-3,3.225150590512794E-3,3.9192767487462336E-3,4.6750529906029624E-3,5.491603262516305E-3,6.3681388943319728E-3,7.3039435811199744E-3,8.2983618712979823E-3,9.3507901558434452E-3,1,1,1,1,1,1,1,1,1,1,1,1]
[21,4,3,5.0423728813559316,1.4142135623730949,"Not Applicable","Not Applicable",2.8500999999999999,100.93782711899958,1.967654807264714E-2,2.7570340784272167E-2,3.6669111728275916E-2,4.6945210510471715E-2,5.837522568828158E-2,7.0938909152306828E-2,8.4618459129913629E-2,9.9398019051545133E-2,0.11526331398740872,0.13220137881827154,0.15020034987049349,0.16924930182076636,1,1,1,1,1,1,1,1,1,1,1,1]
[22,4,3,5.0423728813559316,1.4142135623730949,"Not Applicable","Not Applicable",2.8500999999999999,100.93782711899958,1.2392963979457314E-2,1.7364745024348215E-2,2.3095462635488697E-2,2.9567701647479423E-2,3.676671673184586E-2,4.4679754935707069E-2,5.3295604092873775E-2,6.2604277192685881E-2,7.2596783395384487E-2,8.3264956824767714E-2,9.4601325332797012E-2,0.10659900777661528,1,1,1,1,1,1,1,1,1,1,1,1]
[23,4,3,5.0423728813559316,1.4142135623730949,"Not Applicable","Not Applicable",2.8500999999999999,100.93782711899958,2.935175679345153E-3,4.112702768924577E-3,5.4699779926157439E-3,7.0028767059819681E-3,8.7079065943845447E-3,1.0582047221614831E-2,1.2622643074627999E-2,1.4827328808794026E-2,1.7193975014696324E-2,1.9720647669023931E-2,2.2405577052504552E-2,2.5247133420777303E-2,1,1,1,1,1,1,1,1,1,1,1,1]
[24,4,3,5.0423728813559316,1.4142135623730949,"Not Applicable","Not Applicable",2.8500999999999999,100.93782711899958,8.1423947549241468E-2,0.11408942125646326,0.15174124135071082,0.1942649871400183,0.2415637792294083,0.2935538284810929,0.35016146899616191,0.41132108436247128,0.47697360318546478,0.54706537422588619,0.62154730416021897,0.70037418267267415,1,1,1,1,1,1,1,1,1,1,1,1]
[25,4,3,5.0423728813559316,1.4142135623730949,"Not Applicable","Not Applicable",2.8500999999999999,100.93782711899958,2.4632646562326603,3.4514715570763701,4.5905270864696348,5.8769697511424228,7.3078687230429411,8.8806891849840905,10.593202571407254,12.443423832535697,14.429565920666818,16.550005760459751,18.8032581641741,21.187955414125664,1,1,1,1,1,1,1,1,1,1,1,1]
[26,5,3,5.0423728813559316,1.4142135623730949,"Not Applicable","Not Applicable",2.8500999999999999,100.93782711899958,4.112702768924577E-3,5.4699779926157439E-3,7.0028767059819681E-3,8.7079065943845447E-3,1.0582047221614831E-2,1.2622643074627999E-2,1.4827328808794026E-2,1.7193975014696324E-2,1.9720647669023931E-2,2.2405577052504552E-2,2.5247133420777303E-2,2.8243807618204539E-2,1,1,1,1,1,1,1,1,1,1,1,2]
[27,5,3,5.0423728813559316,1.4142135623730949,"Not Applicable","Not Applicable",2.8500999999999999,100.93782711899958,2.3152993365797622E-2,3.0793950180651598E-2,3.9423602196639235E-2,4.9022288975794477E-2,5.9573006580942757E-2,7.1060805457165033E-2,8.3472369590247855E-2,9.6795711193846001E-2,0.11101994243302363,0.12613510044372936,0.14213201036882039,0.15900217622100335,1,1,1,1,1,1,1,1,1,1,1,2]
[28,5,3,5.0423728813559316,1.4142135623730949,"Not Applicable","Not Applicable",2.8500999999999999,100.93782711899958,1.8278678972998119E-3,2.4311013300514417E-3,3.1123896471030969E-3,3.870180708615353E-3,4.7031320984954805E-3,5.6100635887235554E-3,6.5899239150195663E-3,7.6417666731983672E-3,8.7647322973439697E-3,9.9580342455575788E-3,1.1220948187012135E-2,1.2552803385868684E-2,1,1,1,1,1,1,1,1,1,1,1,2]
[29,5,3,5.0423728813559316,1.4142135623730949,"Not Applicable","Not Applicable",2.8500999999999999,100.93782711899958,3.4120200749596492E-2,4.5380558160960247E-2,5.8097940079257809E-2,7.2243373227486599E-2,8.7791799171915638E-2,0.10472118698950636,0.12301191308036524,0.1426463112330362,0.16360833621708745,0.18588330591707483,0.20945769949089318,0.23431899653621543,1,1,1,1,1,1,1,1,1,1,1,2]
[30,5,3,5.0423728813559316,1.4142135623730949,"Not Applicable","Not Applicable",2.8500999999999999,100.93782711899958,2.0411191519847903E-2,2.7147298185574435E-2,3.4755017725984584E-2,4.3217017912871449E-2,5.2518308433199538E-2,6.2645710074079708E-2,7.3587483717718505E-2,8.5333061184048445E-2,9.7872843987007671E-2,0.11119804907539298,0.12530058808830219,0.14017297114220031,1,1,1,1,1,1,1,1,1,1,1,2]
[31,5,3,5.0423728813559316,1.4142135623730949,"Not Applicable","Not Applicable",2.8500999999999999,100.93782711899958,3.1987688202746709E-3,4.2544273275900235E-3,5.4466818824304196E-3,6.7728162400768682E-3,8.2304811723670906E-3,9.8176112802662221E-3,1.1532366851284242E-2,1.3373091678097143E-2,1.5338281520351948E-2,1.7426559929725763E-2,1.9636659327271235E-2,2.1967405925270196E-2,1,1,1,1,1,1,1,1,1,1,1,2]
[32,5,3,5.0423728813559316,1.4142135623730949,"Not Applicable","Not Applicable",2.8500999999999999,100.93782711899958,0.11606961147853806,0.15437493445826656,0.19763674259104666,0.24575647499707493,0.29864888825446301,0.35623903788394573,0.41846016860374247,0.48525218374809631,0.55656050088134201,0.63233517459290622,0.71253020987527049,0.79710301500266134,1,1,1,1,1,1,1,1,1,1,1,2]
[33,5,3,5.0423728813559316,1.4142135623730949,"Not Applicable","Not Applicable",2.8500999999999999,100.93782711899958,3.3023480011216608,4.3921897362929387,5.6230506290995956,6.9921264802317387,8.4969919912818366,10.135514883627224,11.905795873135352,13.806125122911718,15.834949683868107,17.990848536974028,20.272513057868593,22.678731450469424,1,1,1,1,1,1,1,1,1,1,1,2]
[34,6,3,5.0423728813559316,1.4142135623730949,"Not Applicable","Not Applicable",2.8500999999999999,100.93782711899958,3.2414684400685892E-3,4.1498528628041292E-3,5.160240944820471E-3,6.2708427979939743E-3,7.4800847849647405E-3,8.786565220026089E-3,1.0189022230931157E-2,1.168630972979196E-2,1.3277378994076773E-2,1.4961264249349513E-2,1.6737071181158244E-2,1.8603967638892167E-2,1,1,1,1,1,1,1,1,1,1,2,2]
[35,6,3,5.0423728813559316,1.4142135623730949,"Not Applicable","Not Applicable",2.8500999999999999,100.93782711899958,3.6466519950771629E-3,4.6685844706546454E-3,5.8052710629230304E-3,7.0546981477432212E-3,8.4150953830853335E-3,9.8848858725293504E-3,1.1462650009797551E-2,1.3147098446015954E-2,1.493705136833637E-2,1.6831422280518205E-2,1.8829205078803028E-2,2.0929463593753687E-2,1,1,1,1,1,1,1,1,1,1,2,2]
[36,6,3,5.0423728813559316,1.4142135623730949,"Not Applicable","Not Applicable",2.8500999999999999,100.93782711899958,2.4311013300514417E-3,3.1123896471030969E-3,3.870180708615353E-3,4.7031320984954805E-3,5.6100635887235554E-3,6.5899239150195663E-3,7.6417666731983672E-3,8.7647322973439697E-3,9.9580342455575788E-3,1.1220948187012135E-2,1.2552803385868684E-2,1.3952975729169124E-2,1,1,1,1,1,1,1,1,1,1,2,2]
[37,6,3,5.0423728813559316,1.4142135623730949,"Not Applicable","Not Applicable",2.8500999999999999,100.93782711899958,9.7244053202057666E-3,1.2449558588412388E-2,1.5480722834461412E-2,1.8812528393981922E-2,2.2440254354894221E-2,2.6359695660078265E-2,3.0567066692793469E-2,3.5058929189375879E-2,3.9832136982230315E-2,4.4883792748048539E-2,5.0211213543474735E-2,5.5811902916676495E-2,1,1,1,1,1,1,1,1,1,1,2,2]
[38,6,3,5.0423728813559316,1.4142135623730949,"Not Applicable","Not Applicable",2.8500999999999999,100.93782711899958,3.6871703505780201E-2,4.7204576314396972E-2,5.8697740747332854E-2,7.1330836827181457E-2,8.5085964428973926E-2,9.9947179377796763E-2,0.11590012787684191,0.13293177317638355,0.15103018605762328,0.17018438083635071,0.19038418468567503,0.21162013189239839,1,1,1,1,1,1,1,1,1,1,2,2]
[39,6,3,5.0423728813559316,1.4142135623730949,"Not Applicable","Not Applicable",2.8500999999999999,100.93782711899958,3.2414684400685892E-3,4.1498528628041292E-3,5.160240944820471E-3,6.2708427979939743E-3,7.4800847849647405E-3,8.786565220026089E-3,1.0189022230931157E-2,1.168630972979196E-2,1.3277378994076773E-2,1.4961264249349513E-2,1.6737071181158244E-2,1.8603967638892167E-2,1,1,1,1,1,1,1,1,1,1,2,2]
[40,6,3,5.0423728813559316,1.4142135623730949,"Not Applicable","Not Applicable",2.8500999999999999,100.93782711899958,0.1999580843967311,0.25599404847422974,0.3183223632836128,0.38683261510125327,0.46142773017251243,0.54202124201035939,0.62853530887056575,0.72089923145654156,0.81904831669711087,0.92292298838174813,1.0324680784876992,1.1476322537241606,1,1,1,1,1,1,1,1,1,1,2,2]
[41,6,3,5.0423728813559316,1.4142135623730949,"Not Applicable","Not Applicable",2.8500999999999999,100.93782711899958,3.6782563123678318,4.7090455360669861,5.8555834121350294,7.1158388650236626,8.4880262097387398,9.9705548834246045,11.561992976549131,13.261039965881427,15.066505813528618,16.977294606949361,18.992391522819322,21.110852278232887,1,1,1,1,1,1,1,1,1,1,2,2]
[42,7,3,5.0423728813559316,1.4142135623730949,"Not Applicable","Not Applicable",2.8500999999999999,100.93782711899958,3.3717554510283554E-3,4.1926957676666331E-3,5.0950597733701039E-3,6.0775688877838518E-3,7.1390842412711979E-3,8.2785805626315653E-3,9.4951266554559686E-3,1.0787870432687379E-2,1.2156027202596481E-2,1.3598870334691076E-2,1.5115723706599886E-2,1.6705955509476816E-2,1,1,1,1,1,1,1,1,1,2,2,2]
[43,7,3,5.0423728813559316,1.4142135623730949,"Not Applicable","Not Applicable",2.8500999999999999,100.93782711899958,3.6311212549536131E-3,4.5152108267179124E-3,5.4869874482447274E-3,6.5450741868441475E-3,7.6882445675228277E-3,8.9153944520647625E-3,1.0225521013567966E-2,1.1617706619817177E-2,1.3091106218180824E-2,1.4644937283513465E-2,1.6278471684030644E-2,1.79910290102058E-2,1,1,1,1,1,1,1,1,1,2,2,2]
[44,7,3,5.0423728813559316,1.4142135623730949,"Not Applicable","Not Applicable",2.8500999999999999,100.93782711899958,1.5561948235515485E-3,1.9350903543076765E-3,2.3515660492477402E-3,2.8050317943617777E-3,3.2949619575097832E-3,3.8208833365991836E-3,4.3823661486719848E-3,4.9790171227787894E-3,5.6104740935060673E-3,6.2764016929343419E-3,6.9764878645845619E-3,7.7104410043739146E-3,1,1,1,1,1,1,1,1,1,2,2,2]
[45,7,3,5.0423728813559316,1.4142135623730949,"Not Applicable","Not Applicable",2.8500999999999999,100.93782711899958,5.2132526588976873E-2,6.4825526869307162E-2,7.8777462649799304E-2,9.3968565111119548E-2,0.11038122557657774,0.12799959177607265,0.1468092659805115,0.16679707361308946,0.18795088213245326,0.21025945671330046,0.23371234346358283,0.25829977364652612,1,1,1,1,1,1,1,1,1,2,2,2]
[46,7,3,5.0423728813559316,1.4142135623730949,"Not Applicable","Not Applicable",2.8500999999999999,100.93782711899958,0.13201719419795638,0.16416016505710124,0.1994911865111833,0.23796019722169079,0.27952260606207996,0.3241382697214974,0.3717707282790067,0.42238661924906734,0.47595521893243137,0.5324480769505967,0.59183872051225705,0.65410241187105378,1,1,1,1,1,1,1,1,1,2,2,2]
[47,7,3,5.0423728813559316,1.4142135623730949,"Not Applicable","Not Applicable",2.8500999999999999,100.93782711899958,5.9654134902809366E-3,7.4178463581794276E-3,9.0143365221163393E-3,1.0752621878386815E-2,1.2630687503787505E-2,1.4646719456963539E-2,1.6799070236575946E-2,1.9086232303985363E-2,2.1506817358439928E-2,2.4059539822914981E-2,2.6743203480907491E-2,2.9556690516766675E-2,1,1,1,1,1,1,1,1,1,2,2,2]
[48,7,3,5.0423728813559316,1.4142135623730949,"Not Applicable","Not Applicable",2.8500999999999999,100.93782711899958,0.30319862478862675,0.37702010403094566,0.45816345192843477,0.54651369460148636,0.64196842138815613,0.74443543674740764,0.85383100463292516,0.97007850275473428,1.0931073692180988,1.2228522631733745,1.359252385616559,1.5022509223521845,1,1,1,1,1,1,1,1,1,2,2,2]
[49,7,3,5.0423728813559316,1.4142135623730949,"Not Applicable","Not Applicable",2.8500999999999999,100.93782711899958,5.2791315730947037,6.5644715119297423,7.9772958943980852,9.5156028570732705,11.177609280525688,12.961709905523298,14.866446765011597,16.890485752839915,19.03259828320375,21.291646676330934,23.666572332625698,26.156386033837776,1,1,1,1,1,1,1,1,1,2,2,2]
[50,8,3,5.0423728813559316,1.4142135623730949,"Not Applicable","Not Applicable",2.8500999999999999,100.93782711899958,5.160240944820471E-3,6.2708427979939743E-3,7.4800847849647405E-3,8.786565220026089E-3,1.0189022230931157E-2,1.168630972979196E-2,1.3277378994076773E-2,1.4961264249349513E-2,1.6737071181158244E-2,1.8603967638892167E-2,2.0561176011663771E-2,2.260796690114994E-2,1,1,1,1,1,1,1,1,2,2,2,2]
[51,8,3,5.0423728813559316,1.4142135623730949,"Not Applicable","Not Applicable",2.8500999999999999,100.93782711899958,8.3853915353332663E-3,1.0190119546740208E-2,1.2155137775567704E-2,1.4278168482542396E-2,1.6557161125263131E-2,1.8990253310911937E-2,2.1575740865374757E-2,2.4312054405192962E-2,2.7197740669382152E-2,3.0231447413199771E-2,3.3411911018953633E-2,3.6737946214368655E-2,1,1,1,1,1,1,1,1,2,2,2,2]
[52,8,3,5.0423728813559316,1.4142135623730949,"Not Applicable","Not Applicable",2.8500999999999999,100.93782711899958,4.1926957676666331E-3,5.0950597733701039E-3,6.0775688877838518E-3,7.1390842412711979E-3,8.2785805626315653E-3,9.4951266554559686E-3,1.0787870432687379E-2,1.2156027202596481E-2,1.3598870334691076E-2,1.5115723706599886E-2,1.6705955509476816E-2,1.8368973107184328E-2,1,1,1,1,1,1,1,1,2,2,2,2]
[53,8,3,5.0423728813559316,1.4142135623730949,"Not Applicable","Not Applicable",2.8500999999999999,100.93782711899958,3.9669352263307374E-2,4.8207104009578679E-2,5.7503151784416444E-2,6.7546720128950563E-2,7.8328108400283272E-2,8.9838506047775699E-2,0.1020698510169652,0.11501471891687438,0.12866623470515401,0.14301800122398353,0.15806404058966525,0.17379874555259014,1,1,1,1,1,1,1,1,2,2,2,2]
[54,8,3,5.0423728813559316,1.4142135623730949,"Not Applicable","Not Applicable",2.8500999999999999,100.93782711899958,0.14029405068730655,0.17048853857046117,0.20336480509122887,0.2388847419194593,0.27701404190344081,0.31772154577871892,0.36097874140146224,0.40675937177918986,0.45503912273773978,0.50579537018238074,0.55900697281710876,0.61465410012501398,1,1,1,1,1,1,1,1,2,2,2,2]
[55,8,3,5.0423728813559316,1.4142135623730949,"Not Applicable","Not Applicable",2.8500999999999999,100.93782711899958,9.6754517715383834E-3,1.1757830246238702E-2,1.402515897180889E-2,1.6474809787548918E-2,1.9104416682995919E-2,2.1911830743359926E-2,2.489508561389395E-2,2.8052370467530341E-2,3.1382008464671714E-2,3.4882439322922815E-2,3.8552205021869575E-2,4.238993793965614E-2,1,1,1,1,1,1,1,1,2,2,2,2]
[56,8,3,5.0423728813559316,1.4142135623730949,"Not Applicable","Not Applicable",2.8500999999999999,100.93782711899958,0.31477469763404869,0.3825214106776324,0.45628517188284912,0.53598047842159147,0.62153035608680052,0.71286489351730953,0.80992011863868307,0.91263711921032031,1.0209613420506529,1.1348420259724221,1.2542317367114901,1.3790859809701461,1,1,1,1,1,1,1,1,2,2,2,2]
[57,8,3,5.0423728813559316,1.4142135623730949,"Not Applicable","Not Applicable",2.8500999999999999,100.93782711899958,5.5759628559375702,6.7760375709073637,8.0826991154534618,9.4944328805644407,11.009875334410548,12.627788057398325,14.347037839287083,16.166581100437732,18.085451478190308,20.102749781800416,22.217635754103433,24.429321234623831,1,1,1,1,1,1,1,1,2,2,2,2]
[58,9,3,5.0423728813559316,1.4142135623730949,"Not Applicable","Not Applicable",2.8500999999999999,100.93782711899958,2.7434937241223637E-3,3.2725370934220737E-3,3.8441222837614138E-3,4.4576972260323812E-3,5.1127605067839829E-3,5.8088533099085885E-3,6.545553109090412E-3,7.3224686417567323E-3,8.1392358420153219E-3,8.9955145051029001E-3,9.8909855192530986E-3,1.0825348544255471E-2,1,1,1,1,1,1,1,2,2,2,2,2]
[59,9,3,5.0423728813559316,1.4142135623730949,"Not Applicable","Not Applicable",2.8500999999999999,100.93782711899958,5.4869874482447274E-3,6.5450741868441475E-3,7.6882445675228277E-3,8.9153944520647625E-3,1.0225521013567966E-2,1.1617706619817177E-2,1.3091106218180824E-2,1.4644937283513465E-2,1.6278471684030644E-2,1.79910290102058E-2,1.9781971038506197E-2,2.1650697088510942E-2,1,1,1,1,1,1,1,2,2,2,2,2]
[60,9,3,5.0423728813559316,1.4142135623730949,"Not Applicable","Not Applicable",2.8500999999999999,100.93782711899958,5.0950597733701039E-3,6.0775688877838518E-3,7.1390842412711979E-3,8.2785805626315653E-3,9.4951266554559686E-3,1.0787870432687379E-2,1.2156027202596481E-2,1.3598870334691076E-2,1.5115723706599886E-2,1.6705955509476816E-2,1.8368973107184328E-2,2.0104218725045878E-2,1,1,1,1,1,1,1,2,2,2,2,2]
[61,9,3,5.0423728813559316,1.4142135623730949,"Not Applicable","Not Applicable",2.8500999999999999,100.93782711899958,0.19361227138806394,0.23094761773578637,0.27128520116830551,0.31458606137999945,0.36081481290732675,0.40993907644212035,0.46192903369866622,0.51675707271826088,0.57439750085079566,0.63482630936011897,0.69802097807300434,0.76396031155174327,1,1,1,1,1,1,1,2,2,2,2,2]
[62,9,3,5.0423728813559316,1.4142135623730949,"Not Applicable","Not Applicable",2.8500999999999999,100.93782711899958,0.27278166171273788,0.32538368814596619,0.38221558707113484,0.44322246704550528,0.50835447324595018,0.57756598624233957,0.6508149948467038,0.72806259638038362,0.80927259229180915,0.89441115650737402,0.9834465602000223,1.0763489409716869,1,1,1,1,1,1,1,2,2,2,2,2]
[63,9,3,5.0423728813559316,1.4142135623730949,"Not Applicable","Not Applicable",2.8500999999999999,100.93782711899958,1.0190119546740208E-2,1.2155137775567704E-2,1.4278168482542396E-2,1.6557161125263131E-2,1.8990253310911937E-2,2.1575740865374757E-2,2.4312054405192962E-2,2.7197740669382152E-2,3.0231447413199771E-2,3.3411911018953633E-2,3.6737946214368655E-2,4.0208437450091755E-2,1,1,1,1,1,1,1,2,2,2,2,2]
[64,9,3,5.0423728813559316,1.4142135623730949,"Not Applicable","Not Applicable",2.8500999999999999,100.93782711899958,0.30609551407708091,0.36512163856609142,0.42889421480252349,0.49735164764732709,0.5704379936854701,0.64810206214837252,0.73029671117137318,0.81697828703028685,0.90810617037342389,1.0036424040693379,1.1035513843623814,1.2077996018662176,1,1,1,1,1,1,1,2,2,2,2,2]
[65,9,3,5.0423728813559316,1.4142135623730949,"Not Applicable","Not Applicable",2.8500999999999999,100.93782711899958,6.2144052128120277,7.412764021900057,8.7074861330458546,10.097321030852775,11.581132942223832,13.157882583130082,14.826612871105366,16.586437540527822,18.436531930142134,20.376125427558797,22.404495199039587,24.520960931102106,1,1,1,1,1,1,1,2,2,2,2,2]
[66,10,3,5.0423728813559316,1.4142135623730949,"Not Applicable","Not Applicable",2.8500999999999999,100.93782711899958,7.4800847849647405E-3,8.786565220026089E-3,1.0189022230931157E-2,1.168630972979196E-2,1.3277378994076773E-2,1.4961264249349513E-2,1.6737071181158244E-2,1.8603967638892167E-2,2.0561176011663771E-2,2.260796690114994E-2,2.4743653815441077E-2,2.6967588677294842E-2,1,1,1,1,1,1,2,2,2,2,2,2]
[67,10,3,5.0423728813559316,1.4142135623730949,"Not Applicable","Not Applicable",2.8500999999999999,100.93782711899958,1.0752621878386815E-2,1.2630687503787505E-2,1.4646719456963539E-2,1.6799070236575946E-2,1.9086232303985363E-2,2.1506817358439928E-2,2.4059539822914981E-2,2.6743203480907491E-2,2.9556690516766675E-2,3.2498952420403036E-2,3.5569002359696553E-2,3.8765908723611339E-2,1,1,1,1,1,1,2,2,2,2,2,2]
[68,10,3,5.0423728813559316,1.4142135623730949,"Not Applicable","Not Applicable",2.8500999999999999,100.93782711899958,9.8176112802662221E-3,1.1532366851284242E-2,1.3373091678097143E-2,1.5338281520351948E-2,1.7426559929725763E-2,1.9636659327271235E-2,2.1967405925270196E-2,2.4417707526045968E-2,2.69865435153087E-2,2.9672956557759294E-2,3.2476045632766411E-2,3.539496013894948E-2,1,1,1,1,1,1,2,2,2,2,2,2]
[69,10,3,5.0423728813559316,1.4142135623730949,"Not Applicable","Not Applicable",2.8500999999999999,100.93782711899958,0.10846122938198874,0.12740519569037831,0.14774082234850178,0.16945149108198343,0.19252199541411322,0.21693833161556794,0.24268753212679456,0.26975753076393644,0.29813705216912473,0.32781552006667414,0.35878298032389561,0.39103003582077522,1,1,1,1,1,1,2,2,2,2,2,2]
[70,10,3,5.0423728813559316,1.4142135623730949,"Not Applicable","Not Applicable",2.8500999999999999,100.93782711899958,0.17765201364291258,0.20868092397561963,0.24198927798461498,0.27754985608255905,0.31533775110932338,0.35533002592205093,0.39750544055250836,0.44184423142368895,0.4883279302770146,0.53693921390231103,0.5876617781167256,0.64048023108575258,1,1,1,1,1,1,2,2,2,2,2,2]
[71,10,3,5.0423728813559316,1.4142135623730949,"Not Applicable","Not Applicable",2.8500999999999999,100.93782711899958,1.2622643074627999E-2,1.4827328808794026E-2,1.7193975014696324E-2,1.9720647669023931E-2,2.2405577052504552E-2,2.5247133420777303E-2,2.8243807618204539E-2,3.1394195390630528E-2,3.4696984519682617E-2,3.8150944145690521E-2,4.1754915813556816E-2,4.5507805892935044E-2,1,1,1,1,1,1,2,2,2,2,2,2]
[72,10,3,5.0423728813559316,1.4142135623730949,"Not Applicable","Not Applicable",2.8500999999999999,100.93782711899958,0.56053885357329525,0.65844323117570513,0.76353985343040354,0.87574283537628506,0.99497358836862826,1.1211597396856292,1.2542342716380461,1.3941348249394818,1.5408031273740539,1.6941845196549237,1.8542275577946157,2.0208836765047824,1,1,1,1,1,1,2,2,2,2,2,2]
[73,10,3,5.0423728813559316,1.4142135623730949,"Not Applicable","Not Applicable",2.8500999999999999,100.93782711899958,11.589456363704745,13.613684487777924,15.786616319048962,18.10647613759642,20.571639078947701,23.180608796335903,25.93199966130706,28.824522360508553,31.856972083071561,35.028218717469187,38.337198630299021,41.782907706883698,1,1,1,1,1,1,2,2,2,2,2,2]
[74,11,3,5.0423728813559316,1.4142135623730949,"Not Applicable","Not Applicable",2.8500999999999999,100.93782711899958,6.0407635887679365E-3,7.00495278376517E-3,8.0343379392319725E-3,9.1281980584277823E-3,1.0285869171427792E-2,1.1506736437046295E-2,1.2790227751738365E-2,1.4135808508018844E-2,1.5542977244540583E-2,1.7011261998115743E-2,1.8540217215640205E-2,2.0129421117908636E-2,1,1,1,1,1,2,2,2,2,2,2,2]
[75,11,3,5.0423728813559316,1.4142135623730949,"Not Applicable","Not Applicable",2.8500999999999999,100.93782711899958,6.5899239150195663E-3,7.6417666731983672E-3,8.7647322973439697E-3,9.9580342455575788E-3,1.1220948187012135E-2,1.2552803385868684E-2,1.3952975729169124E-2,1.5420882008747829E-2,1.6955975175862455E-2,1.8557740361580807E-2,2.0225691507971131E-2,2.1959368492263962E-2,1,1,1,1,1,2,2,2,2,2,2,2]
[76,11,3,5.0423728813559316,1.4142135623730949,"Not Applicable","Not Applicable",2.8500999999999999,100.93782711899958,8.2374048937744592E-3,9.5522083414979597E-3,1.0955915371679963E-2,1.2447542806946975E-2,1.402618523376517E-2,1.5691004232335857E-2,1.7441219661461407E-2,1.9276102510934787E-2,2.119496896982807E-2,2.3197175451976009E-2,2.5282114384963916E-2,2.7449210615329955E-2,1,1,1,1,1,2,2,2,2,2,2,2]
[77,11,3,5.0423728813559316,1.4142135623730949,"Not Applicable","Not Applicable",2.8500999999999999,100.93782711899958,2.5261375007575009E-2,2.9293438913927078E-2,3.3598140473151891E-2,3.8172464607970726E-2,4.3013634716879856E-2,4.8119079645829961E-2,5.3486406961814982E-2,5.9113381033533349E-2,6.4997904840806073E-2,7.1138004719393105E-2,7.7531817447222678E-2,8.4177579220345203E-2,1,1,1,1,1,2,2,2,2,2,2,2]
[78,11,3,5.0423728813559316,1.4142135623730949,"Not Applicable","Not Applicable",2.8500999999999999,100.93782711899958,0.41022276370996802,0.47569997540659836,0.54560458550966207,0.61988763178595929,0.69850402464150541,0.78141201077032552,0.86857273914077793,0.95994990504455235,1.0555094546974377,1.1552193375084052,1.259049296371203,1.3669706886434316,1,1,1,1,1,2,2,2,2,2,2,2]
[79,11,3,5.0423728813559316,1.4142135623730949,"Not Applicable","Not Applicable",2.8500999999999999,100.93782711899958,1.2630687503787505E-2,1.4646719456963539E-2,1.6799070236575946E-2,1.9086232303985363E-2,2.1506817358439928E-2,2.4059539822914981E-2,2.6743203480907491E-2,2.9556690516766675E-2,3.2498952420403036E-2,3.5569002359696553E-2,3.8765908723611339E-2,4.2088789610172601E-2,1,1,1,1,1,2,2,2,2,2,2,2]
[80,11,3,5.0423728813559316,1.4142135623730949,"Not Applicable","Not Applicable",2.8500999999999999,100.93782711899958,0.56947925832294088,0.66037600334222557,0.75741894936214138,0.86054012605360075,0.96967693916096531,1.0847714259288188,1.2057696525956985,1.3326212202559582,1.4652788547807802,1.6036980629132747,1.7478368411471719,1.8976554272064774,1,1,1,1,1,2,2,2,2,2,2,2]
[81,11,3,5.0423728813559316,1.4142135623730949,"Not Applicable","Not Applicable",2.8500999999999999,100.93782711899958,10.250077489486685,11.886131246270628,13.632810694160435,15.488892432777687,17.453249825881795,19.524839599769919,21.702690998745144,23.98589689110652,26.373606388122727,28.865018654075485,31.459377666356769,34.155967742342241,1,1,1,1,1,2,2,2,2,2,2,2]
[82,12,3,5.0423728813559316,1.4142135623730949,"Not Applicable","Not Applicable",2.8500999999999999,100.93782711899958,1.3373091678097143E-2,1.5338281520351948E-2,1.7426559929725763E-2,1.9636659327271235E-2,2.1967405925270196E-2,2.4417707526045968E-2,2.69865435153087E-2,2.9672956557759294E-2,3.2476045632766411E-2,3.539496013894948E-2,3.8428894861461935E-2,4.1577085642962947E-2,1,1,1,1,2,2,2,2,2,2,2,3]
[83,12,3,5.0423728813559316,1.4142135623730949,"Not Applicable","Not Applicable",2.8500999999999999,100.93782711899958,1.1462650009797551E-2,1.3147098446015954E-2,1.493705136833637E-2,1.6831422280518205E-2,1.8829205078803028E-2,2.0929463593753687E-2,2.3131323013121746E-2,2.5433962763793682E-2,2.7836610542371212E-2,3.0338537261956698E-2,3.2939052738395945E-2,3.5637501979682525E-2,1,1,1,1,2,2,2,2,2,2,2,3]
[84,12,3,5.0423728813559316,1.4142135623730949,"Not Applicable","Not Applicable",2.8500999999999999,100.93782711899958,5.7313250048987756E-3,6.5735492230079772E-3,7.4685256841681849E-3,8.4157111402591023E-3,9.4146025394015141E-3,1.0464731796876844E-2,1.1565661506560873E-2,1.2716981381896841E-2,1.3918305271185606E-2,1.5169268630978349E-2,1.6469526369197972E-2,1.7818750989841262E-2,1,1,1,1,2,2,2,2,2,2,2,3]
[85,12,3,5.0423728813559316,1.4142135623730949,"Not Applicable","Not Applicable",2.8500999999999999,100.93782711899958,0.10507429175647755,0.12051506908847957,0.13692297087641672,0.15428803757141685,0.17260104655569439,0.19185341627607544,0.21203712762028262,0.23314465866810871,0.25516892997173607,0.27810325823460302,0.30194131676862945,0.32667710148042312,1,1,1,1,2,2,2,2,2,2,2,3]
[86,12,3,5.0423728813559316,1.4142135623730949,"Not Applicable","Not Applicable",2.8500999999999999,100.93782711899958,5.5402808380688159E-2,6.3544309155743772E-2,7.2195748280292446E-2,8.1351874355837975E-2,9.1007824547547952E-2,0.10115907403647614,0.11180139456342175,0.12293082002500279,0.13454361762146086,0.14663626343279071,0.15920542156891374,0.17224792623513219,1,1,1,1,2,2,2,2,2,2,2,3]
[87,12,3,5.0423728813559316,1.4142135623730949,"Not Applicable","Not Applicable",2.8500999999999999,100.93782711899958,7.6417666731983672E-3,8.7647322973439697E-3,9.9580342455575788E-3,1.1220948187012135E-2,1.2552803385868684E-2,1.3952975729169124E-2,1.5420882008747829E-2,1.6955975175862455E-2,1.8557740361580807E-2,2.0225691507971131E-2,2.1959368492263962E-2,2.3758334653121684E-2,1,1,1,1,2,2,2,2,2,2,2,3]
[88,12,3,5.0423728813559316,1.4142135623730949,"Not Applicable","Not Applicable",2.8500999999999999,100.93782711899958,0.43494388648287374,0.4988593465904943,0.56677811580965221,0.63865896764410734,0.71446372604569264,0.7941568685852094,0.87770520099789728,0.96507758709283797,1.0562447222466409,1.1511789416620237,1.2498540566846905,1.3522452140068426,1,1,1,1,2,2,2,2,2,2,2,3]
[89,12,3,5.0423728813559316,1.4142135623730949,"Not Applicable","Not Applicable",2.8500999999999999,100.93782711899958,10.417638417237674,11.948521304354166,13.575290185256371,15.296957615944294,17.112609215785483,19.021394162789807,21.022517398425478,23.11523315849449,25.298839547925034,27.572673948241647,29.936109097078848,32.388549715868137,1,1,1,1,2,2,2,2,2,2,2,3]
[90,13,3,5.0423728813559316,1.4142135623730949,"Not Applicable","Not Applicable",2.8500999999999999,100.93782711899958,2.0451042027135932E-2,2.3235413239634354E-2,2.6182212436361648E-2,2.9289874567026929E-2,3.2556943368061288E-2,3.59820580204116E-2,3.9563942077012394E-2,4.3301394177021883E-2,4.7193280185265973E-2,5.1238526481949251E-2,5.543611419061726E-2,5.9785074178808073E-2,1,1,1,2,2,2,2,2,2,2,3,3]
[91,13,3,5.0423728813559316,1.4142135623730949,"Not Applicable","Not Applicable",2.8500999999999999,100.93782711899958,0.13585335060883152,0.1543495308061425,0.17392469689868809,0.1945684524809646,0.21627112380212143,0.23902367113559136,0.26281761522586805,0.28764497560450253,0.31349821837355257,0.34037021163009146,0.36825418712338609,0.39714370704493934,1,1,1,2,2,2,2,2,2,2,3,3]
[92,13,3,5.0423728813559316,1.4142135623730949,"Not Applicable","Not Applicable",2.8500999999999999,100.93782711899958,1.168630972979196E-2,1.3277378994076773E-2,1.4961264249349513E-2,1.6737071181158244E-2,1.8603967638892167E-2,2.0561176011663771E-2,2.260796690114994E-2,2.4743653815441077E-2,2.6967588677294842E-2,2.9279157989685285E-2,3.1677779537495579E-2,3.416289953074747E-2,1,1,1,2,2,2,2,2,2,2,3,3]
[93,13,3,5.0423728813559316,1.4142135623730949,"Not Applicable","Not Applicable",2.8500999999999999,100.93782711899958,0.15046123777107148,0.17094625454873844,0.19262627721037498,0.2154897914574124,0.23952608335073663,0.26472514115017104,0.29107757385230543,0.31857454287380388,0.34720770422017111,0.37696915911719803,0.40785141154525556,0.43984733145837368,1,1,1,2,2,2,2,2,2,2,3,3]
[94,13,3,5.0423728813559316,1.4142135623730949,"Not Applicable","Not Applicable",2.8500999999999999,100.93782711899958,0.19866726540646332,0.22571544289930512,0.2543414922389417,0.28453021007969015,0.31626744986116678,0.34953999219828413,0.38433543731954894,0.42064211486249831,0.4584490075140123,0.49774568582464984,0.53852225213742477,0.580769292022707,1,1,1,2,2,2,2,2,2,2,3,3]
[95,13,3,5.0423728813559316,1.4142135623730949,"Not Applicable","Not Applicable",2.8500999999999999,100.93782711899958,1.9720647669023931E-2,2.2405577052504552E-2,2.5247133420777303E-2,2.8243807618204539E-2,3.1394195390630528E-2,3.4696984519682617E-2,3.8150944145690521E-2,4.1754915813556816E-2,4.5507805892935044E-2,4.9408579107593914E-2,5.3456252969523783E-2,5.7649892958136349E-2,1,1,1,2,2,2,2,2,2,2,3,3]
[96,13,3,5.0423728813559316,1.4142135623730949,"Not Applicable","Not Applicable",2.8500999999999999,100.93782711899958,0.91299294763999683,1.0372952339122479,1.1688487694804306,1.3075836860279879,1.4534349717884505,1.606341875911232,1.7662474141523388,1.933097954331334,2.1068428654136593,2.2874342179441629,2.4748265263668419,2.6689765258396458,1,1,1,2,2,2,2,2,2,2,3,3]
[97,13,5,8.4039548022598858,1.4142135623730949,"Not Applicable","Not Applicable",2.8500999999999999,100.93782711899958,11.395612775263386,12.947104191599113,14.589102801146945,16.320736535526933,18.141193943874725,20.049716758373638,22.045593724483833,24.12815542678198,26.296769908947134,28.550838934691864,30.889794771500377,33.313097404920128,1,1,1,2,2,2,2,2,2,2,3,3]
[98,14,5,8.4039548022598858,1.4142135623730949,"Not Applicable","Not Applicable",2.8500999999999999,100.93782711899958,9.7090833894186393E-2,0.10940424482336832,0.12238983301221967,0.13604151335939896,0.15035359958529132,0.16532075796465892,0.18093796852541286,0.19720049220271854,0.21410384279957365,0.23164376286793642,0.24981620281859088,0.26861730271330547,1,1,2,2,2,2,2,2,2,3,3,3]
[99,14,5,8.4039548022598858,1.4142135623730949,"Not Applicable","Not Applicable",2.8500999999999999,100.93782711899958,2.4065249426764152E-2,2.7117291451945993E-2,3.033594151584932E-2,3.3719691345492055E-2,3.7267131521140591E-2,4.0976940008334267E-2,4.4847872540486951E-2,4.8878754477596903E-2,5.3068473856304581E-2,5.7415975411710736E-2,6.192025539947979E-2,6.6580357082785119E-2,1,1,2,2,2,2,2,2,2,3,3,3]
[100,14,5,8.4039548022598858,1.4142135623730949,"Not Applicable","Not Applicable",2.8500999999999999,100.93782711899958,2.489508561389395E-2,2.8052370467530341E-2,3.1382008464671714E-2,3.4882439322922815E-2,3.8552205021869575E-2,4.238993793965614E-2,4.6394350903952018E-2,5.0564228769927833E-2,5.4898421230659911E-2,5.9395836632804212E-2,6.4055436620151507E-2,6.887623146495013E-2,1,1,2,2,2,2,2,2,2,3,3,3]
[101,14,5,8.4039548022598858,1.4142135623730949,"Not Applicable","Not Applicable",2.8500999999999999,100.93782711899958,7.966427396446063E-2,8.9767585496097077E-2,0.10042242708694947,0.11162380583335299,0.12336705606998263,0.13564780140689964,0.14846192289264645,0.16180553206376905,0.1756749479381117,0.19006667722497347,0.20497739718448482,0.22040394068784039,1,1,2,2,2,2,2,2,2,3,3,3]
[102,14,5,8.4039548022598858,1.4142135623730949,"Not Applicable","Not Applicable",2.8500999999999999,100.93782711899958,0.29459184643107844,0.33195305053244234,0.3713537668319486,0.41277553198791994,0.45620109275878995,0.50161426561926425,0.54899981903009898,0.59834337377747937,0.64963131789614226,0.70285073348818317,0.75798933333845953,0.81503540566857657,1,1,2,2,2,2,2,2,2,3,3,3]
[103,14,5,8.4039548022598858,1.4142135623730949,"Not Applicable","Not Applicable",2.8500999999999999,100.93782711899958,4.8960335040658103E-2,5.516966191947633E-2,6.1717949980521034E-2,6.8602130668414862E-2,7.5819336543010166E-2,8.33668779479904E-2,9.1242223444438969E-2,9.9442983247524736E-2,0.1079668950869645,0.11681181204451495,0.1259756920196313,0.13545658854773526,1,1,2,2,2,2,2,2,2,3,3,3]
[104,14,5,8.4039548022598858,1.4142135623730949,"Not Applicable","Not Applicable",2.8500999999999999,100.93782711899958,2.8554663199136359,3.2176068926257297,3.5995163708978453,4.0010157903392463,4.4219379160084404,4.8621258816785584,5.3214320486832971,5.7997170399107221,6.2968489151566915,6.812702461782643,7.3471585803313779,7.9001037490297801,1,1,2,2,2,2,2,2,2,3,3,3]
[105,14,5,8.4039548022598858,1.4142135623730949,"Not Applicable","Not Applicable",2.8500999999999999,100.93782711899958,5.4138512848348039,6.1004554976722636,6.8245407741172741,7.5857678047582802,8.383819518755903,9.2183985039438863,10.089224843246098,10.996034283166972,11.938576670294173,12.916614606413821,13.929922283662281,14.978284469244487,1,1,2,2,2,2,2,2,2,3,3,3]
[106,15,5,8.4039548022598858,1.4142135623730949,"Not Applicable","Not Applicable",2.8500999999999999,100.93782711899958,4.7689029794801573E-2,5.334941438994191E-2,5.9300146848968782E-2,6.5538748537178282E-2,7.2062894497415431E-2,7.8870396536718429E-2,8.5959188908877313E-2,9.3327316092121845E-2,0.10097292227576717,0.10889424225425756,0.11708959349041521,0.12555736915778481,1,2,2,2,2,2,2,2,3,3,3,3]
[107,15,5,8.4039548022598858,1.4142135623730949,"Not Applicable","Not Applicable",2.8500999999999999,100.93782711899958,1.402618523376517E-2,1.5691004232335857E-2,1.7441219661461407E-2,1.9276102510934787E-2,2.119496896982807E-2,2.3197175451976009E-2,2.5282114384963916E-2,2.7449210615329955E-2,2.9697918316402106E-2,3.2027718310075753E-2,3.4438115732475065E-2,3.6928637987583772E-2,1,2,2,2,2,2,2,2,3,3,3,3]
[108,15,5,8.4039548022598858,1.4142135623730949,"Not Applicable","Not Applicable",2.8500999999999999,100.93782711899958,2.1506817358439928E-2,2.4059539822914981E-2,2.6743203480907491E-2,2.9556690516766675E-2,3.2498952420403036E-2,3.5569002359696553E-2,3.8765908723611339E-2,4.2088789610172601E-2,4.5536808085149899E-2,4.9109168075449489E-2,5.28051107897951E-2,5.6623911580961785E-2,1,2,2,2,2,2,2,2,3,3,3,3]
[109,15,5,8.4039548022598858,1.4142135623730949,"Not Applicable","Not Applicable",2.8500999999999999,100.93782711899958,8.8832506480512732E-2,9.937636013812709E-2,0.11046105785592224,0.12208198256925365,0.13423480347557776,0.1469154445291814,0.16012005777143815,0.17384500056375637,0.18808681600388,0.20284221596381311,0.21810806630567542,0.23388137392136388,1,2,2,2,2,2,2,2,3,3,3,3]
[110,15,5,8.4039548022598858,1.4142135623730949,"Not Applicable","Not Applicable",2.8500999999999999,100.93782711899958,0.2029121463818028,0.22699652789445871,0.25231631110247504,0.27886094965818992,0.30662055109684605,0.33558580487191964,0.36574792143581131,0.39709858023510669,0.42962988497728383,0.46333432488576259,0.49820474092980593,0.53423429622037855,1,2,2,2,2,2,2,2,3,3,3,3]
[111,15,5,8.4039548022598858,1.4142135623730949,"Not Applicable","Not Applicable",2.8500999999999999,100.93782711899958,3.0857607514283372E-2,3.4520209311138882E-2,3.8370683255215095E-2,4.2407425524056533E-2,4.6628931733621752E-2,5.1033785994347221E-2,5.5620651646920614E-2,6.03882633537259E-2,6.5335420296084634E-2,7.0460980282166658E-2,7.576385461144515E-2,8.1243003572684297E-2,1,2,2,2,2,2,2,2,3,3,3,3]
[112,15,5,8.4039548022598858,1.4142135623730949,"Not Applicable","Not Applicable",2.8500999999999999,100.93782711899958,3.0109544301815898,3.3683355752080968,3.7440484873270483,4.1379366723473341,4.5498533388564253,4.9796603303575164,5.4272272213055874,5.8924305454241637,6.3751531319209853,6.8752835305629283,7.392715510571314,7.9273476213346497,1,2,2,2,2,2,2,2,3,3,3,3]
[113,15,5,8.4039548022598858,1.4142135623730949,"Not Applicable","Not Applicable",2.8500999999999999,100.93782711899958,6.6100735611657315,7.3946472612254768,8.2194654524580439,9.0841845766532003,9.9884823765143071,10.93205555133456,11.914617772487327,12.93589798931783,13.995638971909765,15.093596048928365,16.229536007524413,17.403236128948645,1,2,2,2,2,2,2,2,3,3,3,3]
[114,16,5,8.4039548022598858,1.4142135623730949,"Not Applicable","Not Applicable",2.8500999999999999,100.93782711899958,3.5566276259961269E-2,3.9533431232645848E-2,4.3692499024785517E-2,4.8041929664943618E-2,5.2580264357812288E-2,5.7306125939251537E-2,6.221821072808123E-2,6.7315281517178097E-2,7.2596161502838374E-2,7.8059728993610147E-2,8.3704912771856543E-2,8.9530688005926853E-2,2,2,2,2,2,2,2,3,3,3,3,3]
[115,16,5,8.4039548022598858,1.4142135623730949,"Not Applicable","Not Applicable",2.8500999999999999,100.93782711899958,2.6151673720559758E-2,2.9068699435769011E-2,3.2126837518224642E-2,3.5324948283046782E-2,3.8661959086626681E-2,4.2136857308273191E-2,4.5748684358883261E-2,4.9496530527336845E-2,5.3379530516792922E-2,5.7396859554125108E-2,6.1547729979306284E-2,6.5831388239652108E-2,2,2,2,2,2,2,2,3,3,3,3,3]
[116,16,5,8.4039548022598858,1.4142135623730949,"Not Applicable","Not Applicable",2.8500999999999999,100.93782711899958,1.1506736437046295E-2,1.2790227751738365E-2,1.4135808508018844E-2,1.5542977244540583E-2,1.7011261998115743E-2,1.8540217215640205E-2,2.0129421117908636E-2,2.1778473432028211E-2,2.3486993427388886E-2,2.5254618203815048E-2,2.7081001190894766E-2,2.8965810825446924E-2,2,2,2,2,2,2,2,3,3,3,3,3]
[117,16,5,8.4039548022598858,1.4142135623730949,"Not Applicable","Not Applicable",2.8500999999999999,100.93782711899958,5.1257280492297129E-2,5.6974650894107255E-2,6.29686015357203E-2,6.9236898634771685E-2,7.5777439809788294E-2,8.2588240324215453E-2,8.9667421343411186E-2,9.7013199833580213E-2,0.10462387981291413,0.11249784472608521,0.12063355075944031,0.12902952094971812,2,2,2,2,2,2,2,3,3,3,3,3]
[118,16,5,8.4039548022598858,1.4142135623730949,"Not Applicable","Not Applicable",2.8500999999999999,100.93782711899958,0.15691004232335853,0.17441219661461405,0.19276102510934787,0.21194968969828065,0.23197175451976007,0.25282114384963916,0.27449210615329955,0.29697918316402105,0.32027718310075753,0.34438115732475061,0.36928637987583768,0.39498832943791257,2,2,2,2,2,2,2,3,3,3,3,3]
[119,16,5,8.4039548022598858,1.4142135623730949,"Not Applicable","Not Applicable",2.8500999999999999,100.93782711899958,3.1382008464671714E-2,3.4882439322922815E-2,3.8552205021869575E-2,4.238993793965614E-2,4.6394350903952018E-2,5.0564228769927833E-2,5.4898421230659911E-2,5.9395836632804212E-2,6.4055436620151507E-2,6.887623146495013E-2,7.3857275975167544E-2,7.899766588758253E-2,2,2,2,2,2,2,2,3,3,3,3,3]
[120,16,5,8.4039548022598858,1.4142135623730949,"Not Applicable","Not Applicable",2.8500999999999999,100.93782711899958,2.2092933959128884,2.4557237283337661,2.7140752335396181,2.9842516309517921,3.2661623036382221,3.5597217054029193,3.8648488546384576,4.1814668989494166,4.5095027380586661,4.8488866951324896,5.199552228651795,5.5614356784858101,2,2,2,2,2,2,2,3,3,3,3,3]
[121,16,5,8.4039548022598858,1.4142135623730949,"Not Applicable","Not Applicable",2.8500999999999999,100.93782711899958,6.7126116105932789,7.4613537711731892,8.2463166541779014,9.0672077252924481,9.9237516583553376,10.815688533887563,11.742772301238155,12.704769455756821,13.701457893050407,14.732625910352832,15.798071331088337,16.897600733353901,2,2,2,2,2,2,2,3,3,3,3,3]
[122,17,5,8.4039548022598858,1.4142135623730949,"Not Applicable","Not Applicable",2.8500999999999999,100.93782711899958,6.2788390781261055E-2,6.9393969039365233E-2,7.6301888291381043E-2,8.3509831627113632E-2,9.1015611785870087E-2,9.8817158215187828E-2,0.10691250593904757,0.1152997859162727,0.12397721663691022,0.13294309675530155,0.14219579859764853,0.15173376241223835,2,2,2,2,2,2,3,3,3,3,3,3]
[123,17,5,8.4039548022598858,1.4142135623730949,"Not Applicable","Not Applicable",2.8500999999999999,100.93782711899958,1.9766715616322924E-2,2.1846249512392758E-2,2.4020964832471809E-2,2.6290132178906144E-2,2.8653062969625769E-2,3.1109105364040615E-2,3.3657640758589048E-2,3.6298080751419187E-2,3.9029864496805074E-2,4.1852456385928272E-2,4.4765344002963427E-2,4.7768036314963923E-2,2,2,2,2,2,2,3,3,3,3,3,3]
[124,17,5,8.4039548022598858,1.4142135623730949,"Not Applicable","Not Applicable",2.8500999999999999,100.93782711899958,9.3019838194460837E-3,1.0280588005831886E-2,1.130398345057497E-2,1.2371826907720538E-2,1.3483794338647421E-2,1.4639578994842643E-2,1.5838889768747789E-2,1.7081449765373735E-2,1.8366995057320035E-2,1.9695273593378013E-2,2.1066044236688671E-2,2.2479075912924203E-2,2,2,2,2,2,2,3,3,3,3,3,3]
[125,17,5,8.4039548022598858,1.4142135623730949,"Not Applicable","Not Applicable",2.8500999999999999,100.93782711899958,6.2788390781261055E-2,6.9393969039365233E-2,7.6301888291381043E-2,8.3509831627113632E-2,9.1015611785870087E-2,9.8817158215187828E-2,0.10691250593904757,0.1152997859162727,0.12397721663691022,0.13294309675530155,0.14219579859764853,0.15173376241223835,2,2,2,2,2,2,3,3,3,3,3,3]
[126,17,5,8.4039548022598858,1.4142135623730949,"Not Applicable","Not Applicable",2.8500999999999999,100.93782711899958,0.13836700931426049,0.15292374658674932,0.16814675382730265,0.18403092525234302,0.2005714407873804,0.21776373754828429,0.23560348531012337,0.25408656525993428,0.27320905147763552,0.2929671947014979,0.31335740802074402,0.33437625420474748,2,2,2,2,2,2,3,3,3,3,3,3]
[127,17,5,8.4039548022598858,1.4142135623730949,"Not Applicable","Not Applicable",2.8500999999999999,100.93782711899958,2.5580455503476731E-2,2.8271617016037687E-2,3.1085954489081167E-2,3.4022523996231485E-2,3.708043443128041E-2,4.0258842235817272E-2,4.3556946864056423E-2,4.6973986854777772E-2,5.0509236407630095E-2,5.4162002381789531E-2,5.7931621650893848E-2,6.1817458760541552E-2,2,2,2,2,2,2,3,3,3,3,3,3]
[128,17,5,8.4039548022598858,1.4142135623730949,"Not Applicable","Not Applicable",2.8500999999999999,100.93782711899958,2.2010819212764297,2.4326441368799703,2.6748050839923021,2.9274835420393726,3.190602835382446,3.4640903796546403,3.7478772915299459,4.0418980507315601,4.3460902054383537,4.660394114033072,4.9847527175064572,5.3191113378956896,2,2,2,2,2,2,3,3,3,3,3,3]
[129,17,5,8.4039548022598858,1.4142135623730949,"Not Applicable","Not Applicable",2.8500999999999999,100.93782711899958,6.1207053531955227,6.7646269078373811,7.4380211104783296,8.1406621052801142,8.8723366748300041,9.6328429786064582,10.421989467836045,11.239593945615917,12.085482747716583,12.959490024442731,13.861457107741147,14.791231950704125,2,2,2,2,2,2,3,3,3,3,3,3]
[130,18,5,8.4039548022598858,1.4142135623730949,"Not Applicable","Not Applicable",2.8500999999999999,100.93782711899958,7.9674557045197117E-2,8.7605871741956012E-2,9.5881658534834172E-2,0.10449940612451751,0.11345673721003048,0.12275139570779536,0.13238123568164645,0.14234421169423025,0.15263837034867958,0.1632618428343372,0.17421283832516254,0.1854896381067834,2,2,2,2,2,3,3,3,3,3,3,4]
[131,18,5,8.4039548022598858,1.4142135623730949,"Not Applicable","Not Applicable",2.8500999999999999,100.93782711899958,3.3411911018953633E-2,3.6737946214368655E-2,4.0208437450091755E-2,4.3822331600604121E-2,4.7578631733238591E-2,5.1476391748430321E-2,5.5514711737464639E-2,5.9692733936290113E-2,6.4009639178478545E-2,6.8464643769238193E-2,7.3056996717003664E-2,7.7785977270586587E-2,2,2,2,2,2,3,3,3,3,3,3,4]
[132,18,5,8.4039548022598858,1.4142135623730949,"Not Applicable","Not Applicable",2.8500999999999999,100.93782711899958,1.5420882008747829E-2,1.6955975175862455E-2,1.8557740361580807E-2,2.0225691507971131E-2,2.1959368492263962E-2,2.3758334653121684E-2,2.5622174648060603E-2,2.7550492585980049E-2,2.9542910390067015E-2,3.1599066355033005E-2,3.3718613869386301E-2,3.5901220278732271E-2,2,2,2,2,2,3,3,3,3,3,3,4]
[133,18,5,8.4039548022598858,1.4142135623730949,"Not Applicable","Not Applicable",2.8500999999999999,100.93782711899958,5.5258160531346391E-2,6.0758911046840461E-2,6.6498569628997889E-2,7.247539457022989E-2,7.8687737097279206E-2,8.5134032507019369E-2,9.1812792488883826E-2,9.8722598433095179E-2,0.10586209556440682,0.11322998777220161,0.12082503303196758,0.12864603933212398,2,2,2,2,2,3,3,3,3,3,3,4]
[134,18,5,8.4039548022598858,1.4142135623730949,"Not Applicable","Not Applicable",2.8500999999999999,100.93782711899958,0.15163867308602033,0.1667337558959808,0.18248444688887794,0.19888596649504947,0.215933790173929,0.2336236240890299,0.25195138403926259,0.27091317709547053,0.29050528550232568,0.31072415249115792,0.33156636971563197,0.35302866607420069,2,2,2,2,2,3,3,3,3,3,3,4]
[135,18,5,8.4039548022598858,1.4142135623730949,"Not Applicable","Not Applicable",2.8500999999999999,100.93782711899958,3.0841764017495658E-2,3.3911950351724909E-2,3.7115480723161613E-2,4.0451383015942262E-2,4.3918736984527924E-2,4.7516669306243368E-2,5.1244349296121205E-2,5.5100985171960097E-2,5.9085820780134031E-2,6.319813271006601E-2,6.7437227738772601E-2,7.1802440557464542E-2,2,2,2,2,2,3,3,3,3,3,3,4]
[136,18,5,8.4039548022598858,1.4142135623730949,"Not Applicable","Not Applicable",2.8500999999999999,100.93782711899958,2.8207363341001237,3.1015304592515074,3.3945200078058226,3.6996160716663864,4.0167344867099501,4.3457953803001743,4.6867227793744188,5.0394442688521845,5.4038906921830918,5.7799958874414541,6.1676964536085777,6.566931542651445,2,2,2,2,2,3,3,3,3,3,3,4]
[137,18,5,8.4039548022598858,1.4142135623730949,"Not Applicable","Not Applicable",2.8500999999999999,100.93782711899958,5.7943964147869966,6.3712076723303168,6.9730709408639884,7.5998035841201528,8.2512327109681838,8.9271942459104725,9.6275321240087717,10.352097589182003,11.10074857906768,11.873349182903652,12.669769161421902,13.489883519733651,2,2,2,2,2,3,3,3,3,3,3,4]
[138,19,5,8.4039548022598858,1.4142135623730949,"Not Applicable","Not Applicable",2.8500999999999999,100.93782711899958,5.6519917252874842E-2,6.1859134538602686E-2,6.7418971693237101E-2,7.319789497421321E-2,7.919444884373894E-2,8.5407248826868662E-2,9.183497528660016E-2,9.8476367966890049E-2,0.10533022118344336,0.11239537956462099,0.1196707342624409,0.12715521956761125,2,2,2,2,3,3,3,3,3,3,4,4]
[139,19,5,8.4039548022598858,1.4142135623730949,"Not Applicable","Not Applicable",2.8500999999999999,100.93782711899958,2.4020964832471809E-2,2.6290132178906144E-2,2.8653062969625769E-2,3.1109105364040615E-2,3.3657640758589048E-2,3.6298080751419187E-2,3.9029864496805074E-2,4.1852456385928272E-2,4.4765344002963427E-2,4.7768036314963923E-2,5.0860062061537384E-2,5.4040968316234776E-2,2,2,2,2,3,3,3,3,3,3,4,4]
[140,19,5,8.4039548022598858,1.4142135623730949,"Not Applicable","Not Applicable",2.8500999999999999,100.93782711899958,1.412997931321871E-2,1.5464783634650672E-2,1.6854742923309275E-2,1.8299473743553302E-2,1.9798612210934735E-2,2.1351812206717165E-2,2.295874382165004E-2,2.4619091991722512E-2,2.633255529586084E-2,2.8098844891155248E-2,2.9917683565610226E-2,3.1788804891902812E-2,2,2,2,2,3,3,3,3,3,3,4,4]
[141,19,5,8.4039548022598858,1.4142135623730949,"Not Applicable","Not Applicable",2.8500999999999999,100.93782711899958,5.6519917252874842E-2,6.1859134538602686E-2,6.7418971693237101E-2,7.319789497421321E-2,7.919444884373894E-2,8.5407248826868662E-2,9.183497528660016E-2,9.8476367966890049E-2,0.10533022118344336,0.11239537956462099,0.1196707342624409,0.12715521956761125,2,2,2,2,3,3,3,3,3,3,4,4]
[142,19,5,8.4039548022598858,1.4142135623730949,"Not Applicable","Not Applicable",2.8500999999999999,100.93782711899958,0.13988679520086525,0.15310135798304167,0.16686195494076186,0.18116479006117772,0.1960062608882539,0.21138294084649997,0.22729156383433544,0.24372901071805289,0.26069229742902233,0.27817856442243699,0.29618506729954125,0.31470916842983787,2,2,2,2,3,3,3,3,3,3,4,4]
[143,19,5,8.4039548022598858,1.4142135623730949,"Not Applicable","Not Applicable",2.8500999999999999,100.93782711899958,3.8150944145690521E-2,4.1754915813556816E-2,4.5507805892935044E-2,4.9408579107593914E-2,5.3456252969523783E-2,5.7649892958136349E-2,6.198860831845511E-2,6.6471548377650777E-2,7.1097899298824263E-2,7.5866881206119174E-2,8.077774562714761E-2,8.5829773208137589E-2,2,2,2,2,3,3,3,3,3,3,4,4]
[144,19,5,8.4039548022598858,1.4142135623730949,"Not Applicable","Not Applicable",2.8500999999999999,100.93782711899958,3.2188092875512226,3.5228777119734236,3.8395104379298535,4.1686201187814431,4.5101238616509329,4.8639428206901716,5.2300018425718804,5.6082291557143886,5.9985560963970999,6.4009168662051668,6.8152483162460102,7.2414897543754613,2,2,2,2,3,3,3,3,3,3,4,4]
[145,19,5,8.4039548022598858,1.4142135623730949,"Not Applicable","Not Applicable",2.8500999999999999,100.93782711899958,2.8782767861026519,3.1501764263783421,3.4333111334780999,3.7276028015618081,4.032977307367406,4.3493641465082877,4.6766961164701142,5.0149090387138759,5.3639415137668536,5.7237347043283249,6.0942321423148034,6.4753795564806031,2,2,2,2,3,3,3,3,3,3,4,4]
[146,20,5,8.4039548022598858,1.4142135623730949,"Not Applicable","Not Applicable",2.8500999999999999,100.93782711899958,4.0208437450091755E-2,4.3822331600604121E-2,4.7578631733238591E-2,5.1476391748430321E-2,5.5514711737464639E-2,5.9692733936290113E-2,6.4009639178478545E-2,6.8464643769238193E-2,7.3056996717003664E-2,7.7785977270586587E-2,8.2650892718947322E-2,8.7651076417892299E-2,2,2,2,3,3,3,3,3,3,4,4,4]
[147,20,4,6.7231638418079092,1.4142135623730949,"Not Applicable","Not Applicable",2.8500999999999999,100.93782711899958,4.0208437450091755E-2,4.3822331600604121E-2,4.7578631733238591E-2,5.1476391748430321E-2,5.5514711737464639E-2,5.9692733936290113E-2,6.4009639178478545E-2,6.8464643769238193E-2,7.3056996717003664E-2,7.7785977270586587E-2,8.2650892718947322E-2,8.7651076417892299E-2,2,2,2,3,3,3,3,3,3,4,4,4]
[148,20,4,6.7231638418079092,1.4142135623730949,"Not Applicable","Not Applicable",2.8500999999999999,100.93782711899958,3.5569002359696553E-2,3.8765908723611339E-2,4.2088789610172601E-2,4.5536808085149899E-2,4.9109168075449489E-2,5.28051107897951E-2,5.6623911580961785E-2,6.056487718047994E-2,6.462734324965709E-2,6.8810672200903533E-2,7.311425125137648E-2,7.7537490677366261E-2,2,2,2,3,3,3,3,3,3,4,4,4]
[149,20,4,6.7231638418079092,1.4142135623730949,"Not Applicable","Not Applicable",2.8500999999999999,100.93782711899958,6.0312656175137633E-2,6.5733497400906185E-2,7.1367947599857887E-2,7.7214587622645478E-2,8.3272067606196973E-2,8.9539100904435176E-2,9.6014458767717817E-2,0.10269696565385729,0.1095854950755055,0.11667896590587989,0.12397633907842098,0.13147661462683843,2,2,2,3,3,3,3,3,3,4,4,4]
[150,20,4,6.7231638418079092,1.4142135623730949,"Not Applicable","Not Applicable",2.8500999999999999,100.93782711899958,0.13299713925799578,0.14495078914045978,0.15737547419455841,0.17026806501403874,0.18362558497776765,0.19744519686619036,0.21172419112881363,0.22645997554440322,0.24165006606393516,0.25729207866424797,0.27338372207036421,0.28992279122841297,2,2,2,3,3,3,3,3,3,4,4,4]
[151,20,4,6.7231638418079092,1.4142135623730949,"Not Applicable","Not Applicable",2.8500999999999999,100.93782711899958,2.7836610542371212E-2,3.0338537261956698E-2,3.2939052738395945E-2,3.5637501979682525E-2,3.8433261972090904E-2,4.1325738878970078E-2,4.4314365585100525E-2,4.7398599532549511E-2,5.0577920804079454E-2,5.3851830418098406E-2,5.7219848805425064E-2,6.0681514443156198E-2,2,2,2,3,3,3,3,3,3,4,4,4]
[152,20,4,6.7231638418079092,1.4142135623730949,"Not Applicable","Not Applicable",2.8500999999999999,100.93782711899958,2.9011934098604661,3.1619497724128203,3.4329812742905998,3.7142196507713567,4.0055999699801408,4.3070603409415478,4.6185416576471434,4.9399873735034943,5.2713433015807256,5.612557436908479,5.9635797977209677,6.3243622830756125,2,2,2,3,3,3,3,3,3,4,4,4]
[153,20,4,6.7231638418079092,1.4142135623730949,"Not Applicable","Not Applicable",2.8500999999999999,100.93782711899958,3.096049683657065,3.3743195332465175,3.6635546434593715,3.9636821646291347,4.2746328037847778,4.5963405130943391,4.9287422167428474,5.2717775702313405,5.6253887472092821,5.9895202498351674,6.3641187393589433,6.7491328841777065,2,2,2,3,3,3,3,3,3,4,4,4]
[154,21,4,6.7231638418079092,1.4142135623730949,"Not Applicable","Not Applicable",2.8500999999999999,100.93782711899958,7.5846343154891749E-2,8.2347631845989866E-2,8.9093754949206322E-2,9.608315493022726E-2,0.1033143471974252,0.11078591396275132,0.11849649883137379,0.12644480201019864,0.13462957604524603,0.14304962201356267,0.15170378610789051,0.16059095656240138,2,2,3,3,3,3,3,3,4,4,4,4]
[155,21,4,6.7231638418079092,1.4142135623730949,"Not Applicable","Not Applicable",2.8500999999999999,100.93782711899958,0.1095558290015103,0.11894657933309648,0.12869097937107579,0.1387867793436616,0.14923183484072527,0.16002409794619635,0.17116160942309547,0.18264249179250913,0.19446494317646648,0.20662723179736828,0.21912769104473073,0.23196471503457974,2,2,3,3,3,3,3,3,4,4,4,4]
[156,21,4,6.7231638418079092,1.4142135623730949,"Not Applicable","Not Applicable",2.8500999999999999,100.93782711899958,1.8540217215640205E-2,2.0129421117908636E-2,2.1778473432028211E-2,2.3486993427388886E-2,2.5254618203815048E-2,2.7081001190894766E-2,2.8965810825446924E-2,3.0908729380270776E-2,3.2909451922171248E-2,3.4967685381093093E-2,3.7083147715262124E-2,3.9255567159698114E-2,2,2,3,3,3,3,3,3,4,4,4,4]
[157,21,4,6.7231638418079092,1.4142135623730949,"Not Applicable","Not Applicable",2.8500999999999999,100.93782711899958,8.5959188908877313E-2,9.3327316092121845E-2,0.10097292227576717,0.10889424225425756,0.11708959349041521,0.12555736915778481,0.13429603200889029,0.14330410894489179,0.15258018618461217,0.16212290494870435,0.17193095758894258,0.18200308410405489,2,2,3,3,3,3,3,3,4,4,4,4]
[158,21,4,6.7231638418079092,1.4142135623730949,"Not Applicable","Not Applicable",2.8500999999999999,100.93782711899958,1.6854742923309277E-3,1.8299473743553303E-3,1.9798612210934737E-3,2.1351812206717169E-3,2.2958743821650043E-3,2.4619091991722516E-3,2.6332555295860839E-3,2.8098844891155253E-3,2.9917683565610226E-3,3.1788804891902814E-3,3.3711952468420112E-3,3.568687923608919E-3,2,2,3,3,3,3,3,3,4,4,4,4]
[159,21,4,6.7231638418079092,1.4142135623730949,"Not Applicable","Not Applicable",2.8500999999999999,100.93782711899958,0.27641778394227212,0.30011136939427419,0.32469724025932967,0.35016972019016157,0.37652339867506068,0.40375310866424918,0.43185390685211777,0.46082105621494612,0.4906500104760077,0.52133640022720606,0.55287602048208984,0.58526481947186271,2,2,3,3,3,3,3,3,4,4,4,4]
[160,21,4,6.7231638418079092,1.4142135623730949,"Not Applicable","Not Applicable",2.8500999999999999,100.93782711899958,4.2136857308273191E-2,4.5748684358883261E-2,4.9496530527336845E-2,5.3379530516792922E-2,5.7396859554125108E-2,6.1547729979306284E-2,6.5831388239652108E-2,7.0247112227888125E-2,7.4794208914025564E-2,7.9472012229757028E-2,8.4279881171050272E-2,8.9217198090222979E-2,2,2,3,3,3,3,3,3,4,4,4,4]
[161,21,4,6.7231638418079092,1.4142135623730949,"Not Applicable","Not Applicable",2.8500999999999999,100.93782711899958,3.3793759561235102,3.6690444855824373,3.9696217482924148,4.2810383474467928,4.6032281362408334,4.9361279443403641,5.2796773368200984,5.6338184006766285,5.9984955549048502,6.3736553808265146,6.7592464699182324,7.1552192868358837,2,2,3,3,3,3,3,3,4,4,4,4]
[162,21,4,6.7231638418079092,1.4142135623730949,"Not Applicable","Not Applicable",2.8500999999999999,100.93782711899958,3.2883603443376401,3.5702273273672493,3.8627092423533673,4.16573856153052,4.4792509196039232,4.8031848475850625,5.1374815382224499,5.4820846382643893,5.8369400636505553,6.2019958344102388,6.5772019265887636,6.9625101389610018,2,2,3,3,3,3,3,3,4,4,4,4]
[163,22,4,6.7231638418079092,1.4142135623730949,"Not Applicable","Not Applicable",2.8500999999999999,100.93782711899958,4.7578631733238591E-2,5.1476391748430321E-2,5.5514711737464639E-2,5.9692733936290113E-2,6.4009639178478545E-2,6.8464643769238193E-2,7.3056996717003664E-2,7.7785977270586587E-2,8.2650892718947322E-2,8.7651076417892299E-2,9.2785886013831906E-2,9.8054701839464353E-2,2,3,3,3,3,3,3,4,4,4,4,4]
[164,22,4,6.7231638418079092,1.4142135623730949,"Not Applicable","Not Applicable",2.8500999999999999,100.93782711899958,5.855831597937057E-2,6.3355559074991158E-2,6.8325799061494941E-2,7.3467980229280139E-2,7.8781094373512051E-2,8.4264176946754685E-2,8.9916303651696811E-2,9.5736587409952723E-2,0.10172417565408901,0.10787824789894436,0.11419801355548541,0.12068270995626382,2,3,3,3,3,3,3,4,4,4,4,4]
[165,22,4,6.7231638418079092,1.4142135623730949,"Not Applicable","Not Applicable",2.8500999999999999,100.93782711899958,1.4639578994842643E-2,1.5838889768747789E-2,1.7081449765373735E-2,1.8366995057320035E-2,1.9695273593378013E-2,2.1066044236688671E-2,2.2479075912924203E-2,2.3934146852488181E-2,2.5431043913522251E-2,2.696956197473609E-2,2.8549503388871352E-2,3.0170677489065954E-2,2,3,3,3,3,3,3,4,4,4,4,4]
[166,22,4,6.7231638418079092,1.4142135623730949,"Not Applicable","Not Applicable",2.8500999999999999,100.93782711899958,5.6728368605015241E-2,6.1375697853897682E-2,6.6190617840823224E-2,7.1172105847115127E-2,7.631918517433979E-2,8.16309214171686E-2,8.7106419162581272E-2,9.27448190533917E-2,9.8545295164898711E-2,0.10450705265210235,0.1106293256318765,0.11691137527013057,2,3,3,3,3,3,3,4,4,4,4,4]
[167,22,4,6.7231638418079092,1.4142135623730949,"Not Applicable","Not Applicable",2.8500999999999999,100.93782711899958,0.25802257978410159,0.2791604321741798,0.30106055211471211,0.32371828788526563,0.34712919708328743,0.37128902967163785,0.39619371296528905,0.42183933827510423,0.44822214897582968,0.47533852980472358,0.50318499722885768,0.53175819074478747,2,3,3,3,3,3,3,4,4,4,4,4]
[168,22,4,6.7231638418079092,1.4142135623730949,"Not Applicable","Not Applicable",2.8500999999999999,100.93782711899958,3.2939052738395945E-2,3.5637501979682525E-2,3.8433261972090904E-2,4.1325738878970078E-2,4.4314365585100525E-2,4.7398599532549511E-2,5.0577920804079454E-2,5.3851830418098406E-2,5.7219848805425064E-2,6.0681514443156198E-2,6.423638262496055E-2,6.7884024350398406E-2,2,3,3,3,3,3,3,4,4,4,4,4]
[169,22,4,6.7231638418079092,1.4142135623730949,"Not Applicable","Not Applicable",2.8500999999999999,100.93782711899958,3.8794884336333002,4.1973057887181646,4.5265841878240396,4.8672536901898091,5.2192475022451728,5.5825017227224984,5.9569551169249131,6.3425489159093678,6.7392266370833962,7.1469339233050633,7.5656183980509084,7.995229534602478,2,3,3,3,3,3,3,4,4,4,4,4]
[170,22,4,6.7231638418079092,1.4142135623730949,"Not Applicable","Not Applicable",2.8500999999999999,100.93782711899958,3.7129632225669651,4.017138417598658,4.3322826967429133,4.6583291214127938,4.9952137651204982,5.3428754695301643,5.7012556284154003,6.0702979954623144,6.4499485125670803,6.8401551558424405,7.2408677970024966,7.6520380781643524,2,3,3,3,3,3,3,4,4,4,4,4]
[171,23,4,6.7231638418079092,1.4142135623730949,"Not Applicable","Not Applicable",2.8500999999999999,100.93782711899958,5.543611419061726E-2,5.9785074178808073E-2,6.4284482700620121E-2,6.8933457576823037E-2,7.3731154828410347E-2,7.8676765695234699E-2,8.3769513983708632E-2,8.9008653697327869E-2,9.439346691157631E-2,9.9923261861049731E-2,0.10559737121173084,0.11141515049550291,3,3,3,3,3,3,4,4,4,4,4,5]
[172,23,1,1.6807909604519773,-0.9328216576669992,"Not Applicable","Not Applicable",2.8399764124293783,102.61190460202569,7.0683560672570256E-2,7.6197185824912153E-2,8.1899240528498049E-2,8.7788545507977406E-2,9.3863972992910757E-2,0.1001244426798454,0.10656891814142629,0.11319640361957925,0.12000594115044218,0.12699660797728904,0.13416751421462519,0.14151780073230458,2,3,3,3,3,3,3,4,4,4,4,4]
[173,23,1,1.6807909604519773,-0.9328216576669992,"Not Applicable","Not Applicable",2.8399764124293783,102.61190460202569,1.3372565532648428E-2,1.4415683804713111E-2,1.5494450910796929E-2,1.6608643744752481E-2,1.775804894460474E-2,1.89424621286194E-2,2.0161687215945516E-2,2.1415535819920398E-2,2.270382670413771E-2,2.4026385293000628E-2,2.5383043229793956E-2,2.6773637976381947E-2,2,3,3,3,3,3,3,4,4,4,4,4]
[174,23,1,1.6807909604519773,-0.9328216576669992,"Not Applicable","Not Applicable",2.8399764124293783,102.61190460202569,0.11271162377517961,0.12150362063972481,0.13059608624814556,0.13998714013434235,0.14967498396166853,0.15965789508407782,0.16993422082011223,0.18050237333932911,0.19136082507773214,0.2025081046124339,0.2139427929368348,0.22566352008664786,2,3,3,3,3,3,3,4,4,4,4,4]
[175,23,1,1.6807909604519773,-0.9328216576669992,"Not Applicable","Not Applicable",2.8399764124293783,102.61190460202569,0.35723853637217945,0.3851046959259074,0.41392318861700372,0.44368805432410208,0.47439359323444091,0.50603434543597547,0.5386050727688303,0.57210074261787358,0.60651651338196466,0.64184772139873114,0.67808986913878144,0.71523861451191784,2,3,3,3,3,3,3,4,4,4,4,4]
[176,23,1,1.6807909604519773,-0.9328216576669992,"Not Applicable","Not Applicable",2.8399764124293783,102.61190460202569,2.8655497569960917E-2,3.0890751010099523E-2,3.3202394808850566E-2,3.5589950881612466E-2,3.8052962024153016E-2,4.0590990275612998E-2,4.3203615462740388E-2,4.5890433899829428E-2,4.8651057223152237E-2,5.1485111342144209E-2,5.4392235492415619E-2,5.7372081377961313E-2,2,3,3,3,3,3,3,4,4,4,4,4]
[177,23,1,1.6807909604519773,-0.9328216576669992,"Not Applicable","Not Applicable",2.8399764124293783,102.61190460202569,4.2811313369521606,4.6150782009088687,4.9604377844422745,5.3171386617129022,5.6851125264084601,6.0642939471765827,6.4546201501334144,6.8560308246345167,7.2684679491389446,7.6918756345163448,8.1261999825668934,8.5713889578674198,2,3,3,3,3,3,3,4,4,4,4,4]
[178,23,1,1.6807909604519773,-0.9328216576669992,"Not Applicable","Not Applicable",2.8399764124293783,102.61190460202569,5.8877495673746365,6.3470196408751152,6.8219853867251619,7.3125485744753069,7.8186152638959721,8.3400954686292845,8.8769028570777255,9.4289544852849527,9.9961705574503465,10.578474210432562,11.175791319174996,11.788050320458451,2,3,3,3,3,3,3,4,4,4,4,4]
[179,24,1,1.6807909604519773,-0.9328216576669992,"Not Applicable","Not Applicable",2.8399764124293783,102.61190460202569,7.8256569225585465E-2,8.4112733515754753E-2,9.0161208900084902E-2,9.64008371278543E-2,0.10283050869821961,0.10944915917227566,0.11625576587956789,0.123249344965319,0.130428948733432,0.1377936632474529,0.145342606157502,0.15307492472595707,3,3,3,3,3,3,4,4,4,4,4,5]
[180,24,1,1.6807909604519773,-0.9328216576669992,"Not Applicable","Not Applicable",2.8399764124293783,102.61190460202569,4.3247051414139336E-2,4.6483352732390792E-2,4.9825931234257451E-2,5.327414683381422E-2,5.6827386385858207E-2,6.0485061647836548E-2,6.4246607459761212E-2,6.8111480112413136E-2,7.2079155879001891E-2,7.6149129689381867E-2,8.0320913929145851E-2,8.4594037348555223E-2,3,3,3,3,3,3,4,4,4,4,4,5]
[181,24,1,1.6807909604519773,-0.9328216576669992,"Not Applicable","Not Applicable",2.8399764124293783,102.61190460202569,2.8831367609426221E-2,3.0988901821593858E-2,3.3217287489504962E-2,3.551609788920948E-2,3.78849242572388E-2,4.0323374431891032E-2,4.2831071639840797E-2,4.540765340827542E-2,4.8052770586001256E-2,5.0766086459587911E-2,5.3547275952763894E-2,5.6396024899036813E-2,3,3,3,3,3,3,4,4,4,4,4,5]
[182,24,1,1.6807909604519773,-0.9328216576669992,"Not Applicable","Not Applicable",2.8399764124293783,102.61190460202569,0.20799772346800346,0.22356279171292714,0.23963900260285728,0.25622327762929697,0.27331266785579422,0.29090434411578531,0.30899558825885154,0.32758378530255844,0.34666641637043771,0.36624105231559856,0.38630534794493954,0.40685703677162277,3,3,3,3,3,3,4,4,4,4,4,5]
[183,24,1,1.6807909604519773,-0.9328216576669992,"Not Applicable","Not Applicable",2.8399764124293783,102.61190460202569,0.47777694895620598,0.51353037304355542,0.55045790696893948,0.58855247930689991,0.6278073162628145,0.66821591915705136,0.70977204431736185,0.75246968505142131,0.79630305542516377,0.84126657561602824,0.88735485864580166,0.93456269832689587,3,3,3,3,3,3,4,4,4,4,4,5]
[184,24,1,1.6807909604519773,-0.9328216576669992,"Not Applicable","Not Applicable",2.8399764124293783,102.61190460202569,4.7365818215485939E-2,5.0910338706904201E-2,5.457125801847245E-2,5.8347875103701291E-2,6.223951842260661E-2,6.6245543709535268E-2,7.036533197973846E-2,7.4598287742166772E-2,7.8943837391287797E-2,8.3401427755037297E-2,8.797052477954069E-2,9.2650612334131924E-2,3,3,3,3,3,3,4,4,4,4,4,5]
[185,24,1,1.6807909604519773,-0.9328216576669992,"Not Applicable","Not Applicable",2.8399764124293783,102.61190460202569,4.9363420114139034,5.3057426904543199,5.687274150881672,6.0808633314596516,6.4864402460429575,6.9039377509459143,7.3332913371927431,7.7744389442597273,8.2273207924746448,8.6918792316880165,9.1680586041982188,9.6558051202136603,3,3,3,3,3,3,4,4,4,4,4,5]
[186,24,1,1.6807909604519773,-0.9328216576669992,"Not Applicable","Not Applicable",2.8399764124293783,102.61190460202569,6.7465400206057362,7.2514030262529641,7.7728452725441626,8.3107669060750187,8.8650722761938798,9.4356696170625014,10.022470763722749,10.62539089753645,11.244348317124295,11.879264231543573,12.530062572946752,13.196669826374617,3,3,3,3,3,3,4,4,4,4,4,5]
[187,25,1,1.6807909604519773,-0.9328216576669992,"Not Applicable","Not Applicable",2.8399764124293783,102.61190460202569,0.11731512832460532,0.12575115978169737,0.13445379915200731,0.14342149897383261,0.15265277463501603,0.16214619977939732,0.17190040218847125,0.1819140600755762,0.19218589873986852,0.20271468753546332,0.21349923711778221,0.22453839693466673,3,3,3,3,3,4,4,4,4,4,5,5]
[188,25,1,1.6807909604519773,-0.9328216576669992,"Not Applicable","Not Applicable",2.8399764124293783,102.61190460202569,7.0831775592214541E-2,7.5925228547439924E-2,8.1179652318193102E-2,8.6594112587974406E-2,9.2167712987179504E-2,9.7899592319636117E-2,0.10378892207605811,0.10983490419657431,0.11603676905048665,0.12239377360631748,0.12890519976922701,0.13557035286621388,3,3,3,3,3,4,4,4,4,4,5,5]
[189,25,1,1.6807909604519773,-0.9328216576669992,"Not Applicable","Not Applicable",2.8399764124293783,102.61190460202569,4.4269859745134088E-2,4.7453267842149954E-2,5.0737282698870692E-2,5.4121320367484009E-2,5.7604820616987192E-2,6.1187245199772582E-2,6.4868076297536326E-2,6.8646815122858959E-2,7.2522980656554173E-2,7.6496108503948432E-2,8.0565749855766894E-2,8.4731470541383691E-2,3,3,3,3,3,4,4,4,4,4,5,5]
[190,25,1,1.6807909604519773,-0.9328216576669992,"Not Applicable","Not Applicable",2.8399764124293783,102.61190460202569,0.14387704417168579,0.15422312048698736,0.16489616877132973,0.17589429119432301,0.18721566700520836,0.19885854689926089,0.21082124796699303,0.22310214914929158,0.23569968713380104,0.24861235263783238,0.26183868703124236,0.27537727925949695,3,3,3,3,3,4,4,4,4,4,5,5]
[191,25,1,1.6807909604519773,-0.9328216576669992,"Not Applicable","Not Applicable",2.8399764124293783,102.61190460202569,0.68618282604957825,0.73552565155332428,0.78642788183249557,0.83888046569600205,0.89287471956330133,0.9484023005964749,1.005455182611813,1.0640256344043135,1.1241062001765896,1.1856896818112006,1.2487691227643867,1.313337793391447,3,3,3,3,3,4,4,4,4,4,5,5]
[192,25,1,1.6807909604519773,-0.9328216576669992,"Not Applicable","Not Applicable",2.8399764124293783,102.61190460202569,5.5337324681417603E-2,5.9316584802687436E-2,6.3421603373588348E-2,6.7651650459355006E-2,7.2006025771233981E-2,7.6484056499715708E-2,8.1085095371920393E-2,8.5808518903573675E-2,9.0653725820692699E-2,9.5620135629935515E-2,0.1007071873197086,0.10591433817672959,3,3,3,3,3,4,4,4,4,4,5,5]
[193,25,1,1.6807909604519773,-0.9328216576669992,"Not Applicable","Not Applicable",2.8399764124293783,102.61190460202569,4.8077067683215615,5.1534248876574846,5.5100689010973563,5.8775753919087625,6.2558835190048079,6.6449348286953009,7.0446730859124438,7.455044122342481,7.8759956993017814,8.3074773835287985,8.7494404343362824,9.2018377007942664,3,3,3,3,3,4,4,4,4,4,5,5]
[194,25,1,1.6807909604519773,-0.9328216576669992,"Not Applicable","Not Applicable",2.8399764124293783,102.61190460202569,6.8441203165977296,7.3362752083963825,7.8439839052454081,8.3671561288130274,8.9057052673862191,9.4595481078848405,10.028604595599115,10.612797617993992,11.212052809503273,11.826298374710426,12.455464927701559,13.099485345697916,3,3,3,3,3,4,4,4,4,4,5,5]
[195,26,1,1.6807909604519773,-0.9328216576669992,"Not Applicable","Not Applicable",2.8399764124293783,102.61190460202569,4.9825931234257451E-2,5.327414683381422E-2,5.6827386385858207E-2,6.0485061647836548E-2,6.4246607459761212E-2,6.8111480112413136E-2,7.2079155879001891E-2,7.6149129689381867E-2,8.0320913929145851E-2,8.4594037348555223E-2,8.8968044068452865E-2,9.3442492672117447E-2,3,3,3,3,4,4,4,4,4,5,5,5]
[196,26,1,1.6807909604519773,-0.9328216576669992,"Not Applicable","Not Applicable",2.8399764124293783,102.61190460202569,4.0335277665827458E-2,4.3126690294040086E-2,4.6003122312361401E-2,4.8964097524439108E-2,5.2009158419806689E-2,5.5137864852905873E-2,5.8349792854430108E-2,6.1644533558071042E-2,6.5021692228356159E-2,6.848088737740185E-2,7.2021749960176129E-2,7.5643922639333172E-2,3,3,3,3,4,4,4,4,4,5,5,5]
[197,26,1,1.6807909604519773,-0.9328216576669992,"Not Applicable","Not Applicable",2.8399764124293783,102.61190460202569,2.6099297313182473E-2,2.7905505484378874E-2,2.9766726202116199E-2,3.1682651339342949E-2,3.3652984859874918E-2,3.5677441963644974E-2,3.7755748317572418E-2,3.9887639361104787E-2,4.2072859677171628E-2,4.4311162420671783E-2,4.6602308797761019E-2,4.8946067590156753E-2,3,3,3,3,4,4,4,4,4,5,5,5]
[198,26,1,1.6807909604519773,-0.9328216576669992,"Not Applicable","Not Applicable",2.8399764124293783,102.61190460202569,0.19455839815281478,0.2080228590653698,0.2218974135066844,0.23617976452964745,0.25086770531906755,0.26595911281989887,0.28145194200372164,0.29734422069187205,0.31363404486618851,0.33031957440864418,0.34739902921967308,0.36487068567207764,3,3,3,3,4,4,4,4,4,5,5,5]
[199,26,1,1.6807909604519773,-0.9328216576669992,"Not Applicable","Not Applicable",2.8399764124293783,102.61190460202569,0.64773710604534684,0.69256390883958485,0.73875602301615662,0.78630580142187512,0.83520589697689562,0.88544924146137072,0.93702902642702457,0.98993868596196422,1.0441718810788958,1.0997224855312178,1.1565845728898871,1.2147524047375267,3,3,3,3,4,4,4,4,4,5,5,5]
[200,26,1,1.6807909604519773,-0.9328216576669992,"Not Applicable","Not Applicable",2.8399764124293783,102.61190460202569,3.5589950881612466E-2,3.8052962024153016E-2,4.0590990275612998E-2,4.3203615462740388E-2,4.5890433899829428E-2,4.8651057223152237E-2,5.1485111342144209E-2,5.4392235492415619E-2,5.7372081377961313E-2,6.0424312391825157E-2,6.3548602906037754E-2,6.6744637622941028E-2,3,3,3,3,4,4,4,4,4,5,5,5]
[201,26,1,1.6807909604519773,-0.9328216576669992,"Not Applicable","Not Applicable",2.8399764124293783,102.61190460202569,4.2850300861461408,4.5815766277080234,4.8871552291838061,5.2017153017139437,5.5252082415394641,5.8575872896675296,6.1988074055941631,6.5488251532868409,6.9075985979065431,7.2750872119757499,7.6512517898869463,8.0360543698021001,3,3,3,3,4,4,4,4,4,5,5,5]
[202,26,1,1.6807909604519773,-0.9328216576669992,"Not Applicable","Not Applicable",2.8399764124293783,102.61190460202569,4.681264872628093,5.0052329382435934,5.3390682542522967,5.6827155538657861,6.036121738957565,6.3992357267519582,6.7720083118700352,7.1543920417690687,7.5463411039145125,7.9478112232714029,8.3587595689074998,8.7791446686708436,3,3,3,3,4,4,4,4,4,5,5,5]
[203,27,1,1.6807909604519773,-0.9328216576669992,"Not Applicable","Not Applicable",2.8399764124293783,102.61190460202569,5.0737282698870692E-2,5.4121320367484009E-2,5.7604820616987192E-2,6.1187245199772582E-2,6.4868076297536326E-2,6.8646815122858959E-2,7.2522980656554173E-2,7.6496108503948432E-2,8.0565749855766894E-2,8.4731470541383691E-2,8.8992850163921389E-2,9.3349481308131227E-2,3,3,3,4,4,4,4,4,5,5,5,5]
[204,27,1,1.6807909604519773,-0.9328216576669992,"Not Applicable","Not Applicable",2.8399764124293783,102.61190460202569,3.8052962024153016E-2,4.0590990275612998E-2,4.3203615462740388E-2,4.5890433899829428E-2,4.8651057223152237E-2,5.1485111342144209E-2,5.4392235492415619E-2,5.7372081377961313E-2,6.0424312391825157E-2,6.3548602906037754E-2,6.6744637622941028E-2,7.0012110981098413E-2,3,3,3,4,4,4,4,4,5,5,5,5]
[205,27,1,1.6807909604519773,-0.9328216576669992,"Not Applicable","Not Applicable",2.8399764124293783,102.61190460202569,1.0147456539774138E-2,1.0824264073496801E-2,1.1520964123397438E-2,1.2237449039954515E-2,1.2973615259507264E-2,1.3729363024571789E-2,1.4504596131310832E-2,1.5299221700789685E-2,1.6113149971153377E-2,1.6946294108276735E-2,1.7798570032784275E-2,1.8669896261626243E-2,3,3,3,4,4,4,4,4,5,5,5,5]
[206,27,1,1.6807909604519773,-0.9328216576669992,"Not Applicable","Not Applicable",2.8399764124293783,102.61190460202569,0.1040114295326849,0.1109487067533422,0.11808988226482373,0.12543385265953377,0.13297955640994943,0.14072597100186082,0.14867211034593603,0.15681702243309426,0.16515978720432209,0.17369951460983654,0.18243534283603882,0.19136643668166897,3,3,3,4,4,4,4,4,5,5,5,5]
[207,27,1,1.6807909604519773,-0.9328216576669992,"Not Applicable","Not Applicable",2.8399764124293783,102.61190460202569,2.5368641349435344E-3,2.7060660183742002E-3,2.8802410308493595E-3,3.0593622599886286E-3,3.2434038148768159E-3,3.4323407561429472E-3,3.626149032827708E-3,3.8248054251974212E-3,4.0282874927883442E-3,4.2365735270691839E-3,4.4496425081960687E-3,4.6674740654065608E-3,3,3,3,4,4,4,4,4,5,5,5,5]
[208,27,1,1.6807909604519773,-0.9328216576669992,"Not Applicable","Not Applicable",2.8399764124293783,102.61190460202569,0.50737282698870678,0.54121320367484005,0.57604820616987185,0.61187245199772566,0.64868076297536315,0.6864681512285894,0.72522980656554159,0.76496108503948412,0.80565749855766877,0.84731470541383669,0.88992850163921378,0.9334948130813121,3,3,3,4,4,4,4,4,5,5,5,5]
[209,27,1,1.6807909604519773,-0.9328216576669992,"Not Applicable","Not Applicable",2.8399764124293783,102.61190460202569,2.5368641349435346E-2,2.7060660183742005E-2,2.8802410308493596E-2,3.0593622599886291E-2,3.2434038148768163E-2,3.432340756142948E-2,3.6261490328277086E-2,3.8248054251974216E-2,4.0282874927883447E-2,4.2365735270691846E-2,4.4496425081960694E-2,4.6674740654065613E-2,3,3,3,4,4,4,4,4,5,5,5,5]
[210,27,1,1.6807909604519773,-0.9328216576669992,"Not Applicable","Not Applicable",2.8399764124293783,102.61190460202569,4.6170927255972325,4.925040153441044,5.2420386761458344,5.5680393131793045,5.9029949430758055,6.2468601761801645,6.5995912397464291,6.9611458738593068,7.331483236874786,7.7105638192659152,8.0983493649168459,8.49480279903994,3,3,3,4,4,4,4,4,5,5,5,5]
[211,27,1,1.6807909604519773,-0.9328216576669992,"Not Applicable","Not Applicable",2.8399764124293783,102.61190460202569,3.001110271638201,3.2012760997366785,3.4073251394947919,3.6192255535665474,3.8369467129992731,4.0604591145171067,4.2897343058351787,4.524744818008549,4.7654641039686103,5.0118664825228443,5.2639270871959489,5.5216218193759605,3,3,3,4,4,4,4,4,5,5,5,5]
[212,28,1,1.6807909604519773,-0.9328216576669992,"Not Applicable","Not Applicable",2.8399764124293783,102.61190460202569,0.13530330091871001,0.14401205154246796,0.15296811299943142,0.16217019074384079,0.17161703780714735,0.1813074516413854,0.19124027125987103,0.20141437463941719,0.21182867635345917,0.22248212540980344,0.23337370327032803,0.24450242203299891,3,3,4,4,4,4,4,5,5,5,5,5]
[213,28,1,1.6807909604519773,-0.9328216576669992,"Not Applicable","Not Applicable",2.8399764124293783,102.61190460202569,5.9533452404232398E-2,6.3365302678685897E-2,6.7305969719749836E-2,7.1354883927289947E-2,7.5511496635144837E-2,7.9775278722209575E-2,8.4145719354343257E-2,8.8622324841343567E-2,9.3204617595522038E-2,9.7892135180313505E-2,0.10268442943894433,0.10758106569451953,3,3,4,4,4,4,4,5,5,5,5,5]
[214,28,1,1.6807909604519773,-0.9328216576669992,"Not Applicable","Not Applicable",2.8399764124293783,102.61190460202569,3.2472792220490404E-2,3.4562892370192312E-2,3.6712347119863542E-2,3.8920845778521791E-2,4.1188089073715364E-2,4.3513788393932495E-2,4.5897665102369055E-2,4.8339449913460127E-2,5.0838882324830206E-2,5.3395710098352825E-2,5.6009688784878726E-2,5.8680581287919746E-2,3,3,4,4,4,4,4,5,5,5,5,5]
[215,28,1,1.6807909604519773,-0.9328216576669992,"Not Applicable","Not Applicable",2.8399764124293783,102.61190460202569,0.26790053581904583,0.28514386205408659,0.30287686373887424,0.32109697767280476,0.33980173485815179,0.35898875424994309,0.3786557370945447,0.39880046178604606,0.41942077917984921,0.44051460831141082,0.46207993247524948,0.48411479562533788,3,3,4,4,4,4,4,5,5,5,5,5]
[216,28,1,1.6807909604519773,-0.9328216576669992,"Not Applicable","Not Applicable",2.8399764124293783,102.61190460202569,0.7766409472733955,0.82662917585376616,0.87803696861673652,0.93085689486964618,0.98508179701302589,1.0407047724215523,1.0977191570316598,1.1561185104302547,1.2158966022688558,1.2770473998522718,1.3395650567716828,1.4034439024694139,3,3,4,4,4,4,4,5,5,5,5,5]
[217,28,1,1.6807909604519773,-0.9328216576669992,"Not Applicable","Not Applicable",2.8399764124293783,102.61190460202569,5.6827386385858207E-2,6.0485061647836548E-2,6.4246607459761212E-2,6.8111480112413136E-2,7.2079155879001891E-2,7.6149129689381867E-2,8.0320913929145851E-2,8.4594037348555223E-2,8.8968044068452865E-2,9.3442492672117447E-2,9.8016955373537773E-2,0.10269101725385955,3,3,4,4,4,4,4,5,5,5,5,5]
[218,28,1,1.6807909604519773,-0.9328216576669992,"Not Applicable","Not Applicable",2.8399764124293783,102.61190460202569,7.4633300786760444,7.9437047630825335,8.4377211130486387,8.9453077214302592,9.4663958054422483,10.000919032538819,10.548813362694487,11.110016905110253,11.684469787656809,12.272114037604759,12.872893472391295,13.486753599340222,3,3,4,4,4,4,4,5,5,5,5,5]
[219,28,1,1.6807909604519773,-0.9328216576669992,"Not Applicable","Not Applicable",2.8399764124293783,102.61190460202569,13.321963008456189,14.179426594871398,15.061240405924021,15.967276980638566,16.89741354249173,17.851531688610809,18.829517108246904,19.831259326997021,20.856651473761595,21.90559006784925,22.977974823996501,24.073708473369077,3,3,4,4,4,4,4,5,5,5,5,5]
[220,29,1,1.6807909604519773,-0.9328216576669992,"Not Applicable","Not Applicable",2.8399764124293783,102.61190460202569,0.19873663112860579,0.21109599593921538,0.2237948632265003,0.23683151217386336,0.25020428326511185,0.26391157433862206,0.27795183700239573,0.29232357336777365,0.30702533306552876,0.32205571051305265,0.3374133424055385,0.35309690540759453,3,4,4,4,4,4,5,5,5,5,5,6]
[221,29,1,1.6807909604519773,-0.9328216576669992,"Not Applicable","Not Applicable",2.8399764124293783,102.61190460202569,0.10368867711057694,0.11013704135959064,0.11676253733556538,0.12356426722114611,0.13054136518179749,0.13769299530710716,0.14501834974038039,0.15251664697449063,0.16018713029505849,0.16802906635463619,0.17604174386375923,0.18422447238657108,3,4,4,4,4,4,5,5,5,5,5,6]
[222,29,1,1.6807909604519773,-0.9328216576669992,"Not Applicable","Not Applicable",2.8399764124293783,102.61190460202569,2.8802410308493596E-2,3.0593622599886291E-2,3.2434038148768163E-2,3.432340756142948E-2,3.6261490328277086E-2,3.8248054251974216E-2,4.0282874927883447E-2,4.2365735270691846E-2,4.4496425081960694E-2,4.6674740654065613E-2,4.890048440659979E-2,5.1173464551825303E-2,3,4,4,4,4,4,5,5,5,5,5,6]
[223,29,1,1.6807909604519773,-0.9328216576669992,"Not Applicable","Not Applicable",2.8399764124293783,102.61190460202569,0.2765031389615385,0.29369877695890834,0.31136676622817433,0.32950471258972291,0.34811030715145996,0.36718132081895244,0.38671559930768101,0.40671105859864165,0.4271656807868226,0.44807751027902981,0.46944465030335797,0.49126525969752283,3,4,4,4,4,4,5,5,5,5,5,6]
[224,29,1,1.6807909604519773,-0.9328216576669992,"Not Applicable","Not Applicable",2.8399764124293783,102.61190460202569,0.93607833502604176,0.99429273449630429,1.0541062398349652,1.1155107457464579,1.1784984356690051,1.2430617631891618,1.3091934351562118,1.3768863962974847,1.4461338151637224,1.5169290712571322,1.589265743214493,1.6631375979343219,3,4,4,4,4,4,5,5,5,5,5,6]
[225,29,1,1.6807909604519773,-0.9328216576669992,"Not Applicable","Not Applicable",2.8399764124293783,102.61190460202569,8.352698989463142E-2,8.8721505539670231E-2,9.4058710631427664E-2,9.9537881928145472E-2,0.10515832195200353,0.11091935733072521,0.11682033729086198,0.12286063228500634,0.12903963273768601,0.13535674789679025,0.14181140477913939,0.14840304720029335,3,4,4,4,4,4,5,5,5,5,5,6]
[226,29,1,1.6807909604519773,-0.9328216576669992,"Not Applicable","Not Applicable",2.8399764124293783,102.61190460202569,8.0992377787483978,8.6029266750880247,9.1204515274336071,9.6517422062739673,10.196731080311515,10.755352855655149,11.327544429720824,11.913244758118545,12.512394733047346,13.124937071923249,13.75081621513586,14.389978231973272,3,4,4,4,4,4,5,5,5,5,5,6]
[227,29,1,1.6807909604519773,-0.9328216576669992,"Not Applicable","Not Applicable",2.8399764124293783,102.61190460202569,13.612019111794073,14.45854604070626,15.328326429107832,16.22124241353157,17.137180329143749,18.076030439483013,19.037686690917713,20.022046488928964,21.029010493734624,22.058482433111408,23.110368930559058,24.184579347192635,3,4,4,4,4,4,5,5,5,5,5,6]
[228,30,1,1.6807909604519773,-0.9328216576669992,"Not Applicable","Not Applicable",2.8399764124293783,102.61190460202569,0.15602747525942007,0.1654135945587176,0.17504937856329031,0.18493360067421311,0.19506507668506848,0.20544266213220555,0.21606524988052839,0.22693176791799952,0.2380411773357346,0.24939247047365889,0.26098466921430902,0.2728168234095813,4,4,4,4,4,5,5,5,5,5,6,6]
[229,30,1,1.6807909604519773,-0.9328216576669992,"Not Applicable","Not Applicable",2.8399764124293783,102.61190460202569,0.26922387887899935,0.28541953570915979,0.30204598654057935,0.3191011148888383,0.33658287741737303,0.35448929936537427,0.37281847038208815,0.39156854072125402,0.41073771775577733,0.43032426277807811,0.45032648805606257,0.4707427541184932,4,4,4,4,4,5,5,5,5,5,6,6]
[230,30,1,1.6807909604519773,-0.9328216576669992,"Not Applicable","Not Applicable",2.8399764124293783,102.61190460202569,2.753426033989766E-2,2.9190634333891345E-2,3.0891066805286527E-2,3.2635341295449372E-2,3.4423248826776789E-2,3.6254587435095097E-2,3.8129161743622658E-2,4.0046782573764622E-2,4.2007266588659047E-2,4.4010435965939808E-2,4.605611809664277E-2,4.8144145307573175E-2,4,4,4,4,4,5,5,5,5,5,6,6]
[231,30,1,1.6807909604519773,-0.9328216576669992,"Not Applicable","Not Applicable",2.8399764124293783,102.61190460202569,0.2539270675790562,0.26920251663477573,0.28488428275986466,0.30097036972469982,0.31745885029138599,0.33434786190143256,0.35163560274674227,0.36932032818027377,0.38740034742874457,0.40587402057477828,0.42473975578015,0.44399600672539707,4,4,4,4,4,5,5,5,5,5,6,6]
[232,30,1,1.6807909604519773,-0.9328216576669992,"Not Applicable","Not Applicable",2.8399764124293783,102.61190460202569,3.0593622599886286E-3,3.2434038148768159E-3,3.4323407561429472E-3,3.626149032827708E-3,3.8248054251974212E-3,4.0282874927883442E-3,4.2365735270691839E-3,4.4496425081960687E-3,4.6674740654065608E-3,4.8900484406599783E-3,5.1173464551825297E-3,5.3493494786192412E-3,4,4,4,4,4,5,5,5,5,5,6,6]
[233,30,1,1.6807909604519773,-0.9328216576669992,"Not Applicable","Not Applicable",2.8399764124293783,102.61190460202569,1.3277632208350649,1.4076372556565382,1.4896358881660392,1.5737486802472254,1.6599655545356808,1.7482767718701413,1.8386729107480257,1.9311448485570939,2.0256837443864475,2.1222810232464306,2.2209283615492179,2.3216176737207506,4,4,4,4,4,5,5,5,5,5,6,6]
[234,30,1,1.6807909604519773,-0.9328216576669992,"Not Applicable","Not Applicable",2.8399764124293783,102.61190460202569,7.3424694239727084E-2,7.7841691557043582E-2,8.2376178147430729E-2,8.7027576787864991E-2,9.179533020473811E-2,9.6678899826920253E-2,0.10167776464966041,0.10679142019670565,0.11201937756975745,0.11736116257583949,0.12281631492438071,0.12838438748686179,4,4,4,4,4,5,5,5,5,5,6,6]
[235,30,1,1.6807909604519773,-0.9328216576669992,"Not Applicable","Not Applicable",2.8399764124293783,102.61190460202569,8.2235657548494352,8.7182694543888815,9.2261319525122421,9.747088600240879,10.281076982930669,10.828036780615069,11.387909640761967,11.960639062031033,12.546170287812835,13.144450208494023,13.755427271530639,14.379051398528521,4,4,4,4,4,5,5,5,5,5,6,6]
[236,30,1,1.6807909604519773,-0.9328216576669992,"Not Applicable","Not Applicable",2.8399764124293783,102.61190460202569,11.812197685816097,12.522782129239387,13.25226765946792,14.000561415747782,14.767573746687244,15.553218009655797,16.35741038801412,17.180069724145024,18.021117366534732,18.880477029388178,19.758074663459748,20.65383833694889,4,4,4,4,4,5,5,5,5,5,6,6]
[237,31,1,1.6807909604519773,-0.9328216576669992,"Not Applicable","Not Applicable",2.8399764124293783,102.61190460202569,0.18811742126285533,0.19907576385629094,0.21031664390400706,0.22183871466145041,0.23364067458172397,0.24572126457001267,0.25807926547537202,0.27071349579358051,0.28362280955827879,0.2968060944005867,0.310262269759916,0.32399028523083934,4,4,4,4,5,5,5,5,5,6,6,6]
[238,31,1,1.6807909604519773,-0.9328216576669992,"Not Applicable","Not Applicable",2.8399764124293783,102.61190460202569,0.1654135945587176,0.17504937856329031,0.18493360067421311,0.19506507668506848,0.20544266213220555,0.21606524988052839,0.22693176791799952,0.2380411773357346,0.24939247047365889,0.26098466921430902,0.2728168234095813,0.28488800942711734,4,4,4,4,5,5,5,5,5,6,6,6]
[239,31,1,1.6807909604519773,-0.9328216576669992,"Not Applicable","Not Applicable",2.8399764124293783,102.61190460202569,2.9190634333891345E-2,3.0891066805286527E-2,3.2635341295449372E-2,3.4423248826776789E-2,3.6254587435095097E-2,3.8129161743622658E-2,4.0046782573764622E-2,4.2007266588659047E-2,4.4010435965939808E-2,4.605611809664277E-2,4.8144145307573175E-2,5.0274354604785416E-2,4,4,4,4,5,5,5,5,5,6,6,6]
[240,31,1,1.6807909604519773,-0.9328216576669992,"Not Applicable","Not Applicable",2.8399764124293783,102.61190460202569,0.29514974715379022,0.31234300880900817,0.32997956198732142,0.34805729369296529,0.36657416184373931,0.38552819096329571,0.40491746824584224,0.424740139951997,0.44499440810005803,0.46567852742161014,0.48679080255435092,0.5083295854483858,4,4,4,4,5,5,5,5,5,6,6,6]
[241,31,1,1.6807909604519773,-0.9328216576669992,"Not Applicable","Not Applicable",2.8399764124293783,102.61190460202569,3.2434038148768159E-3,3.4323407561429472E-3,3.626149032827708E-3,3.8248054251974212E-3,4.0282874927883442E-3,4.2365735270691839E-3,4.4496425081960687E-3,4.6674740654065608E-3,4.8900484406599783E-3,5.1173464551825297E-3,5.3493494786192412E-3,5.5860394005317121E-3,4,4,4,4,5,5,5,5,5,6,6,6]
[242,31,1,1.6807909604519773,-0.9328216576669992,"Not Applicable","Not Applicable",2.8399764124293783,102.61190460202569,0.85950201094235623,0.909570300377881,0.96092949369934266,1.0135734376773167,1.0674961855889111,1.1226919846733336,1.1791552646719583,1.2368806273327386,1.2958628367748943,1.3560968106233704,1.4175776118340988,1.4803004411409038,4,4,4,4,5,5,5,5,5,6,6,6]
[243,31,1,1.6807909604519773,-0.9328216576669992,"Not Applicable","Not Applicable",2.8399764124293783,102.61190460202569,4.8651057223152237E-2,5.1485111342144209E-2,5.4392235492415619E-2,5.7372081377961313E-2,6.0424312391825157E-2,6.3548602906037754E-2,6.6744637622941028E-2,7.0012110981098413E-2,7.3350726609899677E-2,7.6760196827737937E-2,8.0240242179288615E-2,8.3790591007975687E-2,4,4,4,4,5,5,5,5,5,6,6,6]
[244,31,1,1.6807909604519773,-0.9328216576669992,"Not Applicable","Not Applicable",2.8399764124293783,102.61190460202569,7.9495827502630751,8.4126671933063637,8.8876912794607126,9.3745980971588789,9.8733326448242309,10.383841714846568,10.906073787588564,11.43997893431148,11.985508728057606,12.542616161652379,13.111255572095759,13.691382570703226,4,4,4,4,5,5,5,5,5,6,6,6]
[245,31,1,1.6807909604519773,-0.9328216576669992,"Not Applicable","Not Applicable",2.8399764124293783,102.61190460202569,8.8480056069839552,9.3634255827579604,9.8921345615539877,10.434069199938566,10.989168280326604,11.557372581844735,12.138624762358877,12.732869250429099,13.340052146120422,13.960121129737942,14.593025377673291,15.238715484650513,4,4,4,4,5,5,5,5,5,6,6,6]
[246,32,1,1.6807909604519773,-0.9328216576669992,"Not Applicable","Not Applicable",2.8399764124293783,102.61190460202569,0.23683151217386336,0.25020428326511185,0.26391157433862206,0.27795183700239573,0.29232357336777365,0.30702533306552876,0.32205571051305265,0.3374133424055385,0.35309690540759453,0.36910511402472762,0.38543671863668816,0.40209050367684873,4,4,4,5,5,5,5,5,6,6,6,6]
[247,32,1,1.6807909604519773,-0.9328216576669992,"Not Applicable","Not Applicable",2.8399764124293783,102.61190460202569,0.24712853444229221,0.26108273036359497,0.27538599061421432,0.29003669948076077,0.30503329394898127,0.32037426059011698,0.33605813270927237,0.35208348772751846,0.36844894477314216,0.3851531624605854,0.40219483683828333,0.41957269948888565,4,4,4,5,5,5,5,5,6,6,6,6]
[248,32,1,1.6807909604519773,-0.9328216576669992,"Not Applicable","Not Applicable",2.8399764124293783,102.61190460202569,3.7755748317572418E-2,3.9887639361104787E-2,4.2072859677171628E-2,4.4311162420671783E-2,4.6602308797761019E-2,4.8946067590156753E-2,5.1342214719472166E-2,5.3790532847259764E-2,5.6290811007007821E-2,5.884284426481165E-2,6.1446433405848835E-2,6.4101384644135298E-2,4,4,4,5,5,5,5,5,6,6,6,6]
[249,32,1,1.6807909604519773,-0.9328216576669992,"Not Applicable","Not Applicable",2.8399764124293783,102.61190460202569,0.42904259451786841,0.45326862910346349,0.47810067814967766,0.50353593659854301,0.52957169088364797,0.55620531352450864,0.58343425817582006,0.61125605508249736,0.63966830689781617,0.66866868482740516,0.69825492506646403,0.72842482550153753,4,4,4,5,5,5,5,5,6,6,6,6]
[250,32,1,1.6807909604519773,-0.9328216576669992,"Not Applicable","Not Applicable",2.8399764124293783,102.61190460202569,1.2631013982606047,1.3344228440805967,1.407528396472651,1.4824097973461108,1.5590590579614598,1.6374684430161535,1.7176304560696145,1.7995378261628723,1.8831834955071709,1.9685606081318809,2.0556624993956705,2.1444826862765267,4,4,4,5,5,5,5,5,6,6,6,6]
[251,32,1,1.6807909604519773,-0.9328216576669992,"Not Applicable","Not Applicable",2.8399764124293783,102.61190460202569,9.267320041585958E-2,9.7906023886348115E-2,0.10326974648033037,0.10876376230528528,0.11438748523086796,0.12014034772129385,0.12602179976597713,0.13203130789781942,0.1381683542899283,0.14443243592271951,0.15082306381435623,0.1573397623083321,4,4,4,5,5,5,5,5,6,6,6,6]
[252,32,1,1.6807909604519773,-0.9328216576669992,"Not Applicable","Not Applicable",2.8399764124293783,102.61190460202569,9.9469235113022609,10.508579897134698,11.084286122222126,11.673977154100621,12.277590081446496,12.895063988752208,13.526339841548213,14.171360381032619,14.830070027118971,15.502414789038562,16.188342182740904,16.887801154427649,4,4,4,5,5,5,5,5,6,6,6,6]
[253,32,1,1.6807909604519773,-0.9328216576669992,"Not Applicable","Not Applicable",2.8399764124293783,102.61190460202569,13.794577498938505,14.573492962934559,15.371893003868434,16.189687433516355,17.02678900529105,17.88311324044,18.758578268868966,19.653104683012455,20.566615403378584,21.499035554570728,22.450292350736952,23.420314989525433,4,4,4,5,5,5,5,5,6,6,6,6]
[254,33,1,1.6807909604519773,-0.9328216576669992,"Not Applicable","Not Applicable",2.8399764124293783,102.61190460202569,0.19218589873986852,0.20271468753546332,0.21349923711778221,0.22453839693466673,0.23583105293439163,0.24737612546654769,0.25917256735497884,0.27121936212467407,0.28351552236681976,0.29606008822818075,0.30885212601265188,0.32189072688426795,4,4,5,5,5,5,5,6,6,6,6,7]
[255,33,1,1.6807909604519773,-0.9328216576669992,"Not Applicable","Not Applicable",2.8399764124293783,102.61190460202569,0.19218589873986852,0.20271468753546332,0.21349923711778221,0.22453839693466673,0.23583105293439163,0.24737612546654769,0.25917256735497884,0.27121936212467407,0.28351552236681976,0.29606008822818075,0.30885212601265188,0.32189072688426795,4,4,5,5,5,5,5,6,6,6,6,7]
[256,33,1,1.6807909604519773,-0.9328216576669992,"Not Applicable","Not Applicable",2.8399764124293783,102.61190460202569,4.713993742676021E-2,4.9722470527566474E-2,5.2367737406248477E-2,5.5075455851899394E-2,5.7845352606548897E-2,6.0677162850285293E-2,6.3570629728579728E-2,6.6525503917372886E-2,6.9541543222050139E-2,7.2618512206912261E-2,7.5756181852159904E-2,7.8954329235763843E-2,4,4,5,5,5,5,5,6,6,6,6,7]
[257,33,1,1.6807909604519773,-0.9328216576669992,"Not Applicable","Not Applicable",2.8399764124293783,102.61190460202569,0.43513788393932495,0.45897665102369051,0.48339449913460125,0.50838882324830204,0.53395710098352822,0.56009688784878731,0.58680581287919742,0.61408157462190349,0.64192193743430892,0.6703247280638055,0.69928783248147597,0.72880919294551239,4,4,5,5,5,5,5,6,6,6,6,7]
[258,33,1,1.6807909604519773,-0.9328216576669992,"Not Applicable","Not Applicable",2.8399764124293783,102.61190460202569,1.1893768827674882,1.254536179464754,1.3212782976345767,1.3895961168786923,1.4594827426883106,1.5309314934533518,1.603935888536473,1.6784896372998697,1.754586628987111,1.8322209233744016,1.9113867421160344,1.9920784607177338,4,4,5,5,5,5,5,6,6,6,6,7]
[259,33,1,1.6807909604519773,-0.9328216576669992,"Not Applicable","Not Applicable",2.8399764124293783,102.61190460202569,8.7027576787864991E-2,9.179533020473811E-2,9.6678899826920253E-2,0.10167776464966041,0.10679142019670565,0.11201937756975745,0.11736116257583949,0.12281631492438071,0.12838438748686179,0.13406494561276111,0.13985756649629522,0.14576183858910247,4,4,5,5,5,5,5,6,6,6,6,7]
[260,33,1,1.6807909604519773,-0.9328216576669992,"Not Applicable","Not Applicable",2.8399764124293783,102.61190460202569,11.795862803788534,12.442092048167211,13.104019214040482,13.781573683556054,14.474687079161813,15.183293134767542,15.90732757746691,16.646728018708767,17.40143385394839,18.171386169929661,18.956527658852014,19.756802538764596,4,4,5,5,5,5,5,6,6,6,6,7]
[261,33,1,1.6807909604519773,-0.9328216576669992,"Not Applicable","Not Applicable",2.8399764124293783,102.61190460202569,14.497343833245177,15.29157208993929,16.105093396167799,16.937820961222599,17.789670747767882,18.660561313495428,19.550413665758594,20.459151127819752,21.386699215519727,22.332985523325785,23.297939618841177,24.281492944967987,4,4,5,5,5,5,5,6,6,6,6,7]
[262,34,1,1.6807909604519773,-0.9328216576669992,"Not Applicable","Not Applicable",2.8399764124293783,102.61190460202569,0.22948832551184525,0.24169724956730063,0.25419441162415102,0.26697855049176411,0.28004844392439365,0.29340290643959871,0.30704078731095175,0.32096096871715446,0.33516236403190275,0.34964391624073798,0.36440459647275619,0.37944340263644899,4,5,5,5,5,5,6,6,6,6,7,7]
[263,34,1,1.6807909604519773,-0.9328216576669992,"Not Applicable","Not Applicable",2.8399764124293783,102.61190460202569,0.24861235263783238,0.26183868703124236,0.27537727925949695,0.28922676303274447,0.30338581425142647,0.3178531486428986,0.33262751958686443,0.3477077161102507,0.36309256103456133,0.37878090926079955,0.39477164617881921,0.41106368618948641,4,5,5,5,5,5,6,6,6,6,7,7]
[264,34,1,1.6807909604519773,-0.9328216576669992,"Not Applicable","Not Applicable",2.8399764124293783,102.61190460202569,5.3547275952763894E-2,5.6396024899036813E-2,5.9312029378968567E-2,6.2294995114744962E-2,6.5344636915691839E-2,6.8460678169239689E-2,7.1642850372555411E-2,7.489089270066937E-2,7.8204551607443967E-2,8.15835804561722E-2,8.5027739176976438E-2,8.8536793948504749E-2,4,5,5,5,5,5,6,6,6,6,7,7]
[265,34,1,1.6807909604519773,-0.9328216576669992,"Not Applicable","Not Applicable",2.8399764124293783,102.61190460202569,0.58519523005520546,0.61632798639661668,0.64819574964158511,0.68079530375399855,0.7141235320072038,0.74817741142097671,0.782954007642927,0.81845047022874395,0.85466402828135202,0.89159198641388204,0.92923172100552831,0.9675806767229449,4,5,5,5,5,5,6,6,6,6,7,7]
[266,34,1,1.6807909604519773,-0.9328216576669992,"Not Applicable","Not Applicable",2.8399764124293783,102.61190460202569,1.4993237266773891,1.5790886971730309,1.6607368226111201,1.7442598632128592,1.8296498336393718,1.9168989887387118,2.0059998104315517,2.0969449956187427,2.1897274450084314,2.284340252772822,2.3807766969553406,2.4790302305581333,4,5,5,5,5,5,6,6,6,6,7,7]
[267,34,1,1.6807909604519773,-0.9328216576669992,"Not Applicable","Not Applicable",2.8399764124293783,102.61190460202569,9.9444941055132949E-2,0.10473547481249695,0.11015091170379879,0.11569070521309779,0.12135432570057059,0.12714125945715946,0.13305100783474577,0.13908308644410028,0.14523702441382452,0.15151236370431981,0.15790865847152769,0.16442547447579456,4,5,5,5,5,5,6,6,6,6,7,7]
[268,34,1,1.6807909604519773,-0.9328216576669992,"Not Applicable","Not Applicable",2.8399764124293783,102.61190460202569,12.11698358702543,12.761614777153474,13.421464933755175,14.096467465965146,14.786557839207983,15.491673460010812,16.211753570018253,16.946739148265756,17.696572820884466,18.461198777510969,19.240562693761525,20.034611659204504,4,5,5,5,5,5,6,6,6,6,7,7]
[269,34,1,1.6807909604519773,-0.9328216576669992,"Not Applicable","Not Applicable",2.8399764124293783,102.61190460202569,11.332898474859959,11.935815841131863,12.552967360705992,13.184290751784951,13.829725655799638,14.489213529675517,15.162697546705834,15.850122505148812,16.551434743775463,17.266582063688446,17.995513655812942,18.738180033529972,4,5,5,5,5,5,6,6,6,6,7,7]
[270,35,1,1.6807909604519773,-0.9328216576669992,"Not Applicable","Not Applicable",2.8399764124293783,102.61190460202569,0.1732163621898988,0.18217266166397492,0.19133462785243097,0.20070138481248212,0.2102720829483791,0.22004589757284879,0.2300220275806274,0.24019969422286366,0.25057813997252892,0.26115662747214197,0.27193443855612182,0.28291087334095338,5,5,5,5,5,6,6,6,6,7,7,7]
[271,35,1,1.6807909604519773,-0.9328216576669992,"Not Applicable","Not Applicable",2.8399764124293783,102.61190460202569,0.11682033729086198,0.12286063228500634,0.12903963273768601,0.13535674789679025,0.14181140477913939,0.14840304720029335,0.155131134879958,0.16199514261541967,0.16899455951635672,0.17612888829516549,0.18339764460761701,0.19080035643924764,5,5,5,5,5,6,6,6,6,7,7,7]
[272,35,1,1.6807909604519773,-0.9328216576669992,"Not Applicable","Not Applicable",2.8399764124293783,102.61190460202569,2.4169724956730063E-2,2.5419441162415103E-2,2.6697855049176412E-2,2.8004844392439363E-2,2.9340290643959873E-2,3.0704078731095177E-2,3.2096096871715447E-2,3.3516236403190278E-2,3.4964391624073804E-2,3.6440459647275616E-2,3.7944340263644898E-2,3.9475935815016752E-2,5,5,5,5,5,6,6,6,6,7,7,7]
[273,35,1,1.6807909604519773,-0.9328216576669992,"Not Applicable","Not Applicable",2.8399764124293783,102.61190460202569,0.62438456138219334,0.65666889669572348,0.68969458877039069,0.72345848013801684,0.75795750830229669,0.79318870055329205,0.82914916918598236,0.86583610708241543,0.90324678362190658,0.94137854088795347,0.98022879014415987,1.0197950085545995,5,5,5,5,5,6,6,6,6,7,7,7]
[274,35,1,1.6807909604519773,-0.9328216576669992,"Not Applicable","Not Applicable",2.8399764124293783,102.61190460202569,4.0282874927883442E-3,4.2365735270691839E-3,4.4496425081960687E-3,4.6674740654065608E-3,4.8900484406599783E-3,5.1173464551825297E-3,5.3493494786192412E-3,5.5860394005317121E-3,5.8273986040123004E-3,6.0734099412126027E-3,6.3240567106074832E-3,6.5793226358361254E-3,5,5,5,5,5,6,6,6,6,7,7,7]
[275,35,1,1.6807909604519773,-0.9328216576669992,"Not Applicable","Not Applicable",2.8399764124293783,102.61190460202569,0.69689373625238349,0.73292722018296874,0.76978815391791988,0.80747301331533494,0.84597838023417626,0.8853009367465775,0.92543745980112868,0.96638481629198625,1.008139958494128,1.0506999198297802,1.0940618109350946,1.1382228159996497,5,5,5,5,5,6,6,6,6,7,7,7]
[276,35,1,1.6807909604519773,-0.9328216576669992,"Not Applicable","Not Applicable",2.8399764124293783,102.61190460202569,5.2367737406248477E-2,5.5075455851899394E-2,5.7845352606548897E-2,6.0677162850285293E-2,6.3570629728579728E-2,6.6525503917372886E-2,6.9541543222050139E-2,7.2618512206912261E-2,7.5756181852159904E-2,7.8954329235763843E-2,8.2212737237897279E-2,8.5531194265869637E-2,5,5,5,5,5,6,6,6,6,7,7,7]
[277,35,1,1.6807909604519773,-0.9328216576669992,"Not Applicable","Not Applicable",2.8399764124293783,102.61190460202569,9.6195505327785646,10.11693758264121,10.625746309572213,11.145928068190866,11.677435676296028,12.220223334975879,12.774246554942748,13.339462088469729,13.915827866381372,14.503302939615695,15.101847424930668,15.711422454376667,5,5,5,5,5,6,6,6,6,7,7,7]
[278,35,1,1.6807909604519773,-0.9328216576669992,"Not Applicable","Not Applicable",2.8399764124293783,102.61190460202569,9.829021482403558,10.337239406048807,10.857127719998408,11.388636719592007,11.931718195210347,12.486325350645371,13.052412727830948,13.629936137297378,14.218852593790011,14.819120256558749,15.430698373882256,16.053547231440145,5,5,5,5,5,6,6,6,6,7,7,7]
[279,36,1,1.6807909604519773,-0.9328216576669992,"Not Applicable","Not Applicable",2.8399764124293783,102.61190460202569,0.13557035286621388,0.1423885602622742,0.14935917009300995,0.1564815501011193,0.16375508656584095,0.17117918331581572,0.17875326081701479,0.18647675532839361,0.19434911811880329,0.20236981473943946,0.21053832434675601,0.21885413907133511,5,5,5,5,6,6,6,6,7,7,7,7]
[280,36,1,1.6807909604519773,-0.9328216576669992,"Not Applicable","Not Applicable",2.8399764124293783,102.61190460202569,0.16946294108276738,0.17798570032784278,0.18669896261626245,0.19560193762639916,0.20469385820730121,0.21397397914476968,0.22344157602126852,0.23309594416049204,0.24293639764850414,0.25296226842429936,0.26317290543344501,0.27356767383916891,5,5,5,5,6,6,6,6,7,7,7,7]
[281,36,1,1.6807909604519773,-0.9328216576669992,"Not Applicable","Not Applicable",2.8399764124293783,102.61190460202569,2.5419441162415103E-2,2.6697855049176412E-2,2.8004844392439363E-2,2.9340290643959873E-2,3.0704078731095177E-2,3.2096096871715447E-2,3.3516236403190278E-2,3.4964391624073804E-2,3.6440459647275616E-2,3.7944340263644898E-2,3.9475935815016752E-2,4.1035151075875333E-2,5,5,5,5,6,6,6,6,7,7,7,7]
[282,36,1,1.6807909604519773,-0.9328216576669992,"Not Applicable","Not Applicable",2.8399764124293783,102.61190460202569,0.2584309851512202,0.27142819299996018,0.28471591798980017,0.2982929548802587,0.31215813376613427,0.32631031819577372,0.34074840343243445,0.35547131484475031,0.37047800641396877,0.38576745934705647,0.40133868078600365,0.41719070260473251,5,5,5,5,6,6,6,6,7,7,7,7]
[283,36,1,1.6807909604519773,-0.9328216576669992,"Not Applicable","Not Applicable",2.8399764124293783,102.61190460202569,0.84731470541383669,0.88992850163921378,0.9334948130813121,0.97800968813199562,1.0234692910365057,1.0698698957238482,1.1172078801063423,1.1654797208024601,1.2146819882425206,1.2648113421214966,1.3158645271672249,1.3678383691958442,5,5,5,5,6,6,6,6,7,7,7,7]
[284,36,1,1.6807909604519773,-0.9328216576669992,"Not Applicable","Not Applicable",2.8399764124293783,102.61190460202569,7.6258323487245316E-2,8.0093565147529244E-2,8.4014533177318093E-2,8.8020871931879616E-2,9.211223619328554E-2,9.6288290615146349E-2,0.10054870920957083,0.10489317487222141,0.10932137894182686,0.1138330207909347,0.11842780744505026,0.123105453227626,5,5,5,5,6,6,6,6,7,7,7,7]
[285,36,1,1.6807909604519773,-0.9328216576669992,"Not Applicable","Not Applicable",2.8399764124293783,102.61190460202569,8.4053618777052606,8.8280907362610019,9.2602685457666158,9.701856106269398,10.152815367082139,10.613109365580575,11.082702170654917,11.561558830360404,12.049645323365805,12.546928513845247,13.053376109498872,13.568956622422776,5,5,5,5,6,6,6,6,7,7,7,7]
[286,36,1,1.6807909604519773,-0.9328216576669992,"Not Applicable","Not Applicable",2.8399764124293783,102.61190460202569,8.9264604215347703,9.3753967647691177,9.8343678558116228,10.303332064470576,10.782248981069589,11.271079351450741,11.769785016920318,12.278328858653916,12.796674746134954,13.324787489249967,13.862632793706716,14.41017721947822,5,5,5,5,6,6,6,6,7,7,7,7]
[287,37,1,1.6807909604519773,-0.9328216576669992,"Not Applicable","Not Applicable",2.8399764124293783,102.61190460202569,0.33817283062290121,0.35472802897089861,0.37164368149015836,0.38891833059387221,0.40655056037506232,0.42453899444041016,0.44288229390493483,0.46157915553215784,0.48062831000616868,0.5000285203235455,0.51977858029442081,0.53987731314314302,5,5,5,6,6,6,6,7,7,7,7,8]
[288,37,1,1.6807909604519773,-0.9328216576669992,"Not Applicable","Not Applicable",2.8399764124293783,102.61190460202569,0.32927354560650907,0.34539308084008546,0.36186358460883838,0.37868363768350716,0.3958518614178238,0.41336691563934669,0.43122749669691018,0.44943233564973256,0.46798019658495371,0.48686987505187324,0.50610019660246242,0.52567001542884984,5,5,5,6,6,6,6,7,7,7,7,8]
[289,37,1,1.6807909604519773,-0.9328216576669992,"Not Applicable","Not Applicable",2.8399764124293783,102.61190460202569,4.4496425081960694E-2,4.6674740654065613E-2,4.890048440659979E-2,5.1173464551825303E-2,5.3493494786192419E-2,5.5860394005317129E-2,5.8273986040123009E-2,6.0734099412126034E-2,6.3240567106074841E-2,6.5793226358361254E-2,6.8391918459792228E-2,7.1036488571466203E-2,5,5,5,6,6,6,6,7,7,7,7,8]
[290,37,1,1.6807909604519773,-0.9328216576669992,"Not Applicable","Not Applicable",2.8399764124293783,102.61190460202569,0.51170888844254792,0.53675951752175455,0.56235557067589759,0.58849484234599092,0.61517519004121279,0.64239453106114697,0.67015083946141463,0.69844214323944942,0.72726652171986061,0.75662210312115441,0.78650706228761058,0.81691961857186124,5,5,5,6,6,6,6,7,7,7,7,8]
[291,37,1,1.6807909604519773,-0.9328216576669992,"Not Applicable","Not Applicable",2.8399764124293783,102.61190460202569,1.0679142019670564,1.1201937756975746,1.1736116257583948,1.228163149243807,1.2838438748686178,1.340649456127611,1.3985756649629519,1.4576183858910248,1.517773610545796,1.57903743260067,1.6414060430350133,1.7048757257151885,5,5,5,6,6,6,6,7,7,7,7,8]
[292,37,1,1.6807909604519773,-0.9328216576669992,"Not Applicable","Not Applicable",2.8399764124293783,102.61190460202569,9.7892135180313505E-2,0.10268442943894433,0.10758106569451953,0.11258162201401564,0.1176856885296233,0.12289286681169767,0.1282027692882706,0.13361501870667725,0.13912924763336462,0.14474509798839474,0.15046222061154288,0.15628027485722562,5,5,5,6,6,6,6,7,7,7,7,8]
[293,37,1,1.6807909604519773,-0.9328216576669992,"Not Applicable","Not Applicable",2.8399764124293783,102.61190460202569,6.0248159560974779,6.319759884560483,6.6211255886536113,6.9288871003171453,7.2430191940504534,7.563497348319939,7.8902977098326552,8.2233970604018651,8.5627727861625331,8.9084028489221136,9.2602657594558675,9.6183405525765231,5,5,5,6,6,6,6,7,7,7,7,8]
[294,37,1,1.6807909604519773,-0.9328216576669992,"Not Applicable","Not Applicable",2.8399764124293783,102.61190460202569,18.10114572334161,18.98728449807389,19.892717056604795,20.817365379682531,21.761153679023074,22.724008281363005,23.705857521122038,24.706631640852869,25.726262698751242,26.764684482581359,27.821832429443475,28.897643550872449,5,5,5,6,6,6,6,7,7,7,7,8]
[295,38,1,1.6807909604519773,-0.9328216576669992,"Not Applicable","Not Applicable",2.8399764124293783,102.61190460202569,0.36873045116711828,0.38631382681213827,0.40427036995941978,0.42259860881092004,0.44129711264200527,0.46036448971697169,0.47979938535579564,0.49960048013799113,0.51976648823105387,0.54029615583235846,0.56118825971458286,0.58244160586579119,5,5,6,6,6,6,7,7,7,7,8,8]
[296,38,1,1.6807909604519773,-0.9328216576669992,"Not Applicable","Not Applicable",2.8399764124293783,102.61190460202569,0.29405086612061332,0.30807305176157862,0.32239282667649932,0.33700901715301218,0.35192048223349787,0.3671261120527749,0.38262482629639399,0.39841557276827139,0.41449732605767586,0.43086908629669096,0.44752987800023702,0.46447874898158037,5,5,6,6,6,6,7,7,7,7,8,8]
[297,38,1,1.6807909604519773,-0.9328216576669992,"Not Applicable","Not Applicable",2.8399764124293783,102.61190460202569,6.0677162850285293E-2,6.3570629728579728E-2,6.6525503917372886E-2,6.9541543222050139E-2,7.2618512206912261E-2,7.5756181852159904E-2,7.8954329235763843E-2,8.2212737237897279E-2,8.5531194265869637E-2,8.8909493997729891E-2,9.2347435142906054E-2,9.5844821218421347E-2,5,5,6,6,6,6,7,7,7,7,8,8]
[298,38,1,1.6807909604519773,-0.9328216576669992,"Not Applicable","Not Applicable",2.8399764124293783,102.61190460202569,0.42007266588659048,0.44010435965939809,0.46056118096642767,0.48144145307573172,0.5027435460478541,0.52446587436110703,0.54660689470913426,0.56916510395467346,0.5921390372252513,0.61552726613812991,0.63932839714319578,0.66354106997368623,5,5,6,6,6,6,7,7,7,7,8,8]
[299,38,1,1.6807909604519773,-0.9328216576669992,"Not Applicable","Not Applicable",2.8399764124293783,102.61190460202569,1.0081743981278171,1.0562504631825553,1.1053468343194264,1.1554594873817561,1.2065845105148498,1.2587180984666568,1.3118565473019221,1.3659962494912163,1.421133689340603,1.4772654387315118,1.5343881531436698,1.5924985679368469,5,5,6,6,6,6,7,7,7,7,8,8]
[300,38,1,1.6807909604519773,-0.9328216576669992,"Not Applicable","Not Applicable",2.8399764124293783,102.61190460202569,0.10268442943894433,0.10758106569451953,0.11258162201401564,0.1176856885296233,0.12289286681169767,0.1282027692882706,0.13361501870667725,0.13912924763336462,0.14474509798839474,0.15046222061154288,0.15628027485722562,0.16219892821578996,5,5,6,6,6,6,7,7,7,7,8,8]
[301,38,1,1.6807909604519773,-0.9328216576669992,"Not Applicable","Not Applicable",2.8399764124293783,102.61190460202569,7.5473055637624089,7.9072083285471857,8.2747492180301503,8.6498981069273135,9.0326257106597794,9.4229035426878891,9.8207038749407793,10.2259997010523,10.638764702147014,11.058973214948402,11.486600202006084,11.921621223860564,5,5,6,6,6,6,7,7,7,7,8,8]
[302,38,1,1.6807909604519773,-0.9328216576669992,"Not Applicable","Not Applicable",2.8399764124293783,102.61190460202569,19.108638823774459,20.019858316061953,20.950416387517276,21.900236765467174,22.869245305776833,23.857369884826358,24.864540299324396,25.890688173227037,26.935746871113096,27.999651417438933,29.082338421158259,30.18374600524746,5,5,6,6,6,6,7,7,7,7,8,8]
[303,39,1,1.6807909604519773,-0.9328216576669992,"Not Applicable","Not Applicable",2.8399764124293783,102.61190460202569,0.62592620040447722,0.65502034626336381,0.68471673326326288,0.71501304326805915,0.74590702131357445,0.77739647247521315,0.80947925895775785,0.84215329738702405,0.87541655628534043,0.90926705371476724,0.94370285507368712,0.97872207103388809,5,6,6,6,6,7,7,7,7,8,8,8]
[304,39,1,1.6807909604519773,-0.9328216576669992,"Not Applicable","Not Applicable",2.8399764124293783,102.61190460202569,0.64548639416711717,0.6754897320840938,0.7061141311777398,0.73735720087018597,0.76921661572962363,0.80169011224006359,0.83477548580018768,0.86847058793036847,0.90277332366925722,0.93768164914335372,0.97319356929473977,1.0093071357536969,5,6,6,6,6,7,7,7,7,8,8,8]
[305,39,1,1.6807909604519773,-0.9328216576669992,"Not Applicable","Not Applicable",2.8399764124293783,102.61190460202569,0.1564815501011193,0.16375508656584095,0.17117918331581572,0.17875326081701479,0.18647675532839361,0.19434911811880329,0.20236981473943946,0.21053832434675601,0.21885413907133511,0.22731676342869181,0.23592571376842178,0.24468051775847202,5,6,6,6,6,7,7,7,7,8,8,8]
[306,39,1,1.6807909604519773,-0.9328216576669992,"Not Applicable","Not Applicable",2.8399764124293783,102.61190460202569,2.2787625733475503,2.3846834481150587,2.4927968570365664,2.6030943606477783,2.7155677494697321,2.8302090326050733,2.9470104271430873,3.0659643482996346,3.1870634002263176,3.3103003674303246,3.4356682067526423,3.563160039857749,5,6,6,6,6,7,7,7,7,8,8,8]
[307,39,1,1.6807909604519773,-0.9328216576669992,"Not Applicable","Not Applicable",2.8399764124293783,102.61190460202569,3.2910026005641657,3.4439741643378423,3.6001121991107494,3.7594045165578422,3.9218392605002781,4.0874048904360816,4.2560901662388364,4.4278841339177122,4.6027761123440163,4.7807556808596745,4.9618126676921204,5.1459371391078648,5,6,6,6,6,7,7,7,7,8,8,8]
[308,39,1,1.6807909604519773,-0.9328216576669992,"Not Applicable","Not Applicable",2.8399764124293783,102.61190460202569,0.29340290643959871,0.30704078731095175,0.32096096871715446,0.33516236403190275,0.34964391624073798,0.36440459647275619,0.37944340263644899,0.39475935815016749,0.41035151075875331,0.42621893142879713,0.4423607133157908,0.458775970797135,5,6,6,6,6,7,7,7,7,8,8,8]
[309,39,1,1.6807909604519773,-0.9328216576669992,"Not Applicable","Not Applicable",2.8399764124293783,102.61190460202569,23.120149027440377,24.194814040102997,25.29172433491177,26.410794285713934,27.551940599770155,28.715082202053186,29.900140127752177,31.107037422233198,32.33569904778976,33.586051796589217,34.858024209284316,36.151546498814241,5,6,6,6,6,7,7,7,7,8,8,8]
[310,39,1,1.6807909604519773,-0.9328216576669992,"Not Applicable","Not Applicable",2.8399764124293783,102.61190460202569,28.323160568302598,29.639670668417214,30.983432180162648,32.35434020787968,33.752292714439243,35.177190379503401,36.628936467838543,38.10743670676284,39.612599171911654,41.144334180593219,42.702554192084342,44.287173714283441,5,6,6,6,6,7,7,7,7,8,8,8]
[311,40,1,1.6807909604519773,-0.9328216576669992,"Not Applicable","Not Applicable",2.8399764124293783,102.61190460202569,0.44009179514569757,0.46004405516125479,0.48039938844572733,0.50115627994505785,0.52231325494428393,0.54386887711224363,0.56582174668190677,0.58817049875421312,0.61091380171460929,0.63405035575263358,0.65757889147589355,0.68149816861067203,6,6,6,6,7,7,7,7,8,8,8,9]
[312,40,1,1.6807909604519773,-0.9328216576669992,"Not Applicable","Not Applicable",2.8399764124293783,102.61190460202569,0.45032648805606257,0.4707427541184932,0.49157146724679068,0.51281107715308238,0.53446007482670899,0.55651699053345849,0.57898039195357898,0.60184888244617152,0.62512109942890248,0.64879571286315985,0.67287142383579801,0.69734696322952472,6,6,6,6,7,7,7,7,8,8,8,9]
[313,40,1,1.6807909604519773,-0.9328216576669992,"Not Applicable","Not Applicable",2.8399764124293783,102.61190460202569,5.1173464551825303E-2,5.3493494786192419E-2,5.5860394005317129E-2,5.8273986040123009E-2,6.0734099412126034E-2,6.3240567106074841E-2,6.5793226358361254E-2,6.8391918459792228E-2,7.1036488571466203E-2,7.3726785552631818E-2,7.6462661799522505E-2,7.9243973094264189E-2,6,6,6,6,7,7,7,7,8,8,8,9]
[314,40,1,1.6807909604519773,-0.9328216576669992,"Not Applicable","Not Applicable",2.8399764124293783,102.61190460202569,1.0490560233124187,1.0966166431169444,1.1451380771090012,1.1946167138225217,1.2450490379485837,1.2964316256745341,1.3487611403464057,1.4020343284257406,1.456248015715057,1.511399103828952,1.5674845668902113,1.6245014484324158,6,6,6,6,7,7,7,7,8,8,8,9]
[315,40,1,1.6807909604519773,-0.9328216576669992,"Not Applicable","Not Applicable",2.8399764124293783,102.61190460202569,1.228163149243807,1.2838438748686178,1.340649456127611,1.3985756649629519,1.4576183858910248,1.517773610545796,1.57903743260067,1.6414060430350133,1.7048757257151885,1.7694428532631632,1.83510388318854,1.9018553542623402,6,6,6,6,7,7,7,7,8,8,8,9]
[316,40,1,1.6807909604519773,-0.9328216576669992,"Not Applicable","Not Applicable",2.8399764124293783,102.61190460202569,0.1381683542899283,0.14443243592271951,0.15082306381435623,0.1573397623083321,0.16398206841274027,0.17074953118640204,0.17764171116757538,0.18465817984143898,0.19179851914295873,0.19906232099210586,0.20644918685871075,0.21395872735451327,6,6,6,6,7,7,7,7,8,8,8,9]
[317,40,1,1.6807909604519773,-0.9328216576669992,"Not Applicable","Not Applicable",2.8399764124293783,102.61190460202569,11.964356012216752,12.506779081011786,13.060160118443143,13.624457936180757,14.199632442555066,14.785644589400295,15.38245632258486,15.99003053589942,16.608331028008795,17.237322462205316,17.876970328728362,18.527240909438966,6,6,6,6,7,7,7,7,8,8,8,9]
[318,40,1,1.6807909604519773,-0.9328216576669992,"Not Applicable","Not Applicable",2.8399764124293783,102.61190460202569,22.577732560265318,23.601329899668091,24.645605835145915,25.710482640902267,26.795884660630005,27.901738207200214,29.027971469308984,30.174514424460327,31.341298757730883,32.528257785821154,33.735326385949328,34.962440929189356,6,6,6,6,7,7,7,7,8,8,8,9]
[319,41,1,1.6807909604519773,-0.9328216576669992,"Not Applicable","Not Applicable",2.8399764124293783,102.61190460202569,0.3905025119392046,0.40778087623881498,0.42540009809289792,0.44335892570852004,0.46165613987434623,0.48029055241603713,0.49926100475648316,0.51856636657170319,0.53820553453421216,0.5581774311365143,0.57848100358812848,0.59911522278021356,6,6,6,7,7,7,7,8,8,8,9,9]
[320,41,1,1.6807909604519773,-0.9328216576669992,"Not Applicable","Not Applicable",2.8399764124293783,102.61190460202569,0.25676877497372358,0.26812989122552222,0.27971513299259043,0.29152367717820493,0.30355472210915918,0.31580748652013402,0.32828120860700266,0.34097514514303773,0.35388857065263268,0.36702077663770805,0.38037107085246807,0.39393877662260612,6,6,6,7,7,7,7,8,8,8,9,9]
[321,41,1,1.6807909604519773,-0.9328216576669992,"Not Applicable","Not Applicable",2.8399764124293783,102.61190460202569,1.0698698957238482E-2,1.1172078801063424E-2,1.1654797208024601E-2,1.2146819882425205E-2,1.2648113421214966E-2,1.3158645271672251E-2,1.3678383691958444E-2,1.4207297714293238E-2,1.4745357110526361E-2,1.5292532359904501E-2,1.5848794618852836E-2,1.6414115692608588E-2,6,6,6,7,7,7,7,8,8,8,9,9]
[322,41,1,1.6807909604519773,-0.9328216576669992,"Not Applicable","Not Applicable",2.8399764124293783,102.61190460202569,0.4707427541184932,0.49157146724679068,0.51281107715308238,0.53446007482670899,0.55651699053345849,0.57898039195357898,0.60184888244617152,0.62512109942890248,0.64879571286315985,0.67287142383579801,0.69734696322952472,0.72222109047477789,6,6,6,7,7,7,7,8,8,8,9,9]
[323,41,1,1.6807909604519773,-0.9328216576669992,"Not Applicable","Not Applicable",2.8399764124293783,102.61190460202569,0.87729331449355552,0.91611046168720078,0.95569337105801722,0.99603923035886688,1.0371453005396272,1.0790089122771245,1.1216274627405924,1.1649984125720456,1.2091192830631616,1.253987653512169,1.2996011587459324,1.3459574867939044,6,6,6,7,7,7,7,8,8,8,9,9]
[324,41,1,1.6807909604519773,-0.9328216576669992,"Not Applicable","Not Applicable",2.8399764124293783,102.61190460202569,6.9541543222050139E-2,7.2618512206912261E-2,7.5756181852159904E-2,7.8954329235763843E-2,8.2212737237897279E-2,8.5531194265869637E-2,8.8909493997729891E-2,9.2347435142906054E-2,9.5844821218421347E-2,9.9401460339379258E-2,0.10301716502254343,0.10669175200195584,6,6,6,7,7,7,7,8,8,8,9,9]
[325,41,1,1.6807909604519773,-0.9328216576669992,"Not Applicable","Not Applicable",2.8399764124293783,102.61190460202569,7.012997166469825,7.3232976540970744,7.6397195698601257,7.9622404329297227,8.2908383476064103,8.6254919755811592,8.9661805100787593,9.3128836517192184,9.6655815859500294,10.0242549619174,10.388884872658034,10.759452836504931,6,6,6,7,7,7,7,8,8,8,9,9]
[326,41,1,1.6807909604519773,-0.9328216576669992,"Not Applicable","Not Applicable",2.8399764124293783,102.61190460202569,16.27807046343835,16.998317895818001,17.732773952009428,18.481386451109952,19.244104570378571,20.02087878084933,20.811660787314771,21.616403472297161,22.435060843665855,23.267587985594698,24.11394101258459,24.974077026303966,6,6,6,7,7,7,7,8,8,8,9,9]
[327,42,1,1.6807909604519773,-0.9328216576669992,"Not Applicable","Not Applicable",2.8399764124293783,102.61190460202569,0.28488800942711734,0.29719732880462729,0.30974390700184273,0.32252689224098163,0.33554545442764239,0.34879878414494031,0.36228609171447756,0.3760066063184222,0.38995957517756474,0.40414426278074733,0.41855995016151903,0.43320593421827996,6,6,7,7,7,7,8,8,8,9,9,9]
[328,42,1,1.6807909604519773,-0.9328216576669992,"Not Applicable","Not Applicable",2.8399764124293783,102.61190460202569,0.25137177302392705,0.26223293718055352,0.27330344735456713,0.28458255197733673,0.29606951861262565,0.30776363306906496,0.31966419857159789,0.33177053498684311,0.34408197809785129,0.35659787892418882,0.36931760308369327,0.38224053019259996,6,6,7,7,7,7,8,8,8,9,9,9]
[329,42,1,1.6807909604519773,-0.9328216576669992,"Not Applicable","Not Applicable",2.8399764124293783,102.61190460202569,3.9102275803721984E-2,4.07917902280861E-2,4.2513869588488219E-2,4.4268396974252375E-2,4.6055258450852871E-2,4.7874342921854551E-2,4.9725542000026331E-2,5.1608749886842262E-2,5.3523863259665752E-2,5.5470781165984924E-2,5.744940492413006E-2,5.9459638029959988E-2,6,6,7,7,7,7,8,8,8,9,9,9]
[330,42,1,1.6807909604519773,-0.9328216576669992,"Not Applicable","Not Applicable",2.8399764124293783,102.61190460202569,0.56418997945370297,0.58856725900524232,0.61341440406247294,0.63872972777135584,0.66451158621944872,0.69075837644390148,0.71746853457180859,0.74464053408158126,0.77227288417517737,0.80036412825206826,0.8289128424767338,0.85791763443227997,6,6,7,7,7,7,8,8,8,9,9,9]
[331,42,1,1.6807909604519773,-0.9328216576669992,"Not Applicable","Not Applicable",2.8399764124293783,102.61190460202569,0.62005037345902003,0.64684124504536533,0.67414850347459887,0.70197029487743057,0.73030481257780988,0.75915029490369357,0.78850502314327475,0.81836731963421305,0.8487355459746998,0.87960810134633238,0.91098342093977669,0.94285997447507985,6,6,7,7,7,7,8,8,8,9,9,9]
[332,42,1,1.6807909604519773,-0.9328216576669992,"Not Applicable","Not Applicable",2.8399764124293783,102.61190460202569,0.1284789062122294,0.13403016789228292,0.13968842864788988,0.14545330434397211,0.15132442062423088,0.15730141245752211,0.16338392371437224,0.16957160677105315,0.17586412213890176,0.18226113811680764,0.1887623304649988,0.19536738209843998,6,6,7,7,7,7,8,8,8,9,9,9]
[333,42,1,1.6807909604519773,-0.9328216576669992,"Not Applicable","Not Applicable",2.8399764124293783,102.61190460202569,5.3905280215131022,5.6234396528718698,5.8608405932701615,6.1027147257362211,6.3490463435818612,6.5998201313699489,6.8550211471464877,7.1146348058289695,7.3786468636539215,7.6470434035964931,7.9198108216836447,8.1969358141301996,6,6,7,7,7,7,8,8,8,9,9,9]
[334,42,1,1.6807909604519773,-0.9328216576669992,"Not Applicable","Not Applicable",2.8399764124293783,102.61190460202569,17.735675096688187,18.501990567739053,19.283076563350015,20.078880056178757,20.889349368779698,21.71443411098403,22.554085121440519,23.408254412960599,24.276895121348396,25.159961457428878,26.057408662016137,26.969192963588998,6,6,7,7,7,7,8,8,8,9,9,9]
[335,43,1,1.6807909604519773,-0.9328216576669992,"Not Applicable","Not Applicable",2.8399764124293783,102.61190460202569,0.89159198641388204,0.92923172100552831,0.9675806767229449,1.0066363632829272,1.046396352434821,1.0868582751434328,1.1280198189552666,1.1698787255326943,1.2124327883422419,1.2556798504845572,1.2996178026548399,1.3442445812236077,6,7,7,7,7,8,8,8,9,9,9,9]
[336,43,1,1.6807909604519773,-0.9328216576669992,"Not Applicable","Not Applicable",2.8399764124293783,102.61190460202569,0.19230415393240591,0.2004225280600159,0.20869387145004692,0.21711764698259212,0.22569333091731431,0.23442041228583843,0.24329839232368494,0.25232678393842423,0.26150511121107178,0.27083290892804174,0.28030972214123995,0.28993510575411147,6,7,7,7,7,8,8,8,9,9,9,9]
[337,43,1,1.6807909604519773,-0.9328216576669992,"Not Applicable","Not Applicable",2.8399764124293783,102.61190460202569,2.9136993020061504E-2,3.0367049706063017E-2,3.162028355303742E-2,3.2896613179180627E-2,3.4195959229896114E-2,3.5518244285733101E-2,3.6863392776315909E-2,3.8231330899761252E-2,3.9621986547132095E-2,4.1035289231521478E-2,4.2471170021399995E-2,4.392956147789568E-2,6,7,7,7,7,8,8,8,9,9,9,9]
[338,43,1,1.6807909604519773,-0.9328216576669992,"Not Applicable","Not Applicable",2.8399764124293783,102.61190460202569,0.39043570646882414,0.40691846606124438,0.42371179961070138,0.44081461660102039,0.45822585368060786,0.47594447342882351,0.49396946320263307,0.5122998340568008,0.53093461973156997,0.54987287570238774,0.56911367828675996,0.58865612380380206,6,7,7,7,7,8,8,8,9,9,9,9]
[339,43,1,1.6807909604519773,-0.9328216576669992,"Not Applicable","Not Applicable",2.8399764124293783,102.61190460202569,0.70511523108548835,0.73488260288672502,0.76521086198350552,0.79609803893617115,0.82754221336348588,0.85954151171474102,0.89209410518684484,0.92519820777422235,0.95885207444059661,0.99305399940281969,1.0278023145178798,1.0630953877650753,6,7,7,7,7,8,8,8,9,9,9,9]
[340,43,1,1.6807909604519773,-0.9328216576669992,"Not Applicable","Not Applicable",2.8399764124293783,102.61190460202569,9.3238377664196806E-2,9.7174559059401644E-2,0.10118490736971973,0.10526916217337801,0.10942706953566755,0.1136583817143459,0.11796285688421089,0.12234025887923601,0.12679035695082269,0.13131292554086871,0.13590774406848,0.14057459672926617,6,7,7,7,7,8,8,8,9,9,9,9]
[341,43,1,1.6807909604519773,-0.9328216576669992,"Not Applicable","Not Applicable",2.8399764124293783,102.61190460202569,5.2679683380271198,5.4903625868561932,5.7169472663891643,5.9477076627958576,6.1826294287652166,6.4216985668605444,6.6649014139579155,6.9122246266768341,7.1636551677214824,7.4191802930590827,7.678787539869119,7.9424647152035384,6,7,7,7,7,8,8,8,9,9,9,9]
[342,43,1,1.6807909604519773,-0.9328216576669992,"Not Applicable","Not Applicable",2.8399764124293783,102.61190460202569,13.187403040879836,13.74412669696412,14.311340336104735,14.889007124897152,15.477091147450979,16.075557363722801,16.684371570560579,17.303500365231944,17.932911111231984,18.572571906186621,19.222451551685637,19.882519524895581,6,7,7,7,7,8,8,8,9,9,9,9]
[343,44,1,1.6807909604519773,-0.9328216576669992,"Not Applicable","Not Applicable",2.8399764124293783,102.61190460202569,0.39477164617881921,0.41106368618948641,0.42765597132934818,0.44454746998864941,0.46173717571453027,0.47922410609210675,0.49700730169689628,0.51508582511271717,0.53345876000977921,0.55212521027819994,0.57108429921264381,0.59033516874418202,7,7,7,7,8,8,8,9,9,9,9,10]
[344,44,1,1.6807909604519773,-0.9328216576669992,"Not Applicable","Not Applicable",2.8399764124293783,102.61190460202569,0.19434911811880329,0.20236981473943946,0.21053832434675601,0.21885413907133511,0.22731676342869181,0.23592571376842178,0.24468051775847202,0.25358071390164538,0.26262585108173742,0.27181548813695999,0.28114919345853234,0.29062654461252035,7,7,7,7,8,8,8,9,9,9,9,10]
[345,44,1,1.6807909604519773,-0.9328216576669992,"Not Applicable","Not Applicable",2.8399764124293783,102.61190460202569,7.2880919294551233E-2,7.5888680527289795E-2,7.8951871630033504E-2,8.2070302151750665E-2,8.5243786285759432E-2,8.8472142663158171E-2,9.1755194159427012E-2,9.5092767713117018E-2,9.8484694155651531E-2,0.10193080805135998,0.10543094754694962,0.10898495422969513,7,7,7,7,8,8,8,9,9,9,9,10]
[346,44,1,1.6807909604519773,-0.9328216576669992,"Not Applicable","Not Applicable",2.8399764124293783,102.61190460202569,0.43728551576730745,0.4553320831637388,0.47371122978020103,0.49242181291050402,0.51146271771455665,0.53083285597894903,0.55053116495656207,0.57055660627870208,0.5909081649339093,0.61158484830815996,0.63258568528169778,0.65390972537817083,7,7,7,7,8,8,8,9,9,9,9,10]
[347,44,1,1.6807909604519773,-0.9328216576669992,"Not Applicable","Not Applicable",2.8399764124293783,102.61190460202569,1.3300767771255599,1.3849684196230387,1.4408716572481115,1.4977830142694495,1.5556990997151097,1.6146166036026366,1.6745322934095428,1.7354430107643855,1.7973456683406406,1.8602372469373196,1.9241147927318305,1.9889754146919361,7,7,7,7,8,8,8,9,9,9,9,10]
[348,44,1,1.6807909604519773,-0.9328216576669992,"Not Applicable","Not Applicable",2.8399764124293783,102.61190460202569,0.10324796900061425,0.10750896408032722,0.11184848480921414,0.11626626138164678,0.12076203057149253,0.12533553543947407,0.12998652505918826,0.13471475426024912,0.139519983387173,0.14440197807275998,0.14936050902484529,0.15439535182540146,7,7,7,7,8,8,8,9,9,9,9,10]
[349,44,1,1.6807909604519773,-0.9328216576669992,"Not Applicable","Not Applicable",2.8399764124293783,102.61190460202569,4.9012418225585712,5.1035137654602387,5.3095133671197532,5.5192278197052325,5.7326446277173222,5.9497515940973873,6.1705368072214668,6.3949886287071198,6.6230956819675662,6.8548468414539601,7.0902312225323625,7.3292381719469981,7,7,7,7,8,8,8,9,9,9,9,10]
[350,44,1,1.6807909604519773,-0.9328216576669992,"Not Applicable","Not Applicable",2.8399764124293783,102.61190460202569,19.866123917706425,20.685989500397078,21.520964341819965,22.370996528198035,23.236035411726593,24.116031554265863,25.01093667462381,25.920703599133812,26.84528621526135,27.784639427999878,28.738719118839352,29.707482107111066,7,7,7,7,8,8,8,9,9,9,9,10]
[351,45,1,1.6807909604519773,-0.9328216576669992,"Not Applicable","Not Applicable",2.8399764124293783,102.61190460202569,0.64505378448196327,0.67109090885528477,0.69759756828988062,0.72457218342895513,0.7520132126368444,0.77991915035512949,0.80828852556149466,0.83711990032303807,0.86641186843655993,0.89616305414907171,0.92637211095240868,0.95703772044639912,7,7,7,8,8,8,9,9,9,9,10,10]
[352,45,1,1.6807909604519773,-0.9328216576669992,"Not Applicable","Not Applicable",2.8399764124293783,102.61190460202569,0.34782311908341157,0.36186274497098692,0.37615555152885721,0.39070068714306405,0.40549732053947496,0.42054463989737378,0.43584185201845299,0.45138818154673621,0.46718287023539995,0.48322517625685246,0.4995143735527694,0.51604975122109764,7,7,7,8,8,8,9,9,9,9,10,10]
[353,45,1,1.6807909604519773,-0.9328216576669992,"Not Applicable","Not Applicable",2.8399764124293783,102.61190460202569,5.0592453684859866E-2,5.2634581086689003E-2,5.4713534767833777E-2,5.6829190857172952E-2,5.8981428442105445E-2,6.1170129439618005E-2,6.3395178475411346E-2,6.5656462770434354E-2,6.7953872034239998E-2,7.0287298364633086E-2,7.2656636153130089E-2,7.5061781995796009E-2,7,7,7,8,8,8,9,9,9,9,10,10]
[354,45,1,1.6807909604519773,-0.9328216576669992,"Not Applicable","Not Applicable",2.8399764124293783,102.61190460202569,0.97390473343355233,1.0132156859187631,1.0532355442808001,1.0939619240005793,1.1353924975105296,1.1775249917126465,1.2203571856516682,1.2638869083308613,1.3081120366591197,1.3530304935191866,1.398640245947754,1.4449393034190732,7,7,7,8,8,8,9,9,9,9,10,10]
[355,45,1,1.6807909604519773,-0.9328216576669992,"Not Applicable","Not Applicable",2.8399764124293783,102.61190460202569,2.5169745708217786,2.6185704090627779,2.7219983546997306,2.8272522451443547,2.934326064994746,3.0432139396209958,3.1539101291517144,3.2664090228291096,3.3807051337034397,3.4967930936404961,3.6146676486182221,3.7343236542908516,7,7,7,8,8,8,9,9,9,9,10,10]
[356,45,1,1.6807909604519773,-0.9328216576669992,"Not Applicable","Not Applicable",2.8399764124293783,102.61190460202569,0.14545330434397211,0.15132442062423088,0.15730141245752211,0.16338392371437224,0.16957160677105315,0.17586412213890176,0.18226113811680764,0.1887623304649988,0.19536738209843998,0.20207598279832012,0.20888782894024902,0.21580262323791355,7,7,7,8,8,8,9,9,9,9,10,10]
[357,45,1,1.6807909604519773,-0.9328216576669992,"Not Applicable","Not Applicable",2.8399764124293783,102.61190460202569,10.434693572502347,10.855882349129608,11.284666545865717,11.721020614291923,12.164919616184248,12.616339196921214,13.07525556055359,13.541645446402088,14.015486107061999,14.496755287705573,14.985431206583081,15.481492536632928,7,7,7,8,8,8,9,9,9,9,10,10]
[358,45,1,1.6807909604519773,-0.9328216576669992,"Not Applicable","Not Applicable",2.8399764124293783,102.61190460202569,32.701697250551298,34.021677349908607,35.36546103555856,36.732968240305169,38.124120809265911,39.538842416533086,40.977058487044012,42.438696123239509,43.923684036131874,45.431952480439712,46.96343319347946,48.518059337532648,7,7,7,8,8,8,9,9,9,9,10,10]
[359,46,1,1.6807909604519773,-0.9328216576669992,"Not Applicable","Not Applicable",2.8399764124293783,102.61190460202569,0.71056684467030151,0.73863271936575592,0.76719407657183492,0.79624928396842343,0.82579674743484299,0.85583490941805307,0.88636224740086378,0.91737727246223988,0.94887852792254657,0.98086458806725618,1.0133340569432461,1.0462855672223408,7,7,8,8,8,9,9,9,9,10,10,10]
[360,46,1,1.6807909604519773,-0.9328216576669992,"Not Applicable","Not Applicable",2.8399764124293783,102.61190460202569,0.37502139024265913,0.38983393522081561,0.40490798485735729,0.42024267765000128,0.43583717225727825,0.45169064663730579,0.4678022972393448,0.48417133824395991,0.50079700084801071,0.5176785325910519,0.53481519672004663,0.55220627158956881,7,7,8,8,8,9,9,9,9,10,10,10]
[361,46,1,1.6807909604519773,-0.9328216576669992,"Not Applicable","Not Applicable",2.8399764124293783,102.61190460202569,6.5793226358361254E-2,6.8391918459792228E-2,7.1036488571466203E-2,7.3726785552631818E-2,7.6462661799522505E-2,7.9243973094264189E-2,8.2070578463042956E-2,8.4942340042799991E-2,8.7859122955791361E-2,9.0820795191412618E-2,9.3827227494745022E-2,9.6878293261327866E-2,7,7,8,8,8,9,9,9,9,10,10,10]
[362,46,1,1.6807909604519773,-0.9328216576669992,"Not Applicable","Not Applicable",2.8399764124293783,102.61190460202569,0.59871835986108735,0.62236645798410917,0.64643204600034232,0.67091374852894936,0.69581022237565471,0.72112015515780403,0.7468422640136908,0.77297529438947987,0.79951801889770124,0.82646923624185475,0.85382777020217959,0.8815924686780835,7,7,8,8,8,9,9,9,9,10,10,10]
[363,46,1,1.6807909604519773,-0.9328216576669992,"Not Applicable","Not Applicable",2.8399764124293783,102.61190460202569,1.1316434933638135,1.1763409975084262,1.2218276034292186,1.2681007115052672,1.3151577829517871,1.3629963372213441,1.4116139495643387,1.46100824873616,1.5111769148396113,1.5621176772922971,1.6138283129096145,1.6663066440948393,7,7,8,8,8,9,9,9,9,10,10,10]
[364,46,1,1.6807909604519773,-0.9328216576669992,"Not Applicable","Not Applicable",2.8399764124293783,102.61190460202569,0.11842780744505026,0.123105453227626,0.12786567942863916,0.13270821399473726,0.13763279123914052,0.14263915156967552,0.14772704123347732,0.15289621207703999,0.15814642132042445,0.16347743134454271,0.16888900949054103,0.17438092787039017,7,7,8,8,8,9,9,9,9,10,10,10]
[365,46,1,1.6807909604519773,-0.9328216576669992,"Not Applicable","Not Applicable",2.8399764124293783,102.61190460202569,7.8096559687374816,8.1181207211773376,8.432031193433037,8.7513694450973958,9.0761179556033227,9.4062596062891579,9.7417776635631981,10.082655763080359,10.428877894852434,10.780428389220678,11.137291903626235,11.499453410119617,7,7,8,8,8,9,9,9,9,10,10,10]
[366,46,1,1.6807909604519773,-0.9328216576669992,"Not Applicable","Not Applicable",2.8399764124293783,102.61190460202569,13.869212116342553,14.4170164113242,14.974491790865073,15.541606394494785,16.118329107339346,16.704629528270889,17.300477940009454,17.905845281022238,18.520703119080817,19.145023626349779,19.77877955589225,20.421944219487912,7,7,8,8,8,9,9,9,9,10,10,10]
[367,47,1,1.6807909604519773,-0.9328216576669992,"Not Applicable","Not Applicable",2.8399764124293783,102.61190460202569,0.95064766659111188,0.98740719114338016,1.024802319181582,1.0628309990133629,1.1014912260102721,1.140781040636297,1.1806985265949199,1.2212418090854997,1.2624090531606353,1.3041984621769558,1.3466082763324572,1.3896367712841433,7,8,8,8,9,9,9,9,10,10,10,10]
[368,47,1,1.6807909604519773,-0.9328216576669992,"Not Applicable","Not Applicable",2.8399764124293783,102.61190460202569,0.39667312706679486,0.41201163371450394,0.42761535620526447,0.44348343843723054,0.45961504394673225,0.47600935508564912,0.49266557224823992,0.50958291314358983,0.5267606121101932,0.54419791946952112,0.56189410091570158,0.57984843693870736,7,8,8,8,9,9,9,9,10,10,10,10]
[369,47,1,1.6807909604519773,-0.9328216576669992,"Not Applicable","Not Applicable",2.8399764124293783,102.61190460202569,7.523111030577144E-2,7.814013742861281E-2,8.1099464107894981E-2,8.4108927979474751E-2,8.716837040369059E-2,9.0277636309347237E-2,9.3436574047079987E-2,9.6645035251370484E-2,9.9902874710553868E-2,0.10320995024421951,0.10656612258746063,0.10997125528147897,7,8,8,8,9,9,9,9,10,10,10,10]
[370,47,1,1.6807909604519773,-0.9328216576669992,"Not Applicable","Not Applicable",2.8399764124293783,102.61190460202569,0.44454746998864941,0.46173717571453027,0.47922410609210675,0.49700730169689628,0.51508582511271717,0.53345876000977921,0.55212521027819994,0.57108429921264381,0.59033516874418202,0.60987697871584257,0.62970890619863107,0.64983014484510304,7,8,8,8,9,9,9,9,10,10,10,10]
[371,47,1,1.6807909604519773,-0.9328216576669992,"Not Applicable","Not Applicable",2.8399764124293783,102.61190460202569,1.3678383691958444E-2,1.4207297714293238E-2,1.4745357110526361E-2,1.5292532359904501E-2,1.5848794618852836E-2,1.6414115692608588E-2,1.698846800856E-2,1.7571824591158271E-2,1.8164159038282522E-2,1.8765445498949002E-2,1.9375658652265572E-2,1.9994773687541632E-2,7,8,8,8,9,9,9,9,10,10,10,10]
[372,47,1,1.6807909604519773,-0.9328216576669992,"Not Applicable","Not Applicable",2.8399764124293783,102.61190460202569,1.1147882708946133,1.1578947637148991,1.2017466045078986,1.2463413873322169,1.2916767614365063,1.3377504289476001,1.3845601426976399,1.4321037041793991,1.4803789616200258,1.5293838081643438,1.5791161801596443,1.6295740555346432,7,8,8,8,9,9,9,9,10,10,10,10]
[373,47,1,1.6807909604519773,-0.9328216576669992,"Not Applicable","Not Applicable",2.8399764124293783,102.61190460202569,0.15046222061154288,0.15628027485722562,0.16219892821578996,0.1682178559589495,0.17433674080738118,0.18055527261869447,0.18687314809415997,0.19329007050274097,0.19980574942110774,0.20641990048843903,0.21313224517492127,0.21994251056295794,7,8,8,8,9,9,9,9,10,10,10,10]
[374,47,1,1.6807909604519773,-0.9328216576669992,"Not Applicable","Not Applicable",2.8399764124293783,102.61190460202569,6.2852173064549044,6.5282532997177425,6.7754915922868628,7.0269186193761177,7.2825211273628776,7.5422861607536467,7.8062010499333185,8.0742533996372252,8.3464310780908182,8.622722206767067,8.9031151507160295,9.1875985094253796,7,8,8,8,9,9,9,9,10,10,10,10]
[375,47,1,1.6807909604519773,-0.9328216576669992,"Not Applicable","Not Applicable",2.8399764124293783,102.61190460202569,23.007041369874102,23.896674755441225,24.801690659905336,25.72203942935937,26.657672548910469,27.608542594967645,28.574603190397916,29.555808962328207,30.552115502391203,31.563479329232223,32.589857853110693,33.631209342445025,7,8,8,8,9,9,9,9,10,10,10,10]
[376,48,1,1.6807909604519773,-0.9328216576669992,"Not Applicable","Not Applicable",2.8399764124293783,102.61190460202569,2.3228931762869447,2.41086588757106,2.5003290408443859,2.5912779201824385,2.6837079157415045,2.7776145193995596,2.8729933206543774,2.9698400027591925,3.0681503390781621,3.1679201896454212,3.269145497913057,3.371822287674541,8,8,8,9,9,9,9,10,10,10,10,10]
[377,48,1,1.6807909604519773,-0.9328216576669992,"Not Applicable","Not Applicable",2.8399764124293783,102.61190460202569,0.56829190857172962,0.58981428442105455,0.61170129439618004,0.63395178475411351,0.65656462770434365,0.67953872034239993,0.70287298364633088,0.72656636153130094,0.75061781995796018,0.77502634609062293,0.79979094750166535,0.82491065141884801,8,8,8,9,9,9,9,10,10,10,10,10]
[378,48,1,1.6807909604519773,-0.9328216576669992,"Not Applicable","Not Applicable",2.8399764124293783,102.61190460202569,0.12076203057149253,0.12533553543947407,0.12998652505918826,0.13471475426024912,0.139519983387173,0.14440197807275998,0.14936050902484529,0.15439535182540146,0.15950628674106654,0.16469309854425737,0.16995557634410388,0.17529351342650518,8,8,8,9,9,9,9,10,10,10,10,10]
[379,48,1,1.6807909604519773,-0.9328216576669992,"Not Applicable","Not Applicable",2.8399764124293783,102.61190460202569,0.83112691628615443,0.86260339096579208,0.89461314305441331,0.9271544852028909,0.96022576801760251,0.9938253785007598,1.0279517385827588,1.0626033037395275,1.0977785616885167,1.1334760311575358,1.1696942607211853,1.206431827700065,8,8,8,9,9,9,9,10,10,10,10,10]
[380,48,1,1.6807909604519773,-0.9328216576669992,"Not Applicable","Not Applicable",2.8399764124293783,102.61190460202569,2.1524056037154256,2.2339216022447439,2.3168186525255319,2.4010923847562049,2.4867385274302016,2.5737529032968398,2.662131425560478,2.7518700942998024,2.8429649930907739,2.9354122858182343,3.0292082136625571,3.1243490922488868,8,8,8,9,9,9,9,10,10,10,10,10]
[381,48,1,1.6807909604519773,-0.9328216576669992,"Not Applicable","Not Applicable",2.8399764124293783,102.61190460202569,0.27704230542871816,0.28753446365526403,0.29820438101813779,0.3090514950676303,0.3200752560058675,0.33127512616691995,0.34265057952758626,0.35420110124650922,0.3659261872295056,0.37782534371917864,0.38989808690706179,0.40214394256668839,8,8,8,9,9,9,9,10,10,10,10,10]
[382,48,1,1.6807909604519773,-0.9328216576669992,"Not Applicable","Not Applicable",2.8399764124293783,102.61190460202569,13.496932828578577,14.008089255000044,14.527905741909276,15.056354887910194,15.593409907978161,16.139044608132,16.693233361600356,17.255951086368398,17.827173224001555,18.406875719652295,18.995035003164549,19.591627971197639,8,8,8,9,9,9,9,10,10,10,10,10]
[383,48,1,1.6807909604519773,-0.9328216576669992,"Not Applicable","Not Applicable",2.8399764124293783,102.61190460202569,19.954149639724854,20.709854061734273,21.47836169948587,22.259632042178804,23.053625490268761,23.860303318022513,24.679627638281787,25.511561369267799,26.356068203273871,27.213112577106994,28.082659644152219,28.964675247944296,8,8,8,9,9,9,9,10,10,10,10,10]
[384,49,1,1.6807909604519773,-0.9328216576669992,"Not Applicable","Not Applicable",2.8399764124293783,102.61190460202569,0.84048535530000257,0.8716743445145565,0.90338129327461159,0.9356045944786896,0.96834267648791983,1.0015940016960214,1.0353570651821038,1.0696303934400933,1.1044125431791376,1.1397021001898728,1.1754976782718582,1.2117979182179208,8,8,9,9,9,9,10,10,10,10,10,10]
[385,49,1,1.6807909604519773,-0.9328216576669992,"Not Applicable","Not Applicable",2.8399764124293783,102.61190460202569,0.8847214266315816,0.91755194159427,0.9509276771311701,0.98484694155651531,1.0193080805135999,1.0543094754694962,1.0898495422969514,1.1259267299369402,1.1625395191359342,1.1996864212524978,1.2373659771282719,1.275576756018864,8,8,9,9,9,9,10,10,10,10,10,10]
[386,49,1,1.6807909604519773,-0.9328216576669992,"Not Applicable","Not Applicable",2.8399764124293783,102.61190460202569,0.21380767810263224,0.22174171921861527,0.22980752197336612,0.23800467754282456,0.24633278612411996,0.25479145657179492,0.2633803060550966,0.27209895973476056,0.28094705045785079,0.28992421846935368,0.29903011113933237,0.3082643827045588,8,8,9,9,9,9,10,10,10,10,10,10]
[387,49,1,1.6807909604519773,-0.9328216576669992,"Not Applicable","Not Applicable",2.8399764124293783,102.61190460202569,1.0174296406263188,1.0551847328334105,1.0935668287008455,1.1325739827899926,1.1722042925906397,1.2124558967899206,1.253326973641494,1.2948157394274811,1.3369204470063243,1.3796393844403725,1.4229708736975126,1.4669132694216935,8,8,9,9,9,9,10,10,10,10,10,10]
[388,49,1,1.6807909604519773,-0.9328216576669992,"Not Applicable","Not Applicable",2.8399764124293783,102.61190460202569,8.8472142663158171E-2,9.1755194159427012E-2,9.5092767713117018E-2,9.8484694155651531E-2,0.10193080805135998,0.10543094754694962,0.10898495422969513,0.11259267299369402,0.11625395191359343,0.11996864212524978,0.12373659771282719,0.12755767560188641,8,8,9,9,9,9,10,10,10,10,10,10]
[389,49,1,1.6807909604519773,-0.9328216576669992,"Not Applicable","Not Applicable",2.8399764124293783,102.61190460202569,10.248023191815822,10.628309990133628,11.014912260102722,11.40781040636297,11.8069852659492,12.212418090854998,12.624090531606354,13.041984621769558,13.466082763324573,13.896367712841434,14.332822568402483,14.775430757218508,8,8,9,9,9,9,10,10,10,10,10,10]
[390,49,1,1.6807909604519773,-0.9328216576669992,"Not Applicable","Not Applicable",2.8399764124293783,102.61190460202569,31.783617251739575,32.963053501774155,34.162076800937292,35.380626375417819,36.618642792451077,37.876067906241651,39.152844807017978,40.448917772984579,41.764232224958441,43.098734683495991,44.452372728333167,45.82509495997769,8,8,9,9,9,9,10,10,10,10,10,10]
[391,50,1,1.6807909604519773,-0.9328216576669992,"Not Applicable","Not Applicable",2.8399764124293783,102.61190460202569,1.2386951211522645,1.2837523641270798,1.3295433711012958,1.3760659086933598,1.42331779188382,1.4712968821008843,1.5200010854148693,1.5694283508335114,1.6195766686908721,1.670444069123167,1.7220286206254665,1.7743284286836953,8,9,9,9,9,10,10,10,10,10,10,10]
[392,50,1,1.6807909604519773,-0.9328216576669992,"Not Applicable","Not Applicable",2.8399764124293783,102.61190460202569,0.79521168271503406,0.82413732018034747,0.85353401601564671,0.88340033644511995,0.91373487874023007,0.94453626999069118,0.97580316594534822,1.0075342499178097,1.0397282317521648,1.0723838468445024,1.1054998552163489,1.1390750406364463,8,9,9,9,9,10,10,10,10,10,10,10]
[393,50,1,1.6807909604519773,-0.9328216576669992,"Not Applicable","Not Applicable",2.8399764124293783,102.61190460202569,0.12234025887923601,0.12679035695082269,0.13131292554086871,0.13590774406848,0.14057459672926617,0.14531327230626018,0.15012356399159202,0.15500526921812458,0.15995818950033305,0.1649821302837696,0.1700769008025152,0.17524231394406867,8,9,9,9,9,10,10,10,10,10,10,10]
[394,50,1,1.6807909604519773,-0.9328216576669992,"Not Applicable","Not Applicable",2.8399764124293783,102.61190460202569,0.51994610023675303,0.53885901704099648,0.55807993354869201,0.57760791229103992,0.59744203609938118,0.61758140730160582,0.63802514696426615,0.65877239417702949,0.67982230537641553,0.70117405370602071,0.72282682841068957,0.74477983426229188,8,9,9,9,9,10,10,10,10,10,10,10]
[395,50,1,1.6807909604519773,-0.9328216576669992,"Not Applicable","Not Applicable",2.8399764124293783,102.61190460202569,1.6898248257694473,1.7512918053832383,1.8137597840332491,1.8772257149458795,1.9416866173229888,2.0071395737302185,2.0735817276338646,2.1410102810753457,2.2094224924733501,2.2788156745445671,2.3491871923347412,2.4205344613524482,8,9,9,9,9,10,10,10,10,10,10,10]
[396,50,1,1.6807909604519773,-0.9328216576669992,"Not Applicable","Not Applicable",2.8399764124293783,102.61190460202569,0.16057158977899727,0.16641234349795478,0.17234821477239021,0.17837891408987999,0.18450415820716184,0.19072366990196649,0.19703717773896454,0.2034444158487885,0.20994512371918714,0.21653904599744758,0.22322593230330121,0.23000553705159013,8,9,9,9,9,10,10,10,10,10,10,10]
[397,50,1,1.6807909604519773,-0.9328216576669992,"Not Applicable","Not Applicable",2.8399764124293783,102.61190460202569,11.308827680149378,11.720183620641672,12.138238554684051,12.562972092330117,12.99436428516154,13.432395608809925,13.877046946472786,14.328299573350391,14.786135141937036,15.25053566810595,15.721483517932498,16.198961395204847,8,9,9,9,9,10,10,10,10,10,10,10]
[398,50,1,1.6807909604519773,-0.9328216576669992,"Not Applicable","Not Applicable",2.8399764124293783,102.61190460202569,39.049481381016136,40.469897059240715,41.913444421076029,43.38005305985795,44.869654093522641,46.382180104254417,47.917565081566273,49.475744368560136,51.056654611137553,52.660233709950695,54.286420774902815,55.935156082022409,8,9,9,9,9,10,10,10,10,10,10,10]
[399,51,1,1.6807909604519773,-0.9328216576669992,"Not Applicable","Not Applicable",2.8399764124293783,102.61190460202569,1.933552943500046,2.0025221144982481,2.0725930970443196,2.1437626001213088,2.2160274026704676,2.2893843508717784,2.3638303555764,2.4393623898800789,2.5159774868274862,2.5936727372383568,2.6724452876470473,2.7522923383478597,9,9,9,9,10,10,10,10,10,10,10,10]
[400,51,1,1.6807909604519773,-0.9328216576669992,"Not Applicable","Not Applicable",2.8399764124293783,102.61190460202569,1.077718034081993,1.116159867097384,1.1552158245820798,1.1948840721987624,1.2351628146032116,1.2760502939285323,1.317544788354059,1.3596446107528311,1.4023481074120414,1.4456536568213791,1.4895596685245838,1.5340645820299545,9,9,9,9,10,10,10,10,10,10,10,10]
[401,51,1,1.6807909604519773,-0.9328216576669992,"Not Applicable","Not Applicable",2.8399764124293783,102.61190460202569,0.11094156233196985,0.11489880984826012,0.11891927605991998,0.12300277213810788,0.12714911326797765,0.13135811849264301,0.13562961056585898,0.1399634158127914,0.14435936399829838,0.14881728820220078,0.15333702470106006,0.15791841285602473,9,9,9,9,10,10,10,10,10,10,10,10]
[402,51,1,1.6807909604519773,-0.9328216576669992,"Not Applicable","Not Applicable",2.8399764124293783,102.61190460202569,1.3233743506742117,1.3705786603328172,1.4185370787147598,1.4672473533617154,1.5167072796965906,1.5669146991622418,1.6178674974641751,1.6695636029097261,1.7220009848368449,1.7751776521262523,1.8290916517912166,1.8837410676397235,9,9,9,9,10,10,10,10,10,10,10,10]
[403,51,1,1.6807909604519773,-0.9328216576669992,"Not Applicable","Not Applicable",2.8399764124293783,102.61190460202569,4.3980405067316619,4.554917104698883,4.714299872375399,4.8761813240464198,5.0405541331233996,5.2074111259583482,5.376745276003696,5.5485496982928026,5.7228176442182574,5.8995424965872454,6.0787177649348818,6.2603370810781227,9,9,9,9,10,10,10,10,10,10,10,10]
[404,51,1,1.6807909604519773,-0.9328216576669992,"Not Applicable","Not Applicable",2.8399764124293783,102.61190460202569,0.25358071390164538,0.26262585108173742,0.27181548813695999,0.28114919345853234,0.29062654461252035,0.30024712798318404,0.31001053843624915,0.31991637900066611,0.32996426056753919,0.34015380160503039,0.35048462788813733,0.36095637224234223,9,9,9,9,10,10,10,10,10,10,10,10]
[405,51,1,1.6807909604519773,-0.9328216576669992,"Not Applicable","Not Applicable",2.8399764124293783,102.61190460202569,13.891468483424511,14.386972404571429,14.890392209502838,15.401704254150223,15.920885397054631,16.4479129798288,16.982764808710773,17.525419137130239,18.075854649215504,18.634050444175571,19.199986021497022,19.77364126690081,9,9,9,9,10,10,10,10,10,10,10,10]
[406,51,1,1.6807909604519773,-0.9328216576669992,"Not Applicable","Not Applicable",2.8399764124293783,102.61190460202569,63.387254078101918,65.648255712588053,67.945377800235704,70.278512452337495,72.647554073610948,75.052399273046532,77.492946779736158,79.969097363322746,82.480753758742054,85.027820594957433,87.610204327412831,90.227813173952981,9,9,9,9,10,10,10,10,10,10,10,10]
[407,52,1,1.6807909604519773,-0.9328216576669992,"Not Applicable","Not Applicable",2.8399764124293783,102.61190460202569,1.9861079988056394,2.0556046290357597,2.1261907755301506,2.1978632436321854,2.2706189053728294,2.3444546969241342,2.4193676161925373,2.4953547205420152,2.5724131246380426,2.6505399984040388,2.7297325650827133,2.8099880993953312,9,9,9,10,10,10,10,10,10,10,10,10]
[408,52,1,1.6807909604519773,-0.9328216576669992,"Not Applicable","Not Applicable",2.8399764124293783,102.61190460202569,1.3869927760254259,1.4355255467233199,1.4848191779528739,1.5348714387348732,1.5856801446611908,1.6372431561164409,1.6895583765972679,1.7426237511223164,1.796437264726567,1.8509969410342255,1.9063008409048701,1.9623470611479792,9,9,9,10,10,10,10,10,10,10,10,10]
[409,52,1,1.6807909604519773,-0.9328216576669992,"Not Applicable","Not Applicable",2.8399764124293783,102.61190460202569,9.0277636309347237E-2,9.3436574047079987E-2,9.6645035251370484E-2,9.9902874710553868E-2,0.10320995024421951,0.10656612258746063,0.10997125528147897,0.11342521457009158,0.11692786930172919,0.1204790908365472,0.12407875295830514,0.12772673179069685,9,9,9,10,10,10,10,10,10,10,10,10]
[410,52,1,1.6807909604519773,-0.9328216576669992,"Not Applicable","Not Applicable",2.8399764124293783,102.61190460202569,1.6988609741849889,1.7583064388859597,1.818683845184881,1.8799904604622411,1.9422236091412217,2.0053806705094868,2.0694590766605589,2.1344563105462688,2.2003699041325402,2.2671974366513883,2.3349365329426512,2.4035848618794771,9,9,9,10,10,10,10,10,10,10,10,10]
[411,52,1,1.6807909604519773,-0.9328216576669992,"Not Applicable","Not Applicable",2.8399764124293783,102.61190460202569,4.1527712702299731,4.2980824061656797,4.4456716215630427,4.5955322366854778,4.7476577112340976,4.9020416390231896,5.0586777429480323,5.2175598702242132,5.3786819878795429,5.5420381784811719,5.7076226360820366,5.8754296623720554,9,9,9,10,10,10,10,10,10,10,10,10]
[412,52,1,1.6807909604519773,-0.9328216576669992,"Not Applicable","Not Applicable",2.8399764124293783,102.61190460202569,0.40214583446891045,0.41621746620971994,0.43050970248337761,0.44502189643792184,0.45975341472425058,0.47470363698050655,0.48987195534476996,0.50525777399404437,0.52086050870770284,0.53667958645371028,0.55271444499608657,0.56896453252219514,9,9,9,10,10,10,10,10,10,10,10,10]
[413,52,1,1.6807909604519773,-0.9328216576669992,"Not Applicable","Not Applicable",2.8399764124293783,102.61190460202569,17.481033212628148,18.092718429116399,18.713993189583558,19.344829375770885,19.985199456380688,20.635076464662834,21.294433977231837,21.963246094026825,22.641487419334837,23.329133043804141,24.026158527380908,24.732539883107666,9,9,9,10,10,10,10,10,10,10,10,10]
[414,52,1,1.6807909604519773,-0.9328216576669992,"Not Applicable","Not Applicable",2.8399764124293783,102.61190460202569,60.165941071256782,62.271229485376672,64.40952303889064,66.580724954824589,68.784740476397573,71.021476789879458,73.290842951683842,75.592749819394669,77.927109986452436,80.293837720247964,82.692848903394093,85.124060977963509,9,9,9,10,10,10,10,10,10,10,10,10]
[415,53,1,1.6807909604519773,-0.9328216576669992,"Not Applicable","Not Applicable",2.8399764124293783,102.61190460202569,1.0278023145178798,1.0630953877650753,1.0989316218160927,1.1353094526864147,1.1722273484620671,1.2096838080962686,1.2476773602710076,1.2862065623190213,1.3252699992020194,1.3648662825413567,1.4049940496976656,1.445651962896241,9,9,10,10,10,10,10,10,10,10,10,10]
[416,53,1,1.6807909604519773,-0.9328216576669992,"Not Applicable","Not Applicable",2.8399764124293783,102.61190460202569,0.87490610244083988,0.90494896644465084,0.93545419047154987,0.96642044319587361,0.99784642059167683,1.0297308449083939,1.0620724637017667,1.0948700489161916,1.128122396014942,1.161828323155039,1.1959866704037978,1.2305962989943207,9,9,10,10,10,10,10,10,10,10,10,10]
[417,53,1,1.6807909604519773,-0.9328216576669992,"Not Applicable","Not Applicable",2.8399764124293783,102.61190460202569,0.12741351006419999,0.13178868443368702,0.13623119278711893,0.14074084124211753,0.14531743989199178,0.14996080265656223,0.15467074714103399,0.159447094502358,0.16428966932256436,0.16919829948859794,0.17417281607822299,0.17921305325160011,9,9,10,10,10,10,10,10,10,10,10,10]
[418,53,1,1.6807909604519773,-0.9328216576669992,"Not Applicable","Not Applicable",2.8399764124293783,102.61190460202569,0.87490610244083988,0.90494896644465084,0.93545419047154987,0.96642044319587361,0.99784642059167683,1.0297308449083939,1.0620724637017667,1.0948700489161916,1.128122396014942,1.161828323155039,1.1959866704037978,1.2305962989943207,9,9,10,10,10,10,10,10,10,10,10,10]
[419,53,1,1.6807909604519773,-0.9328216576669992,"Not Applicable","Not Applicable",2.8399764124293783,102.61190460202569,2.2339835431256398,2.3106949337373126,2.388586913534152,2.4676560831117942,2.5478991127729227,2.6293127399117244,2.7118937665394625,2.7956390569413436,2.8805455354556289,2.9666101843667505,3.0538300419048432,3.1422022003447223,9,9,10,10,10,10,10,10,10,10,10,10]
[420,53,1,1.6807909604519773,-0.9328216576669992,"Not Applicable","Not Applicable",2.8399764124293783,102.61190460202569,0.17837891408987999,0.18450415820716184,0.19072366990196649,0.19703717773896454,0.2034444158487885,0.20994512371918714,0.21653904599744758,0.22322593230330121,0.23000553705159013,0.23687761928403711,0.24384194250951219,0.25089827455224017,9,9,10,10,10,10,10,10,10,10,10,10]
[421,53,1,1.6807909604519773,-0.9328216576669992,"Not Applicable","Not Applicable",2.8399764124293783,102.61190460202569,10.481884761281519,10.841815772744653,11.207286126620318,11.578279872851535,11.954781388447859,12.336775365213187,12.724246798135731,13.117180974393985,13.515563462936298,13.919380104595325,14.328617002701813,14.743260514164971,9,9,10,10,10,10,10,10,10,10,10,10]
[422,53,1,1.6807909604519773,-0.9328216576669992,"Not Applicable","Not Applicable",2.8399764124293783,102.61190460202569,73.831881965201745,76.367149673173842,78.941435180375834,81.554626138432369,84.206612502746168,86.897286446055929,89.626542276657815,92.394276360966373,95.200387050115296,98.044774610326215,100.92734115679427,103.84799059086055,9,9,10,10,10,10,10,10,10,10,10,10]
[423,54,1,1.6807909604519773,-0.9328216576669992,"Not Applicable","Not Applicable",2.8399764124293783,102.61190460202569,1.2915291074501329,1.3350656893137656,1.3792602441727517,1.4241109109415195,1.4696158660343099,1.5157733219821332,1.5625815261231084,1.6100387593611309,1.6581433349882597,1.7068935975665853,1.7562879218656813,1.8063247118520636,9,10,10,10,10,10,10,10,10,10,10,10]
[424,54,1,1.6807909604519773,-0.9328216576669992,"Not Applicable","Not Applicable",2.8399764124293783,102.61190460202569,0.61501386069053943,0.63574556633988832,0.65679059246321514,0.67814805282929502,0.69981707906395707,0.72179681999149192,0.74408644101100396,0.76668512350530038,0.78959206428012363,0.81280647503170733,0.83632758184080058,0.86015462469145887,9,10,10,10,10,10,10,10,10,10,10,10]
[425,54,1,1.6807909604519773,-0.9328216576669992,"Not Applicable","Not Applicable",2.8399764124293783,102.61190460202569,5.2715473773474811E-2,5.4492477114847566E-2,5.629633649684701E-2,5.8126975956796716E-2,5.9984321062624892E-2,6.1868298856413595E-2,6.3778837800943206E-2,6.5715867729025754E-2,6.7679319795439175E-2,6.9669126431289197E-2,7.1685221300640048E-2,7.3727539259267894E-2,9,10,10,10,10,10,10,10,10,10,10,10]
[426,54,1,1.6807909604519773,-0.9328216576669992,"Not Applicable","Not Applicable",2.8399764124293783,102.61190460202569,0.50958291314358983,0.5267606121101932,0.54419791946952112,0.56189410091570158,0.57984843693870736,0.59806022227866473,0.61652876540911761,0.63525338804724896,0.65423342468924539,0.67346822216912894,0.69295713923952051,0.71269954617292308,9,10,10,10,10,10,10,10,10,10,10,10]
[427,54,1,1.6807909604519773,-0.9328216576669992,"Not Applicable","Not Applicable",2.8399764124293783,102.61190460202569,1.7835401960025643,1.8436621423856758,1.9046927181433237,1.9666293532049555,2.0294695292854756,2.0932107779753264,2.1578506789319114,2.2233868581653708,2.2898169864123585,2.3571387775919512,2.4253499873383215,2.4944484116052306,9,10,10,10,10,10,10,10,10,10,10,10]
[428,54,1,1.6807909604519773,-0.9328216576669992,"Not Applicable","Not Applicable",2.8399764124293783,102.61190460202569,0.6062279483949603,0.62666348682074702,0.64740786971374054,0.66846022350316214,0.68981969222018624,0.71148543684875631,0.73345663471084677,0.75573247888379602,0.77831217764755045,0.80119495395982576,0.8243800449573605,0.84786670148158083,9,10,10,10,10,10,10,10,10,10,10,10]
[429,54,1,1.6807909604519773,-0.9328216576669992,"Not Applicable","Not Applicable",2.8399764124293783,102.61190460202569,18.652491803514504,19.281254819136898,19.919520397134367,20.567261659379902,21.22445226932544,21.891066412027676,22.567078775233735,23.252464531453612,23.947199320952894,24.651259235604492,25.364620803543136,26.087260974570956,9,10,10,10,10,10,10,10,10,10,10,10]
[430,54,1,1.6807909604519773,-0.9328216576669992,"Not Applicable","Not Applicable",2.8399764124293783,102.61190460202569,68.301682185832192,70.604086181804163,72.941286654414782,75.313185181356275,77.719685323474323,80.160692551626553,82.636114177422073,85.145859287574368,87.689838681624025,90.267964812807037,92.880151731862625,95.526315033591445,9,10,10,10,10,10,10,10,10,10,10,10]
[431,55,1,1.6807909604519773,-0.9328216576669992,"Not Applicable","Not Applicable",2.8399764124293783,102.61190460202569,2.0434678918067837,2.1111126186317626,2.1797615983798768,2.2494120398484334,2.3200612071155096,2.3917064175353699,2.4643450398384656,2.5379744923289689,2.6125922411733447,2.6881957987740019,2.7647827222225461,2.8423506118275839,10,10,10,10,10,10,10,10,10,10,10,10]
[432,55,1,1.6807909604519773,-0.9328216576669992,"Not Applicable","Not Applicable",2.8399764124293783,102.61190460202569,0.2633803060550966,0.27209895973476056,0.28094705045785079,0.28992421846935368,0.29903011113933237,0.3082643827045588,0.31762669402362448,0.3271167123446227,0.33673411108456447,0.34647856961976026,0.35634977308646154,0.36634741219111083,10,10,10,10,10,10,10,10,10,10,10,10]
[433,55,1,1.6807909604519773,-0.9328216576669992,"Not Applicable","Not Applicable",2.8399764124293783,102.61190460202569,9.0820795191412611E-3,9.3827227494745011E-3,9.6878293261327859E-3,9.9973868437708158E-3,1.03113831427356E-2,1.06298063001572E-2,1.0952644621504292E-2,1.1279886632573195E-2,1.1611521071881533E-2,1.1947536883440009E-2,1.2287923209877984E-2,1.2632669385900373E-2,10,10,10,10,10,10,10,10,10,10,10,10]
[434,55,1,1.6807909604519773,-0.9328216576669992,"Not Applicable","Not Applicable",2.8399764124293783,102.61190460202569,0.42685773739963928,0.44098796922530153,0.4553279783282409,0.4698771816572283,0.4846350077085731,0.49960089610738834,0.51477429721070167,0.53015467173094011,0.545741490378432,0.5615342335216803,0.57753239086426522,0.59373546113731757,10,10,10,10,10,10,10,10,10,10,10,10]
[435,55,1,1.6807909604519773,-0.9328216576669992,"Not Applicable","Not Applicable",2.8399764124293783,102.61190460202569,1.3804760869094717,1.4261738579201242,1.4725500575721835,1.5196028002531639,1.5673302376958109,1.6157305576238943,1.6648019824686522,1.7145427681511256,1.7649512029259928,1.8160256062828812,1.8677643279014535,1.9201657466568567,10,10,10,10,10,10,10,10,10,10,10,10]
[436,55,1,1.6807909604519773,-0.9328216576669992,"Not Applicable","Not Applicable",2.8399764124293783,102.61190460202569,0.22705198797853152,0.23456806873686253,0.24219573315331963,0.24993467109427037,0.25778457856838993,0.26574515750392996,0.27381611553760726,0.28199716581432988,0.2902880267970383,0.29868842208600016,0.30719808024694956,0.31581673464750931,10,10,10,10,10,10,10,10,10,10,10,10]
[437,55,1,1.6807909604519773,-0.9328216576669992,"Not Applicable","Not Applicable",2.8399764124293783,102.61190460202569,6.4482764585902954,6.6617331521268959,6.8783588215542775,7.0981446590772785,7.3210820313422751,7.5471624731116114,7.7763776812680465,8.0087195091269692,8.2441799610358881,8.4827511872424051,8.7244254790133677,8.9691952639892651,10,10,10,10,10,10,10,10,10,10,10,10]
[438,55,1,1.6807909604519773,-0.9328216576669992,"Not Applicable","Not Applicable",2.8399764124293783,102.61190460202569,109.38456572853735,113.00551279467089,116.68021640394328,120.4085271463757,124.19029857110756,128.02538707909332,131.91365182139768,135.85495460271156,139.84915978974118,143.89613422415147,147.99574713977043,152.14787008378411,10,10,10,10,10,10,10,10,10,10,10,10]
[439,56,1,1.6807909604519773,-0.9328216576669992,"Not Applicable","Not Applicable",2.8399764124293783,102.61190460202569,3.227656625819229,3.3326132881896786,3.4391010742571608,3.5471158011010462,3.6566533672540769,3.7677097497974765,3.8802810016051796,3.9943632487272476,4.1099526879033634,4.2270455841980263,4.3456382687497292,4.4657271366269757,10,10,10,10,10,10,10,10,10,10,10,10]
[440,56,1,1.6807909604519773,-0.9328216576669992,"Not Applicable","Not Applicable",2.8399764124293783,102.61190460202569,1.3135811849264303,1.35629610565859,1.3996341581279141,1.4435936399829838,1.4881728820220079,1.5333702470106008,1.5791841285602473,1.6256129500634147,1.6726551636816012,1.7203092493829177,1.7685737140260522,1.8174470904877227,10,10,10,10,10,10,10,10,10,10,10,10]
[441,56,1,1.6807909604519773,-0.9328216576669992,"Not Applicable","Not Applicable",2.8399764124293783,102.61190460202569,0.15012356399159202,0.15500526921812458,0.15995818950033305,0.1649821302837696,0.1700769008025152,0.17524231394406867,0.18047818612117111,0.18578433715010453,0.19116059013504014,0.19660677135804774,0.20212271017440597,0.20770823891288259,10,10,10,10,10,10,10,10,10,10,10,10]
[442,56,1,1.6807909604519773,-0.9328216576669992,"Not Applicable","Not Applicable",2.8399764124293783,102.61190460202569,1.2854330166780068,1.3272326176801916,1.3696419975966017,1.4126594905547771,1.4562834631215364,1.500512313146088,1.5453444686625277,1.5907783868477701,1.6368125530312811,1.6834454797532836,1.7306757058683513,1.7785017956915572,10,10,10,10,10,10,10,10,10,10,10,10]
[443,56,1,1.6807909604519773,-0.9328216576669992,"Not Applicable","Not Applicable",2.8399764124293783,102.61190460202569,4.1190152870193062,4.2529570741722926,4.3888528244153875,4.5266971996609273,4.6664849657690102,4.8082109888403837,4.9518702316996324,5.0974577505559928,5.244968691830163,5.3943982891364346,5.5457418604102635,5.6989948051722159,10,10,10,10,10,10,10,10,10,10,10,10]
[444,56,1,1.6807909604519773,-0.9328216576669992,"Not Applicable","Not Applicable",2.8399764124293783,102.61190460202569,0.60049425596636807,0.6200210768724983,0.63983275800133221,0.65992852113507838,0.68030760321006079,0.70096925577627467,0.72191274448468445,0.74313734860041814,0.76464236054016055,0.78642708543219098,0.80849084069762389,0.83083295565153037,10,10,10,10,10,10,10,10,10,10,10,10]
[445,56,1,1.6807909604519773,-0.9328216576669992,"Not Applicable","Not Applicable",2.8399764124293783,102.61190460202569,10.630624875154609,10.976310626508447,11.327039293992334,11.682797100719434,12.043570538078107,12.409346356164361,12.78011155470543,13.155853374441776,13.536559288937529,13.922216996791756,14.312814414225123,14.708339668018498,10,10,10,10,10,10,10,10,10,10,10,10]
[446,56,1,1.6807909604519773,-0.9328216576669992,"Not Applicable","Not Applicable",2.8399764124293783,102.61190460202569,193.3310022529221,199.61772326496603,205.99615591589765,212.46604965606701,219.0271588147391,225.6792424260959,232.42206406417068,239.25539168611897,246.17899748328136,253.19265773953583,260.29615269647718,267.48926642499657,10,10,10,10,10,10,10,10,10,10,10,10]
[447,57,1,1.6807909604519773,-0.9328216576669992,"Not Applicable","Not Applicable",2.8399764124293783,102.61190460202569,2.392893843554798,2.4693545504113916,2.5469116362556932,2.6255621561388285,2.70530322151156,2.7861319982455792,2.8680457047547385,2.9510416102096819,3.035117032839862,3.1202693383173923,3.2064959382176248,3.2937942885517235,10,10,10,10,10,10,10,10,10,10,10,10]
[448,57,1,1.6807909604519773,-0.9328216576669992,"Not Applicable","Not Applicable",2.8399764124293783,102.61190460202569,1.1722273484620671,1.2096838080962686,1.2476773602710076,1.2862065623190213,1.3252699992020194,1.3648662825413567,1.4049940496976656,1.445651962896241,1.4868387083952361,1.5285529956939452,1.5707935567786746,1.6135591454038809,10,10,10,10,10,10,10,10,10,10,10,10]
[449,57,1,1.6807909604519773,-0.9328216576669992,"Not Applicable","Not Applicable",2.8399764124293783,102.61190460202569,0.11625395191359343,0.11996864212524978,0.12373659771282719,0.12755767560188641,0.13143173545805151,0.13535863959087835,0.13933825286257839,0.1433704426012801,0.14745507851853579,0.15159203263080448,0.15578117918466194,0.16002239458550885,10,10,10,10,10,10,10,10,10,10,10,10]
[450,57,1,1.6807909604519773,-0.9328216576669992,"Not Applicable","Not Applicable",2.8399764124293783,102.61190460202569,2.1313224517492131,2.1994251056295795,2.2685042914018316,2.3385573860345841,2.4095818167309444,2.481575059166103,2.5545346358139374,2.628458114356802,2.7033431061731563,2.7791872648980824,2.8559882850521356,2.9337439007343287,10,10,10,10,10,10,10,10,10,10,10,10]
[451,57,1,1.6807909604519773,-0.9328216576669992,"Not Applicable","Not Applicable",2.8399764124293783,102.61190460202569,5.6770679851138119,5.8584686904496976,6.0424705216430601,6.2290664918921186,6.4182497482015144,6.6100135666878916,6.8043513481225775,7.0012566136958441,7.2007230009884973,7.4027442601376183,7.6073142501843236,7.8144269355923477,10,10,10,10,10,10,10,10,10,10,10,10]
[452,57,1,1.6807909604519773,-0.9328216576669992,"Not Applicable","Not Applicable",2.8399764124293783,102.61190460202569,0.33907402641464751,0.34990853953197854,0.36089840999574596,0.37204322050550198,0.38334256175265019,0.39479603214006181,0.40640323751585367,0.41816379092040029,0.43007731234572943,0.44214342850651306,0.45436177262193067,0.4667319842077341,10,10,10,10,10,10,10,10,10,10,10,10]
[453,57,1,1.6807909604519773,-0.9328216576669992,"Not Applicable","Not Applicable",2.8399764124293783,102.61190460202569,11.790088289903601,12.166819788869082,12.548953284709222,12.936474267291311,13.329368504370722,13.727622031841578,14.131221144479825,14.54015238714649,14.954402546421505,15.373958642640755,15.798807922311131,16.228937850880353,10,10,10,10,10,10,10,10,10,10,10,10]
[454,57,1,1.6807909604519773,-0.9328216576669992,"Not Applicable","Not Applicable",2.8399764124293783,102.61190460202569,139.33036136844171,143.78241758711187,148.29831235882338,152.87787420886085,157.52093494647471,162.2273295496677,166.99689605580019,171.8294754576342,176.72491160446515,181.68305110801916,186.70374325281733,191.78683991073234,10,10,10,10,10,10,10,10,10,10,10,10]
[455,58,1,1.6807909604519773,-0.9328216576669992,"Not Applicable","Not Applicable",2.8399764124293783,102.61190460202569,2.9892186662874733,3.0831035596779439,3.1783120837470022,3.2748407418297827,3.3726861031393849,3.4718448004925779,3.5723135281485621,3.6740890397535169,3.7771681463842115,3.8815477146844928,3.9872246650889283,4.0941959701283164,10,10,10,10,10,10,10,10,10,10,10,10]
[456,58,1,1.6807909604519773,-0.9328216576669992,"Not Applicable","Not Applicable",2.8399764124293783,102.61190460202569,0.38989808690706179,0.40214394256668839,0.41456244570613082,0.42715314023866741,0.43991557867035463,0.45284932180337978,0.46595393845416033,0.47922900518524136,0.49267410605011458,0.50628883235015132,0.52007278240290378,0.53402556132108481,10,10,10,10,10,10,10,10,10,10,10,10]
[457,58,1,1.6807909604519773,-0.9328216576669992,"Not Applicable","Not Applicable",2.8399764124293783,102.61190460202569,4.9986934218854084E-2,5.1556915713678E-2,5.3149031500786002E-2,5.4763223107521464E-2,5.6399433162865983E-2,5.8057605359407669E-2,5.9737684417200045E-2,6.1439616049389925E-2,6.3163346929501873E-2,6.490882466027581E-2,6.6675997743962018E-2,6.8464815553985245E-2,10,10,10,10,10,10,10,10,10,10,10,10]
[458,58,1,1.6807909604519773,-0.9328216576669992,"Not Applicable","Not Applicable",2.8399764124293783,102.61190460202569,1.3696419975966017,1.4126594905547771,1.4562834631215364,1.500512313146088,1.5453444686625277,1.5907783868477701,1.6368125530312811,1.6834454797532836,1.7306757058683513,1.7785017956915572,1.8269223381845592,1.8759359461791953,10,10,10,10,10,10,10,10,10,10,10,10]
[459,58,1,1.6807909604519773,-0.9328216576669992,"Not Applicable","Not Applicable",2.8399764124293783,102.61190460202569,3.1591742426315776,3.2583970731044491,3.3590187908496749,3.4610357003953558,3.5644441758931298,3.6692406587145641,3.7754216551670425,3.8829837343214426,3.991923525944518,4.1022377185294312,4.2139230574183992,4.3269763430118662,10,10,10,10,10,10,10,10,10,10,10,10]
[460,58,1,1.6807909604519773,-0.9328216576669992,"Not Applicable","Not Applicable",2.8399764124293783,102.61190460202569,0.37990070006329096,0.39183255942395273,0.40393263940597357,0.41620049561716305,0.4286356920377814,0.44123780073149821,0.45400640157072031,0.46694108197536338,0.48004143666421417,0.4933070674180961,0.5067375828541113,0.52033259821028777,10,10,10,10,10,10,10,10,10,10,10,10]
[461,58,1,1.6807909604519773,-0.9328216576669992,"Not Applicable","Not Applicable",2.8399764124293783,102.61190460202569,14.426229215561285,14.879325874967469,15.338810491126839,15.804666188830693,16.276876410803119,16.75542490672505,17.240295722803932,17.731473191853929,18.22894192385424,18.732686796955598,19.242692948907436,19.758945768880139,10,10,10,10,10,10,10,10,10,10,10,10]
[462,58,1,1.6807909604519773,-0.9328216576669992,"Not Applicable","Not Applicable",2.8399764124293783,102.61190460202569,126.15702458154392,130.11934387818053,134.1375257016837,138.21142247876264,142.34088941644114,146.52578440607306,150.76596793212946,155.06130298545028,159.41165498067681,163.81689167760408,168.27688310621133,172.79150149514794,10,10,10,10,10,10,10,10,10,10,10,10]
[463,59,1,1.6807909604519773,-0.9328216576669992,"Not Applicable","Not Applicable",2.8399764124293783,102.61190460202569,3.9595711268104701,4.0818456192603652,4.2058155346576482,4.3314764669081072,4.4588240916025086,4.5878541632409631,4.7185625125931452,4.8509450441857433,4.9849977339091822,5.1207166267362831,5.2580978345460663,5.3971375340464061,10,10,10,10,10,10,10,10,10,10,10,10]
[464,59,1,1.6807909604519773,-0.9328216576669992,"Not Applicable","Not Applicable",2.8399764124293783,102.61190460202569,2.2685042914018316,2.3385573860345841,2.4095818167309444,2.481575059166103,2.5545346358139374,2.628458114356802,2.7033431061731563,2.7791872648980824,2.8559882850521356,2.9337439007343287,3.0124518843753503,3.09211004554742,10,10,10,10,10,10,10,10,10,10,10,10]
[465,59,1,1.6807909604519773,-0.9328216576669992,"Not Applicable","Not Applicable",2.8399764124293783,102.61190460202569,0.11342521457009158,0.11692786930172919,0.1204790908365472,0.12407875295830514,0.12772673179069685,0.13142290571784007,0.1351671553086578,0.1389593632449041,0.14279941425260678,0.14668719503671643,0.1506225942187675,0.15460550227737099,10,10,10,10,10,10,10,10,10,10,10,10]
[466,59,1,1.6807909604519773,-0.9328216576669992,"Not Applicable","Not Applicable",2.8399764124293783,102.61190460202569,2.4334864216856014,2.5086342868370992,2.5848241306750128,2.6620532452872743,2.740318972964042,2.8196187044918419,2.899949877531204,2.9813099750724885,3.0636965239650182,3.1471070935150074,3.2315392941481034,3.3169907761326871,10,10,10,10,10,10,10,10,10,10,10,10]
[467,59,1,1.6807909604519773,-0.9328216576669992,"Not Applicable","Not Applicable",2.8399764124293783,102.61190460202569,3.681163781956609,3.7948408491561203,3.9100941298770322,4.0269195278286309,4.145313022661707,4.2652706673880827,4.3867885859264399,4.5098629707664335,4.6344900807436931,4.7606662389188878,4.8883878305545458,5.0176513011837676,10,10,10,10,10,10,10,10,10,10,10,10]
[468,59,1,1.6807909604519773,-0.9328216576669992,"Not Applicable","Not Applicable",2.8399764124293783,102.61190460202569,0.39183255942395273,0.40393263940597357,0.41620049561716305,0.4286356920377814,0.44123780073149821,0.45400640157072031,0.46694108197536338,0.48004143666421417,0.4933070674180961,0.5067375828541113,0.52033259821028777,0.53409173514000885,10,10,10,10,10,10,10,10,10,10,10,10]
[469,59,1,1.6807909604519773,-0.9328216576669992,"Not Applicable","Not Applicable",2.8399764124293783,102.61190460202569,16.817865905801764,17.337214075556393,17.8637633776735,18.397495097726882,18.93839086823878,19.486432656890653,20.04160275531099,20.603883768403509,21.173258604181967,21.749710464080408,22.333222833709982,22.923779474035644,10,10,10,10,10,10,10,10,10,10,10,10]
[470,59,1,1.6807909604519773,-0.9328216576669992,"Not Applicable","Not Applicable",2.8399764124293783,102.61190460202569,189.4613538646239,195.3120609590884,201.24389227551984,207.25663698689988,213.35008817475128,219.52404269632672,225.77830105829807,232.11266729653346,238.52694886158153,245.02095650951162,251.59450419778494,258.24740898585588,10,10,10,10,10,10,10,10,10,10,10,10]
[471,60,1,1.6807909604519773,-0.9328216576669992,"Not Applicable","Not Applicable",2.8399764124293783,102.61190460202569,2.4235958364358416,2.4972029737029784,2.5718141522266884,2.6474268043889895,2.7240384094243217,2.8016464918521802,2.8802486199852853,2.9598424045085769,3.0404254971246676,3.1219955892617266,3.2045504108400533,3.2880877290938924,10,10,10,10,10,10,10,10,10,10,10,10]
[472,60,1,1.6807909604519773,-0.9328216576669992,"Not Applicable","Not Applicable",2.8399764124293783,102.61190460202569,1.3393555938198072,1.3800332223095406,1.4212657157042226,1.4630516550570731,1.5053896473134409,1.5482783244446259,1.5917163426234471,1.6357023814389502,1.6802351431478426,1.7253133519604278,1.7709357533589769,1.8171011134466246,10,10,10,10,10,10,10,10,10,10,10,10]
[473,60,1,1.6807909604519773,-0.9328216576669992,"Not Applicable","Not Applicable",2.8399764124293783,102.61190460202569,6.3778837800943206E-2,6.5715867729025754E-2,6.7679319795439175E-2,6.9669126431289197E-2,7.1685221300640048E-2,7.3727539259267894E-2,7.579601631540224E-2,7.7890589592330972E-2,8.0011197292754424E-2,8.2157778664782286E-2,8.4330273969475095E-2,8.6528624449839275E-2,10,10,10,10,10,10,10,10,10,10,10,10]
[474,60,1,1.6807909604519773,-0.9328216576669992,"Not Applicable","Not Applicable",2.8399764124293783,102.61190460202569,0.65904799060974639,0.67906396653326606,0.6993529712195381,0.71991430645665511,0.7407472867732805,0.76185123901243501,0.78322550192582319,0.80486942578742005,0.82678237202512905,0.84896371286941696,0.87141283101790934,0.89412911931500583,10,10,10,10,10,10,10,10,10,10,10,10]
[475,60,1,1.6807909604519773,-0.9328216576669992,"Not Applicable","Not Applicable",2.8399764124293783,102.61190460202569,3.0720140207454305,3.1653142956147402,3.2598872368136536,3.3557295897737629,3.4528381593141622,3.5512098076547369,3.6508414525252078,3.7517300653639416,3.8538726696010044,3.9572663390203462,4.0619081961963834,4.1677954110005917,10,10,10,10,10,10,10,10,10,10,10,10]
[476,60,1,1.6807909604519773,-0.9328216576669992,"Not Applicable","Not Applicable",2.8399764124293783,102.61190460202569,0.45708167090675961,0.47096371872468457,0.48503512520064745,0.49929540609090595,0.51374408598792043,0.52838069802475329,0.54320478359371616,0.55821589207837197,0.57341358059807335,0.58879741376427308,0.60436696344790486,0.62012180855718146,10,10,10,10,10,10,10,10,10,10,10,10]
[477,60,1,1.6807909604519773,-0.9328216576669992,"Not Applicable","Not Applicable",2.8399764124293783,102.61190460202569,30.326837374348489,31.247895105151741,32.181516562731325,33.127669618078009,34.086322728454341,35.057444917781886,36.041005757973764,37.036975351153373,38.045324312704722,39.06602375510397,40.099045272485405,41.144360925898567,10,10,10,10,10,10,10,10,10,10,10,10]
[478,60,1,1.6807909604519773,-0.9328216576669992,"Not Applicable","Not Applicable",2.8399764124293783,102.61190460202569,156.97034963442135,161.73770312575388,166.57008590320837,171.4673316684746,176.42927715775861,181.45576204026818,186.54662882159082,191.70172275165856,196.9208917370174,202.20398625713997,207.55085928453977,212.96136620846275,10,10,10,10,10,10,10,10,10,10,10,10]
[479,61,1,1.6807909604519773,-0.9328216576669992,"Not Applicable","Not Applicable",2.8399764124293783,102.61190460202569,2.1029077673288241,2.1657382334540536,2.2294120458012543,2.2939270816204815,2.3592812562965726,2.4254725220928717,2.4924988669545911,2.5603583133681416,2.6290489172730331,2.698568767023203,2.7689159823948568,2.8400887136381181,10,10,10,10,10,10,10,10,10,10,10,10]
[480,61,1,1.6807909604519773,-0.9328216576669992,"Not Applicable","Not Applicable",2.8399764124293783,102.61190460202569,0.41620049561716305,0.4286356920377814,0.44123780073149821,0.45400640157072031,0.46694108197536338,0.48004143666421417,0.4933070674180961,0.5067375828541113,0.52033259821028777,0.53409173514000885,0.54801462151564873,0.56210089124087748,10,10,10,10,10,10,10,10,10,10,10,10]
[481,61,1,1.6807909604519773,-0.9328216576669992,"Not Applicable","Not Applicable",2.8399764124293783,102.61190460202569,0.21905289243008585,0.22559773265146393,0.23223042143763067,0.23895073766880018,0.2457584641975597,0.25265338771800749,0.25963529864110324,0.26670399097584807,0.27385926221594098,0.28110091323158365,0.28842874816613095,0.29584257433730399,10,10,10,10,10,10,10,10,10,10,10,10]
[482,61,1,1.6807909604519773,-0.9328216576669992,"Not Applicable","Not Applicable",2.8399764124293783,102.61190460202569,1.1062171067719335,1.1392685498898927,1.1727636282600349,1.2067012252274409,1.2410802441976765,1.2758996079759377,1.3111582581375714,1.3468551544280327,1.3829892741905017,1.4195596118194975,1.456565178238961,1.4940050004033851,10,10,10,10,10,10,10,10,10,10,10,10]
[483,61,1,1.6807909604519773,-0.9328216576669992,"Not Applicable","Not Applicable",2.8399764124293783,102.61190460202569,2.9791193370491675,3.0681291640599091,3.1583337315517772,3.2497300322956821,3.3423151130868116,3.4360860729649016,3.5310400615190041,3.6271742772715339,3.7244859661367968,3.8229724199495374,3.9226309750593802,4.0234590109873336,10,10,10,10,10,10,10,10,10,10,10,10]
[484,61,1,1.6807909604519773,-0.9328216576669992,"Not Applicable","Not Applicable",2.8399764124293783,102.61190460202569,0.25191082629459871,0.25943739254918352,0.26706498465327527,0.27479334831912022,0.28262223382719365,0.29055139587570861,0.29858059343726873,0.30670958962222528,0.3149381515483321,0.32326605021632121,0.33169306039105056,0.34021896048789957,10,10,10,10,10,10,10,10,10,10,10,10]
[485,61,1,1.6807909604519773,-0.9328216576669992,"Not Applicable","Not Applicable",2.8399764124293783,102.61190460202569,29.517377254954067,30.399294474784764,31.293049288720734,32.198611900870823,33.115953050621165,34.045043995001507,34.985856491888661,35.93836278399553,36.902535583598045,37.878348057955897,38.865773815386142,39.864786891951709,10,10,10,10,10,10,10,10,10,10,10,10]
[486,61,1,1.6807909604519773,-0.9328216576669992,"Not Applicable","Not Applicable",2.8399764124293783,102.61190460202569,83.678204908292784,86.178333872859213,88.712020989174903,91.279181789481655,93.879733323467789,96.513594108278852,99.180684080901429,101.88092455277395,104.61423816648943,107.38054885446495,110.17978179946199,113.0118633968501,10,10,10,10,10,10,10,10,10,10,10,10]
[487,62,1,1.6807909604519773,-0.9328216576669992,"Not Applicable","Not Applicable",2.8399764124293783,102.61190460202569,1.1054288899921731,1.1379290650443903,1.1708586145771209,1.2042164745680424,1.2380015998182368,1.2722129633414059,1.3068495557816555,1.3419103848581106,1.37739447483476,1.4133008660140416,1.4496286142527894,1.4863767904992577,10,10,10,10,10,10,10,10,10,10,10,10]
[488,62,1,1.6807909604519773,-0.9328216576669992,"Not Applicable","Not Applicable",2.8399764124293783,102.61190460202569,0.3271167123446227,0.33673411108456447,0.34647856961976026,0.35634977308646154,0.36634741219111083,0.3764711830295997,0.38672078691497969,0.39709593021311435,0.40759632418579628,0.41822168484088984,0.42897173278909073,0.43984619310692324,10,10,10,10,10,10,10,10,10,10,10,10]
[489,62,1,1.6807909604519773,-0.9328216576669992,"Not Applicable","Not Applicable",2.8399764124293783,102.61190460202569,0.71063285785211128,0.73152582752853657,0.75269482365672047,0.77413916222231294,0.79585817131172354,0.8178511907194751,0.84011757157392131,0.86265667598021389,0.88546787667948845,0.90855055672331231,0.93190410916250743,0.95552793674952285,10,10,10,10,10,10,10,10,10,10,10,10]
[490,62,1,1.6807909604519773,-0.9328216576669992,"Not Applicable","Not Applicable",2.8399764124293783,102.61190460202569,4.5119546530292778E-2,4.6446084287526133E-2,4.7790147533760034E-2,4.9151692839511936E-2,5.0530677543601493E-2,5.1927059728220648E-2,5.3340798195169611E-2,5.4771852443188183E-2,5.622018264631673E-2,5.7685749633226181E-2,5.9168514867460789E-2,6.066844042854113E-2,10,10,10,10,10,10,10,10,10,10,10,10]
[491,62,1,1.6807909604519773,-0.9328216576669992,"Not Applicable","Not Applicable",2.8399764124293783,102.61190460202569,21.262586302400472,21.88771722049669,22.521107025284415,23.162735250619999,23.812581792422204,24.470626896923978,25.136851149473678,25.81123546385243,26.493761072076758,27.184409514657837,27.883162631290897,28.590002551950008,10,10,10,10,10,10,10,10,10,10,10,10]
[492,62,1,1.6807909604519773,-0.9328216576669992,"Not Applicable","Not Applicable",2.8399764124293783,102.61190460202569,71.412962270820898,73.512539906081983,75.63985600905869,77.794841841737508,79.977429882135269,82.187553784841228,84.4251483434047,86.690149454456105,88.982494083457794,91.302120231988738,93.648966906473561,96.022974088273472,10,10,10,10,10,10,10,10,10,10,10,10]
[493,63,1,1.6807909604519773,-0.9328216576669992,"Not Applicable","Not Applicable",2.8399764124293783,102.61190460202569,1.9159009768604529,1.9713435857676014,2.0275073296298673,2.0843904486735618,2.1419912137891015,2.2003079255507467,2.2593389132815127,2.319082534160565,2.37953717237058,2.4407012382827578,2.5025731676773217,2.5651514209975073,10,10,10,10,10,10,10,10,10,10,10,10]
[494,63,1,1.6807909604519773,-0.9328216576669992,"Not Applicable","Not Applicable",2.8399764124293783,102.61190460202569,0.26706498465327527,0.27479334831912022,0.28262223382719365,0.29055139587570861,0.29858059343726873,0.30670958962222528,0.3149381515483321,0.32326605021632121,0.33169306039105056,0.34021896048789957,0.34884353246411154,0.35756656171480405,10,10,10,10,10,10,10,10,10,10,10,10]
[495,63,1,1.6807909604519773,-0.9328216576669992,"Not Applicable","Not Applicable",2.8399764124293783,102.61190460202569,2.3223042143763067E-2,2.3895073766880017E-2,2.4575846419755968E-2,2.5265338771800747E-2,2.5963529864110324E-2,2.6670399097584806E-2,2.7385926221594092E-2,2.8110091323158365E-2,2.8842874816613091E-2,2.9584257433730395E-2,3.0334220214270565E-2,3.1092744496939481E-2,10,10,10,10,10,10,10,10,10,10,10,10]
[496,63,1,1.6807909604519773,-0.9328216576669992,"Not Applicable","Not Applicable",2.8399764124293783,102.61190460202569,0.88247560146299642,0.90801280314144062,0.93388216395072676,0.96008287332842834,0.9866141348361922,1.0134751657082226,1.0406651964205755,1.0681834702800177,1.0960292430312975,1.124201782481755,1.1527003681422814,1.1815242908837003,10,10,10,10,10,10,10,10,10,10,10,10]
[497,63,1,1.6807909604519773,-0.9328216576669992,"Not Applicable","Not Applicable",2.8399764124293783,102.61190460202569,2.42680790402324,2.4970352086389616,2.5681759508644983,2.6402279016531778,2.7131888707995286,2.7870567056976121,2.8618292901565825,2.9375045432700486,3.0140804183360679,3.0915549018248263,3.169926012391274,3.2491917999301756,10,10,10,10,10,10,10,10,10,10,10,10]
[498,63,1,1.6807909604519773,-0.9328216576669992,"Not Applicable","Not Applicable",2.8399764124293783,102.61190460202569,0.17417281607822299,0.17921305325160011,0.18431884814816973,0.18949004078850559,0.19472647398082743,0.20002799323188603,0.20539444666195569,0.21082568492368772,0.21632156112459816,0.22188193075297796,0.22750665160702924,0.2331955837270461,10,10,10,10,10,10,10,10,10,10,10,10]
[499,63,1,1.6807909604519773,-0.9328216576669992,"Not Applicable","Not Applicable",2.8399764124293783,102.61190460202569,10.07880029039317,10.370462014825927,10.665917346174091,10.965157026961524,11.26817196102388,11.574953208351806,11.885491980171837,12.19977963425073,12.517807670410081,12.839567726238993,13.165051572993427,13.494251111671735,10,10,10,10,10,10,10,10,10,10,10,10]
[500,63,1,1.6807909604519773,-0.9328216576669992,"Not Applicable","Not Applicable",2.8399764124293783,102.61190460202569,124.27811003234804,127.87448726345839,131.51764211532404,135.2074604372917,138.94383006778639,142.72664077072508,146.55578417486078,150.43115371588198,154.35264458110493,158.3201536566082,162.33357947666892,166.39282217537161,10,10,10,10,10,10,10,10,10,10,10,10]
[501,64,1,1.6807909604519773,-0.9328216576669992,"Not Applicable","Not Applicable",2.8399764124293783,102.61190460202569,0.62127191793888048,0.63897200691365519,0.65689880806681944,0.67505177646686843,0.69343037653720496,0.71203408176144645,0.73086237440211743,0.74991474523194035,0.7691906932769903,0.78868972557103478,0.80841135692042654,0.82835510967895898,10,10,10,10,10,10,10,10,10,10,10,10]
[502,64,1,1.6807909604519773,-0.9328216576669992,"Not Applicable","Not Applicable",2.8399764124293783,102.61190460202569,1.1947536883440009E-2,1.2287923209877984E-2,1.2632669385900373E-2,1.2981764932055162E-2,1.3335199548792403E-2,1.3692963110797046E-2,1.4055045661579182E-2,1.4421437408306545E-2,1.4792128716865197E-2,1.5167110107135283E-2,1.5546372248469741E-2,1.5929905955364594E-2,10,10,10,10,10,10,10,10,10,10,10,10]
[503,64,1,1.6807909604519773,-0.9328216576669992,"Not Applicable","Not Applicable",2.8399764124293783,102.61190460202569,0.22700320078536015,0.23347054098768169,0.24002071833210709,0.24665353370904805,0.25336879142705565,0.26016629910514388,0.26704586757000442,0.27400731075782436,0.28105044562043874,0.28817509203557035,0.29538107272092506,0.30266821315192732,10,10,10,10,10,10,10,10,10,10,10,10]
[504,64,1,1.6807909604519773,-0.9328216576669992,"Not Applicable","Not Applicable",2.8399764124293783,102.61190460202569,2.3895073766880017E-2,2.4575846419755968E-2,2.5265338771800747E-2,2.5963529864110324E-2,2.6670399097584806E-2,2.7385926221594092E-2,2.8110091323158365E-2,2.8842874816613091E-2,2.9584257433730395E-2,3.0334220214270565E-2,3.1092744496939481E-2,3.1859811910729188E-2,10,10,10,10,10,10,10,10,10,10,10,10]
[505,64,1,1.6807909604519773,-0.9328216576669992,"Not Applicable","Not Applicable",2.8399764124293783,102.61190460202569,22.556949635934735,23.199599020249632,23.850479800579908,24.509572191720146,25.176856748120059,25.852314353184827,26.535926209061497,27.227673826882757,27.927539017441497,28.635503882271415,29.351550805110872,30.075662443728358,10,10,10,10,10,10,10,10,10,10,10,10]
[506,64,1,1.6807909604519773,-0.9328216576669992,"Not Applicable","Not Applicable",2.8399764124293783,102.61190460202569,35.758977892135945,36.777754167164801,37.809579471999818,38.854422441641098,39.912252249535662,40.983038590615557,42.066751665106487,43.163362163061485,44.272841249577539,45.395160550655902,46.530292139669932,47.67820852440623,10,10,10,10,10,10,10,10,10,10,10,10]
[507,65,1,1.6807909604519773,-0.9328216576669992,"Not Applicable","Not Applicable",2.8399764124293783,102.61190460202569,0.27033431061731561,0.2779187264898082,0.28559882850521356,0.29337439007343286,0.30124518843753501,0.30921100455474199,0.31727162298274397,0.32542683177103432,0.3336764223569762,0.34202018946633428,0.35045793101802108,0.35898944803282717,10,10,10,10,10,10,10,10,10,10,10,10]
[508,65,1,1.6807909604519773,-0.9328216576669992,"Not Applicable","Not Applicable",2.8399764124293783,102.61190460202569,0.18431884814816973,0.18949004078850559,0.19472647398082743,0.20002799323188603,0.20539444666195569,0.21082568492368772,0.21632156112459816,0.22188193075297796,0.22750665160702924,0.2331955837270461,0.23894858933046892,0.2447655327496549,10,10,10,10,10,10,10,10,10,10,10,10]
[509,65,1,1.6807909604519773,-0.9328216576669992,"Not Applicable","Not Applicable",2.8399764124293783,102.61190460202569,0.38092561950621751,0.39161275096291159,0.40243471289371002,0.41339118601256453,0.42448185643470848,0.43570641550895467,0.44706455965750291,0.45855599022282117,0.47018041332119381,0.48193753970256198,0.49382708461630248,0.50584876768262022,10,10,10,10,10,10,10,10,10,10,10,10]
[510,65,1,1.6807909604519773,-0.9328216576669992,"Not Applicable","Not Applicable",2.8399764124293783,102.61190460202569,2.4575846419755968E-2,2.5265338771800747E-2,2.5963529864110324E-2,2.6670399097584806E-2,2.7385926221594092E-2,2.8110091323158365E-2,2.8842874816613091E-2,2.9584257433730395E-2,3.0334220214270565E-2,3.1092744496939481E-2,3.1859811910729188E-2,3.2635404366620657E-2,10,10,10,10,10,10,10,10,10,10,10,10]
[511,65,1,1.6807909604519773,-0.9328216576669992,"Not Applicable","Not Applicable",2.8399764124293783,102.61190460202569,6.352856299506918,6.5310900725104934,6.711572469872519,6.8942981667256724,7.0792619282820732,7.2664586070364372,7.4558831400944845,7.6475305466193078,7.8413959253889418,8.0374744524588557,8.2357613789234954,8.43625202877144,10,10,10,10,10,10,10,10,10,10,10,10]
[512,65,1,1.6807909604519773,-0.9328216576669992,"Not Applicable","Not Applicable",2.8399764124293783,102.61190460202569,31.862584883213607,32.756511717639668,33.66171646881903,34.578172430018697,35.505853346296739,36.444733400474817,37.394787199738872,38.355989762831456,39.328316507801787,40.311743240282034,41.306246142260392,42.311801761323679,10,10,10,10,10,10,10,10,10,10,10,10]
[513,66,1,1.6807909604519773,-0.9328216576669992,"Not Applicable","Not Applicable",2.8399764124293783,102.61190460202569,1.2632669385900373E-2,1.2981764932055162E-2,1.3335199548792403E-2,1.3692963110797046E-2,1.4055045661579182E-2,1.4421437408306545E-2,1.4792128716865197E-2,1.5167110107135283E-2,1.5546372248469741E-2,1.5929905955364594E-2,1.6317702183310329E-2,1.6709752024814464E-2,10,10,10,10,10,10,10,10,10,10,10,10]
[514,66,1,1.6807909604519773,-0.9328216576669992,"Not Applicable","Not Applicable",2.8399764124293783,102.61190460202569,0.5558374529796164,0.57119765701042713,0.58674878014686571,0.60249037687507001,0.61842200910948397,0.63454324596548795,0.65085366354206864,0.6673528447139524,0.68404037893266856,0.70091586203604217,0.71797889606565435,0.73522908909183637,10,10,10,10,10,10,10,10,10,10,10,10]
[515,66,1,1.6807909604519773,-0.9328216576669992,"Not Applicable","Not Applicable",2.8399764124293783,102.61190460202569,6.278436684792486,6.4519371712314157,6.6275941757498247,6.805402666066132,6.9853576938048532,7.1674543919283531,7.3516879722820034,7.5380537232462359,7.7265470074894607,7.9171632598162036,8.1098979851052331,8.3047467563327881,10,10,10,10,10,10,10,10,10,10,10,10]
[516,67,1,1.6807909604519773,-0.9328216576669992,"Not Applicable","Not Applicable",2.8399764124293783,102.61190460202569,0.2726170635731584,0.28003919052464049,0.28755222532673796,0.29515595889316282,0.30285018557443744,0.31063470305416918,0.31850931224984097,0.32647381721786456,0.3345280250626565,0.34267174584951687,0.35090479252110374,0.35922698081730953,10,10,10,10,10,10,10,10,10,10,10,10]
[517,67,1,1.6807909604519773,-0.9328216576669992,"Not Applicable","Not Applicable",2.8399764124293783,102.61190460202569,13.838561417570801,14.215322719012702,14.596698676109652,14.982678675243408,15.373252277254776,15.768409212178302,16.168139374206213,16.572432816868744,16.981279748418658,17.39467052740881,17.812595658452217,18.235045788154853,10,10,10,10,10,10,10,10,10,10,10,10]
[518,67,1,1.6807909604519773,-0.9328216576669992,"Not Applicable","Not Applicable",2.8399764124293783,102.61190460202569,21.14729507431786,21.723040064982825,22.305836907488388,22.895669382712487,23.492521538131363,24.096377679773408,24.707222364523378,25.325040392757206,25.949816801288925,26.581536856612523,27.220186048422761,27.865750083399867,10,10,10,10,10,10,10,10,10,10,10,10]
[519,68,1,1.6807909604519773,-0.9328216576669992,"Not Applicable","Not Applicable",2.8399764124293783,102.61190460202569,0.26670399097584807,0.27385926221594098,0.28110091323158365,0.28842874816613095,0.29584257433730399,0.30334220214270569,0.31092744496939484,0.31859811910729197,0.32635404366620657,0.33419504049628929,0.34212093411172334,0.35013155161748682,10,10,10,10,10,10,10,10,10,10,10,10]
[520,68,1,1.6807909604519773,-0.9328216576669992,"Not Applicable","Not Applicable",2.8399764124293783,102.61190460202569,0.42672638556135689,0.43817481954550547,0.44976146117053384,0.46148599706580945,0.47334811893968631,0.48534752342832904,0.4974839119510317,0.50975699057166701,0.52216646986593052,0.53471206479406286,0.5473934945787573,0.5602104825879789,10,10,10,10,10,10,10,10,10,10,10,10]
[521,68,1,1.6807909604519773,-0.9328216576669992,"Not Applicable","Not Applicable",2.8399764124293783,102.61190460202569,0.18669279368309363,0.19170148355115862,0.19677063926210853,0.20190012371629162,0.20708980203611277,0.21233954149989395,0.21764921147857635,0.22301868337510433,0.22844783056634457,0.23393652834740247,0.23948465387820631,0.24509208613224073,10,10,10,10,10,10,10,10,10,10,10,10]
[522,68,1,1.6807909604519773,-0.9328216576669992,"Not Applicable","Not Applicable",2.8399764124293783,102.61190460202569,3.4404814835884396,3.532784482585638,3.6262017806874289,3.7207308513430886,3.8163692089512211,3.913114407640903,4.0109640401051925,4.1099157364840657,4.2099671632940643,4.311116022402131,4.4133600500412307,4.5166970158655797,10,10,10,10,10,10,10,10,10,10,10,10]
[523,68,1,1.6807909604519773,-0.9328216576669992,"Not Applicable","Not Applicable",2.8399764124293783,102.61190460202569,6.4942421802619004,6.6684730349581622,6.8448072371890616,7.0232400178452874,7.2037666851133517,7.3863826221748834,7.5710832850047636,7.7578642002625582,7.9467209632721296,8.1376492360846431,8.3306447456204626,8.5257032818858036,10,10,10,10,10,10,10,10,10,10,10,10]
[524,69,1,1.6807909604519773,-0.9328216576669992,"Not Applicable","Not Applicable",2.8399764124293783,102.61190460202569,0.20539444666195569,0.21082568492368772,0.21632156112459816,0.22188193075297796,0.22750665160702924,0.2331955837270461,0.23894858933046892,0.2447655327496549,0.25064628037221692,0.25659070058379246,0.26259866371311508,0.26867004197926669,10,10,10,10,10,10,10,10,10,10,10,10]
[525,69,1,1.6807909604519773,-0.9328216576669992,"Not Applicable","Not Applicable",2.8399764124293783,102.61190460202569,1.3692963110797046E-2,1.4055045661579182E-2,1.4421437408306545E-2,1.4792128716865197E-2,1.5167110107135283E-2,1.5546372248469741E-2,1.5929905955364594E-2,1.6317702183310329E-2,1.6709752024814464E-2,1.7106046705586166E-2,1.7506577580874341E-2,1.7911336131951113E-2,10,10,10,10,10,10,10,10,10,10,10,10]
[526,69,1,1.6807909604519773,-0.9328216576669992,"Not Applicable","Not Applicable",2.8399764124293783,102.61190460202569,1.3692963110797046E-2,1.4055045661579182E-2,1.4421437408306545E-2,1.4792128716865197E-2,1.5167110107135283E-2,1.5546372248469741E-2,1.5929905955364594E-2,1.6317702183310329E-2,1.6709752024814464E-2,1.7106046705586166E-2,1.7506577580874341E-2,1.7911336131951113E-2,10,10,10,10,10,10,10,10,10,10,10,10]
[527,69,1,1.6807909604519773,-0.9328216576669992,"Not Applicable","Not Applicable",2.8399764124293783,102.61190460202569,0.64356926620746113,0.66058714609422153,0.67780755819040761,0.69523004969266433,0.71285417503535831,0.73067949567807777,0.74870557990213593,0.76693200261558536,0.78535834516627967,0.80398419516254982,0.82280914630109392,0.84183279820170231,10,10,10,10,10,10,10,10,10,10,10,10]
[528,69,1,1.6807909604519773,-0.9328216576669992,"Not Applicable","Not Applicable",2.8399764124293783,102.61190460202569,8.2157778664782286E-2,8.4330273969475095E-2,8.6528624449839275E-2,8.8752772301191191E-2,9.1002660642811706E-2,9.3278233490818444E-2,9.5579435732187579E-2,9.7906213099861972E-2,0.10025851214888677,0.10263628023351699,0.10503946548524604,0.10746801679170667,10,10,10,10,10,10,10,10,10,10,10,10]
[529,69,1,1.6807909604519773,-0.9328216576669992,"Not Applicable","Not Applicable",2.8399764124293783,102.61190460202569,14.00790126234538,14.378311711795503,14.753130468697597,15.132347677353097,15.515953639599395,15.903938810184544,16.29629379233798,16.693009333526465,17.094076321385195,17.499485779814648,17.90922886523445,18.323296862985988,10,10,10,10,10,10,10,10,10,10,10,10]
[530,69,1,1.6807909604519773,-0.9328216576669992,"Not Applicable","Not Applicable",2.8399764124293783,102.61190460202569,6.9697182233956969,7.1540182417438034,7.3405116408280318,7.5291935168843862,7.7200590445318591,7.9131034744710975,8.1083221312805787,8.3057104113049576,8.5052637806305622,8.7069777731433593,8.9108479886650382,9.1168700911631166,10,10,10,10,10,10,10,10,10,10,10,10]
[531,70,1,1.6807909604519773,-0.9328216576669992,"Not Applicable","Not Applicable",2.8399764124293783,102.61190460202569,9.8385319631054263E-2,0.10095006185814581,0.10354490101805638,0.10616977074994698,0.10882460573928818,0.11150934168755217,0.11422391528317229,0.11696826417370124,0.11974232693910315,0.12254604306612037,0.12537935292365779,0.12824219773913309,10,10,10,10,10,10,10,10,10,10,10,10]
[532,70,1,1.6807909604519773,-0.9328216576669992,"Not Applicable","Not Applicable",2.8399764124293783,102.61190460202569,1.4055045661579182E-2,1.4421437408306545E-2,1.4792128716865197E-2,1.5167110107135283E-2,1.5546372248469741E-2,1.5929905955364594E-2,1.6317702183310329E-2,1.6709752024814464E-2,1.7106046705586166E-2,1.7506577580874341E-2,1.7911336131951113E-2,1.8320313962733301E-2,10,10,10,10,10,10,10,10,10,10,10,10]
[533,70,1,1.6807909604519773,-0.9328216576669992,"Not Applicable","Not Applicable",2.8399764124293783,102.61190460202569,0.88546787667948845,0.90855055672331231,0.93190410916250743,0.95552793674952285,0.97942145165359362,1.0035840751879694,1.0280152375485505,1.0527143775633112,1.0776809424519285,1.1029143875950833,1.1284141763129201,1.154179779652198,10,10,10,10,10,10,10,10,10,10,10,10]
[534,70,1,1.6807909604519773,-0.9328216576669992,"Not Applicable","Not Applicable",2.8399764124293783,102.61190460202569,7.3507888810059123,7.5424117645443234,7.7362833189204991,7.932398586031753,8.130752685949675,8.3313408146556842,8.5341582418713013,8.7392003089779653,8.9464624270215651,9.1559400747972806,9.3676287970104326,9.5815242025095166,10,10,10,10,10,10,10,10,10,10,10,10]
[535,71,1,1.6807909604519773,-0.9328216576669992,"Not Applicable","Not Applicable",2.8399764124293783,102.61190460202569,0.21632156112459816,0.22188193075297796,0.22750665160702924,0.2331955837270461,0.23894858933046892,0.2447655327496549,0.25064628037221692,0.25659070058379246,0.26259866371311508,0.26867004197926669,0.2748047094409995,0.28100254194802055,10,10,10,10,10,10,10,10,10,10,10,10]
[536,71,1,1.6807909604519773,-0.9328216576669992,"Not Applicable","Not Applicable",2.8399764124293783,102.61190460202569,0.18747868630798509,0.19229767331924758,0.1971724313927587,0.20210283923010663,0.20708877741973974,0.21213012838303427,0.21722677632258802,0.22237860717262017,0.22758550855136642,0.23284736971536449,0.23816408151553292,0.24353553635495118,10,10,10,10,10,10,10,10,10,10,10,10]
[537,71,1,1.6807909604519773,-0.9328216576669992,"Not Applicable","Not Applicable",2.8399764124293783,102.61190460202569,5.7397320885060052,5.8872672293123491,6.036509822639843,6.187456154890957,6.3401025702351097,6.4944454689575108,6.6504813058761565,6.8082065888232943,6.9676178771879878,7.128711780516543,7.2914849571678539,7.4559341130208132,10,10,10,10,10,10,10,10,10,10,10,10]
[538,71,1,1.6807909604519773,-0.9328216576669992,"Not Applicable","Not Applicable",2.8399764124293783,102.61190460202569,3.201559104644053,3.2838525751440741,3.367098443784033,3.4512946391602823,3.5364391220909401,3.6225298846948926,3.7095649495088105,3.7975423686401291,3.8864602229541032,3.9763166212931469,4.0671096997267924,4.1588376208307043,10,10,10,10,10,10,10,10,10,10,10,10]
[539,72,1,1.6807909604519773,-0.9328216576669992,"Not Applicable","Not Applicable",2.8399764124293783,102.61190460202569,0.10354490101805638,0.10616977074994698,0.10882460573928818,0.11150934168755217,0.11422391528317229,0.11696826417370124,0.11974232693910315,0.12254604306612037,0.12537935292365779,0.12824219773913309,0.13113451957574293,0.13405626131059911,10,10,10,10,10,10,10,10,10,10,10,10]
[540,72,1,1.6807909604519773,-0.9328216576669992,"Not Applicable","Not Applicable",2.8399764124293783,102.61190460202569,4.4376386150595595E-2,4.5501330321405853E-2,4.6639116745409222E-2,4.7789717866093789E-2,4.8953106549930986E-2,5.0129256074443386E-2,5.1318140116758497E-2,5.2519732742623018E-2,5.3734008395853336E-2,5.4960941888199902E-2,5.6200508389604116E-2,5.7452683418828199E-2,10,10,10,10,10,10,10,10,10,10,10,10]
[541,72,1,1.6807909604519773,-0.9328216576669992,"Not Applicable","Not Applicable",2.8399764124293783,102.61190460202569,2.9584257433730395E-2,3.0334220214270565E-2,3.1092744496939481E-2,3.1859811910729188E-2,3.2635404366620657E-2,3.3419504049628929E-2,3.4212093411172331E-2,3.5013155161748681E-2,3.5822672263902226E-2,3.6640627925466601E-2,3.7467005593069411E-2,3.8301788945885464E-2,10,10,10,10,10,10,10,10,10,10,10,10]
[542,72,1,1.6807909604519773,-0.9328216576669992,"Not Applicable","Not Applicable",2.8399764124293783,102.61190460202569,1.4792128716865197E-2,1.5167110107135283E-2,1.5546372248469741E-2,1.5929905955364594E-2,1.6317702183310329E-2,1.6709752024814464E-2,1.7106046705586166E-2,1.7506577580874341E-2,1.7911336131951113E-2,1.8320313962733301E-2,1.8733502796534705E-2,1.9150894472942732E-2,10,10,10,10,10,10,10,10,10,10,10,10]
[543,72,1,1.6807909604519773,-0.9328216576669992,"Not Applicable","Not Applicable",2.8399764124293783,102.61190460202569,2.914049357222444,2.9879206911056504,3.0626353329485387,3.1381914732068252,3.2145873301121344,3.2918211488884488,3.3698912010004745,3.4487957834322445,3.5285332179943691,3.60910185065846,3.6905000509173367,3.7727262111697182,10,10,10,10,10,10,10,10,10,10,10,10]
[544,72,1,1.6807909604519773,-0.9328216576669992,"Not Applicable","Not Applicable",2.8399764124293783,102.61190460202569,0.22188193075297796,0.22750665160702924,0.2331955837270461,0.23894858933046892,0.2447655327496549,0.25064628037221692,0.25659070058379246,0.26259866371311508,0.26867004197926669,0.2748047094409995,0.28100254194802055,0.28726341709414099,10,10,10,10,10,10,10,10,10,10,10,10]
[545,73,1,1.6807909604519773,-0.9328216576669992,"Not Applicable","Not Applicable",2.8399764124293783,102.61190460202569,1.5167110107135283E-2,1.5546372248469741E-2,1.5929905955364594E-2,1.6317702183310329E-2,1.6709752024814464E-2,1.7106046705586166E-2,1.7506577580874341E-2,1.7911336131951113E-2,1.8320313962733301E-2,1.8733502796534705E-2,1.9150894472942732E-2,1.9572480944813141E-2,10,10,10,10,10,10,10,10,10,10,10,10]
[546,73,1,1.6807909604519773,-0.9328216576669992,"Not Applicable","Not Applicable",2.8399764124293783,102.61190460202569,7.5835550535676421E-2,7.773186124234871E-2,7.9649529776822992E-2,8.1588510916551643E-2,8.3548760124072322E-2,8.5530233527930835E-2,8.7532887904371706E-2,8.9556680659755569E-2,9.1601569813666517E-2,9.3667513982673534E-2,9.5754472364713669E-2,9.786240472406571E-2,10,10,10,10,10,10,10,10,10,10,10,10]
[547,73,1,1.6807909604519773,-0.9328216576669992,"Not Applicable","Not Applicable",2.8399764124293783,102.61190460202569,3.7766104166766854,3.8710466898689653,3.9665465828857842,4.0631078436442714,4.1607282541788013,4.2594056296909555,4.35913781763771,4.459922696855827,4.5617581767205921,4.6646421963371418,4.7685727237627402,4.8735477552584721,10,10,10,10,10,10,10,10,10,10,10,10]
[548,73,1,1.6807909604519773,-0.9328216576669992,"Not Applicable","Not Applicable",2.8399764124293783,102.61190460202569,0.3336764223569762,0.34202018946633428,0.35045793101802108,0.35898944803282717,0.36761454454591819,0.37633302752289566,0.38514470677923546,0.39404939490292445,0.40304690718013259,0.4121370615237635,0.42131967840474011,0.43059458078588908,10,10,10,10,10,10,10,10,10,10,10,10]
[549,74,1,1.6807909604519773,-0.9328216576669992,"Not Applicable","Not Applicable",2.8399764124293783,102.61190460202569,9.3278233490818444E-2,9.5579435732187579E-2,9.7906213099861972E-2,0.10025851214888677,0.10263628023351699,0.10503946548524604,0.10746801679170667,0.1099218837763998,0.11240101677920823,0.1149053668376564,0.11743488566887884,0.11998952565226219,10,10,10,10,10,10,10,10,10,10,10,10]
[550,74,1,1.6807909604519773,-0.9328216576669992,"Not Applicable","Not Applicable",2.8399764124293783,102.61190460202569,4.6639116745409222E-2,4.7789717866093789E-2,4.8953106549930986E-2,5.0129256074443386E-2,5.1318140116758497E-2,5.2519732742623018E-2,5.3734008395853336E-2,5.4960941888199902E-2,5.6200508389604116E-2,5.7452683418828199E-2,5.8717442834439422E-2,5.9994762826131094E-2,10,10,10,10,10,10,10,10,10,10,10,10]
[551,74,1,1.6807909604519773,-0.9328216576669992,"Not Applicable","Not Applicable",2.8399764124293783,102.61190460202569,8.4105873864221294,8.6180791218522472,8.8278768811708872,9.0399758454246246,9.2543712677221155,9.4710584712530181,9.6900328473855524,9.9112898538387153,10.134825012925276,10.360633909862019,10.588712191143909,10.819055562978974,10,10,10,10,10,10,10,10,10,10,10,10]
[552,74,1,1.6807909604519773,-0.9328216576669992,"Not Applicable","Not Applicable",2.8399764124293783,102.61190460202569,2.5806977932459771,2.6443643885905233,2.7087385624295144,2.7738188361192009,2.839603753127304,2.9060918784251406,2.9732817979038852,3.0411721178137281,3.1097614642247615,3.1790484825084939,3.2490318368389817,3.3197102097125875,10,10,10,10,10,10,10,10,10,10,10,10]
[553,75,1,1.6807909604519773,-0.9328216576669992,"Not Applicable","Not Applicable",2.8399764124293783,102.61190460202569,0.28673830719656274,0.29371863929958592,0.30077553644666033,0.30790884070055102,0.31511839645573814,0.32240405037512004,0.32976565132919944,0.33720305033762471,0.34471610051296919,0.35230465700663655,0.35996857695678658,0.36770771943818498,10,10,10,10,10,10,10,10,10,10,10,10]
[554,75,1,1.6807909604519773,-0.9328216576669992,"Not Applicable","Not Applicable",2.8399764124293783,102.61190460202569,3.1859811910729188E-2,3.2635404366620657E-2,3.3419504049628929E-2,3.4212093411172331E-2,3.5013155161748681E-2,3.5822672263902226E-2,3.6640627925466601E-2,3.7467005593069411E-2,3.8301788945885464E-2,3.9144961889626281E-2,3.999650855075406E-2,4.0856413270909442E-2,10,10,10,10,10,10,10,10,10,10,10,10]
[555,75,1,1.6807909604519773,-0.9328216576669992,"Not Applicable","Not Applicable",2.8399764124293783,102.61190460202569,2.6921541064566168,2.7576916689794455,2.8239480921936444,2.8909218932440623,2.9586116111677638,3.0270158062997385,3.0961330597019283,3.1659619726143653,3.2365011659273222,3.3077492796734211,3.3797049725387187,3.4523669213918482,10,10,10,10,10,10,10,10,10,10,10,10]
[556,75,1,1.6807909604519773,-0.9328216576669992,"Not Applicable","Not Applicable",2.8399764124293783,102.61190460202569,0.74870557990213593,0.76693200261558536,0.78535834516627967,0.80398419516254982,0.82280914630109392,0.84183279820170231,0.86105475624846506,0.88047463143713112,0.90009204022830835,0.91990660440621763,0.93991795094272046,0.96012571186637174,10,10,10,10,10,10,10,10,10,10,10,10]
[557,77,1,1.6807909604519773,-0.9328216576669992,"Not Applicable","Not Applicable",2.8399764124293783,102.61190460202569,1.6709752024814464E-2,1.7106046705586166E-2,1.7506577580874341E-2,1.7911336131951113E-2,1.8320313962733301E-2,1.8733502796534705E-2,1.9150894472942732E-2,1.9572480944813141E-2,1.999825427537703E-2,2.0428206635454721E-2,2.0862330300771302E-2,2.1300617649369094E-2,10,10,10,10,10,10,10,10,10,10,10,10]
[558,79,1,1.6807909604519773,-0.9328216576669992,"Not Applicable","Not Applicable",2.8399764124293783,102.61190460202569,0.6127302153306019,0.62689676461828892,0.64121098869566551,0.65567259787871468,0.67028130655299567,0.68503683306845997,0.69993889963819611,0.7149872322409152,0.73018156052699568,0.74552161772791825,0.76100714056893226,0.77663786918480315,10,10,10,10,10,10,10,10,10,10,10,10]
[559,79,1,1.6807909604519773,-0.9328216576669992,"Not Applicable","Not Applicable",2.8399764124293783,102.61190460202569,0.40265128436010983,0.41196073103487563,0.42136722114286596,0.43087056432029824,0.44047057287768288,0.45016706173070226,0.45995984833367176,0.46984875261545861,0.47983359691774002,0.48991420593548918,0.50009040665958404,0.51036202832144206,10,10,10,10,10,10,10,10,10,10,10,10]
[560,79,1,1.6807909604519773,-0.9328216576669992,"Not Applicable","Not Applicable",2.8399764124293783,102.61190460202569,0.78779599113934529,0.80601012593780008,0.82441412832299854,0.84300762584406175,0.86179025128242304,0.88076164251659139,0.89992144239196636,0.91926929859546247,0.93880486353470871,0.95852779422160928,0.9784377521600558,0.99853440323760401,10,10,10,10,10,10,10,10,10,10,10,10]
[561,79,1,1.6807909604519773,-0.9328216576669992,"Not Applicable","Not Applicable",2.8399764124293783,102.61190460202569,25.05191251823118,25.631122004822043,26.216369280671351,26.807642501841162,27.404929990781049,28.008220232027604,28.617501868064529,29.232763695335702,29.853994660403735,30.481183856247174,31.114320518689773,31.753394022955806,10,10,10,10,10,10,10,10,10,10,10,10]
[562,80,1,1.6807909604519773,-0.9328216576669992,"Not Applicable","Not Applicable",2.8399764124293783,102.61190460202569,1.7911336131951113E-2,1.8320313962733301E-2,1.8733502796534705E-2,1.9150894472942732E-2,1.9572480944813141E-2,1.999825427537703E-2,2.0428206635454721E-2,2.0862330300771302E-2,2.1300617649369094E-2,2.1743061159112349E-2,2.2189653405280087E-2,2.2640387058242863E-2,10,10,10,10,10,10,10,10,10,10,10,10]
[563,81,1,1.6807909604519773,-0.9328216576669992,"Not Applicable","Not Applicable",2.8399764124293783,102.61190460202569,1.8320313962733301E-2,1.8733502796534705E-2,1.9150894472942732E-2,1.9572480944813141E-2,1.999825427537703E-2,2.0428206635454721E-2,2.0862330300771302E-2,2.1300617649369094E-2,2.1743061159112349E-2,2.2189653405280087E-2,2.2640387058242863E-2,2.3095254881219687E-2,10,10,10,10,10,10,10,10,10,10,10,10]
[564,82,1,1.6807909604519773,-0.9328216576669992,"Not Applicable","Not Applicable",2.8399764124293783,102.61190460202569,7.4934011186138821E-2,7.6603577891770927E-2,7.8289923779252563E-2,7.9993017101508121E-2,8.1712826541818884E-2,8.3449321203085208E-2,8.5202470597476376E-2,8.6972244636449397E-2,8.875861362112035E-2,9.0561548232971453E-2,9.2381019524878746E-2,9.4216998912446323E-2,10,10,10,10,10,10,10,10,10,10,10,10]
[565,91,1,1.6807909604519773,-0.9328216576669992,"Not Applicable","Not Applicable",2.8399764124293783,102.61190460202569,0.74713277292201441,0.76214341108024952,0.77729024102768207,0.7925730298664726,0.80799154755543701,0.82354556684548363,0.83923486321716301,0.85505921482023906,0.87101840241519946,0.88711220931662038,0.90334042133831194,0.91970282674017023,10,10,10,10,10,10,10,10,10,10,10,10]
[566,91,1,1.6807909604519773,-0.9328216576669992,"Not Applicable","Not Applicable",2.8399764124293783,102.61190460202569,2.2640387058242863E-2,2.3095254881219687E-2,2.3554249728111581E-2,2.4017364541408261E-2,2.4484592350164761E-2,2.4955926268044961E-2,2.5431359491429183E-2,2.5910885297583005E-2,2.6394497042884834E-2,2.688218816110971E-2,2.737395216176703E-2,2.7869782628490009E-2,10,10,10,10,10,10,10,10,10,10,10,10]
[567,91,1,1.6807909604519773,-0.9328216576669992,"Not Applicable","Not Applicable",2.8399764124293783,102.61190460202569,2.648925285814415,2.7021448211027033,2.755847218189055,2.8100316513447665,2.864697304969277,2.9198433733612603,2.9754690604972143,3.0315735798172114,3.0881561540175255,3.145216014849836,3.2027524029267425,3.260764567533331,10,10,10,10,10,10,10,10,10,10,10,10]
[568,91,1,1.6807909604519773,-0.9328216576669992,"Not Applicable","Not Applicable",2.8399764124293783,102.61190460202569,0.43016735410661439,0.43880984274317403,0.44753074483412003,0.45632992628675695,0.46520725465313045,0.47416259909285424,0.48319583033715446,0.49230682065407705,0.50149544381481181,0.51076157506108444,0.52010509107357361,0.52952586994131012,10,10,10,10,10,10,10,10,10,10,10,10]
[569,91,1,1.6807909604519773,-0.9328216576669992,"Not Applicable","Not Applicable",2.8399764124293783,102.61190460202569,0.29432503175715724,0.30023831345585594,0.30620524646545055,0.31222573903830741,0.31829970055214191,0.32442704148458451,0.33060767338857938,0.33684150886857905,0.34312846155750282,0.34946844609442623,0.35586137810297142,0.36230717417037012,10,10,10,10,10,10,10,10,10,10,10,10]
[570,91,1,1.6807909604519773,-0.9328216576669992,"Not Applicable","Not Applicable",2.8399764124293783,102.61190460202569,2.2640387058242859,2.3095254881219685,2.355424972811158,2.4017364541408259,2.4484592350164758,2.4955926268044957,2.543135949142918,2.5910885297583004,2.639449704288483,2.6882188161109708,2.737395216176703,2.7869782628490007,10,10,10,10,10,10,10,10,10,10,10,10]
[571,91,1,1.6807909604519773,-0.9328216576669992,"Not Applicable","Not Applicable",2.8399764124293783,102.61190460202569,64.955270470098768,66.260286254219281,67.577142469952122,68.905818869300305,70.246295452622689,71.598552463020994,72.962570380910321,74.338329918765638,75.725812016036585,77.124997834223763,78.535868752109607,79.958406361137833,10,10,10,10,10,10,10,10,10,10,10,10]
[572,92,1,1.6807909604519773,-0.9328216576669992,"Not Applicable","Not Applicable",2.8399764124293783,102.61190460202569,0.39261933298073465,0.40042224537789689,0.40829519720394047,0.41623806995280094,0.42425074655676431,0.43233311135429608,0.44048505005891109,0.44870644972904217,0.45699719873886507,0.46535718675003951,0.47378630468433014,0.48228444469707038,10,10,10,10,10,10,10,10,10,10,10,10]
[573,92,1,1.6807909604519773,-0.9328216576669992,"Not Applicable","Not Applicable",2.8399764124293783,102.61190460202569,0.18476203904975749,0.18843399782489265,0.19213891633126609,0.19587673880131809,0.19964741014435969,0.20345087593143346,0.20728708238066404,0.21115597634307867,0.21505750528887768,0.21899161729413624,0.22295826102792007,0.22695738573979782,10,10,10,10,10,10,10,10,10,10,10,10]
[574,92,1,1.6807909604519773,-0.9328216576669992,"Not Applicable","Not Applicable",2.8399764124293783,102.61190460202569,19.93120496249259,20.327317515360296,20.726985599235331,21.130203198192188,21.536964369322799,21.947263241103386,22.361094011814131,22.77845094800961,23.199328383037681,23.623720715604946,24.051622408386876,24.483027986680689,10,10,10,10,10,10,10,10,10,10,10,10]
[575,92,1,1.6807909604519773,-0.9328216576669992,"Not Applicable","Not Applicable",2.8399764124293783,102.61190460202569,4.180241133500763,4.2633192007881959,4.3471429819948959,4.4317112153798215,4.517022654516138,4.603076067948682,4.6898702388625244,4.7774039647621551,4.8656760571608579,4.9546853412798333,5.0444306557566918,5.1349108523629257,10,10,10,10,10,10,10,10,10,10,10,10]
[576,99,1,1.6807909604519773,-0.9328216576669992,"Not Applicable","Not Applicable",2.8399764124293783,102.61190460202569,0.65986242607212076,0.6720547040277427,0.68434880404417575,0.69674456571225019,0.70924183043686817,0.72184044139917081,0.73454024351984926,0.74734108342355265,0.76024280940435274,0.77324527139222321,0.78634832092049223,0.79955181109423723,10,10,10,10,10,10,10,10,10,10,10,10]
[577,99,1,1.6807909604519773,-0.9328216576669992,"Not Applicable","Not Applicable",2.8399764124293783,102.61190460202569,2.6394497042884834E-2,2.688218816110971E-2,2.737395216176703E-2,2.7869782628490009E-2,2.8369673217474727E-2,2.8873617655966834E-2,2.9381609740793971E-2,2.9893643336942107E-2,3.0409712376174115E-2,3.0929810855688931E-2,3.1453932836819694E-2,3.1982072443769494E-2,10,10,10,10,10,10,10,10,10,10,10,10]
[578,99,1,1.6807909604519773,-0.9328216576669992,"Not Applicable","Not Applicable",2.8399764124293783,102.61190460202569,0.158366982257309,0.16129312896665826,0.1642437129706022,0.16721869577094006,0.17021803930484836,0.17324170593580099,0.17628965844476382,0.17936186002165264,0.18245827425704467,0.18557886513413357,0.18872359702091815,0.19189243466261696,10,10,10,10,10,10,10,10,10,10,10,10]
[579,99,1,1.6807909604519773,-0.9328216576669992,"Not Applicable","Not Applicable",2.8399764124293783,102.61190460202569,0.42231195268615734,0.43011501057775536,0.43798323458827249,0.44591652205584015,0.45391477147959564,0.46197788249546934,0.47010575585270353,0.47829829339107371,0.48655539801878583,0.4948769736910229,0.5032629253891151,0.5117131591003119,10,10,10,10,10,10,10,10,10,10,10,10]
[580,99,1,1.6807909604519773,-0.9328216576669992,"Not Applicable","Not Applicable",2.8399764124293783,102.61190460202569,72.347316394547335,73.684077749601713,75.032002875403435,76.391074184691121,77.761274289098239,79.142585995005092,80.534992299516276,81.938476386558321,83.353021623093255,84.778611555443362,86.215229905722779,87.662860568372182,10,10,10,10,10,10,10,10,10,10,10,10]
[581,99,1,1.6807909604519773,-0.9328216576669992,"Not Applicable","Not Applicable",2.8399764124293783,102.61190460202569,14.833707338101277,15.107789746543657,15.384161114913072,15.662817837211385,15.943756348220797,16.226973122653362,16.51246467432621,16.800227555361463,17.090258355409851,17.38255370089718,17.677110254292668,17.973924713398457,10,10,10,10,10,10,10,10,10,10,10,10]
[582,108,1,1.6807909604519773,-0.9328216576669992,"Not Applicable","Not Applicable",2.8399764124293783,102.61190460202569,3.0929810855688931E-2,3.1453932836819694E-2,3.1982072443769494E-2,3.2514223862383194E-2,3.3050381338954084E-2,3.3590539179064009E-2,3.4134691746455788E-2,3.468283346193668E-2,3.5234958802311908E-2,3.579106229934706E-2,3.6351138538758314E-2,3.6915182159229766E-2,10,10,10,10,10,10,10,10,10,10,10,10]
[583,108,1,1.6807909604519773,-0.9328216576669992,"Not Applicable","Not Applicable",2.8399764124293783,102.61190460202569,1.391841488506002,1.4154269776568862,1.4391932599696271,1.4631400738072438,1.4872671602529337,1.5115742630578806,1.5360611285905106,1.5607275057871506,1.5855731461040359,1.6105978034706177,1.6358012342441242,1.6611831971653397,10,10,10,10,10,10,10,10,10,10,10,10]
[584,108,1,1.6807909604519773,-0.9328216576669992,"Not Applicable","Not Applicable",2.8399764124293783,102.61190460202569,6.1859621711377863E-2,6.2907865673639388E-2,6.3964144887538987E-2,6.5028447724766389E-2,6.6100762677908168E-2,6.7181078358128019E-2,6.8269383492911576E-2,6.9365666923873359E-2,7.0469917604623816E-2,7.1582124598694119E-2,7.2702277077516628E-2,7.3830364318459532E-2,10,10,10,10,10,10,10,10,10,10,10,10]
[585,118,1,1.6807909604519773,-0.9328216576669992,"Not Applicable","Not Applicable",2.8399764124293783,102.61190460202569,4.289434347573482,4.3559914947891132,4.4230161664718617,4.4905077421510944,4.5584656072764425,4.6268891531134697,4.6957777766420135,4.7651308804571064,4.8349478726723838,4.9052281668259088,4.9759711817883296,5.0471763416732909,10,10,10,10,10,10,10,10,10,10,10,10]
[586,118,1,1.6807909604519773,-0.9328216576669992,"Not Applicable","Not Applicable",2.8399764124293783,102.61190460202569,1.3449921259340576,1.3658617398915014,1.3868779505038886,1.4080405632168682,1.4293493853324435,1.4508042259762572,1.4724048960657159,1.494151208278923,1.5160429770243913,1.5380800184115135,1.560262150221764,1.5825891918806079,10,10,10,10,10,10,10,10,10,10,10,10]
[587,118,1,1.6807909604519773,-0.9328216576669992,"Not Applicable","Not Applicable",2.8399764124293783,102.61190460202569,0.39986252392634147,0.40606700375152743,0.41231506636602094,0.41860665392933927,0.42494170915288865,0.43132017529023864,0.43774199612764531,0.44420711597481499,0.45071547965590014,0.45726703250072026,0.46386172033620016,0.47049948947801856,10,10,10,10,10,10,10,10,10,10,10,10]
[588,118,1,1.6807909604519773,-0.9328216576669992,"Not Applicable","Not Applicable",2.8399764124293783,102.61190460202569,5.2345639495811982,5.3157862309290866,5.3975790506097292,5.4799416514386232,5.5628732834559971,5.646373203799488,5.7304406765800842,5.8150749727612148,5.900275370040875,5.9860411527367026,6.0723716116738933,6.1592660440758804,10,10,10,10,10,10,10,10,10,10,10,10]
[589,118,1,1.6807909604519773,-0.9328216576669992,"Not Applicable","Not Applicable",2.8399764124293783,102.61190460202569,3.6351138538758314E-2,3.6915182159229766E-2,3.7483187851456455E-2,3.8055150357212658E-2,3.8631064468444422E-2,3.9210925026385332E-2,3.979472692069503E-2,4.0382465088619542E-2,4.0974134514172741E-2,4.156973022733821E-2,4.216924730329092E-2,4.2772680861638053E-2,10,10,10,10,10,10,10,10,10,10,10,10]
[590,118,1,1.6807909604519773,-0.9328216576669992,"Not Applicable","Not Applicable",2.8399764124293783,102.61190460202569,44.130282186052597,44.815031141304942,45.504590051668131,46.198952533656168,46.898112264691534,47.602062982031796,48.310798481723765,49.02431261758413,49.742599300205711,50.465652495988586,51.193466226195184,51.926034566028598,10,10,10,10,10,10,10,10,10,10,10,10]
[591,118,1,1.6807909604519773,-0.9328216576669992,"Not Applicable","Not Applicable",2.8399764124293783,102.61190460202569,0.6179693551588914,0.6275580967069061,0.63721419347475972,0.64693755607261527,0.65672809596355519,0.66658572544855066,0.67651035765181555,0.68650190650653231,0.69656028674093662,0.70668541386474959,0.71687720415594569,0.72713557464784695,10,10,10,10,10,10,10,10,10,10,10,10]
[592,118,1,1.6807909604519773,-0.9328216576669992,"Not Applicable","Not Applicable",2.8399764124293783,102.61190460202569,602.52012127991907,611.86914428923342,621.28383863789065,630.76411717079986,640.30989356446628,649.92108231233681,659.59759871052006,669.33935884386892,679.14627957241316,689.01827851813084,698.955274052047,708.95718528165071,10,10,10,10,10,10,10,10,10,10,10,10]
[593,118,1,1.6807909604519773,-0.9328216576669992,"Not Applicable","Not Applicable",2.8399764124293783,102.61190460202569,244.35235325753342,248.14385447434253,251.96198873749029,255.80672070118351,259.67801535688341,263.57583802736224,267.50015436091201,271.4509303257006,275.42813220426916,279.43172658816746,283.46168037272162,287.51796075193101,10,10,10,10,10,10,10,10,10,10,10,10]
[594,119,1,1.6807909604519773,-0.9328216576669992,"Not Applicable","Not Applicable",2.8399764124293783,102.61190460202569,3.6915182159229766E-2,3.7483187851456455E-2,3.8055150357212658E-2,3.8631064468444422E-2,3.9210925026385332E-2,3.979472692069503E-2,4.0382465088619542E-2,4.0974134514172741E-2,4.156973022733821E-2,4.216924730329092E-2,4.2772680861638053E-2,4.338002606567825E-2,10,10,10,10,10,10,10,10,10,10,10,10]
[595,119,1,1.6807909604519773,-0.9328216576669992,"Not Applicable","Not Applicable",2.8399764124293783,102.61190460202569,0.11074554647768931,0.11244956355436936,0.11416545107163799,0.11589319340533327,0.117632775079156,0.11938418076208508,0.12114739526585863,0.12292240354251822,0.12470919068201462,0.12650774190987277,0.12831804258491417,0.13014007819703474,10,10,10,10,10,10,10,10,10,10,10,10]

{"sheet":"C. PoC Summary Stats & Para","index":10,"n_rows":53,"n_cols":22,"rows_kept":53,"cut":false,"hidden":false,"merged":[[2,1,3,10],[2,12,3,22]]}
[null,null,null,"PoC Summary Statistics and Parameters"]
[]
[null,"VoC and PoC Information",null,null,null,null,null,null,null,null,null,null,"PoC Parameters"]
[]
[]
[null,null,"Description","Consequence Category ID","VoC","ICR","Cost per event",null,null,null,null,null,null,"Description","Consequence Category ID","Average PoC Score","Std Dev","Max Std. Dev","PoCUpper","PoCLower","Consequence ZCFU Scalar","Consequence ZCFL Scalar"]
[null,null,"Worker Safety","C1",{"$f":"O30","v":20473.451278362238},6.9999999999999994E-5,{"$f":"E7*F7","v":1.4331415894853565},null,null,null,null,null,null,{"$f":"C7","v":"Worker Safety"},"C1",{"$f":"SUM('C. Population PoC Scores'!AI5:AM5)*3","v":3},{"$f":"SQRT(_xlfn.STDEV.P(({1;2;3;4;5}*'C. Population PoC Scores'!AI5))^2+_xlfn.STDEV.P(({1;2;3;4;5}*'C. Population PoC Scores'!AJ5))^2+_xlfn.STDEV.P(({1;2;3;4;5}*'C. Population PoC Scores'!AK5))^2+_xlfn.STDEV.P(({1;2;3;4;5}*'C. Population PoC Scores'!AL5))^2+_xlfn.STDEV.P(({1;2;3;4;5}*'C. Population PoC Scores'!AM5))^2)","v":1.4142135623730951},{"$f":"IFERROR((SUM('C. Population PoC Scores'!$AI$5:$AM$5)-P7)/Q7*-1,\"\")","v":1.4142135623730949},{"$f":"F7*$Q$14","v":1.393E-4},{"$f":"F7*$Q$15","v":7.000000000000006E-7},{"$f":"IFERROR((S7-F7)/R7,\"\")","v":4.9002499936227754E-5},{"$f":"IFERROR((F7-T7)/R7,\"\")","v":4.900249993622774E-5}]
[null,null,"Physical Impact","C2",{"$f":"O30","v":20473.451278362238},0,{"$f":"E8*F8","v":0},null,null,null,null,null,null,{"$f":"C8","v":"Physical Impact"},"C2",{"$f":"SUM('C. Population PoC Scores'!AI6:AM6)*3","v":3},{"$f":"SQRT(_xlfn.STDEV.P(({1;2;3;4;5}*'C. Population PoC Scores'!AI6))^2+_xlfn.STDEV.P(({1;2;3;4;5}*'C. Population PoC Scores'!AJ6))^2+_xlfn.STDEV.P(({1;2;3;4;5}*'C. Population PoC Scores'!AK6))^2+_xlfn.STDEV.P(({1;2;3;4;5}*'C. Population PoC Scores'!AL6))^2+_xlfn.STDEV.P(({1;2;3;4;5}*'C. Population PoC Scores'!AM6))^2)","v":1.4142135623730951},{"$f":"IFERROR((SUM('C. Population PoC Scores'!$AI$5:$AM$5)-P8)/Q8*-1,\"\")","v":1.4142135623730949},{"$f":"F8*$Q$14","v":0},{"$f":"F8*$Q$15","v":0},{"$f":"IFERROR((S8-F8)/R8,\"\")","v":0},{"$f":"IFERROR((F8-T8)/R8,\"\")","v":0}]
[null,null,"Shock","C3",{"$f":"O30","v":20473.451278362238},1.362E-2,278.84840641129369,null,null,null,null,null,null,{"$f":"C9","v":"Shock"},"C3",{"$f":"SUM('C. Population PoC Scores'!AI7:AM7)*3","v":3},{"$f":"SQRT(_xlfn.STDEV.P(({1;2;3;4;5}*'C. Population PoC Scores'!AI7))^2+_xlfn.STDEV.P(({1;2;3;4;5}*'C. Population PoC Scores'!AJ7))^2+_xlfn.STDEV.P(({1;2;3;4;5}*'C. Population PoC Scores'!AK7))^2+_xlfn.STDEV.P(({1;2;3;4;5}*'C. Population PoC Scores'!AL7))^2+_xlfn.STDEV.P(({1;2;3;4;5}*'C. Population PoC Scores'!AM7))^2)","v":1.4142135623730951},{"$f":"IFERROR((SUM('C. Population PoC Scores'!$AI$5:$AM$5)-P9)/Q9*-1,\"\")","v":1.4142135623730949},2.7103800000000001E-2,1.3620000000000011E-4,{"$f":"IFERROR((S9-F9)/R9,\"\")","v":9.5344864161631716E-3},{"$f":"IFERROR((F9-T9)/R9,\"\")","v":9.5344864161631716E-3}]
[null,null,"Fire","C4",{"$f":"O39","v":3598650.1452000001},5.9999999999999995E-4,2159.19008712,null,null,null,null,null,null,{"$f":"C10","v":"Fire"},"C4",{"$f":"SUM('C. Population PoC Scores'!AI8:AM8)*3","v":3},{"$f":"SQRT(_xlfn.STDEV.P(({1;2;3;4;5}*'C. Population PoC Scores'!AI8))^2+_xlfn.STDEV.P(({1;2;3;4;5}*'C. Population PoC Scores'!AJ8))^2+_xlfn.STDEV.P(({1;2;3;4;5}*'C. Population PoC Scores'!AK8))^2+_xlfn.STDEV.P(({1;2;3;4;5}*'C. Population PoC Scores'!AL8))^2+_xlfn.STDEV.P(({1;2;3;4;5}*'C. Population PoC Scores'!AM8))^2)","v":1.4142135623730951},{"$f":"IFERROR((SUM('C. Population PoC Scores'!$AI$5:$AM$5)-P10)/Q10*-1,\"\")","v":1.4142135623730949},1.194E-3,6.0000000000000044E-6,{"$f":"IFERROR((S10-F10)/R10,\"\")","v":4.200214280248093E-4},{"$f":"IFERROR((F10-T10)/R10,\"\")","v":4.200214280248092E-4}]
[null,null,"Environment","C5",{"$f":"O48","v":10193},0,0,null,null,null,null,null,null,{"$f":"C11","v":"Environment"},"C5",{"$f":"SUM('C. Population PoC Scores'!AI9:AM9)*3","v":0},{"$f":"SQRT(_xlfn.STDEV.P(({1;2;3;4;5}*'C. Population PoC Scores'!AI9))^2+_xlfn.STDEV.P(({1;2;3;4;5}*'C. Population PoC Scores'!AJ9))^2+_xlfn.STDEV.P(({1;2;3;4;5}*'C. Population PoC Scores'!AK9))^2+_xlfn.STDEV.P(({1;2;3;4;5}*'C. Population PoC Scores'!AL9))^2+_xlfn.STDEV.P(({1;2;3;4;5}*'C. Population PoC Scores'!AM9))^2)","v":0},{"$f":"IFERROR((SUM('C. Population PoC Scores'!$AI$5:$AM$5)-P11)/Q11*-1,\"\")","v":""},0,0,{"$f":"IFERROR((S11-F11)/R11,\"\")","v":""},{"$f":"IFERROR((F11-T11)/R11,\"\")","v":""}]
[]
[null,null,"Value of Customer Reliability (VCR)"]
[null,null,"VCR",null,47.494,40.728999999999999,40.728999999999999,"per kWh",null,null,null,null,null,"PoC Upper Scalar Bound",null,null,1.99]
[null,null,null,null,null,null,null,null,null,null,null,null,null,"PoC Lower Scalar Bound",null,null,{"$f":"1-(Q14-1)","v":1.0000000000000009E-2}]
[null,null,"Proportion Failures Resulting in Unserved Energy",null,0.1]
[]
[null,null,"Outage Type (HV / LV / CBD)",null,"CBD","LV","HV"]
[null,null,"Automatic Protection Time",null,0,0,0,"minutes"]
[null,null,"Switching Time",null,0,0,0,"hours"]
[null,null,"Restoration/Repair Time",null,0,4,0,"hours"]
[null,null,"Automatic Protection % Lost Prior to",null,0,0,0,"% load"]
[null,null,"Switching Load % Lost Prior to",null,0,0,0,"% load",null,null,null,null,null,"SAFETY",null,null,null,null,null,null,"Annual Asset Failures",{"$f":"'B. Asset PoF & Health Index'!J4","v":4009.1426486996825}]
[null,null,"Restoration/Repair Load % Lost Prior to",null,0,1,0,"% load",null,null,null,null,null,"Severity","Cost of Consequence","Probability of Consequence (PoC)","Grossly DF","Probability of Severity (PoS)","Years until event"]
[null,null,"Time without Supply",null,{"$f":"$E$16*((E22*E19)/(60)+(E23*E20)+E24*E21)","v":0},{"$f":"$E$16*((F22*F19)/(60)+(F23*F20)+F24*F21)","v":0.4},{"$f":"$E$16*((G22*G19)/(60)+(G23*G20)+G24*G21)","v":0},"Hours",null,null,null,null,null,"Severe",4469292.010235996,{"$f":"SUM($F$7:$F$9)*R25","v":4.9968500000000003E-6},10,3.6499999999999998E-4,{"$f":"1/($V$23*SUM($F$7:$F$9)*R25)","v":49.917425486206994}]
[null,null,null,null,null,null,null,null,null,null,null,null,null,"Major",446929.2010235996,{"$f":"SUM($F$7:$F$9)*R26","v":9.9937000000000006E-6},8,7.2999999999999996E-4,{"$f":"1/($V$23*SUM($F$7:$F$9)*R26)","v":24.958712743103497}]
[null,null,null,null,null,null,null,null,null,null,null,null,null,"Moderate",44692.92010235996,2.4984250000000001E-5,6,1.825E-3,{"$f":"1/($V$23*SUM($F$7:$F$9)*R27)","v":9.9834850972413971}]
[null,null,null,null,null,null,null,null,null,null,null,null,null,"Minor",4469.2920102359958,1.3690000000000002E-4,4,0.01,{"$f":"1/($V$23*SUM($F$7:$F$9)*R28)","v":1.8219860302465551}]
[null,null,"Replacement / Repair Cost (per unit)",null,null,null,null,null,null,null,null,null,null,"Insignificant",446.9292010235996,1.35131252E-2,2,{"$f":"1-SUM(R25:R28)","v":0.98707999999999996},{"$f":"1/($V$23*SUM($F$7:$F$9)*R29)","v":1.8458342082167151E-2}]
[null,null,"Replacement Cost",null,414,"per unit",null,"Annual deferral benefit of reactive",null,null,null,null,null,null,{"$f":"SUMPRODUCT(O25:O29,R25:R29,Q25:Q29)","v":20473.451278362238},"<- Weighted Average VoC"]
[null,null,"Replacement Cost (under reactive conditions)",null,{"$f":"(1+G31)*E30","v":496.79999999999995},"per unit",0.2,{"$f":"(E31*'D. Risk Index Parameters'!E21)/(1+'D. Risk Index Parameters'!E21)","v":18.647930702598654}]
[null,null,"Proportion Replacement (%)",null,1,null,null,null,null,null,null,null,null,"FIRE"]
[null,null,"Repair Cost",null,350,"per unit",null,null,null,null,null,null,null,"Severity","Cost of Consequence","Probability of Consequence (PoC)","Grossly DF","Probability of Severity (PoS)","Years until event"]
[null,null,"Proportion Repair (%)",null,{"$f":"(1-E32)","v":0},null,null,null,null,null,null,null,null,"Severe",66000000,{"$f":"$F$10*R34","v":2.4953999999999999E-6},10,4.1590000000000004E-3,{"$f":"1/($V$23*$F$10*R34)","v":99.955873824137768}]
[null,null,"Weighted Replacement / Repair Cost",null,{"$f":"H31*E32+E33*E34","v":18.647930702598654},"per unit",null,null,null,null,null,null,null,"Major",6600000,{"$f":"$F$10*R35","v":4.9980000000000003E-6},8,8.3300000000000006E-3,{"$f":"1/($V$23*$F$10*R35)","v":49.90593988410432}]
[null,null,null,null,null,null,null,null,null,null,null,null,null,"Moderate",660000,4.9499999999999997E-5,6,8.2500000000000004E-2,{"$f":"1/($V$23*$F$10*R36)","v":5.0389876270859268}]
[null,null,"Maintenance (OPEX Benefit)",null,null,null,null,null,null,null,null,null,null,"Minor",66000,1.7999999999999998E-4,4,0.3,{"$f":"1/($V$23*$F$10*R37)","v":1.3857215974486301}]
[null,null,"Maintenance Cost Original or Aged Asset",null,0,"per asset, per annum",null,null,null,null,null,null,null,"Insignificant",6600,3.6300659999999996E-4,2,{"$f":"1-SUM(R34:R37)","v":0.60501099999999997},{"$f":"1/($V$23*$F$10*R38)","v":0.68712218329020303}]
[null,null,"Maintenance Cost Replacement or New Asset",null,0,"per asset, per annum",null,null,null,null,null,null,null,null,{"$f":"SUMPRODUCT(O34:O38,R34:R38,Q34:Q38)","v":3598650.1452000001},"<- Weighted Average VoC"]
[null,null,"Maintenance OPEX Delta",null,{"$f":"E38-E39","v":0},"per asset, per annum"]
[null,null,"New Asset Definition or First Maintenance Age",null,0,null,null,null,null,null,null,null,null,"ENVIRONMENT"]
[null,null,null,null,null,null,null,null,null,null,null,null,null,"Severity","Cost of Consequence","Probability of Consequence (PoC)","Grossly DF","Probability of Severity (PoS)","Years until event"]
[null,null,null,null,null,null,null,null,null,null,null,null,null,"Severe",10193119,{"$f":"$F$11*R43","v":0},1,0,{"$f":"1/($V$23*$F$11*R43)","v":{"$error":"#DIV/0!"}}]
[null,null,null,null,null,null,null,null,null,null,null,null,null,"Major",4558501,{"$f":"$F$11*R44","v":0},1,0,{"$f":"1/($V$23*$F$11*R44)","v":{"$error":"#DIV/0!"}}]
[null,null,null,null,null,null,null,null,null,null,null,null,null,"Moderate",1019312,0,1,0,{"$f":"1/($V$23*$F$11*R45)","v":{"$error":"#DIV/0!"}}]
[null,null,null,null,null,null,null,null,null,null,null,null,null,"Minor",101931,0,1,0,{"$f":"1/($V$23*$F$11*R46)","v":{"$error":"#DIV/0!"}}]
[null,null,null,null,null,null,null,null,null,null,null,null,null,"Insignificant",10193,0,1,{"$f":"1-SUM(R43:R46)","v":1},{"$f":"1/($V$23*$F$11*R47)","v":{"$error":"#DIV/0!"}}]
[null,null,null,null,null,null,null,null,null,null,null,null,null,null,{"$f":"SUMPRODUCT(O43:O47,R43:R47,Q43:Q47)","v":10193},"<- Weighted Average VoC"]
[]
[null,null,null,null,null,null,null,null,null,null,null,null,null,"Average Consequence (per asset per event)"]
[null,null,null,null,null,null,null,null,null,null,null,null,null,"Safety",{"$f":"SUM(G7:G9)","v":280.28154800077903}]
[null,null,null,null,null,null,null,null,null,null,null,null,null,"Environment",{"$f":"G11","v":0}]
[null,null,null,null,null,null,null,null,null,null,null,null,null,"Fire",{"$f":"G10","v":2159.19008712}]

{"sheet":"C. PoC Adj Factor Scoring","index":11,"n_rows":10,"n_cols":34,"rows_kept":10,"cut":false,"hidden":false,"merged":[[2,1,4,1],[2,2,4,2],[2,28,2,33],[2,4,2,9],[2,10,2,15],[2,16,2,21],[2,22,2,27]]}
[null,null,"PoC Adjustment Factors and Scores"]
[null,null,null,null,null,{"$f":"'C. PoC Summary Stats & Para'!$C$7","v":"Worker Safety"},{"$f":"'C. PoC Summary Stats & Para'!$C$8","v":"Physical Impact"},{"$f":"'C. PoC Summary Stats & Para'!$C$9","v":"Shock"},{"$f":"'C. PoC Summary Stats & Para'!$C$10","v":"Fire"},{"$f":"'C. PoC Summary Stats & Para'!$C$11","v":"Environment"},null,{"$f":"'C. PoC Summary Stats & Para'!$C$7","v":"Worker Safety"},{"$f":"'C. PoC Summary Stats & Para'!$C$8","v":"Physical Impact"},{"$f":"'C. PoC Summary Stats & Para'!$C$9","v":"Shock"},{"$f":"'C. PoC Summary Stats & Para'!$C$10","v":"Fire"},{"$f":"'C. PoC Summary Stats & Para'!$C$11","v":"Environment"},null,{"$f":"'C. PoC Summary Stats & Para'!$C$7","v":"Worker Safety"},{"$f":"'C. PoC Summary Stats & Para'!$C$8","v":"Physical Impact"},{"$f":"'C. PoC Summary Stats & Para'!$C$9","v":"Shock"},{"$f":"'C. PoC Summary Stats & Para'!$C$10","v":"Fire"},{"$f":"'C. PoC Summary Stats & Para'!$C$11","v":"Environment"},null,{"$f":"'C. PoC Summary Stats & Para'!$C$7","v":"Worker Safety"},{"$f":"'C. PoC Summary Stats & Para'!$C$8","v":"Physical Impact"},{"$f":"'C. PoC Summary Stats & Para'!$C$9","v":"Shock"},{"$f":"'C. PoC Summary Stats & Para'!$C$10","v":"Fire"},{"$f":"'C. PoC Summary Stats & Para'!$C$11","v":"Environment"},null,{"$f":"'C. PoC Summary Stats & Para'!$C$7","v":"Worker Safety"},{"$f":"'C. PoC Summary Stats & Para'!$C$8","v":"Physical Impact"},{"$f":"'C. PoC Summary Stats & Para'!$C$9","v":"Shock"},{"$f":"'C. PoC Summary Stats & Para'!$C$10","v":"Fire"},{"$f":"'C. PoC Summary Stats & Para'!$C$11","v":"Environment"}]
[null,"PoC Affect","PoC Score",null,{"$f":"'C. Population PoC Scores'!B4","v":"Spatial_Risk_Score"},null,null,null,null,null,{"$f":"'C. Population PoC Scores'!C4","v":0},null,null,null,null,null,{"$f":"'C. Population PoC Scores'!D4","v":0},null,null,null,null,null,{"$f":"'C. Population PoC Scores'!E4","v":0},null,null,null,null,null,{"$f":"'C. Population PoC Scores'!F4","v":0}]
[null,null,null,null,"Factor Value","C1 Score","C2 Score","C3 Score","C4 Score","C5 Score",{"$f":"E4","v":"Factor Value"},{"$f":"F4","v":"C1 Score"},"C2 Score","C3 Score","C4 Score","C5 Score","Factor Value","C1 Score","C2 Score","C3 Score","C4 Score","C5 Score","Factor Value","C1 Score","C2 Score","C3 Score","C4 Score","C5 Score","Factor Value","C1 Score","C2 Score","C3 Score","C4 Score","C5 Score"]
[null,null,null,null,1,1,1,1,1]
[null,"Insignificant",1,null,2,2,2,2,2]
[null,"Minor",2,null,3,3,3,3,3]
[null,"Moderate",3,null,4,4,4,4,4]
[null,"Major",4,null,5,5,5,5,5]
[null,"Severe",5]

{"sheet":"C. Population PoC Scores","index":12,"n_rows":600,"n_cols":40,"rows_kept":600,"cut":false,"hidden":false,"merged":[[2,11,2,15],[2,16,2,20],[2,21,2,25],[2,26,2,30],[2,0,4,0],[2,1,2,5],[2,6,2,10]]}
[null,null,"Population PoC Scores",null,null,null,{"$f":"'C. PoC Summary Stats & Para'!$C$7","v":"Worker Safety"},{"$f":"'C. PoC Summary Stats & Para'!$C$7","v":"Worker Safety"},{"$f":"'C. PoC Summary Stats & Para'!$C$7","v":"Worker Safety"},{"$f":"'C. PoC Summary Stats & Para'!$C$7","v":"Worker Safety"},{"$f":"'C. PoC Summary Stats & Para'!$C$7","v":"Worker Safety"},{"$f":"'C. PoC Summary Stats & Para'!$C$8","v":"Physical Impact"},{"$f":"'C. PoC Summary Stats & Para'!$C$8","v":"Physical Impact"},{"$f":"'C. PoC Summary Stats & Para'!$C$8","v":"Physical Impact"},{"$f":"'C. PoC Summary Stats & Para'!$C$8","v":"Physical Impact"},{"$f":"'C. PoC Summary Stats & Para'!$C$8","v":"Physical Impact"},{"$f":"'C. PoC Summary Stats & Para'!$C$9","v":"Shock"},{"$f":"'C. PoC Summary Stats & Para'!$C$9","v":"Shock"},{"$f":"'C. PoC Summary Stats & Para'!$C$9","v":"Shock"},{"$f":"'C. PoC Summary Stats & Para'!$C$9","v":"Shock"},{"$f":"'C. PoC Summary Stats & Para'!$C$9","v":"Shock"},{"$f":"'C. PoC Summary Stats & Para'!$C$10","v":"Fire"},{"$f":"'C. PoC Summary Stats & Para'!$C$10","v":"Fire"},{"$f":"'C. PoC Summary Stats & Para'!$C$10","v":"Fire"},{"$f":"'C. PoC Summary Stats & Para'!$C$10","v":"Fire"},{"$f":"'C. PoC Summary Stats & Para'!$C$10","v":"Fire"},{"$f":"'C. PoC Summary Stats & Para'!$C$11","v":"Environment"},{"$f":"'C. PoC Summary Stats & Para'!$C$11","v":"Environment"},{"$f":"'C. PoC Summary Stats & Para'!$C$11","v":"Environment"},{"$f":"'C. PoC Summary Stats & Para'!$C$11","v":"Environment"},{"$f":"'C. PoC Summary Stats & Para'!$C$11","v":"Environment"}]
[null,null,null,null,null,null,"C1","C1","C1","C1","C1","C2","C2","C2","C2","C2","C3","C3","C3","C3","C3","C4","C4","C4","C4","C4","C5","C5","C5","C5","C5"]
["Asset Identifier","POC ADJUSTMENT FACTORS",null,null,null,null,"POC SCORES (C1)",null,null,null,null,"POC SCORES (C2)",null,null,null,null,"POC SCORES (C3)",null,null,null,null,"POC SCORES (C4)",null,null,null,null,"POC SCORES (C5)"]
[null,{"$f":"'A. Population Info'!L5","v":"Spatial_Risk_Score"},{"$f":"'A. Population Info'!M5","v":0},{"$f":"'A. Population Info'!N5","v":0},{"$f":"'A. Population Info'!O5","v":0},{"$f":"'A. Population Info'!P5","v":0},{"$f":"B4","v":"Spatial_Risk_Score"},0,0,0,0,"Spatial_Risk_Score",0,0,0,0,"Spatial_Risk_Score",0,0,0,0,"Spatial_Risk_Score",0,0,0,0,"Spatial_Risk_Score",0,0,0,0,null,null,null,{"$f":"B4","v":"Spatial_Risk_Score"},{"$f":"C4","v":0},{"$f":"D4","v":0},{"$f":"E4","v":0},{"$f":"F4","v":0}]
[null,null,null,null,null,null,{"$f":"AI5","v":1},{"$f":"AJ5","v":0},{"$f":"AK5","v":0},0,0,{"$f":"AI6","v":1},0,{"$f":"AK6","v":0},{"$f":"AL6","v":0},{"$f":"AM6","v":0},{"$f":"AI7","v":1},0,{"$f":"AK7","v":0},{"$f":"AL7","v":0},{"$f":"AM7","v":0},{"$f":"AI8","v":1},0,{"$f":"AK8","v":0},{"$f":"AL8","v":0},{"$f":"AM8","v":0},{"$f":"AI9","v":0},0,{"$f":"AK9","v":0},{"$f":"AL9","v":0},{"$f":"AM9","v":0},null,null,"C1",1,0,0,0,0,{"$f":"'C. PoC Summary Stats & Para'!C7","v":"Worker Safety"}]
[{"$f":"'A. Population Info'!A6","v":1},{"$f":"'A. Population Info'!L6","v":4},null,null,null,null,{"$f":"VLOOKUP(OFFSET($B:$B,,MATCH(G$4,$B$4:$F$4,0)-1),OFFSET('C. PoC Adj Factor Scoring'!$E$5:$J$282,,MATCH(G$4,'C. PoC Adj Factor Scoring'!$E$3:$AH$3,0)-1),MATCH(G$2&\" Score\",'C. PoC Adj Factor Scoring'!$E$4:$J$4,0),TRUE)","v":4},null,null,null,null,{"$f":"VLOOKUP(OFFSET($B:$B,,MATCH(L$4,$B$4:$F$4,0)-1),OFFSET('C. PoC Adj Factor Scoring'!$E$5:$J$282,,MATCH(L$4,'C. PoC Adj Factor Scoring'!$E$3:$AH$3,0)-1),MATCH(L$2&\" Score\",'C. PoC Adj Factor Scoring'!$E$4:$J$4,0),TRUE)","v":4},null,null,null,null,{"$f":"VLOOKUP(OFFSET($B:$B,,MATCH(Q$4,$B$4:$F$4,0)-1),OFFSET('C. PoC Adj Factor Scoring'!$E$5:$J$282,,MATCH(Q$4,'C. PoC Adj Factor Scoring'!$E$3:$AH$3,0)-1),MATCH(Q$2&\" Score\",'C. PoC Adj Factor Scoring'!$E$4:$J$4,0),TRUE)","v":4},null,null,null,null,{"$f":"VLOOKUP(OFFSET($B:$B,,MATCH(V$4,$B$4:$F$4,0)-1),OFFSET('C. PoC Adj Factor Scoring'!$E$5:$J$282,,MATCH(V$4,'C. PoC Adj Factor Scoring'!$E$3:$AH$3,0)-1),MATCH(V$2&\" Score\",'C. PoC Adj Factor Scoring'!$E$4:$J$4,0),TRUE)","v":4},null,null,null,null,{"$f":"VLOOKUP(OFFSET($B:$B,,MATCH(AA$4,$B$4:$F$4,0)-1),OFFSET('C. PoC Adj Factor Scoring'!$E$5:$J$282,,MATCH(AA$4,'C. PoC Adj Factor Scoring'!$E$3:$AH$3,0)-1),MATCH(AA$2&\" Score\",'C. PoC Adj Factor Scoring'!$E$4:$J$4,0),TRUE)","v":0},null,null,null,null,null,null,"C2",1,0,0,0,0,{"$f":"'C. PoC Summary Stats & Para'!C8","v":"Physical Impact"}]
[{"$f":"'A. Population Info'!A7","v":2},{"$f":"'A. Population Info'!L7","v":1},null,null,null,null,{"$f":"VLOOKUP(OFFSET($B:$B,,MATCH(G$4,$B$4:$F$4,0)-1),OFFSET('C. PoC Adj Factor Scoring'!$E$5:$J$282,,MATCH(G$4,'C. PoC Adj Factor Scoring'!$E$3:$AH$3,0)-1),MATCH(G$2&\" Score\",'C. PoC Adj Factor Scoring'!$E$4:$J$4,0),TRUE)","v":1},null,null,null,null,{"$f":"VLOOKUP(OFFSET($B:$B,,MATCH(L$4,$B$4:$F$4,0)-1),OFFSET('C. PoC Adj Factor Scoring'!$E$5:$J$282,,MATCH(L$4,'C. PoC Adj Factor Scoring'!$E$3:$AH$3,0)-1),MATCH(L$2&\" Score\",'C. PoC Adj Factor Scoring'!$E$4:$J$4,0),TRUE)","v":1},null,null,null,null,{"$f":"VLOOKUP(OFFSET($B:$B,,MATCH(Q$4,$B$4:$F$4,0)-1),OFFSET('C. PoC Adj Factor Scoring'!$E$5:$J$282,,MATCH(Q$4,'C. PoC Adj Factor Scoring'!$E$3:$AH$3,0)-1),MATCH(Q$2&\" Score\",'C. PoC Adj Factor Scoring'!$E$4:$J$4,0),TRUE)","v":1},null,null,null,null,{"$f":"VLOOKUP(OFFSET($B:$B,,MATCH(V$4,$B$4:$F$4,0)-1),OFFSET('C. PoC Adj Factor Scoring'!$E$5:$J$282,,MATCH(V$4,'C. PoC Adj Factor Scoring'!$E$3:$AH$3,0)-1),MATCH(V$2&\" Score\",'C. PoC Adj Factor Scoring'!$E$4:$J$4,0),TRUE)","v":1},null,null,null,null,{"$f":"VLOOKUP(OFFSET($B:$B,,MATCH(AA$4,$B$4:$F$4,0)-1),OFFSET('C. PoC Adj Factor Scoring'!$E$5:$J$282,,MATCH(AA$4,'C. PoC Adj Factor Scoring'!$E$3:$AH$3,0)-1),MATCH(AA$2&\" Score\",'C. PoC Adj Factor Scoring'!$E$4:$J$4,0),TRUE)","v":0},null,null,null,null,null,null,"C3",1,0,0,0,0,{"$f":"'C. PoC Summary Stats & Para'!C9","v":"Shock"}]
[{"$f":"'A. Population Info'!A8","v":3},{"$f":"'A. Population Info'!L8","v":1},null,null,null,null,{"$f":"VLOOKUP(OFFSET($B:$B,,MATCH(G$4,$B$4:$F$4,0)-1),OFFSET('C. PoC Adj Factor Scoring'!$E$5:$J$282,,MATCH(G$4,'C. PoC Adj Factor Scoring'!$E$3:$AH$3,0)-1),MATCH(G$2&\" Score\",'C. PoC Adj Factor Scoring'!$E$4:$J$4,0),TRUE)","v":1},null,null,null,null,{"$f":"VLOOKUP(OFFSET($B:$B,,MATCH(L$4,$B$4:$F$4,0)-1),OFFSET('C. PoC Adj Factor Scoring'!$E$5:$J$282,,MATCH(L$4,'C. PoC Adj Factor Scoring'!$E$3:$AH$3,0)-1),MATCH(L$2&\" Score\",'C. PoC Adj Factor Scoring'!$E$4:$J$4,0),TRUE)","v":1},null,null,null,null,{"$f":"VLOOKUP(OFFSET($B:$B,,MATCH(Q$4,$B$4:$F$4,0)-1),OFFSET('C. PoC Adj Factor Scoring'!$E$5:$J$282,,MATCH(Q$4,'C. PoC Adj Factor Scoring'!$E$3:$AH$3,0)-1),MATCH(Q$2&\" Score\",'C. PoC Adj Factor Scoring'!$E$4:$J$4,0),TRUE)","v":1},null,null,null,null,{"$f":"VLOOKUP(OFFSET($B:$B,,MATCH(V$4,$B$4:$F$4,0)-1),OFFSET('C. PoC Adj Factor Scoring'!$E$5:$J$282,,MATCH(V$4,'C. PoC Adj Factor Scoring'!$E$3:$AH$3,0)-1),MATCH(V$2&\" Score\",'C. PoC Adj Factor Scoring'!$E$4:$J$4,0),TRUE)","v":1},null,null,null,null,{"$f":"VLOOKUP(OFFSET($B:$B,,MATCH(AA$4,$B$4:$F$4,0)-1),OFFSET('C. PoC Adj Factor Scoring'!$E$5:$J$282,,MATCH(AA$4,'C. PoC Adj Factor Scoring'!$E$3:$AH$3,0)-1),MATCH(AA$2&\" Score\",'C. PoC Adj Factor Scoring'!$E$4:$J$4,0),TRUE)","v":0},null,null,null,null,null,null,"C4",1,0,0,0,0,{"$f":"'C. PoC Summary Stats & Para'!C10","v":"Fire"}]
[{"$f":"'A. Population Info'!A9","v":4},{"$f":"'A. Population Info'!L9","v":1},null,null,null,null,{"$f":"VLOOKUP(OFFSET($B:$B,,MATCH(G$4,$B$4:$F$4,0)-1),OFFSET('C. PoC Adj Factor Scoring'!$E$5:$J$282,,MATCH(G$4,'C. PoC Adj Factor Scoring'!$E$3:$AH$3,0)-1),MATCH(G$2&\" Score\",'C. PoC Adj Factor Scoring'!$E$4:$J$4,0),TRUE)","v":1},null,null,null,null,{"$f":"VLOOKUP(OFFSET($B:$B,,MATCH(L$4,$B$4:$F$4,0)-1),OFFSET('C. PoC Adj Factor Scoring'!$E$5:$J$282,,MATCH(L$4,'C. PoC Adj Factor Scoring'!$E$3:$AH$3,0)-1),MATCH(L$2&\" Score\",'C. PoC Adj Factor Scoring'!$E$4:$J$4,0),TRUE)","v":1},null,null,null,null,{"$f":"VLOOKUP(OFFSET($B:$B,,MATCH(Q$4,$B$4:$F$4,0)-1),OFFSET('C. PoC Adj Factor Scoring'!$E$5:$J$282,,MATCH(Q$4,'C. PoC Adj Factor Scoring'!$E$3:$AH$3,0)-1),MATCH(Q$2&\" Score\",'C. PoC Adj Factor Scoring'!$E$4:$J$4,0),TRUE)","v":1},null,null,null,null,{"$f":"VLOOKUP(OFFSET($B:$B,,MATCH(V$4,$B$4:$F$4,0)-1),OFFSET('C. PoC Adj Factor Scoring'!$E$5:$J$282,,MATCH(V$4,'C. PoC Adj Factor Scoring'!$E$3:$AH$3,0)-1),MATCH(V$2&\" Score\",'C. PoC Adj Factor Scoring'!$E$4:$J$4,0),TRUE)","v":1},null,null,null,null,{"$f":"VLOOKUP(OFFSET($B:$B,,MATCH(AA$4,$B$4:$F$4,0)-1),OFFSET('C. PoC Adj Factor Scoring'!$E$5:$J$282,,MATCH(AA$4,'C. PoC Adj Factor Scoring'!$E$3:$AH$3,0)-1),MATCH(AA$2&\" Score\",'C. PoC Adj Factor Scoring'!$E$4:$J$4,0),TRUE)","v":0},null,null,null,null,null,null,"C5",0,0,0,0,0,{"$f":"'C. PoC Summary Stats & Para'!C11","v":"Environment"}]
[{"$f":"'A. Population Info'!A10","v":5},{"$f":"'A. Population Info'!L10","v":3},null,null,null,null,{"$f":"VLOOKUP(OFFSET($B:$B,,MATCH(G$4,$B$4:$F$4,0)-1),OFFSET('C. PoC Adj Factor Scoring'!$E$5:$J$282,,MATCH(G$4,'C. PoC Adj Factor Scoring'!$E$3:$AH$3,0)-1),MATCH(G$2&\" Score\",'C. PoC Adj Factor Scoring'!$E$4:$J$4,0),TRUE)","v":3},null,null,null,null,{"$f":"VLOOKUP(OFFSET($B:$B,,MATCH(L$4,$B$4:$F$4,0)-1),OFFSET('C. PoC Adj Factor Scoring'!$E$5:$J$282,,MATCH(L$4,'C. PoC Adj Factor Scoring'!$E$3:$AH$3,0)-1),MATCH(L$2&\" Score\",'C. PoC Adj Factor Scoring'!$E$4:$J$4,0),TRUE)","v":3},null,null,null,null,{"$f":"VLOOKUP(OFFSET($B:$B,,MATCH(Q$4,$B$4:$F$4,0)-1),OFFSET('C. PoC Adj Factor Scoring'!$E$5:$J$282,,MATCH(Q$4,'C. PoC Adj Factor Scoring'!$E$3:$AH$3,0)-1),MATCH(Q$2&\" Score\",'C. PoC Adj Factor Scoring'!$E$4:$J$4,0),TRUE)","v":3},null,null,null,null,{"$f":"VLOOKUP(OFFSET($B:$B,,MATCH(V$4,$B$4:$F$4,0)-1),OFFSET('C. PoC Adj Factor Scoring'!$E$5:$J$282,,MATCH(V$4,'C. PoC Adj Factor Scoring'!$E$3:$AH$3,0)-1),MATCH(V$2&\" Score\",'C. PoC Adj Factor Scoring'!$E$4:$J$4,0),TRUE)","v":3},null,null,null,null,{"$f":"VLOOKUP(OFFSET($B:$B,,MATCH(AA$4,$B$4:$F$4,0)-1),OFFSET('C. PoC Adj Factor Scoring'!$E$5:$J$282,,MATCH(AA$4,'C. PoC Adj Factor Scoring'!$E$3:$AH$3,0)-1),MATCH(AA$2&\" Score\",'C. PoC Adj Factor Scoring'!$E$4:$J$4,0),TRUE)","v":0}]
[{"$f":"'A. Population Info'!A11","v":6},{"$f":"'A. Population Info'!L11","v":2},null,null,null,null,{"$f":"VLOOKUP(OFFSET($B:$B,,MATCH(G$4,$B$4:$F$4,0)-1),OFFSET('C. PoC Adj Factor Scoring'!$E$5:$J$282,,MATCH(G$4,'C. PoC Adj Factor Scoring'!$E$3:$AH$3,0)-1),MATCH(G$2&\" Score\",'C. PoC Adj Factor Scoring'!$E$4:$J$4,0),TRUE)","v":2},null,null,null,null,{"$f":"VLOOKUP(OFFSET($B:$B,,MATCH(L$4,$B$4:$F$4,0)-1),OFFSET('C. PoC Adj Factor Scoring'!$E$5:$J$282,,MATCH(L$4,'C. PoC Adj Factor Scoring'!$E$3:$AH$3,0)-1),MATCH(L$2&\" Score\",'C. PoC Adj Factor Scoring'!$E$4:$J$4,0),TRUE)","v":2},null,null,null,null,{"$f":"VLOOKUP(OFFSET($B:$B,,MATCH(Q$4,$B$4:$F$4,0)-1),OFFSET('C. PoC Adj Factor Scoring'!$E$5:$J$282,,MATCH(Q$4,'C. PoC Adj Factor Scoring'!$E$3:$AH$3,0)-1),MATCH(Q$2&\" Score\",'C. PoC Adj Factor Scoring'!$E$4:$J$4,0),TRUE)","v":2},null,null,null,null,{"$f":"VLOOKUP(OFFSET($B:$B,,MATCH(V$4,$B$4:$F$4,0)-1),OFFSET('C. PoC Adj Factor Scoring'!$E$5:$J$282,,MATCH(V$4,'C. PoC Adj Factor Scoring'!$E$3:$AH$3,0)-1),MATCH(V$2&\" Score\",'C. PoC Adj Factor Scoring'!$E$4:$J$4,0),TRUE)","v":2},null,null,null,null,{"$f":"VLOOKUP(OFFSET($B:$B,,MATCH(AA$4,$B$4:$F$4,0)-1),OFFSET('C. PoC Adj Factor Scoring'!$E$5:$J$282,,MATCH(AA$4,'C. PoC Adj Factor Scoring'!$E$3:$AH$3,0)-1),MATCH(AA$2&\" Score\",'C. PoC Adj Factor Scoring'!$E$4:$J$4,0),TRUE)","v":0}]
[{"$f":"'A. Population Info'!A12","v":7},{"$f":"'A. Population Info'!L12","v":2},null,null,null,null,{"$f":"VLOOKUP(OFFSET($B:$B,,MATCH(G$4,$B$4:$F$4,0)-1),OFFSET('C. PoC Adj Factor Scoring'!$E$5:$J$282,,MATCH(G$4,'C. PoC Adj Factor Scoring'!$E$3:$AH$3,0)-1),MATCH(G$2&\" Score\",'C. PoC Adj Factor Scoring'!$E$4:$J$4,0),TRUE)","v":2},null,null,null,null,{"$f":"VLOOKUP(OFFSET($B:$B,,MATCH(L$4,$B$4:$F$4,0)-1),OFFSET('C. PoC Adj Factor Scoring'!$E$5:$J$282,,MATCH(L$4,'C. PoC Adj Factor Scoring'!$E$3:$AH$3,0)-1),MATCH(L$2&\" Score\",'C. PoC Adj Factor Scoring'!$E$4:$J$4,0),TRUE)","v":2},null,null,null,null,{"$f":"VLOOKUP(OFFSET($B:$B,,MATCH(Q$4,$B$4:$F$4,0)-1),OFFSET('C. PoC Adj Factor Scoring'!$E$5:$J$282,,MATCH(Q$4,'C. PoC Adj Factor Scoring'!$E$3:$AH$3,0)-1),MATCH(Q$2&\" Score\",'C. PoC Adj Factor Scoring'!$E$4:$J$4,0),TRUE)","v":2},null,null,null,null,{"$f":"VLOOKUP(OFFSET($B:$B,,MATCH(V$4,$B$4:$F$4,0)-1),OFFSET('C. PoC Adj Factor Scoring'!$E$5:$J$282,,MATCH(V$4,'C. PoC Adj Factor Scoring'!$E$3:$AH$3,0)-1),MATCH(V$2&\" Score\",'C. PoC Adj Factor Scoring'!$E$4:$J$4,0),TRUE)","v":2},null,null,null,null,{"$f":"VLOOKUP(OFFSET($B:$B,,MATCH(AA$4,$B$4:$F$4,0)-1),OFFSET('C. PoC Adj Factor Scoring'!$E$5:$J$282,,MATCH(AA$4,'C. PoC Adj Factor Scoring'!$E$3:$AH$3,0)-1),MATCH(AA$2&\" Score\",'C. PoC Adj Factor Scoring'!$E$4:$J$4,0),TRUE)","v":0}]
[{"$f":"'A. Population Info'!A13","v":8},{"$f":"'A. Population Info'!L13","v":2},null,null,null,null,{"$f":"VLOOKUP(OFFSET($B:$B,,MATCH(G$4,$B$4:$F$4,0)-1),OFFSET('C. PoC Adj Factor Scoring'!$E$5:$J$282,,MATCH(G$4,'C. PoC Adj Factor Scoring'!$E$3:$AH$3,0)-1),MATCH(G$2&\" Score\",'C. PoC Adj Factor Scoring'!$E$4:$J$4,0),TRUE)","v":2},null,null,null,null,{"$f":"VLOOKUP(OFFSET($B:$B,,MATCH(L$4,$B$4:$F$4,0)-1),OFFSET('C. PoC Adj Factor Scoring'!$E$5:$J$282,,MATCH(L$4,'C. PoC Adj Factor Scoring'!$E$3:$AH$3,0)-1),MATCH(L$2&\" Score\",'C. PoC Adj Factor Scoring'!$E$4:$J$4,0),TRUE)","v":2},null,null,null,null,{"$f":"VLOOKUP(OFFSET($B:$B,,MATCH(Q$4,$B$4:$F$4,0)-1),OFFSET('C. PoC Adj Factor Scoring'!$E$5:$J$282,,MATCH(Q$4,'C. PoC Adj Factor Scoring'!$E$3:$AH$3,0)-1),MATCH(Q$2&\" Score\",'C. PoC Adj Factor Scoring'!$E$4:$J$4,0),TRUE)","v":2},null,null,null,null,{"$f":"VLOOKUP(OFFSET($B:$B,,MATCH(V$4,$B$4:$F$4,0)-1),OFFSET('C. PoC Adj Factor Scoring'!$E$5:$J$282,,MATCH(V$4,'C. PoC Adj Factor Scoring'!$E$3:$AH$3,0)-1),MATCH(V$2&\" Score\",'C. PoC Adj Factor Scoring'!$E$4:$J$4,0),TRUE)","v":2},null,null,null,null,{"$f":"VLOOKUP(OFFSET($B:$B,,MATCH(AA$4,$B$4:$F$4,0)-1),OFFSET('C. PoC Adj Factor Scoring'!$E$5:$J$282,,MATCH(AA$4,'C. PoC Adj Factor Scoring'!$E$3:$AH$3,0)-1),MATCH(AA$2&\" Score\",'C. PoC Adj Factor Scoring'!$E$4:$J$4,0),TRUE)","v":0}]
[{"$f":"'A. Population Info'!A14","v":9},{"$f":"'A. Population Info'!L14","v":2},null,null,null,null,{"$f":"VLOOKUP(OFFSET($B:$B,,MATCH(G$4,$B$4:$F$4,0)-1),OFFSET('C. PoC Adj Factor Scoring'!$E$5:$J$282,,MATCH(G$4,'C. PoC Adj Factor Scoring'!$E$3:$AH$3,0)-1),MATCH(G$2&\" Score\",'C. PoC Adj Factor Scoring'!$E$4:$J$4,0),TRUE)","v":2},null,null,null,null,{"$f":"VLOOKUP(OFFSET($B:$B,,MATCH(L$4,$B$4:$F$4,0)-1),OFFSET('C. PoC Adj Factor Scoring'!$E$5:$J$282,,MATCH(L$4,'C. PoC Adj Factor Scoring'!$E$3:$AH$3,0)-1),MATCH(L$2&\" Score\",'C. PoC Adj Factor Scoring'!$E$4:$J$4,0),TRUE)","v":2},null,null,null,null,{"$f":"VLOOKUP(OFFSET($B:$B,,MATCH(Q$4,$B$4:$F$4,0)-1),OFFSET('C. PoC Adj Factor Scoring'!$E$5:$J$282,,MATCH(Q$4,'C. PoC Adj Factor Scoring'!$E$3:$AH$3,0)-1),MATCH(Q$2&\" Score\",'C. PoC Adj Factor Scoring'!$E$4:$J$4,0),TRUE)","v":2},null,null,null,null,{"$f":"VLOOKUP(OFFSET($B:$B,,MATCH(V$4,$B$4:$F$4,0)-1),OFFSET('C. PoC Adj Factor Scoring'!$E$5:$J$282,,MATCH(V$4,'C. PoC Adj Factor Scoring'!$E$3:$AH$3,0)-1),MATCH(V$2&\" Score\",'C. PoC Adj Factor Scoring'!$E$4:$J$4,0),TRUE)","v":2},null,null,null,null,{"$f":"VLOOKUP(OFFSET($B:$B,,MATCH(AA$4,$B$4:$F$4,0)-1),OFFSET('C. PoC Adj Factor Scoring'!$E$5:$J$282,,MATCH(AA$4,'C. PoC Adj Factor Scoring'!$E$3:$AH$3,0)-1),MATCH(AA$2&\" Score\",'C. PoC Adj Factor Scoring'!$E$4:$J$4,0),TRUE)","v":0}]
[{"$f":"'A. Population Info'!A15","v":10},{"$f":"'A. Population Info'!L15","v":2},null,null,null,null,{"$f":"VLOOKUP(OFFSET($B:$B,,MATCH(G$4,$B$4:$F$4,0)-1),OFFSET('C. PoC Adj Factor Scoring'!$E$5:$J$282,,MATCH(G$4,'C. PoC Adj Factor Scoring'!$E$3:$AH$3,0)-1),MATCH(G$2&\" Score\",'C. PoC Adj Factor Scoring'!$E$4:$J$4,0),TRUE)","v":2},null,null,null,null,{"$f":"VLOOKUP(OFFSET($B:$B,,MATCH(L$4,$B$4:$F$4,0)-1),OFFSET('C. PoC Adj Factor Scoring'!$E$5:$J$282,,MATCH(L$4,'C. PoC Adj Factor Scoring'!$E$3:$AH$3,0)-1),MATCH(L$2&\" Score\",'C. PoC Adj Factor Scoring'!$E$4:$J$4,0),TRUE)","v":2},null,null,null,null,{"$f":"VLOOKUP(OFFSET($B:$B,,MATCH(Q$4,$B$4:$F$4,0)-1),OFFSET('C. PoC Adj Factor Scoring'!$E$5:$J$282,,MATCH(Q$4,'C. PoC Adj Factor Scoring'!$E$3:$AH$3,0)-1),MATCH(Q$2&\" Score\",'C. PoC Adj Factor Scoring'!$E$4:$J$4,0),TRUE)","v":2},null,null,null,null,{"$f":"VLOOKUP(OFFSET($B:$B,,MATCH(V$4,$B$4:$F$4,0)-1),OFFSET('C. PoC Adj Factor Scoring'!$E$5:$J$282,,MATCH(V$4,'C. PoC Adj Factor Scoring'!$E$3:$AH$3,0)-1),MATCH(V$2&\" Score\",'C. PoC Adj Factor Scoring'!$E$4:$J$4,0),TRUE)","v":2},null,null,null,null,{"$f":"VLOOKUP(OFFSET($B:$B,,MATCH(AA$4,$B$4:$F$4,0)-1),OFFSET('C. PoC Adj Factor Scoring'!$E$5:$J$282,,MATCH(AA$4,'C. PoC Adj Factor Scoring'!$E$3:$AH$3,0)-1),MATCH(AA$2&\" Score\",'C. PoC Adj Factor Scoring'!$E$4:$J$4,0),TRUE)","v":0}]
[{"$f":"'A. Population Info'!A16","v":11},{"$f":"'A. Population Info'!L16","v":2},null,null,null,null,{"$f":"VLOOKUP(OFFSET($B:$B,,MATCH(G$4,$B$4:$F$4,0)-1),OFFSET('C. PoC Adj Factor Scoring'!$E$5:$J$282,,MATCH(G$4,'C. PoC Adj Factor Scoring'!$E$3:$AH$3,0)-1),MATCH(G$2&\" Score\",'C. PoC Adj Factor Scoring'!$E$4:$J$4,0),TRUE)","v":2},null,null,null,null,{"$f":"VLOOKUP(OFFSET($B:$B,,MATCH(L$4,$B$4:$F$4,0)-1),OFFSET('C. PoC Adj Factor Scoring'!$E$5:$J$282,,MATCH(L$4,'C. PoC Adj Factor Scoring'!$E$3:$AH$3,0)-1),MATCH(L$2&\" Score\",'C. PoC Adj Factor Scoring'!$E$4:$J$4,0),TRUE)","v":2},null,null,null,null,{"$f":"VLOOKUP(OFFSET($B:$B,,MATCH(Q$4,$B$4:$F$4,0)-1),OFFSET('C. PoC Adj Factor Scoring'!$E$5:$J$282,,MATCH(Q$4,'C. PoC Adj Factor Scoring'!$E$3:$AH$3,0)-1),MATCH(Q$2&\" Score\",'C. PoC Adj Factor Scoring'!$E$4:$J$4,0),TRUE)","v":2},null,null,null,null,{"$f":"VLOOKUP(OFFSET($B:$B,,MATCH(V$4,$B$4:$F$4,0)-1),OFFSET('C. PoC Adj Factor Scoring'!$E$5:$J$282,,MATCH(V$4,'C. PoC Adj Factor Scoring'!$E$3:$AH$3,0)-1),MATCH(V$2&\" Score\",'C. PoC Adj Factor Scoring'!$E$4:$J$4,0),TRUE)","v":2},null,null,null,null,{"$f":"VLOOKUP(OFFSET($B:$B,,MATCH(AA$4,$B$4:$F$4,0)-1),OFFSET('C. PoC Adj Factor Scoring'!$E$5:$J$282,,MATCH(AA$4,'C. PoC Adj Factor Scoring'!$E$3:$AH$3,0)-1),MATCH(AA$2&\" Score\",'C. PoC Adj Factor Scoring'!$E$4:$J$4,0),TRUE)","v":0}]
[{"$f":"'A. Population Info'!A17","v":12},{"$f":"'A. Population Info'!L17","v":2},null,null,null,null,{"$f":"VLOOKUP(OFFSET($B:$B,,MATCH(G$4,$B$4:$F$4,0)-1),OFFSET('C. PoC Adj Factor Scoring'!$E$5:$J$282,,MATCH(G$4,'C. PoC Adj Factor Scoring'!$E$3:$AH$3,0)-1),MATCH(G$2&\" Score\",'C. PoC Adj Factor Scoring'!$E$4:$J$4,0),TRUE)","v":2},null,null,null,null,{"$f":"VLOOKUP(OFFSET($B:$B,,MATCH(L$4,$B$4:$F$4,0)-1),OFFSET('C. PoC Adj Factor Scoring'!$E$5:$J$282,,MATCH(L$4,'C. PoC Adj Factor Scoring'!$E$3:$AH$3,0)-1),MATCH(L$2&\" Score\",'C. PoC Adj Factor Scoring'!$E$4:$J$4,0),TRUE)","v":2},null,null,null,null,{"$f":"VLOOKUP(OFFSET($B:$B,,MATCH(Q$4,$B$4:$F$4,0)-1),OFFSET('C. PoC Adj Factor Scoring'!$E$5:$J$282,,MATCH(Q$4,'C. PoC Adj Factor Scoring'!$E$3:$AH$3,0)-1),MATCH(Q$2&\" Score\",'C. PoC Adj Factor Scoring'!$E$4:$J$4,0),TRUE)","v":2},null,null,null,null,{"$f":"VLOOKUP(OFFSET($B:$B,,MATCH(V$4,$B$4:$F$4,0)-1),OFFSET('C. PoC Adj Factor Scoring'!$E$5:$J$282,,MATCH(V$4,'C. PoC Adj Factor Scoring'!$E$3:$AH$3,0)-1),MATCH(V$2&\" Score\",'C. PoC Adj Factor Scoring'!$E$4:$J$4,0),TRUE)","v":2},null,null,null,null,{"$f":"VLOOKUP(OFFSET($B:$B,,MATCH(AA$4,$B$4:$F$4,0)-1),OFFSET('C. PoC Adj Factor Scoring'!$E$5:$J$282,,MATCH(AA$4,'C. PoC Adj Factor Scoring'!$E$3:$AH$3,0)-1),MATCH(AA$2&\" Score\",'C. PoC Adj Factor Scoring'!$E$4:$J$4,0),TRUE)","v":0}]
[{"$f":"'A. Population Info'!A18","v":13},{"$f":"'A. Population Info'!L18","v":3},null,null,null,null,{"$f":"VLOOKUP(OFFSET($B:$B,,MATCH(G$4,$B$4:$F$4,0)-1),OFFSET('C. PoC Adj Factor Scoring'!$E$5:$J$282,,MATCH(G$4,'C. PoC Adj Factor Scoring'!$E$3:$AH$3,0)-1),MATCH(G$2&\" Score\",'C. PoC Adj Factor Scoring'!$E$4:$J$4,0),TRUE)","v":3},null,null,null,null,{"$f":"VLOOKUP(OFFSET($B:$B,,MATCH(L$4,$B$4:$F$4,0)-1),OFFSET('C. PoC Adj Factor Scoring'!$E$5:$J$282,,MATCH(L$4,'C. PoC Adj Factor Scoring'!$E$3:$AH$3,0)-1),MATCH(L$2&\" Score\",'C. PoC Adj Factor Scoring'!$E$4:$J$4,0),TRUE)","v":3},null,null,null,null,{"$f":"VLOOKUP(OFFSET($B:$B,,MATCH(Q$4,$B$4:$F$4,0)-1),OFFSET('C. PoC Adj Factor Scoring'!$E$5:$J$282,,MATCH(Q$4,'C. PoC Adj Factor Scoring'!$E$3:$AH$3,0)-1),MATCH(Q$2&\" Score\",'C. PoC Adj Factor Scoring'!$E$4:$J$4,0),TRUE)","v":3},null,null,null,null,{"$f":"VLOOKUP(OFFSET($B:$B,,MATCH(V$4,$B$4:$F$4,0)-1),OFFSET('C. PoC Adj Factor Scoring'!$E$5:$J$282,,MATCH(V$4,'C. PoC Adj Factor Scoring'!$E$3:$AH$3,0)-1),MATCH(V$2&\" Score\",'C. PoC Adj Factor Scoring'!$E$4:$J$4,0),TRUE)","v":3},null,null,null,null,{"$f":"VLOOKUP(OFFSET($B:$B,,MATCH(AA$4,$B$4:$F$4,0)-1),OFFSET('C. PoC Adj Factor Scoring'!$E$5:$J$282,,MATCH(AA$4,'C. PoC Adj Factor Scoring'!$E$3:$AH$3,0)-1),MATCH(AA$2&\" Score\",'C. PoC Adj Factor Scoring'!$E$4:$J$4,0),TRUE)","v":0}]
[{"$f":"'A. Population Info'!A19","v":14},{"$f":"'A. Population Info'!L19","v":2},null,null,null,null,{"$f":"VLOOKUP(OFFSET($B:$B,,MATCH(G$4,$B$4:$F$4,0)-1),OFFSET('C. PoC Adj Factor Scoring'!$E$5:$J$282,,MATCH(G$4,'C. PoC Adj Factor Scoring'!$E$3:$AH$3,0)-1),MATCH(G$2&\" Score\",'C. PoC Adj Factor Scoring'!$E$4:$J$4,0),TRUE)","v":2},null,null,null,null,{"$f":"VLOOKUP(OFFSET($B:$B,,MATCH(L$4,$B$4:$F$4,0)-1),OFFSET('C. PoC Adj Factor Scoring'!$E$5:$J$282,,MATCH(L$4,'C. PoC Adj Factor Scoring'!$E$3:$AH$3,0)-1),MATCH(L$2&\" Score\",'C. PoC Adj Factor Scoring'!$E$4:$J$4,0),TRUE)","v":2},null,null,null,null,{"$f":"VLOOKUP(OFFSET($B:$B,,MATCH(Q$4,$B$4:$F$4,0)-1),OFFSET('C. PoC Adj Factor Scoring'!$E$5:$J$282,,MATCH(Q$4,'C. PoC Adj Factor Scoring'!$E$3:$AH$3,0)-1),MATCH(Q$2&\" Score\",'C. PoC Adj Factor Scoring'!$E$4:$J$4,0),TRUE)","v":2},null,null,null,null,{"$f":"VLOOKUP(OFFSET($B:$B,,MATCH(V$4,$B$4:$F$4,0)-1),OFFSET('C. PoC Adj Factor Scoring'!$E$5:$J$282,,MATCH(V$4,'C. PoC Adj Factor Scoring'!$E$3:$AH$3,0)-1),MATCH(V$2&\" Score\",'C. PoC Adj Factor Scoring'!$E$4:$J$4,0),TRUE)","v":2},null,null,null,null,{"$f":"VLOOKUP(OFFSET($B:$B,,MATCH(AA$4,$B$4:$F$4,0)-1),OFFSET('C. PoC Adj Factor Scoring'!$E$5:$J$282,,MATCH(AA$4,'C. PoC Adj Factor Scoring'!$E$3:$AH$3,0)-1),MATCH(AA$2&\" Score\",'C. PoC Adj Factor Scoring'!$E$4:$J$4,0),TRUE)","v":0}]
[{"$f":"'A. Population Info'!A20","v":15},{"$f":"'A. Population Info'!L20","v":2},null,null,null,null,{"$f":"VLOOKUP(OFFSET($B:$B,,MATCH(G$4,$B$4:$F$4,0)-1),OFFSET('C. PoC Adj Factor Scoring'!$E$5:$J$282,,MATCH(G$4,'C. PoC Adj Factor Scoring'!$E$3:$AH$3,0)-1),MATCH(G$2&\" Score\",'C. PoC Adj Factor Scoring'!$E$4:$J$4,0),TRUE)","v":2},null,null,null,null,{"$f":"VLOOKUP(OFFSET($B:$B,,MATCH(L$4,$B$4:$F$4,0)-1),OFFSET('C. PoC Adj Factor Scoring'!$E$5:$J$282,,MATCH(L$4,'C. PoC Adj Factor Scoring'!$E$3:$AH$3,0)-1),MATCH(L$2&\" Score\",'C. PoC Adj Factor Scoring'!$E$4:$J$4,0),TRUE)","v":2},null,null,null,null,{"$f":"VLOOKUP(OFFSET($B:$B,,MATCH(Q$4,$B$4:$F$4,0)-1),OFFSET('C. PoC Adj Factor Scoring'!$E$5:$J$282,,MATCH(Q$4,'C. PoC Adj Factor Scoring'!$E$3:$AH$3,0)-1),MATCH(Q$2&\" Score\",'C. PoC Adj Factor Scoring'!$E$4:$J$4,0),TRUE)","v":2},null,null,null,null,{"$f":"VLOOKUP(OFFSET($B:$B,,MATCH(V$4,$B$4:$F$4,0)-1),OFFSET('C. PoC Adj Factor Scoring'!$E$5:$J$282,,MATCH(V$4,'C. PoC Adj Factor Scoring'!$E$3:$AH$3,0)-1),MATCH(V$2&\" Score\",'C. PoC Adj Factor Scoring'!$E$4:$J$4,0),TRUE)","v":2},null,null,null,null,{"$f":"VLOOKUP(OFFSET($B:$B,,MATCH(AA$4,$B$4:$F$4,0)-1),OFFSET('C. PoC Adj Factor Scoring'!$E$5:$J$282,,MATCH(AA$4,'C. PoC Adj Factor Scoring'!$E$3:$AH$3,0)-1),MATCH(AA$2&\" Score\",'C. PoC Adj Factor Scoring'!$E$4:$J$4,0),TRUE)","v":0}]
[{"$f":"'A. Population Info'!A21","v":16},{"$f":"'A. Population Info'!L21","v":2},null,null,null,null,{"$f":"VLOOKUP(OFFSET($B:$B,,MATCH(G$4,$B$4:$F$4,0)-1),OFFSET('C. PoC Adj Factor Scoring'!$E$5:$J$282,,MATCH(G$4,'C. PoC Adj Factor Scoring'!$E$3:$AH$3,0)-1),MATCH(G$2&\" Score\",'C. PoC Adj Factor Scoring'!$E$4:$J$4,0),TRUE)","v":2},null,null,null,null,{"$f":"VLOOKUP(OFFSET($B:$B,,MATCH(L$4,$B$4:$F$4,0)-1),OFFSET('C. PoC Adj Factor Scoring'!$E$5:$J$282,,MATCH(L$4,'C. PoC Adj Factor Scoring'!$E$3:$AH$3,0)-1),MATCH(L$2&\" Score\",'C. PoC Adj Factor Scoring'!$E$4:$J$4,0),TRUE)","v":2},null,null,null,null,{"$f":"VLOOKUP(OFFSET($B:$B,,MATCH(Q$4,$B$4:$F$4,0)-1),OFFSET('C. PoC Adj Factor Scoring'!$E$5:$J$282,,MATCH(Q$4,'C. PoC Adj Factor Scoring'!$E$3:$AH$3,0)-1),MATCH(Q$2&\" Score\",'C. PoC Adj Factor Scoring'!$E$4:$J$4,0),TRUE)","v":2},null,null,null,null,{"$f":"VLOOKUP(OFFSET($B:$B,,MATCH(V$4,$B$4:$F$4,0)-1),OFFSET('C. PoC Adj Factor Scoring'!$E$5:$J$282,,MATCH(V$4,'C. PoC Adj Factor Scoring'!$E$3:$AH$3,0)-1),MATCH(V$2&\" Score\",'C. PoC Adj Factor Scoring'!$E$4:$J$4,0),TRUE)","v":2},null,null,null,null,{"$f":"VLOOKUP(OFFSET($B:$B,,MATCH(AA$4,$B$4:$F$4,0)-1),OFFSET('C. PoC Adj Factor Scoring'!$E$5:$J$282,,MATCH(AA$4,'C. PoC Adj Factor Scoring'!$E$3:$AH$3,0)-1),MATCH(AA$2&\" Score\",'C. PoC Adj Factor Scoring'!$E$4:$J$4,0),TRUE)","v":0}]
[{"$f":"'A. Population Info'!A22","v":17},{"$f":"'A. Population Info'!L22","v":2},null,null,null,null,{"$f":"VLOOKUP(OFFSET($B:$B,,MATCH(G$4,$B$4:$F$4,0)-1),OFFSET('C. PoC Adj Factor Scoring'!$E$5:$J$282,,MATCH(G$4,'C. PoC Adj Factor Scoring'!$E$3:$AH$3,0)-1),MATCH(G$2&\" Score\",'C. PoC Adj Factor Scoring'!$E$4:$J$4,0),TRUE)","v":2},null,null,null,null,{"$f":"VLOOKUP(OFFSET($B:$B,,MATCH(L$4,$B$4:$F$4,0)-1),OFFSET('C. PoC Adj Factor Scoring'!$E$5:$J$282,,MATCH(L$4,'C. PoC Adj Factor Scoring'!$E$3:$AH$3,0)-1),MATCH(L$2&\" Score\",'C. PoC Adj Factor Scoring'!$E$4:$J$4,0),TRUE)","v":2},null,null,null,null,{"$f":"VLOOKUP(OFFSET($B:$B,,MATCH(Q$4,$B$4:$F$4,0)-1),OFFSET('C. PoC Adj Factor Scoring'!$E$5:$J$282,,MATCH(Q$4,'C. PoC Adj Factor Scoring'!$E$3:$AH$3,0)-1),MATCH(Q$2&\" Score\",'C. PoC Adj Factor Scoring'!$E$4:$J$4,0),TRUE)","v":2},null,null,null,null,{"$f":"VLOOKUP(OFFSET($B:$B,,MATCH(V$4,$B$4:$F$4,0)-1),OFFSET('C. PoC Adj Factor Scoring'!$E$5:$J$282,,MATCH(V$4,'C. PoC Adj Factor Scoring'!$E$3:$AH$3,0)-1),MATCH(V$2&\" Score\",'C. PoC Adj Factor Scoring'!$E$4:$J$4,0),TRUE)","v":2},null,null,null,null,{"$f":"VLOOKUP(OFFSET($B:$B,,MATCH(AA$4,$B$4:$F$4,0)-1),OFFSET('C. PoC Adj Factor Scoring'!$E$5:$J$282,,MATCH(AA$4,'C. PoC Adj Factor Scoring'!$E$3:$AH$3,0)-1),MATCH(AA$2&\" Score\",'C. PoC Adj Factor Scoring'!$E$4:$J$4,0),TRUE)","v":0}]
[{"$f":"'A. Population Info'!A23","v":18},{"$f":"'A. Population Info'!L23","v":1},null,null,null,null,{"$f":"VLOOKUP(OFFSET($B:$B,,MATCH(G$4,$B$4:$F$4,0)-1),OFFSET('C. PoC Adj Factor Scoring'!$E$5:$J$282,,MATCH(G$4,'C. PoC Adj Factor Scoring'!$E$3:$AH$3,0)-1),MATCH(G$2&\" Score\",'C. PoC Adj Factor Scoring'!$E$4:$J$4,0),TRUE)","v":1},null,null,null,null,{"$f":"VLOOKUP(OFFSET($B:$B,,MATCH(L$4,$B$4:$F$4,0)-1),OFFSET('C. PoC Adj Factor Scoring'!$E$5:$J$282,,MATCH(L$4,'C. PoC Adj Factor Scoring'!$E$3:$AH$3,0)-1),MATCH(L$2&\" Score\",'C. PoC Adj Factor Scoring'!$E$4:$J$4,0),TRUE)","v":1},null,null,null,null,{"$f":"VLOOKUP(OFFSET($B:$B,,MATCH(Q$4,$B$4:$F$4,0)-1),OFFSET('C. PoC Adj Factor Scoring'!$E$5:$J$282,,MATCH(Q$4,'C. PoC Adj Factor Scoring'!$E$3:$AH$3,0)-1),MATCH(Q$2&\" Score\",'C. PoC Adj Factor Scoring'!$E$4:$J$4,0),TRUE)","v":1},null,null,null,null,{"$f":"VLOOKUP(OFFSET($B:$B,,MATCH(V$4,$B$4:$F$4,0)-1),OFFSET('C. PoC Adj Factor Scoring'!$E$5:$J$282,,MATCH(V$4,'C. PoC Adj Factor Scoring'!$E$3:$AH$3,0)-1),MATCH(V$2&\" Score\",'C. PoC Adj Factor Scoring'!$E$4:$J$4,0),TRUE)","v":1},null,null,null,null,{"$f":"VLOOKUP(OFFSET($B:$B,,MATCH(AA$4,$B$4:$F$4,0)-1),OFFSET('C. PoC Adj Factor Scoring'!$E$5:$J$282,,MATCH(AA$4,'C. PoC Adj Factor Scoring'!$E$3:$AH$3,0)-1),MATCH(AA$2&\" Score\",'C. PoC Adj Factor Scoring'!$E$4:$J$4,0),TRUE)","v":0}]
[{"$f":"'A. Population Info'!A24","v":19},{"$f":"'A. Population Info'!L24","v":2},null,null,null,null,{"$f":"VLOOKUP(OFFSET($B:$B,,MATCH(G$4,$B$4:$F$4,0)-1),OFFSET('C. PoC Adj Factor Scoring'!$E$5:$J$282,,MATCH(G$4,'C. PoC Adj Factor Scoring'!$E$3:$AH$3,0)-1),MATCH(G$2&\" Score\",'C. PoC Adj Factor Scoring'!$E$4:$J$4,0),TRUE)","v":2},null,null,null,null,{"$f":"VLOOKUP(OFFSET($B:$B,,MATCH(L$4,$B$4:$F$4,0)-1),OFFSET('C. PoC Adj Factor Scoring'!$E$5:$J$282,,MATCH(L$4,'C. PoC Adj Factor Scoring'!$E$3:$AH$3,0)-1),MATCH(L$2&\" Score\",'C. PoC Adj Factor Scoring'!$E$4:$J$4,0),TRUE)","v":2},null,null,null,null,{"$f":"VLOOKUP(OFFSET($B:$B,,MATCH(Q$4,$B$4:$F$4,0)-1),OFFSET('C. PoC Adj Factor Scoring'!$E$5:$J$282,,MATCH(Q$4,'C. PoC Adj Factor Scoring'!$E$3:$AH$3,0)-1),MATCH(Q$2&\" Score\",'C. PoC Adj Factor Scoring'!$E$4:$J$4,0),TRUE)","v":2},null,null,null,null,{"$f":"VLOOKUP(OFFSET($B:$B,,MATCH(V$4,$B$4:$F$4,0)-1),OFFSET('C. PoC Adj Factor Scoring'!$E$5:$J$282,,MATCH(V$4,'C. PoC Adj Factor Scoring'!$E$3:$AH$3,0)-1),MATCH(V$2&\" Score\",'C. PoC Adj Factor Scoring'!$E$4:$J$4,0),TRUE)","v":2},null,null,null,null,{"$f":"VLOOKUP(OFFSET($B:$B,,MATCH(AA$4,$B$4:$F$4,0)-1),OFFSET('C. PoC Adj Factor Scoring'!$E$5:$J$282,,MATCH(AA$4,'C. PoC Adj Factor Scoring'!$E$3:$AH$3,0)-1),MATCH(AA$2&\" Score\",'C. PoC Adj Factor Scoring'!$E$4:$J$4,0),TRUE)","v":0}]
[{"$f":"'A. Population Info'!A25","v":20},{"$f":"'A. Population Info'!L25","v":2},null,null,null,null,{"$f":"VLOOKUP(OFFSET($B:$B,,MATCH(G$4,$B$4:$F$4,0)-1),OFFSET('C. PoC Adj Factor Scoring'!$E$5:$J$282,,MATCH(G$4,'C. PoC Adj Factor Scoring'!$E$3:$AH$3,0)-1),MATCH(G$2&\" Score\",'C. PoC Adj Factor Scoring'!$E$4:$J$4,0),TRUE)","v":2},null,null,null,null,{"$f":"VLOOKUP(OFFSET($B:$B,,MATCH(L$4,$B$4:$F$4,0)-1),OFFSET('C. PoC Adj Factor Scoring'!$E$5:$J$282,,MATCH(L$4,'C. PoC Adj Factor Scoring'!$E$3:$AH$3,0)-1),MATCH(L$2&\" Score\",'C. PoC Adj Factor Scoring'!$E$4:$J$4,0),TRUE)","v":2},null,null,null,null,{"$f":"VLOOKUP(OFFSET($B:$B,,MATCH(Q$4,$B$4:$F$4,0)-1),OFFSET('C. PoC Adj Factor Scoring'!$E$5:$J$282,,MATCH(Q$4,'C. PoC Adj Factor Scoring'!$E$3:$AH$3,0)-1),MATCH(Q$2&\" Score\",'C. PoC Adj Factor Scoring'!$E$4:$J$4,0),TRUE)","v":2},null,null,null,null,{"$f":"VLOOKUP(OFFSET($B:$B,,MATCH(V$4,$B$4:$F$4,0)-1),OFFSET('C. PoC Adj Factor Scoring'!$E$5:$J$282,,MATCH(V$4,'C. PoC Adj Factor Scoring'!$E$3:$AH$3,0)-1),MATCH(V$2&\" Score\",'C. PoC Adj Factor Scoring'!$E$4:$J$4,0),TRUE)","v":2},null,null,null,null,{"$f":"VLOOKUP(OFFSET($B:$B,,MATCH(AA$4,$B$4:$F$4,0)-1),OFFSET('C. PoC Adj Factor Scoring'!$E$5:$J$282,,MATCH(AA$4,'C. PoC Adj Factor Scoring'!$E$3:$AH$3,0)-1),MATCH(AA$2&\" Score\",'C. PoC Adj Factor Scoring'!$E$4:$J$4,0),TRUE)","v":0}]
[{"$f":"'A. Population Info'!A26","v":21},{"$f":"'A. Population Info'!L26","v":3},null,null,null,null,{"$f":"VLOOKUP(OFFSET($B:$B,,MATCH(G$4,$B$4:$F$4,0)-1),OFFSET('C. PoC Adj Factor Scoring'!$E$5:$J$282,,MATCH(G$4,'C. PoC Adj Factor Scoring'!$E$3:$AH$3,0)-1),MATCH(G$2&\" Score\",'C. PoC Adj Factor Scoring'!$E$4:$J$4,0),TRUE)","v":3},null,null,null,null,{"$f":"VLOOKUP(OFFSET($B:$B,,MATCH(L$4,$B$4:$F$4,0)-1),OFFSET('C. PoC Adj Factor Scoring'!$E$5:$J$282,,MATCH(L$4,'C. PoC Adj Factor Scoring'!$E$3:$AH$3,0)-1),MATCH(L$2&\" Score\",'C. PoC Adj Factor Scoring'!$E$4:$J$4,0),TRUE)","v":3},null,null,null,null,{"$f":"VLOOKUP(OFFSET($B:$B,,MATCH(Q$4,$B$4:$F$4,0)-1),OFFSET('C. PoC Adj Factor Scoring'!$E$5:$J$282,,MATCH(Q$4,'C. PoC Adj Factor Scoring'!$E$3:$AH$3,0)-1),MATCH(Q$2&\" Score\",'C. PoC Adj Factor Scoring'!$E$4:$J$4,0),TRUE)","v":3},null,null,null,null,{"$f":"VLOOKUP(OFFSET($B:$B,,MATCH(V$4,$B$4:$F$4,0)-1),OFFSET('C. PoC Adj Factor Scoring'!$E$5:$J$282,,MATCH(V$4,'C. PoC Adj Factor Scoring'!$E$3:$AH$3,0)-1),MATCH(V$2&\" Score\",'C. PoC Adj Factor Scoring'!$E$4:$J$4,0),TRUE)","v":3},null,null,null,null,{"$f":"VLOOKUP(OFFSET($B:$B,,MATCH(AA$4,$B$4:$F$4,0)-1),OFFSET('C. PoC Adj Factor Scoring'!$E$5:$J$282,,MATCH(AA$4,'C. PoC Adj Factor Scoring'!$E$3:$AH$3,0)-1),MATCH(AA$2&\" Score\",'C. PoC Adj Factor Scoring'!$E$4:$J$4,0),TRUE)","v":0}]
[{"$f":"'A. Population Info'!A27","v":22},{"$f":"'A. Population Info'!L27","v":2},null,null,null,null,{"$f":"VLOOKUP(OFFSET($B:$B,,MATCH(G$4,$B$4:$F$4,0)-1),OFFSET('C. PoC Adj Factor Scoring'!$E$5:$J$282,,MATCH(G$4,'C. PoC Adj Factor Scoring'!$E$3:$AH$3,0)-1),MATCH(G$2&\" Score\",'C. PoC Adj Factor Scoring'!$E$4:$J$4,0),TRUE)","v":2},null,null,null,null,{"$f":"VLOOKUP(OFFSET($B:$B,,MATCH(L$4,$B$4:$F$4,0)-1),OFFSET('C. PoC Adj Factor Scoring'!$E$5:$J$282,,MATCH(L$4,'C. PoC Adj Factor Scoring'!$E$3:$AH$3,0)-1),MATCH(L$2&\" Score\",'C. PoC Adj Factor Scoring'!$E$4:$J$4,0),TRUE)","v":2},null,null,null,null,{"$f":"VLOOKUP(OFFSET($B:$B,,MATCH(Q$4,$B$4:$F$4,0)-1),OFFSET('C. PoC Adj Factor Scoring'!$E$5:$J$282,,MATCH(Q$4,'C. PoC Adj Factor Scoring'!$E$3:$AH$3,0)-1),MATCH(Q$2&\" Score\",'C. PoC Adj Factor Scoring'!$E$4:$J$4,0),TRUE)","v":2},null,null,null,null,{"$f":"VLOOKUP(OFFSET($B:$B,,MATCH(V$4,$B$4:$F$4,0)-1),OFFSET('C. PoC Adj Factor Scoring'!$E$5:$J$282,,MATCH(V$4,'C. PoC Adj Factor Scoring'!$E$3:$AH$3,0)-1),MATCH(V$2&\" Score\",'C. PoC Adj Factor Scoring'!$E$4:$J$4,0),TRUE)","v":2},null,null,null,null,{"$f":"VLOOKUP(OFFSET($B:$B,,MATCH(AA$4,$B$4:$F$4,0)-1),OFFSET('C. PoC Adj Factor Scoring'!$E$5:$J$282,,MATCH(AA$4,'C. PoC Adj Factor Scoring'!$E$3:$AH$3,0)-1),MATCH(AA$2&\" Score\",'C. PoC Adj Factor Scoring'!$E$4:$J$4,0),TRUE)","v":0}]
[{"$f":"'A. Population Info'!A28","v":23},{"$f":"'A. Population Info'!L28","v":2},null,null,null,null,{"$f":"VLOOKUP(OFFSET($B:$B,,MATCH(G$4,$B$4:$F$4,0)-1),OFFSET('C. PoC Adj Factor Scoring'!$E$5:$J$282,,MATCH(G$4,'C. PoC Adj Factor Scoring'!$E$3:$AH$3,0)-1),MATCH(G$2&\" Score\",'C. PoC Adj Factor Scoring'!$E$4:$J$4,0),TRUE)","v":2},null,null,null,null,{"$f":"VLOOKUP(OFFSET($B:$B,,MATCH(L$4,$B$4:$F$4,0)-1),OFFSET('C. PoC Adj Factor Scoring'!$E$5:$J$282,,MATCH(L$4,'C. PoC Adj Factor Scoring'!$E$3:$AH$3,0)-1),MATCH(L$2&\" Score\",'C. PoC Adj Factor Scoring'!$E$4:$J$4,0),TRUE)","v":2},null,null,null,null,{"$f":"VLOOKUP(OFFSET($B:$B,,MATCH(Q$4,$B$4:$F$4,0)-1),OFFSET('C. PoC Adj Factor Scoring'!$E$5:$J$282,,MATCH(Q$4,'C. PoC Adj Factor Scoring'!$E$3:$AH$3,0)-1),MATCH(Q$2&\" Score\",'C. PoC Adj Factor Scoring'!$E$4:$J$4,0),TRUE)","v":2},null,null,null,null,{"$f":"VLOOKUP(OFFSET($B:$B,,MATCH(V$4,$B$4:$F$4,0)-1),OFFSET('C. PoC Adj Factor Scoring'!$E$5:$J$282,,MATCH(V$4,'C. PoC Adj Factor Scoring'!$E$3:$AH$3,0)-1),MATCH(V$2&\" Score\",'C. PoC Adj Factor Scoring'!$E$4:$J$4,0),TRUE)","v":2},null,null,null,null,{"$f":"VLOOKUP(OFFSET($B:$B,,MATCH(AA$4,$B$4:$F$4,0)-1),OFFSET('C. PoC Adj Factor Scoring'!$E$5:$J$282,,MATCH(AA$4,'C. PoC Adj Factor Scoring'!$E$3:$AH$3,0)-1),MATCH(AA$2&\" Score\",'C. PoC Adj Factor Scoring'!$E$4:$J$4,0),TRUE)","v":0}]
[{"$f":"'A. Population Info'!A29","v":24},{"$f":"'A. Population Info'!L29","v":2},null,null,null,null,{"$f":"VLOOKUP(OFFSET($B:$B,,MATCH(G$4,$B$4:$F$4,0)-1),OFFSET('C. PoC Adj Factor Scoring'!$E$5:$J$282,,MATCH(G$4,'C. PoC Adj Factor Scoring'!$E$3:$AH$3,0)-1),MATCH(G$2&\" Score\",'C. PoC Adj Factor Scoring'!$E$4:$J$4,0),TRUE)","v":2},null,null,null,null,{"$f":"VLOOKUP(OFFSET($B:$B,,MATCH(L$4,$B$4:$F$4,0)-1),OFFSET('C. PoC Adj Factor Scoring'!$E$5:$J$282,,MATCH(L$4,'C. PoC Adj Factor Scoring'!$E$3:$AH$3,0)-1),MATCH(L$2&\" Score\",'C. PoC Adj Factor Scoring'!$E$4:$J$4,0),TRUE)","v":2},null,null,null,null,{"$f":"VLOOKUP(OFFSET($B:$B,,MATCH(Q$4,$B$4:$F$4,0)-1),OFFSET('C. PoC Adj Factor Scoring'!$E$5:$J$282,,MATCH(Q$4,'C. PoC Adj Factor Scoring'!$E$3:$AH$3,0)-1),MATCH(Q$2&\" Score\",'C. PoC Adj Factor Scoring'!$E$4:$J$4,0),TRUE)","v":2},null,null,null,null,{"$f":"VLOOKUP(OFFSET($B:$B,,MATCH(V$4,$B$4:$F$4,0)-1),OFFSET('C. PoC Adj Factor Scoring'!$E$5:$J$282,,MATCH(V$4,'C. PoC Adj Factor Scoring'!$E$3:$AH$3,0)-1),MATCH(V$2&\" Score\",'C. PoC Adj Factor Scoring'!$E$4:$J$4,0),TRUE)","v":2},null,null,null,null,{"$f":"VLOOKUP(OFFSET($B:$B,,MATCH(AA$4,$B$4:$F$4,0)-1),OFFSET('C. PoC Adj Factor Scoring'!$E$5:$J$282,,MATCH(AA$4,'C. PoC Adj Factor Scoring'!$E$3:$AH$3,0)-1),MATCH(AA$2&\" Score\",'C. PoC Adj Factor Scoring'!$E$4:$J$4,0),TRUE)","v":0}]
[{"$f":"'A. Population Info'!A30","v":25},{"$f":"'A. Population Info'!L30","v":2},null,null,null,null,{"$f":"VLOOKUP(OFFSET($B:$B,,MATCH(G$4,$B$4:$F$4,0)-1),OFFSET('C. PoC Adj Factor Scoring'!$E$5:$J$282,,MATCH(G$4,'C. PoC Adj Factor Scoring'!$E$3:$AH$3,0)-1),MATCH(G$2&\" Score\",'C. PoC Adj Factor Scoring'!$E$4:$J$4,0),TRUE)","v":2},null,null,null,null,{"$f":"VLOOKUP(OFFSET($B:$B,,MATCH(L$4,$B$4:$F$4,0)-1),OFFSET('C. PoC Adj Factor Scoring'!$E$5:$J$282,,MATCH(L$4,'C. PoC Adj Factor Scoring'!$E$3:$AH$3,0)-1),MATCH(L$2&\" Score\",'C. PoC Adj Factor Scoring'!$E$4:$J$4,0),TRUE)","v":2},null,null,null,null,{"$f":"VLOOKUP(OFFSET($B:$B,,MATCH(Q$4,$B$4:$F$4,0)-1),OFFSET('C. PoC Adj Factor Scoring'!$E$5:$J$282,,MATCH(Q$4,'C. PoC Adj Factor Scoring'!$E$3:$AH$3,0)-1),MATCH(Q$2&\" Score\",'C. PoC Adj Factor Scoring'!$E$4:$J$4,0),TRUE)","v":2},null,null,null,null,{"$f":"VLOOKUP(OFFSET($B:$B,,MATCH(V$4,$B$4:$F$4,0)-1),OFFSET('C. PoC Adj Factor Scoring'!$E$5:$J$282,,MATCH(V$4,'C. PoC Adj Factor Scoring'!$E$3:$AH$3,0)-1),MATCH(V$2&\" Score\",'C. PoC Adj Factor Scoring'!$E$4:$J$4,0),TRUE)","v":2},null,null,null,null,{"$f":"VLOOKUP(OFFSET($B:$B,,MATCH(AA$4,$B$4:$F$4,0)-1),OFFSET('C. PoC Adj Factor Scoring'!$E$5:$J$282,,MATCH(AA$4,'C. PoC Adj Factor Scoring'!$E$3:$AH$3,0)-1),MATCH(AA$2&\" Score\",'C. PoC Adj Factor Scoring'!$E$4:$J$4,0),TRUE)","v":0}]
[{"$f":"'A. Population Info'!A31","v":26},{"$f":"'A. Population Info'!L31","v":1},null,null,null,null,{"$f":"VLOOKUP(OFFSET($B:$B,,MATCH(G$4,$B$4:$F$4,0)-1),OFFSET('C. PoC Adj Factor Scoring'!$E$5:$J$282,,MATCH(G$4,'C. PoC Adj Factor Scoring'!$E$3:$AH$3,0)-1),MATCH(G$2&\" Score\",'C. PoC Adj Factor Scoring'!$E$4:$J$4,0),TRUE)","v":1},null,null,null,null,{"$f":"VLOOKUP(OFFSET($B:$B,,MATCH(L$4,$B$4:$F$4,0)-1),OFFSET('C. PoC Adj Factor Scoring'!$E$5:$J$282,,MATCH(L$4,'C. PoC Adj Factor Scoring'!$E$3:$AH$3,0)-1),MATCH(L$2&\" Score\",'C. PoC Adj Factor Scoring'!$E$4:$J$4,0),TRUE)","v":1},null,null,null,null,{"$f":"VLOOKUP(OFFSET($B:$B,,MATCH(Q$4,$B$4:$F$4,0)-1),OFFSET('C. PoC Adj Factor Scoring'!$E$5:$J$282,,MATCH(Q$4,'C. PoC Adj Factor Scoring'!$E$3:$AH$3,0)-1),MATCH(Q$2&\" Score\",'C. PoC Adj Factor Scoring'!$E$4:$J$4,0),TRUE)","v":1},null,null,null,null,{"$f":"VLOOKUP(OFFSET($B:$B,,MATCH(V$4,$B$4:$F$4,0)-1),OFFSET('C. PoC Adj Factor Scoring'!$E$5:$J$282,,MATCH(V$4,'C. PoC Adj Factor Scoring'!$E$3:$AH$3,0)-1),MATCH(V$2&\" Score\",'C. PoC Adj Factor Scoring'!$E$4:$J$4,0),TRUE)","v":1},null,null,null,null,{"$f":"VLOOKUP(OFFSET($B:$B,,MATCH(AA$4,$B$4:$F$4,0)-1),OFFSET('C. PoC Adj Factor Scoring'!$E$5:$J$282,,MATCH(AA$4,'C. PoC Adj Factor Scoring'!$E$3:$AH$3,0)-1),MATCH(AA$2&\" Score\",'C. PoC Adj Factor Scoring'!$E$4:$J$4,0),TRUE)","v":0}]
[{"$f":"'A. Population Info'!A32","v":27},{"$f":"'A. Population Info'!L32","v":2},null,null,null,null,{"$f":"VLOOKUP(OFFSET($B:$B,,MATCH(G$4,$B$4:$F$4,0)-1),OFFSET('C. PoC Adj Factor Scoring'!$E$5:$J$282,,MATCH(G$4,'C. PoC Adj Factor Scoring'!$E$3:$AH$3,0)-1),MATCH(G$2&\" Score\",'C. PoC Adj Factor Scoring'!$E$4:$J$4,0),TRUE)","v":2},null,null,null,null,{"$f":"VLOOKUP(OFFSET($B:$B,,MATCH(L$4,$B$4:$F$4,0)-1),OFFSET('C. PoC Adj Factor Scoring'!$E$5:$J$282,,MATCH(L$4,'C. PoC Adj Factor Scoring'!$E$3:$AH$3,0)-1),MATCH(L$2&\" Score\",'C. PoC Adj Factor Scoring'!$E$4:$J$4,0),TRUE)","v":2},null,null,null,null,{"$f":"VLOOKUP(OFFSET($B:$B,,MATCH(Q$4,$B$4:$F$4,0)-1),OFFSET('C. PoC Adj Factor Scoring'!$E$5:$J$282,,MATCH(Q$4,'C. PoC Adj Factor Scoring'!$E$3:$AH$3,0)-1),MATCH(Q$2&\" Score\",'C. PoC Adj Factor Scoring'!$E$4:$J$4,0),TRUE)","v":2},null,null,null,null,{"$f":"VLOOKUP(OFFSET($B:$B,,MATCH(V$4,$B$4:$F$4,0)-1),OFFSET('C. PoC Adj Factor Scoring'!$E$5:$J$282,,MATCH(V$4,'C. PoC Adj Factor Scoring'!$E$3:$AH$3,0)-1),MATCH(V$2&\" Score\",'C. PoC Adj Factor Scoring'!$E$4:$J$4,0),TRUE)","v":2},null,null,null,null,{"$f":"VLOOKUP(OFFSET($B:$B,,MATCH(AA$4,$B$4:$F$4,0)-1),OFFSET('C. PoC Adj Factor Scoring'!$E$5:$J$282,,MATCH(AA$4,'C. PoC Adj Factor Scoring'!$E$3:$AH$3,0)-1),MATCH(AA$2&\" Score\",'C. PoC Adj Factor Scoring'!$E$4:$J$4,0),TRUE)","v":0}]
[{"$f":"'A. Population Info'!A33","v":28},{"$f":"'A. Population Info'!L33","v":2},null,null,null,null,{"$f":"VLOOKUP(OFFSET($B:$B,,MATCH(G$4,$B$4:$F$4,0)-1),OFFSET('C. PoC Adj Factor Scoring'!$E$5:$J$282,,MATCH(G$4,'C. PoC Adj Factor Scoring'!$E$3:$AH$3,0)-1),MATCH(G$2&\" Score\",'C. PoC Adj Factor Scoring'!$E$4:$J$4,0),TRUE)","v":2},null,null,null,null,{"$f":"VLOOKUP(OFFSET($B:$B,,MATCH(L$4,$B$4:$F$4,0)-1),OFFSET('C. PoC Adj Factor Scoring'!$E$5:$J$282,,MATCH(L$4,'C. PoC Adj Factor Scoring'!$E$3:$AH$3,0)-1),MATCH(L$2&\" Score\",'C. PoC Adj Factor Scoring'!$E$4:$J$4,0),TRUE)","v":2},null,null,null,null,{"$f":"VLOOKUP(OFFSET($B:$B,,MATCH(Q$4,$B$4:$F$4,0)-1),OFFSET('C. PoC Adj Factor Scoring'!$E$5:$J$282,,MATCH(Q$4,'C. PoC Adj Factor Scoring'!$E$3:$AH$3,0)-1),MATCH(Q$2&\" Score\",'C. PoC Adj Factor Scoring'!$E$4:$J$4,0),TRUE)","v":2},null,null,null,null,{"$f":"VLOOKUP(OFFSET($B:$B,,MATCH(V$4,$B$4:$F$4,0)-1),OFFSET('C. PoC Adj Factor Scoring'!$E$5:$J$282,,MATCH(V$4,'C. PoC Adj Factor Scoring'!$E$3:$AH$3,0)-1),MATCH(V$2&\" Score\",'C. PoC Adj Factor Scoring'!$E$4:$J$4,0),TRUE)","v":2},null,null,null,null,{"$f":"VLOOKUP(OFFSET($B:$B,,MATCH(AA$4,$B$4:$F$4,0)-1),OFFSET('C. PoC Adj Factor Scoring'!$E$5:$J$282,,MATCH(AA$4,'C. PoC Adj Factor Scoring'!$E$3:$AH$3,0)-1),MATCH(AA$2&\" Score\",'C. PoC Adj Factor Scoring'!$E$4:$J$4,0),TRUE)","v":0}]
[{"$f":"'A. Population Info'!A34","v":29},{"$f":"'A. Population Info'!L34","v":3},null,null,null,null,{"$f":"VLOOKUP(OFFSET($B:$B,,MATCH(G$4,$B$4:$F$4,0)-1),OFFSET('C. PoC Adj Factor Scoring'!$E$5:$J$282,,MATCH(G$4,'C. PoC Adj Factor Scoring'!$E$3:$AH$3,0)-1),MATCH(G$2&\" Score\",'C. PoC Adj Factor Scoring'!$E$4:$J$4,0),TRUE)","v":3},null,null,null,null,{"$f":"VLOOKUP(OFFSET($B:$B,,MATCH(L$4,$B$4:$F$4,0)-1),OFFSET('C. PoC Adj Factor Scoring'!$E$5:$J$282,,MATCH(L$4,'C. PoC Adj Factor Scoring'!$E$3:$AH$3,0)-1),MATCH(L$2&\" Score\",'C. PoC Adj Factor Scoring'!$E$4:$J$4,0),TRUE)","v":3},null,null,null,null,{"$f":"VLOOKUP(OFFSET($B:$B,,MATCH(Q$4,$B$4:$F$4,0)-1),OFFSET('C. PoC Adj Factor Scoring'!$E$5:$J$282,,MATCH(Q$4,'C. PoC Adj Factor Scoring'!$E$3:$AH$3,0)-1),MATCH(Q$2&\" Score\",'C. PoC Adj Factor Scoring'!$E$4:$J$4,0),TRUE)","v":3},null,null,null,null,{"$f":"VLOOKUP(OFFSET($B:$B,,MATCH(V$4,$B$4:$F$4,0)-1),OFFSET('C. PoC Adj Factor Scoring'!$E$5:$J$282,,MATCH(V$4,'C. PoC Adj Factor Scoring'!$E$3:$AH$3,0)-1),MATCH(V$2&\" Score\",'C. PoC Adj Factor Scoring'!$E$4:$J$4,0),TRUE)","v":3},null,null,null,null,{"$f":"VLOOKUP(OFFSET($B:$B,,MATCH(AA$4,$B$4:$F$4,0)-1),OFFSET('C. PoC Adj Factor Scoring'!$E$5:$J$282,,MATCH(AA$4,'C. PoC Adj Factor Scoring'!$E$3:$AH$3,0)-1),MATCH(AA$2&\" Score\",'C. PoC Adj Factor Scoring'!$E$4:$J$4,0),TRUE)","v":0}]
[{"$f":"'A. Population Info'!A35","v":30},{"$f":"'A. Population Info'!L35","v":2},null,null,null,null,{"$f":"VLOOKUP(OFFSET($B:$B,,MATCH(G$4,$B$4:$F$4,0)-1),OFFSET('C. PoC Adj Factor Scoring'!$E$5:$J$282,,MATCH(G$4,'C. PoC Adj Factor Scoring'!$E$3:$AH$3,0)-1),MATCH(G$2&\" Score\",'C. PoC Adj Factor Scoring'!$E$4:$J$4,0),TRUE)","v":2},null,null,null,null,{"$f":"VLOOKUP(OFFSET($B:$B,,MATCH(L$4,$B$4:$F$4,0)-1),OFFSET('C. PoC Adj Factor Scoring'!$E$5:$J$282,,MATCH(L$4,'C. PoC Adj Factor Scoring'!$E$3:$AH$3,0)-1),MATCH(L$2&\" Score\",'C. PoC Adj Factor Scoring'!$E$4:$J$4,0),TRUE)","v":2},null,null,null,null,{"$f":"VLOOKUP(OFFSET($B:$B,,MATCH(Q$4,$B$4:$F$4,0)-1),OFFSET('C. PoC Adj Factor Scoring'!$E$5:$J$282,,MATCH(Q$4,'C. PoC Adj Factor Scoring'!$E$3:$AH$3,0)-1),MATCH(Q$2&\" Score\",'C. PoC Adj Factor Scoring'!$E$4:$J$4,0),TRUE)","v":2},null,null,null,null,{"$f":"VLOOKUP(OFFSET($B:$B,,MATCH(V$4,$B$4:$F$4,0)-1),OFFSET('C. PoC Adj Factor Scoring'!$E$5:$J$282,,MATCH(V$4,'C. PoC Adj Factor Scoring'!$E$3:$AH$3,0)-1),MATCH(V$2&\" Score\",'C. PoC Adj Factor Scoring'!$E$4:$J$4,0),TRUE)","v":2},null,null,null,null,{"$f":"VLOOKUP(OFFSET($B:$B,,MATCH(AA$4,$B$4:$F$4,0)-1),OFFSET('C. PoC Adj Factor Scoring'!$E$5:$J$282,,MATCH(AA$4,'C. PoC Adj Factor Scoring'!$E$3:$AH$3,0)-1),MATCH(AA$2&\" Score\",'C. PoC Adj Factor Scoring'!$E$4:$J$4,0),TRUE)","v":0}]
[{"$f":"'A. Population Info'!A36","v":31},{"$f":"'A. Population Info'!L36","v":2},null,null,null,null,{"$f":"VLOOKUP(OFFSET($B:$B,,MATCH(G$4,$B$4:$F$4,0)-1),OFFSET('C. PoC Adj Factor Scoring'!$E$5:$J$282,,MATCH(G$4,'C. PoC Adj Factor Scoring'!$E$3:$AH$3,0)-1),MATCH(G$2&\" Score\",'C. PoC Adj Factor Scoring'!$E$4:$J$4,0),TRUE)","v":2},null,null,null,null,{"$f":"VLOOKUP(OFFSET($B:$B,,MATCH(L$4,$B$4:$F$4,0)-1),OFFSET('C. PoC Adj Factor Scoring'!$E$5:$J$282,,MATCH(L$4,'C. PoC Adj Factor Scoring'!$E$3:$AH$3,0)-1),MATCH(L$2&\" Score\",'C. PoC Adj Factor Scoring'!$E$4:$J$4,0),TRUE)","v":2},null,null,null,null,{"$f":"VLOOKUP(OFFSET($B:$B,,MATCH(Q$4,$B$4:$F$4,0)-1),OFFSET('C. PoC Adj Factor Scoring'!$E$5:$J$282,,MATCH(Q$4,'C. PoC Adj Factor Scoring'!$E$3:$AH$3,0)-1),MATCH(Q$2&\" Score\",'C. PoC Adj Factor Scoring'!$E$4:$J$4,0),TRUE)","v":2},null,null,null,null,{"$f":"VLOOKUP(OFFSET($B:$B,,MATCH(V$4,$B$4:$F$4,0)-1),OFFSET('C. PoC Adj Factor Scoring'!$E$5:$J$282,,MATCH(V$4,'C. PoC Adj Factor Scoring'!$E$3:$AH$3,0)-1),MATCH(V$2&\" Score\",'C. PoC Adj Factor Scoring'!$E$4:$J$4,0),TRUE)","v":2},null,null,null,null,{"$f":"VLOOKUP(OFFSET($B:$B,,MATCH(AA$4,$B$4:$F$4,0)-1),OFFSET('C. PoC Adj Factor Scoring'!$E$5:$J$282,,MATCH(AA$4,'C. PoC Adj Factor Scoring'!$E$3:$AH$3,0)-1),MATCH(AA$2&\" Score\",'C. PoC Adj Factor Scoring'!$E$4:$J$4,0),TRUE)","v":0}]
[{"$f":"'A. Population Info'!A37","v":32},{"$f":"'A. Population Info'!L37","v":1},null,null,null,null,{"$f":"VLOOKUP(OFFSET($B:$B,,MATCH(G$4,$B$4:$F$4,0)-1),OFFSET('C. PoC Adj Factor Scoring'!$E$5:$J$282,,MATCH(G$4,'C. PoC Adj Factor Scoring'!$E$3:$AH$3,0)-1),MATCH(G$2&\" Score\",'C. PoC Adj Factor Scoring'!$E$4:$J$4,0),TRUE)","v":1},null,null,null,null,{"$f":"VLOOKUP(OFFSET($B:$B,,MATCH(L$4,$B$4:$F$4,0)-1),OFFSET('C. PoC Adj Factor Scoring'!$E$5:$J$282,,MATCH(L$4,'C. PoC Adj Factor Scoring'!$E$3:$AH$3,0)-1),MATCH(L$2&\" Score\",'C. PoC Adj Factor Scoring'!$E$4:$J$4,0),TRUE)","v":1},null,null,null,null,{"$f":"VLOOKUP(OFFSET($B:$B,,MATCH(Q$4,$B$4:$F$4,0)-1),OFFSET('C. PoC Adj Factor Scoring'!$E$5:$J$282,,MATCH(Q$4,'C. PoC Adj Factor Scoring'!$E$3:$AH$3,0)-1),MATCH(Q$2&\" Score\",'C. PoC Adj Factor Scoring'!$E$4:$J$4,0),TRUE)","v":1},null,null,null,null,{"$f":"VLOOKUP(OFFSET($B:$B,,MATCH(V$4,$B$4:$F$4,0)-1),OFFSET('C. PoC Adj Factor Scoring'!$E$5:$J$282,,MATCH(V$4,'C. PoC Adj Factor Scoring'!$E$3:$AH$3,0)-1),MATCH(V$2&\" Score\",'C. PoC Adj Factor Scoring'!$E$4:$J$4,0),TRUE)","v":1},null,null,null,null,{"$f":"VLOOKUP(OFFSET($B:$B,,MATCH(AA$4,$B$4:$F$4,0)-1),OFFSET('C. PoC Adj Factor Scoring'!$E$5:$J$282,,MATCH(AA$4,'C. PoC Adj Factor Scoring'!$E$3:$AH$3,0)-1),MATCH(AA$2&\" Score\",'C. PoC Adj Factor Scoring'!$E$4:$J$4,0),TRUE)","v":0}]
[{"$f":"'A. Population Info'!A38","v":33},{"$f":"'A. Population Info'!L38","v":1},null,null,null,null,{"$f":"VLOOKUP(OFFSET($B:$B,,MATCH(G$4,$B$4:$F$4,0)-1),OFFSET('C. PoC Adj Factor Scoring'!$E$5:$J$282,,MATCH(G$4,'C. PoC Adj Factor Scoring'!$E$3:$AH$3,0)-1),MATCH(G$2&\" Score\",'C. PoC Adj Factor Scoring'!$E$4:$J$4,0),TRUE)","v":1},null,null,null,null,{"$f":"VLOOKUP(OFFSET($B:$B,,MATCH(L$4,$B$4:$F$4,0)-1),OFFSET('C. PoC Adj Factor Scoring'!$E$5:$J$282,,MATCH(L$4,'C. PoC Adj Factor Scoring'!$E$3:$AH$3,0)-1),MATCH(L$2&\" Score\",'C. PoC Adj Factor Scoring'!$E$4:$J$4,0),TRUE)","v":1},null,null,null,null,{"$f":"VLOOKUP(OFFSET($B:$B,,MATCH(Q$4,$B$4:$F$4,0)-1),OFFSET('C. PoC Adj Factor Scoring'!$E$5:$J$282,,MATCH(Q$4,'C. PoC Adj Factor Scoring'!$E$3:$AH$3,0)-1),MATCH(Q$2&\" Score\",'C. PoC Adj Factor Scoring'!$E$4:$J$4,0),TRUE)","v":1},null,null,null,null,{"$f":"VLOOKUP(OFFSET($B:$B,,MATCH(V$4,$B$4:$F$4,0)-1),OFFSET('C. PoC Adj Factor Scoring'!$E$5:$J$282,,MATCH(V$4,'C. PoC Adj Factor Scoring'!$E$3:$AH$3,0)-1),MATCH(V$2&\" Score\",'C. PoC Adj Factor Scoring'!$E$4:$J$4,0),TRUE)","v":1},null,null,null,null,{"$f":"VLOOKUP(OFFSET($B:$B,,MATCH(AA$4,$B$4:$F$4,0)-1),OFFSET('C. PoC Adj Factor Scoring'!$E$5:$J$282,,MATCH(AA$4,'C. PoC Adj Factor Scoring'!$E$3:$AH$3,0)-1),MATCH(AA$2&\" Score\",'C. PoC Adj Factor Scoring'!$E$4:$J$4,0),TRUE)","v":0}]
[{"$f":"'A. Population Info'!A39","v":34},{"$f":"'A. Population Info'!L39","v":1},null,null,null,null,{"$f":"VLOOKUP(OFFSET($B:$B,,MATCH(G$4,$B$4:$F$4,0)-1),OFFSET('C. PoC Adj Factor Scoring'!$E$5:$J$282,,MATCH(G$4,'C. PoC Adj Factor Scoring'!$E$3:$AH$3,0)-1),MATCH(G$2&\" Score\",'C. PoC Adj Factor Scoring'!$E$4:$J$4,0),TRUE)","v":1},null,null,null,null,{"$f":"VLOOKUP(OFFSET($B:$B,,MATCH(L$4,$B$4:$F$4,0)-1),OFFSET('C. PoC Adj Factor Scoring'!$E$5:$J$282,,MATCH(L$4,'C. PoC Adj Factor Scoring'!$E$3:$AH$3,0)-1),MATCH(L$2&\" Score\",'C. PoC Adj Factor Scoring'!$E$4:$J$4,0),TRUE)","v":1},null,null,null,null,{"$f":"VLOOKUP(OFFSET($B:$B,,MATCH(Q$4,$B$4:$F$4,0)-1),OFFSET('C. PoC Adj Factor Scoring'!$E$5:$J$282,,MATCH(Q$4,'C. PoC Adj Factor Scoring'!$E$3:$AH$3,0)-1),MATCH(Q$2&\" Score\",'C. PoC Adj Factor Scoring'!$E$4:$J$4,0),TRUE)","v":1},null,null,null,null,{"$f":"VLOOKUP(OFFSET($B:$B,,MATCH(V$4,$B$4:$F$4,0)-1),OFFSET('C. PoC Adj Factor Scoring'!$E$5:$J$282,,MATCH(V$4,'C. PoC Adj Factor Scoring'!$E$3:$AH$3,0)-1),MATCH(V$2&\" Score\",'C. PoC Adj Factor Scoring'!$E$4:$J$4,0),TRUE)","v":1},null,null,null,null,{"$f":"VLOOKUP(OFFSET($B:$B,,MATCH(AA$4,$B$4:$F$4,0)-1),OFFSET('C. PoC Adj Factor Scoring'!$E$5:$J$282,,MATCH(AA$4,'C. PoC Adj Factor Scoring'!$E$3:$AH$3,0)-1),MATCH(AA$2&\" Score\",'C. PoC Adj Factor Scoring'!$E$4:$J$4,0),TRUE)","v":0}]
[{"$f":"'A. Population Info'!A40","v":35},{"$f":"'A. Population Info'!L40","v":2},null,null,null,null,{"$f":"VLOOKUP(OFFSET($B:$B,,MATCH(G$4,$B$4:$F$4,0)-1),OFFSET('C. PoC Adj Factor Scoring'!$E$5:$J$282,,MATCH(G$4,'C. PoC Adj Factor Scoring'!$E$3:$AH$3,0)-1),MATCH(G$2&\" Score\",'C. PoC Adj Factor Scoring'!$E$4:$J$4,0),TRUE)","v":2},null,null,null,null,{"$f":"VLOOKUP(OFFSET($B:$B,,MATCH(L$4,$B$4:$F$4,0)-1),OFFSET('C. PoC Adj Factor Scoring'!$E$5:$J$282,,MATCH(L$4,'C. PoC Adj Factor Scoring'!$E$3:$AH$3,0)-1),MATCH(L$2&\" Score\",'C. PoC Adj Factor Scoring'!$E$4:$J$4,0),TRUE)","v":2},null,null,null,null,{"$f":"VLOOKUP(OFFSET($B:$B,,MATCH(Q$4,$B$4:$F$4,0)-1),OFFSET('C. PoC Adj Factor Scoring'!$E$5:$J$282,,MATCH(Q$4,'C. PoC Adj Factor Scoring'!$E$3:$AH$3,0)-1),MATCH(Q$2&\" Score\",'C. PoC Adj Factor Scoring'!$E$4:$J$4,0),TRUE)","v":2},null,null,null,null,{"$f":"VLOOKUP(OFFSET($B:$B,,MATCH(V$4,$B$4:$F$4,0)-1),OFFSET('C. PoC Adj Factor Scoring'!$E$5:$J$282,,MATCH(V$4,'C. PoC Adj Factor Scoring'!$E$3:$AH$3,0)-1),MATCH(V$2&\" Score\",'C. PoC Adj Factor Scoring'!$E$4:$J$4,0),TRUE)","v":2},null,null,null,null,{"$f":"VLOOKUP(OFFSET($B:$B,,MATCH(AA$4,$B$4:$F$4,0)-1),OFFSET('C. PoC Adj Factor Scoring'!$E$5:$J$282,,MATCH(AA$4,'C. PoC Adj Factor Scoring'!$E$3:$AH$3,0)-1),MATCH(AA$2&\" Score\",'C. PoC Adj Factor Scoring'!$E$4:$J$4,0),TRUE)","v":0}]
[{"$f":"'A. Population Info'!A41","v":36},{"$f":"'A. Population Info'!L41","v":2},null,null,null,null,{"$f":"VLOOKUP(OFFSET($B:$B,,MATCH(G$4,$B$4:$F$4,0)-1),OFFSET('C. PoC Adj Factor Scoring'!$E$5:$J$282,,MATCH(G$4,'C. PoC Adj Factor Scoring'!$E$3:$AH$3,0)-1),MATCH(G$2&\" Score\",'C. PoC Adj Factor Scoring'!$E$4:$J$4,0),TRUE)","v":2},null,null,null,null,{"$f":"VLOOKUP(OFFSET($B:$B,,MATCH(L$4,$B$4:$F$4,0)-1),OFFSET('C. PoC Adj Factor Scoring'!$E$5:$J$282,,MATCH(L$4,'C. PoC Adj Factor Scoring'!$E$3:$AH$3,0)-1),MATCH(L$2&\" Score\",'C. PoC Adj Factor Scoring'!$E$4:$J$4,0),TRUE)","v":2},null,null,null,null,{"$f":"VLOOKUP(OFFSET($B:$B,,MATCH(Q$4,$B$4:$F$4,0)-1),OFFSET('C. PoC Adj Factor Scoring'!$E$5:$J$282,,MATCH(Q$4,'C. PoC Adj Factor Scoring'!$E$3:$AH$3,0)-1),MATCH(Q$2&\" Score\",'C. PoC Adj Factor Scoring'!$E$4:$J$4,0),TRUE)","v":2},null,null,null,null,{"$f":"VLOOKUP(OFFSET($B:$B,,MATCH(V$4,$B$4:$F$4,0)-1),OFFSET('C. PoC Adj Factor Scoring'!$E$5:$J$282,,MATCH(V$4,'C. PoC Adj Factor Scoring'!$E$3:$AH$3,0)-1),MATCH(V$2&\" Score\",'C. PoC Adj Factor Scoring'!$E$4:$J$4,0),TRUE)","v":2},null,null,null,null,{"$f":"VLOOKUP(OFFSET($B:$B,,MATCH(AA$4,$B$4:$F$4,0)-1),OFFSET('C. PoC Adj Factor Scoring'!$E$5:$J$282,,MATCH(AA$4,'C. PoC Adj Factor Scoring'!$E$3:$AH$3,0)-1),MATCH(AA$2&\" Score\",'C. PoC Adj Factor Scoring'!$E$4:$J$4,0),TRUE)","v":0}]
[{"$f":"'A. Population Info'!A42","v":37},{"$f":"'A. Population Info'!L42","v":2},null,null,null,null,{"$f":"VLOOKUP(OFFSET($B:$B,,MATCH(G$4,$B$4:$F$4,0)-1),OFFSET('C. PoC Adj Factor Scoring'!$E$5:$J$282,,MATCH(G$4,'C. PoC Adj Factor Scoring'!$E$3:$AH$3,0)-1),MATCH(G$2&\" Score\",'C. PoC Adj Factor Scoring'!$E$4:$J$4,0),TRUE)","v":2},null,null,null,null,{"$f":"VLOOKUP(OFFSET($B:$B,,MATCH(L$4,$B$4:$F$4,0)-1),OFFSET('C. PoC Adj Factor Scoring'!$E$5:$J$282,,MATCH(L$4,'C. PoC Adj Factor Scoring'!$E$3:$AH$3,0)-1),MATCH(L$2&\" Score\",'C. PoC Adj Factor Scoring'!$E$4:$J$4,0),TRUE)","v":2},null,null,null,null,{"$f":"VLOOKUP(OFFSET($B:$B,,MATCH(Q$4,$B$4:$F$4,0)-1),OFFSET('C. PoC Adj Factor Scoring'!$E$5:$J$282,,MATCH(Q$4,'C. PoC Adj Factor Scoring'!$E$3:$AH$3,0)-1),MATCH(Q$2&\" Score\",'C. PoC Adj Factor Scoring'!$E$4:$J$4,0),TRUE)","v":2},null,null,null,null,{"$f":"VLOOKUP(OFFSET($B:$B,,MATCH(V$4,$B$4:$F$4,0)-1),OFFSET('C. PoC Adj Factor Scoring'!$E$5:$J$282,,MATCH(V$4,'C. PoC Adj Factor Scoring'!$E$3:$AH$3,0)-1),MATCH(V$2&\" Score\",'C. PoC Adj Factor Scoring'!$E$4:$J$4,0),TRUE)","v":2},null,null,null,null,{"$f":"VLOOKUP(OFFSET($B:$B,,MATCH(AA$4,$B$4:$F$4,0)-1),OFFSET('C. PoC Adj Factor Scoring'!$E$5:$J$282,,MATCH(AA$4,'C. PoC Adj Factor Scoring'!$E$3:$AH$3,0)-1),MATCH(AA$2&\" Score\",'C. PoC Adj Factor Scoring'!$E$4:$J$4,0),TRUE)","v":0}]
[{"$f":"'A. Population Info'!A43","v":38},{"$f":"'A. Population Info'!L43","v":2},null,null,null,null,{"$f":"VLOOKUP(OFFSET($B:$B,,MATCH(G$4,$B$4:$F$4,0)-1),OFFSET('C. PoC Adj Factor Scoring'!$E$5:$J$282,,MATCH(G$4,'C. PoC Adj Factor Scoring'!$E$3:$AH$3,0)-1),MATCH(G$2&\" Score\",'C. PoC Adj Factor Scoring'!$E$4:$J$4,0),TRUE)","v":2},null,null,null,null,{"$f":"VLOOKUP(OFFSET($B:$B,,MATCH(L$4,$B$4:$F$4,0)-1),OFFSET('C. PoC Adj Factor Scoring'!$E$5:$J$282,,MATCH(L$4,'C. PoC Adj Factor Scoring'!$E$3:$AH$3,0)-1),MATCH(L$2&\" Score\",'C. PoC Adj Factor Scoring'!$E$4:$J$4,0),TRUE)","v":2},null,null,null,null,{"$f":"VLOOKUP(OFFSET($B:$B,,MATCH(Q$4,$B$4:$F$4,0)-1),OFFSET('C. PoC Adj Factor Scoring'!$E$5:$J$282,,MATCH(Q$4,'C. PoC Adj Factor Scoring'!$E$3:$AH$3,0)-1),MATCH(Q$2&\" Score\",'C. PoC Adj Factor Scoring'!$E$4:$J$4,0),TRUE)","v":2},null,null,null,null,{"$f":"VLOOKUP(OFFSET($B:$B,,MATCH(V$4,$B$4:$F$4,0)-1),OFFSET('C. PoC Adj Factor Scoring'!$E$5:$J$282,,MATCH(V$4,'C. PoC Adj Factor Scoring'!$E$3:$AH$3,0)-1),MATCH(V$2&\" Score\",'C. PoC Adj Factor Scoring'!$E$4:$J$4,0),TRUE)","v":2},null,null,null,null,{"$f":"VLOOKUP(OFFSET($B:$B,,MATCH(AA$4,$B$4:$F$4,0)-1),OFFSET('C. PoC Adj Factor Scoring'!$E$5:$J$282,,MATCH(AA$4,'C. PoC Adj Factor Scoring'!$E$3:$AH$3,0)-1),MATCH(AA$2&\" Score\",'C. PoC Adj Factor Scoring'!$E$4:$J$4,0),TRUE)","v":0}]
[{"$f":"'A. Population Info'!A44","v":39},{"$f":"'A. Population Info'!L44","v":2},null,null,null,null,{"$f":"VLOOKUP(OFFSET($B:$B,,MATCH(G$4,$B$4:$F$4,0)-1),OFFSET('C. PoC Adj Factor Scoring'!$E$5:$J$282,,MATCH(G$4,'C. PoC Adj Factor Scoring'!$E$3:$AH$3,0)-1),MATCH(G$2&\" Score\",'C. PoC Adj Factor Scoring'!$E$4:$J$4,0),TRUE)","v":2},null,null,null,null,{"$f":"VLOOKUP(OFFSET($B:$B,,MATCH(L$4,$B$4:$F$4,0)-1),OFFSET('C. PoC Adj Factor Scoring'!$E$5:$J$282,,MATCH(L$4,'C. PoC Adj Factor Scoring'!$E$3:$AH$3,0)-1),MATCH(L$2&\" Score\",'C. PoC Adj Factor Scoring'!$E$4:$J$4,0),TRUE)","v":2},null,null,null,null,{"$f":"VLOOKUP(OFFSET($B:$B,,MATCH(Q$4,$B$4:$F$4,0)-1),OFFSET('C. PoC Adj Factor Scoring'!$E$5:$J$282,,MATCH(Q$4,'C. PoC Adj Factor Scoring'!$E$3:$AH$3,0)-1),MATCH(Q$2&\" Score\",'C. PoC Adj Factor Scoring'!$E$4:$J$4,0),TRUE)","v":2},null,null,null,null,{"$f":"VLOOKUP(OFFSET($B:$B,,MATCH(V$4,$B$4:$F$4,0)-1),OFFSET('C. PoC Adj Factor Scoring'!$E$5:$J$282,,MATCH(V$4,'C. PoC Adj Factor Scoring'!$E$3:$AH$3,0)-1),MATCH(V$2&\" Score\",'C. PoC Adj Factor Scoring'!$E$4:$J$4,0),TRUE)","v":2},null,null,null,null,{"$f":"VLOOKUP(OFFSET($B:$B,,MATCH(AA$4,$B$4:$F$4,0)-1),OFFSET('C. PoC Adj Factor Scoring'!$E$5:$J$282,,MATCH(AA$4,'C. PoC Adj Factor Scoring'!$E$3:$AH$3,0)-1),MATCH(AA$2&\" Score\",'C. PoC Adj Factor Scoring'!$E$4:$J$4,0),TRUE)","v":0}]
[{"$f":"'A. Population Info'!A45","v":40},{"$f":"'A. Population Info'!L45","v":1},null,null,null,null,{"$f":"VLOOKUP(OFFSET($B:$B,,MATCH(G$4,$B$4:$F$4,0)-1),OFFSET('C. PoC Adj Factor Scoring'!$E$5:$J$282,,MATCH(G$4,'C. PoC Adj Factor Scoring'!$E$3:$AH$3,0)-1),MATCH(G$2&\" Score\",'C. PoC Adj Factor Scoring'!$E$4:$J$4,0),TRUE)","v":1},null,null,null,null,{"$f":"VLOOKUP(OFFSET($B:$B,,MATCH(L$4,$B$4:$F$4,0)-1),OFFSET('C. PoC Adj Factor Scoring'!$E$5:$J$282,,MATCH(L$4,'C. PoC Adj Factor Scoring'!$E$3:$AH$3,0)-1),MATCH(L$2&\" Score\",'C. PoC Adj Factor Scoring'!$E$4:$J$4,0),TRUE)","v":1},null,null,null,null,{"$f":"VLOOKUP(OFFSET($B:$B,,MATCH(Q$4,$B$4:$F$4,0)-1),OFFSET('C. PoC Adj Factor Scoring'!$E$5:$J$282,,MATCH(Q$4,'C. PoC Adj Factor Scoring'!$E$3:$AH$3,0)-1),MATCH(Q$2&\" Score\",'C. PoC Adj Factor Scoring'!$E$4:$J$4,0),TRUE)","v":1},null,null,null,null,{"$f":"VLOOKUP(OFFSET($B:$B,,MATCH(V$4,$B$4:$F$4,0)-1),OFFSET('C. PoC Adj Factor Scoring'!$E$5:$J$282,,MATCH(V$4,'C. PoC Adj Factor Scoring'!$E$3:$AH$3,0)-1),MATCH(V$2&\" Score\",'C. PoC Adj Factor Scoring'!$E$4:$J$4,0),TRUE)","v":1},null,null,null,null,{"$f":"VLOOKUP(OFFSET($B:$B,,MATCH(AA$4,$B$4:$F$4,0)-1),OFFSET('C. PoC Adj Factor Scoring'!$E$5:$J$282,,MATCH(AA$4,'C. PoC Adj Factor Scoring'!$E$3:$AH$3,0)-1),MATCH(AA$2&\" Score\",'C. PoC Adj Factor Scoring'!$E$4:$J$4,0),TRUE)","v":0}]
[{"$f":"'A. Population Info'!A46","v":41},{"$f":"'A. Population Info'!L46","v":1},null,null,null,null,{"$f":"VLOOKUP(OFFSET($B:$B,,MATCH(G$4,$B$4:$F$4,0)-1),OFFSET('C. PoC Adj Factor Scoring'!$E$5:$J$282,,MATCH(G$4,'C. PoC Adj Factor Scoring'!$E$3:$AH$3,0)-1),MATCH(G$2&\" Score\",'C. PoC Adj Factor Scoring'!$E$4:$J$4,0),TRUE)","v":1},null,null,null,null,{"$f":"VLOOKUP(OFFSET($B:$B,,MATCH(L$4,$B$4:$F$4,0)-1),OFFSET('C. PoC Adj Factor Scoring'!$E$5:$J$282,,MATCH(L$4,'C. PoC Adj Factor Scoring'!$E$3:$AH$3,0)-1),MATCH(L$2&\" Score\",'C. PoC Adj Factor Scoring'!$E$4:$J$4,0),TRUE)","v":1},null,null,null,null,{"$f":"VLOOKUP(OFFSET($B:$B,,MATCH(Q$4,$B$4:$F$4,0)-1),OFFSET('C. PoC Adj Factor Scoring'!$E$5:$J$282,,MATCH(Q$4,'C. PoC Adj Factor Scoring'!$E$3:$AH$3,0)-1),MATCH(Q$2&\" Score\",'C. PoC Adj Factor Scoring'!$E$4:$J$4,0),TRUE)","v":1},null,null,null,null,{"$f":"VLOOKUP(OFFSET($B:$B,,MATCH(V$4,$B$4:$F$4,0)-1),OFFSET('C. PoC Adj Factor Scoring'!$E$5:$J$282,,MATCH(V$4,'C. PoC Adj Factor Scoring'!$E$3:$AH$3,0)-1),MATCH(V$2&\" Score\",'C. PoC Adj Factor Scoring'!$E$4:$J$4,0),TRUE)","v":1},null,null,null,null,{"$f":"VLOOKUP(OFFSET($B:$B,,MATCH(AA$4,$B$4:$F$4,0)-1),OFFSET('C. PoC Adj Factor Scoring'!$E$5:$J$282,,MATCH(AA$4,'C. PoC Adj Factor Scoring'!$E$3:$AH$3,0)-1),MATCH(AA$2&\" Score\",'C. PoC Adj Factor Scoring'!$E$4:$J$4,0),TRUE)","v":0}]
[{"$f":"'A. Population Info'!A47","v":42},{"$f":"'A. Population Info'!L47","v":1},null,null,null,null,{"$f":"VLOOKUP(OFFSET($B:$B,,MATCH(G$4,$B$4:$F$4,0)-1),OFFSET('C. PoC Adj Factor Scoring'!$E$5:$J$282,,MATCH(G$4,'C. PoC Adj Factor Scoring'!$E$3:$AH$3,0)-1),MATCH(G$2&\" Score\",'C. PoC Adj Factor Scoring'!$E$4:$J$4,0),TRUE)","v":1},null,null,null,null,{"$f":"VLOOKUP(OFFSET($B:$B,,MATCH(L$4,$B$4:$F$4,0)-1),OFFSET('C. PoC Adj Factor Scoring'!$E$5:$J$282,,MATCH(L$4,'C. PoC Adj Factor Scoring'!$E$3:$AH$3,0)-1),MATCH(L$2&\" Score\",'C. PoC Adj Factor Scoring'!$E$4:$J$4,0),TRUE)","v":1},null,null,null,null,{"$f":"VLOOKUP(OFFSET($B:$B,,MATCH(Q$4,$B$4:$F$4,0)-1),OFFSET('C. PoC Adj Factor Scoring'!$E$5:$J$282,,MATCH(Q$4,'C. PoC Adj Factor Scoring'!$E$3:$AH$3,0)-1),MATCH(Q$2&\" Score\",'C. PoC Adj Factor Scoring'!$E$4:$J$4,0),TRUE)","v":1},null,null,null,null,{"$f":"VLOOKUP(OFFSET($B:$B,,MATCH(V$4,$B$4:$F$4,0)-1),OFFSET('C. PoC Adj Factor Scoring'!$E$5:$J$282,,MATCH(V$4,'C. PoC Adj Factor Scoring'!$E$3:$AH$3,0)-1),MATCH(V$2&\" Score\",'C. PoC Adj Factor Scoring'!$E$4:$J$4,0),TRUE)","v":1},null,null,null,null,{"$f":"VLOOKUP(OFFSET($B:$B,,MATCH(AA$4,$B$4:$F$4,0)-1),OFFSET('C. PoC Adj Factor Scoring'!$E$5:$J$282,,MATCH(AA$4,'C. PoC Adj Factor Scoring'!$E$3:$AH$3,0)-1),MATCH(AA$2&\" Score\",'C. PoC Adj Factor Scoring'!$E$4:$J$4,0),TRUE)","v":0}]
[{"$f":"'A. Population Info'!A48","v":43},{"$f":"'A. Population Info'!L48","v":2},null,null,null,null,{"$f":"VLOOKUP(OFFSET($B:$B,,MATCH(G$4,$B$4:$F$4,0)-1),OFFSET('C. PoC Adj Factor Scoring'!$E$5:$J$282,,MATCH(G$4,'C. PoC Adj Factor Scoring'!$E$3:$AH$3,0)-1),MATCH(G$2&\" Score\",'C. PoC Adj Factor Scoring'!$E$4:$J$4,0),TRUE)","v":2},null,null,null,null,{"$f":"VLOOKUP(OFFSET($B:$B,,MATCH(L$4,$B$4:$F$4,0)-1),OFFSET('C. PoC Adj Factor Scoring'!$E$5:$J$282,,MATCH(L$4,'C. PoC Adj Factor Scoring'!$E$3:$AH$3,0)-1),MATCH(L$2&\" Score\",'C. PoC Adj Factor Scoring'!$E$4:$J$4,0),TRUE)","v":2},null,null,null,null,{"$f":"VLOOKUP(OFFSET($B:$B,,MATCH(Q$4,$B$4:$F$4,0)-1),OFFSET('C. PoC Adj Factor Scoring'!$E$5:$J$282,,MATCH(Q$4,'C. PoC Adj Factor Scoring'!$E$3:$AH$3,0)-1),MATCH(Q$2&\" Score\",'C. PoC Adj Factor Scoring'!$E$4:$J$4,0),TRUE)","v":2},null,null,null,null,{"$f":"VLOOKUP(OFFSET($B:$B,,MATCH(V$4,$B$4:$F$4,0)-1),OFFSET('C. PoC Adj Factor Scoring'!$E$5:$J$282,,MATCH(V$4,'C. PoC Adj Factor Scoring'!$E$3:$AH$3,0)-1),MATCH(V$2&\" Score\",'C. PoC Adj Factor Scoring'!$E$4:$J$4,0),TRUE)","v":2},null,null,null,null,{"$f":"VLOOKUP(OFFSET($B:$B,,MATCH(AA$4,$B$4:$F$4,0)-1),OFFSET('C. PoC Adj Factor Scoring'!$E$5:$J$282,,MATCH(AA$4,'C. PoC Adj Factor Scoring'!$E$3:$AH$3,0)-1),MATCH(AA$2&\" Score\",'C. PoC Adj Factor Scoring'!$E$4:$J$4,0),TRUE)","v":0}]
[{"$f":"'A. Population Info'!A49","v":44},{"$f":"'A. Population Info'!L49","v":2},null,null,null,null,{"$f":"VLOOKUP(OFFSET($B:$B,,MATCH(G$4,$B$4:$F$4,0)-1),OFFSET('C. PoC Adj Factor Scoring'!$E$5:$J$282,,MATCH(G$4,'C. PoC Adj Factor Scoring'!$E$3:$AH$3,0)-1),MATCH(G$2&\" Score\",'C. PoC Adj Factor Scoring'!$E$4:$J$4,0),TRUE)","v":2},null,null,null,null,{"$f":"VLOOKUP(OFFSET($B:$B,,MATCH(L$4,$B$4:$F$4,0)-1),OFFSET('C. PoC Adj Factor Scoring'!$E$5:$J$282,,MATCH(L$4,'C. PoC Adj Factor Scoring'!$E$3:$AH$3,0)-1),MATCH(L$2&\" Score\",'C. PoC Adj Factor Scoring'!$E$4:$J$4,0),TRUE)","v":2},null,null,null,null,{"$f":"VLOOKUP(OFFSET($B:$B,,MATCH(Q$4,$B$4:$F$4,0)-1),OFFSET('C. PoC Adj Factor Scoring'!$E$5:$J$282,,MATCH(Q$4,'C. PoC Adj Factor Scoring'!$E$3:$AH$3,0)-1),MATCH(Q$2&\" Score\",'C. PoC Adj Factor Scoring'!$E$4:$J$4,0),TRUE)","v":2},null,null,null,null,{"$f":"VLOOKUP(OFFSET($B:$B,,MATCH(V$4,$B$4:$F$4,0)-1),OFFSET('C. PoC Adj Factor Scoring'!$E$5:$J$282,,MATCH(V$4,'C. PoC Adj Factor Scoring'!$E$3:$AH$3,0)-1),MATCH(V$2&\" Score\",'C. PoC Adj Factor Scoring'!$E$4:$J$4,0),TRUE)","v":2},null,null,null,null,{"$f":"VLOOKUP(OFFSET($B:$B,,MATCH(AA$4,$B$4:$F$4,0)-1),OFFSET('C. PoC Adj Factor Scoring'!$E$5:$J$282,,MATCH(AA$4,'C. PoC Adj Factor Scoring'!$E$3:$AH$3,0)-1),MATCH(AA$2&\" Score\",'C. PoC Adj Factor Scoring'!$E$4:$J$4,0),TRUE)","v":0}]
[{"$f":"'A. Population Info'!A50","v":45},{"$f":"'A. Population Info'!L50","v":2},null,null,null,null,{"$f":"VLOOKUP(OFFSET($B:$B,,MATCH(G$4,$B$4:$F$4,0)-1),OFFSET('C. PoC Adj Factor Scoring'!$E$5:$J$282,,MATCH(G$4,'C. PoC Adj Factor Scoring'!$E$3:$AH$3,0)-1),MATCH(G$2&\" Score\",'C. PoC Adj Factor Scoring'!$E$4:$J$4,0),TRUE)","v":2},null,null,null,null,{"$f":"VLOOKUP(OFFSET($B:$B,,MATCH(L$4,$B$4:$F$4,0)-1),OFFSET('C. PoC Adj Factor Scoring'!$E$5:$J$282,,MATCH(L$4,'C. PoC Adj Factor Scoring'!$E$3:$AH$3,0)-1),MATCH(L$2&\" Score\",'C. PoC Adj Factor Scoring'!$E$4:$J$4,0),TRUE)","v":2},null,null,null,null,{"$f":"VLOOKUP(OFFSET($B:$B,,MATCH(Q$4,$B$4:$F$4,0)-1),OFFSET('C. PoC Adj Factor Scoring'!$E$5:$J$282,,MATCH(Q$4,'C. PoC Adj Factor Scoring'!$E$3:$AH$3,0)-1),MATCH(Q$2&\" Score\",'C. PoC Adj Factor Scoring'!$E$4:$J$4,0),TRUE)","v":2},null,null,null,null,{"$f":"VLOOKUP(OFFSET($B:$B,,MATCH(V$4,$B$4:$F$4,0)-1),OFFSET('C. PoC Adj Factor Scoring'!$E$5:$J$282,,MATCH(V$4,'C. PoC Adj Factor Scoring'!$E$3:$AH$3,0)-1),MATCH(V$2&\" Score\",'C. PoC Adj Factor Scoring'!$E$4:$J$4,0),TRUE)","v":2},null,null,null,null,{"$f":"VLOOKUP(OFFSET($B:$B,,MATCH(AA$4,$B$4:$F$4,0)-1),OFFSET('C. PoC Adj Factor Scoring'!$E$5:$J$282,,MATCH(AA$4,'C. PoC Adj Factor Scoring'!$E$3:$AH$3,0)-1),MATCH(AA$2&\" Score\",'C. PoC Adj Factor Scoring'!$E$4:$J$4,0),TRUE)","v":0}]
[{"$f":"'A. Population Info'!A51","v":46},{"$f":"'A. Population Info'!L51","v":2},null,null,null,null,{"$f":"VLOOKUP(OFFSET($B:$B,,MATCH(G$4,$B$4:$F$4,0)-1),OFFSET('C. PoC Adj Factor Scoring'!$E$5:$J$282,,MATCH(G$4,'C. PoC Adj Factor Scoring'!$E$3:$AH$3,0)-1),MATCH(G$2&\" Score\",'C. PoC Adj Factor Scoring'!$E$4:$J$4,0),TRUE)","v":2},null,null,null,null,{"$f":"VLOOKUP(OFFSET($B:$B,,MATCH(L$4,$B$4:$F$4,0)-1),OFFSET('C. PoC Adj Factor Scoring'!$E$5:$J$282,,MATCH(L$4,'C. PoC Adj Factor Scoring'!$E$3:$AH$3,0)-1),MATCH(L$2&\" Score\",'C. PoC Adj Factor Scoring'!$E$4:$J$4,0),TRUE)","v":2},null,null,null,null,{"$f":"VLOOKUP(OFFSET($B:$B,,MATCH(Q$4,$B$4:$F$4,0)-1),OFFSET('C. PoC Adj Factor Scoring'!$E$5:$J$282,,MATCH(Q$4,'C. PoC Adj Factor Scoring'!$E$3:$AH$3,0)-1),MATCH(Q$2&\" Score\",'C. PoC Adj Factor Scoring'!$E$4:$J$4,0),TRUE)","v":2},null,null,null,null,{"$f":"VLOOKUP(OFFSET($B:$B,,MATCH(V$4,$B$4:$F$4,0)-1),OFFSET('C. PoC Adj Factor Scoring'!$E$5:$J$282,,MATCH(V$4,'C. PoC Adj Factor Scoring'!$E$3:$AH$3,0)-1),MATCH(V$2&\" Score\",'C. PoC Adj Factor Scoring'!$E$4:$J$4,0),TRUE)","v":2},null,null,null,null,{"$f":"VLOOKUP(OFFSET($B:$B,,MATCH(AA$4,$B$4:$F$4,0)-1),OFFSET('C. PoC Adj Factor Scoring'!$E$5:$J$282,,MATCH(AA$4,'C. PoC Adj Factor Scoring'!$E$3:$AH$3,0)-1),MATCH(AA$2&\" Score\",'C. PoC Adj Factor Scoring'!$E$4:$J$4,0),TRUE)","v":0}]
[{"$f":"'A. Population Info'!A52","v":47},{"$f":"'A. Population Info'!L52","v":2},null,null,null,null,{"$f":"VLOOKUP(OFFSET($B:$B,,MATCH(G$4,$B$4:$F$4,0)-1),OFFSET('C. PoC Adj Factor Scoring'!$E$5:$J$282,,MATCH(G$4,'C. PoC Adj Factor Scoring'!$E$3:$AH$3,0)-1),MATCH(G$2&\" Score\",'C. PoC Adj Factor Scoring'!$E$4:$J$4,0),TRUE)","v":2},null,null,null,null,{"$f":"VLOOKUP(OFFSET($B:$B,,MATCH(L$4,$B$4:$F$4,0)-1),OFFSET('C. PoC Adj Factor Scoring'!$E$5:$J$282,,MATCH(L$4,'C. PoC Adj Factor Scoring'!$E$3:$AH$3,0)-1),MATCH(L$2&\" Score\",'C. PoC Adj Factor Scoring'!$E$4:$J$4,0),TRUE)","v":2},null,null,null,null,{"$f":"VLOOKUP(OFFSET($B:$B,,MATCH(Q$4,$B$4:$F$4,0)-1),OFFSET('C. PoC Adj Factor Scoring'!$E$5:$J$282,,MATCH(Q$4,'C. PoC Adj Factor Scoring'!$E$3:$AH$3,0)-1),MATCH(Q$2&\" Score\",'C. PoC Adj Factor Scoring'!$E$4:$J$4,0),TRUE)","v":2},null,null,null,null,{"$f":"VLOOKUP(OFFSET($B:$B,,MATCH(V$4,$B$4:$F$4,0)-1),OFFSET('C. PoC Adj Factor Scoring'!$E$5:$J$282,,MATCH(V$4,'C. PoC Adj Factor Scoring'!$E$3:$AH$3,0)-1),MATCH(V$2&\" Score\",'C. PoC Adj Factor Scoring'!$E$4:$J$4,0),TRUE)","v":2},null,null,null,null,{"$f":"VLOOKUP(OFFSET($B:$B,,MATCH(AA$4,$B$4:$F$4,0)-1),OFFSET('C. PoC Adj Factor Scoring'!$E$5:$J$282,,MATCH(AA$4,'C. PoC Adj Factor Scoring'!$E$3:$AH$3,0)-1),MATCH(AA$2&\" Score\",'C. PoC Adj Factor Scoring'!$E$4:$J$4,0),TRUE)","v":0}]
[{"$f":"'A. Population Info'!A53","v":48},{"$f":"'A. Population Info'!L53","v":1},null,null,null,null,{"$f":"VLOOKUP(OFFSET($B:$B,,MATCH(G$4,$B$4:$F$4,0)-1),OFFSET('C. PoC Adj Factor Scoring'!$E$5:$J$282,,MATCH(G$4,'C. PoC Adj Factor Scoring'!$E$3:$AH$3,0)-1),MATCH(G$2&\" Score\",'C. PoC Adj Factor Scoring'!$E$4:$J$4,0),TRUE)","v":1},null,null,null,null,{"$f":"VLOOKUP(OFFSET($B:$B,,MATCH(L$4,$B$4:$F$4,0)-1),OFFSET('C. PoC Adj Factor Scoring'!$E$5:$J$282,,MATCH(L$4,'C. PoC Adj Factor Scoring'!$E$3:$AH$3,0)-1),MATCH(L$2&\" Score\",'C. PoC Adj Factor Scoring'!$E$4:$J$4,0),TRUE)","v":1},null,null,null,null,{"$f":"VLOOKUP(OFFSET($B:$B,,MATCH(Q$4,$B$4:$F$4,0)-1),OFFSET('C. PoC Adj Factor Scoring'!$E$5:$J$282,,MATCH(Q$4,'C. PoC Adj Factor Scoring'!$E$3:$AH$3,0)-1),MATCH(Q$2&\" Score\",'C. PoC Adj Factor Scoring'!$E$4:$J$4,0),TRUE)","v":1},null,null,null,null,{"$f":"VLOOKUP(OFFSET($B:$B,,MATCH(V$4,$B$4:$F$4,0)-1),OFFSET('C. PoC Adj Factor Scoring'!$E$5:$J$282,,MATCH(V$4,'C. PoC Adj Factor Scoring'!$E$3:$AH$3,0)-1),MATCH(V$2&\" Score\",'C. PoC Adj Factor Scoring'!$E$4:$J$4,0),TRUE)","v":1},null,null,null,null,{"$f":"VLOOKUP(OFFSET($B:$B,,MATCH(AA$4,$B$4:$F$4,0)-1),OFFSET('C. PoC Adj Factor Scoring'!$E$5:$J$282,,MATCH(AA$4,'C. PoC Adj Factor Scoring'!$E$3:$AH$3,0)-1),MATCH(AA$2&\" Score\",'C. PoC Adj Factor Scoring'!$E$4:$J$4,0),TRUE)","v":0}]
[{"$f":"'A. Population Info'!A54","v":49},{"$f":"'A. Population Info'!L54","v":2},null,null,null,null,{"$f":"VLOOKUP(OFFSET($B:$B,,MATCH(G$4,$B$4:$F$4,0)-1),OFFSET('C. PoC Adj Factor Scoring'!$E$5:$J$282,,MATCH(G$4,'C. PoC Adj Factor Scoring'!$E$3:$AH$3,0)-1),MATCH(G$2&\" Score\",'C. PoC Adj Factor Scoring'!$E$4:$J$4,0),TRUE)","v":2},null,null,null,null,{"$f":"VLOOKUP(OFFSET($B:$B,,MATCH(L$4,$B$4:$F$4,0)-1),OFFSET('C. PoC Adj Factor Scoring'!$E$5:$J$282,,MATCH(L$4,'C. PoC Adj Factor Scoring'!$E$3:$AH$3,0)-1),MATCH(L$2&\" Score\",'C. PoC Adj Factor Scoring'!$E$4:$J$4,0),TRUE)","v":2},null,null,null,null,{"$f":"VLOOKUP(OFFSET($B:$B,,MATCH(Q$4,$B$4:$F$4,0)-1),OFFSET('C. PoC Adj Factor Scoring'!$E$5:$J$282,,MATCH(Q$4,'C. PoC Adj Factor Scoring'!$E$3:$AH$3,0)-1),MATCH(Q$2&\" Score\",'C. PoC Adj Factor Scoring'!$E$4:$J$4,0),TRUE)","v":2},null,null,null,null,{"$f":"VLOOKUP(OFFSET($B:$B,,MATCH(V$4,$B$4:$F$4,0)-1),OFFSET('C. PoC Adj Factor Scoring'!$E$5:$J$282,,MATCH(V$4,'C. PoC Adj Factor Scoring'!$E$3:$AH$3,0)-1),MATCH(V$2&\" Score\",'C. PoC Adj Factor Scoring'!$E$4:$J$4,0),TRUE)","v":2},null,null,null,null,{"$f":"VLOOKUP(OFFSET($B:$B,,MATCH(AA$4,$B$4:$F$4,0)-1),OFFSET('C. PoC Adj Factor Scoring'!$E$5:$J$282,,MATCH(AA$4,'C. PoC Adj Factor Scoring'!$E$3:$AH$3,0)-1),MATCH(AA$2&\" Score\",'C. PoC Adj Factor Scoring'!$E$4:$J$4,0),TRUE)","v":0}]
[{"$f":"'A. Population Info'!A55","v":50},{"$f":"'A. Population Info'!L55","v":2},null,null,null,null,{"$f":"VLOOKUP(OFFSET($B:$B,,MATCH(G$4,$B$4:$F$4,0)-1),OFFSET('C. PoC Adj Factor Scoring'!$E$5:$J$282,,MATCH(G$4,'C. PoC Adj Factor Scoring'!$E$3:$AH$3,0)-1),MATCH(G$2&\" Score\",'C. PoC Adj Factor Scoring'!$E$4:$J$4,0),TRUE)","v":2},null,null,null,null,{"$f":"VLOOKUP(OFFSET($B:$B,,MATCH(L$4,$B$4:$F$4,0)-1),OFFSET('C. PoC Adj Factor Scoring'!$E$5:$J$282,,MATCH(L$4,'C. PoC Adj Factor Scoring'!$E$3:$AH$3,0)-1),MATCH(L$2&\" Score\",'C. PoC Adj Factor Scoring'!$E$4:$J$4,0),TRUE)","v":2},null,null,null,null,{"$f":"VLOOKUP(OFFSET($B:$B,,MATCH(Q$4,$B$4:$F$4,0)-1),OFFSET('C. PoC Adj Factor Scoring'!$E$5:$J$282,,MATCH(Q$4,'C. PoC Adj Factor Scoring'!$E$3:$AH$3,0)-1),MATCH(Q$2&\" Score\",'C. PoC Adj Factor Scoring'!$E$4:$J$4,0),TRUE)","v":2},null,null,null,null,{"$f":"VLOOKUP(OFFSET($B:$B,,MATCH(V$4,$B$4:$F$4,0)-1),OFFSET('C. PoC Adj Factor Scoring'!$E$5:$J$282,,MATCH(V$4,'C. PoC Adj Factor Scoring'!$E$3:$AH$3,0)-1),MATCH(V$2&\" Score\",'C. PoC Adj Factor Scoring'!$E$4:$J$4,0),TRUE)","v":2},null,null,null,null,{"$f":"VLOOKUP(OFFSET($B:$B,,MATCH(AA$4,$B$4:$F$4,0)-1),OFFSET('C. PoC Adj Factor Scoring'!$E$5:$J$282,,MATCH(AA$4,'C. PoC Adj Factor Scoring'!$E$3:$AH$3,0)-1),MATCH(AA$2&\" Score\",'C. PoC Adj Factor Scoring'!$E$4:$J$4,0),TRUE)","v":0}]
[{"$f":"'A. Population Info'!A56","v":51},{"$f":"'A. Population Info'!L56","v":2},null,null,null,null,{"$f":"VLOOKUP(OFFSET($B:$B,,MATCH(G$4,$B$4:$F$4,0)-1),OFFSET('C. PoC Adj Factor Scoring'!$E$5:$J$282,,MATCH(G$4,'C. PoC Adj Factor Scoring'!$E$3:$AH$3,0)-1),MATCH(G$2&\" Score\",'C. PoC Adj Factor Scoring'!$E$4:$J$4,0),TRUE)","v":2},null,null,null,null,{"$f":"VLOOKUP(OFFSET($B:$B,,MATCH(L$4,$B$4:$F$4,0)-1),OFFSET('C. PoC Adj Factor Scoring'!$E$5:$J$282,,MATCH(L$4,'C. PoC Adj Factor Scoring'!$E$3:$AH$3,0)-1),MATCH(L$2&\" Score\",'C. PoC Adj Factor Scoring'!$E$4:$J$4,0),TRUE)","v":2},null,null,null,null,{"$f":"VLOOKUP(OFFSET($B:$B,,MATCH(Q$4,$B$4:$F$4,0)-1),OFFSET('C. PoC Adj Factor Scoring'!$E$5:$J$282,,MATCH(Q$4,'C. PoC Adj Factor Scoring'!$E$3:$AH$3,0)-1),MATCH(Q$2&\" Score\",'C. PoC Adj Factor Scoring'!$E$4:$J$4,0),TRUE)","v":2},null,null,null,null,{"$f":"VLOOKUP(OFFSET($B:$B,,MATCH(V$4,$B$4:$F$4,0)-1),OFFSET('C. PoC Adj Factor Scoring'!$E$5:$J$282,,MATCH(V$4,'C. PoC Adj Factor Scoring'!$E$3:$AH$3,0)-1),MATCH(V$2&\" Score\",'C. PoC Adj Factor Scoring'!$E$4:$J$4,0),TRUE)","v":2},null,null,null,null,{"$f":"VLOOKUP(OFFSET($B:$B,,MATCH(AA$4,$B$4:$F$4,0)-1),OFFSET('C. PoC Adj Factor Scoring'!$E$5:$J$282,,MATCH(AA$4,'C. PoC Adj Factor Scoring'!$E$3:$AH$3,0)-1),MATCH(AA$2&\" Score\",'C. PoC Adj Factor Scoring'!$E$4:$J$4,0),TRUE)","v":0}]
[{"$f":"'A. Population Info'!A57","v":52},{"$f":"'A. Population Info'!L57","v":2},null,null,null,null,{"$f":"VLOOKUP(OFFSET($B:$B,,MATCH(G$4,$B$4:$F$4,0)-1),OFFSET('C. PoC Adj Factor Scoring'!$E$5:$J$282,,MATCH(G$4,'C. PoC Adj Factor Scoring'!$E$3:$AH$3,0)-1),MATCH(G$2&\" Score\",'C. PoC Adj Factor Scoring'!$E$4:$J$4,0),TRUE)","v":2},null,null,null,null,{"$f":"VLOOKUP(OFFSET($B:$B,,MATCH(L$4,$B$4:$F$4,0)-1),OFFSET('C. PoC Adj Factor Scoring'!$E$5:$J$282,,MATCH(L$4,'C. PoC Adj Factor Scoring'!$E$3:$AH$3,0)-1),MATCH(L$2&\" Score\",'C. PoC Adj Factor Scoring'!$E$4:$J$4,0),TRUE)","v":2},null,null,null,null,{"$f":"VLOOKUP(OFFSET($B:$B,,MATCH(Q$4,$B$4:$F$4,0)-1),OFFSET('C. PoC Adj Factor Scoring'!$E$5:$J$282,,MATCH(Q$4,'C. PoC Adj Factor Scoring'!$E$3:$AH$3,0)-1),MATCH(Q$2&\" Score\",'C. PoC Adj Factor Scoring'!$E$4:$J$4,0),TRUE)","v":2},null,null,null,null,{"$f":"VLOOKUP(OFFSET($B:$B,,MATCH(V$4,$B$4:$F$4,0)-1),OFFSET('C. PoC Adj Factor Scoring'!$E$5:$J$282,,MATCH(V$4,'C. PoC Adj Factor Scoring'!$E$3:$AH$3,0)-1),MATCH(V$2&\" Score\",'C. PoC Adj Factor Scoring'!$E$4:$J$4,0),TRUE)","v":2},null,null,null,null,{"$f":"VLOOKUP(OFFSET($B:$B,,MATCH(AA$4,$B$4:$F$4,0)-1),OFFSET('C. PoC Adj Factor Scoring'!$E$5:$J$282,,MATCH(AA$4,'C. PoC Adj Factor Scoring'!$E$3:$AH$3,0)-1),MATCH(AA$2&\" Score\",'C. PoC Adj Factor Scoring'!$E$4:$J$4,0),TRUE)","v":0}]
[{"$f":"'A. Population Info'!A58","v":53},{"$f":"'A. Population Info'!L58","v":2},null,null,null,null,{"$f":"VLOOKUP(OFFSET($B:$B,,MATCH(G$4,$B$4:$F$4,0)-1),OFFSET('C. PoC Adj Factor Scoring'!$E$5:$J$282,,MATCH(G$4,'C. PoC Adj Factor Scoring'!$E$3:$AH$3,0)-1),MATCH(G$2&\" Score\",'C. PoC Adj Factor Scoring'!$E$4:$J$4,0),TRUE)","v":2},null,null,null,null,{"$f":"VLOOKUP(OFFSET($B:$B,,MATCH(L$4,$B$4:$F$4,0)-1),OFFSET('C. PoC Adj Factor Scoring'!$E$5:$J$282,,MATCH(L$4,'C. PoC Adj Factor Scoring'!$E$3:$AH$3,0)-1),MATCH(L$2&\" Score\",'C. PoC Adj Factor Scoring'!$E$4:$J$4,0),TRUE)","v":2},null,null,null,null,{"$f":"VLOOKUP(OFFSET($B:$B,,MATCH(Q$4,$B$4:$F$4,0)-1),OFFSET('C. PoC Adj Factor Scoring'!$E$5:$J$282,,MATCH(Q$4,'C. PoC Adj Factor Scoring'!$E$3:$AH$3,0)-1),MATCH(Q$2&\" Score\",'C. PoC Adj Factor Scoring'!$E$4:$J$4,0),TRUE)","v":2},null,null,null,null,{"$f":"VLOOKUP(OFFSET($B:$B,,MATCH(V$4,$B$4:$F$4,0)-1),OFFSET('C. PoC Adj Factor Scoring'!$E$5:$J$282,,MATCH(V$4,'C. PoC Adj Factor Scoring'!$E$3:$AH$3,0)-1),MATCH(V$2&\" Score\",'C. PoC Adj Factor Scoring'!$E$4:$J$4,0),TRUE)","v":2},null,null,null,null,{"$f":"VLOOKUP(OFFSET($B:$B,,MATCH(AA$4,$B$4:$F$4,0)-1),OFFSET('C. PoC Adj Factor Scoring'!$E$5:$J$282,,MATCH(AA$4,'C. PoC Adj Factor Scoring'!$E$3:$AH$3,0)-1),MATCH(AA$2&\" Score\",'C. PoC Adj Factor Scoring'!$E$4:$J$4,0),TRUE)","v":0}]
[{"$f":"'A. Population Info'!A59","v":54},{"$f":"'A. Population Info'!L59","v":1},null,null,null,null,{"$f":"VLOOKUP(OFFSET($B:$B,,MATCH(G$4,$B$4:$F$4,0)-1),OFFSET('C. PoC Adj Factor Scoring'!$E$5:$J$282,,MATCH(G$4,'C. PoC Adj Factor Scoring'!$E$3:$AH$3,0)-1),MATCH(G$2&\" Score\",'C. PoC Adj Factor Scoring'!$E$4:$J$4,0),TRUE)","v":1},null,null,null,null,{"$f":"VLOOKUP(OFFSET($B:$B,,MATCH(L$4,$B$4:$F$4,0)-1),OFFSET('C. PoC Adj Factor Scoring'!$E$5:$J$282,,MATCH(L$4,'C. PoC Adj Factor Scoring'!$E$3:$AH$3,0)-1),MATCH(L$2&\" Score\",'C. PoC Adj Factor Scoring'!$E$4:$J$4,0),TRUE)","v":1},null,null,null,null,{"$f":"VLOOKUP(OFFSET($B:$B,,MATCH(Q$4,$B$4:$F$4,0)-1),OFFSET('C. PoC Adj Factor Scoring'!$E$5:$J$282,,MATCH(Q$4,'C. PoC Adj Factor Scoring'!$E$3:$AH$3,0)-1),MATCH(Q$2&\" Score\",'C. PoC Adj Factor Scoring'!$E$4:$J$4,0),TRUE)","v":1},null,null,null,null,{"$f":"VLOOKUP(OFFSET($B:$B,,MATCH(V$4,$B$4:$F$4,0)-1),OFFSET('C. PoC Adj Factor Scoring'!$E$5:$J$282,,MATCH(V$4,'C. PoC Adj Factor Scoring'!$E$3:$AH$3,0)-1),MATCH(V$2&\" Score\",'C. PoC Adj Factor Scoring'!$E$4:$J$4,0),TRUE)","v":1},null,null,null,null,{"$f":"VLOOKUP(OFFSET($B:$B,,MATCH(AA$4,$B$4:$F$4,0)-1),OFFSET('C. PoC Adj Factor Scoring'!$E$5:$J$282,,MATCH(AA$4,'C. PoC Adj Factor Scoring'!$E$3:$AH$3,0)-1),MATCH(AA$2&\" Score\",'C. PoC Adj Factor Scoring'!$E$4:$J$4,0),TRUE)","v":0}]
[{"$f":"'A. Population Info'!A60","v":55},{"$f":"'A. Population Info'!L60","v":3},null,null,null,null,{"$f":"VLOOKUP(OFFSET($B:$B,,MATCH(G$4,$B$4:$F$4,0)-1),OFFSET('C. PoC Adj Factor Scoring'!$E$5:$J$282,,MATCH(G$4,'C. PoC Adj Factor Scoring'!$E$3:$AH$3,0)-1),MATCH(G$2&\" Score\",'C. PoC Adj Factor Scoring'!$E$4:$J$4,0),TRUE)","v":3},null,null,null,null,{"$f":"VLOOKUP(OFFSET($B:$B,,MATCH(L$4,$B$4:$F$4,0)-1),OFFSET('C. PoC Adj Factor Scoring'!$E$5:$J$282,,MATCH(L$4,'C. PoC Adj Factor Scoring'!$E$3:$AH$3,0)-1),MATCH(L$2&\" Score\",'C. PoC Adj Factor Scoring'!$E$4:$J$4,0),TRUE)","v":3},null,null,null,null,{"$f":"VLOOKUP(OFFSET($B:$B,,MATCH(Q$4,$B$4:$F$4,0)-1),OFFSET('C. PoC Adj Factor Scoring'!$E$5:$J$282,,MATCH(Q$4,'C. PoC Adj Factor Scoring'!$E$3:$AH$3,0)-1),MATCH(Q$2&\" Score\",'C. PoC Adj Factor Scoring'!$E$4:$J$4,0),TRUE)","v":3},null,null,null,null,{"$f":"VLOOKUP(OFFSET($B:$B,,MATCH(V$4,$B$4:$F$4,0)-1),OFFSET('C. PoC Adj Factor Scoring'!$E$5:$J$282,,MATCH(V$4,'C. PoC Adj Factor Scoring'!$E$3:$AH$3,0)-1),MATCH(V$2&\" Score\",'C. PoC Adj Factor Scoring'!$E$4:$J$4,0),TRUE)","v":3},null,null,null,null,{"$f":"VLOOKUP(OFFSET($B:$B,,MATCH(AA$4,$B$4:$F$4,0)-1),OFFSET('C. PoC Adj Factor Scoring'!$E$5:$J$282,,MATCH(AA$4,'C. PoC Adj Factor Scoring'!$E$3:$AH$3,0)-1),MATCH(AA$2&\" Score\",'C. PoC Adj Factor Scoring'!$E$4:$J$4,0),TRUE)","v":0}]
[{"$f":"'A. Population Info'!A61","v":56},{"$f":"'A. Population Info'!L61","v":2},null,null,null,null,{"$f":"VLOOKUP(OFFSET($B:$B,,MATCH(G$4,$B$4:$F$4,0)-1),OFFSET('C. PoC Adj Factor Scoring'!$E$5:$J$282,,MATCH(G$4,'C. PoC Adj Factor Scoring'!$E$3:$AH$3,0)-1),MATCH(G$2&\" Score\",'C. PoC Adj Factor Scoring'!$E$4:$J$4,0),TRUE)","v":2},null,null,null,null,{"$f":"VLOOKUP(OFFSET($B:$B,,MATCH(L$4,$B$4:$F$4,0)-1),OFFSET('C. PoC Adj Factor Scoring'!$E$5:$J$282,,MATCH(L$4,'C. PoC Adj Factor Scoring'!$E$3:$AH$3,0)-1),MATCH(L$2&\" Score\",'C. PoC Adj Factor Scoring'!$E$4:$J$4,0),TRUE)","v":2},null,null,null,null,{"$f":"VLOOKUP(OFFSET($B:$B,,MATCH(Q$4,$B$4:$F$4,0)-1),OFFSET('C. PoC Adj Factor Scoring'!$E$5:$J$282,,MATCH(Q$4,'C. PoC Adj Factor Scoring'!$E$3:$AH$3,0)-1),MATCH(Q$2&\" Score\",'C. PoC Adj Factor Scoring'!$E$4:$J$4,0),TRUE)","v":2},null,null,null,null,{"$f":"VLOOKUP(OFFSET($B:$B,,MATCH(V$4,$B$4:$F$4,0)-1),OFFSET('C. PoC Adj Factor Scoring'!$E$5:$J$282,,MATCH(V$4,'C. PoC Adj Factor Scoring'!$E$3:$AH$3,0)-1),MATCH(V$2&\" Score\",'C. PoC Adj Factor Scoring'!$E$4:$J$4,0),TRUE)","v":2},null,null,null,null,{"$f":"VLOOKUP(OFFSET($B:$B,,MATCH(AA$4,$B$4:$F$4,0)-1),OFFSET('C. PoC Adj Factor Scoring'!$E$5:$J$282,,MATCH(AA$4,'C. PoC Adj Factor Scoring'!$E$3:$AH$3,0)-1),MATCH(AA$2&\" Score\",'C. PoC Adj Factor Scoring'!$E$4:$J$4,0),TRUE)","v":0}]
[{"$f":"'A. Population Info'!A62","v":57},{"$f":"'A. Population Info'!L62","v":2},null,null,null,null,{"$f":"VLOOKUP(OFFSET($B:$B,,MATCH(G$4,$B$4:$F$4,0)-1),OFFSET('C. PoC Adj Factor Scoring'!$E$5:$J$282,,MATCH(G$4,'C. PoC Adj Factor Scoring'!$E$3:$AH$3,0)-1),MATCH(G$2&\" Score\",'C. PoC Adj Factor Scoring'!$E$4:$J$4,0),TRUE)","v":2},null,null,null,null,{"$f":"VLOOKUP(OFFSET($B:$B,,MATCH(L$4,$B$4:$F$4,0)-1),OFFSET('C. PoC Adj Factor Scoring'!$E$5:$J$282,,MATCH(L$4,'C. PoC Adj Factor Scoring'!$E$3:$AH$3,0)-1),MATCH(L$2&\" Score\",'C. PoC Adj Factor Scoring'!$E$4:$J$4,0),TRUE)","v":2},null,null,null,null,{"$f":"VLOOKUP(OFFSET($B:$B,,MATCH(Q$4,$B$4:$F$4,0)-1),OFFSET('C. PoC Adj Factor Scoring'!$E$5:$J$282,,MATCH(Q$4,'C. PoC Adj Factor Scoring'!$E$3:$AH$3,0)-1),MATCH(Q$2&\" Score\",'C. PoC Adj Factor Scoring'!$E$4:$J$4,0),TRUE)","v":2},null,null,null,null,{"$f":"VLOOKUP(OFFSET($B:$B,,MATCH(V$4,$B$4:$F$4,0)-1),OFFSET('C. PoC Adj Factor Scoring'!$E$5:$J$282,,MATCH(V$4,'C. PoC Adj Factor Scoring'!$E$3:$AH$3,0)-1),MATCH(V$2&\" Score\",'C. PoC Adj Factor Scoring'!$E$4:$J$4,0),TRUE)","v":2},null,null,null,null,{"$f":"VLOOKUP(OFFSET($B:$B,,MATCH(AA$4,$B$4:$F$4,0)-1),OFFSET('C. PoC Adj Factor Scoring'!$E$5:$J$282,,MATCH(AA$4,'C. PoC Adj Factor Scoring'!$E$3:$AH$3,0)-1),MATCH(AA$2&\" Score\",'C. PoC Adj Factor Scoring'!$E$4:$J$4,0),TRUE)","v":0}]
[{"$f":"'A. Population Info'!A63","v":58},{"$f":"'A. Population Info'!L63","v":1},null,null,null,null,{"$f":"VLOOKUP(OFFSET($B:$B,,MATCH(G$4,$B$4:$F$4,0)-1),OFFSET('C. PoC Adj Factor Scoring'!$E$5:$J$282,,MATCH(G$4,'C. PoC Adj Factor Scoring'!$E$3:$AH$3,0)-1),MATCH(G$2&\" Score\",'C. PoC Adj Factor Scoring'!$E$4:$J$4,0),TRUE)","v":1},null,null,null,null,{"$f":"VLOOKUP(OFFSET($B:$B,,MATCH(L$4,$B$4:$F$4,0)-1),OFFSET('C. PoC Adj Factor Scoring'!$E$5:$J$282,,MATCH(L$4,'C. PoC Adj Factor Scoring'!$E$3:$AH$3,0)-1),MATCH(L$2&\" Score\",'C. PoC Adj Factor Scoring'!$E$4:$J$4,0),TRUE)","v":1},null,null,null,null,{"$f":"VLOOKUP(OFFSET($B:$B,,MATCH(Q$4,$B$4:$F$4,0)-1),OFFSET('C. PoC Adj Factor Scoring'!$E$5:$J$282,,MATCH(Q$4,'C. PoC Adj Factor Scoring'!$E$3:$AH$3,0)-1),MATCH(Q$2&\" Score\",'C. PoC Adj Factor Scoring'!$E$4:$J$4,0),TRUE)","v":1},null,null,null,null,{"$f":"VLOOKUP(OFFSET($B:$B,,MATCH(V$4,$B$4:$F$4,0)-1),OFFSET('C. PoC Adj Factor Scoring'!$E$5:$J$282,,MATCH(V$4,'C. PoC Adj Factor Scoring'!$E$3:$AH$3,0)-1),MATCH(V$2&\" Score\",'C. PoC Adj Factor Scoring'!$E$4:$J$4,0),TRUE)","v":1},null,null,null,null,{"$f":"VLOOKUP(OFFSET($B:$B,,MATCH(AA$4,$B$4:$F$4,0)-1),OFFSET('C. PoC Adj Factor Scoring'!$E$5:$J$282,,MATCH(AA$4,'C. PoC Adj Factor Scoring'!$E$3:$AH$3,0)-1),MATCH(AA$2&\" Score\",'C. PoC Adj Factor Scoring'!$E$4:$J$4,0),TRUE)","v":0}]
[{"$f":"'A. Population Info'!A64","v":59},{"$f":"'A. Population Info'!L64","v":2},null,null,null,null,{"$f":"VLOOKUP(OFFSET($B:$B,,MATCH(G$4,$B$4:$F$4,0)-1),OFFSET('C. PoC Adj Factor Scoring'!$E$5:$J$282,,MATCH(G$4,'C. PoC Adj Factor Scoring'!$E$3:$AH$3,0)-1),MATCH(G$2&\" Score\",'C. PoC Adj Factor Scoring'!$E$4:$J$4,0),TRUE)","v":2},null,null,null,null,{"$f":"VLOOKUP(OFFSET($B:$B,,MATCH(L$4,$B$4:$F$4,0)-1),OFFSET('C. PoC Adj Factor Scoring'!$E$5:$J$282,,MATCH(L$4,'C. PoC Adj Factor Scoring'!$E$3:$AH$3,0)-1),MATCH(L$2&\" Score\",'C. PoC Adj Factor Scoring'!$E$4:$J$4,0),TRUE)","v":2},null,null,null,null,{"$f":"VLOOKUP(OFFSET($B:$B,,MATCH(Q$4,$B$4:$F$4,0)-1),OFFSET('C. PoC Adj Factor Scoring'!$E$5:$J$282,,MATCH(Q$4,'C. PoC Adj Factor Scoring'!$E$3:$AH$3,0)-1),MATCH(Q$2&\" Score\",'C. PoC Adj Factor Scoring'!$E$4:$J$4,0),TRUE)","v":2},null,null,null,null,{"$f":"VLOOKUP(OFFSET($B:$B,,MATCH(V$4,$B$4:$F$4,0)-1),OFFSET('C. PoC Adj Factor Scoring'!$E$5:$J$282,,MATCH(V$4,'C. PoC Adj Factor Scoring'!$E$3:$AH$3,0)-1),MATCH(V$2&\" Score\",'C. PoC Adj Factor Scoring'!$E$4:$J$4,0),TRUE)","v":2},null,null,null,null,{"$f":"VLOOKUP(OFFSET($B:$B,,MATCH(AA$4,$B$4:$F$4,0)-1),OFFSET('C. PoC Adj Factor Scoring'!$E$5:$J$282,,MATCH(AA$4,'C. PoC Adj Factor Scoring'!$E$3:$AH$3,0)-1),MATCH(AA$2&\" Score\",'C. PoC Adj Factor Scoring'!$E$4:$J$4,0),TRUE)","v":0}]
[{"$f":"'A. Population Info'!A65","v":60},{"$f":"'A. Population Info'!L65","v":2},null,null,null,null,{"$f":"VLOOKUP(OFFSET($B:$B,,MATCH(G$4,$B$4:$F$4,0)-1),OFFSET('C. PoC Adj Factor Scoring'!$E$5:$J$282,,MATCH(G$4,'C. PoC Adj Factor Scoring'!$E$3:$AH$3,0)-1),MATCH(G$2&\" Score\",'C. PoC Adj Factor Scoring'!$E$4:$J$4,0),TRUE)","v":2},null,null,null,null,{"$f":"VLOOKUP(OFFSET($B:$B,,MATCH(L$4,$B$4:$F$4,0)-1),OFFSET('C. PoC Adj Factor Scoring'!$E$5:$J$282,,MATCH(L$4,'C. PoC Adj Factor Scoring'!$E$3:$AH$3,0)-1),MATCH(L$2&\" Score\",'C. PoC Adj Factor Scoring'!$E$4:$J$4,0),TRUE)","v":2},null,null,null,null,{"$f":"VLOOKUP(OFFSET($B:$B,,MATCH(Q$4,$B$4:$F$4,0)-1),OFFSET('C. PoC Adj Factor Scoring'!$E$5:$J$282,,MATCH(Q$4,'C. PoC Adj Factor Scoring'!$E$3:$AH$3,0)-1),MATCH(Q$2&\" Score\",'C. PoC Adj Factor Scoring'!$E$4:$J$4,0),TRUE)","v":2},null,null,null,null,{"$f":"VLOOKUP(OFFSET($B:$B,,MATCH(V$4,$B$4:$F$4,0)-1),OFFSET('C. PoC Adj Factor Scoring'!$E$5:$J$282,,MATCH(V$4,'C. PoC Adj Factor Scoring'!$E$3:$AH$3,0)-1),MATCH(V$2&\" Score\",'C. PoC Adj Factor Scoring'!$E$4:$J$4,0),TRUE)","v":2},null,null,null,null,{"$f":"VLOOKUP(OFFSET($B:$B,,MATCH(AA$4,$B$4:$F$4,0)-1),OFFSET('C. PoC Adj Factor Scoring'!$E$5:$J$282,,MATCH(AA$4,'C. PoC Adj Factor Scoring'!$E$3:$AH$3,0)-1),MATCH(AA$2&\" Score\",'C. PoC Adj Factor Scoring'!$E$4:$J$4,0),TRUE)","v":0}]
[{"$f":"'A. Population Info'!A66","v":61},{"$f":"'A. Population Info'!L66","v":1},null,null,null,null,{"$f":"VLOOKUP(OFFSET($B:$B,,MATCH(G$4,$B$4:$F$4,0)-1),OFFSET('C. PoC Adj Factor Scoring'!$E$5:$J$282,,MATCH(G$4,'C. PoC Adj Factor Scoring'!$E$3:$AH$3,0)-1),MATCH(G$2&\" Score\",'C. PoC Adj Factor Scoring'!$E$4:$J$4,0),TRUE)","v":1},null,null,null,null,{"$f":"VLOOKUP(OFFSET($B:$B,,MATCH(L$4,$B$4:$F$4,0)-1),OFFSET('C. PoC Adj Factor Scoring'!$E$5:$J$282,,MATCH(L$4,'C. PoC Adj Factor Scoring'!$E$3:$AH$3,0)-1),MATCH(L$2&\" Score\",'C. PoC Adj Factor Scoring'!$E$4:$J$4,0),TRUE)","v":1},null,null,null,null,{"$f":"VLOOKUP(OFFSET($B:$B,,MATCH(Q$4,$B$4:$F$4,0)-1),OFFSET('C. PoC Adj Factor Scoring'!$E$5:$J$282,,MATCH(Q$4,'C. PoC Adj Factor Scoring'!$E$3:$AH$3,0)-1),MATCH(Q$2&\" Score\",'C. PoC Adj Factor Scoring'!$E$4:$J$4,0),TRUE)","v":1},null,null,null,null,{"$f":"VLOOKUP(OFFSET($B:$B,,MATCH(V$4,$B$4:$F$4,0)-1),OFFSET('C. PoC Adj Factor Scoring'!$E$5:$J$282,,MATCH(V$4,'C. PoC Adj Factor Scoring'!$E$3:$AH$3,0)-1),MATCH(V$2&\" Score\",'C. PoC Adj Factor Scoring'!$E$4:$J$4,0),TRUE)","v":1},null,null,null,null,{"$f":"VLOOKUP(OFFSET($B:$B,,MATCH(AA$4,$B$4:$F$4,0)-1),OFFSET('C. PoC Adj Factor Scoring'!$E$5:$J$282,,MATCH(AA$4,'C. PoC Adj Factor Scoring'!$E$3:$AH$3,0)-1),MATCH(AA$2&\" Score\",'C. PoC Adj Factor Scoring'!$E$4:$J$4,0),TRUE)","v":0}]
[{"$f":"'A. Population Info'!A67","v":62},{"$f":"'A. Population Info'!L67","v":2},null,null,null,null,{"$f":"VLOOKUP(OFFSET($B:$B,,MATCH(G$4,$B$4:$F$4,0)-1),OFFSET('C. PoC Adj Factor Scoring'!$E$5:$J$282,,MATCH(G$4,'C. PoC Adj Factor Scoring'!$E$3:$AH$3,0)-1),MATCH(G$2&\" Score\",'C. PoC Adj Factor Scoring'!$E$4:$J$4,0),TRUE)","v":2},null,null,null,null,{"$f":"VLOOKUP(OFFSET($B:$B,,MATCH(L$4,$B$4:$F$4,0)-1),OFFSET('C. PoC Adj Factor Scoring'!$E$5:$J$282,,MATCH(L$4,'C. PoC Adj Factor Scoring'!$E$3:$AH$3,0)-1),MATCH(L$2&\" Score\",'C. PoC Adj Factor Scoring'!$E$4:$J$4,0),TRUE)","v":2},null,null,null,null,{"$f":"VLOOKUP(OFFSET($B:$B,,MATCH(Q$4,$B$4:$F$4,0)-1),OFFSET('C. PoC Adj Factor Scoring'!$E$5:$J$282,,MATCH(Q$4,'C. PoC Adj Factor Scoring'!$E$3:$AH$3,0)-1),MATCH(Q$2&\" Score\",'C. PoC Adj Factor Scoring'!$E$4:$J$4,0),TRUE)","v":2},null,null,null,null,{"$f":"VLOOKUP(OFFSET($B:$B,,MATCH(V$4,$B$4:$F$4,0)-1),OFFSET('C. PoC Adj Factor Scoring'!$E$5:$J$282,,MATCH(V$4,'C. PoC Adj Factor Scoring'!$E$3:$AH$3,0)-1),MATCH(V$2&\" Score\",'C. PoC Adj Factor Scoring'!$E$4:$J$4,0),TRUE)","v":2},null,null,null,null,{"$f":"VLOOKUP(OFFSET($B:$B,,MATCH(AA$4,$B$4:$F$4,0)-1),OFFSET('C. PoC Adj Factor Scoring'!$E$5:$J$282,,MATCH(AA$4,'C. PoC Adj Factor Scoring'!$E$3:$AH$3,0)-1),MATCH(AA$2&\" Score\",'C. PoC Adj Factor Scoring'!$E$4:$J$4,0),TRUE)","v":0}]
[{"$f":"'A. Population Info'!A68","v":63},{"$f":"'A. Population Info'!L68","v":2},null,null,null,null,{"$f":"VLOOKUP(OFFSET($B:$B,,MATCH(G$4,$B$4:$F$4,0)-1),OFFSET('C. PoC Adj Factor Scoring'!$E$5:$J$282,,MATCH(G$4,'C. PoC Adj Factor Scoring'!$E$3:$AH$3,0)-1),MATCH(G$2&\" Score\",'C. PoC Adj Factor Scoring'!$E$4:$J$4,0),TRUE)","v":2},null,null,null,null,{"$f":"VLOOKUP(OFFSET($B:$B,,MATCH(L$4,$B$4:$F$4,0)-1),OFFSET('C. PoC Adj Factor Scoring'!$E$5:$J$282,,MATCH(L$4,'C. PoC Adj Factor Scoring'!$E$3:$AH$3,0)-1),MATCH(L$2&\" Score\",'C. PoC Adj Factor Scoring'!$E$4:$J$4,0),TRUE)","v":2},null,null,null,null,{"$f":"VLOOKUP(OFFSET($B:$B,,MATCH(Q$4,$B$4:$F$4,0)-1),OFFSET('C. PoC Adj Factor Scoring'!$E$5:$J$282,,MATCH(Q$4,'C. PoC Adj Factor Scoring'!$E$3:$AH$3,0)-1),MATCH(Q$2&\" Score\",'C. PoC Adj Factor Scoring'!$E$4:$J$4,0),TRUE)","v":2},null,null,null,null,{"$f":"VLOOKUP(OFFSET($B:$B,,MATCH(V$4,$B$4:$F$4,0)-1),OFFSET('C. PoC Adj Factor Scoring'!$E$5:$J$282,,MATCH(V$4,'C. PoC Adj Factor Scoring'!$E$3:$AH$3,0)-1),MATCH(V$2&\" Score\",'C. PoC Adj Factor Scoring'!$E$4:$J$4,0),TRUE)","v":2},null,null,null,null,{"$f":"VLOOKUP(OFFSET($B:$B,,MATCH(AA$4,$B$4:$F$4,0)-1),OFFSET('C. PoC Adj Factor Scoring'!$E$5:$J$282,,MATCH(AA$4,'C. PoC Adj Factor Scoring'!$E$3:$AH$3,0)-1),MATCH(AA$2&\" Score\",'C. PoC Adj Factor Scoring'!$E$4:$J$4,0),TRUE)","v":0}]
[{"$f":"'A. Population Info'!A69","v":64},{"$f":"'A. Population Info'!L69","v":1},null,null,null,null,{"$f":"VLOOKUP(OFFSET($B:$B,,MATCH(G$4,$B$4:$F$4,0)-1),OFFSET('C. PoC Adj Factor Scoring'!$E$5:$J$282,,MATCH(G$4,'C. PoC Adj Factor Scoring'!$E$3:$AH$3,0)-1),MATCH(G$2&\" Score\",'C. PoC Adj Factor Scoring'!$E$4:$J$4,0),TRUE)","v":1},null,null,null,null,{"$f":"VLOOKUP(OFFSET($B:$B,,MATCH(L$4,$B$4:$F$4,0)-1),OFFSET('C. PoC Adj Factor Scoring'!$E$5:$J$282,,MATCH(L$4,'C. PoC Adj Factor Scoring'!$E$3:$AH$3,0)-1),MATCH(L$2&\" Score\",'C. PoC Adj Factor Scoring'!$E$4:$J$4,0),TRUE)","v":1},null,null,null,null,{"$f":"VLOOKUP(OFFSET($B:$B,,MATCH(Q$4,$B$4:$F$4,0)-1),OFFSET('C. PoC Adj Factor Scoring'!$E$5:$J$282,,MATCH(Q$4,'C. PoC Adj Factor Scoring'!$E$3:$AH$3,0)-1),MATCH(Q$2&\" Score\",'C. PoC Adj Factor Scoring'!$E$4:$J$4,0),TRUE)","v":1},null,null,null,null,{"$f":"VLOOKUP(OFFSET($B:$B,,MATCH(V$4,$B$4:$F$4,0)-1),OFFSET('C. PoC Adj Factor Scoring'!$E$5:$J$282,,MATCH(V$4,'C. PoC Adj Factor Scoring'!$E$3:$AH$3,0)-1),MATCH(V$2&\" Score\",'C. PoC Adj Factor Scoring'!$E$4:$J$4,0),TRUE)","v":1},null,null,null,null,{"$f":"VLOOKUP(OFFSET($B:$B,,MATCH(AA$4,$B$4:$F$4,0)-1),OFFSET('C. PoC Adj Factor Scoring'!$E$5:$J$282,,MATCH(AA$4,'C. PoC Adj Factor Scoring'!$E$3:$AH$3,0)-1),MATCH(AA$2&\" Score\",'C. PoC Adj Factor Scoring'!$E$4:$J$4,0),TRUE)","v":0}]
[{"$f":"'A. Population Info'!A70","v":65},{"$f":"'A. Population Info'!L70","v":2},null,null,null,null,{"$f":"VLOOKUP(OFFSET($B:$B,,MATCH(G$4,$B$4:$F$4,0)-1),OFFSET('C. PoC Adj Factor Scoring'!$E$5:$J$282,,MATCH(G$4,'C. PoC Adj Factor Scoring'!$E$3:$AH$3,0)-1),MATCH(G$2&\" Score\",'C. PoC Adj Factor Scoring'!$E$4:$J$4,0),TRUE)","v":2},null,null,null,null,{"$f":"VLOOKUP(OFFSET($B:$B,,MATCH(L$4,$B$4:$F$4,0)-1),OFFSET('C. PoC Adj Factor Scoring'!$E$5:$J$282,,MATCH(L$4,'C. PoC Adj Factor Scoring'!$E$3:$AH$3,0)-1),MATCH(L$2&\" Score\",'C. PoC Adj Factor Scoring'!$E$4:$J$4,0),TRUE)","v":2},null,null,null,null,{"$f":"VLOOKUP(OFFSET($B:$B,,MATCH(Q$4,$B$4:$F$4,0)-1),OFFSET('C. PoC Adj Factor Scoring'!$E$5:$J$282,,MATCH(Q$4,'C. PoC Adj Factor Scoring'!$E$3:$AH$3,0)-1),MATCH(Q$2&\" Score\",'C. PoC Adj Factor Scoring'!$E$4:$J$4,0),TRUE)","v":2},null,null,null,null,{"$f":"VLOOKUP(OFFSET($B:$B,,MATCH(V$4,$B$4:$F$4,0)-1),OFFSET('C. PoC Adj Factor Scoring'!$E$5:$J$282,,MATCH(V$4,'C. PoC Adj Factor Scoring'!$E$3:$AH$3,0)-1),MATCH(V$2&\" Score\",'C. PoC Adj Factor Scoring'!$E$4:$J$4,0),TRUE)","v":2},null,null,null,null,{"$f":"VLOOKUP(OFFSET($B:$B,,MATCH(AA$4,$B$4:$F$4,0)-1),OFFSET('C. PoC Adj Factor Scoring'!$E$5:$J$282,,MATCH(AA$4,'C. PoC Adj Factor Scoring'!$E$3:$AH$3,0)-1),MATCH(AA$2&\" Score\",'C. PoC Adj Factor Scoring'!$E$4:$J$4,0),TRUE)","v":0}]
[{"$f":"'A. Population Info'!A71","v":66},{"$f":"'A. Population Info'!L71","v":1},null,null,null,null,{"$f":"VLOOKUP(OFFSET($B:$B,,MATCH(G$4,$B$4:$F$4,0)-1),OFFSET('C. PoC Adj Factor Scoring'!$E$5:$J$282,,MATCH(G$4,'C. PoC Adj Factor Scoring'!$E$3:$AH$3,0)-1),MATCH(G$2&\" Score\",'C. PoC Adj Factor Scoring'!$E$4:$J$4,0),TRUE)","v":1},null,null,null,null,{"$f":"VLOOKUP(OFFSET($B:$B,,MATCH(L$4,$B$4:$F$4,0)-1),OFFSET('C. PoC Adj Factor Scoring'!$E$5:$J$282,,MATCH(L$4,'C. PoC Adj Factor Scoring'!$E$3:$AH$3,0)-1),MATCH(L$2&\" Score\",'C. PoC Adj Factor Scoring'!$E$4:$J$4,0),TRUE)","v":1},null,null,null,null,{"$f":"VLOOKUP(OFFSET($B:$B,,MATCH(Q$4,$B$4:$F$4,0)-1),OFFSET('C. PoC Adj Factor Scoring'!$E$5:$J$282,,MATCH(Q$4,'C. PoC Adj Factor Scoring'!$E$3:$AH$3,0)-1),MATCH(Q$2&\" Score\",'C. PoC Adj Factor Scoring'!$E$4:$J$4,0),TRUE)","v":1},null,null,null,null,{"$f":"VLOOKUP(OFFSET($B:$B,,MATCH(V$4,$B$4:$F$4,0)-1),OFFSET('C. PoC Adj Factor Scoring'!$E$5:$J$282,,MATCH(V$4,'C. PoC Adj Factor Scoring'!$E$3:$AH$3,0)-1),MATCH(V$2&\" Score\",'C. PoC Adj Factor Scoring'!$E$4:$J$4,0),TRUE)","v":1},null,null,null,null,{"$f":"VLOOKUP(OFFSET($B:$B,,MATCH(AA$4,$B$4:$F$4,0)-1),OFFSET('C. PoC Adj Factor Scoring'!$E$5:$J$282,,MATCH(AA$4,'C. PoC Adj Factor Scoring'!$E$3:$AH$3,0)-1),MATCH(AA$2&\" Score\",'C. PoC Adj Factor Scoring'!$E$4:$J$4,0),TRUE)","v":0}]
[{"$f":"'A. Population Info'!A72","v":67},{"$f":"'A. Population Info'!L72","v":1},null,null,null,null,{"$f":"VLOOKUP(OFFSET($B:$B,,MATCH(G$4,$B$4:$F$4,0)-1),OFFSET('C. PoC Adj Factor Scoring'!$E$5:$J$282,,MATCH(G$4,'C. PoC Adj Factor Scoring'!$E$3:$AH$3,0)-1),MATCH(G$2&\" Score\",'C. PoC Adj Factor Scoring'!$E$4:$J$4,0),TRUE)","v":1},null,null,null,null,{"$f":"VLOOKUP(OFFSET($B:$B,,MATCH(L$4,$B$4:$F$4,0)-1),OFFSET('C. PoC Adj Factor Scoring'!$E$5:$J$282,,MATCH(L$4,'C. PoC Adj Factor Scoring'!$E$3:$AH$3,0)-1),MATCH(L$2&\" Score\",'C. PoC Adj Factor Scoring'!$E$4:$J$4,0),TRUE)","v":1},null,null,null,null,{"$f":"VLOOKUP(OFFSET($B:$B,,MATCH(Q$4,$B$4:$F$4,0)-1),OFFSET('C. PoC Adj Factor Scoring'!$E$5:$J$282,,MATCH(Q$4,'C. PoC Adj Factor Scoring'!$E$3:$AH$3,0)-1),MATCH(Q$2&\" Score\",'C. PoC Adj Factor Scoring'!$E$4:$J$4,0),TRUE)","v":1},null,null,null,null,{"$f":"VLOOKUP(OFFSET($B:$B,,MATCH(V$4,$B$4:$F$4,0)-1),OFFSET('C. PoC Adj Factor Scoring'!$E$5:$J$282,,MATCH(V$4,'C. PoC Adj Factor Scoring'!$E$3:$AH$3,0)-1),MATCH(V$2&\" Score\",'C. PoC Adj Factor Scoring'!$E$4:$J$4,0),TRUE)","v":1},null,null,null,null,{"$f":"VLOOKUP(OFFSET($B:$B,,MATCH(AA$4,$B$4:$F$4,0)-1),OFFSET('C. PoC Adj Factor Scoring'!$E$5:$J$282,,MATCH(AA$4,'C. PoC Adj Factor Scoring'!$E$3:$AH$3,0)-1),MATCH(AA$2&\" Score\",'C. PoC Adj Factor Scoring'!$E$4:$J$4,0),TRUE)","v":0}]
[{"$f":"'A. Population Info'!A73","v":68},{"$f":"'A. Population Info'!L73","v":2},null,null,null,null,{"$f":"VLOOKUP(OFFSET($B:$B,,MATCH(G$4,$B$4:$F$4,0)-1),OFFSET('C. PoC Adj Factor Scoring'!$E$5:$J$282,,MATCH(G$4,'C. PoC Adj Factor Scoring'!$E$3:$AH$3,0)-1),MATCH(G$2&\" Score\",'C. PoC Adj Factor Scoring'!$E$4:$J$4,0),TRUE)","v":2},null,null,null,null,{"$f":"VLOOKUP(OFFSET($B:$B,,MATCH(L$4,$B$4:$F$4,0)-1),OFFSET('C. PoC Adj Factor Scoring'!$E$5:$J$282,,MATCH(L$4,'C. PoC Adj Factor Scoring'!$E$3:$AH$3,0)-1),MATCH(L$2&\" Score\",'C. PoC Adj Factor Scoring'!$E$4:$J$4,0),TRUE)","v":2},null,null,null,null,{"$f":"VLOOKUP(OFFSET($B:$B,,MATCH(Q$4,$B$4:$F$4,0)-1),OFFSET('C. PoC Adj Factor Scoring'!$E$5:$J$282,,MATCH(Q$4,'C. PoC Adj Factor Scoring'!$E$3:$AH$3,0)-1),MATCH(Q$2&\" Score\",'C. PoC Adj Factor Scoring'!$E$4:$J$4,0),TRUE)","v":2},null,null,null,null,{"$f":"VLOOKUP(OFFSET($B:$B,,MATCH(V$4,$B$4:$F$4,0)-1),OFFSET('C. PoC Adj Factor Scoring'!$E$5:$J$282,,MATCH(V$4,'C. PoC Adj Factor Scoring'!$E$3:$AH$3,0)-1),MATCH(V$2&\" Score\",'C. PoC Adj Factor Scoring'!$E$4:$J$4,0),TRUE)","v":2},null,null,null,null,{"$f":"VLOOKUP(OFFSET($B:$B,,MATCH(AA$4,$B$4:$F$4,0)-1),OFFSET('C. PoC Adj Factor Scoring'!$E$5:$J$282,,MATCH(AA$4,'C. PoC Adj Factor Scoring'!$E$3:$AH$3,0)-1),MATCH(AA$2&\" Score\",'C. PoC Adj Factor Scoring'!$E$4:$J$4,0),TRUE)","v":0}]
[{"$f":"'A. Population Info'!A74","v":69},{"$f":"'A. Population Info'!L74","v":2},null,null,null,null,{"$f":"VLOOKUP(OFFSET($B:$B,,MATCH(G$4,$B$4:$F$4,0)-1),OFFSET('C. PoC Adj Factor Scoring'!$E$5:$J$282,,MATCH(G$4,'C. PoC Adj Factor Scoring'!$E$3:$AH$3,0)-1),MATCH(G$2&\" Score\",'C. PoC Adj Factor Scoring'!$E$4:$J$4,0),TRUE)","v":2},null,null,null,null,{"$f":"VLOOKUP(OFFSET($B:$B,,MATCH(L$4,$B$4:$F$4,0)-1),OFFSET('C. PoC Adj Factor Scoring'!$E$5:$J$282,,MATCH(L$4,'C. PoC Adj Factor Scoring'!$E$3:$AH$3,0)-1),MATCH(L$2&\" Score\",'C. PoC Adj Factor Scoring'!$E$4:$J$4,0),TRUE)","v":2},null,null,null,null,{"$f":"VLOOKUP(OFFSET($B:$B,,MATCH(Q$4,$B$4:$F$4,0)-1),OFFSET('C. PoC Adj Factor Scoring'!$E$5:$J$282,,MATCH(Q$4,'C. PoC Adj Factor Scoring'!$E$3:$AH$3,0)-1),MATCH(Q$2&\" Score\",'C. PoC Adj Factor Scoring'!$E$4:$J$4,0),TRUE)","v":2},null,null,null,null,{"$f":"VLOOKUP(OFFSET($B:$B,,MATCH(V$4,$B$4:$F$4,0)-1),OFFSET('C. PoC Adj Factor Scoring'!$E$5:$J$282,,MATCH(V$4,'C. PoC Adj Factor Scoring'!$E$3:$AH$3,0)-1),MATCH(V$2&\" Score\",'C. PoC Adj Factor Scoring'!$E$4:$J$4,0),TRUE)","v":2},null,null,null,null,{"$f":"VLOOKUP(OFFSET($B:$B,,MATCH(AA$4,$B$4:$F$4,0)-1),OFFSET('C. PoC Adj Factor Scoring'!$E$5:$J$282,,MATCH(AA$4,'C. PoC Adj Factor Scoring'!$E$3:$AH$3,0)-1),MATCH(AA$2&\" Score\",'C. PoC Adj Factor Scoring'!$E$4:$J$4,0),TRUE)","v":0}]
[{"$f":"'A. Population Info'!A75","v":70},{"$f":"'A. Population Info'!L75","v":2},null,null,null,null,{"$f":"VLOOKUP(OFFSET($B:$B,,MATCH(G$4,$B$4:$F$4,0)-1),OFFSET('C. PoC Adj Factor Scoring'!$E$5:$J$282,,MATCH(G$4,'C. PoC Adj Factor Scoring'!$E$3:$AH$3,0)-1),MATCH(G$2&\" Score\",'C. PoC Adj Factor Scoring'!$E$4:$J$4,0),TRUE)","v":2},null,null,null,null,{"$f":"VLOOKUP(OFFSET($B:$B,,MATCH(L$4,$B$4:$F$4,0)-1),OFFSET('C. PoC Adj Factor Scoring'!$E$5:$J$282,,MATCH(L$4,'C. PoC Adj Factor Scoring'!$E$3:$AH$3,0)-1),MATCH(L$2&\" Score\",'C. PoC Adj Factor Scoring'!$E$4:$J$4,0),TRUE)","v":2},null,null,null,null,{"$f":"VLOOKUP(OFFSET($B:$B,,MATCH(Q$4,$B$4:$F$4,0)-1),OFFSET('C. PoC Adj Factor Scoring'!$E$5:$J$282,,MATCH(Q$4,'C. PoC Adj Factor Scoring'!$E$3:$AH$3,0)-1),MATCH(Q$2&\" Score\",'C. PoC Adj Factor Scoring'!$E$4:$J$4,0),TRUE)","v":2},null,null,null,null,{"$f":"VLOOKUP(OFFSET($B:$B,,MATCH(V$4,$B$4:$F$4,0)-1),OFFSET('C. PoC Adj Factor Scoring'!$E$5:$J$282,,MATCH(V$4,'C. PoC Adj Factor Scoring'!$E$3:$AH$3,0)-1),MATCH(V$2&\" Score\",'C. PoC Adj Factor Scoring'!$E$4:$J$4,0),TRUE)","v":2},null,null,null,null,{"$f":"VLOOKUP(OFFSET($B:$B,,MATCH(AA$4,$B$4:$F$4,0)-1),OFFSET('C. PoC Adj Factor Scoring'!$E$5:$J$282,,MATCH(AA$4,'C. PoC Adj Factor Scoring'!$E$3:$AH$3,0)-1),MATCH(AA$2&\" Score\",'C. PoC Adj Factor Scoring'!$E$4:$J$4,0),TRUE)","v":0}]
[{"$f":"'A. Population Info'!A76","v":71},{"$f":"'A. Population Info'!L76","v":2},null,null,null,null,{"$f":"VLOOKUP(OFFSET($B:$B,,MATCH(G$4,$B$4:$F$4,0)-1),OFFSET('C. PoC Adj Factor Scoring'!$E$5:$J$282,,MATCH(G$4,'C. PoC Adj Factor Scoring'!$E$3:$AH$3,0)-1),MATCH(G$2&\" Score\",'C. PoC Adj Factor Scoring'!$E$4:$J$4,0),TRUE)","v":2},null,null,null,null,{"$f":"VLOOKUP(OFFSET($B:$B,,MATCH(L$4,$B$4:$F$4,0)-1),OFFSET('C. PoC Adj Factor Scoring'!$E$5:$J$282,,MATCH(L$4,'C. PoC Adj Factor Scoring'!$E$3:$AH$3,0)-1),MATCH(L$2&\" Score\",'C. PoC Adj Factor Scoring'!$E$4:$J$4,0),TRUE)","v":2},null,null,null,null,{"$f":"VLOOKUP(OFFSET($B:$B,,MATCH(Q$4,$B$4:$F$4,0)-1),OFFSET('C. PoC Adj Factor Scoring'!$E$5:$J$282,,MATCH(Q$4,'C. PoC Adj Factor Scoring'!$E$3:$AH$3,0)-1),MATCH(Q$2&\" Score\",'C. PoC Adj Factor Scoring'!$E$4:$J$4,0),TRUE)","v":2},null,null,null,null,{"$f":"VLOOKUP(OFFSET($B:$B,,MATCH(V$4,$B$4:$F$4,0)-1),OFFSET('C. PoC Adj Factor Scoring'!$E$5:$J$282,,MATCH(V$4,'C. PoC Adj Factor Scoring'!$E$3:$AH$3,0)-1),MATCH(V$2&\" Score\",'C. PoC Adj Factor Scoring'!$E$4:$J$4,0),TRUE)","v":2},null,null,null,null,{"$f":"VLOOKUP(OFFSET($B:$B,,MATCH(AA$4,$B$4:$F$4,0)-1),OFFSET('C. PoC Adj Factor Scoring'!$E$5:$J$282,,MATCH(AA$4,'C. PoC Adj Factor Scoring'!$E$3:$AH$3,0)-1),MATCH(AA$2&\" Score\",'C. PoC Adj Factor Scoring'!$E$4:$J$4,0),TRUE)","v":0}]
[{"$f":"'A. Population Info'!A77","v":72},{"$f":"'A. Population Info'!L77","v":2},null,null,null,null,{"$f":"VLOOKUP(OFFSET($B:$B,,MATCH(G$4,$B$4:$F$4,0)-1),OFFSET('C. PoC Adj Factor Scoring'!$E$5:$J$282,,MATCH(G$4,'C. PoC Adj Factor Scoring'!$E$3:$AH$3,0)-1),MATCH(G$2&\" Score\",'C. PoC Adj Factor Scoring'!$E$4:$J$4,0),TRUE)","v":2},null,null,null,null,{"$f":"VLOOKUP(OFFSET($B:$B,,MATCH(L$4,$B$4:$F$4,0)-1),OFFSET('C. PoC Adj Factor Scoring'!$E$5:$J$282,,MATCH(L$4,'C. PoC Adj Factor Scoring'!$E$3:$AH$3,0)-1),MATCH(L$2&\" Score\",'C. PoC Adj Factor Scoring'!$E$4:$J$4,0),TRUE)","v":2},null,null,null,null,{"$f":"VLOOKUP(OFFSET($B:$B,,MATCH(Q$4,$B$4:$F$4,0)-1),OFFSET('C. PoC Adj Factor Scoring'!$E$5:$J$282,,MATCH(Q$4,'C. PoC Adj Factor Scoring'!$E$3:$AH$3,0)-1),MATCH(Q$2&\" Score\",'C. PoC Adj Factor Scoring'!$E$4:$J$4,0),TRUE)","v":2},null,null,null,null,{"$f":"VLOOKUP(OFFSET($B:$B,,MATCH(V$4,$B$4:$F$4,0)-1),OFFSET('C. PoC Adj Factor Scoring'!$E$5:$J$282,,MATCH(V$4,'C. PoC Adj Factor Scoring'!$E$3:$AH$3,0)-1),MATCH(V$2&\" Score\",'C. PoC Adj Factor Scoring'!$E$4:$J$4,0),TRUE)","v":2},null,null,null,null,{"$f":"VLOOKUP(OFFSET($B:$B,,MATCH(AA$4,$B$4:$F$4,0)-1),OFFSET('C. PoC Adj Factor Scoring'!$E$5:$J$282,,MATCH(AA$4,'C. PoC Adj Factor Scoring'!$E$3:$AH$3,0)-1),MATCH(AA$2&\" Score\",'C. PoC Adj Factor Scoring'!$E$4:$J$4,0),TRUE)","v":0}]
[{"$f":"'A. Population Info'!A78","v":73},{"$f":"'A. Population Info'!L78","v":2},null,null,null,null,{"$f":"VLOOKUP(OFFSET($B:$B,,MATCH(G$4,$B$4:$F$4,0)-1),OFFSET('C. PoC Adj Factor Scoring'!$E$5:$J$282,,MATCH(G$4,'C. PoC Adj Factor Scoring'!$E$3:$AH$3,0)-1),MATCH(G$2&\" Score\",'C. PoC Adj Factor Scoring'!$E$4:$J$4,0),TRUE)","v":2},null,null,null,null,{"$f":"VLOOKUP(OFFSET($B:$B,,MATCH(L$4,$B$4:$F$4,0)-1),OFFSET('C. PoC Adj Factor Scoring'!$E$5:$J$282,,MATCH(L$4,'C. PoC Adj Factor Scoring'!$E$3:$AH$3,0)-1),MATCH(L$2&\" Score\",'C. PoC Adj Factor Scoring'!$E$4:$J$4,0),TRUE)","v":2},null,null,null,null,{"$f":"VLOOKUP(OFFSET($B:$B,,MATCH(Q$4,$B$4:$F$4,0)-1),OFFSET('C. PoC Adj Factor Scoring'!$E$5:$J$282,,MATCH(Q$4,'C. PoC Adj Factor Scoring'!$E$3:$AH$3,0)-1),MATCH(Q$2&\" Score\",'C. PoC Adj Factor Scoring'!$E$4:$J$4,0),TRUE)","v":2},null,null,null,null,{"$f":"VLOOKUP(OFFSET($B:$B,,MATCH(V$4,$B$4:$F$4,0)-1),OFFSET('C. PoC Adj Factor Scoring'!$E$5:$J$282,,MATCH(V$4,'C. PoC Adj Factor Scoring'!$E$3:$AH$3,0)-1),MATCH(V$2&\" Score\",'C. PoC Adj Factor Scoring'!$E$4:$J$4,0),TRUE)","v":2},null,null,null,null,{"$f":"VLOOKUP(OFFSET($B:$B,,MATCH(AA$4,$B$4:$F$4,0)-1),OFFSET('C. PoC Adj Factor Scoring'!$E$5:$J$282,,MATCH(AA$4,'C. PoC Adj Factor Scoring'!$E$3:$AH$3,0)-1),MATCH(AA$2&\" Score\",'C. PoC Adj Factor Scoring'!$E$4:$J$4,0),TRUE)","v":0}]
[{"$f":"'A. Population Info'!A79","v":74},{"$f":"'A. Population Info'!L79","v":1},null,null,null,null,{"$f":"VLOOKUP(OFFSET($B:$B,,MATCH(G$4,$B$4:$F$4,0)-1),OFFSET('C. PoC Adj Factor Scoring'!$E$5:$J$282,,MATCH(G$4,'C. PoC Adj Factor Scoring'!$E$3:$AH$3,0)-1),MATCH(G$2&\" Score\",'C. PoC Adj Factor Scoring'!$E$4:$J$4,0),TRUE)","v":1},null,null,null,null,{"$f":"VLOOKUP(OFFSET($B:$B,,MATCH(L$4,$B$4:$F$4,0)-1),OFFSET('C. PoC Adj Factor Scoring'!$E$5:$J$282,,MATCH(L$4,'C. PoC Adj Factor Scoring'!$E$3:$AH$3,0)-1),MATCH(L$2&\" Score\",'C. PoC Adj Factor Scoring'!$E$4:$J$4,0),TRUE)","v":1},null,null,null,null,{"$f":"VLOOKUP(OFFSET($B:$B,,MATCH(Q$4,$B$4:$F$4,0)-1),OFFSET('C. PoC Adj Factor Scoring'!$E$5:$J$282,,MATCH(Q$4,'C. PoC Adj Factor Scoring'!$E$3:$AH$3,0)-1),MATCH(Q$2&\" Score\",'C. PoC Adj Factor Scoring'!$E$4:$J$4,0),TRUE)","v":1},null,null,null,null,{"$f":"VLOOKUP(OFFSET($B:$B,,MATCH(V$4,$B$4:$F$4,0)-1),OFFSET('C. PoC Adj Factor Scoring'!$E$5:$J$282,,MATCH(V$4,'C. PoC Adj Factor Scoring'!$E$3:$AH$3,0)-1),MATCH(V$2&\" Score\",'C. PoC Adj Factor Scoring'!$E$4:$J$4,0),TRUE)","v":1},null,null,null,null,{"$f":"VLOOKUP(OFFSET($B:$B,,MATCH(AA$4,$B$4:$F$4,0)-1),OFFSET('C. PoC Adj Factor Scoring'!$E$5:$J$282,,MATCH(AA$4,'C. PoC Adj Factor Scoring'!$E$3:$AH$3,0)-1),MATCH(AA$2&\" Score\",'C. PoC Adj Factor Scoring'!$E$4:$J$4,0),TRUE)","v":0}]
[{"$f":"'A. Population Info'!A80","v":75},{"$f":"'A. Population Info'!L80","v":4},null,null,null,null,{"$f":"VLOOKUP(OFFSET($B:$B,,MATCH(G$4,$B$4:$F$4,0)-1),OFFSET('C. PoC Adj Factor Scoring'!$E$5:$J$282,,MATCH(G$4,'C. PoC Adj Factor Scoring'!$E$3:$AH$3,0)-1),MATCH(G$2&\" Score\",'C. PoC Adj Factor Scoring'!$E$4:$J$4,0),TRUE)","v":4},null,null,null,null,{"$f":"VLOOKUP(OFFSET($B:$B,,MATCH(L$4,$B$4:$F$4,0)-1),OFFSET('C. PoC Adj Factor Scoring'!$E$5:$J$282,,MATCH(L$4,'C. PoC Adj Factor Scoring'!$E$3:$AH$3,0)-1),MATCH(L$2&\" Score\",'C. PoC Adj Factor Scoring'!$E$4:$J$4,0),TRUE)","v":4},null,null,null,null,{"$f":"VLOOKUP(OFFSET($B:$B,,MATCH(Q$4,$B$4:$F$4,0)-1),OFFSET('C. PoC Adj Factor Scoring'!$E$5:$J$282,,MATCH(Q$4,'C. PoC Adj Factor Scoring'!$E$3:$AH$3,0)-1),MATCH(Q$2&\" Score\",'C. PoC Adj Factor Scoring'!$E$4:$J$4,0),TRUE)","v":4},null,null,null,null,{"$f":"VLOOKUP(OFFSET($B:$B,,MATCH(V$4,$B$4:$F$4,0)-1),OFFSET('C. PoC Adj Factor Scoring'!$E$5:$J$282,,MATCH(V$4,'C. PoC Adj Factor Scoring'!$E$3:$AH$3,0)-1),MATCH(V$2&\" Score\",'C. PoC Adj Factor Scoring'!$E$4:$J$4,0),TRUE)","v":4},null,null,null,null,{"$f":"VLOOKUP(OFFSET($B:$B,,MATCH(AA$4,$B$4:$F$4,0)-1),OFFSET('C. PoC Adj Factor Scoring'!$E$5:$J$282,,MATCH(AA$4,'C. PoC Adj Factor Scoring'!$E$3:$AH$3,0)-1),MATCH(AA$2&\" Score\",'C. PoC Adj Factor Scoring'!$E$4:$J$4,0),TRUE)","v":0}]
[{"$f":"'A. Population Info'!A81","v":76},{"$f":"'A. Population Info'!L81","v":2},null,null,null,null,{"$f":"VLOOKUP(OFFSET($B:$B,,MATCH(G$4,$B$4:$F$4,0)-1),OFFSET('C. PoC Adj Factor Scoring'!$E$5:$J$282,,MATCH(G$4,'C. PoC Adj Factor Scoring'!$E$3:$AH$3,0)-1),MATCH(G$2&\" Score\",'C. PoC Adj Factor Scoring'!$E$4:$J$4,0),TRUE)","v":2},null,null,null,null,{"$f":"VLOOKUP(OFFSET($B:$B,,MATCH(L$4,$B$4:$F$4,0)-1),OFFSET('C. PoC Adj Factor Scoring'!$E$5:$J$282,,MATCH(L$4,'C. PoC Adj Factor Scoring'!$E$3:$AH$3,0)-1),MATCH(L$2&\" Score\",'C. PoC Adj Factor Scoring'!$E$4:$J$4,0),TRUE)","v":2},null,null,null,null,{"$f":"VLOOKUP(OFFSET($B:$B,,MATCH(Q$4,$B$4:$F$4,0)-1),OFFSET('C. PoC Adj Factor Scoring'!$E$5:$J$282,,MATCH(Q$4,'C. PoC Adj Factor Scoring'!$E$3:$AH$3,0)-1),MATCH(Q$2&\" Score\",'C. PoC Adj Factor Scoring'!$E$4:$J$4,0),TRUE)","v":2},null,null,null,null,{"$f":"VLOOKUP(OFFSET($B:$B,,MATCH(V$4,$B$4:$F$4,0)-1),OFFSET('C. PoC Adj Factor Scoring'!$E$5:$J$282,,MATCH(V$4,'C. PoC Adj Factor Scoring'!$E$3:$AH$3,0)-1),MATCH(V$2&\" Score\",'C. PoC Adj Factor Scoring'!$E$4:$J$4,0),TRUE)","v":2},null,null,null,null,{"$f":"VLOOKUP(OFFSET($B:$B,,MATCH(AA$4,$B$4:$F$4,0)-1),OFFSET('C. PoC Adj Factor Scoring'!$E$5:$J$282,,MATCH(AA$4,'C. PoC Adj Factor Scoring'!$E$3:$AH$3,0)-1),MATCH(AA$2&\" Score\",'C. PoC Adj Factor Scoring'!$E$4:$J$4,0),TRUE)","v":0}]
[{"$f":"'A. Population Info'!A82","v":77},{"$f":"'A. Population Info'!L82","v":3},null,null,null,null,{"$f":"VLOOKUP(OFFSET($B:$B,,MATCH(G$4,$B$4:$F$4,0)-1),OFFSET('C. PoC Adj Factor Scoring'!$E$5:$J$282,,MATCH(G$4,'C. PoC Adj Factor Scoring'!$E$3:$AH$3,0)-1),MATCH(G$2&\" Score\",'C. PoC Adj Factor Scoring'!$E$4:$J$4,0),TRUE)","v":3},null,null,null,null,{"$f":"VLOOKUP(OFFSET($B:$B,,MATCH(L$4,$B$4:$F$4,0)-1),OFFSET('C. PoC Adj Factor Scoring'!$E$5:$J$282,,MATCH(L$4,'C. PoC Adj Factor Scoring'!$E$3:$AH$3,0)-1),MATCH(L$2&\" Score\",'C. PoC Adj Factor Scoring'!$E$4:$J$4,0),TRUE)","v":3},null,null,null,null,{"$f":"VLOOKUP(OFFSET($B:$B,,MATCH(Q$4,$B$4:$F$4,0)-1),OFFSET('C. PoC Adj Factor Scoring'!$E$5:$J$282,,MATCH(Q$4,'C. PoC Adj Factor Scoring'!$E$3:$AH$3,0)-1),MATCH(Q$2&\" Score\",'C. PoC Adj Factor Scoring'!$E$4:$J$4,0),TRUE)","v":3},null,null,null,null,{"$f":"VLOOKUP(OFFSET($B:$B,,MATCH(V$4,$B$4:$F$4,0)-1),OFFSET('C. PoC Adj Factor Scoring'!$E$5:$J$282,,MATCH(V$4,'C. PoC Adj Factor Scoring'!$E$3:$AH$3,0)-1),MATCH(V$2&\" Score\",'C. PoC Adj Factor Scoring'!$E$4:$J$4,0),TRUE)","v":3},null,null,null,null,{"$f":"VLOOKUP(OFFSET($B:$B,,MATCH(AA$4,$B$4:$F$4,0)-1),OFFSET('C. PoC Adj Factor Scoring'!$E$5:$J$282,,MATCH(AA$4,'C. PoC Adj Factor Scoring'!$E$3:$AH$3,0)-1),MATCH(AA$2&\" Score\",'C. PoC Adj Factor Scoring'!$E$4:$J$4,0),TRUE)","v":0}]
[{"$f":"'A. Population Info'!A83","v":78},{"$f":"'A. Population Info'!L83","v":3},null,null,null,null,{"$f":"VLOOKUP(OFFSET($B:$B,,MATCH(G$4,$B$4:$F$4,0)-1),OFFSET('C. PoC Adj Factor Scoring'!$E$5:$J$282,,MATCH(G$4,'C. PoC Adj Factor Scoring'!$E$3:$AH$3,0)-1),MATCH(G$2&\" Score\",'C. PoC Adj Factor Scoring'!$E$4:$J$4,0),TRUE)","v":3},null,null,null,null,{"$f":"VLOOKUP(OFFSET($B:$B,,MATCH(L$4,$B$4:$F$4,0)-1),OFFSET('C. PoC Adj Factor Scoring'!$E$5:$J$282,,MATCH(L$4,'C. PoC Adj Factor Scoring'!$E$3:$AH$3,0)-1),MATCH(L$2&\" Score\",'C. PoC Adj Factor Scoring'!$E$4:$J$4,0),TRUE)","v":3},null,null,null,null,{"$f":"VLOOKUP(OFFSET($B:$B,,MATCH(Q$4,$B$4:$F$4,0)-1),OFFSET('C. PoC Adj Factor Scoring'!$E$5:$J$282,,MATCH(Q$4,'C. PoC Adj Factor Scoring'!$E$3:$AH$3,0)-1),MATCH(Q$2&\" Score\",'C. PoC Adj Factor Scoring'!$E$4:$J$4,0),TRUE)","v":3},null,null,null,null,{"$f":"VLOOKUP(OFFSET($B:$B,,MATCH(V$4,$B$4:$F$4,0)-1),OFFSET('C. PoC Adj Factor Scoring'!$E$5:$J$282,,MATCH(V$4,'C. PoC Adj Factor Scoring'!$E$3:$AH$3,0)-1),MATCH(V$2&\" Score\",'C. PoC Adj Factor Scoring'!$E$4:$J$4,0),TRUE)","v":3},null,null,null,null,{"$f":"VLOOKUP(OFFSET($B:$B,,MATCH(AA$4,$B$4:$F$4,0)-1),OFFSET('C. PoC Adj Factor Scoring'!$E$5:$J$282,,MATCH(AA$4,'C. PoC Adj Factor Scoring'!$E$3:$AH$3,0)-1),MATCH(AA$2&\" Score\",'C. PoC Adj Factor Scoring'!$E$4:$J$4,0),TRUE)","v":0}]
[{"$f":"'A. Population Info'!A84","v":79},{"$f":"'A. Population Info'!L84","v":3},null,null,null,null,{"$f":"VLOOKUP(OFFSET($B:$B,,MATCH(G$4,$B$4:$F$4,0)-1),OFFSET('C. PoC Adj Factor Scoring'!$E$5:$J$282,,MATCH(G$4,'C. PoC Adj Factor Scoring'!$E$3:$AH$3,0)-1),MATCH(G$2&\" Score\",'C. PoC Adj Factor Scoring'!$E$4:$J$4,0),TRUE)","v":3},null,null,null,null,{"$f":"VLOOKUP(OFFSET($B:$B,,MATCH(L$4,$B$4:$F$4,0)-1),OFFSET('C. PoC Adj Factor Scoring'!$E$5:$J$282,,MATCH(L$4,'C. PoC Adj Factor Scoring'!$E$3:$AH$3,0)-1),MATCH(L$2&\" Score\",'C. PoC Adj Factor Scoring'!$E$4:$J$4,0),TRUE)","v":3},null,null,null,null,{"$f":"VLOOKUP(OFFSET($B:$B,,MATCH(Q$4,$B$4:$F$4,0)-1),OFFSET('C. PoC Adj Factor Scoring'!$E$5:$J$282,,MATCH(Q$4,'C. PoC Adj Factor Scoring'!$E$3:$AH$3,0)-1),MATCH(Q$2&\" Score\",'C. PoC Adj Factor Scoring'!$E$4:$J$4,0),TRUE)","v":3},null,null,null,null,{"$f":"VLOOKUP(OFFSET($B:$B,,MATCH(V$4,$B$4:$F$4,0)-1),OFFSET('C. PoC Adj Factor Scoring'!$E$5:$J$282,,MATCH(V$4,'C. PoC Adj Factor Scoring'!$E$3:$AH$3,0)-1),MATCH(V$2&\" Score\",'C. PoC Adj Factor Scoring'!$E$4:$J$4,0),TRUE)","v":3},null,null,null,null,{"$f":"VLOOKUP(OFFSET($B:$B,,MATCH(AA$4,$B$4:$F$4,0)-1),OFFSET('C. PoC Adj Factor Scoring'!$E$5:$J$282,,MATCH(AA$4,'C. PoC Adj Factor Scoring'!$E$3:$AH$3,0)-1),MATCH(AA$2&\" Score\",'C. PoC Adj Factor Scoring'!$E$4:$J$4,0),TRUE)","v":0}]
[{"$f":"'A. Population Info'!A85","v":80},{"$f":"'A. Population Info'!L85","v":2},null,null,null,null,{"$f":"VLOOKUP(OFFSET($B:$B,,MATCH(G$4,$B$4:$F$4,0)-1),OFFSET('C. PoC Adj Factor Scoring'!$E$5:$J$282,,MATCH(G$4,'C. PoC Adj Factor Scoring'!$E$3:$AH$3,0)-1),MATCH(G$2&\" Score\",'C. PoC Adj Factor Scoring'!$E$4:$J$4,0),TRUE)","v":2},null,null,null,null,{"$f":"VLOOKUP(OFFSET($B:$B,,MATCH(L$4,$B$4:$F$4,0)-1),OFFSET('C. PoC Adj Factor Scoring'!$E$5:$J$282,,MATCH(L$4,'C. PoC Adj Factor Scoring'!$E$3:$AH$3,0)-1),MATCH(L$2&\" Score\",'C. PoC Adj Factor Scoring'!$E$4:$J$4,0),TRUE)","v":2},null,null,null,null,{"$f":"VLOOKUP(OFFSET($B:$B,,MATCH(Q$4,$B$4:$F$4,0)-1),OFFSET('C. PoC Adj Factor Scoring'!$E$5:$J$282,,MATCH(Q$4,'C. PoC Adj Factor Scoring'!$E$3:$AH$3,0)-1),MATCH(Q$2&\" Score\",'C. PoC Adj Factor Scoring'!$E$4:$J$4,0),TRUE)","v":2},null,null,null,null,{"$f":"VLOOKUP(OFFSET($B:$B,,MATCH(V$4,$B$4:$F$4,0)-1),OFFSET('C. PoC Adj Factor Scoring'!$E$5:$J$282,,MATCH(V$4,'C. PoC Adj Factor Scoring'!$E$3:$AH$3,0)-1),MATCH(V$2&\" Score\",'C. PoC Adj Factor Scoring'!$E$4:$J$4,0),TRUE)","v":2},null,null,null,null,{"$f":"VLOOKUP(OFFSET($B:$B,,MATCH(AA$4,$B$4:$F$4,0)-1),OFFSET('C. PoC Adj Factor Scoring'!$E$5:$J$282,,MATCH(AA$4,'C. PoC Adj Factor Scoring'!$E$3:$AH$3,0)-1),MATCH(AA$2&\" Score\",'C. PoC Adj Factor Scoring'!$E$4:$J$4,0),TRUE)","v":0}]
[{"$f":"'A. Population Info'!A86","v":81},{"$f":"'A. Population Info'!L86","v":2},null,null,null,null,{"$f":"VLOOKUP(OFFSET($B:$B,,MATCH(G$4,$B$4:$F$4,0)-1),OFFSET('C. PoC Adj Factor Scoring'!$E$5:$J$282,,MATCH(G$4,'C. PoC Adj Factor Scoring'!$E$3:$AH$3,0)-1),MATCH(G$2&\" Score\",'C. PoC Adj Factor Scoring'!$E$4:$J$4,0),TRUE)","v":2},null,null,null,null,{"$f":"VLOOKUP(OFFSET($B:$B,,MATCH(L$4,$B$4:$F$4,0)-1),OFFSET('C. PoC Adj Factor Scoring'!$E$5:$J$282,,MATCH(L$4,'C. PoC Adj Factor Scoring'!$E$3:$AH$3,0)-1),MATCH(L$2&\" Score\",'C. PoC Adj Factor Scoring'!$E$4:$J$4,0),TRUE)","v":2},null,null,null,null,{"$f":"VLOOKUP(OFFSET($B:$B,,MATCH(Q$4,$B$4:$F$4,0)-1),OFFSET('C. PoC Adj Factor Scoring'!$E$5:$J$282,,MATCH(Q$4,'C. PoC Adj Factor Scoring'!$E$3:$AH$3,0)-1),MATCH(Q$2&\" Score\",'C. PoC Adj Factor Scoring'!$E$4:$J$4,0),TRUE)","v":2},null,null,null,null,{"$f":"VLOOKUP(OFFSET($B:$B,,MATCH(V$4,$B$4:$F$4,0)-1),OFFSET('C. PoC Adj Factor Scoring'!$E$5:$J$282,,MATCH(V$4,'C. PoC Adj Factor Scoring'!$E$3:$AH$3,0)-1),MATCH(V$2&\" Score\",'C. PoC Adj Factor Scoring'!$E$4:$J$4,0),TRUE)","v":2},null,null,null,null,{"$f":"VLOOKUP(OFFSET($B:$B,,MATCH(AA$4,$B$4:$F$4,0)-1),OFFSET('C. PoC Adj Factor Scoring'!$E$5:$J$282,,MATCH(AA$4,'C. PoC Adj Factor Scoring'!$E$3:$AH$3,0)-1),MATCH(AA$2&\" Score\",'C. PoC Adj Factor Scoring'!$E$4:$J$4,0),TRUE)","v":0}]
[{"$f":"'A. Population Info'!A87","v":82},{"$f":"'A. Population Info'!L87","v":1},null,null,null,null,{"$f":"VLOOKUP(OFFSET($B:$B,,MATCH(G$4,$B$4:$F$4,0)-1),OFFSET('C. PoC Adj Factor Scoring'!$E$5:$J$282,,MATCH(G$4,'C. PoC Adj Factor Scoring'!$E$3:$AH$3,0)-1),MATCH(G$2&\" Score\",'C. PoC Adj Factor Scoring'!$E$4:$J$4,0),TRUE)","v":1},null,null,null,null,{"$f":"VLOOKUP(OFFSET($B:$B,,MATCH(L$4,$B$4:$F$4,0)-1),OFFSET('C. PoC Adj Factor Scoring'!$E$5:$J$282,,MATCH(L$4,'C. PoC Adj Factor Scoring'!$E$3:$AH$3,0)-1),MATCH(L$2&\" Score\",'C. PoC Adj Factor Scoring'!$E$4:$J$4,0),TRUE)","v":1},null,null,null,null,{"$f":"VLOOKUP(OFFSET($B:$B,,MATCH(Q$4,$B$4:$F$4,0)-1),OFFSET('C. PoC Adj Factor Scoring'!$E$5:$J$282,,MATCH(Q$4,'C. PoC Adj Factor Scoring'!$E$3:$AH$3,0)-1),MATCH(Q$2&\" Score\",'C. PoC Adj Factor Scoring'!$E$4:$J$4,0),TRUE)","v":1},null,null,null,null,{"$f":"VLOOKUP(OFFSET($B:$B,,MATCH(V$4,$B$4:$F$4,0)-1),OFFSET('C. PoC Adj Factor Scoring'!$E$5:$J$282,,MATCH(V$4,'C. PoC Adj Factor Scoring'!$E$3:$AH$3,0)-1),MATCH(V$2&\" Score\",'C. PoC Adj Factor Scoring'!$E$4:$J$4,0),TRUE)","v":1},null,null,null,null,{"$f":"VLOOKUP(OFFSET($B:$B,,MATCH(AA$4,$B$4:$F$4,0)-1),OFFSET('C. PoC Adj Factor Scoring'!$E$5:$J$282,,MATCH(AA$4,'C. PoC Adj Factor Scoring'!$E$3:$AH$3,0)-1),MATCH(AA$2&\" Score\",'C. PoC Adj Factor Scoring'!$E$4:$J$4,0),TRUE)","v":0}]
[{"$f":"'A. Population Info'!A88","v":83},{"$f":"'A. Population Info'!L88","v":2},null,null,null,null,{"$f":"VLOOKUP(OFFSET($B:$B,,MATCH(G$4,$B$4:$F$4,0)-1),OFFSET('C. PoC Adj Factor Scoring'!$E$5:$J$282,,MATCH(G$4,'C. PoC Adj Factor Scoring'!$E$3:$AH$3,0)-1),MATCH(G$2&\" Score\",'C. PoC Adj Factor Scoring'!$E$4:$J$4,0),TRUE)","v":2},null,null,null,null,{"$f":"VLOOKUP(OFFSET($B:$B,,MATCH(L$4,$B$4:$F$4,0)-1),OFFSET('C. PoC Adj Factor Scoring'!$E$5:$J$282,,MATCH(L$4,'C. PoC Adj Factor Scoring'!$E$3:$AH$3,0)-1),MATCH(L$2&\" Score\",'C. PoC Adj Factor Scoring'!$E$4:$J$4,0),TRUE)","v":2},null,null,null,null,{"$f":"VLOOKUP(OFFSET($B:$B,,MATCH(Q$4,$B$4:$F$4,0)-1),OFFSET('C. PoC Adj Factor Scoring'!$E$5:$J$282,,MATCH(Q$4,'C. PoC Adj Factor Scoring'!$E$3:$AH$3,0)-1),MATCH(Q$2&\" Score\",'C. PoC Adj Factor Scoring'!$E$4:$J$4,0),TRUE)","v":2},null,null,null,null,{"$f":"VLOOKUP(OFFSET($B:$B,,MATCH(V$4,$B$4:$F$4,0)-1),OFFSET('C. PoC Adj Factor Scoring'!$E$5:$J$282,,MATCH(V$4,'C. PoC Adj Factor Scoring'!$E$3:$AH$3,0)-1),MATCH(V$2&\" Score\",'C. PoC Adj Factor Scoring'!$E$4:$J$4,0),TRUE)","v":2},null,null,null,null,{"$f":"VLOOKUP(OFFSET($B:$B,,MATCH(AA$4,$B$4:$F$4,0)-1),OFFSET('C. PoC Adj Factor Scoring'!$E$5:$J$282,,MATCH(AA$4,'C. PoC Adj Factor Scoring'!$E$3:$AH$3,0)-1),MATCH(AA$2&\" Score\",'C. PoC Adj Factor Scoring'!$E$4:$J$4,0),TRUE)","v":0}]
[{"$f":"'A. Population Info'!A89","v":84},{"$f":"'A. Population Info'!L89","v":2},null,null,null,null,{"$f":"VLOOKUP(OFFSET($B:$B,,MATCH(G$4,$B$4:$F$4,0)-1),OFFSET('C. PoC Adj Factor Scoring'!$E$5:$J$282,,MATCH(G$4,'C. PoC Adj Factor Scoring'!$E$3:$AH$3,0)-1),MATCH(G$2&\" Score\",'C. PoC Adj Factor Scoring'!$E$4:$J$4,0),TRUE)","v":2},null,null,null,null,{"$f":"VLOOKUP(OFFSET($B:$B,,MATCH(L$4,$B$4:$F$4,0)-1),OFFSET('C. PoC Adj Factor Scoring'!$E$5:$J$282,,MATCH(L$4,'C. PoC Adj Factor Scoring'!$E$3:$AH$3,0)-1),MATCH(L$2&\" Score\",'C. PoC Adj Factor Scoring'!$E$4:$J$4,0),TRUE)","v":2},null,null,null,null,{"$f":"VLOOKUP(OFFSET($B:$B,,MATCH(Q$4,$B$4:$F$4,0)-1),OFFSET('C. PoC Adj Factor Scoring'!$E$5:$J$282,,MATCH(Q$4,'C. PoC Adj Factor Scoring'!$E$3:$AH$3,0)-1),MATCH(Q$2&\" Score\",'C. PoC Adj Factor Scoring'!$E$4:$J$4,0),TRUE)","v":2},null,null,null,null,{"$f":"VLOOKUP(OFFSET($B:$B,,MATCH(V$4,$B$4:$F$4,0)-1),OFFSET('C. PoC Adj Factor Scoring'!$E$5:$J$282,,MATCH(V$4,'C. PoC Adj Factor Scoring'!$E$3:$AH$3,0)-1),MATCH(V$2&\" Score\",'C. PoC Adj Factor Scoring'!$E$4:$J$4,0),TRUE)","v":2},null,null,null,null,{"$f":"VLOOKUP(OFFSET($B:$B,,MATCH(AA$4,$B$4:$F$4,0)-1),OFFSET('C. PoC Adj Factor Scoring'!$E$5:$J$282,,MATCH(AA$4,'C. PoC Adj Factor Scoring'!$E$3:$AH$3,0)-1),MATCH(AA$2&\" Score\",'C. PoC Adj Factor Scoring'!$E$4:$J$4,0),TRUE)","v":0}]
[{"$f":"'A. Population Info'!A90","v":85},{"$f":"'A. Population Info'!L90","v":2},null,null,null,null,{"$f":"VLOOKUP(OFFSET($B:$B,,MATCH(G$4,$B$4:$F$4,0)-1),OFFSET('C. PoC Adj Factor Scoring'!$E$5:$J$282,,MATCH(G$4,'C. PoC Adj Factor Scoring'!$E$3:$AH$3,0)-1),MATCH(G$2&\" Score\",'C. PoC Adj Factor Scoring'!$E$4:$J$4,0),TRUE)","v":2},null,null,null,null,{"$f":"VLOOKUP(OFFSET($B:$B,,MATCH(L$4,$B$4:$F$4,0)-1),OFFSET('C. PoC Adj Factor Scoring'!$E$5:$J$282,,MATCH(L$4,'C. PoC Adj Factor Scoring'!$E$3:$AH$3,0)-1),MATCH(L$2&\" Score\",'C. PoC Adj Factor Scoring'!$E$4:$J$4,0),TRUE)","v":2},null,null,null,null,{"$f":"VLOOKUP(OFFSET($B:$B,,MATCH(Q$4,$B$4:$F$4,0)-1),OFFSET('C. PoC Adj Factor Scoring'!$E$5:$J$282,,MATCH(Q$4,'C. PoC Adj Factor Scoring'!$E$3:$AH$3,0)-1),MATCH(Q$2&\" Score\",'C. PoC Adj Factor Scoring'!$E$4:$J$4,0),TRUE)","v":2},null,null,null,null,{"$f":"VLOOKUP(OFFSET($B:$B,,MATCH(V$4,$B$4:$F$4,0)-1),OFFSET('C. PoC Adj Factor Scoring'!$E$5:$J$282,,MATCH(V$4,'C. PoC Adj Factor Scoring'!$E$3:$AH$3,0)-1),MATCH(V$2&\" Score\",'C. PoC Adj Factor Scoring'!$E$4:$J$4,0),TRUE)","v":2},null,null,null,null,{"$f":"VLOOKUP(OFFSET($B:$B,,MATCH(AA$4,$B$4:$F$4,0)-1),OFFSET('C. PoC Adj Factor Scoring'!$E$5:$J$282,,MATCH(AA$4,'C. PoC Adj Factor Scoring'!$E$3:$AH$3,0)-1),MATCH(AA$2&\" Score\",'C. PoC Adj Factor Scoring'!$E$4:$J$4,0),TRUE)","v":0}]
[{"$f":"'A. Population Info'!A91","v":86},{"$f":"'A. Population Info'!L91","v":2},null,null,null,null,{"$f":"VLOOKUP(OFFSET($B:$B,,MATCH(G$4,$B$4:$F$4,0)-1),OFFSET('C. PoC Adj Factor Scoring'!$E$5:$J$282,,MATCH(G$4,'C. PoC Adj Factor Scoring'!$E$3:$AH$3,0)-1),MATCH(G$2&\" Score\",'C. PoC Adj Factor Scoring'!$E$4:$J$4,0),TRUE)","v":2},null,null,null,null,{"$f":"VLOOKUP(OFFSET($B:$B,,MATCH(L$4,$B$4:$F$4,0)-1),OFFSET('C. PoC Adj Factor Scoring'!$E$5:$J$282,,MATCH(L$4,'C. PoC Adj Factor Scoring'!$E$3:$AH$3,0)-1),MATCH(L$2&\" Score\",'C. PoC Adj Factor Scoring'!$E$4:$J$4,0),TRUE)","v":2},null,null,null,null,{"$f":"VLOOKUP(OFFSET($B:$B,,MATCH(Q$4,$B$4:$F$4,0)-1),OFFSET('C. PoC Adj Factor Scoring'!$E$5:$J$282,,MATCH(Q$4,'C. PoC Adj Factor Scoring'!$E$3:$AH$3,0)-1),MATCH(Q$2&\" Score\",'C. PoC Adj Factor Scoring'!$E$4:$J$4,0),TRUE)","v":2},null,null,null,null,{"$f":"VLOOKUP(OFFSET($B:$B,,MATCH(V$4,$B$4:$F$4,0)-1),OFFSET('C. PoC Adj Factor Scoring'!$E$5:$J$282,,MATCH(V$4,'C. PoC Adj Factor Scoring'!$E$3:$AH$3,0)-1),MATCH(V$2&\" Score\",'C. PoC Adj Factor Scoring'!$E$4:$J$4,0),TRUE)","v":2},null,null,null,null,{"$f":"VLOOKUP(OFFSET($B:$B,,MATCH(AA$4,$B$4:$F$4,0)-1),OFFSET('C. PoC Adj Factor Scoring'!$E$5:$J$282,,MATCH(AA$4,'C. PoC Adj Factor Scoring'!$E$3:$AH$3,0)-1),MATCH(AA$2&\" Score\",'C. PoC Adj Factor Scoring'!$E$4:$J$4,0),TRUE)","v":0}]
[{"$f":"'A. Population Info'!A92","v":87},{"$f":"'A. Population Info'!L92","v":1},null,null,null,null,{"$f":"VLOOKUP(OFFSET($B:$B,,MATCH(G$4,$B$4:$F$4,0)-1),OFFSET('C. PoC Adj Factor Scoring'!$E$5:$J$282,,MATCH(G$4,'C. PoC Adj Factor Scoring'!$E$3:$AH$3,0)-1),MATCH(G$2&\" Score\",'C. PoC Adj Factor Scoring'!$E$4:$J$4,0),TRUE)","v":1},null,null,null,null,{"$f":"VLOOKUP(OFFSET($B:$B,,MATCH(L$4,$B$4:$F$4,0)-1),OFFSET('C. PoC Adj Factor Scoring'!$E$5:$J$282,,MATCH(L$4,'C. PoC Adj Factor Scoring'!$E$3:$AH$3,0)-1),MATCH(L$2&\" Score\",'C. PoC Adj Factor Scoring'!$E$4:$J$4,0),TRUE)","v":1},null,null,null,null,{"$f":"VLOOKUP(OFFSET($B:$B,,MATCH(Q$4,$B$4:$F$4,0)-1),OFFSET('C. PoC Adj Factor Scoring'!$E$5:$J$282,,MATCH(Q$4,'C. PoC Adj Factor Scoring'!$E$3:$AH$3,0)-1),MATCH(Q$2&\" Score\",'C. PoC Adj Factor Scoring'!$E$4:$J$4,0),TRUE)","v":1},null,null,null,null,{"$f":"VLOOKUP(OFFSET($B:$B,,MATCH(V$4,$B$4:$F$4,0)-1),OFFSET('C. PoC Adj Factor Scoring'!$E$5:$J$282,,MATCH(V$4,'C. PoC Adj Factor Scoring'!$E$3:$AH$3,0)-1),MATCH(V$2&\" Score\",'C. PoC Adj Factor Scoring'!$E$4:$J$4,0),TRUE)","v":1},null,null,null,null,{"$f":"VLOOKUP(OFFSET($B:$B,,MATCH(AA$4,$B$4:$F$4,0)-1),OFFSET('C. PoC Adj Factor Scoring'!$E$5:$J$282,,MATCH(AA$4,'C. PoC Adj Factor Scoring'!$E$3:$AH$3,0)-1),MATCH(AA$2&\" Score\",'C. PoC Adj Factor Scoring'!$E$4:$J$4,0),TRUE)","v":0}]
[{"$f":"'A. Population Info'!A93","v":88},{"$f":"'A. Population Info'!L93","v":2},null,null,null,null,{"$f":"VLOOKUP(OFFSET($B:$B,,MATCH(G$4,$B$4:$F$4,0)-1),OFFSET('C. PoC Adj Factor Scoring'!$E$5:$J$282,,MATCH(G$4,'C. PoC Adj Factor Scoring'!$E$3:$AH$3,0)-1),MATCH(G$2&\" Score\",'C. PoC Adj Factor Scoring'!$E$4:$J$4,0),TRUE)","v":2},null,null,null,null,{"$f":"VLOOKUP(OFFSET($B:$B,,MATCH(L$4,$B$4:$F$4,0)-1),OFFSET('C. PoC Adj Factor Scoring'!$E$5:$J$282,,MATCH(L$4,'C. PoC Adj Factor Scoring'!$E$3:$AH$3,0)-1),MATCH(L$2&\" Score\",'C. PoC Adj Factor Scoring'!$E$4:$J$4,0),TRUE)","v":2},null,null,null,null,{"$f":"VLOOKUP(OFFSET($B:$B,,MATCH(Q$4,$B$4:$F$4,0)-1),OFFSET('C. PoC Adj Factor Scoring'!$E$5:$J$282,,MATCH(Q$4,'C. PoC Adj Factor Scoring'!$E$3:$AH$3,0)-1),MATCH(Q$2&\" Score\",'C. PoC Adj Factor Scoring'!$E$4:$J$4,0),TRUE)","v":2},null,null,null,null,{"$f":"VLOOKUP(OFFSET($B:$B,,MATCH(V$4,$B$4:$F$4,0)-1),OFFSET('C. PoC Adj Factor Scoring'!$E$5:$J$282,,MATCH(V$4,'C. PoC Adj Factor Scoring'!$E$3:$AH$3,0)-1),MATCH(V$2&\" Score\",'C. PoC Adj Factor Scoring'!$E$4:$J$4,0),TRUE)","v":2},null,null,null,null,{"$f":"VLOOKUP(OFFSET($B:$B,,MATCH(AA$4,$B$4:$F$4,0)-1),OFFSET('C. PoC Adj Factor Scoring'!$E$5:$J$282,,MATCH(AA$4,'C. PoC Adj Factor Scoring'!$E$3:$AH$3,0)-1),MATCH(AA$2&\" Score\",'C. PoC Adj Factor Scoring'!$E$4:$J$4,0),TRUE)","v":0}]
[{"$f":"'A. Population Info'!A94","v":89},{"$f":"'A. Population Info'!L94","v":2},null,null,null,null,{"$f":"VLOOKUP(OFFSET($B:$B,,MATCH(G$4,$B$4:$F$4,0)-1),OFFSET('C. PoC Adj Factor Scoring'!$E$5:$J$282,,MATCH(G$4,'C. PoC Adj Factor Scoring'!$E$3:$AH$3,0)-1),MATCH(G$2&\" Score\",'C. PoC Adj Factor Scoring'!$E$4:$J$4,0),TRUE)","v":2},null,null,null,null,{"$f":"VLOOKUP(OFFSET($B:$B,,MATCH(L$4,$B$4:$F$4,0)-1),OFFSET('C. PoC Adj Factor Scoring'!$E$5:$J$282,,MATCH(L$4,'C. PoC Adj Factor Scoring'!$E$3:$AH$3,0)-1),MATCH(L$2&\" Score\",'C. PoC Adj Factor Scoring'!$E$4:$J$4,0),TRUE)","v":2},null,null,null,null,{"$f":"VLOOKUP(OFFSET($B:$B,,MATCH(Q$4,$B$4:$F$4,0)-1),OFFSET('C. PoC Adj Factor Scoring'!$E$5:$J$282,,MATCH(Q$4,'C. PoC Adj Factor Scoring'!$E$3:$AH$3,0)-1),MATCH(Q$2&\" Score\",'C. PoC Adj Factor Scoring'!$E$4:$J$4,0),TRUE)","v":2},null,null,null,null,{"$f":"VLOOKUP(OFFSET($B:$B,,MATCH(V$4,$B$4:$F$4,0)-1),OFFSET('C. PoC Adj Factor Scoring'!$E$5:$J$282,,MATCH(V$4,'C. PoC Adj Factor Scoring'!$E$3:$AH$3,0)-1),MATCH(V$2&\" Score\",'C. PoC Adj Factor Scoring'!$E$4:$J$4,0),TRUE)","v":2},null,null,null,null,{"$f":"VLOOKUP(OFFSET($B:$B,,MATCH(AA$4,$B$4:$F$4,0)-1),OFFSET('C. PoC Adj Factor Scoring'!$E$5:$J$282,,MATCH(AA$4,'C. PoC Adj Factor Scoring'!$E$3:$AH$3,0)-1),MATCH(AA$2&\" Score\",'C. PoC Adj Factor Scoring'!$E$4:$J$4,0),TRUE)","v":0}]
[{"$f":"'A. Population Info'!A95","v":90},{"$f":"'A. Population Info'!L95","v":1},null,null,null,null,{"$f":"VLOOKUP(OFFSET($B:$B,,MATCH(G$4,$B$4:$F$4,0)-1),OFFSET('C. PoC Adj Factor Scoring'!$E$5:$J$282,,MATCH(G$4,'C. PoC Adj Factor Scoring'!$E$3:$AH$3,0)-1),MATCH(G$2&\" Score\",'C. PoC Adj Factor Scoring'!$E$4:$J$4,0),TRUE)","v":1},null,null,null,null,{"$f":"VLOOKUP(OFFSET($B:$B,,MATCH(L$4,$B$4:$F$4,0)-1),OFFSET('C. PoC Adj Factor Scoring'!$E$5:$J$282,,MATCH(L$4,'C. PoC Adj Factor Scoring'!$E$3:$AH$3,0)-1),MATCH(L$2&\" Score\",'C. PoC Adj Factor Scoring'!$E$4:$J$4,0),TRUE)","v":1},null,null,null,null,{"$f":"VLOOKUP(OFFSET($B:$B,,MATCH(Q$4,$B$4:$F$4,0)-1),OFFSET('C. PoC Adj Factor Scoring'!$E$5:$J$282,,MATCH(Q$4,'C. PoC Adj Factor Scoring'!$E$3:$AH$3,0)-1),MATCH(Q$2&\" Score\",'C. PoC Adj Factor Scoring'!$E$4:$J$4,0),TRUE)","v":1},null,null,null,null,{"$f":"VLOOKUP(OFFSET($B:$B,,MATCH(V$4,$B$4:$F$4,0)-1),OFFSET('C. PoC Adj Factor Scoring'!$E$5:$J$282,,MATCH(V$4,'C. PoC Adj Factor Scoring'!$E$3:$AH$3,0)-1),MATCH(V$2&\" Score\",'C. PoC Adj Factor Scoring'!$E$4:$J$4,0),TRUE)","v":1},null,null,null,null,{"$f":"VLOOKUP(OFFSET($B:$B,,MATCH(AA$4,$B$4:$F$4,0)-1),OFFSET('C. PoC Adj Factor Scoring'!$E$5:$J$282,,MATCH(AA$4,'C. PoC Adj Factor Scoring'!$E$3:$AH$3,0)-1),MATCH(AA$2&\" Score\",'C. PoC Adj Factor Scoring'!$E$4:$J$4,0),TRUE)","v":0}]
[{"$f":"'A. Population Info'!A96","v":91},{"$f":"'A. Population Info'!L96","v":2},null,null,null,null,{"$f":"VLOOKUP(OFFSET($B:$B,,MATCH(G$4,$B$4:$F$4,0)-1),OFFSET('C. PoC Adj Factor Scoring'!$E$5:$J$282,,MATCH(G$4,'C. PoC Adj Factor Scoring'!$E$3:$AH$3,0)-1),MATCH(G$2&\" Score\",'C. PoC Adj Factor Scoring'!$E$4:$J$4,0),TRUE)","v":2},null,null,null,null,{"$f":"VLOOKUP(OFFSET($B:$B,,MATCH(L$4,$B$4:$F$4,0)-1),OFFSET('C. PoC Adj Factor Scoring'!$E$5:$J$282,,MATCH(L$4,'C. PoC Adj Factor Scoring'!$E$3:$AH$3,0)-1),MATCH(L$2&\" Score\",'C. PoC Adj Factor Scoring'!$E$4:$J$4,0),TRUE)","v":2},null,null,null,null,{"$f":"VLOOKUP(OFFSET($B:$B,,MATCH(Q$4,$B$4:$F$4,0)-1),OFFSET('C. PoC Adj Factor Scoring'!$E$5:$J$282,,MATCH(Q$4,'C. PoC Adj Factor Scoring'!$E$3:$AH$3,0)-1),MATCH(Q$2&\" Score\",'C. PoC Adj Factor Scoring'!$E$4:$J$4,0),TRUE)","v":2},null,null,null,null,{"$f":"VLOOKUP(OFFSET($B:$B,,MATCH(V$4,$B$4:$F$4,0)-1),OFFSET('C. PoC Adj Factor Scoring'!$E$5:$J$282,,MATCH(V$4,'C. PoC Adj Factor Scoring'!$E$3:$AH$3,0)-1),MATCH(V$2&\" Score\",'C. PoC Adj Factor Scoring'!$E$4:$J$4,0),TRUE)","v":2},null,null,null,null,{"$f":"VLOOKUP(OFFSET($B:$B,,MATCH(AA$4,$B$4:$F$4,0)-1),OFFSET('C. PoC Adj Factor Scoring'!$E$5:$J$282,,MATCH(AA$4,'C. PoC Adj Factor Scoring'!$E$3:$AH$3,0)-1),MATCH(AA$2&\" Score\",'C. PoC Adj Factor Scoring'!$E$4:$J$4,0),TRUE)","v":0}]
[{"$f":"'A. Population Info'!A97","v":92},{"$f":"'A. Population Info'!L97","v":2},null,null,null,null,{"$f":"VLOOKUP(OFFSET($B:$B,,MATCH(G$4,$B$4:$F$4,0)-1),OFFSET('C. PoC Adj Factor Scoring'!$E$5:$J$282,,MATCH(G$4,'C. PoC Adj Factor Scoring'!$E$3:$AH$3,0)-1),MATCH(G$2&\" Score\",'C. PoC Adj Factor Scoring'!$E$4:$J$4,0),TRUE)","v":2},null,null,null,null,{"$f":"VLOOKUP(OFFSET($B:$B,,MATCH(L$4,$B$4:$F$4,0)-1),OFFSET('C. PoC Adj Factor Scoring'!$E$5:$J$282,,MATCH(L$4,'C. PoC Adj Factor Scoring'!$E$3:$AH$3,0)-1),MATCH(L$2&\" Score\",'C. PoC Adj Factor Scoring'!$E$4:$J$4,0),TRUE)","v":2},null,null,null,null,{"$f":"VLOOKUP(OFFSET($B:$B,,MATCH(Q$4,$B$4:$F$4,0)-1),OFFSET('C. PoC Adj Factor Scoring'!$E$5:$J$282,,MATCH(Q$4,'C. PoC Adj Factor Scoring'!$E$3:$AH$3,0)-1),MATCH(Q$2&\" Score\",'C. PoC Adj Factor Scoring'!$E$4:$J$4,0),TRUE)","v":2},null,null,null,null,{"$f":"VLOOKUP(OFFSET($B:$B,,MATCH(V$4,$B$4:$F$4,0)-1),OFFSET('C. PoC Adj Factor Scoring'!$E$5:$J$282,,MATCH(V$4,'C. PoC Adj Factor Scoring'!$E$3:$AH$3,0)-1),MATCH(V$2&\" Score\",'C. PoC Adj Factor Scoring'!$E$4:$J$4,0),TRUE)","v":2},null,null,null,null,{"$f":"VLOOKUP(OFFSET($B:$B,,MATCH(AA$4,$B$4:$F$4,0)-1),OFFSET('C. PoC Adj Factor Scoring'!$E$5:$J$282,,MATCH(AA$4,'C. PoC Adj Factor Scoring'!$E$3:$AH$3,0)-1),MATCH(AA$2&\" Score\",'C. PoC Adj Factor Scoring'!$E$4:$J$4,0),TRUE)","v":0}]
[{"$f":"'A. Population Info'!A98","v":93},{"$f":"'A. Population Info'!L98","v":2},null,null,null,null,{"$f":"VLOOKUP(OFFSET($B:$B,,MATCH(G$4,$B$4:$F$4,0)-1),OFFSET('C. PoC Adj Factor Scoring'!$E$5:$J$282,,MATCH(G$4,'C. PoC Adj Factor Scoring'!$E$3:$AH$3,0)-1),MATCH(G$2&\" Score\",'C. PoC Adj Factor Scoring'!$E$4:$J$4,0),TRUE)","v":2},null,null,null,null,{"$f":"VLOOKUP(OFFSET($B:$B,,MATCH(L$4,$B$4:$F$4,0)-1),OFFSET('C. PoC Adj Factor Scoring'!$E$5:$J$282,,MATCH(L$4,'C. PoC Adj Factor Scoring'!$E$3:$AH$3,0)-1),MATCH(L$2&\" Score\",'C. PoC Adj Factor Scoring'!$E$4:$J$4,0),TRUE)","v":2},null,null,null,null,{"$f":"VLOOKUP(OFFSET($B:$B,,MATCH(Q$4,$B$4:$F$4,0)-1),OFFSET('C. PoC Adj Factor Scoring'!$E$5:$J$282,,MATCH(Q$4,'C. PoC Adj Factor Scoring'!$E$3:$AH$3,0)-1),MATCH(Q$2&\" Score\",'C. PoC Adj Factor Scoring'!$E$4:$J$4,0),TRUE)","v":2},null,null,null,null,{"$f":"VLOOKUP(OFFSET($B:$B,,MATCH(V$4,$B$4:$F$4,0)-1),OFFSET('C. PoC Adj Factor Scoring'!$E$5:$J$282,,MATCH(V$4,'C. PoC Adj Factor Scoring'!$E$3:$AH$3,0)-1),MATCH(V$2&\" Score\",'C. PoC Adj Factor Scoring'!$E$4:$J$4,0),TRUE)","v":2},null,null,null,null,{"$f":"VLOOKUP(OFFSET($B:$B,,MATCH(AA$4,$B$4:$F$4,0)-1),OFFSET('C. PoC Adj Factor Scoring'!$E$5:$J$282,,MATCH(AA$4,'C. PoC Adj Factor Scoring'!$E$3:$AH$3,0)-1),MATCH(AA$2&\" Score\",'C. PoC Adj Factor Scoring'!$E$4:$J$4,0),TRUE)","v":0}]
[{"$f":"'A. Population Info'!A99","v":94},{"$f":"'A. Population Info'!L99","v":2},null,null,null,null,{"$f":"VLOOKUP(OFFSET($B:$B,,MATCH(G$4,$B$4:$F$4,0)-1),OFFSET('C. PoC Adj Factor Scoring'!$E$5:$J$282,,MATCH(G$4,'C. PoC Adj Factor Scoring'!$E$3:$AH$3,0)-1),MATCH(G$2&\" Score\",'C. PoC Adj Factor Scoring'!$E$4:$J$4,0),TRUE)","v":2},null,null,null,null,{"$f":"VLOOKUP(OFFSET($B:$B,,MATCH(L$4,$B$4:$F$4,0)-1),OFFSET('C. PoC Adj Factor Scoring'!$E$5:$J$282,,MATCH(L$4,'C. PoC Adj Factor Scoring'!$E$3:$AH$3,0)-1),MATCH(L$2&\" Score\",'C. PoC Adj Factor Scoring'!$E$4:$J$4,0),TRUE)","v":2},null,null,null,null,{"$f":"VLOOKUP(OFFSET($B:$B,,MATCH(Q$4,$B$4:$F$4,0)-1),OFFSET('C. PoC Adj Factor Scoring'!$E$5:$J$282,,MATCH(Q$4,'C. PoC Adj Factor Scoring'!$E$3:$AH$3,0)-1),MATCH(Q$2&\" Score\",'C. PoC Adj Factor Scoring'!$E$4:$J$4,0),TRUE)","v":2},null,null,null,null,{"$f":"VLOOKUP(OFFSET($B:$B,,MATCH(V$4,$B$4:$F$4,0)-1),OFFSET('C. PoC Adj Factor Scoring'!$E$5:$J$282,,MATCH(V$4,'C. PoC Adj Factor Scoring'!$E$3:$AH$3,0)-1),MATCH(V$2&\" Score\",'C. PoC Adj Factor Scoring'!$E$4:$J$4,0),TRUE)","v":2},null,null,null,null,{"$f":"VLOOKUP(OFFSET($B:$B,,MATCH(AA$4,$B$4:$F$4,0)-1),OFFSET('C. PoC Adj Factor Scoring'!$E$5:$J$282,,MATCH(AA$4,'C. PoC Adj Factor Scoring'!$E$3:$AH$3,0)-1),MATCH(AA$2&\" Score\",'C. PoC Adj Factor Scoring'!$E$4:$J$4,0),TRUE)","v":0}]
[{"$f":"'A. Population Info'!A100","v":95},{"$f":"'A. Population Info'!L100","v":2},null,null,null,null,{"$f":"VLOOKUP(OFFSET($B:$B,,MATCH(G$4,$B$4:$F$4,0)-1),OFFSET('C. PoC Adj Factor Scoring'!$E$5:$J$282,,MATCH(G$4,'C. PoC Adj Factor Scoring'!$E$3:$AH$3,0)-1),MATCH(G$2&\" Score\",'C. PoC Adj Factor Scoring'!$E$4:$J$4,0),TRUE)","v":2},null,null,null,null,{"$f":"VLOOKUP(OFFSET($B:$B,,MATCH(L$4,$B$4:$F$4,0)-1),OFFSET('C. PoC Adj Factor Scoring'!$E$5:$J$282,,MATCH(L$4,'C. PoC Adj Factor Scoring'!$E$3:$AH$3,0)-1),MATCH(L$2&\" Score\",'C. PoC Adj Factor Scoring'!$E$4:$J$4,0),TRUE)","v":2},null,null,null,null,{"$f":"VLOOKUP(OFFSET($B:$B,,MATCH(Q$4,$B$4:$F$4,0)-1),OFFSET('C. PoC Adj Factor Scoring'!$E$5:$J$282,,MATCH(Q$4,'C. PoC Adj Factor Scoring'!$E$3:$AH$3,0)-1),MATCH(Q$2&\" Score\",'C. PoC Adj Factor Scoring'!$E$4:$J$4,0),TRUE)","v":2},null,null,null,null,{"$f":"VLOOKUP(OFFSET($B:$B,,MATCH(V$4,$B$4:$F$4,0)-1),OFFSET('C. PoC Adj Factor Scoring'!$E$5:$J$282,,MATCH(V$4,'C. PoC Adj Factor Scoring'!$E$3:$AH$3,0)-1),MATCH(V$2&\" Score\",'C. PoC Adj Factor Scoring'!$E$4:$J$4,0),TRUE)","v":2},null,null,null,null,{"$f":"VLOOKUP(OFFSET($B:$B,,MATCH(AA$4,$B$4:$F$4,0)-1),OFFSET('C. PoC Adj Factor Scoring'!$E$5:$J$282,,MATCH(AA$4,'C. PoC Adj Factor Scoring'!$E$3:$AH$3,0)-1),MATCH(AA$2&\" Score\",'C. PoC Adj Factor Scoring'!$E$4:$J$4,0),TRUE)","v":0}]
[{"$f":"'A. Population Info'!A101","v":96},{"$f":"'A. Population Info'!L101","v":2},null,null,null,null,{"$f":"VLOOKUP(OFFSET($B:$B,,MATCH(G$4,$B$4:$F$4,0)-1),OFFSET('C. PoC Adj Factor Scoring'!$E$5:$J$282,,MATCH(G$4,'C. PoC Adj Factor Scoring'!$E$3:$AH$3,0)-1),MATCH(G$2&\" Score\",'C. PoC Adj Factor Scoring'!$E$4:$J$4,0),TRUE)","v":2},null,null,null,null,{"$f":"VLOOKUP(OFFSET($B:$B,,MATCH(L$4,$B$4:$F$4,0)-1),OFFSET('C. PoC Adj Factor Scoring'!$E$5:$J$282,,MATCH(L$4,'C. PoC Adj Factor Scoring'!$E$3:$AH$3,0)-1),MATCH(L$2&\" Score\",'C. PoC Adj Factor Scoring'!$E$4:$J$4,0),TRUE)","v":2},null,null,null,null,{"$f":"VLOOKUP(OFFSET($B:$B,,MATCH(Q$4,$B$4:$F$4,0)-1),OFFSET('C. PoC Adj Factor Scoring'!$E$5:$J$282,,MATCH(Q$4,'C. PoC Adj Factor Scoring'!$E$3:$AH$3,0)-1),MATCH(Q$2&\" Score\",'C. PoC Adj Factor Scoring'!$E$4:$J$4,0),TRUE)","v":2},null,null,null,null,{"$f":"VLOOKUP(OFFSET($B:$B,,MATCH(V$4,$B$4:$F$4,0)-1),OFFSET('C. PoC Adj Factor Scoring'!$E$5:$J$282,,MATCH(V$4,'C. PoC Adj Factor Scoring'!$E$3:$AH$3,0)-1),MATCH(V$2&\" Score\",'C. PoC Adj Factor Scoring'!$E$4:$J$4,0),TRUE)","v":2},null,null,null,null,{"$f":"VLOOKUP(OFFSET($B:$B,,MATCH(AA$4,$B$4:$F$4,0)-1),OFFSET('C. PoC Adj Factor Scoring'!$E$5:$J$282,,MATCH(AA$4,'C. PoC Adj Factor Scoring'!$E$3:$AH$3,0)-1),MATCH(AA$2&\" Score\",'C. PoC Adj Factor Scoring'!$E$4:$J$4,0),TRUE)","v":0}]
[{"$f":"'A. Population Info'!A102","v":97},{"$f":"'A. Population Info'!L102","v":2},null,null,null,null,{"$f":"VLOOKUP(OFFSET($B:$B,,MATCH(G$4,$B$4:$F$4,0)-1),OFFSET('C. PoC Adj Factor Scoring'!$E$5:$J$282,,MATCH(G$4,'C. PoC Adj Factor Scoring'!$E$3:$AH$3,0)-1),MATCH(G$2&\" Score\",'C. PoC Adj Factor Scoring'!$E$4:$J$4,0),TRUE)","v":2},null,null,null,null,{"$f":"VLOOKUP(OFFSET($B:$B,,MATCH(L$4,$B$4:$F$4,0)-1),OFFSET('C. PoC Adj Factor Scoring'!$E$5:$J$282,,MATCH(L$4,'C. PoC Adj Factor Scoring'!$E$3:$AH$3,0)-1),MATCH(L$2&\" Score\",'C. PoC Adj Factor Scoring'!$E$4:$J$4,0),TRUE)","v":2},null,null,null,null,{"$f":"VLOOKUP(OFFSET($B:$B,,MATCH(Q$4,$B$4:$F$4,0)-1),OFFSET('C. PoC Adj Factor Scoring'!$E$5:$J$282,,MATCH(Q$4,'C. PoC Adj Factor Scoring'!$E$3:$AH$3,0)-1),MATCH(Q$2&\" Score\",'C. PoC Adj Factor Scoring'!$E$4:$J$4,0),TRUE)","v":2},null,null,null,null,{"$f":"VLOOKUP(OFFSET($B:$B,,MATCH(V$4,$B$4:$F$4,0)-1),OFFSET('C. PoC Adj Factor Scoring'!$E$5:$J$282,,MATCH(V$4,'C. PoC Adj Factor Scoring'!$E$3:$AH$3,0)-1),MATCH(V$2&\" Score\",'C. PoC Adj Factor Scoring'!$E$4:$J$4,0),TRUE)","v":2},null,null,null,null,{"$f":"VLOOKUP(OFFSET($B:$B,,MATCH(AA$4,$B$4:$F$4,0)-1),OFFSET('C. PoC Adj Factor Scoring'!$E$5:$J$282,,MATCH(AA$4,'C. PoC Adj Factor Scoring'!$E$3:$AH$3,0)-1),MATCH(AA$2&\" Score\",'C. PoC Adj Factor Scoring'!$E$4:$J$4,0),TRUE)","v":0}]
[{"$f":"'A. Population Info'!A103","v":98},{"$f":"'A. Population Info'!L103","v":2},null,null,null,null,{"$f":"VLOOKUP(OFFSET($B:$B,,MATCH(G$4,$B$4:$F$4,0)-1),OFFSET('C. PoC Adj Factor Scoring'!$E$5:$J$282,,MATCH(G$4,'C. PoC Adj Factor Scoring'!$E$3:$AH$3,0)-1),MATCH(G$2&\" Score\",'C. PoC Adj Factor Scoring'!$E$4:$J$4,0),TRUE)","v":2},null,null,null,null,{"$f":"VLOOKUP(OFFSET($B:$B,,MATCH(L$4,$B$4:$F$4,0)-1),OFFSET('C. PoC Adj Factor Scoring'!$E$5:$J$282,,MATCH(L$4,'C. PoC Adj Factor Scoring'!$E$3:$AH$3,0)-1),MATCH(L$2&\" Score\",'C. PoC Adj Factor Scoring'!$E$4:$J$4,0),TRUE)","v":2},null,null,null,null,{"$f":"VLOOKUP(OFFSET($B:$B,,MATCH(Q$4,$B$4:$F$4,0)-1),OFFSET('C. PoC Adj Factor Scoring'!$E$5:$J$282,,MATCH(Q$4,'C. PoC Adj Factor Scoring'!$E$3:$AH$3,0)-1),MATCH(Q$2&\" Score\",'C. PoC Adj Factor Scoring'!$E$4:$J$4,0),TRUE)","v":2},null,null,null,null,{"$f":"VLOOKUP(OFFSET($B:$B,,MATCH(V$4,$B$4:$F$4,0)-1),OFFSET('C. PoC Adj Factor Scoring'!$E$5:$J$282,,MATCH(V$4,'C. PoC Adj Factor Scoring'!$E$3:$AH$3,0)-1),MATCH(V$2&\" Score\",'C. PoC Adj Factor Scoring'!$E$4:$J$4,0),TRUE)","v":2},null,null,null,null,{"$f":"VLOOKUP(OFFSET($B:$B,,MATCH(AA$4,$B$4:$F$4,0)-1),OFFSET('C. PoC Adj Factor Scoring'!$E$5:$J$282,,MATCH(AA$4,'C. PoC Adj Factor Scoring'!$E$3:$AH$3,0)-1),MATCH(AA$2&\" Score\",'C. PoC Adj Factor Scoring'!$E$4:$J$4,0),TRUE)","v":0}]
[{"$f":"'A. Population Info'!A104","v":99},{"$f":"'A. Population Info'!L104","v":2},null,null,null,null,{"$f":"VLOOKUP(OFFSET($B:$B,,MATCH(G$4,$B$4:$F$4,0)-1),OFFSET('C. PoC Adj Factor Scoring'!$E$5:$J$282,,MATCH(G$4,'C. PoC Adj Factor Scoring'!$E$3:$AH$3,0)-1),MATCH(G$2&\" Score\",'C. PoC Adj Factor Scoring'!$E$4:$J$4,0),TRUE)","v":2},null,null,null,null,{"$f":"VLOOKUP(OFFSET($B:$B,,MATCH(L$4,$B$4:$F$4,0)-1),OFFSET('C. PoC Adj Factor Scoring'!$E$5:$J$282,,MATCH(L$4,'C. PoC Adj Factor Scoring'!$E$3:$AH$3,0)-1),MATCH(L$2&\" Score\",'C. PoC Adj Factor Scoring'!$E$4:$J$4,0),TRUE)","v":2},null,null,null,null,{"$f":"VLOOKUP(OFFSET($B:$B,,MATCH(Q$4,$B$4:$F$4,0)-1),OFFSET('C. PoC Adj Factor Scoring'!$E$5:$J$282,,MATCH(Q$4,'C. PoC Adj Factor Scoring'!$E$3:$AH$3,0)-1),MATCH(Q$2&\" Score\",'C. PoC Adj Factor Scoring'!$E$4:$J$4,0),TRUE)","v":2},null,null,null,null,{"$f":"VLOOKUP(OFFSET($B:$B,,MATCH(V$4,$B$4:$F$4,0)-1),OFFSET('C. PoC Adj Factor Scoring'!$E$5:$J$282,,MATCH(V$4,'C. PoC Adj Factor Scoring'!$E$3:$AH$3,0)-1),MATCH(V$2&\" Score\",'C. PoC Adj Factor Scoring'!$E$4:$J$4,0),TRUE)","v":2},null,null,null,null,{"$f":"VLOOKUP(OFFSET($B:$B,,MATCH(AA$4,$B$4:$F$4,0)-1),OFFSET('C. PoC Adj Factor Scoring'!$E$5:$J$282,,MATCH(AA$4,'C. PoC Adj Factor Scoring'!$E$3:$AH$3,0)-1),MATCH(AA$2&\" Score\",'C. PoC Adj Factor Scoring'!$E$4:$J$4,0),TRUE)","v":0}]
[{"$f":"'A. Population Info'!A105","v":100},{"$f":"'A. Population Info'!L105","v":2},null,null,null,null,{"$f":"VLOOKUP(OFFSET($B:$B,,MATCH(G$4,$B$4:$F$4,0)-1),OFFSET('C. PoC Adj Factor Scoring'!$E$5:$J$282,,MATCH(G$4,'C. PoC Adj Factor Scoring'!$E$3:$AH$3,0)-1),MATCH(G$2&\" Score\",'C. PoC Adj Factor Scoring'!$E$4:$J$4,0),TRUE)","v":2},null,null,null,null,{"$f":"VLOOKUP(OFFSET($B:$B,,MATCH(L$4,$B$4:$F$4,0)-1),OFFSET('C. PoC Adj Factor Scoring'!$E$5:$J$282,,MATCH(L$4,'C. PoC Adj Factor Scoring'!$E$3:$AH$3,0)-1),MATCH(L$2&\" Score\",'C. PoC Adj Factor Scoring'!$E$4:$J$4,0),TRUE)","v":2},null,null,null,null,{"$f":"VLOOKUP(OFFSET($B:$B,,MATCH(Q$4,$B$4:$F$4,0)-1),OFFSET('C. PoC Adj Factor Scoring'!$E$5:$J$282,,MATCH(Q$4,'C. PoC Adj Factor Scoring'!$E$3:$AH$3,0)-1),MATCH(Q$2&\" Score\",'C. PoC Adj Factor Scoring'!$E$4:$J$4,0),TRUE)","v":2},null,null,null,null,{"$f":"VLOOKUP(OFFSET($B:$B,,MATCH(V$4,$B$4:$F$4,0)-1),OFFSET('C. PoC Adj Factor Scoring'!$E$5:$J$282,,MATCH(V$4,'C. PoC Adj Factor Scoring'!$E$3:$AH$3,0)-1),MATCH(V$2&\" Score\",'C. PoC Adj Factor Scoring'!$E$4:$J$4,0),TRUE)","v":2},null,null,null,null,{"$f":"VLOOKUP(OFFSET($B:$B,,MATCH(AA$4,$B$4:$F$4,0)-1),OFFSET('C. PoC Adj Factor Scoring'!$E$5:$J$282,,MATCH(AA$4,'C. PoC Adj Factor Scoring'!$E$3:$AH$3,0)-1),MATCH(AA$2&\" Score\",'C. PoC Adj Factor Scoring'!$E$4:$J$4,0),TRUE)","v":0}]
[{"$f":"'A. Population Info'!A106","v":101},{"$f":"'A. Population Info'!L106","v":2},null,null,null,null,{"$f":"VLOOKUP(OFFSET($B:$B,,MATCH(G$4,$B$4:$F$4,0)-1),OFFSET('C. PoC Adj Factor Scoring'!$E$5:$J$282,,MATCH(G$4,'C. PoC Adj Factor Scoring'!$E$3:$AH$3,0)-1),MATCH(G$2&\" Score\",'C. PoC Adj Factor Scoring'!$E$4:$J$4,0),TRUE)","v":2},null,null,null,null,{"$f":"VLOOKUP(OFFSET($B:$B,,MATCH(L$4,$B$4:$F$4,0)-1),OFFSET('C. PoC Adj Factor Scoring'!$E$5:$J$282,,MATCH(L$4,'C. PoC Adj Factor Scoring'!$E$3:$AH$3,0)-1),MATCH(L$2&\" Score\",'C. PoC Adj Factor Scoring'!$E$4:$J$4,0),TRUE)","v":2},null,null,null,null,{"$f":"VLOOKUP(OFFSET($B:$B,,MATCH(Q$4,$B$4:$F$4,0)-1),OFFSET('C. PoC Adj Factor Scoring'!$E$5:$J$282,,MATCH(Q$4,'C. PoC Adj Factor Scoring'!$E$3:$AH$3,0)-1),MATCH(Q$2&\" Score\",'C. PoC Adj Factor Scoring'!$E$4:$J$4,0),TRUE)","v":2},null,null,null,null,{"$f":"VLOOKUP(OFFSET($B:$B,,MATCH(V$4,$B$4:$F$4,0)-1),OFFSET('C. PoC Adj Factor Scoring'!$E$5:$J$282,,MATCH(V$4,'C. PoC Adj Factor Scoring'!$E$3:$AH$3,0)-1),MATCH(V$2&\" Score\",'C. PoC Adj Factor Scoring'!$E$4:$J$4,0),TRUE)","v":2},null,null,null,null,{"$f":"VLOOKUP(OFFSET($B:$B,,MATCH(AA$4,$B$4:$F$4,0)-1),OFFSET('C. PoC Adj Factor Scoring'!$E$5:$J$282,,MATCH(AA$4,'C. PoC Adj Factor Scoring'!$E$3:$AH$3,0)-1),MATCH(AA$2&\" Score\",'C. PoC Adj Factor Scoring'!$E$4:$J$4,0),TRUE)","v":0}]
[{"$f":"'A. Population Info'!A107","v":102},{"$f":"'A. Population Info'!L107","v":2},null,null,null,null,{"$f":"VLOOKUP(OFFSET($B:$B,,MATCH(G$4,$B$4:$F$4,0)-1),OFFSET('C. PoC Adj Factor Scoring'!$E$5:$J$282,,MATCH(G$4,'C. PoC Adj Factor Scoring'!$E$3:$AH$3,0)-1),MATCH(G$2&\" Score\",'C. PoC Adj Factor Scoring'!$E$4:$J$4,0),TRUE)","v":2},null,null,null,null,{"$f":"VLOOKUP(OFFSET($B:$B,,MATCH(L$4,$B$4:$F$4,0)-1),OFFSET('C. PoC Adj Factor Scoring'!$E$5:$J$282,,MATCH(L$4,'C. PoC Adj Factor Scoring'!$E$3:$AH$3,0)-1),MATCH(L$2&\" Score\",'C. PoC Adj Factor Scoring'!$E$4:$J$4,0),TRUE)","v":2},null,null,null,null,{"$f":"VLOOKUP(OFFSET($B:$B,,MATCH(Q$4,$B$4:$F$4,0)-1),OFFSET('C. PoC Adj Factor Scoring'!$E$5:$J$282,,MATCH(Q$4,'C. PoC Adj Factor Scoring'!$E$3:$AH$3,0)-1),MATCH(Q$2&\" Score\",'C. PoC Adj Factor Scoring'!$E$4:$J$4,0),TRUE)","v":2},null,null,null,null,{"$f":"VLOOKUP(OFFSET($B:$B,,MATCH(V$4,$B$4:$F$4,0)-1),OFFSET('C. PoC Adj Factor Scoring'!$E$5:$J$282,,MATCH(V$4,'C. PoC Adj Factor Scoring'!$E$3:$AH$3,0)-1),MATCH(V$2&\" Score\",'C. PoC Adj Factor Scoring'!$E$4:$J$4,0),TRUE)","v":2},null,null,null,null,{"$f":"VLOOKUP(OFFSET($B:$B,,MATCH(AA$4,$B$4:$F$4,0)-1),OFFSET('C. PoC Adj Factor Scoring'!$E$5:$J$282,,MATCH(AA$4,'C. PoC Adj Factor Scoring'!$E$3:$AH$3,0)-1),MATCH(AA$2&\" Score\",'C. PoC Adj Factor Scoring'!$E$4:$J$4,0),TRUE)","v":0}]
[{"$f":"'A. Population Info'!A108","v":103},{"$f":"'A. Population Info'!L108","v":2},null,null,null,null,{"$f":"VLOOKUP(OFFSET($B:$B,,MATCH(G$4,$B$4:$F$4,0)-1),OFFSET('C. PoC Adj Factor Scoring'!$E$5:$J$282,,MATCH(G$4,'C. PoC Adj Factor Scoring'!$E$3:$AH$3,0)-1),MATCH(G$2&\" Score\",'C. PoC Adj Factor Scoring'!$E$4:$J$4,0),TRUE)","v":2},null,null,null,null,{"$f":"VLOOKUP(OFFSET($B:$B,,MATCH(L$4,$B$4:$F$4,0)-1),OFFSET('C. PoC Adj Factor Scoring'!$E$5:$J$282,,MATCH(L$4,'C. PoC Adj Factor Scoring'!$E$3:$AH$3,0)-1),MATCH(L$2&\" Score\",'C. PoC Adj Factor Scoring'!$E$4:$J$4,0),TRUE)","v":2},null,null,null,null,{"$f":"VLOOKUP(OFFSET($B:$B,,MATCH(Q$4,$B$4:$F$4,0)-1),OFFSET('C. PoC Adj Factor Scoring'!$E$5:$J$282,,MATCH(Q$4,'C. PoC Adj Factor Scoring'!$E$3:$AH$3,0)-1),MATCH(Q$2&\" Score\",'C. PoC Adj Factor Scoring'!$E$4:$J$4,0),TRUE)","v":2},null,null,null,null,{"$f":"VLOOKUP(OFFSET($B:$B,,MATCH(V$4,$B$4:$F$4,0)-1),OFFSET('C. PoC Adj Factor Scoring'!$E$5:$J$282,,MATCH(V$4,'C. PoC Adj Factor Scoring'!$E$3:$AH$3,0)-1),MATCH(V$2&\" Score\",'C. PoC Adj Factor Scoring'!$E$4:$J$4,0),TRUE)","v":2},null,null,null,null,{"$f":"VLOOKUP(OFFSET($B:$B,,MATCH(AA$4,$B$4:$F$4,0)-1),OFFSET('C. PoC Adj Factor Scoring'!$E$5:$J$282,,MATCH(AA$4,'C. PoC Adj Factor Scoring'!$E$3:$AH$3,0)-1),MATCH(AA$2&\" Score\",'C. PoC Adj Factor Scoring'!$E$4:$J$4,0),TRUE)","v":0}]
[{"$f":"'A. Population Info'!A109","v":104},{"$f":"'A. Population Info'!L109","v":1},null,null,null,null,{"$f":"VLOOKUP(OFFSET($B:$B,,MATCH(G$4,$B$4:$F$4,0)-1),OFFSET('C. PoC Adj Factor Scoring'!$E$5:$J$282,,MATCH(G$4,'C. PoC Adj Factor Scoring'!$E$3:$AH$3,0)-1),MATCH(G$2&\" Score\",'C. PoC Adj Factor Scoring'!$E$4:$J$4,0),TRUE)","v":1},null,null,null,null,{"$f":"VLOOKUP(OFFSET($B:$B,,MATCH(L$4,$B$4:$F$4,0)-1),OFFSET('C. PoC Adj Factor Scoring'!$E$5:$J$282,,MATCH(L$4,'C. PoC Adj Factor Scoring'!$E$3:$AH$3,0)-1),MATCH(L$2&\" Score\",'C. PoC Adj Factor Scoring'!$E$4:$J$4,0),TRUE)","v":1},null,null,null,null,{"$f":"VLOOKUP(OFFSET($B:$B,,MATCH(Q$4,$B$4:$F$4,0)-1),OFFSET('C. PoC Adj Factor Scoring'!$E$5:$J$282,,MATCH(Q$4,'C. PoC Adj Factor Scoring'!$E$3:$AH$3,0)-1),MATCH(Q$2&\" Score\",'C. PoC Adj Factor Scoring'!$E$4:$J$4,0),TRUE)","v":1},null,null,null,null,{"$f":"VLOOKUP(OFFSET($B:$B,,MATCH(V$4,$B$4:$F$4,0)-1),OFFSET('C. PoC Adj Factor Scoring'!$E$5:$J$282,,MATCH(V$4,'C. PoC Adj Factor Scoring'!$E$3:$AH$3,0)-1),MATCH(V$2&\" Score\",'C. PoC Adj Factor Scoring'!$E$4:$J$4,0),TRUE)","v":1},null,null,null,null,{"$f":"VLOOKUP(OFFSET($B:$B,,MATCH(AA$4,$B$4:$F$4,0)-1),OFFSET('C. PoC Adj Factor Scoring'!$E$5:$J$282,,MATCH(AA$4,'C. PoC Adj Factor Scoring'!$E$3:$AH$3,0)-1),MATCH(AA$2&\" Score\",'C. PoC Adj Factor Scoring'!$E$4:$J$4,0),TRUE)","v":0}]
[{"$f":"'A. Population Info'!A110","v":105},{"$f":"'A. Population Info'!L110","v":2},null,null,null,null,{"$f":"VLOOKUP(OFFSET($B:$B,,MATCH(G$4,$B$4:$F$4,0)-1),OFFSET('C. PoC Adj Factor Scoring'!$E$5:$J$282,,MATCH(G$4,'C. PoC Adj Factor Scoring'!$E$3:$AH$3,0)-1),MATCH(G$2&\" Score\",'C. PoC Adj Factor Scoring'!$E$4:$J$4,0),TRUE)","v":2},null,null,null,null,{"$f":"VLOOKUP(OFFSET($B:$B,,MATCH(L$4,$B$4:$F$4,0)-1),OFFSET('C. PoC Adj Factor Scoring'!$E$5:$J$282,,MATCH(L$4,'C. PoC Adj Factor Scoring'!$E$3:$AH$3,0)-1),MATCH(L$2&\" Score\",'C. PoC Adj Factor Scoring'!$E$4:$J$4,0),TRUE)","v":2},null,null,null,null,{"$f":"VLOOKUP(OFFSET($B:$B,,MATCH(Q$4,$B$4:$F$4,0)-1),OFFSET('C. PoC Adj Factor Scoring'!$E$5:$J$282,,MATCH(Q$4,'C. PoC Adj Factor Scoring'!$E$3:$AH$3,0)-1),MATCH(Q$2&\" Score\",'C. PoC Adj Factor Scoring'!$E$4:$J$4,0),TRUE)","v":2},null,null,null,null,{"$f":"VLOOKUP(OFFSET($B:$B,,MATCH(V$4,$B$4:$F$4,0)-1),OFFSET('C. PoC Adj Factor Scoring'!$E$5:$J$282,,MATCH(V$4,'C. PoC Adj Factor Scoring'!$E$3:$AH$3,0)-1),MATCH(V$2&\" Score\",'C. PoC Adj Factor Scoring'!$E$4:$J$4,0),TRUE)","v":2},null,null,null,null,{"$f":"VLOOKUP(OFFSET($B:$B,,MATCH(AA$4,$B$4:$F$4,0)-1),OFFSET('C. PoC Adj Factor Scoring'!$E$5:$J$282,,MATCH(AA$4,'C. PoC Adj Factor Scoring'!$E$3:$AH$3,0)-1),MATCH(AA$2&\" Score\",'C. PoC Adj Factor Scoring'!$E$4:$J$4,0),TRUE)","v":0}]
[{"$f":"'A. Population Info'!A111","v":106},{"$f":"'A. Population Info'!L111","v":1},null,null,null,null,{"$f":"VLOOKUP(OFFSET($B:$B,,MATCH(G$4,$B$4:$F$4,0)-1),OFFSET('C. PoC Adj Factor Scoring'!$E$5:$J$282,,MATCH(G$4,'C. PoC Adj Factor Scoring'!$E$3:$AH$3,0)-1),MATCH(G$2&\" Score\",'C. PoC Adj Factor Scoring'!$E$4:$J$4,0),TRUE)","v":1},null,null,null,null,{"$f":"VLOOKUP(OFFSET($B:$B,,MATCH(L$4,$B$4:$F$4,0)-1),OFFSET('C. PoC Adj Factor Scoring'!$E$5:$J$282,,MATCH(L$4,'C. PoC Adj Factor Scoring'!$E$3:$AH$3,0)-1),MATCH(L$2&\" Score\",'C. PoC Adj Factor Scoring'!$E$4:$J$4,0),TRUE)","v":1},null,null,null,null,{"$f":"VLOOKUP(OFFSET($B:$B,,MATCH(Q$4,$B$4:$F$4,0)-1),OFFSET('C. PoC Adj Factor Scoring'!$E$5:$J$282,,MATCH(Q$4,'C. PoC Adj Factor Scoring'!$E$3:$AH$3,0)-1),MATCH(Q$2&\" Score\",'C. PoC Adj Factor Scoring'!$E$4:$J$4,0),TRUE)","v":1},null,null,null,null,{"$f":"VLOOKUP(OFFSET($B:$B,,MATCH(V$4,$B$4:$F$4,0)-1),OFFSET('C. PoC Adj Factor Scoring'!$E$5:$J$282,,MATCH(V$4,'C. PoC Adj Factor Scoring'!$E$3:$AH$3,0)-1),MATCH(V$2&\" Score\",'C. PoC Adj Factor Scoring'!$E$4:$J$4,0),TRUE)","v":1},null,null,null,null,{"$f":"VLOOKUP(OFFSET($B:$B,,MATCH(AA$4,$B$4:$F$4,0)-1),OFFSET('C. PoC Adj Factor Scoring'!$E$5:$J$282,,MATCH(AA$4,'C. PoC Adj Factor Scoring'!$E$3:$AH$3,0)-1),MATCH(AA$2&\" Score\",'C. PoC Adj Factor Scoring'!$E$4:$J$4,0),TRUE)","v":0}]
[{"$f":"'A. Population Info'!A112","v":107},{"$f":"'A. Population Info'!L112","v":2},null,null,null,null,{"$f":"VLOOKUP(OFFSET($B:$B,,MATCH(G$4,$B$4:$F$4,0)-1),OFFSET('C. PoC Adj Factor Scoring'!$E$5:$J$282,,MATCH(G$4,'C. PoC Adj Factor Scoring'!$E$3:$AH$3,0)-1),MATCH(G$2&\" Score\",'C. PoC Adj Factor Scoring'!$E$4:$J$4,0),TRUE)","v":2},null,null,null,null,{"$f":"VLOOKUP(OFFSET($B:$B,,MATCH(L$4,$B$4:$F$4,0)-1),OFFSET('C. PoC Adj Factor Scoring'!$E$5:$J$282,,MATCH(L$4,'C. PoC Adj Factor Scoring'!$E$3:$AH$3,0)-1),MATCH(L$2&\" Score\",'C. PoC Adj Factor Scoring'!$E$4:$J$4,0),TRUE)","v":2},null,null,null,null,{"$f":"VLOOKUP(OFFSET($B:$B,,MATCH(Q$4,$B$4:$F$4,0)-1),OFFSET('C. PoC Adj Factor Scoring'!$E$5:$J$282,,MATCH(Q$4,'C. PoC Adj Factor Scoring'!$E$3:$AH$3,0)-1),MATCH(Q$2&\" Score\",'C. PoC Adj Factor Scoring'!$E$4:$J$4,0),TRUE)","v":2},null,null,null,null,{"$f":"VLOOKUP(OFFSET($B:$B,,MATCH(V$4,$B$4:$F$4,0)-1),OFFSET('C. PoC Adj Factor Scoring'!$E$5:$J$282,,MATCH(V$4,'C. PoC Adj Factor Scoring'!$E$3:$AH$3,0)-1),MATCH(V$2&\" Score\",'C. PoC Adj Factor Scoring'!$E$4:$J$4,0),TRUE)","v":2},null,null,null,null,{"$f":"VLOOKUP(OFFSET($B:$B,,MATCH(AA$4,$B$4:$F$4,0)-1),OFFSET('C. PoC Adj Factor Scoring'!$E$5:$J$282,,MATCH(AA$4,'C. PoC Adj Factor Scoring'!$E$3:$AH$3,0)-1),MATCH(AA$2&\" Score\",'C. PoC Adj Factor Scoring'!$E$4:$J$4,0),TRUE)","v":0}]
[{"$f":"'A. Population Info'!A113","v":108},{"$f":"'A. Population Info'!L113","v":2},null,null,null,null,{"$f":"VLOOKUP(OFFSET($B:$B,,MATCH(G$4,$B$4:$F$4,0)-1),OFFSET('C. PoC Adj Factor Scoring'!$E$5:$J$282,,MATCH(G$4,'C. PoC Adj Factor Scoring'!$E$3:$AH$3,0)-1),MATCH(G$2&\" Score\",'C. PoC Adj Factor Scoring'!$E$4:$J$4,0),TRUE)","v":2},null,null,null,null,{"$f":"VLOOKUP(OFFSET($B:$B,,MATCH(L$4,$B$4:$F$4,0)-1),OFFSET('C. PoC Adj Factor Scoring'!$E$5:$J$282,,MATCH(L$4,'C. PoC Adj Factor Scoring'!$E$3:$AH$3,0)-1),MATCH(L$2&\" Score\",'C. PoC Adj Factor Scoring'!$E$4:$J$4,0),TRUE)","v":2},null,null,null,null,{"$f":"VLOOKUP(OFFSET($B:$B,,MATCH(Q$4,$B$4:$F$4,0)-1),OFFSET('C. PoC Adj Factor Scoring'!$E$5:$J$282,,MATCH(Q$4,'C. PoC Adj Factor Scoring'!$E$3:$AH$3,0)-1),MATCH(Q$2&\" Score\",'C. PoC Adj Factor Scoring'!$E$4:$J$4,0),TRUE)","v":2},null,null,null,null,{"$f":"VLOOKUP(OFFSET($B:$B,,MATCH(V$4,$B$4:$F$4,0)-1),OFFSET('C. PoC Adj Factor Scoring'!$E$5:$J$282,,MATCH(V$4,'C. PoC Adj Factor Scoring'!$E$3:$AH$3,0)-1),MATCH(V$2&\" Score\",'C. PoC Adj Factor Scoring'!$E$4:$J$4,0),TRUE)","v":2},null,null,null,null,{"$f":"VLOOKUP(OFFSET($B:$B,,MATCH(AA$4,$B$4:$F$4,0)-1),OFFSET('C. PoC Adj Factor Scoring'!$E$5:$J$282,,MATCH(AA$4,'C. PoC Adj Factor Scoring'!$E$3:$AH$3,0)-1),MATCH(AA$2&\" Score\",'C. PoC Adj Factor Scoring'!$E$4:$J$4,0),TRUE)","v":0}]
[{"$f":"'A. Population Info'!A114","v":109},{"$f":"'A. Population Info'!L114","v":2},null,null,null,null,{"$f":"VLOOKUP(OFFSET($B:$B,,MATCH(G$4,$B$4:$F$4,0)-1),OFFSET('C. PoC Adj Factor Scoring'!$E$5:$J$282,,MATCH(G$4,'C. PoC Adj Factor Scoring'!$E$3:$AH$3,0)-1),MATCH(G$2&\" Score\",'C. PoC Adj Factor Scoring'!$E$4:$J$4,0),TRUE)","v":2},null,null,null,null,{"$f":"VLOOKUP(OFFSET($B:$B,,MATCH(L$4,$B$4:$F$4,0)-1),OFFSET('C. PoC Adj Factor Scoring'!$E$5:$J$282,,MATCH(L$4,'C. PoC Adj Factor Scoring'!$E$3:$AH$3,0)-1),MATCH(L$2&\" Score\",'C. PoC Adj Factor Scoring'!$E$4:$J$4,0),TRUE)","v":2},null,null,null,null,{"$f":"VLOOKUP(OFFSET($B:$B,,MATCH(Q$4,$B$4:$F$4,0)-1),OFFSET('C. PoC Adj Factor Scoring'!$E$5:$J$282,,MATCH(Q$4,'C. PoC Adj Factor Scoring'!$E$3:$AH$3,0)-1),MATCH(Q$2&\" Score\",'C. PoC Adj Factor Scoring'!$E$4:$J$4,0),TRUE)","v":2},null,null,null,null,{"$f":"VLOOKUP(OFFSET($B:$B,,MATCH(V$4,$B$4:$F$4,0)-1),OFFSET('C. PoC Adj Factor Scoring'!$E$5:$J$282,,MATCH(V$4,'C. PoC Adj Factor Scoring'!$E$3:$AH$3,0)-1),MATCH(V$2&\" Score\",'C. PoC Adj Factor Scoring'!$E$4:$J$4,0),TRUE)","v":2},null,null,null,null,{"$f":"VLOOKUP(OFFSET($B:$B,,MATCH(AA$4,$B$4:$F$4,0)-1),OFFSET('C. PoC Adj Factor Scoring'!$E$5:$J$282,,MATCH(AA$4,'C. PoC Adj Factor Scoring'!$E$3:$AH$3,0)-1),MATCH(AA$2&\" Score\",'C. PoC Adj Factor Scoring'!$E$4:$J$4,0),TRUE)","v":0}]
[{"$f":"'A. Population Info'!A115","v":110},{"$f":"'A. Population Info'!L115","v":2},null,null,null,null,{"$f":"VLOOKUP(OFFSET($B:$B,,MATCH(G$4,$B$4:$F$4,0)-1),OFFSET('C. PoC Adj Factor Scoring'!$E$5:$J$282,,MATCH(G$4,'C. PoC Adj Factor Scoring'!$E$3:$AH$3,0)-1),MATCH(G$2&\" Score\",'C. PoC Adj Factor Scoring'!$E$4:$J$4,0),TRUE)","v":2},null,null,null,null,{"$f":"VLOOKUP(OFFSET($B:$B,,MATCH(L$4,$B$4:$F$4,0)-1),OFFSET('C. PoC Adj Factor Scoring'!$E$5:$J$282,,MATCH(L$4,'C. PoC Adj Factor Scoring'!$E$3:$AH$3,0)-1),MATCH(L$2&\" Score\",'C. PoC Adj Factor Scoring'!$E$4:$J$4,0),TRUE)","v":2},null,null,null,null,{"$f":"VLOOKUP(OFFSET($B:$B,,MATCH(Q$4,$B$4:$F$4,0)-1),OFFSET('C. PoC Adj Factor Scoring'!$E$5:$J$282,,MATCH(Q$4,'C. PoC Adj Factor Scoring'!$E$3:$AH$3,0)-1),MATCH(Q$2&\" Score\",'C. PoC Adj Factor Scoring'!$E$4:$J$4,0),TRUE)","v":2},null,null,null,null,{"$f":"VLOOKUP(OFFSET($B:$B,,MATCH(V$4,$B$4:$F$4,0)-1),OFFSET('C. PoC Adj Factor Scoring'!$E$5:$J$282,,MATCH(V$4,'C. PoC Adj Factor Scoring'!$E$3:$AH$3,0)-1),MATCH(V$2&\" Score\",'C. PoC Adj Factor Scoring'!$E$4:$J$4,0),TRUE)","v":2},null,null,null,null,{"$f":"VLOOKUP(OFFSET($B:$B,,MATCH(AA$4,$B$4:$F$4,0)-1),OFFSET('C. PoC Adj Factor Scoring'!$E$5:$J$282,,MATCH(AA$4,'C. PoC Adj Factor Scoring'!$E$3:$AH$3,0)-1),MATCH(AA$2&\" Score\",'C. PoC Adj Factor Scoring'!$E$4:$J$4,0),TRUE)","v":0}]
[{"$f":"'A. Population Info'!A116","v":111},{"$f":"'A. Population Info'!L116","v":2},null,null,null,null,{"$f":"VLOOKUP(OFFSET($B:$B,,MATCH(G$4,$B$4:$F$4,0)-1),OFFSET('C. PoC Adj Factor Scoring'!$E$5:$J$282,,MATCH(G$4,'C. PoC Adj Factor Scoring'!$E$3:$AH$3,0)-1),MATCH(G$2&\" Score\",'C. PoC Adj Factor Scoring'!$E$4:$J$4,0),TRUE)","v":2},null,null,null,null,{"$f":"VLOOKUP(OFFSET($B:$B,,MATCH(L$4,$B$4:$F$4,0)-1),OFFSET('C. PoC Adj Factor Scoring'!$E$5:$J$282,,MATCH(L$4,'C. PoC Adj Factor Scoring'!$E$3:$AH$3,0)-1),MATCH(L$2&\" Score\",'C. PoC Adj Factor Scoring'!$E$4:$J$4,0),TRUE)","v":2},null,null,null,null,{"$f":"VLOOKUP(OFFSET($B:$B,,MATCH(Q$4,$B$4:$F$4,0)-1),OFFSET('C. PoC Adj Factor Scoring'!$E$5:$J$282,,MATCH(Q$4,'C. PoC Adj Factor Scoring'!$E$3:$AH$3,0)-1),MATCH(Q$2&\" Score\",'C. PoC Adj Factor Scoring'!$E$4:$J$4,0),TRUE)","v":2},null,null,null,null,{"$f":"VLOOKUP(OFFSET($B:$B,,MATCH(V$4,$B$4:$F$4,0)-1),OFFSET('C. PoC Adj Factor Scoring'!$E$5:$J$282,,MATCH(V$4,'C. PoC Adj Factor Scoring'!$E$3:$AH$3,0)-1),MATCH(V$2&\" Score\",'C. PoC Adj Factor Scoring'!$E$4:$J$4,0),TRUE)","v":2},null,null,null,null,{"$f":"VLOOKUP(OFFSET($B:$B,,MATCH(AA$4,$B$4:$F$4,0)-1),OFFSET('C. PoC Adj Factor Scoring'!$E$5:$J$282,,MATCH(AA$4,'C. PoC Adj Factor Scoring'!$E$3:$AH$3,0)-1),MATCH(AA$2&\" Score\",'C. PoC Adj Factor Scoring'!$E$4:$J$4,0),TRUE)","v":0}]
[{"$f":"'A. Population Info'!A117","v":112},{"$f":"'A. Population Info'!L117","v":1},null,null,null,null,{"$f":"VLOOKUP(OFFSET($B:$B,,MATCH(G$4,$B$4:$F$4,0)-1),OFFSET('C. PoC Adj Factor Scoring'!$E$5:$J$282,,MATCH(G$4,'C. PoC Adj Factor Scoring'!$E$3:$AH$3,0)-1),MATCH(G$2&\" Score\",'C. PoC Adj Factor Scoring'!$E$4:$J$4,0),TRUE)","v":1},null,null,null,null,{"$f":"VLOOKUP(OFFSET($B:$B,,MATCH(L$4,$B$4:$F$4,0)-1),OFFSET('C. PoC Adj Factor Scoring'!$E$5:$J$282,,MATCH(L$4,'C. PoC Adj Factor Scoring'!$E$3:$AH$3,0)-1),MATCH(L$2&\" Score\",'C. PoC Adj Factor Scoring'!$E$4:$J$4,0),TRUE)","v":1},null,null,null,null,{"$f":"VLOOKUP(OFFSET($B:$B,,MATCH(Q$4,$B$4:$F$4,0)-1),OFFSET('C. PoC Adj Factor Scoring'!$E$5:$J$282,,MATCH(Q$4,'C. PoC Adj Factor Scoring'!$E$3:$AH$3,0)-1),MATCH(Q$2&\" Score\",'C. PoC Adj Factor Scoring'!$E$4:$J$4,0),TRUE)","v":1},null,null,null,null,{"$f":"VLOOKUP(OFFSET($B:$B,,MATCH(V$4,$B$4:$F$4,0)-1),OFFSET('C. PoC Adj Factor Scoring'!$E$5:$J$282,,MATCH(V$4,'C. PoC Adj Factor Scoring'!$E$3:$AH$3,0)-1),MATCH(V$2&\" Score\",'C. PoC Adj Factor Scoring'!$E$4:$J$4,0),TRUE)","v":1},null,null,null,null,{"$f":"VLOOKUP(OFFSET($B:$B,,MATCH(AA$4,$B$4:$F$4,0)-1),OFFSET('C. PoC Adj Factor Scoring'!$E$5:$J$282,,MATCH(AA$4,'C. PoC Adj Factor Scoring'!$E$3:$AH$3,0)-1),MATCH(AA$2&\" Score\",'C. PoC Adj Factor Scoring'!$E$4:$J$4,0),TRUE)","v":0}]
[{"$f":"'A. Population Info'!A118","v":113},{"$f":"'A. Population Info'!L118","v":2},null,null,null,null,{"$f":"VLOOKUP(OFFSET($B:$B,,MATCH(G$4,$B$4:$F$4,0)-1),OFFSET('C. PoC Adj Factor Scoring'!$E$5:$J$282,,MATCH(G$4,'C. PoC Adj Factor Scoring'!$E$3:$AH$3,0)-1),MATCH(G$2&\" Score\",'C. PoC Adj Factor Scoring'!$E$4:$J$4,0),TRUE)","v":2},null,null,null,null,{"$f":"VLOOKUP(OFFSET($B:$B,,MATCH(L$4,$B$4:$F$4,0)-1),OFFSET('C. PoC Adj Factor Scoring'!$E$5:$J$282,,MATCH(L$4,'C. PoC Adj Factor Scoring'!$E$3:$AH$3,0)-1),MATCH(L$2&\" Score\",'C. PoC Adj Factor Scoring'!$E$4:$J$4,0),TRUE)","v":2},null,null,null,null,{"$f":"VLOOKUP(OFFSET($B:$B,,MATCH(Q$4,$B$4:$F$4,0)-1),OFFSET('C. PoC Adj Factor Scoring'!$E$5:$J$282,,MATCH(Q$4,'C. PoC Adj Factor Scoring'!$E$3:$AH$3,0)-1),MATCH(Q$2&\" Score\",'C. PoC Adj Factor Scoring'!$E$4:$J$4,0),TRUE)","v":2},null,null,null,null,{"$f":"VLOOKUP(OFFSET($B:$B,,MATCH(V$4,$B$4:$F$4,0)-1),OFFSET('C. PoC Adj Factor Scoring'!$E$5:$J$282,,MATCH(V$4,'C. PoC Adj Factor Scoring'!$E$3:$AH$3,0)-1),MATCH(V$2&\" Score\",'C. PoC Adj Factor Scoring'!$E$4:$J$4,0),TRUE)","v":2},null,null,null,null,{"$f":"VLOOKUP(OFFSET($B:$B,,MATCH(AA$4,$B$4:$F$4,0)-1),OFFSET('C. PoC Adj Factor Scoring'!$E$5:$J$282,,MATCH(AA$4,'C. PoC Adj Factor Scoring'!$E$3:$AH$3,0)-1),MATCH(AA$2&\" Score\",'C. PoC Adj Factor Scoring'!$E$4:$J$4,0),TRUE)","v":0}]
[{"$f":"'A. Population Info'!A119","v":114},{"$f":"'A. Population Info'!L119","v":1},null,null,null,null,{"$f":"VLOOKUP(OFFSET($B:$B,,MATCH(G$4,$B$4:$F$4,0)-1),OFFSET('C. PoC Adj Factor Scoring'!$E$5:$J$282,,MATCH(G$4,'C. PoC Adj Factor Scoring'!$E$3:$AH$3,0)-1),MATCH(G$2&\" Score\",'C. PoC Adj Factor Scoring'!$E$4:$J$4,0),TRUE)","v":1},null,null,null,null,{"$f":"VLOOKUP(OFFSET($B:$B,,MATCH(L$4,$B$4:$F$4,0)-1),OFFSET('C. PoC Adj Factor Scoring'!$E$5:$J$282,,MATCH(L$4,'C. PoC Adj Factor Scoring'!$E$3:$AH$3,0)-1),MATCH(L$2&\" Score\",'C. PoC Adj Factor Scoring'!$E$4:$J$4,0),TRUE)","v":1},null,null,null,null,{"$f":"VLOOKUP(OFFSET($B:$B,,MATCH(Q$4,$B$4:$F$4,0)-1),OFFSET('C. PoC Adj Factor Scoring'!$E$5:$J$282,,MATCH(Q$4,'C. PoC Adj Factor Scoring'!$E$3:$AH$3,0)-1),MATCH(Q$2&\" Score\",'C. PoC Adj Factor Scoring'!$E$4:$J$4,0),TRUE)","v":1},null,null,null,null,{"$f":"VLOOKUP(OFFSET($B:$B,,MATCH(V$4,$B$4:$F$4,0)-1),OFFSET('C. PoC Adj Factor Scoring'!$E$5:$J$282,,MATCH(V$4,'C. PoC Adj Factor Scoring'!$E$3:$AH$3,0)-1),MATCH(V$2&\" Score\",'C. PoC Adj Factor Scoring'!$E$4:$J$4,0),TRUE)","v":1},null,null,null,null,{"$f":"VLOOKUP(OFFSET($B:$B,,MATCH(AA$4,$B$4:$F$4,0)-1),OFFSET('C. PoC Adj Factor Scoring'!$E$5:$J$282,,MATCH(AA$4,'C. PoC Adj Factor Scoring'!$E$3:$AH$3,0)-1),MATCH(AA$2&\" Score\",'C. PoC Adj Factor Scoring'!$E$4:$J$4,0),TRUE)","v":0}]
[{"$f":"'A. Population Info'!A120","v":115},{"$f":"'A. Population Info'!L120","v":1},null,null,null,null,{"$f":"VLOOKUP(OFFSET($B:$B,,MATCH(G$4,$B$4:$F$4,0)-1),OFFSET('C. PoC Adj Factor Scoring'!$E$5:$J$282,,MATCH(G$4,'C. PoC Adj Factor Scoring'!$E$3:$AH$3,0)-1),MATCH(G$2&\" Score\",'C. PoC Adj Factor Scoring'!$E$4:$J$4,0),TRUE)","v":1},null,null,null,null,{"$f":"VLOOKUP(OFFSET($B:$B,,MATCH(L$4,$B$4:$F$4,0)-1),OFFSET('C. PoC Adj Factor Scoring'!$E$5:$J$282,,MATCH(L$4,'C. PoC Adj Factor Scoring'!$E$3:$AH$3,0)-1),MATCH(L$2&\" Score\",'C. PoC Adj Factor Scoring'!$E$4:$J$4,0),TRUE)","v":1},null,null,null,null,{"$f":"VLOOKUP(OFFSET($B:$B,,MATCH(Q$4,$B$4:$F$4,0)-1),OFFSET('C. PoC Adj Factor Scoring'!$E$5:$J$282,,MATCH(Q$4,'C. PoC Adj Factor Scoring'!$E$3:$AH$3,0)-1),MATCH(Q$2&\" Score\",'C. PoC Adj Factor Scoring'!$E$4:$J$4,0),TRUE)","v":1},null,null,null,null,{"$f":"VLOOKUP(OFFSET($B:$B,,MATCH(V$4,$B$4:$F$4,0)-1),OFFSET('C. PoC Adj Factor Scoring'!$E$5:$J$282,,MATCH(V$4,'C. PoC Adj Factor Scoring'!$E$3:$AH$3,0)-1),MATCH(V$2&\" Score\",'C. PoC Adj Factor Scoring'!$E$4:$J$4,0),TRUE)","v":1},null,null,null,null,{"$f":"VLOOKUP(OFFSET($B:$B,,MATCH(AA$4,$B$4:$F$4,0)-1),OFFSET('C. PoC Adj Factor Scoring'!$E$5:$J$282,,MATCH(AA$4,'C. PoC Adj Factor Scoring'!$E$3:$AH$3,0)-1),MATCH(AA$2&\" Score\",'C. PoC Adj Factor Scoring'!$E$4:$J$4,0),TRUE)","v":0}]
[{"$f":"'A. Population Info'!A121","v":116},{"$f":"'A. Population Info'!L121","v":3},null,null,null,null,{"$f":"VLOOKUP(OFFSET($B:$B,,MATCH(G$4,$B$4:$F$4,0)-1),OFFSET('C. PoC Adj Factor Scoring'!$E$5:$J$282,,MATCH(G$4,'C. PoC Adj Factor Scoring'!$E$3:$AH$3,0)-1),MATCH(G$2&\" Score\",'C. PoC Adj Factor Scoring'!$E$4:$J$4,0),TRUE)","v":3},null,null,null,null,{"$f":"VLOOKUP(OFFSET($B:$B,,MATCH(L$4,$B$4:$F$4,0)-1),OFFSET('C. PoC Adj Factor Scoring'!$E$5:$J$282,,MATCH(L$4,'C. PoC Adj Factor Scoring'!$E$3:$AH$3,0)-1),MATCH(L$2&\" Score\",'C. PoC Adj Factor Scoring'!$E$4:$J$4,0),TRUE)","v":3},null,null,null,null,{"$f":"VLOOKUP(OFFSET($B:$B,,MATCH(Q$4,$B$4:$F$4,0)-1),OFFSET('C. PoC Adj Factor Scoring'!$E$5:$J$282,,MATCH(Q$4,'C. PoC Adj Factor Scoring'!$E$3:$AH$3,0)-1),MATCH(Q$2&\" Score\",'C. PoC Adj Factor Scoring'!$E$4:$J$4,0),TRUE)","v":3},null,null,null,null,{"$f":"VLOOKUP(OFFSET($B:$B,,MATCH(V$4,$B$4:$F$4,0)-1),OFFSET('C. PoC Adj Factor Scoring'!$E$5:$J$282,,MATCH(V$4,'C. PoC Adj Factor Scoring'!$E$3:$AH$3,0)-1),MATCH(V$2&\" Score\",'C. PoC Adj Factor Scoring'!$E$4:$J$4,0),TRUE)","v":3},null,null,null,null,{"$f":"VLOOKUP(OFFSET($B:$B,,MATCH(AA$4,$B$4:$F$4,0)-1),OFFSET('C. PoC Adj Factor Scoring'!$E$5:$J$282,,MATCH(AA$4,'C. PoC Adj Factor Scoring'!$E$3:$AH$3,0)-1),MATCH(AA$2&\" Score\",'C. PoC Adj Factor Scoring'!$E$4:$J$4,0),TRUE)","v":0}]
[{"$f":"'A. Population Info'!A122","v":117},{"$f":"'A. Population Info'!L122","v":2},null,null,null,null,{"$f":"VLOOKUP(OFFSET($B:$B,,MATCH(G$4,$B$4:$F$4,0)-1),OFFSET('C. PoC Adj Factor Scoring'!$E$5:$J$282,,MATCH(G$4,'C. PoC Adj Factor Scoring'!$E$3:$AH$3,0)-1),MATCH(G$2&\" Score\",'C. PoC Adj Factor Scoring'!$E$4:$J$4,0),TRUE)","v":2},null,null,null,null,{"$f":"VLOOKUP(OFFSET($B:$B,,MATCH(L$4,$B$4:$F$4,0)-1),OFFSET('C. PoC Adj Factor Scoring'!$E$5:$J$282,,MATCH(L$4,'C. PoC Adj Factor Scoring'!$E$3:$AH$3,0)-1),MATCH(L$2&\" Score\",'C. PoC Adj Factor Scoring'!$E$4:$J$4,0),TRUE)","v":2},null,null,null,null,{"$f":"VLOOKUP(OFFSET($B:$B,,MATCH(Q$4,$B$4:$F$4,0)-1),OFFSET('C. PoC Adj Factor Scoring'!$E$5:$J$282,,MATCH(Q$4,'C. PoC Adj Factor Scoring'!$E$3:$AH$3,0)-1),MATCH(Q$2&\" Score\",'C. PoC Adj Factor Scoring'!$E$4:$J$4,0),TRUE)","v":2},null,null,null,null,{"$f":"VLOOKUP(OFFSET($B:$B,,MATCH(V$4,$B$4:$F$4,0)-1),OFFSET('C. PoC Adj Factor Scoring'!$E$5:$J$282,,MATCH(V$4,'C. PoC Adj Factor Scoring'!$E$3:$AH$3,0)-1),MATCH(V$2&\" Score\",'C. PoC Adj Factor Scoring'!$E$4:$J$4,0),TRUE)","v":2},null,null,null,null,{"$f":"VLOOKUP(OFFSET($B:$B,,MATCH(AA$4,$B$4:$F$4,0)-1),OFFSET('C. PoC Adj Factor Scoring'!$E$5:$J$282,,MATCH(AA$4,'C. PoC Adj Factor Scoring'!$E$3:$AH$3,0)-1),MATCH(AA$2&\" Score\",'C. PoC Adj Factor Scoring'!$E$4:$J$4,0),TRUE)","v":0}]
[{"$f":"'A. Population Info'!A123","v":118},{"$f":"'A. Population Info'!L123","v":2},null,null,null,null,{"$f":"VLOOKUP(OFFSET($B:$B,,MATCH(G$4,$B$4:$F$4,0)-1),OFFSET('C. PoC Adj Factor Scoring'!$E$5:$J$282,,MATCH(G$4,'C. PoC Adj Factor Scoring'!$E$3:$AH$3,0)-1),MATCH(G$2&\" Score\",'C. PoC Adj Factor Scoring'!$E$4:$J$4,0),TRUE)","v":2},null,null,null,null,{"$f":"VLOOKUP(OFFSET($B:$B,,MATCH(L$4,$B$4:$F$4,0)-1),OFFSET('C. PoC Adj Factor Scoring'!$E$5:$J$282,,MATCH(L$4,'C. PoC Adj Factor Scoring'!$E$3:$AH$3,0)-1),MATCH(L$2&\" Score\",'C. PoC Adj Factor Scoring'!$E$4:$J$4,0),TRUE)","v":2},null,null,null,null,{"$f":"VLOOKUP(OFFSET($B:$B,,MATCH(Q$4,$B$4:$F$4,0)-1),OFFSET('C. PoC Adj Factor Scoring'!$E$5:$J$282,,MATCH(Q$4,'C. PoC Adj Factor Scoring'!$E$3:$AH$3,0)-1),MATCH(Q$2&\" Score\",'C. PoC Adj Factor Scoring'!$E$4:$J$4,0),TRUE)","v":2},null,null,null,null,{"$f":"VLOOKUP(OFFSET($B:$B,,MATCH(V$4,$B$4:$F$4,0)-1),OFFSET('C. PoC Adj Factor Scoring'!$E$5:$J$282,,MATCH(V$4,'C. PoC Adj Factor Scoring'!$E$3:$AH$3,0)-1),MATCH(V$2&\" Score\",'C. PoC Adj Factor Scoring'!$E$4:$J$4,0),TRUE)","v":2},null,null,null,null,{"$f":"VLOOKUP(OFFSET($B:$B,,MATCH(AA$4,$B$4:$F$4,0)-1),OFFSET('C. PoC Adj Factor Scoring'!$E$5:$J$282,,MATCH(AA$4,'C. PoC Adj Factor Scoring'!$E$3:$AH$3,0)-1),MATCH(AA$2&\" Score\",'C. PoC Adj Factor Scoring'!$E$4:$J$4,0),TRUE)","v":0}]
[{"$f":"'A. Population Info'!A124","v":119},{"$f":"'A. Population Info'!L124","v":2},null,null,null,null,{"$f":"VLOOKUP(OFFSET($B:$B,,MATCH(G$4,$B$4:$F$4,0)-1),OFFSET('C. PoC Adj Factor Scoring'!$E$5:$J$282,,MATCH(G$4,'C. PoC Adj Factor Scoring'!$E$3:$AH$3,0)-1),MATCH(G$2&\" Score\",'C. PoC Adj Factor Scoring'!$E$4:$J$4,0),TRUE)","v":2},null,null,null,null,{"$f":"VLOOKUP(OFFSET($B:$B,,MATCH(L$4,$B$4:$F$4,0)-1),OFFSET('C. PoC Adj Factor Scoring'!$E$5:$J$282,,MATCH(L$4,'C. PoC Adj Factor Scoring'!$E$3:$AH$3,0)-1),MATCH(L$2&\" Score\",'C. PoC Adj Factor Scoring'!$E$4:$J$4,0),TRUE)","v":2},null,null,null,null,{"$f":"VLOOKUP(OFFSET($B:$B,,MATCH(Q$4,$B$4:$F$4,0)-1),OFFSET('C. PoC Adj Factor Scoring'!$E$5:$J$282,,MATCH(Q$4,'C. PoC Adj Factor Scoring'!$E$3:$AH$3,0)-1),MATCH(Q$2&\" Score\",'C. PoC Adj Factor Scoring'!$E$4:$J$4,0),TRUE)","v":2},null,null,null,null,{"$f":"VLOOKUP(OFFSET($B:$B,,MATCH(V$4,$B$4:$F$4,0)-1),OFFSET('C. PoC Adj Factor Scoring'!$E$5:$J$282,,MATCH(V$4,'C. PoC Adj Factor Scoring'!$E$3:$AH$3,0)-1),MATCH(V$2&\" Score\",'C. PoC Adj Factor Scoring'!$E$4:$J$4,0),TRUE)","v":2},null,null,null,null,{"$f":"VLOOKUP(OFFSET($B:$B,,MATCH(AA$4,$B$4:$F$4,0)-1),OFFSET('C. PoC Adj Factor Scoring'!$E$5:$J$282,,MATCH(AA$4,'C. PoC Adj Factor Scoring'!$E$3:$AH$3,0)-1),MATCH(AA$2&\" Score\",'C. PoC Adj Factor Scoring'!$E$4:$J$4,0),TRUE)","v":0}]
[{"$f":"'A. Population Info'!A125","v":120},{"$f":"'A. Population Info'!L125","v":1},null,null,null,null,{"$f":"VLOOKUP(OFFSET($B:$B,,MATCH(G$4,$B$4:$F$4,0)-1),OFFSET('C. PoC Adj Factor Scoring'!$E$5:$J$282,,MATCH(G$4,'C. PoC Adj Factor Scoring'!$E$3:$AH$3,0)-1),MATCH(G$2&\" Score\",'C. PoC Adj Factor Scoring'!$E$4:$J$4,0),TRUE)","v":1},null,null,null,null,{"$f":"VLOOKUP(OFFSET($B:$B,,MATCH(L$4,$B$4:$F$4,0)-1),OFFSET('C. PoC Adj Factor Scoring'!$E$5:$J$282,,MATCH(L$4,'C. PoC Adj Factor Scoring'!$E$3:$AH$3,0)-1),MATCH(L$2&\" Score\",'C. PoC Adj Factor Scoring'!$E$4:$J$4,0),TRUE)","v":1},null,null,null,null,{"$f":"VLOOKUP(OFFSET($B:$B,,MATCH(Q$4,$B$4:$F$4,0)-1),OFFSET('C. PoC Adj Factor Scoring'!$E$5:$J$282,,MATCH(Q$4,'C. PoC Adj Factor Scoring'!$E$3:$AH$3,0)-1),MATCH(Q$2&\" Score\",'C. PoC Adj Factor Scoring'!$E$4:$J$4,0),TRUE)","v":1},null,null,null,null,{"$f":"VLOOKUP(OFFSET($B:$B,,MATCH(V$4,$B$4:$F$4,0)-1),OFFSET('C. PoC Adj Factor Scoring'!$E$5:$J$282,,MATCH(V$4,'C. PoC Adj Factor Scoring'!$E$3:$AH$3,0)-1),MATCH(V$2&\" Score\",'C. PoC Adj Factor Scoring'!$E$4:$J$4,0),TRUE)","v":1},null,null,null,null,{"$f":"VLOOKUP(OFFSET($B:$B,,MATCH(AA$4,$B$4:$F$4,0)-1),OFFSET('C. PoC Adj Factor Scoring'!$E$5:$J$282,,MATCH(AA$4,'C. PoC Adj Factor Scoring'!$E$3:$AH$3,0)-1),MATCH(AA$2&\" Score\",'C. PoC Adj Factor Scoring'!$E$4:$J$4,0),TRUE)","v":0}]
[{"$f":"'A. Population Info'!A126","v":121},{"$f":"'A. Population Info'!L126","v":2},null,null,null,null,{"$f":"VLOOKUP(OFFSET($B:$B,,MATCH(G$4,$B$4:$F$4,0)-1),OFFSET('C. PoC Adj Factor Scoring'!$E$5:$J$282,,MATCH(G$4,'C. PoC Adj Factor Scoring'!$E$3:$AH$3,0)-1),MATCH(G$2&\" Score\",'C. PoC Adj Factor Scoring'!$E$4:$J$4,0),TRUE)","v":2},null,null,null,null,{"$f":"VLOOKUP(OFFSET($B:$B,,MATCH(L$4,$B$4:$F$4,0)-1),OFFSET('C. PoC Adj Factor Scoring'!$E$5:$J$282,,MATCH(L$4,'C. PoC Adj Factor Scoring'!$E$3:$AH$3,0)-1),MATCH(L$2&\" Score\",'C. PoC Adj Factor Scoring'!$E$4:$J$4,0),TRUE)","v":2},null,null,null,null,{"$f":"VLOOKUP(OFFSET($B:$B,,MATCH(Q$4,$B$4:$F$4,0)-1),OFFSET('C. PoC Adj Factor Scoring'!$E$5:$J$282,,MATCH(Q$4,'C. PoC Adj Factor Scoring'!$E$3:$AH$3,0)-1),MATCH(Q$2&\" Score\",'C. PoC Adj Factor Scoring'!$E$4:$J$4,0),TRUE)","v":2},null,null,null,null,{"$f":"VLOOKUP(OFFSET($B:$B,,MATCH(V$4,$B$4:$F$4,0)-1),OFFSET('C. PoC Adj Factor Scoring'!$E$5:$J$282,,MATCH(V$4,'C. PoC Adj Factor Scoring'!$E$3:$AH$3,0)-1),MATCH(V$2&\" Score\",'C. PoC Adj Factor Scoring'!$E$4:$J$4,0),TRUE)","v":2},null,null,null,null,{"$f":"VLOOKUP(OFFSET($B:$B,,MATCH(AA$4,$B$4:$F$4,0)-1),OFFSET('C. PoC Adj Factor Scoring'!$E$5:$J$282,,MATCH(AA$4,'C. PoC Adj Factor Scoring'!$E$3:$AH$3,0)-1),MATCH(AA$2&\" Score\",'C. PoC Adj Factor Scoring'!$E$4:$J$4,0),TRUE)","v":0}]
[{"$f":"'A. Population Info'!A127","v":122},{"$f":"'A. Population Info'!L127","v":2},null,null,null,null,{"$f":"VLOOKUP(OFFSET($B:$B,,MATCH(G$4,$B$4:$F$4,0)-1),OFFSET('C. PoC Adj Factor Scoring'!$E$5:$J$282,,MATCH(G$4,'C. PoC Adj Factor Scoring'!$E$3:$AH$3,0)-1),MATCH(G$2&\" Score\",'C. PoC Adj Factor Scoring'!$E$4:$J$4,0),TRUE)","v":2},null,null,null,null,{"$f":"VLOOKUP(OFFSET($B:$B,,MATCH(L$4,$B$4:$F$4,0)-1),OFFSET('C. PoC Adj Factor Scoring'!$E$5:$J$282,,MATCH(L$4,'C. PoC Adj Factor Scoring'!$E$3:$AH$3,0)-1),MATCH(L$2&\" Score\",'C. PoC Adj Factor Scoring'!$E$4:$J$4,0),TRUE)","v":2},null,null,null,null,{"$f":"VLOOKUP(OFFSET($B:$B,,MATCH(Q$4,$B$4:$F$4,0)-1),OFFSET('C. PoC Adj Factor Scoring'!$E$5:$J$282,,MATCH(Q$4,'C. PoC Adj Factor Scoring'!$E$3:$AH$3,0)-1),MATCH(Q$2&\" Score\",'C. PoC Adj Factor Scoring'!$E$4:$J$4,0),TRUE)","v":2},null,null,null,null,{"$f":"VLOOKUP(OFFSET($B:$B,,MATCH(V$4,$B$4:$F$4,0)-1),OFFSET('C. PoC Adj Factor Scoring'!$E$5:$J$282,,MATCH(V$4,'C. PoC Adj Factor Scoring'!$E$3:$AH$3,0)-1),MATCH(V$2&\" Score\",'C. PoC Adj Factor Scoring'!$E$4:$J$4,0),TRUE)","v":2},null,null,null,null,{"$f":"VLOOKUP(OFFSET($B:$B,,MATCH(AA$4,$B$4:$F$4,0)-1),OFFSET('C. PoC Adj Factor Scoring'!$E$5:$J$282,,MATCH(AA$4,'C. PoC Adj Factor Scoring'!$E$3:$AH$3,0)-1),MATCH(AA$2&\" Score\",'C. PoC Adj Factor Scoring'!$E$4:$J$4,0),TRUE)","v":0}]
[{"$f":"'A. Population Info'!A128","v":123},{"$f":"'A. Population Info'!L128","v":2},null,null,null,null,{"$f":"VLOOKUP(OFFSET($B:$B,,MATCH(G$4,$B$4:$F$4,0)-1),OFFSET('C. PoC Adj Factor Scoring'!$E$5:$J$282,,MATCH(G$4,'C. PoC Adj Factor Scoring'!$E$3:$AH$3,0)-1),MATCH(G$2&\" Score\",'C. PoC Adj Factor Scoring'!$E$4:$J$4,0),TRUE)","v":2},null,null,null,null,{"$f":"VLOOKUP(OFFSET($B:$B,,MATCH(L$4,$B$4:$F$4,0)-1),OFFSET('C. PoC Adj Factor Scoring'!$E$5:$J$282,,MATCH(L$4,'C. PoC Adj Factor Scoring'!$E$3:$AH$3,0)-1),MATCH(L$2&\" Score\",'C. PoC Adj Factor Scoring'!$E$4:$J$4,0),TRUE)","v":2},null,null,null,null,{"$f":"VLOOKUP(OFFSET($B:$B,,MATCH(Q$4,$B$4:$F$4,0)-1),OFFSET('C. PoC Adj Factor Scoring'!$E$5:$J$282,,MATCH(Q$4,'C. PoC Adj Factor Scoring'!$E$3:$AH$3,0)-1),MATCH(Q$2&\" Score\",'C. PoC Adj Factor Scoring'!$E$4:$J$4,0),TRUE)","v":2},null,null,null,null,{"$f":"VLOOKUP(OFFSET($B:$B,,MATCH(V$4,$B$4:$F$4,0)-1),OFFSET('C. PoC Adj Factor Scoring'!$E$5:$J$282,,MATCH(V$4,'C. PoC Adj Factor Scoring'!$E$3:$AH$3,0)-1),MATCH(V$2&\" Score\",'C. PoC Adj Factor Scoring'!$E$4:$J$4,0),TRUE)","v":2},null,null,null,null,{"$f":"VLOOKUP(OFFSET($B:$B,,MATCH(AA$4,$B$4:$F$4,0)-1),OFFSET('C. PoC Adj Factor Scoring'!$E$5:$J$282,,MATCH(AA$4,'C. PoC Adj Factor Scoring'!$E$3:$AH$3,0)-1),MATCH(AA$2&\" Score\",'C. PoC Adj Factor Scoring'!$E$4:$J$4,0),TRUE)","v":0}]
[{"$f":"'A. Population Info'!A129","v":124},{"$f":"'A. Population Info'!L129","v":2},null,null,null,null,{"$f":"VLOOKUP(OFFSET($B:$B,,MATCH(G$4,$B$4:$F$4,0)-1),OFFSET('C. PoC Adj Factor Scoring'!$E$5:$J$282,,MATCH(G$4,'C. PoC Adj Factor Scoring'!$E$3:$AH$3,0)-1),MATCH(G$2&\" Score\",'C. PoC Adj Factor Scoring'!$E$4:$J$4,0),TRUE)","v":2},null,null,null,null,{"$f":"VLOOKUP(OFFSET($B:$B,,MATCH(L$4,$B$4:$F$4,0)-1),OFFSET('C. PoC Adj Factor Scoring'!$E$5:$J$282,,MATCH(L$4,'C. PoC Adj Factor Scoring'!$E$3:$AH$3,0)-1),MATCH(L$2&\" Score\",'C. PoC Adj Factor Scoring'!$E$4:$J$4,0),TRUE)","v":2},null,null,null,null,{"$f":"VLOOKUP(OFFSET($B:$B,,MATCH(Q$4,$B$4:$F$4,0)-1),OFFSET('C. PoC Adj Factor Scoring'!$E$5:$J$282,,MATCH(Q$4,'C. PoC Adj Factor Scoring'!$E$3:$AH$3,0)-1),MATCH(Q$2&\" Score\",'C. PoC Adj Factor Scoring'!$E$4:$J$4,0),TRUE)","v":2},null,null,null,null,{"$f":"VLOOKUP(OFFSET($B:$B,,MATCH(V$4,$B$4:$F$4,0)-1),OFFSET('C. PoC Adj Factor Scoring'!$E$5:$J$282,,MATCH(V$4,'C. PoC Adj Factor Scoring'!$E$3:$AH$3,0)-1),MATCH(V$2&\" Score\",'C. PoC Adj Factor Scoring'!$E$4:$J$4,0),TRUE)","v":2},null,null,null,null,{"$f":"VLOOKUP(OFFSET($B:$B,,MATCH(AA$4,$B$4:$F$4,0)-1),OFFSET('C. PoC Adj Factor Scoring'!$E$5:$J$282,,MATCH(AA$4,'C. PoC Adj Factor Scoring'!$E$3:$AH$3,0)-1),MATCH(AA$2&\" Score\",'C. PoC Adj Factor Scoring'!$E$4:$J$4,0),TRUE)","v":0}]
[{"$f":"'A. Population Info'!A130","v":125},{"$f":"'A. Population Info'!L130","v":2},null,null,null,null,{"$f":"VLOOKUP(OFFSET($B:$B,,MATCH(G$4,$B$4:$F$4,0)-1),OFFSET('C. PoC Adj Factor Scoring'!$E$5:$J$282,,MATCH(G$4,'C. PoC Adj Factor Scoring'!$E$3:$AH$3,0)-1),MATCH(G$2&\" Score\",'C. PoC Adj Factor Scoring'!$E$4:$J$4,0),TRUE)","v":2},null,null,null,null,{"$f":"VLOOKUP(OFFSET($B:$B,,MATCH(L$4,$B$4:$F$4,0)-1),OFFSET('C. PoC Adj Factor Scoring'!$E$5:$J$282,,MATCH(L$4,'C. PoC Adj Factor Scoring'!$E$3:$AH$3,0)-1),MATCH(L$2&\" Score\",'C. PoC Adj Factor Scoring'!$E$4:$J$4,0),TRUE)","v":2},null,null,null,null,{"$f":"VLOOKUP(OFFSET($B:$B,,MATCH(Q$4,$B$4:$F$4,0)-1),OFFSET('C. PoC Adj Factor Scoring'!$E$5:$J$282,,MATCH(Q$4,'C. PoC Adj Factor Scoring'!$E$3:$AH$3,0)-1),MATCH(Q$2&\" Score\",'C. PoC Adj Factor Scoring'!$E$4:$J$4,0),TRUE)","v":2},null,null,null,null,{"$f":"VLOOKUP(OFFSET($B:$B,,MATCH(V$4,$B$4:$F$4,0)-1),OFFSET('C. PoC Adj Factor Scoring'!$E$5:$J$282,,MATCH(V$4,'C. PoC Adj Factor Scoring'!$E$3:$AH$3,0)-1),MATCH(V$2&\" Score\",'C. PoC Adj Factor Scoring'!$E$4:$J$4,0),TRUE)","v":2},null,null,null,null,{"$f":"VLOOKUP(OFFSET($B:$B,,MATCH(AA$4,$B$4:$F$4,0)-1),OFFSET('C. PoC Adj Factor Scoring'!$E$5:$J$282,,MATCH(AA$4,'C. PoC Adj Factor Scoring'!$E$3:$AH$3,0)-1),MATCH(AA$2&\" Score\",'C. PoC Adj Factor Scoring'!$E$4:$J$4,0),TRUE)","v":0}]
[{"$f":"'A. Population Info'!A131","v":126},{"$f":"'A. Population Info'!L131","v":2},null,null,null,null,{"$f":"VLOOKUP(OFFSET($B:$B,,MATCH(G$4,$B$4:$F$4,0)-1),OFFSET('C. PoC Adj Factor Scoring'!$E$5:$J$282,,MATCH(G$4,'C. PoC Adj Factor Scoring'!$E$3:$AH$3,0)-1),MATCH(G$2&\" Score\",'C. PoC Adj Factor Scoring'!$E$4:$J$4,0),TRUE)","v":2},null,null,null,null,{"$f":"VLOOKUP(OFFSET($B:$B,,MATCH(L$4,$B$4:$F$4,0)-1),OFFSET('C. PoC Adj Factor Scoring'!$E$5:$J$282,,MATCH(L$4,'C. PoC Adj Factor Scoring'!$E$3:$AH$3,0)-1),MATCH(L$2&\" Score\",'C. PoC Adj Factor Scoring'!$E$4:$J$4,0),TRUE)","v":2},null,null,null,null,{"$f":"VLOOKUP(OFFSET($B:$B,,MATCH(Q$4,$B$4:$F$4,0)-1),OFFSET('C. PoC Adj Factor Scoring'!$E$5:$J$282,,MATCH(Q$4,'C. PoC Adj Factor Scoring'!$E$3:$AH$3,0)-1),MATCH(Q$2&\" Score\",'C. PoC Adj Factor Scoring'!$E$4:$J$4,0),TRUE)","v":2},null,null,null,null,{"$f":"VLOOKUP(OFFSET($B:$B,,MATCH(V$4,$B$4:$F$4,0)-1),OFFSET('C. PoC Adj Factor Scoring'!$E$5:$J$282,,MATCH(V$4,'C. PoC Adj Factor Scoring'!$E$3:$AH$3,0)-1),MATCH(V$2&\" Score\",'C. PoC Adj Factor Scoring'!$E$4:$J$4,0),TRUE)","v":2},null,null,null,null,{"$f":"VLOOKUP(OFFSET($B:$B,,MATCH(AA$4,$B$4:$F$4,0)-1),OFFSET('C. PoC Adj Factor Scoring'!$E$5:$J$282,,MATCH(AA$4,'C. PoC Adj Factor Scoring'!$E$3:$AH$3,0)-1),MATCH(AA$2&\" Score\",'C. PoC Adj Factor Scoring'!$E$4:$J$4,0),TRUE)","v":0}]
[{"$f":"'A. Population Info'!A132","v":127},{"$f":"'A. Population Info'!L132","v":2},null,null,null,null,{"$f":"VLOOKUP(OFFSET($B:$B,,MATCH(G$4,$B$4:$F$4,0)-1),OFFSET('C. PoC Adj Factor Scoring'!$E$5:$J$282,,MATCH(G$4,'C. PoC Adj Factor Scoring'!$E$3:$AH$3,0)-1),MATCH(G$2&\" Score\",'C. PoC Adj Factor Scoring'!$E$4:$J$4,0),TRUE)","v":2},null,null,null,null,{"$f":"VLOOKUP(OFFSET($B:$B,,MATCH(L$4,$B$4:$F$4,0)-1),OFFSET('C. PoC Adj Factor Scoring'!$E$5:$J$282,,MATCH(L$4,'C. PoC Adj Factor Scoring'!$E$3:$AH$3,0)-1),MATCH(L$2&\" Score\",'C. PoC Adj Factor Scoring'!$E$4:$J$4,0),TRUE)","v":2},null,null,null,null,{"$f":"VLOOKUP(OFFSET($B:$B,,MATCH(Q$4,$B$4:$F$4,0)-1),OFFSET('C. PoC Adj Factor Scoring'!$E$5:$J$282,,MATCH(Q$4,'C. PoC Adj Factor Scoring'!$E$3:$AH$3,0)-1),MATCH(Q$2&\" Score\",'C. PoC Adj Factor Scoring'!$E$4:$J$4,0),TRUE)","v":2},null,null,null,null,{"$f":"VLOOKUP(OFFSET($B:$B,,MATCH(V$4,$B$4:$F$4,0)-1),OFFSET('C. PoC Adj Factor Scoring'!$E$5:$J$282,,MATCH(V$4,'C. PoC Adj Factor Scoring'!$E$3:$AH$3,0)-1),MATCH(V$2&\" Score\",'C. PoC Adj Factor Scoring'!$E$4:$J$4,0),TRUE)","v":2},null,null,null,null,{"$f":"VLOOKUP(OFFSET($B:$B,,MATCH(AA$4,$B$4:$F$4,0)-1),OFFSET('C. PoC Adj Factor Scoring'!$E$5:$J$282,,MATCH(AA$4,'C. PoC Adj Factor Scoring'!$E$3:$AH$3,0)-1),MATCH(AA$2&\" Score\",'C. PoC Adj Factor Scoring'!$E$4:$J$4,0),TRUE)","v":0}]
[{"$f":"'A. Population Info'!A133","v":128},{"$f":"'A. Population Info'!L133","v":1},null,null,null,null,{"$f":"VLOOKUP(OFFSET($B:$B,,MATCH(G$4,$B$4:$F$4,0)-1),OFFSET('C. PoC Adj Factor Scoring'!$E$5:$J$282,,MATCH(G$4,'C. PoC Adj Factor Scoring'!$E$3:$AH$3,0)-1),MATCH(G$2&\" Score\",'C. PoC Adj Factor Scoring'!$E$4:$J$4,0),TRUE)","v":1},null,null,null,null,{"$f":"VLOOKUP(OFFSET($B:$B,,MATCH(L$4,$B$4:$F$4,0)-1),OFFSET('C. PoC Adj Factor Scoring'!$E$5:$J$282,,MATCH(L$4,'C. PoC Adj Factor Scoring'!$E$3:$AH$3,0)-1),MATCH(L$2&\" Score\",'C. PoC Adj Factor Scoring'!$E$4:$J$4,0),TRUE)","v":1},null,null,null,null,{"$f":"VLOOKUP(OFFSET($B:$B,,MATCH(Q$4,$B$4:$F$4,0)-1),OFFSET('C. PoC Adj Factor Scoring'!$E$5:$J$282,,MATCH(Q$4,'C. PoC Adj Factor Scoring'!$E$3:$AH$3,0)-1),MATCH(Q$2&\" Score\",'C. PoC Adj Factor Scoring'!$E$4:$J$4,0),TRUE)","v":1},null,null,null,null,{"$f":"VLOOKUP(OFFSET($B:$B,,MATCH(V$4,$B$4:$F$4,0)-1),OFFSET('C. PoC Adj Factor Scoring'!$E$5:$J$282,,MATCH(V$4,'C. PoC Adj Factor Scoring'!$E$3:$AH$3,0)-1),MATCH(V$2&\" Score\",'C. PoC Adj Factor Scoring'!$E$4:$J$4,0),TRUE)","v":1},null,null,null,null,{"$f":"VLOOKUP(OFFSET($B:$B,,MATCH(AA$4,$B$4:$F$4,0)-1),OFFSET('C. PoC Adj Factor Scoring'!$E$5:$J$282,,MATCH(AA$4,'C. PoC Adj Factor Scoring'!$E$3:$AH$3,0)-1),MATCH(AA$2&\" Score\",'C. PoC Adj Factor Scoring'!$E$4:$J$4,0),TRUE)","v":0}]
[{"$f":"'A. Population Info'!A134","v":129},{"$f":"'A. Population Info'!L134","v":2},null,null,null,null,{"$f":"VLOOKUP(OFFSET($B:$B,,MATCH(G$4,$B$4:$F$4,0)-1),OFFSET('C. PoC Adj Factor Scoring'!$E$5:$J$282,,MATCH(G$4,'C. PoC Adj Factor Scoring'!$E$3:$AH$3,0)-1),MATCH(G$2&\" Score\",'C. PoC Adj Factor Scoring'!$E$4:$J$4,0),TRUE)","v":2},null,null,null,null,{"$f":"VLOOKUP(OFFSET($B:$B,,MATCH(L$4,$B$4:$F$4,0)-1),OFFSET('C. PoC Adj Factor Scoring'!$E$5:$J$282,,MATCH(L$4,'C. PoC Adj Factor Scoring'!$E$3:$AH$3,0)-1),MATCH(L$2&\" Score\",'C. PoC Adj Factor Scoring'!$E$4:$J$4,0),TRUE)","v":2},null,null,null,null,{"$f":"VLOOKUP(OFFSET($B:$B,,MATCH(Q$4,$B$4:$F$4,0)-1),OFFSET('C. PoC Adj Factor Scoring'!$E$5:$J$282,,MATCH(Q$4,'C. PoC Adj Factor Scoring'!$E$3:$AH$3,0)-1),MATCH(Q$2&\" Score\",'C. PoC Adj Factor Scoring'!$E$4:$J$4,0),TRUE)","v":2},null,null,null,null,{"$f":"VLOOKUP(OFFSET($B:$B,,MATCH(V$4,$B$4:$F$4,0)-1),OFFSET('C. PoC Adj Factor Scoring'!$E$5:$J$282,,MATCH(V$4,'C. PoC Adj Factor Scoring'!$E$3:$AH$3,0)-1),MATCH(V$2&\" Score\",'C. PoC Adj Factor Scoring'!$E$4:$J$4,0),TRUE)","v":2},null,null,null,null,{"$f":"VLOOKUP(OFFSET($B:$B,,MATCH(AA$4,$B$4:$F$4,0)-1),OFFSET('C. PoC Adj Factor Scoring'!$E$5:$J$282,,MATCH(AA$4,'C. PoC Adj Factor Scoring'!$E$3:$AH$3,0)-1),MATCH(AA$2&\" Score\",'C. PoC Adj Factor Scoring'!$E$4:$J$4,0),TRUE)","v":0}]
[{"$f":"'A. Population Info'!A135","v":130},{"$f":"'A. Population Info'!L135","v":1},null,null,null,null,{"$f":"VLOOKUP(OFFSET($B:$B,,MATCH(G$4,$B$4:$F$4,0)-1),OFFSET('C. PoC Adj Factor Scoring'!$E$5:$J$282,,MATCH(G$4,'C. PoC Adj Factor Scoring'!$E$3:$AH$3,0)-1),MATCH(G$2&\" Score\",'C. PoC Adj Factor Scoring'!$E$4:$J$4,0),TRUE)","v":1},null,null,null,null,{"$f":"VLOOKUP(OFFSET($B:$B,,MATCH(L$4,$B$4:$F$4,0)-1),OFFSET('C. PoC Adj Factor Scoring'!$E$5:$J$282,,MATCH(L$4,'C. PoC Adj Factor Scoring'!$E$3:$AH$3,0)-1),MATCH(L$2&\" Score\",'C. PoC Adj Factor Scoring'!$E$4:$J$4,0),TRUE)","v":1},null,null,null,null,{"$f":"VLOOKUP(OFFSET($B:$B,,MATCH(Q$4,$B$4:$F$4,0)-1),OFFSET('C. PoC Adj Factor Scoring'!$E$5:$J$282,,MATCH(Q$4,'C. PoC Adj Factor Scoring'!$E$3:$AH$3,0)-1),MATCH(Q$2&\" Score\",'C. PoC Adj Factor Scoring'!$E$4:$J$4,0),TRUE)","v":1},null,null,null,null,{"$f":"VLOOKUP(OFFSET($B:$B,,MATCH(V$4,$B$4:$F$4,0)-1),OFFSET('C. PoC Adj Factor Scoring'!$E$5:$J$282,,MATCH(V$4,'C. PoC Adj Factor Scoring'!$E$3:$AH$3,0)-1),MATCH(V$2&\" Score\",'C. PoC Adj Factor Scoring'!$E$4:$J$4,0),TRUE)","v":1},null,null,null,null,{"$f":"VLOOKUP(OFFSET($B:$B,,MATCH(AA$4,$B$4:$F$4,0)-1),OFFSET('C. PoC Adj Factor Scoring'!$E$5:$J$282,,MATCH(AA$4,'C. PoC Adj Factor Scoring'!$E$3:$AH$3,0)-1),MATCH(AA$2&\" Score\",'C. PoC Adj Factor Scoring'!$E$4:$J$4,0),TRUE)","v":0}]
[{"$f":"'A. Population Info'!A136","v":131},{"$f":"'A. Population Info'!L136","v":2},null,null,null,null,{"$f":"VLOOKUP(OFFSET($B:$B,,MATCH(G$4,$B$4:$F$4,0)-1),OFFSET('C. PoC Adj Factor Scoring'!$E$5:$J$282,,MATCH(G$4,'C. PoC Adj Factor Scoring'!$E$3:$AH$3,0)-1),MATCH(G$2&\" Score\",'C. PoC Adj Factor Scoring'!$E$4:$J$4,0),TRUE)","v":2},null,null,null,null,{"$f":"VLOOKUP(OFFSET($B:$B,,MATCH(L$4,$B$4:$F$4,0)-1),OFFSET('C. PoC Adj Factor Scoring'!$E$5:$J$282,,MATCH(L$4,'C. PoC Adj Factor Scoring'!$E$3:$AH$3,0)-1),MATCH(L$2&\" Score\",'C. PoC Adj Factor Scoring'!$E$4:$J$4,0),TRUE)","v":2},null,null,null,null,{"$f":"VLOOKUP(OFFSET($B:$B,,MATCH(Q$4,$B$4:$F$4,0)-1),OFFSET('C. PoC Adj Factor Scoring'!$E$5:$J$282,,MATCH(Q$4,'C. PoC Adj Factor Scoring'!$E$3:$AH$3,0)-1),MATCH(Q$2&\" Score\",'C. PoC Adj Factor Scoring'!$E$4:$J$4,0),TRUE)","v":2},null,null,null,null,{"$f":"VLOOKUP(OFFSET($B:$B,,MATCH(V$4,$B$4:$F$4,0)-1),OFFSET('C. PoC Adj Factor Scoring'!$E$5:$J$282,,MATCH(V$4,'C. PoC Adj Factor Scoring'!$E$3:$AH$3,0)-1),MATCH(V$2&\" Score\",'C. PoC Adj Factor Scoring'!$E$4:$J$4,0),TRUE)","v":2},null,null,null,null,{"$f":"VLOOKUP(OFFSET($B:$B,,MATCH(AA$4,$B$4:$F$4,0)-1),OFFSET('C. PoC Adj Factor Scoring'!$E$5:$J$282,,MATCH(AA$4,'C. PoC Adj Factor Scoring'!$E$3:$AH$3,0)-1),MATCH(AA$2&\" Score\",'C. PoC Adj Factor Scoring'!$E$4:$J$4,0),TRUE)","v":0}]
[{"$f":"'A. Population Info'!A137","v":132},{"$f":"'A. Population Info'!L137","v":2},null,null,null,null,{"$f":"VLOOKUP(OFFSET($B:$B,,MATCH(G$4,$B$4:$F$4,0)-1),OFFSET('C. PoC Adj Factor Scoring'!$E$5:$J$282,,MATCH(G$4,'C. PoC Adj Factor Scoring'!$E$3:$AH$3,0)-1),MATCH(G$2&\" Score\",'C. PoC Adj Factor Scoring'!$E$4:$J$4,0),TRUE)","v":2},null,null,null,null,{"$f":"VLOOKUP(OFFSET($B:$B,,MATCH(L$4,$B$4:$F$4,0)-1),OFFSET('C. PoC Adj Factor Scoring'!$E$5:$J$282,,MATCH(L$4,'C. PoC Adj Factor Scoring'!$E$3:$AH$3,0)-1),MATCH(L$2&\" Score\",'C. PoC Adj Factor Scoring'!$E$4:$J$4,0),TRUE)","v":2},null,null,null,null,{"$f":"VLOOKUP(OFFSET($B:$B,,MATCH(Q$4,$B$4:$F$4,0)-1),OFFSET('C. PoC Adj Factor Scoring'!$E$5:$J$282,,MATCH(Q$4,'C. PoC Adj Factor Scoring'!$E$3:$AH$3,0)-1),MATCH(Q$2&\" Score\",'C. PoC Adj Factor Scoring'!$E$4:$J$4,0),TRUE)","v":2},null,null,null,null,{"$f":"VLOOKUP(OFFSET($B:$B,,MATCH(V$4,$B$4:$F$4,0)-1),OFFSET('C. PoC Adj Factor Scoring'!$E$5:$J$282,,MATCH(V$4,'C. PoC Adj Factor Scoring'!$E$3:$AH$3,0)-1),MATCH(V$2&\" Score\",'C. PoC Adj Factor Scoring'!$E$4:$J$4,0),TRUE)","v":2},null,null,null,null,{"$f":"VLOOKUP(OFFSET($B:$B,,MATCH(AA$4,$B$4:$F$4,0)-1),OFFSET('C. PoC Adj Factor Scoring'!$E$5:$J$282,,MATCH(AA$4,'C. PoC Adj Factor Scoring'!$E$3:$AH$3,0)-1),MATCH(AA$2&\" Score\",'C. PoC Adj Factor Scoring'!$E$4:$J$4,0),TRUE)","v":0}]
[{"$f":"'A. Population Info'!A138","v":133},{"$f":"'A. Population Info'!L138","v":2},null,null,null,null,{"$f":"VLOOKUP(OFFSET($B:$B,,MATCH(G$4,$B$4:$F$4,0)-1),OFFSET('C. PoC Adj Factor Scoring'!$E$5:$J$282,,MATCH(G$4,'C. PoC Adj Factor Scoring'!$E$3:$AH$3,0)-1),MATCH(G$2&\" Score\",'C. PoC Adj Factor Scoring'!$E$4:$J$4,0),TRUE)","v":2},null,null,null,null,{"$f":"VLOOKUP(OFFSET($B:$B,,MATCH(L$4,$B$4:$F$4,0)-1),OFFSET('C. PoC Adj Factor Scoring'!$E$5:$J$282,,MATCH(L$4,'C. PoC Adj Factor Scoring'!$E$3:$AH$3,0)-1),MATCH(L$2&\" Score\",'C. PoC Adj Factor Scoring'!$E$4:$J$4,0),TRUE)","v":2},null,null,null,null,{"$f":"VLOOKUP(OFFSET($B:$B,,MATCH(Q$4,$B$4:$F$4,0)-1),OFFSET('C. PoC Adj Factor Scoring'!$E$5:$J$282,,MATCH(Q$4,'C. PoC Adj Factor Scoring'!$E$3:$AH$3,0)-1),MATCH(Q$2&\" Score\",'C. PoC Adj Factor Scoring'!$E$4:$J$4,0),TRUE)","v":2},null,null,null,null,{"$f":"VLOOKUP(OFFSET($B:$B,,MATCH(V$4,$B$4:$F$4,0)-1),OFFSET('C. PoC Adj Factor Scoring'!$E$5:$J$282,,MATCH(V$4,'C. PoC Adj Factor Scoring'!$E$3:$AH$3,0)-1),MATCH(V$2&\" Score\",'C. PoC Adj Factor Scoring'!$E$4:$J$4,0),TRUE)","v":2},null,null,null,null,{"$f":"VLOOKUP(OFFSET($B:$B,,MATCH(AA$4,$B$4:$F$4,0)-1),OFFSET('C. PoC Adj Factor Scoring'!$E$5:$J$282,,MATCH(AA$4,'C. PoC Adj Factor Scoring'!$E$3:$AH$3,0)-1),MATCH(AA$2&\" Score\",'C. PoC Adj Factor Scoring'!$E$4:$J$4,0),TRUE)","v":0}]
[{"$f":"'A. Population Info'!A139","v":134},{"$f":"'A. Population Info'!L139","v":2},null,null,null,null,{"$f":"VLOOKUP(OFFSET($B:$B,,MATCH(G$4,$B$4:$F$4,0)-1),OFFSET('C. PoC Adj Factor Scoring'!$E$5:$J$282,,MATCH(G$4,'C. PoC Adj Factor Scoring'!$E$3:$AH$3,0)-1),MATCH(G$2&\" Score\",'C. PoC Adj Factor Scoring'!$E$4:$J$4,0),TRUE)","v":2},null,null,null,null,{"$f":"VLOOKUP(OFFSET($B:$B,,MATCH(L$4,$B$4:$F$4,0)-1),OFFSET('C. PoC Adj Factor Scoring'!$E$5:$J$282,,MATCH(L$4,'C. PoC Adj Factor Scoring'!$E$3:$AH$3,0)-1),MATCH(L$2&\" Score\",'C. PoC Adj Factor Scoring'!$E$4:$J$4,0),TRUE)","v":2},null,null,null,null,{"$f":"VLOOKUP(OFFSET($B:$B,,MATCH(Q$4,$B$4:$F$4,0)-1),OFFSET('C. PoC Adj Factor Scoring'!$E$5:$J$282,,MATCH(Q$4,'C. PoC Adj Factor Scoring'!$E$3:$AH$3,0)-1),MATCH(Q$2&\" Score\",'C. PoC Adj Factor Scoring'!$E$4:$J$4,0),TRUE)","v":2},null,null,null,null,{"$f":"VLOOKUP(OFFSET($B:$B,,MATCH(V$4,$B$4:$F$4,0)-1),OFFSET('C. PoC Adj Factor Scoring'!$E$5:$J$282,,MATCH(V$4,'C. PoC Adj Factor Scoring'!$E$3:$AH$3,0)-1),MATCH(V$2&\" Score\",'C. PoC Adj Factor Scoring'!$E$4:$J$4,0),TRUE)","v":2},null,null,null,null,{"$f":"VLOOKUP(OFFSET($B:$B,,MATCH(AA$4,$B$4:$F$4,0)-1),OFFSET('C. PoC Adj Factor Scoring'!$E$5:$J$282,,MATCH(AA$4,'C. PoC Adj Factor Scoring'!$E$3:$AH$3,0)-1),MATCH(AA$2&\" Score\",'C. PoC Adj Factor Scoring'!$E$4:$J$4,0),TRUE)","v":0}]
[{"$f":"'A. Population Info'!A140","v":135},{"$f":"'A. Population Info'!L140","v":2},null,null,null,null,{"$f":"VLOOKUP(OFFSET($B:$B,,MATCH(G$4,$B$4:$F$4,0)-1),OFFSET('C. PoC Adj Factor Scoring'!$E$5:$J$282,,MATCH(G$4,'C. PoC Adj Factor Scoring'!$E$3:$AH$3,0)-1),MATCH(G$2&\" Score\",'C. PoC Adj Factor Scoring'!$E$4:$J$4,0),TRUE)","v":2},null,null,null,null,{"$f":"VLOOKUP(OFFSET($B:$B,,MATCH(L$4,$B$4:$F$4,0)-1),OFFSET('C. PoC Adj Factor Scoring'!$E$5:$J$282,,MATCH(L$4,'C. PoC Adj Factor Scoring'!$E$3:$AH$3,0)-1),MATCH(L$2&\" Score\",'C. PoC Adj Factor Scoring'!$E$4:$J$4,0),TRUE)","v":2},null,null,null,null,{"$f":"VLOOKUP(OFFSET($B:$B,,MATCH(Q$4,$B$4:$F$4,0)-1),OFFSET('C. PoC Adj Factor Scoring'!$E$5:$J$282,,MATCH(Q$4,'C. PoC Adj Factor Scoring'!$E$3:$AH$3,0)-1),MATCH(Q$2&\" Score\",'C. PoC Adj Factor Scoring'!$E$4:$J$4,0),TRUE)","v":2},null,null,null,null,{"$f":"VLOOKUP(OFFSET($B:$B,,MATCH(V$4,$B$4:$F$4,0)-1),OFFSET('C. PoC Adj Factor Scoring'!$E$5:$J$282,,MATCH(V$4,'C. PoC Adj Factor Scoring'!$E$3:$AH$3,0)-1),MATCH(V$2&\" Score\",'C. PoC Adj Factor Scoring'!$E$4:$J$4,0),TRUE)","v":2},null,null,null,null,{"$f":"VLOOKUP(OFFSET($B:$B,,MATCH(AA$4,$B$4:$F$4,0)-1),OFFSET('C. PoC Adj Factor Scoring'!$E$5:$J$282,,MATCH(AA$4,'C. PoC Adj Factor Scoring'!$E$3:$AH$3,0)-1),MATCH(AA$2&\" Score\",'C. PoC Adj Factor Scoring'!$E$4:$J$4,0),TRUE)","v":0}]
[{"$f":"'A. Population Info'!A141","v":136},{"$f":"'A. Population Info'!L141","v":1},null,null,null,null,{"$f":"VLOOKUP(OFFSET($B:$B,,MATCH(G$4,$B$4:$F$4,0)-1),OFFSET('C. PoC Adj Factor Scoring'!$E$5:$J$282,,MATCH(G$4,'C. PoC Adj Factor Scoring'!$E$3:$AH$3,0)-1),MATCH(G$2&\" Score\",'C. PoC Adj Factor Scoring'!$E$4:$J$4,0),TRUE)","v":1},null,null,null,null,{"$f":"VLOOKUP(OFFSET($B:$B,,MATCH(L$4,$B$4:$F$4,0)-1),OFFSET('C. PoC Adj Factor Scoring'!$E$5:$J$282,,MATCH(L$4,'C. PoC Adj Factor Scoring'!$E$3:$AH$3,0)-1),MATCH(L$2&\" Score\",'C. PoC Adj Factor Scoring'!$E$4:$J$4,0),TRUE)","v":1},null,null,null,null,{"$f":"VLOOKUP(OFFSET($B:$B,,MATCH(Q$4,$B$4:$F$4,0)-1),OFFSET('C. PoC Adj Factor Scoring'!$E$5:$J$282,,MATCH(Q$4,'C. PoC Adj Factor Scoring'!$E$3:$AH$3,0)-1),MATCH(Q$2&\" Score\",'C. PoC Adj Factor Scoring'!$E$4:$J$4,0),TRUE)","v":1},null,null,null,null,{"$f":"VLOOKUP(OFFSET($B:$B,,MATCH(V$4,$B$4:$F$4,0)-1),OFFSET('C. PoC Adj Factor Scoring'!$E$5:$J$282,,MATCH(V$4,'C. PoC Adj Factor Scoring'!$E$3:$AH$3,0)-1),MATCH(V$2&\" Score\",'C. PoC Adj Factor Scoring'!$E$4:$J$4,0),TRUE)","v":1},null,null,null,null,{"$f":"VLOOKUP(OFFSET($B:$B,,MATCH(AA$4,$B$4:$F$4,0)-1),OFFSET('C. PoC Adj Factor Scoring'!$E$5:$J$282,,MATCH(AA$4,'C. PoC Adj Factor Scoring'!$E$3:$AH$3,0)-1),MATCH(AA$2&\" Score\",'C. PoC Adj Factor Scoring'!$E$4:$J$4,0),TRUE)","v":0}]
[{"$f":"'A. Population Info'!A142","v":137},{"$f":"'A. Population Info'!L142","v":1},null,null,null,null,{"$f":"VLOOKUP(OFFSET($B:$B,,MATCH(G$4,$B$4:$F$4,0)-1),OFFSET('C. PoC Adj Factor Scoring'!$E$5:$J$282,,MATCH(G$4,'C. PoC Adj Factor Scoring'!$E$3:$AH$3,0)-1),MATCH(G$2&\" Score\",'C. PoC Adj Factor Scoring'!$E$4:$J$4,0),TRUE)","v":1},null,null,null,null,{"$f":"VLOOKUP(OFFSET($B:$B,,MATCH(L$4,$B$4:$F$4,0)-1),OFFSET('C. PoC Adj Factor Scoring'!$E$5:$J$282,,MATCH(L$4,'C. PoC Adj Factor Scoring'!$E$3:$AH$3,0)-1),MATCH(L$2&\" Score\",'C. PoC Adj Factor Scoring'!$E$4:$J$4,0),TRUE)","v":1},null,null,null,null,{"$f":"VLOOKUP(OFFSET($B:$B,,MATCH(Q$4,$B$4:$F$4,0)-1),OFFSET('C. PoC Adj Factor Scoring'!$E$5:$J$282,,MATCH(Q$4,'C. PoC Adj Factor Scoring'!$E$3:$AH$3,0)-1),MATCH(Q$2&\" Score\",'C. PoC Adj Factor Scoring'!$E$4:$J$4,0),TRUE)","v":1},null,null,null,null,{"$f":"VLOOKUP(OFFSET($B:$B,,MATCH(V$4,$B$4:$F$4,0)-1),OFFSET('C. PoC Adj Factor Scoring'!$E$5:$J$282,,MATCH(V$4,'C. PoC Adj Factor Scoring'!$E$3:$AH$3,0)-1),MATCH(V$2&\" Score\",'C. PoC Adj Factor Scoring'!$E$4:$J$4,0),TRUE)","v":1},null,null,null,null,{"$f":"VLOOKUP(OFFSET($B:$B,,MATCH(AA$4,$B$4:$F$4,0)-1),OFFSET('C. PoC Adj Factor Scoring'!$E$5:$J$282,,MATCH(AA$4,'C. PoC Adj Factor Scoring'!$E$3:$AH$3,0)-1),MATCH(AA$2&\" Score\",'C. PoC Adj Factor Scoring'!$E$4:$J$4,0),TRUE)","v":0}]
[{"$f":"'A. Population Info'!A143","v":138},{"$f":"'A. Population Info'!L143","v":2},null,null,null,null,{"$f":"VLOOKUP(OFFSET($B:$B,,MATCH(G$4,$B$4:$F$4,0)-1),OFFSET('C. PoC Adj Factor Scoring'!$E$5:$J$282,,MATCH(G$4,'C. PoC Adj Factor Scoring'!$E$3:$AH$3,0)-1),MATCH(G$2&\" Score\",'C. PoC Adj Factor Scoring'!$E$4:$J$4,0),TRUE)","v":2},null,null,null,null,{"$f":"VLOOKUP(OFFSET($B:$B,,MATCH(L$4,$B$4:$F$4,0)-1),OFFSET('C. PoC Adj Factor Scoring'!$E$5:$J$282,,MATCH(L$4,'C. PoC Adj Factor Scoring'!$E$3:$AH$3,0)-1),MATCH(L$2&\" Score\",'C. PoC Adj Factor Scoring'!$E$4:$J$4,0),TRUE)","v":2},null,null,null,null,{"$f":"VLOOKUP(OFFSET($B:$B,,MATCH(Q$4,$B$4:$F$4,0)-1),OFFSET('C. PoC Adj Factor Scoring'!$E$5:$J$282,,MATCH(Q$4,'C. PoC Adj Factor Scoring'!$E$3:$AH$3,0)-1),MATCH(Q$2&\" Score\",'C. PoC Adj Factor Scoring'!$E$4:$J$4,0),TRUE)","v":2},null,null,null,null,{"$f":"VLOOKUP(OFFSET($B:$B,,MATCH(V$4,$B$4:$F$4,0)-1),OFFSET('C. PoC Adj Factor Scoring'!$E$5:$J$282,,MATCH(V$4,'C. PoC Adj Factor Scoring'!$E$3:$AH$3,0)-1),MATCH(V$2&\" Score\",'C. PoC Adj Factor Scoring'!$E$4:$J$4,0),TRUE)","v":2},null,null,null,null,{"$f":"VLOOKUP(OFFSET($B:$B,,MATCH(AA$4,$B$4:$F$4,0)-1),OFFSET('C. PoC Adj Factor Scoring'!$E$5:$J$282,,MATCH(AA$4,'C. PoC Adj Factor Scoring'!$E$3:$AH$3,0)-1),MATCH(AA$2&\" Score\",'C. PoC Adj Factor Scoring'!$E$4:$J$4,0),TRUE)","v":0}]
[{"$f":"'A. Population Info'!A144","v":139},{"$f":"'A. Population Info'!L144","v":2},null,null,null,null,{"$f":"VLOOKUP(OFFSET($B:$B,,MATCH(G$4,$B$4:$F$4,0)-1),OFFSET('C. PoC Adj Factor Scoring'!$E$5:$J$282,,MATCH(G$4,'C. PoC Adj Factor Scoring'!$E$3:$AH$3,0)-1),MATCH(G$2&\" Score\",'C. PoC Adj Factor Scoring'!$E$4:$J$4,0),TRUE)","v":2},null,null,null,null,{"$f":"VLOOKUP(OFFSET($B:$B,,MATCH(L$4,$B$4:$F$4,0)-1),OFFSET('C. PoC Adj Factor Scoring'!$E$5:$J$282,,MATCH(L$4,'C. PoC Adj Factor Scoring'!$E$3:$AH$3,0)-1),MATCH(L$2&\" Score\",'C. PoC Adj Factor Scoring'!$E$4:$J$4,0),TRUE)","v":2},null,null,null,null,{"$f":"VLOOKUP(OFFSET($B:$B,,MATCH(Q$4,$B$4:$F$4,0)-1),OFFSET('C. PoC Adj Factor Scoring'!$E$5:$J$282,,MATCH(Q$4,'C. PoC Adj Factor Scoring'!$E$3:$AH$3,0)-1),MATCH(Q$2&\" Score\",'C. PoC Adj Factor Scoring'!$E$4:$J$4,0),TRUE)","v":2},null,null,null,null,{"$f":"VLOOKUP(OFFSET($B:$B,,MATCH(V$4,$B$4:$F$4,0)-1),OFFSET('C. PoC Adj Factor Scoring'!$E$5:$J$282,,MATCH(V$4,'C. PoC Adj Factor Scoring'!$E$3:$AH$3,0)-1),MATCH(V$2&\" Score\",'C. PoC Adj Factor Scoring'!$E$4:$J$4,0),TRUE)","v":2},null,null,null,null,{"$f":"VLOOKUP(OFFSET($B:$B,,MATCH(AA$4,$B$4:$F$4,0)-1),OFFSET('C. PoC Adj Factor Scoring'!$E$5:$J$282,,MATCH(AA$4,'C. PoC Adj Factor Scoring'!$E$3:$AH$3,0)-1),MATCH(AA$2&\" Score\",'C. PoC Adj Factor Scoring'!$E$4:$J$4,0),TRUE)","v":0}]
[{"$f":"'A. Population Info'!A145","v":140},{"$f":"'A. Population Info'!L145","v":2},null,null,null,null,{"$f":"VLOOKUP(OFFSET($B:$B,,MATCH(G$4,$B$4:$F$4,0)-1),OFFSET('C. PoC Adj Factor Scoring'!$E$5:$J$282,,MATCH(G$4,'C. PoC Adj Factor Scoring'!$E$3:$AH$3,0)-1),MATCH(G$2&\" Score\",'C. PoC Adj Factor Scoring'!$E$4:$J$4,0),TRUE)","v":2},null,null,null,null,{"$f":"VLOOKUP(OFFSET($B:$B,,MATCH(L$4,$B$4:$F$4,0)-1),OFFSET('C. PoC Adj Factor Scoring'!$E$5:$J$282,,MATCH(L$4,'C. PoC Adj Factor Scoring'!$E$3:$AH$3,0)-1),MATCH(L$2&\" Score\",'C. PoC Adj Factor Scoring'!$E$4:$J$4,0),TRUE)","v":2},null,null,null,null,{"$f":"VLOOKUP(OFFSET($B:$B,,MATCH(Q$4,$B$4:$F$4,0)-1),OFFSET('C. PoC Adj Factor Scoring'!$E$5:$J$282,,MATCH(Q$4,'C. PoC Adj Factor Scoring'!$E$3:$AH$3,0)-1),MATCH(Q$2&\" Score\",'C. PoC Adj Factor Scoring'!$E$4:$J$4,0),TRUE)","v":2},null,null,null,null,{"$f":"VLOOKUP(OFFSET($B:$B,,MATCH(V$4,$B$4:$F$4,0)-1),OFFSET('C. PoC Adj Factor Scoring'!$E$5:$J$282,,MATCH(V$4,'C. PoC Adj Factor Scoring'!$E$3:$AH$3,0)-1),MATCH(V$2&\" Score\",'C. PoC Adj Factor Scoring'!$E$4:$J$4,0),TRUE)","v":2},null,null,null,null,{"$f":"VLOOKUP(OFFSET($B:$B,,MATCH(AA$4,$B$4:$F$4,0)-1),OFFSET('C. PoC Adj Factor Scoring'!$E$5:$J$282,,MATCH(AA$4,'C. PoC Adj Factor Scoring'!$E$3:$AH$3,0)-1),MATCH(AA$2&\" Score\",'C. PoC Adj Factor Scoring'!$E$4:$J$4,0),TRUE)","v":0}]
[{"$f":"'A. Population Info'!A146","v":141},{"$f":"'A. Population Info'!L146","v":2},null,null,null,null,{"$f":"VLOOKUP(OFFSET($B:$B,,MATCH(G$4,$B$4:$F$4,0)-1),OFFSET('C. PoC Adj Factor Scoring'!$E$5:$J$282,,MATCH(G$4,'C. PoC Adj Factor Scoring'!$E$3:$AH$3,0)-1),MATCH(G$2&\" Score\",'C. PoC Adj Factor Scoring'!$E$4:$J$4,0),TRUE)","v":2},null,null,null,null,{"$f":"VLOOKUP(OFFSET($B:$B,,MATCH(L$4,$B$4:$F$4,0)-1),OFFSET('C. PoC Adj Factor Scoring'!$E$5:$J$282,,MATCH(L$4,'C. PoC Adj Factor Scoring'!$E$3:$AH$3,0)-1),MATCH(L$2&\" Score\",'C. PoC Adj Factor Scoring'!$E$4:$J$4,0),TRUE)","v":2},null,null,null,null,{"$f":"VLOOKUP(OFFSET($B:$B,,MATCH(Q$4,$B$4:$F$4,0)-1),OFFSET('C. PoC Adj Factor Scoring'!$E$5:$J$282,,MATCH(Q$4,'C. PoC Adj Factor Scoring'!$E$3:$AH$3,0)-1),MATCH(Q$2&\" Score\",'C. PoC Adj Factor Scoring'!$E$4:$J$4,0),TRUE)","v":2},null,null,null,null,{"$f":"VLOOKUP(OFFSET($B:$B,,MATCH(V$4,$B$4:$F$4,0)-1),OFFSET('C. PoC Adj Factor Scoring'!$E$5:$J$282,,MATCH(V$4,'C. PoC Adj Factor Scoring'!$E$3:$AH$3,0)-1),MATCH(V$2&\" Score\",'C. PoC Adj Factor Scoring'!$E$4:$J$4,0),TRUE)","v":2},null,null,null,null,{"$f":"VLOOKUP(OFFSET($B:$B,,MATCH(AA$4,$B$4:$F$4,0)-1),OFFSET('C. PoC Adj Factor Scoring'!$E$5:$J$282,,MATCH(AA$4,'C. PoC Adj Factor Scoring'!$E$3:$AH$3,0)-1),MATCH(AA$2&\" Score\",'C. PoC Adj Factor Scoring'!$E$4:$J$4,0),TRUE)","v":0}]
[{"$f":"'A. Population Info'!A147","v":142},{"$f":"'A. Population Info'!L147","v":2},null,null,null,null,{"$f":"VLOOKUP(OFFSET($B:$B,,MATCH(G$4,$B$4:$F$4,0)-1),OFFSET('C. PoC Adj Factor Scoring'!$E$5:$J$282,,MATCH(G$4,'C. PoC Adj Factor Scoring'!$E$3:$AH$3,0)-1),MATCH(G$2&\" Score\",'C. PoC Adj Factor Scoring'!$E$4:$J$4,0),TRUE)","v":2},null,null,null,null,{"$f":"VLOOKUP(OFFSET($B:$B,,MATCH(L$4,$B$4:$F$4,0)-1),OFFSET('C. PoC Adj Factor Scoring'!$E$5:$J$282,,MATCH(L$4,'C. PoC Adj Factor Scoring'!$E$3:$AH$3,0)-1),MATCH(L$2&\" Score\",'C. PoC Adj Factor Scoring'!$E$4:$J$4,0),TRUE)","v":2},null,null,null,null,{"$f":"VLOOKUP(OFFSET($B:$B,,MATCH(Q$4,$B$4:$F$4,0)-1),OFFSET('C. PoC Adj Factor Scoring'!$E$5:$J$282,,MATCH(Q$4,'C. PoC Adj Factor Scoring'!$E$3:$AH$3,0)-1),MATCH(Q$2&\" Score\",'C. PoC Adj Factor Scoring'!$E$4:$J$4,0),TRUE)","v":2},null,null,null,null,{"$f":"VLOOKUP(OFFSET($B:$B,,MATCH(V$4,$B$4:$F$4,0)-1),OFFSET('C. PoC Adj Factor Scoring'!$E$5:$J$282,,MATCH(V$4,'C. PoC Adj Factor Scoring'!$E$3:$AH$3,0)-1),MATCH(V$2&\" Score\",'C. PoC Adj Factor Scoring'!$E$4:$J$4,0),TRUE)","v":2},null,null,null,null,{"$f":"VLOOKUP(OFFSET($B:$B,,MATCH(AA$4,$B$4:$F$4,0)-1),OFFSET('C. PoC Adj Factor Scoring'!$E$5:$J$282,,MATCH(AA$4,'C. PoC Adj Factor Scoring'!$E$3:$AH$3,0)-1),MATCH(AA$2&\" Score\",'C. PoC Adj Factor Scoring'!$E$4:$J$4,0),TRUE)","v":0}]
[{"$f":"'A. Population Info'!A148","v":143},{"$f":"'A. Population Info'!L148","v":2},null,null,null,null,{"$f":"VLOOKUP(OFFSET($B:$B,,MATCH(G$4,$B$4:$F$4,0)-1),OFFSET('C. PoC Adj Factor Scoring'!$E$5:$J$282,,MATCH(G$4,'C. PoC Adj Factor Scoring'!$E$3:$AH$3,0)-1),MATCH(G$2&\" Score\",'C. PoC Adj Factor Scoring'!$E$4:$J$4,0),TRUE)","v":2},null,null,null,null,{"$f":"VLOOKUP(OFFSET($B:$B,,MATCH(L$4,$B$4:$F$4,0)-1),OFFSET('C. PoC Adj Factor Scoring'!$E$5:$J$282,,MATCH(L$4,'C. PoC Adj Factor Scoring'!$E$3:$AH$3,0)-1),MATCH(L$2&\" Score\",'C. PoC Adj Factor Scoring'!$E$4:$J$4,0),TRUE)","v":2},null,null,null,null,{"$f":"VLOOKUP(OFFSET($B:$B,,MATCH(Q$4,$B$4:$F$4,0)-1),OFFSET('C. PoC Adj Factor Scoring'!$E$5:$J$282,,MATCH(Q$4,'C. PoC Adj Factor Scoring'!$E$3:$AH$3,0)-1),MATCH(Q$2&\" Score\",'C. PoC Adj Factor Scoring'!$E$4:$J$4,0),TRUE)","v":2},null,null,null,null,{"$f":"VLOOKUP(OFFSET($B:$B,,MATCH(V$4,$B$4:$F$4,0)-1),OFFSET('C. PoC Adj Factor Scoring'!$E$5:$J$282,,MATCH(V$4,'C. PoC Adj Factor Scoring'!$E$3:$AH$3,0)-1),MATCH(V$2&\" Score\",'C. PoC Adj Factor Scoring'!$E$4:$J$4,0),TRUE)","v":2},null,null,null,null,{"$f":"VLOOKUP(OFFSET($B:$B,,MATCH(AA$4,$B$4:$F$4,0)-1),OFFSET('C. PoC Adj Factor Scoring'!$E$5:$J$282,,MATCH(AA$4,'C. PoC Adj Factor Scoring'!$E$3:$AH$3,0)-1),MATCH(AA$2&\" Score\",'C. PoC Adj Factor Scoring'!$E$4:$J$4,0),TRUE)","v":0}]
[{"$f":"'A. Population Info'!A149","v":144},{"$f":"'A. Population Info'!L149","v":1},null,null,null,null,{"$f":"VLOOKUP(OFFSET($B:$B,,MATCH(G$4,$B$4:$F$4,0)-1),OFFSET('C. PoC Adj Factor Scoring'!$E$5:$J$282,,MATCH(G$4,'C. PoC Adj Factor Scoring'!$E$3:$AH$3,0)-1),MATCH(G$2&\" Score\",'C. PoC Adj Factor Scoring'!$E$4:$J$4,0),TRUE)","v":1},null,null,null,null,{"$f":"VLOOKUP(OFFSET($B:$B,,MATCH(L$4,$B$4:$F$4,0)-1),OFFSET('C. PoC Adj Factor Scoring'!$E$5:$J$282,,MATCH(L$4,'C. PoC Adj Factor Scoring'!$E$3:$AH$3,0)-1),MATCH(L$2&\" Score\",'C. PoC Adj Factor Scoring'!$E$4:$J$4,0),TRUE)","v":1},null,null,null,null,{"$f":"VLOOKUP(OFFSET($B:$B,,MATCH(Q$4,$B$4:$F$4,0)-1),OFFSET('C. PoC Adj Factor Scoring'!$E$5:$J$282,,MATCH(Q$4,'C. PoC Adj Factor Scoring'!$E$3:$AH$3,0)-1),MATCH(Q$2&\" Score\",'C. PoC Adj Factor Scoring'!$E$4:$J$4,0),TRUE)","v":1},null,null,null,null,{"$f":"VLOOKUP(OFFSET($B:$B,,MATCH(V$4,$B$4:$F$4,0)-1),OFFSET('C. PoC Adj Factor Scoring'!$E$5:$J$282,,MATCH(V$4,'C. PoC Adj Factor Scoring'!$E$3:$AH$3,0)-1),MATCH(V$2&\" Score\",'C. PoC Adj Factor Scoring'!$E$4:$J$4,0),TRUE)","v":1},null,null,null,null,{"$f":"VLOOKUP(OFFSET($B:$B,,MATCH(AA$4,$B$4:$F$4,0)-1),OFFSET('C. PoC Adj Factor Scoring'!$E$5:$J$282,,MATCH(AA$4,'C. PoC Adj Factor Scoring'!$E$3:$AH$3,0)-1),MATCH(AA$2&\" Score\",'C. PoC Adj Factor Scoring'!$E$4:$J$4,0),TRUE)","v":0}]
[{"$f":"'A. Population Info'!A150","v":145},{"$f":"'A. Population Info'!L150","v":2},null,null,null,null,{"$f":"VLOOKUP(OFFSET($B:$B,,MATCH(G$4,$B$4:$F$4,0)-1),OFFSET('C. PoC Adj Factor Scoring'!$E$5:$J$282,,MATCH(G$4,'C. PoC Adj Factor Scoring'!$E$3:$AH$3,0)-1),MATCH(G$2&\" Score\",'C. PoC Adj Factor Scoring'!$E$4:$J$4,0),TRUE)","v":2},null,null,null,null,{"$f":"VLOOKUP(OFFSET($B:$B,,MATCH(L$4,$B$4:$F$4,0)-1),OFFSET('C. PoC Adj Factor Scoring'!$E$5:$J$282,,MATCH(L$4,'C. PoC Adj Factor Scoring'!$E$3:$AH$3,0)-1),MATCH(L$2&\" Score\",'C. PoC Adj Factor Scoring'!$E$4:$J$4,0),TRUE)","v":2},null,null,null,null,{"$f":"VLOOKUP(OFFSET($B:$B,,MATCH(Q$4,$B$4:$F$4,0)-1),OFFSET('C. PoC Adj Factor Scoring'!$E$5:$J$282,,MATCH(Q$4,'C. PoC Adj Factor Scoring'!$E$3:$AH$3,0)-1),MATCH(Q$2&\" Score\",'C. PoC Adj Factor Scoring'!$E$4:$J$4,0),TRUE)","v":2},null,null,null,null,{"$f":"VLOOKUP(OFFSET($B:$B,,MATCH(V$4,$B$4:$F$4,0)-1),OFFSET('C. PoC Adj Factor Scoring'!$E$5:$J$282,,MATCH(V$4,'C. PoC Adj Factor Scoring'!$E$3:$AH$3,0)-1),MATCH(V$2&\" Score\",'C. PoC Adj Factor Scoring'!$E$4:$J$4,0),TRUE)","v":2},null,null,null,null,{"$f":"VLOOKUP(OFFSET($B:$B,,MATCH(AA$4,$B$4:$F$4,0)-1),OFFSET('C. PoC Adj Factor Scoring'!$E$5:$J$282,,MATCH(AA$4,'C. PoC Adj Factor Scoring'!$E$3:$AH$3,0)-1),MATCH(AA$2&\" Score\",'C. PoC Adj Factor Scoring'!$E$4:$J$4,0),TRUE)","v":0}]
[{"$f":"'A. Population Info'!A151","v":146},{"$f":"'A. Population Info'!L151","v":2},null,null,null,null,{"$f":"VLOOKUP(OFFSET($B:$B,,MATCH(G$4,$B$4:$F$4,0)-1),OFFSET('C. PoC Adj Factor Scoring'!$E$5:$J$282,,MATCH(G$4,'C. PoC Adj Factor Scoring'!$E$3:$AH$3,0)-1),MATCH(G$2&\" Score\",'C. PoC Adj Factor Scoring'!$E$4:$J$4,0),TRUE)","v":2},null,null,null,null,{"$f":"VLOOKUP(OFFSET($B:$B,,MATCH(L$4,$B$4:$F$4,0)-1),OFFSET('C. PoC Adj Factor Scoring'!$E$5:$J$282,,MATCH(L$4,'C. PoC Adj Factor Scoring'!$E$3:$AH$3,0)-1),MATCH(L$2&\" Score\",'C. PoC Adj Factor Scoring'!$E$4:$J$4,0),TRUE)","v":2},null,null,null,null,{"$f":"VLOOKUP(OFFSET($B:$B,,MATCH(Q$4,$B$4:$F$4,0)-1),OFFSET('C. PoC Adj Factor Scoring'!$E$5:$J$282,,MATCH(Q$4,'C. PoC Adj Factor Scoring'!$E$3:$AH$3,0)-1),MATCH(Q$2&\" Score\",'C. PoC Adj Factor Scoring'!$E$4:$J$4,0),TRUE)","v":2},null,null,null,null,{"$f":"VLOOKUP(OFFSET($B:$B,,MATCH(V$4,$B$4:$F$4,0)-1),OFFSET('C. PoC Adj Factor Scoring'!$E$5:$J$282,,MATCH(V$4,'C. PoC Adj Factor Scoring'!$E$3:$AH$3,0)-1),MATCH(V$2&\" Score\",'C. PoC Adj Factor Scoring'!$E$4:$J$4,0),TRUE)","v":2},null,null,null,null,{"$f":"VLOOKUP(OFFSET($B:$B,,MATCH(AA$4,$B$4:$F$4,0)-1),OFFSET('C. PoC Adj Factor Scoring'!$E$5:$J$282,,MATCH(AA$4,'C. PoC Adj Factor Scoring'!$E$3:$AH$3,0)-1),MATCH(AA$2&\" Score\",'C. PoC Adj Factor Scoring'!$E$4:$J$4,0),TRUE)","v":0}]
[{"$f":"'A. Population Info'!A152","v":147},{"$f":"'A. Population Info'!L152","v":2},null,null,null,null,{"$f":"VLOOKUP(OFFSET($B:$B,,MATCH(G$4,$B$4:$F$4,0)-1),OFFSET('C. PoC Adj Factor Scoring'!$E$5:$J$282,,MATCH(G$4,'C. PoC Adj Factor Scoring'!$E$3:$AH$3,0)-1),MATCH(G$2&\" Score\",'C. PoC Adj Factor Scoring'!$E$4:$J$4,0),TRUE)","v":2},null,null,null,null,{"$f":"VLOOKUP(OFFSET($B:$B,,MATCH(L$4,$B$4:$F$4,0)-1),OFFSET('C. PoC Adj Factor Scoring'!$E$5:$J$282,,MATCH(L$4,'C. PoC Adj Factor Scoring'!$E$3:$AH$3,0)-1),MATCH(L$2&\" Score\",'C. PoC Adj Factor Scoring'!$E$4:$J$4,0),TRUE)","v":2},null,null,null,null,{"$f":"VLOOKUP(OFFSET($B:$B,,MATCH(Q$4,$B$4:$F$4,0)-1),OFFSET('C. PoC Adj Factor Scoring'!$E$5:$J$282,,MATCH(Q$4,'C. PoC Adj Factor Scoring'!$E$3:$AH$3,0)-1),MATCH(Q$2&\" Score\",'C. PoC Adj Factor Scoring'!$E$4:$J$4,0),TRUE)","v":2},null,null,null,null,{"$f":"VLOOKUP(OFFSET($B:$B,,MATCH(V$4,$B$4:$F$4,0)-1),OFFSET('C. PoC Adj Factor Scoring'!$E$5:$J$282,,MATCH(V$4,'C. PoC Adj Factor Scoring'!$E$3:$AH$3,0)-1),MATCH(V$2&\" Score\",'C. PoC Adj Factor Scoring'!$E$4:$J$4,0),TRUE)","v":2},null,null,null,null,{"$f":"VLOOKUP(OFFSET($B:$B,,MATCH(AA$4,$B$4:$F$4,0)-1),OFFSET('C. PoC Adj Factor Scoring'!$E$5:$J$282,,MATCH(AA$4,'C. PoC Adj Factor Scoring'!$E$3:$AH$3,0)-1),MATCH(AA$2&\" Score\",'C. PoC Adj Factor Scoring'!$E$4:$J$4,0),TRUE)","v":0}]
[{"$f":"'A. Population Info'!A153","v":148},{"$f":"'A. Population Info'!L153","v":2},null,null,null,null,{"$f":"VLOOKUP(OFFSET($B:$B,,MATCH(G$4,$B$4:$F$4,0)-1),OFFSET('C. PoC Adj Factor Scoring'!$E$5:$J$282,,MATCH(G$4,'C. PoC Adj Factor Scoring'!$E$3:$AH$3,0)-1),MATCH(G$2&\" Score\",'C. PoC Adj Factor Scoring'!$E$4:$J$4,0),TRUE)","v":2},null,null,null,null,{"$f":"VLOOKUP(OFFSET($B:$B,,MATCH(L$4,$B$4:$F$4,0)-1),OFFSET('C. PoC Adj Factor Scoring'!$E$5:$J$282,,MATCH(L$4,'C. PoC Adj Factor Scoring'!$E$3:$AH$3,0)-1),MATCH(L$2&\" Score\",'C. PoC Adj Factor Scoring'!$E$4:$J$4,0),TRUE)","v":2},null,null,null,null,{"$f":"VLOOKUP(OFFSET($B:$B,,MATCH(Q$4,$B$4:$F$4,0)-1),OFFSET('C. PoC Adj Factor Scoring'!$E$5:$J$282,,MATCH(Q$4,'C. PoC Adj Factor Scoring'!$E$3:$AH$3,0)-1),MATCH(Q$2&\" Score\",'C. PoC Adj Factor Scoring'!$E$4:$J$4,0),TRUE)","v":2},null,null,null,null,{"$f":"VLOOKUP(OFFSET($B:$B,,MATCH(V$4,$B$4:$F$4,0)-1),OFFSET('C. PoC Adj Factor Scoring'!$E$5:$J$282,,MATCH(V$4,'C. PoC Adj Factor Scoring'!$E$3:$AH$3,0)-1),MATCH(V$2&\" Score\",'C. PoC Adj Factor Scoring'!$E$4:$J$4,0),TRUE)","v":2},null,null,null,null,{"$f":"VLOOKUP(OFFSET($B:$B,,MATCH(AA$4,$B$4:$F$4,0)-1),OFFSET('C. PoC Adj Factor Scoring'!$E$5:$J$282,,MATCH(AA$4,'C. PoC Adj Factor Scoring'!$E$3:$AH$3,0)-1),MATCH(AA$2&\" Score\",'C. PoC Adj Factor Scoring'!$E$4:$J$4,0),TRUE)","v":0}]
[{"$f":"'A. Population Info'!A154","v":149},{"$f":"'A. Population Info'!L154","v":2},null,null,null,null,{"$f":"VLOOKUP(OFFSET($B:$B,,MATCH(G$4,$B$4:$F$4,0)-1),OFFSET('C. PoC Adj Factor Scoring'!$E$5:$J$282,,MATCH(G$4,'C. PoC Adj Factor Scoring'!$E$3:$AH$3,0)-1),MATCH(G$2&\" Score\",'C. PoC Adj Factor Scoring'!$E$4:$J$4,0),TRUE)","v":2},null,null,null,null,{"$f":"VLOOKUP(OFFSET($B:$B,,MATCH(L$4,$B$4:$F$4,0)-1),OFFSET('C. PoC Adj Factor Scoring'!$E$5:$J$282,,MATCH(L$4,'C. PoC Adj Factor Scoring'!$E$3:$AH$3,0)-1),MATCH(L$2&\" Score\",'C. PoC Adj Factor Scoring'!$E$4:$J$4,0),TRUE)","v":2},null,null,null,null,{"$f":"VLOOKUP(OFFSET($B:$B,,MATCH(Q$4,$B$4:$F$4,0)-1),OFFSET('C. PoC Adj Factor Scoring'!$E$5:$J$282,,MATCH(Q$4,'C. PoC Adj Factor Scoring'!$E$3:$AH$3,0)-1),MATCH(Q$2&\" Score\",'C. PoC Adj Factor Scoring'!$E$4:$J$4,0),TRUE)","v":2},null,null,null,null,{"$f":"VLOOKUP(OFFSET($B:$B,,MATCH(V$4,$B$4:$F$4,0)-1),OFFSET('C. PoC Adj Factor Scoring'!$E$5:$J$282,,MATCH(V$4,'C. PoC Adj Factor Scoring'!$E$3:$AH$3,0)-1),MATCH(V$2&\" Score\",'C. PoC Adj Factor Scoring'!$E$4:$J$4,0),TRUE)","v":2},null,null,null,null,{"$f":"VLOOKUP(OFFSET($B:$B,,MATCH(AA$4,$B$4:$F$4,0)-1),OFFSET('C. PoC Adj Factor Scoring'!$E$5:$J$282,,MATCH(AA$4,'C. PoC Adj Factor Scoring'!$E$3:$AH$3,0)-1),MATCH(AA$2&\" Score\",'C. PoC Adj Factor Scoring'!$E$4:$J$4,0),TRUE)","v":0}]
[{"$f":"'A. Population Info'!A155","v":150},{"$f":"'A. Population Info'!L155","v":2},null,null,null,null,{"$f":"VLOOKUP(OFFSET($B:$B,,MATCH(G$4,$B$4:$F$4,0)-1),OFFSET('C. PoC Adj Factor Scoring'!$E$5:$J$282,,MATCH(G$4,'C. PoC Adj Factor Scoring'!$E$3:$AH$3,0)-1),MATCH(G$2&\" Score\",'C. PoC Adj Factor Scoring'!$E$4:$J$4,0),TRUE)","v":2},null,null,null,null,{"$f":"VLOOKUP(OFFSET($B:$B,,MATCH(L$4,$B$4:$F$4,0)-1),OFFSET('C. PoC Adj Factor Scoring'!$E$5:$J$282,,MATCH(L$4,'C. PoC Adj Factor Scoring'!$E$3:$AH$3,0)-1),MATCH(L$2&\" Score\",'C. PoC Adj Factor Scoring'!$E$4:$J$4,0),TRUE)","v":2},null,null,null,null,{"$f":"VLOOKUP(OFFSET($B:$B,,MATCH(Q$4,$B$4:$F$4,0)-1),OFFSET('C. PoC Adj Factor Scoring'!$E$5:$J$282,,MATCH(Q$4,'C. PoC Adj Factor Scoring'!$E$3:$AH$3,0)-1),MATCH(Q$2&\" Score\",'C. PoC Adj Factor Scoring'!$E$4:$J$4,0),TRUE)","v":2},null,null,null,null,{"$f":"VLOOKUP(OFFSET($B:$B,,MATCH(V$4,$B$4:$F$4,0)-1),OFFSET('C. PoC Adj Factor Scoring'!$E$5:$J$282,,MATCH(V$4,'C. PoC Adj Factor Scoring'!$E$3:$AH$3,0)-1),MATCH(V$2&\" Score\",'C. PoC Adj Factor Scoring'!$E$4:$J$4,0),TRUE)","v":2},null,null,null,null,{"$f":"VLOOKUP(OFFSET($B:$B,,MATCH(AA$4,$B$4:$F$4,0)-1),OFFSET('C. PoC Adj Factor Scoring'!$E$5:$J$282,,MATCH(AA$4,'C. PoC Adj Factor Scoring'!$E$3:$AH$3,0)-1),MATCH(AA$2&\" Score\",'C. PoC Adj Factor Scoring'!$E$4:$J$4,0),TRUE)","v":0}]
[{"$f":"'A. Population Info'!A156","v":151},{"$f":"'A. Population Info'!L156","v":2},null,null,null,null,{"$f":"VLOOKUP(OFFSET($B:$B,,MATCH(G$4,$B$4:$F$4,0)-1),OFFSET('C. PoC Adj Factor Scoring'!$E$5:$J$282,,MATCH(G$4,'C. PoC Adj Factor Scoring'!$E$3:$AH$3,0)-1),MATCH(G$2&\" Score\",'C. PoC Adj Factor Scoring'!$E$4:$J$4,0),TRUE)","v":2},null,null,null,null,{"$f":"VLOOKUP(OFFSET($B:$B,,MATCH(L$4,$B$4:$F$4,0)-1),OFFSET('C. PoC Adj Factor Scoring'!$E$5:$J$282,,MATCH(L$4,'C. PoC Adj Factor Scoring'!$E$3:$AH$3,0)-1),MATCH(L$2&\" Score\",'C. PoC Adj Factor Scoring'!$E$4:$J$4,0),TRUE)","v":2},null,null,null,null,{"$f":"VLOOKUP(OFFSET($B:$B,,MATCH(Q$4,$B$4:$F$4,0)-1),OFFSET('C. PoC Adj Factor Scoring'!$E$5:$J$282,,MATCH(Q$4,'C. PoC Adj Factor Scoring'!$E$3:$AH$3,0)-1),MATCH(Q$2&\" Score\",'C. PoC Adj Factor Scoring'!$E$4:$J$4,0),TRUE)","v":2},null,null,null,null,{"$f":"VLOOKUP(OFFSET($B:$B,,MATCH(V$4,$B$4:$F$4,0)-1),OFFSET('C. PoC Adj Factor Scoring'!$E$5:$J$282,,MATCH(V$4,'C. PoC Adj Factor Scoring'!$E$3:$AH$3,0)-1),MATCH(V$2&\" Score\",'C. PoC Adj Factor Scoring'!$E$4:$J$4,0),TRUE)","v":2},null,null,null,null,{"$f":"VLOOKUP(OFFSET($B:$B,,MATCH(AA$4,$B$4:$F$4,0)-1),OFFSET('C. PoC Adj Factor Scoring'!$E$5:$J$282,,MATCH(AA$4,'C. PoC Adj Factor Scoring'!$E$3:$AH$3,0)-1),MATCH(AA$2&\" Score\",'C. PoC Adj Factor Scoring'!$E$4:$J$4,0),TRUE)","v":0}]
[{"$f":"'A. Population Info'!A157","v":152},{"$f":"'A. Population Info'!L157","v":1},null,null,null,null,{"$f":"VLOOKUP(OFFSET($B:$B,,MATCH(G$4,$B$4:$F$4,0)-1),OFFSET('C. PoC Adj Factor Scoring'!$E$5:$J$282,,MATCH(G$4,'C. PoC Adj Factor Scoring'!$E$3:$AH$3,0)-1),MATCH(G$2&\" Score\",'C. PoC Adj Factor Scoring'!$E$4:$J$4,0),TRUE)","v":1},null,null,null,null,{"$f":"VLOOKUP(OFFSET($B:$B,,MATCH(L$4,$B$4:$F$4,0)-1),OFFSET('C. PoC Adj Factor Scoring'!$E$5:$J$282,,MATCH(L$4,'C. PoC Adj Factor Scoring'!$E$3:$AH$3,0)-1),MATCH(L$2&\" Score\",'C. PoC Adj Factor Scoring'!$E$4:$J$4,0),TRUE)","v":1},null,null,null,null,{"$f":"VLOOKUP(OFFSET($B:$B,,MATCH(Q$4,$B$4:$F$4,0)-1),OFFSET('C. PoC Adj Factor Scoring'!$E$5:$J$282,,MATCH(Q$4,'C. PoC Adj Factor Scoring'!$E$3:$AH$3,0)-1),MATCH(Q$2&\" Score\",'C. PoC Adj Factor Scoring'!$E$4:$J$4,0),TRUE)","v":1},null,null,null,null,{"$f":"VLOOKUP(OFFSET($B:$B,,MATCH(V$4,$B$4:$F$4,0)-1),OFFSET('C. PoC Adj Factor Scoring'!$E$5:$J$282,,MATCH(V$4,'C. PoC Adj Factor Scoring'!$E$3:$AH$3,0)-1),MATCH(V$2&\" Score\",'C. PoC Adj Factor Scoring'!$E$4:$J$4,0),TRUE)","v":1},null,null,null,null,{"$f":"VLOOKUP(OFFSET($B:$B,,MATCH(AA$4,$B$4:$F$4,0)-1),OFFSET('C. PoC Adj Factor Scoring'!$E$5:$J$282,,MATCH(AA$4,'C. PoC Adj Factor Scoring'!$E$3:$AH$3,0)-1),MATCH(AA$2&\" Score\",'C. PoC Adj Factor Scoring'!$E$4:$J$4,0),TRUE)","v":0}]
[{"$f":"'A. Population Info'!A158","v":153},{"$f":"'A. Population Info'!L158","v":2},null,null,null,null,{"$f":"VLOOKUP(OFFSET($B:$B,,MATCH(G$4,$B$4:$F$4,0)-1),OFFSET('C. PoC Adj Factor Scoring'!$E$5:$J$282,,MATCH(G$4,'C. PoC Adj Factor Scoring'!$E$3:$AH$3,0)-1),MATCH(G$2&\" Score\",'C. PoC Adj Factor Scoring'!$E$4:$J$4,0),TRUE)","v":2},null,null,null,null,{"$f":"VLOOKUP(OFFSET($B:$B,,MATCH(L$4,$B$4:$F$4,0)-1),OFFSET('C. PoC Adj Factor Scoring'!$E$5:$J$282,,MATCH(L$4,'C. PoC Adj Factor Scoring'!$E$3:$AH$3,0)-1),MATCH(L$2&\" Score\",'C. PoC Adj Factor Scoring'!$E$4:$J$4,0),TRUE)","v":2},null,null,null,null,{"$f":"VLOOKUP(OFFSET($B:$B,,MATCH(Q$4,$B$4:$F$4,0)-1),OFFSET('C. PoC Adj Factor Scoring'!$E$5:$J$282,,MATCH(Q$4,'C. PoC Adj Factor Scoring'!$E$3:$AH$3,0)-1),MATCH(Q$2&\" Score\",'C. PoC Adj Factor Scoring'!$E$4:$J$4,0),TRUE)","v":2},null,null,null,null,{"$f":"VLOOKUP(OFFSET($B:$B,,MATCH(V$4,$B$4:$F$4,0)-1),OFFSET('C. PoC Adj Factor Scoring'!$E$5:$J$282,,MATCH(V$4,'C. PoC Adj Factor Scoring'!$E$3:$AH$3,0)-1),MATCH(V$2&\" Score\",'C. PoC Adj Factor Scoring'!$E$4:$J$4,0),TRUE)","v":2},null,null,null,null,{"$f":"VLOOKUP(OFFSET($B:$B,,MATCH(AA$4,$B$4:$F$4,0)-1),OFFSET('C. PoC Adj Factor Scoring'!$E$5:$J$282,,MATCH(AA$4,'C. PoC Adj Factor Scoring'!$E$3:$AH$3,0)-1),MATCH(AA$2&\" Score\",'C. PoC Adj Factor Scoring'!$E$4:$J$4,0),TRUE)","v":0}]
[{"$f":"'A. Population Info'!A159","v":154},{"$f":"'A. Population Info'!L159","v":2},null,null,null,null,{"$f":"VLOOKUP(OFFSET($B:$B,,MATCH(G$4,$B$4:$F$4,0)-1),OFFSET('C. PoC Adj Factor Scoring'!$E$5:$J$282,,MATCH(G$4,'C. PoC Adj Factor Scoring'!$E$3:$AH$3,0)-1),MATCH(G$2&\" Score\",'C. PoC Adj Factor Scoring'!$E$4:$J$4,0),TRUE)","v":2},null,null,null,null,{"$f":"VLOOKUP(OFFSET($B:$B,,MATCH(L$4,$B$4:$F$4,0)-1),OFFSET('C. PoC Adj Factor Scoring'!$E$5:$J$282,,MATCH(L$4,'C. PoC Adj Factor Scoring'!$E$3:$AH$3,0)-1),MATCH(L$2&\" Score\",'C. PoC Adj Factor Scoring'!$E$4:$J$4,0),TRUE)","v":2},null,null,null,null,{"$f":"VLOOKUP(OFFSET($B:$B,,MATCH(Q$4,$B$4:$F$4,0)-1),OFFSET('C. PoC Adj Factor Scoring'!$E$5:$J$282,,MATCH(Q$4,'C. PoC Adj Factor Scoring'!$E$3:$AH$3,0)-1),MATCH(Q$2&\" Score\",'C. PoC Adj Factor Scoring'!$E$4:$J$4,0),TRUE)","v":2},null,null,null,null,{"$f":"VLOOKUP(OFFSET($B:$B,,MATCH(V$4,$B$4:$F$4,0)-1),OFFSET('C. PoC Adj Factor Scoring'!$E$5:$J$282,,MATCH(V$4,'C. PoC Adj Factor Scoring'!$E$3:$AH$3,0)-1),MATCH(V$2&\" Score\",'C. PoC Adj Factor Scoring'!$E$4:$J$4,0),TRUE)","v":2},null,null,null,null,{"$f":"VLOOKUP(OFFSET($B:$B,,MATCH(AA$4,$B$4:$F$4,0)-1),OFFSET('C. PoC Adj Factor Scoring'!$E$5:$J$282,,MATCH(AA$4,'C. PoC Adj Factor Scoring'!$E$3:$AH$3,0)-1),MATCH(AA$2&\" Score\",'C. PoC Adj Factor Scoring'!$E$4:$J$4,0),TRUE)","v":0}]
[{"$f":"'A. Population Info'!A160","v":155},{"$f":"'A. Population Info'!L160","v":2},null,null,null,null,{"$f":"VLOOKUP(OFFSET($B:$B,,MATCH(G$4,$B$4:$F$4,0)-1),OFFSET('C. PoC Adj Factor Scoring'!$E$5:$J$282,,MATCH(G$4,'C. PoC Adj Factor Scoring'!$E$3:$AH$3,0)-1),MATCH(G$2&\" Score\",'C. PoC Adj Factor Scoring'!$E$4:$J$4,0),TRUE)","v":2},null,null,null,null,{"$f":"VLOOKUP(OFFSET($B:$B,,MATCH(L$4,$B$4:$F$4,0)-1),OFFSET('C. PoC Adj Factor Scoring'!$E$5:$J$282,,MATCH(L$4,'C. PoC Adj Factor Scoring'!$E$3:$AH$3,0)-1),MATCH(L$2&\" Score\",'C. PoC Adj Factor Scoring'!$E$4:$J$4,0),TRUE)","v":2},null,null,null,null,{"$f":"VLOOKUP(OFFSET($B:$B,,MATCH(Q$4,$B$4:$F$4,0)-1),OFFSET('C. PoC Adj Factor Scoring'!$E$5:$J$282,,MATCH(Q$4,'C. PoC Adj Factor Scoring'!$E$3:$AH$3,0)-1),MATCH(Q$2&\" Score\",'C. PoC Adj Factor Scoring'!$E$4:$J$4,0),TRUE)","v":2},null,null,null,null,{"$f":"VLOOKUP(OFFSET($B:$B,,MATCH(V$4,$B$4:$F$4,0)-1),OFFSET('C. PoC Adj Factor Scoring'!$E$5:$J$282,,MATCH(V$4,'C. PoC Adj Factor Scoring'!$E$3:$AH$3,0)-1),MATCH(V$2&\" Score\",'C. PoC Adj Factor Scoring'!$E$4:$J$4,0),TRUE)","v":2},null,null,null,null,{"$f":"VLOOKUP(OFFSET($B:$B,,MATCH(AA$4,$B$4:$F$4,0)-1),OFFSET('C. PoC Adj Factor Scoring'!$E$5:$J$282,,MATCH(AA$4,'C. PoC Adj Factor Scoring'!$E$3:$AH$3,0)-1),MATCH(AA$2&\" Score\",'C. PoC Adj Factor Scoring'!$E$4:$J$4,0),TRUE)","v":0}]
[{"$f":"'A. Population Info'!A161","v":156},{"$f":"'A. Population Info'!L161","v":1},null,null,null,null,{"$f":"VLOOKUP(OFFSET($B:$B,,MATCH(G$4,$B$4:$F$4,0)-1),OFFSET('C. PoC Adj Factor Scoring'!$E$5:$J$282,,MATCH(G$4,'C. PoC Adj Factor Scoring'!$E$3:$AH$3,0)-1),MATCH(G$2&\" Score\",'C. PoC Adj Factor Scoring'!$E$4:$J$4,0),TRUE)","v":1},null,null,null,null,{"$f":"VLOOKUP(OFFSET($B:$B,,MATCH(L$4,$B$4:$F$4,0)-1),OFFSET('C. PoC Adj Factor Scoring'!$E$5:$J$282,,MATCH(L$4,'C. PoC Adj Factor Scoring'!$E$3:$AH$3,0)-1),MATCH(L$2&\" Score\",'C. PoC Adj Factor Scoring'!$E$4:$J$4,0),TRUE)","v":1},null,null,null,null,{"$f":"VLOOKUP(OFFSET($B:$B,,MATCH(Q$4,$B$4:$F$4,0)-1),OFFSET('C. PoC Adj Factor Scoring'!$E$5:$J$282,,MATCH(Q$4,'C. PoC Adj Factor Scoring'!$E$3:$AH$3,0)-1),MATCH(Q$2&\" Score\",'C. PoC Adj Factor Scoring'!$E$4:$J$4,0),TRUE)","v":1},null,null,null,null,{"$f":"VLOOKUP(OFFSET($B:$B,,MATCH(V$4,$B$4:$F$4,0)-1),OFFSET('C. PoC Adj Factor Scoring'!$E$5:$J$282,,MATCH(V$4,'C. PoC Adj Factor Scoring'!$E$3:$AH$3,0)-1),MATCH(V$2&\" Score\",'C. PoC Adj Factor Scoring'!$E$4:$J$4,0),TRUE)","v":1},null,null,null,null,{"$f":"VLOOKUP(OFFSET($B:$B,,MATCH(AA$4,$B$4:$F$4,0)-1),OFFSET('C. PoC Adj Factor Scoring'!$E$5:$J$282,,MATCH(AA$4,'C. PoC Adj Factor Scoring'!$E$3:$AH$3,0)-1),MATCH(AA$2&\" Score\",'C. PoC Adj Factor Scoring'!$E$4:$J$4,0),TRUE)","v":0}]
[{"$f":"'A. Population Info'!A162","v":157},{"$f":"'A. Population Info'!L162","v":2},null,null,null,null,{"$f":"VLOOKUP(OFFSET($B:$B,,MATCH(G$4,$B$4:$F$4,0)-1),OFFSET('C. PoC Adj Factor Scoring'!$E$5:$J$282,,MATCH(G$4,'C. PoC Adj Factor Scoring'!$E$3:$AH$3,0)-1),MATCH(G$2&\" Score\",'C. PoC Adj Factor Scoring'!$E$4:$J$4,0),TRUE)","v":2},null,null,null,null,{"$f":"VLOOKUP(OFFSET($B:$B,,MATCH(L$4,$B$4:$F$4,0)-1),OFFSET('C. PoC Adj Factor Scoring'!$E$5:$J$282,,MATCH(L$4,'C. PoC Adj Factor Scoring'!$E$3:$AH$3,0)-1),MATCH(L$2&\" Score\",'C. PoC Adj Factor Scoring'!$E$4:$J$4,0),TRUE)","v":2},null,null,null,null,{"$f":"VLOOKUP(OFFSET($B:$B,,MATCH(Q$4,$B$4:$F$4,0)-1),OFFSET('C. PoC Adj Factor Scoring'!$E$5:$J$282,,MATCH(Q$4,'C. PoC Adj Factor Scoring'!$E$3:$AH$3,0)-1),MATCH(Q$2&\" Score\",'C. PoC Adj Factor Scoring'!$E$4:$J$4,0),TRUE)","v":2},null,null,null,null,{"$f":"VLOOKUP(OFFSET($B:$B,,MATCH(V$4,$B$4:$F$4,0)-1),OFFSET('C. PoC Adj Factor Scoring'!$E$5:$J$282,,MATCH(V$4,'C. PoC Adj Factor Scoring'!$E$3:$AH$3,0)-1),MATCH(V$2&\" Score\",'C. PoC Adj Factor Scoring'!$E$4:$J$4,0),TRUE)","v":2},null,null,null,null,{"$f":"VLOOKUP(OFFSET($B:$B,,MATCH(AA$4,$B$4:$F$4,0)-1),OFFSET('C. PoC Adj Factor Scoring'!$E$5:$J$282,,MATCH(AA$4,'C. PoC Adj Factor Scoring'!$E$3:$AH$3,0)-1),MATCH(AA$2&\" Score\",'C. PoC Adj Factor Scoring'!$E$4:$J$4,0),TRUE)","v":0}]
[{"$f":"'A. Population Info'!A163","v":158},{"$f":"'A. Population Info'!L163","v":2},null,null,null,null,{"$f":"VLOOKUP(OFFSET($B:$B,,MATCH(G$4,$B$4:$F$4,0)-1),OFFSET('C. PoC Adj Factor Scoring'!$E$5:$J$282,,MATCH(G$4,'C. PoC Adj Factor Scoring'!$E$3:$AH$3,0)-1),MATCH(G$2&\" Score\",'C. PoC Adj Factor Scoring'!$E$4:$J$4,0),TRUE)","v":2},null,null,null,null,{"$f":"VLOOKUP(OFFSET($B:$B,,MATCH(L$4,$B$4:$F$4,0)-1),OFFSET('C. PoC Adj Factor Scoring'!$E$5:$J$282,,MATCH(L$4,'C. PoC Adj Factor Scoring'!$E$3:$AH$3,0)-1),MATCH(L$2&\" Score\",'C. PoC Adj Factor Scoring'!$E$4:$J$4,0),TRUE)","v":2},null,null,null,null,{"$f":"VLOOKUP(OFFSET($B:$B,,MATCH(Q$4,$B$4:$F$4,0)-1),OFFSET('C. PoC Adj Factor Scoring'!$E$5:$J$282,,MATCH(Q$4,'C. PoC Adj Factor Scoring'!$E$3:$AH$3,0)-1),MATCH(Q$2&\" Score\",'C. PoC Adj Factor Scoring'!$E$4:$J$4,0),TRUE)","v":2},null,null,null,null,{"$f":"VLOOKUP(OFFSET($B:$B,,MATCH(V$4,$B$4:$F$4,0)-1),OFFSET('C. PoC Adj Factor Scoring'!$E$5:$J$282,,MATCH(V$4,'C. PoC Adj Factor Scoring'!$E$3:$AH$3,0)-1),MATCH(V$2&\" Score\",'C. PoC Adj Factor Scoring'!$E$4:$J$4,0),TRUE)","v":2},null,null,null,null,{"$f":"VLOOKUP(OFFSET($B:$B,,MATCH(AA$4,$B$4:$F$4,0)-1),OFFSET('C. PoC Adj Factor Scoring'!$E$5:$J$282,,MATCH(AA$4,'C. PoC Adj Factor Scoring'!$E$3:$AH$3,0)-1),MATCH(AA$2&\" Score\",'C. PoC Adj Factor Scoring'!$E$4:$J$4,0),TRUE)","v":0}]
[{"$f":"'A. Population Info'!A164","v":159},{"$f":"'A. Population Info'!L164","v":2},null,null,null,null,{"$f":"VLOOKUP(OFFSET($B:$B,,MATCH(G$4,$B$4:$F$4,0)-1),OFFSET('C. PoC Adj Factor Scoring'!$E$5:$J$282,,MATCH(G$4,'C. PoC Adj Factor Scoring'!$E$3:$AH$3,0)-1),MATCH(G$2&\" Score\",'C. PoC Adj Factor Scoring'!$E$4:$J$4,0),TRUE)","v":2},null,null,null,null,{"$f":"VLOOKUP(OFFSET($B:$B,,MATCH(L$4,$B$4:$F$4,0)-1),OFFSET('C. PoC Adj Factor Scoring'!$E$5:$J$282,,MATCH(L$4,'C. PoC Adj Factor Scoring'!$E$3:$AH$3,0)-1),MATCH(L$2&\" Score\",'C. PoC Adj Factor Scoring'!$E$4:$J$4,0),TRUE)","v":2},null,null,null,null,{"$f":"VLOOKUP(OFFSET($B:$B,,MATCH(Q$4,$B$4:$F$4,0)-1),OFFSET('C. PoC Adj Factor Scoring'!$E$5:$J$282,,MATCH(Q$4,'C. PoC Adj Factor Scoring'!$E$3:$AH$3,0)-1),MATCH(Q$2&\" Score\",'C. PoC Adj Factor Scoring'!$E$4:$J$4,0),TRUE)","v":2},null,null,null,null,{"$f":"VLOOKUP(OFFSET($B:$B,,MATCH(V$4,$B$4:$F$4,0)-1),OFFSET('C. PoC Adj Factor Scoring'!$E$5:$J$282,,MATCH(V$4,'C. PoC Adj Factor Scoring'!$E$3:$AH$3,0)-1),MATCH(V$2&\" Score\",'C. PoC Adj Factor Scoring'!$E$4:$J$4,0),TRUE)","v":2},null,null,null,null,{"$f":"VLOOKUP(OFFSET($B:$B,,MATCH(AA$4,$B$4:$F$4,0)-1),OFFSET('C. PoC Adj Factor Scoring'!$E$5:$J$282,,MATCH(AA$4,'C. PoC Adj Factor Scoring'!$E$3:$AH$3,0)-1),MATCH(AA$2&\" Score\",'C. PoC Adj Factor Scoring'!$E$4:$J$4,0),TRUE)","v":0}]
[{"$f":"'A. Population Info'!A165","v":160},{"$f":"'A. Population Info'!L165","v":2},null,null,null,null,{"$f":"VLOOKUP(OFFSET($B:$B,,MATCH(G$4,$B$4:$F$4,0)-1),OFFSET('C. PoC Adj Factor Scoring'!$E$5:$J$282,,MATCH(G$4,'C. PoC Adj Factor Scoring'!$E$3:$AH$3,0)-1),MATCH(G$2&\" Score\",'C. PoC Adj Factor Scoring'!$E$4:$J$4,0),TRUE)","v":2},null,null,null,null,{"$f":"VLOOKUP(OFFSET($B:$B,,MATCH(L$4,$B$4:$F$4,0)-1),OFFSET('C. PoC Adj Factor Scoring'!$E$5:$J$282,,MATCH(L$4,'C. PoC Adj Factor Scoring'!$E$3:$AH$3,0)-1),MATCH(L$2&\" Score\",'C. PoC Adj Factor Scoring'!$E$4:$J$4,0),TRUE)","v":2},null,null,null,null,{"$f":"VLOOKUP(OFFSET($B:$B,,MATCH(Q$4,$B$4:$F$4,0)-1),OFFSET('C. PoC Adj Factor Scoring'!$E$5:$J$282,,MATCH(Q$4,'C. PoC Adj Factor Scoring'!$E$3:$AH$3,0)-1),MATCH(Q$2&\" Score\",'C. PoC Adj Factor Scoring'!$E$4:$J$4,0),TRUE)","v":2},null,null,null,null,{"$f":"VLOOKUP(OFFSET($B:$B,,MATCH(V$4,$B$4:$F$4,0)-1),OFFSET('C. PoC Adj Factor Scoring'!$E$5:$J$282,,MATCH(V$4,'C. PoC Adj Factor Scoring'!$E$3:$AH$3,0)-1),MATCH(V$2&\" Score\",'C. PoC Adj Factor Scoring'!$E$4:$J$4,0),TRUE)","v":2},null,null,null,null,{"$f":"VLOOKUP(OFFSET($B:$B,,MATCH(AA$4,$B$4:$F$4,0)-1),OFFSET('C. PoC Adj Factor Scoring'!$E$5:$J$282,,MATCH(AA$4,'C. PoC Adj Factor Scoring'!$E$3:$AH$3,0)-1),MATCH(AA$2&\" Score\",'C. PoC Adj Factor Scoring'!$E$4:$J$4,0),TRUE)","v":0}]
[{"$f":"'A. Population Info'!A166","v":161},{"$f":"'A. Population Info'!L166","v":1},null,null,null,null,{"$f":"VLOOKUP(OFFSET($B:$B,,MATCH(G$4,$B$4:$F$4,0)-1),OFFSET('C. PoC Adj Factor Scoring'!$E$5:$J$282,,MATCH(G$4,'C. PoC Adj Factor Scoring'!$E$3:$AH$3,0)-1),MATCH(G$2&\" Score\",'C. PoC Adj Factor Scoring'!$E$4:$J$4,0),TRUE)","v":1},null,null,null,null,{"$f":"VLOOKUP(OFFSET($B:$B,,MATCH(L$4,$B$4:$F$4,0)-1),OFFSET('C. PoC Adj Factor Scoring'!$E$5:$J$282,,MATCH(L$4,'C. PoC Adj Factor Scoring'!$E$3:$AH$3,0)-1),MATCH(L$2&\" Score\",'C. PoC Adj Factor Scoring'!$E$4:$J$4,0),TRUE)","v":1},null,null,null,null,{"$f":"VLOOKUP(OFFSET($B:$B,,MATCH(Q$4,$B$4:$F$4,0)-1),OFFSET('C. PoC Adj Factor Scoring'!$E$5:$J$282,,MATCH(Q$4,'C. PoC Adj Factor Scoring'!$E$3:$AH$3,0)-1),MATCH(Q$2&\" Score\",'C. PoC Adj Factor Scoring'!$E$4:$J$4,0),TRUE)","v":1},null,null,null,null,{"$f":"VLOOKUP(OFFSET($B:$B,,MATCH(V$4,$B$4:$F$4,0)-1),OFFSET('C. PoC Adj Factor Scoring'!$E$5:$J$282,,MATCH(V$4,'C. PoC Adj Factor Scoring'!$E$3:$AH$3,0)-1),MATCH(V$2&\" Score\",'C. PoC Adj Factor Scoring'!$E$4:$J$4,0),TRUE)","v":1},null,null,null,null,{"$f":"VLOOKUP(OFFSET($B:$B,,MATCH(AA$4,$B$4:$F$4,0)-1),OFFSET('C. PoC Adj Factor Scoring'!$E$5:$J$282,,MATCH(AA$4,'C. PoC Adj Factor Scoring'!$E$3:$AH$3,0)-1),MATCH(AA$2&\" Score\",'C. PoC Adj Factor Scoring'!$E$4:$J$4,0),TRUE)","v":0}]
[{"$f":"'A. Population Info'!A167","v":162},{"$f":"'A. Population Info'!L167","v":2},null,null,null,null,{"$f":"VLOOKUP(OFFSET($B:$B,,MATCH(G$4,$B$4:$F$4,0)-1),OFFSET('C. PoC Adj Factor Scoring'!$E$5:$J$282,,MATCH(G$4,'C. PoC Adj Factor Scoring'!$E$3:$AH$3,0)-1),MATCH(G$2&\" Score\",'C. PoC Adj Factor Scoring'!$E$4:$J$4,0),TRUE)","v":2},null,null,null,null,{"$f":"VLOOKUP(OFFSET($B:$B,,MATCH(L$4,$B$4:$F$4,0)-1),OFFSET('C. PoC Adj Factor Scoring'!$E$5:$J$282,,MATCH(L$4,'C. PoC Adj Factor Scoring'!$E$3:$AH$3,0)-1),MATCH(L$2&\" Score\",'C. PoC Adj Factor Scoring'!$E$4:$J$4,0),TRUE)","v":2},null,null,null,null,{"$f":"VLOOKUP(OFFSET($B:$B,,MATCH(Q$4,$B$4:$F$4,0)-1),OFFSET('C. PoC Adj Factor Scoring'!$E$5:$J$282,,MATCH(Q$4,'C. PoC Adj Factor Scoring'!$E$3:$AH$3,0)-1),MATCH(Q$2&\" Score\",'C. PoC Adj Factor Scoring'!$E$4:$J$4,0),TRUE)","v":2},null,null,null,null,{"$f":"VLOOKUP(OFFSET($B:$B,,MATCH(V$4,$B$4:$F$4,0)-1),OFFSET('C. PoC Adj Factor Scoring'!$E$5:$J$282,,MATCH(V$4,'C. PoC Adj Factor Scoring'!$E$3:$AH$3,0)-1),MATCH(V$2&\" Score\",'C. PoC Adj Factor Scoring'!$E$4:$J$4,0),TRUE)","v":2},null,null,null,null,{"$f":"VLOOKUP(OFFSET($B:$B,,MATCH(AA$4,$B$4:$F$4,0)-1),OFFSET('C. PoC Adj Factor Scoring'!$E$5:$J$282,,MATCH(AA$4,'C. PoC Adj Factor Scoring'!$E$3:$AH$3,0)-1),MATCH(AA$2&\" Score\",'C. PoC Adj Factor Scoring'!$E$4:$J$4,0),TRUE)","v":0}]
[{"$f":"'A. Population Info'!A168","v":163},{"$f":"'A. Population Info'!L168","v":1},null,null,null,null,{"$f":"VLOOKUP(OFFSET($B:$B,,MATCH(G$4,$B$4:$F$4,0)-1),OFFSET('C. PoC Adj Factor Scoring'!$E$5:$J$282,,MATCH(G$4,'C. PoC Adj Factor Scoring'!$E$3:$AH$3,0)-1),MATCH(G$2&\" Score\",'C. PoC Adj Factor Scoring'!$E$4:$J$4,0),TRUE)","v":1},null,null,null,null,{"$f":"VLOOKUP(OFFSET($B:$B,,MATCH(L$4,$B$4:$F$4,0)-1),OFFSET('C. PoC Adj Factor Scoring'!$E$5:$J$282,,MATCH(L$4,'C. PoC Adj Factor Scoring'!$E$3:$AH$3,0)-1),MATCH(L$2&\" Score\",'C. PoC Adj Factor Scoring'!$E$4:$J$4,0),TRUE)","v":1},null,null,null,null,{"$f":"VLOOKUP(OFFSET($B:$B,,MATCH(Q$4,$B$4:$F$4,0)-1),OFFSET('C. PoC Adj Factor Scoring'!$E$5:$J$282,,MATCH(Q$4,'C. PoC Adj Factor Scoring'!$E$3:$AH$3,0)-1),MATCH(Q$2&\" Score\",'C. PoC Adj Factor Scoring'!$E$4:$J$4,0),TRUE)","v":1},null,null,null,null,{"$f":"VLOOKUP(OFFSET($B:$B,,MATCH(V$4,$B$4:$F$4,0)-1),OFFSET('C. PoC Adj Factor Scoring'!$E$5:$J$282,,MATCH(V$4,'C. PoC Adj Factor Scoring'!$E$3:$AH$3,0)-1),MATCH(V$2&\" Score\",'C. PoC Adj Factor Scoring'!$E$4:$J$4,0),TRUE)","v":1},null,null,null,null,{"$f":"VLOOKUP(OFFSET($B:$B,,MATCH(AA$4,$B$4:$F$4,0)-1),OFFSET('C. PoC Adj Factor Scoring'!$E$5:$J$282,,MATCH(AA$4,'C. PoC Adj Factor Scoring'!$E$3:$AH$3,0)-1),MATCH(AA$2&\" Score\",'C. PoC Adj Factor Scoring'!$E$4:$J$4,0),TRUE)","v":0}]
[{"$f":"'A. Population Info'!A169","v":164},{"$f":"'A. Population Info'!L169","v":2},null,null,null,null,{"$f":"VLOOKUP(OFFSET($B:$B,,MATCH(G$4,$B$4:$F$4,0)-1),OFFSET('C. PoC Adj Factor Scoring'!$E$5:$J$282,,MATCH(G$4,'C. PoC Adj Factor Scoring'!$E$3:$AH$3,0)-1),MATCH(G$2&\" Score\",'C. PoC Adj Factor Scoring'!$E$4:$J$4,0),TRUE)","v":2},null,null,null,null,{"$f":"VLOOKUP(OFFSET($B:$B,,MATCH(L$4,$B$4:$F$4,0)-1),OFFSET('C. PoC Adj Factor Scoring'!$E$5:$J$282,,MATCH(L$4,'C. PoC Adj Factor Scoring'!$E$3:$AH$3,0)-1),MATCH(L$2&\" Score\",'C. PoC Adj Factor Scoring'!$E$4:$J$4,0),TRUE)","v":2},null,null,null,null,{"$f":"VLOOKUP(OFFSET($B:$B,,MATCH(Q$4,$B$4:$F$4,0)-1),OFFSET('C. PoC Adj Factor Scoring'!$E$5:$J$282,,MATCH(Q$4,'C. PoC Adj Factor Scoring'!$E$3:$AH$3,0)-1),MATCH(Q$2&\" Score\",'C. PoC Adj Factor Scoring'!$E$4:$J$4,0),TRUE)","v":2},null,null,null,null,{"$f":"VLOOKUP(OFFSET($B:$B,,MATCH(V$4,$B$4:$F$4,0)-1),OFFSET('C. PoC Adj Factor Scoring'!$E$5:$J$282,,MATCH(V$4,'C. PoC Adj Factor Scoring'!$E$3:$AH$3,0)-1),MATCH(V$2&\" Score\",'C. PoC Adj Factor Scoring'!$E$4:$J$4,0),TRUE)","v":2},null,null,null,null,{"$f":"VLOOKUP(OFFSET($B:$B,,MATCH(AA$4,$B$4:$F$4,0)-1),OFFSET('C. PoC Adj Factor Scoring'!$E$5:$J$282,,MATCH(AA$4,'C. PoC Adj Factor Scoring'!$E$3:$AH$3,0)-1),MATCH(AA$2&\" Score\",'C. PoC Adj Factor Scoring'!$E$4:$J$4,0),TRUE)","v":0}]
[{"$f":"'A. Population Info'!A170","v":165},{"$f":"'A. Population Info'!L170","v":2},null,null,null,null,{"$f":"VLOOKUP(OFFSET($B:$B,,MATCH(G$4,$B$4:$F$4,0)-1),OFFSET('C. PoC Adj Factor Scoring'!$E$5:$J$282,,MATCH(G$4,'C. PoC Adj Factor Scoring'!$E$3:$AH$3,0)-1),MATCH(G$2&\" Score\",'C. PoC Adj Factor Scoring'!$E$4:$J$4,0),TRUE)","v":2},null,null,null,null,{"$f":"VLOOKUP(OFFSET($B:$B,,MATCH(L$4,$B$4:$F$4,0)-1),OFFSET('C. PoC Adj Factor Scoring'!$E$5:$J$282,,MATCH(L$4,'C. PoC Adj Factor Scoring'!$E$3:$AH$3,0)-1),MATCH(L$2&\" Score\",'C. PoC Adj Factor Scoring'!$E$4:$J$4,0),TRUE)","v":2},null,null,null,null,{"$f":"VLOOKUP(OFFSET($B:$B,,MATCH(Q$4,$B$4:$F$4,0)-1),OFFSET('C. PoC Adj Factor Scoring'!$E$5:$J$282,,MATCH(Q$4,'C. PoC Adj Factor Scoring'!$E$3:$AH$3,0)-1),MATCH(Q$2&\" Score\",'C. PoC Adj Factor Scoring'!$E$4:$J$4,0),TRUE)","v":2},null,null,null,null,{"$f":"VLOOKUP(OFFSET($B:$B,,MATCH(V$4,$B$4:$F$4,0)-1),OFFSET('C. PoC Adj Factor Scoring'!$E$5:$J$282,,MATCH(V$4,'C. PoC Adj Factor Scoring'!$E$3:$AH$3,0)-1),MATCH(V$2&\" Score\",'C. PoC Adj Factor Scoring'!$E$4:$J$4,0),TRUE)","v":2},null,null,null,null,{"$f":"VLOOKUP(OFFSET($B:$B,,MATCH(AA$4,$B$4:$F$4,0)-1),OFFSET('C. PoC Adj Factor Scoring'!$E$5:$J$282,,MATCH(AA$4,'C. PoC Adj Factor Scoring'!$E$3:$AH$3,0)-1),MATCH(AA$2&\" Score\",'C. PoC Adj Factor Scoring'!$E$4:$J$4,0),TRUE)","v":0}]
[{"$f":"'A. Population Info'!A171","v":166},{"$f":"'A. Population Info'!L171","v":2},null,null,null,null,{"$f":"VLOOKUP(OFFSET($B:$B,,MATCH(G$4,$B$4:$F$4,0)-1),OFFSET('C. PoC Adj Factor Scoring'!$E$5:$J$282,,MATCH(G$4,'C. PoC Adj Factor Scoring'!$E$3:$AH$3,0)-1),MATCH(G$2&\" Score\",'C. PoC Adj Factor Scoring'!$E$4:$J$4,0),TRUE)","v":2},null,null,null,null,{"$f":"VLOOKUP(OFFSET($B:$B,,MATCH(L$4,$B$4:$F$4,0)-1),OFFSET('C. PoC Adj Factor Scoring'!$E$5:$J$282,,MATCH(L$4,'C. PoC Adj Factor Scoring'!$E$3:$AH$3,0)-1),MATCH(L$2&\" Score\",'C. PoC Adj Factor Scoring'!$E$4:$J$4,0),TRUE)","v":2},null,null,null,null,{"$f":"VLOOKUP(OFFSET($B:$B,,MATCH(Q$4,$B$4:$F$4,0)-1),OFFSET('C. PoC Adj Factor Scoring'!$E$5:$J$282,,MATCH(Q$4,'C. PoC Adj Factor Scoring'!$E$3:$AH$3,0)-1),MATCH(Q$2&\" Score\",'C. PoC Adj Factor Scoring'!$E$4:$J$4,0),TRUE)","v":2},null,null,null,null,{"$f":"VLOOKUP(OFFSET($B:$B,,MATCH(V$4,$B$4:$F$4,0)-1),OFFSET('C. PoC Adj Factor Scoring'!$E$5:$J$282,,MATCH(V$4,'C. PoC Adj Factor Scoring'!$E$3:$AH$3,0)-1),MATCH(V$2&\" Score\",'C. PoC Adj Factor Scoring'!$E$4:$J$4,0),TRUE)","v":2},null,null,null,null,{"$f":"VLOOKUP(OFFSET($B:$B,,MATCH(AA$4,$B$4:$F$4,0)-1),OFFSET('C. PoC Adj Factor Scoring'!$E$5:$J$282,,MATCH(AA$4,'C. PoC Adj Factor Scoring'!$E$3:$AH$3,0)-1),MATCH(AA$2&\" Score\",'C. PoC Adj Factor Scoring'!$E$4:$J$4,0),TRUE)","v":0}]
[{"$f":"'A. Population Info'!A172","v":167},{"$f":"'A. Population Info'!L172","v":2},null,null,null,null,{"$f":"VLOOKUP(OFFSET($B:$B,,MATCH(G$4,$B$4:$F$4,0)-1),OFFSET('C. PoC Adj Factor Scoring'!$E$5:$J$282,,MATCH(G$4,'C. PoC Adj Factor Scoring'!$E$3:$AH$3,0)-1),MATCH(G$2&\" Score\",'C. PoC Adj Factor Scoring'!$E$4:$J$4,0),TRUE)","v":2},null,null,null,null,{"$f":"VLOOKUP(OFFSET($B:$B,,MATCH(L$4,$B$4:$F$4,0)-1),OFFSET('C. PoC Adj Factor Scoring'!$E$5:$J$282,,MATCH(L$4,'C. PoC Adj Factor Scoring'!$E$3:$AH$3,0)-1),MATCH(L$2&\" Score\",'C. PoC Adj Factor Scoring'!$E$4:$J$4,0),TRUE)","v":2},null,null,null,null,{"$f":"VLOOKUP(OFFSET($B:$B,,MATCH(Q$4,$B$4:$F$4,0)-1),OFFSET('C. PoC Adj Factor Scoring'!$E$5:$J$282,,MATCH(Q$4,'C. PoC Adj Factor Scoring'!$E$3:$AH$3,0)-1),MATCH(Q$2&\" Score\",'C. PoC Adj Factor Scoring'!$E$4:$J$4,0),TRUE)","v":2},null,null,null,null,{"$f":"VLOOKUP(OFFSET($B:$B,,MATCH(V$4,$B$4:$F$4,0)-1),OFFSET('C. PoC Adj Factor Scoring'!$E$5:$J$282,,MATCH(V$4,'C. PoC Adj Factor Scoring'!$E$3:$AH$3,0)-1),MATCH(V$2&\" Score\",'C. PoC Adj Factor Scoring'!$E$4:$J$4,0),TRUE)","v":2},null,null,null,null,{"$f":"VLOOKUP(OFFSET($B:$B,,MATCH(AA$4,$B$4:$F$4,0)-1),OFFSET('C. PoC Adj Factor Scoring'!$E$5:$J$282,,MATCH(AA$4,'C. PoC Adj Factor Scoring'!$E$3:$AH$3,0)-1),MATCH(AA$2&\" Score\",'C. PoC Adj Factor Scoring'!$E$4:$J$4,0),TRUE)","v":0}]
[{"$f":"'A. Population Info'!A173","v":168},{"$f":"'A. Population Info'!L173","v":2},null,null,null,null,{"$f":"VLOOKUP(OFFSET($B:$B,,MATCH(G$4,$B$4:$F$4,0)-1),OFFSET('C. PoC Adj Factor Scoring'!$E$5:$J$282,,MATCH(G$4,'C. PoC Adj Factor Scoring'!$E$3:$AH$3,0)-1),MATCH(G$2&\" Score\",'C. PoC Adj Factor Scoring'!$E$4:$J$4,0),TRUE)","v":2},null,null,null,null,{"$f":"VLOOKUP(OFFSET($B:$B,,MATCH(L$4,$B$4:$F$4,0)-1),OFFSET('C. PoC Adj Factor Scoring'!$E$5:$J$282,,MATCH(L$4,'C. PoC Adj Factor Scoring'!$E$3:$AH$3,0)-1),MATCH(L$2&\" Score\",'C. PoC Adj Factor Scoring'!$E$4:$J$4,0),TRUE)","v":2},null,null,null,null,{"$f":"VLOOKUP(OFFSET($B:$B,,MATCH(Q$4,$B$4:$F$4,0)-1),OFFSET('C. PoC Adj Factor Scoring'!$E$5:$J$282,,MATCH(Q$4,'C. PoC Adj Factor Scoring'!$E$3:$AH$3,0)-1),MATCH(Q$2&\" Score\",'C. PoC Adj Factor Scoring'!$E$4:$J$4,0),TRUE)","v":2},null,null,null,null,{"$f":"VLOOKUP(OFFSET($B:$B,,MATCH(V$4,$B$4:$F$4,0)-1),OFFSET('C. PoC Adj Factor Scoring'!$E$5:$J$282,,MATCH(V$4,'C. PoC Adj Factor Scoring'!$E$3:$AH$3,0)-1),MATCH(V$2&\" Score\",'C. PoC Adj Factor Scoring'!$E$4:$J$4,0),TRUE)","v":2},null,null,null,null,{"$f":"VLOOKUP(OFFSET($B:$B,,MATCH(AA$4,$B$4:$F$4,0)-1),OFFSET('C. PoC Adj Factor Scoring'!$E$5:$J$282,,MATCH(AA$4,'C. PoC Adj Factor Scoring'!$E$3:$AH$3,0)-1),MATCH(AA$2&\" Score\",'C. PoC Adj Factor Scoring'!$E$4:$J$4,0),TRUE)","v":0}]
[{"$f":"'A. Population Info'!A174","v":169},{"$f":"'A. Population Info'!L174","v":1},null,null,null,null,{"$f":"VLOOKUP(OFFSET($B:$B,,MATCH(G$4,$B$4:$F$4,0)-1),OFFSET('C. PoC Adj Factor Scoring'!$E$5:$J$282,,MATCH(G$4,'C. PoC Adj Factor Scoring'!$E$3:$AH$3,0)-1),MATCH(G$2&\" Score\",'C. PoC Adj Factor Scoring'!$E$4:$J$4,0),TRUE)","v":1},null,null,null,null,{"$f":"VLOOKUP(OFFSET($B:$B,,MATCH(L$4,$B$4:$F$4,0)-1),OFFSET('C. PoC Adj Factor Scoring'!$E$5:$J$282,,MATCH(L$4,'C. PoC Adj Factor Scoring'!$E$3:$AH$3,0)-1),MATCH(L$2&\" Score\",'C. PoC Adj Factor Scoring'!$E$4:$J$4,0),TRUE)","v":1},null,null,null,null,{"$f":"VLOOKUP(OFFSET($B:$B,,MATCH(Q$4,$B$4:$F$4,0)-1),OFFSET('C. PoC Adj Factor Scoring'!$E$5:$J$282,,MATCH(Q$4,'C. PoC Adj Factor Scoring'!$E$3:$AH$3,0)-1),MATCH(Q$2&\" Score\",'C. PoC Adj Factor Scoring'!$E$4:$J$4,0),TRUE)","v":1},null,null,null,null,{"$f":"VLOOKUP(OFFSET($B:$B,,MATCH(V$4,$B$4:$F$4,0)-1),OFFSET('C. PoC Adj Factor Scoring'!$E$5:$J$282,,MATCH(V$4,'C. PoC Adj Factor Scoring'!$E$3:$AH$3,0)-1),MATCH(V$2&\" Score\",'C. PoC Adj Factor Scoring'!$E$4:$J$4,0),TRUE)","v":1},null,null,null,null,{"$f":"VLOOKUP(OFFSET($B:$B,,MATCH(AA$4,$B$4:$F$4,0)-1),OFFSET('C. PoC Adj Factor Scoring'!$E$5:$J$282,,MATCH(AA$4,'C. PoC Adj Factor Scoring'!$E$3:$AH$3,0)-1),MATCH(AA$2&\" Score\",'C. PoC Adj Factor Scoring'!$E$4:$J$4,0),TRUE)","v":0}]
[{"$f":"'A. Population Info'!A175","v":170},{"$f":"'A. Population Info'!L175","v":2},null,null,null,null,{"$f":"VLOOKUP(OFFSET($B:$B,,MATCH(G$4,$B$4:$F$4,0)-1),OFFSET('C. PoC Adj Factor Scoring'!$E$5:$J$282,,MATCH(G$4,'C. PoC Adj Factor Scoring'!$E$3:$AH$3,0)-1),MATCH(G$2&\" Score\",'C. PoC Adj Factor Scoring'!$E$4:$J$4,0),TRUE)","v":2},null,null,null,null,{"$f":"VLOOKUP(OFFSET($B:$B,,MATCH(L$4,$B$4:$F$4,0)-1),OFFSET('C. PoC Adj Factor Scoring'!$E$5:$J$282,,MATCH(L$4,'C. PoC Adj Factor Scoring'!$E$3:$AH$3,0)-1),MATCH(L$2&\" Score\",'C. PoC Adj Factor Scoring'!$E$4:$J$4,0),TRUE)","v":2},null,null,null,null,{"$f":"VLOOKUP(OFFSET($B:$B,,MATCH(Q$4,$B$4:$F$4,0)-1),OFFSET('C. PoC Adj Factor Scoring'!$E$5:$J$282,,MATCH(Q$4,'C. PoC Adj Factor Scoring'!$E$3:$AH$3,0)-1),MATCH(Q$2&\" Score\",'C. PoC Adj Factor Scoring'!$E$4:$J$4,0),TRUE)","v":2},null,null,null,null,{"$f":"VLOOKUP(OFFSET($B:$B,,MATCH(V$4,$B$4:$F$4,0)-1),OFFSET('C. PoC Adj Factor Scoring'!$E$5:$J$282,,MATCH(V$4,'C. PoC Adj Factor Scoring'!$E$3:$AH$3,0)-1),MATCH(V$2&\" Score\",'C. PoC Adj Factor Scoring'!$E$4:$J$4,0),TRUE)","v":2},null,null,null,null,{"$f":"VLOOKUP(OFFSET($B:$B,,MATCH(AA$4,$B$4:$F$4,0)-1),OFFSET('C. PoC Adj Factor Scoring'!$E$5:$J$282,,MATCH(AA$4,'C. PoC Adj Factor Scoring'!$E$3:$AH$3,0)-1),MATCH(AA$2&\" Score\",'C. PoC Adj Factor Scoring'!$E$4:$J$4,0),TRUE)","v":0}]
[{"$f":"'A. Population Info'!A176","v":171},{"$f":"'A. Population Info'!L176","v":1},null,null,null,null,{"$f":"VLOOKUP(OFFSET($B:$B,,MATCH(G$4,$B$4:$F$4,0)-1),OFFSET('C. PoC Adj Factor Scoring'!$E$5:$J$282,,MATCH(G$4,'C. PoC Adj Factor Scoring'!$E$3:$AH$3,0)-1),MATCH(G$2&\" Score\",'C. PoC Adj Factor Scoring'!$E$4:$J$4,0),TRUE)","v":1},null,null,null,null,{"$f":"VLOOKUP(OFFSET($B:$B,,MATCH(L$4,$B$4:$F$4,0)-1),OFFSET('C. PoC Adj Factor Scoring'!$E$5:$J$282,,MATCH(L$4,'C. PoC Adj Factor Scoring'!$E$3:$AH$3,0)-1),MATCH(L$2&\" Score\",'C. PoC Adj Factor Scoring'!$E$4:$J$4,0),TRUE)","v":1},null,null,null,null,{"$f":"VLOOKUP(OFFSET($B:$B,,MATCH(Q$4,$B$4:$F$4,0)-1),OFFSET('C. PoC Adj Factor Scoring'!$E$5:$J$282,,MATCH(Q$4,'C. PoC Adj Factor Scoring'!$E$3:$AH$3,0)-1),MATCH(Q$2&\" Score\",'C. PoC Adj Factor Scoring'!$E$4:$J$4,0),TRUE)","v":1},null,null,null,null,{"$f":"VLOOKUP(OFFSET($B:$B,,MATCH(V$4,$B$4:$F$4,0)-1),OFFSET('C. PoC Adj Factor Scoring'!$E$5:$J$282,,MATCH(V$4,'C. PoC Adj Factor Scoring'!$E$3:$AH$3,0)-1),MATCH(V$2&\" Score\",'C. PoC Adj Factor Scoring'!$E$4:$J$4,0),TRUE)","v":1},null,null,null,null,{"$f":"VLOOKUP(OFFSET($B:$B,,MATCH(AA$4,$B$4:$F$4,0)-1),OFFSET('C. PoC Adj Factor Scoring'!$E$5:$J$282,,MATCH(AA$4,'C. PoC Adj Factor Scoring'!$E$3:$AH$3,0)-1),MATCH(AA$2&\" Score\",'C. PoC Adj Factor Scoring'!$E$4:$J$4,0),TRUE)","v":0}]
[{"$f":"'A. Population Info'!A177","v":172},{"$f":"'A. Population Info'!L177","v":2},null,null,null,null,{"$f":"VLOOKUP(OFFSET($B:$B,,MATCH(G$4,$B$4:$F$4,0)-1),OFFSET('C. PoC Adj Factor Scoring'!$E$5:$J$282,,MATCH(G$4,'C. PoC Adj Factor Scoring'!$E$3:$AH$3,0)-1),MATCH(G$2&\" Score\",'C. PoC Adj Factor Scoring'!$E$4:$J$4,0),TRUE)","v":2},null,null,null,null,{"$f":"VLOOKUP(OFFSET($B:$B,,MATCH(L$4,$B$4:$F$4,0)-1),OFFSET('C. PoC Adj Factor Scoring'!$E$5:$J$282,,MATCH(L$4,'C. PoC Adj Factor Scoring'!$E$3:$AH$3,0)-1),MATCH(L$2&\" Score\",'C. PoC Adj Factor Scoring'!$E$4:$J$4,0),TRUE)","v":2},null,null,null,null,{"$f":"VLOOKUP(OFFSET($B:$B,,MATCH(Q$4,$B$4:$F$4,0)-1),OFFSET('C. PoC Adj Factor Scoring'!$E$5:$J$282,,MATCH(Q$4,'C. PoC Adj Factor Scoring'!$E$3:$AH$3,0)-1),MATCH(Q$2&\" Score\",'C. PoC Adj Factor Scoring'!$E$4:$J$4,0),TRUE)","v":2},null,null,null,null,{"$f":"VLOOKUP(OFFSET($B:$B,,MATCH(V$4,$B$4:$F$4,0)-1),OFFSET('C. PoC Adj Factor Scoring'!$E$5:$J$282,,MATCH(V$4,'C. PoC Adj Factor Scoring'!$E$3:$AH$3,0)-1),MATCH(V$2&\" Score\",'C. PoC Adj Factor Scoring'!$E$4:$J$4,0),TRUE)","v":2},null,null,null,null,{"$f":"VLOOKUP(OFFSET($B:$B,,MATCH(AA$4,$B$4:$F$4,0)-1),OFFSET('C. PoC Adj Factor Scoring'!$E$5:$J$282,,MATCH(AA$4,'C. PoC Adj Factor Scoring'!$E$3:$AH$3,0)-1),MATCH(AA$2&\" Score\",'C. PoC Adj Factor Scoring'!$E$4:$J$4,0),TRUE)","v":0}]
[{"$f":"'A. Population Info'!A178","v":173},{"$f":"'A. Population Info'!L178","v":2},null,null,null,null,{"$f":"VLOOKUP(OFFSET($B:$B,,MATCH(G$4,$B$4:$F$4,0)-1),OFFSET('C. PoC Adj Factor Scoring'!$E$5:$J$282,,MATCH(G$4,'C. PoC Adj Factor Scoring'!$E$3:$AH$3,0)-1),MATCH(G$2&\" Score\",'C. PoC Adj Factor Scoring'!$E$4:$J$4,0),TRUE)","v":2},null,null,null,null,{"$f":"VLOOKUP(OFFSET($B:$B,,MATCH(L$4,$B$4:$F$4,0)-1),OFFSET('C. PoC Adj Factor Scoring'!$E$5:$J$282,,MATCH(L$4,'C. PoC Adj Factor Scoring'!$E$3:$AH$3,0)-1),MATCH(L$2&\" Score\",'C. PoC Adj Factor Scoring'!$E$4:$J$4,0),TRUE)","v":2},null,null,null,null,{"$f":"VLOOKUP(OFFSET($B:$B,,MATCH(Q$4,$B$4:$F$4,0)-1),OFFSET('C. PoC Adj Factor Scoring'!$E$5:$J$282,,MATCH(Q$4,'C. PoC Adj Factor Scoring'!$E$3:$AH$3,0)-1),MATCH(Q$2&\" Score\",'C. PoC Adj Factor Scoring'!$E$4:$J$4,0),TRUE)","v":2},null,null,null,null,{"$f":"VLOOKUP(OFFSET($B:$B,,MATCH(V$4,$B$4:$F$4,0)-1),OFFSET('C. PoC Adj Factor Scoring'!$E$5:$J$282,,MATCH(V$4,'C. PoC Adj Factor Scoring'!$E$3:$AH$3,0)-1),MATCH(V$2&\" Score\",'C. PoC Adj Factor Scoring'!$E$4:$J$4,0),TRUE)","v":2},null,null,null,null,{"$f":"VLOOKUP(OFFSET($B:$B,,MATCH(AA$4,$B$4:$F$4,0)-1),OFFSET('C. PoC Adj Factor Scoring'!$E$5:$J$282,,MATCH(AA$4,'C. PoC Adj Factor Scoring'!$E$3:$AH$3,0)-1),MATCH(AA$2&\" Score\",'C. PoC Adj Factor Scoring'!$E$4:$J$4,0),TRUE)","v":0}]
[{"$f":"'A. Population Info'!A179","v":174},{"$f":"'A. Population Info'!L179","v":2},null,null,null,null,{"$f":"VLOOKUP(OFFSET($B:$B,,MATCH(G$4,$B$4:$F$4,0)-1),OFFSET('C. PoC Adj Factor Scoring'!$E$5:$J$282,,MATCH(G$4,'C. PoC Adj Factor Scoring'!$E$3:$AH$3,0)-1),MATCH(G$2&\" Score\",'C. PoC Adj Factor Scoring'!$E$4:$J$4,0),TRUE)","v":2},null,null,null,null,{"$f":"VLOOKUP(OFFSET($B:$B,,MATCH(L$4,$B$4:$F$4,0)-1),OFFSET('C. PoC Adj Factor Scoring'!$E$5:$J$282,,MATCH(L$4,'C. PoC Adj Factor Scoring'!$E$3:$AH$3,0)-1),MATCH(L$2&\" Score\",'C. PoC Adj Factor Scoring'!$E$4:$J$4,0),TRUE)","v":2},null,null,null,null,{"$f":"VLOOKUP(OFFSET($B:$B,,MATCH(Q$4,$B$4:$F$4,0)-1),OFFSET('C. PoC Adj Factor Scoring'!$E$5:$J$282,,MATCH(Q$4,'C. PoC Adj Factor Scoring'!$E$3:$AH$3,0)-1),MATCH(Q$2&\" Score\",'C. PoC Adj Factor Scoring'!$E$4:$J$4,0),TRUE)","v":2},null,null,null,null,{"$f":"VLOOKUP(OFFSET($B:$B,,MATCH(V$4,$B$4:$F$4,0)-1),OFFSET('C. PoC Adj Factor Scoring'!$E$5:$J$282,,MATCH(V$4,'C. PoC Adj Factor Scoring'!$E$3:$AH$3,0)-1),MATCH(V$2&\" Score\",'C. PoC Adj Factor Scoring'!$E$4:$J$4,0),TRUE)","v":2},null,null,null,null,{"$f":"VLOOKUP(OFFSET($B:$B,,MATCH(AA$4,$B$4:$F$4,0)-1),OFFSET('C. PoC Adj Factor Scoring'!$E$5:$J$282,,MATCH(AA$4,'C. PoC Adj Factor Scoring'!$E$3:$AH$3,0)-1),MATCH(AA$2&\" Score\",'C. PoC Adj Factor Scoring'!$E$4:$J$4,0),TRUE)","v":0}]
[{"$f":"'A. Population Info'!A180","v":175},{"$f":"'A. Population Info'!L180","v":2},null,null,null,null,{"$f":"VLOOKUP(OFFSET($B:$B,,MATCH(G$4,$B$4:$F$4,0)-1),OFFSET('C. PoC Adj Factor Scoring'!$E$5:$J$282,,MATCH(G$4,'C. PoC Adj Factor Scoring'!$E$3:$AH$3,0)-1),MATCH(G$2&\" Score\",'C. PoC Adj Factor Scoring'!$E$4:$J$4,0),TRUE)","v":2},null,null,null,null,{"$f":"VLOOKUP(OFFSET($B:$B,,MATCH(L$4,$B$4:$F$4,0)-1),OFFSET('C. PoC Adj Factor Scoring'!$E$5:$J$282,,MATCH(L$4,'C. PoC Adj Factor Scoring'!$E$3:$AH$3,0)-1),MATCH(L$2&\" Score\",'C. PoC Adj Factor Scoring'!$E$4:$J$4,0),TRUE)","v":2},null,null,null,null,{"$f":"VLOOKUP(OFFSET($B:$B,,MATCH(Q$4,$B$4:$F$4,0)-1),OFFSET('C. PoC Adj Factor Scoring'!$E$5:$J$282,,MATCH(Q$4,'C. PoC Adj Factor Scoring'!$E$3:$AH$3,0)-1),MATCH(Q$2&\" Score\",'C. PoC Adj Factor Scoring'!$E$4:$J$4,0),TRUE)","v":2},null,null,null,null,{"$f":"VLOOKUP(OFFSET($B:$B,,MATCH(V$4,$B$4:$F$4,0)-1),OFFSET('C. PoC Adj Factor Scoring'!$E$5:$J$282,,MATCH(V$4,'C. PoC Adj Factor Scoring'!$E$3:$AH$3,0)-1),MATCH(V$2&\" Score\",'C. PoC Adj Factor Scoring'!$E$4:$J$4,0),TRUE)","v":2},null,null,null,null,{"$f":"VLOOKUP(OFFSET($B:$B,,MATCH(AA$4,$B$4:$F$4,0)-1),OFFSET('C. PoC Adj Factor Scoring'!$E$5:$J$282,,MATCH(AA$4,'C. PoC Adj Factor Scoring'!$E$3:$AH$3,0)-1),MATCH(AA$2&\" Score\",'C. PoC Adj Factor Scoring'!$E$4:$J$4,0),TRUE)","v":0}]
[{"$f":"'A. Population Info'!A181","v":176},{"$f":"'A. Population Info'!L181","v":2},null,null,null,null,{"$f":"VLOOKUP(OFFSET($B:$B,,MATCH(G$4,$B$4:$F$4,0)-1),OFFSET('C. PoC Adj Factor Scoring'!$E$5:$J$282,,MATCH(G$4,'C. PoC Adj Factor Scoring'!$E$3:$AH$3,0)-1),MATCH(G$2&\" Score\",'C. PoC Adj Factor Scoring'!$E$4:$J$4,0),TRUE)","v":2},null,null,null,null,{"$f":"VLOOKUP(OFFSET($B:$B,,MATCH(L$4,$B$4:$F$4,0)-1),OFFSET('C. PoC Adj Factor Scoring'!$E$5:$J$282,,MATCH(L$4,'C. PoC Adj Factor Scoring'!$E$3:$AH$3,0)-1),MATCH(L$2&\" Score\",'C. PoC Adj Factor Scoring'!$E$4:$J$4,0),TRUE)","v":2},null,null,null,null,{"$f":"VLOOKUP(OFFSET($B:$B,,MATCH(Q$4,$B$4:$F$4,0)-1),OFFSET('C. PoC Adj Factor Scoring'!$E$5:$J$282,,MATCH(Q$4,'C. PoC Adj Factor Scoring'!$E$3:$AH$3,0)-1),MATCH(Q$2&\" Score\",'C. PoC Adj Factor Scoring'!$E$4:$J$4,0),TRUE)","v":2},null,null,null,null,{"$f":"VLOOKUP(OFFSET($B:$B,,MATCH(V$4,$B$4:$F$4,0)-1),OFFSET('C. PoC Adj Factor Scoring'!$E$5:$J$282,,MATCH(V$4,'C. PoC Adj Factor Scoring'!$E$3:$AH$3,0)-1),MATCH(V$2&\" Score\",'C. PoC Adj Factor Scoring'!$E$4:$J$4,0),TRUE)","v":2},null,null,null,null,{"$f":"VLOOKUP(OFFSET($B:$B,,MATCH(AA$4,$B$4:$F$4,0)-1),OFFSET('C. PoC Adj Factor Scoring'!$E$5:$J$282,,MATCH(AA$4,'C. PoC Adj Factor Scoring'!$E$3:$AH$3,0)-1),MATCH(AA$2&\" Score\",'C. PoC Adj Factor Scoring'!$E$4:$J$4,0),TRUE)","v":0}]
[{"$f":"'A. Population Info'!A182","v":177},{"$f":"'A. Population Info'!L182","v":1},null,null,null,null,{"$f":"VLOOKUP(OFFSET($B:$B,,MATCH(G$4,$B$4:$F$4,0)-1),OFFSET('C. PoC Adj Factor Scoring'!$E$5:$J$282,,MATCH(G$4,'C. PoC Adj Factor Scoring'!$E$3:$AH$3,0)-1),MATCH(G$2&\" Score\",'C. PoC Adj Factor Scoring'!$E$4:$J$4,0),TRUE)","v":1},null,null,null,null,{"$f":"VLOOKUP(OFFSET($B:$B,,MATCH(L$4,$B$4:$F$4,0)-1),OFFSET('C. PoC Adj Factor Scoring'!$E$5:$J$282,,MATCH(L$4,'C. PoC Adj Factor Scoring'!$E$3:$AH$3,0)-1),MATCH(L$2&\" Score\",'C. PoC Adj Factor Scoring'!$E$4:$J$4,0),TRUE)","v":1},null,null,null,null,{"$f":"VLOOKUP(OFFSET($B:$B,,MATCH(Q$4,$B$4:$F$4,0)-1),OFFSET('C. PoC Adj Factor Scoring'!$E$5:$J$282,,MATCH(Q$4,'C. PoC Adj Factor Scoring'!$E$3:$AH$3,0)-1),MATCH(Q$2&\" Score\",'C. PoC Adj Factor Scoring'!$E$4:$J$4,0),TRUE)","v":1},null,null,null,null,{"$f":"VLOOKUP(OFFSET($B:$B,,MATCH(V$4,$B$4:$F$4,0)-1),OFFSET('C. PoC Adj Factor Scoring'!$E$5:$J$282,,MATCH(V$4,'C. PoC Adj Factor Scoring'!$E$3:$AH$3,0)-1),MATCH(V$2&\" Score\",'C. PoC Adj Factor Scoring'!$E$4:$J$4,0),TRUE)","v":1},null,null,null,null,{"$f":"VLOOKUP(OFFSET($B:$B,,MATCH(AA$4,$B$4:$F$4,0)-1),OFFSET('C. PoC Adj Factor Scoring'!$E$5:$J$282,,MATCH(AA$4,'C. PoC Adj Factor Scoring'!$E$3:$AH$3,0)-1),MATCH(AA$2&\" Score\",'C. PoC Adj Factor Scoring'!$E$4:$J$4,0),TRUE)","v":0}]
[{"$f":"'A. Population Info'!A183","v":178},{"$f":"'A. Population Info'!L183","v":2},null,null,null,null,{"$f":"VLOOKUP(OFFSET($B:$B,,MATCH(G$4,$B$4:$F$4,0)-1),OFFSET('C. PoC Adj Factor Scoring'!$E$5:$J$282,,MATCH(G$4,'C. PoC Adj Factor Scoring'!$E$3:$AH$3,0)-1),MATCH(G$2&\" Score\",'C. PoC Adj Factor Scoring'!$E$4:$J$4,0),TRUE)","v":2},null,null,null,null,{"$f":"VLOOKUP(OFFSET($B:$B,,MATCH(L$4,$B$4:$F$4,0)-1),OFFSET('C. PoC Adj Factor Scoring'!$E$5:$J$282,,MATCH(L$4,'C. PoC Adj Factor Scoring'!$E$3:$AH$3,0)-1),MATCH(L$2&\" Score\",'C. PoC Adj Factor Scoring'!$E$4:$J$4,0),TRUE)","v":2},null,null,null,null,{"$f":"VLOOKUP(OFFSET($B:$B,,MATCH(Q$4,$B$4:$F$4,0)-1),OFFSET('C. PoC Adj Factor Scoring'!$E$5:$J$282,,MATCH(Q$4,'C. PoC Adj Factor Scoring'!$E$3:$AH$3,0)-1),MATCH(Q$2&\" Score\",'C. PoC Adj Factor Scoring'!$E$4:$J$4,0),TRUE)","v":2},null,null,null,null,{"$f":"VLOOKUP(OFFSET($B:$B,,MATCH(V$4,$B$4:$F$4,0)-1),OFFSET('C. PoC Adj Factor Scoring'!$E$5:$J$282,,MATCH(V$4,'C. PoC Adj Factor Scoring'!$E$3:$AH$3,0)-1),MATCH(V$2&\" Score\",'C. PoC Adj Factor Scoring'!$E$4:$J$4,0),TRUE)","v":2},null,null,null,null,{"$f":"VLOOKUP(OFFSET($B:$B,,MATCH(AA$4,$B$4:$F$4,0)-1),OFFSET('C. PoC Adj Factor Scoring'!$E$5:$J$282,,MATCH(AA$4,'C. PoC Adj Factor Scoring'!$E$3:$AH$3,0)-1),MATCH(AA$2&\" Score\",'C. PoC Adj Factor Scoring'!$E$4:$J$4,0),TRUE)","v":0}]
[{"$f":"'A. Population Info'!A184","v":179},{"$f":"'A. Population Info'!L184","v":1},null,null,null,null,{"$f":"VLOOKUP(OFFSET($B:$B,,MATCH(G$4,$B$4:$F$4,0)-1),OFFSET('C. PoC Adj Factor Scoring'!$E$5:$J$282,,MATCH(G$4,'C. PoC Adj Factor Scoring'!$E$3:$AH$3,0)-1),MATCH(G$2&\" Score\",'C. PoC Adj Factor Scoring'!$E$4:$J$4,0),TRUE)","v":1},null,null,null,null,{"$f":"VLOOKUP(OFFSET($B:$B,,MATCH(L$4,$B$4:$F$4,0)-1),OFFSET('C. PoC Adj Factor Scoring'!$E$5:$J$282,,MATCH(L$4,'C. PoC Adj Factor Scoring'!$E$3:$AH$3,0)-1),MATCH(L$2&\" Score\",'C. PoC Adj Factor Scoring'!$E$4:$J$4,0),TRUE)","v":1},null,null,null,null,{"$f":"VLOOKUP(OFFSET($B:$B,,MATCH(Q$4,$B$4:$F$4,0)-1),OFFSET('C. PoC Adj Factor Scoring'!$E$5:$J$282,,MATCH(Q$4,'C. PoC Adj Factor Scoring'!$E$3:$AH$3,0)-1),MATCH(Q$2&\" Score\",'C. PoC Adj Factor Scoring'!$E$4:$J$4,0),TRUE)","v":1},null,null,null,null,{"$f":"VLOOKUP(OFFSET($B:$B,,MATCH(V$4,$B$4:$F$4,0)-1),OFFSET('C. PoC Adj Factor Scoring'!$E$5:$J$282,,MATCH(V$4,'C. PoC Adj Factor Scoring'!$E$3:$AH$3,0)-1),MATCH(V$2&\" Score\",'C. PoC Adj Factor Scoring'!$E$4:$J$4,0),TRUE)","v":1},null,null,null,null,{"$f":"VLOOKUP(OFFSET($B:$B,,MATCH(AA$4,$B$4:$F$4,0)-1),OFFSET('C. PoC Adj Factor Scoring'!$E$5:$J$282,,MATCH(AA$4,'C. PoC Adj Factor Scoring'!$E$3:$AH$3,0)-1),MATCH(AA$2&\" Score\",'C. PoC Adj Factor Scoring'!$E$4:$J$4,0),TRUE)","v":0}]
[{"$f":"'A. Population Info'!A185","v":180},{"$f":"'A. Population Info'!L185","v":2},null,null,null,null,{"$f":"VLOOKUP(OFFSET($B:$B,,MATCH(G$4,$B$4:$F$4,0)-1),OFFSET('C. PoC Adj Factor Scoring'!$E$5:$J$282,,MATCH(G$4,'C. PoC Adj Factor Scoring'!$E$3:$AH$3,0)-1),MATCH(G$2&\" Score\",'C. PoC Adj Factor Scoring'!$E$4:$J$4,0),TRUE)","v":2},null,null,null,null,{"$f":"VLOOKUP(OFFSET($B:$B,,MATCH(L$4,$B$4:$F$4,0)-1),OFFSET('C. PoC Adj Factor Scoring'!$E$5:$J$282,,MATCH(L$4,'C. PoC Adj Factor Scoring'!$E$3:$AH$3,0)-1),MATCH(L$2&\" Score\",'C. PoC Adj Factor Scoring'!$E$4:$J$4,0),TRUE)","v":2},null,null,null,null,{"$f":"VLOOKUP(OFFSET($B:$B,,MATCH(Q$4,$B$4:$F$4,0)-1),OFFSET('C. PoC Adj Factor Scoring'!$E$5:$J$282,,MATCH(Q$4,'C. PoC Adj Factor Scoring'!$E$3:$AH$3,0)-1),MATCH(Q$2&\" Score\",'C. PoC Adj Factor Scoring'!$E$4:$J$4,0),TRUE)","v":2},null,null,null,null,{"$f":"VLOOKUP(OFFSET($B:$B,,MATCH(V$4,$B$4:$F$4,0)-1),OFFSET('C. PoC Adj Factor Scoring'!$E$5:$J$282,,MATCH(V$4,'C. PoC Adj Factor Scoring'!$E$3:$AH$3,0)-1),MATCH(V$2&\" Score\",'C. PoC Adj Factor Scoring'!$E$4:$J$4,0),TRUE)","v":2},null,null,null,null,{"$f":"VLOOKUP(OFFSET($B:$B,,MATCH(AA$4,$B$4:$F$4,0)-1),OFFSET('C. PoC Adj Factor Scoring'!$E$5:$J$282,,MATCH(AA$4,'C. PoC Adj Factor Scoring'!$E$3:$AH$3,0)-1),MATCH(AA$2&\" Score\",'C. PoC Adj Factor Scoring'!$E$4:$J$4,0),TRUE)","v":0}]
[{"$f":"'A. Population Info'!A186","v":181},{"$f":"'A. Population Info'!L186","v":2},null,null,null,null,{"$f":"VLOOKUP(OFFSET($B:$B,,MATCH(G$4,$B$4:$F$4,0)-1),OFFSET('C. PoC Adj Factor Scoring'!$E$5:$J$282,,MATCH(G$4,'C. PoC Adj Factor Scoring'!$E$3:$AH$3,0)-1),MATCH(G$2&\" Score\",'C. PoC Adj Factor Scoring'!$E$4:$J$4,0),TRUE)","v":2},null,null,null,null,{"$f":"VLOOKUP(OFFSET($B:$B,,MATCH(L$4,$B$4:$F$4,0)-1),OFFSET('C. PoC Adj Factor Scoring'!$E$5:$J$282,,MATCH(L$4,'C. PoC Adj Factor Scoring'!$E$3:$AH$3,0)-1),MATCH(L$2&\" Score\",'C. PoC Adj Factor Scoring'!$E$4:$J$4,0),TRUE)","v":2},null,null,null,null,{"$f":"VLOOKUP(OFFSET($B:$B,,MATCH(Q$4,$B$4:$F$4,0)-1),OFFSET('C. PoC Adj Factor Scoring'!$E$5:$J$282,,MATCH(Q$4,'C. PoC Adj Factor Scoring'!$E$3:$AH$3,0)-1),MATCH(Q$2&\" Score\",'C. PoC Adj Factor Scoring'!$E$4:$J$4,0),TRUE)","v":2},null,null,null,null,{"$f":"VLOOKUP(OFFSET($B:$B,,MATCH(V$4,$B$4:$F$4,0)-1),OFFSET('C. PoC Adj Factor Scoring'!$E$5:$J$282,,MATCH(V$4,'C. PoC Adj Factor Scoring'!$E$3:$AH$3,0)-1),MATCH(V$2&\" Score\",'C. PoC Adj Factor Scoring'!$E$4:$J$4,0),TRUE)","v":2},null,null,null,null,{"$f":"VLOOKUP(OFFSET($B:$B,,MATCH(AA$4,$B$4:$F$4,0)-1),OFFSET('C. PoC Adj Factor Scoring'!$E$5:$J$282,,MATCH(AA$4,'C. PoC Adj Factor Scoring'!$E$3:$AH$3,0)-1),MATCH(AA$2&\" Score\",'C. PoC Adj Factor Scoring'!$E$4:$J$4,0),TRUE)","v":0}]
[{"$f":"'A. Population Info'!A187","v":182},{"$f":"'A. Population Info'!L187","v":2},null,null,null,null,{"$f":"VLOOKUP(OFFSET($B:$B,,MATCH(G$4,$B$4:$F$4,0)-1),OFFSET('C. PoC Adj Factor Scoring'!$E$5:$J$282,,MATCH(G$4,'C. PoC Adj Factor Scoring'!$E$3:$AH$3,0)-1),MATCH(G$2&\" Score\",'C. PoC Adj Factor Scoring'!$E$4:$J$4,0),TRUE)","v":2},null,null,null,null,{"$f":"VLOOKUP(OFFSET($B:$B,,MATCH(L$4,$B$4:$F$4,0)-1),OFFSET('C. PoC Adj Factor Scoring'!$E$5:$J$282,,MATCH(L$4,'C. PoC Adj Factor Scoring'!$E$3:$AH$3,0)-1),MATCH(L$2&\" Score\",'C. PoC Adj Factor Scoring'!$E$4:$J$4,0),TRUE)","v":2},null,null,null,null,{"$f":"VLOOKUP(OFFSET($B:$B,,MATCH(Q$4,$B$4:$F$4,0)-1),OFFSET('C. PoC Adj Factor Scoring'!$E$5:$J$282,,MATCH(Q$4,'C. PoC Adj Factor Scoring'!$E$3:$AH$3,0)-1),MATCH(Q$2&\" Score\",'C. PoC Adj Factor Scoring'!$E$4:$J$4,0),TRUE)","v":2},null,null,null,null,{"$f":"VLOOKUP(OFFSET($B:$B,,MATCH(V$4,$B$4:$F$4,0)-1),OFFSET('C. PoC Adj Factor Scoring'!$E$5:$J$282,,MATCH(V$4,'C. PoC Adj Factor Scoring'!$E$3:$AH$3,0)-1),MATCH(V$2&\" Score\",'C. PoC Adj Factor Scoring'!$E$4:$J$4,0),TRUE)","v":2},null,null,null,null,{"$f":"VLOOKUP(OFFSET($B:$B,,MATCH(AA$4,$B$4:$F$4,0)-1),OFFSET('C. PoC Adj Factor Scoring'!$E$5:$J$282,,MATCH(AA$4,'C. PoC Adj Factor Scoring'!$E$3:$AH$3,0)-1),MATCH(AA$2&\" Score\",'C. PoC Adj Factor Scoring'!$E$4:$J$4,0),TRUE)","v":0}]
[{"$f":"'A. Population Info'!A188","v":183},{"$f":"'A. Population Info'!L188","v":2},null,null,null,null,{"$f":"VLOOKUP(OFFSET($B:$B,,MATCH(G$4,$B$4:$F$4,0)-1),OFFSET('C. PoC Adj Factor Scoring'!$E$5:$J$282,,MATCH(G$4,'C. PoC Adj Factor Scoring'!$E$3:$AH$3,0)-1),MATCH(G$2&\" Score\",'C. PoC Adj Factor Scoring'!$E$4:$J$4,0),TRUE)","v":2},null,null,null,null,{"$f":"VLOOKUP(OFFSET($B:$B,,MATCH(L$4,$B$4:$F$4,0)-1),OFFSET('C. PoC Adj Factor Scoring'!$E$5:$J$282,,MATCH(L$4,'C. PoC Adj Factor Scoring'!$E$3:$AH$3,0)-1),MATCH(L$2&\" Score\",'C. PoC Adj Factor Scoring'!$E$4:$J$4,0),TRUE)","v":2},null,null,null,null,{"$f":"VLOOKUP(OFFSET($B:$B,,MATCH(Q$4,$B$4:$F$4,0)-1),OFFSET('C. PoC Adj Factor Scoring'!$E$5:$J$282,,MATCH(Q$4,'C. PoC Adj Factor Scoring'!$E$3:$AH$3,0)-1),MATCH(Q$2&\" Score\",'C. PoC Adj Factor Scoring'!$E$4:$J$4,0),TRUE)","v":2},null,null,null,null,{"$f":"VLOOKUP(OFFSET($B:$B,,MATCH(V$4,$B$4:$F$4,0)-1),OFFSET('C. PoC Adj Factor Scoring'!$E$5:$J$282,,MATCH(V$4,'C. PoC Adj Factor Scoring'!$E$3:$AH$3,0)-1),MATCH(V$2&\" Score\",'C. PoC Adj Factor Scoring'!$E$4:$J$4,0),TRUE)","v":2},null,null,null,null,{"$f":"VLOOKUP(OFFSET($B:$B,,MATCH(AA$4,$B$4:$F$4,0)-1),OFFSET('C. PoC Adj Factor Scoring'!$E$5:$J$282,,MATCH(AA$4,'C. PoC Adj Factor Scoring'!$E$3:$AH$3,0)-1),MATCH(AA$2&\" Score\",'C. PoC Adj Factor Scoring'!$E$4:$J$4,0),TRUE)","v":0}]
[{"$f":"'A. Population Info'!A189","v":184},{"$f":"'A. Population Info'!L189","v":2},null,null,null,null,{"$f":"VLOOKUP(OFFSET($B:$B,,MATCH(G$4,$B$4:$F$4,0)-1),OFFSET('C. PoC Adj Factor Scoring'!$E$5:$J$282,,MATCH(G$4,'C. PoC Adj Factor Scoring'!$E$3:$AH$3,0)-1),MATCH(G$2&\" Score\",'C. PoC Adj Factor Scoring'!$E$4:$J$4,0),TRUE)","v":2},null,null,null,null,{"$f":"VLOOKUP(OFFSET($B:$B,,MATCH(L$4,$B$4:$F$4,0)-1),OFFSET('C. PoC Adj Factor Scoring'!$E$5:$J$282,,MATCH(L$4,'C. PoC Adj Factor Scoring'!$E$3:$AH$3,0)-1),MATCH(L$2&\" Score\",'C. PoC Adj Factor Scoring'!$E$4:$J$4,0),TRUE)","v":2},null,null,null,null,{"$f":"VLOOKUP(OFFSET($B:$B,,MATCH(Q$4,$B$4:$F$4,0)-1),OFFSET('C. PoC Adj Factor Scoring'!$E$5:$J$282,,MATCH(Q$4,'C. PoC Adj Factor Scoring'!$E$3:$AH$3,0)-1),MATCH(Q$2&\" Score\",'C. PoC Adj Factor Scoring'!$E$4:$J$4,0),TRUE)","v":2},null,null,null,null,{"$f":"VLOOKUP(OFFSET($B:$B,,MATCH(V$4,$B$4:$F$4,0)-1),OFFSET('C. PoC Adj Factor Scoring'!$E$5:$J$282,,MATCH(V$4,'C. PoC Adj Factor Scoring'!$E$3:$AH$3,0)-1),MATCH(V$2&\" Score\",'C. PoC Adj Factor Scoring'!$E$4:$J$4,0),TRUE)","v":2},null,null,null,null,{"$f":"VLOOKUP(OFFSET($B:$B,,MATCH(AA$4,$B$4:$F$4,0)-1),OFFSET('C. PoC Adj Factor Scoring'!$E$5:$J$282,,MATCH(AA$4,'C. PoC Adj Factor Scoring'!$E$3:$AH$3,0)-1),MATCH(AA$2&\" Score\",'C. PoC Adj Factor Scoring'!$E$4:$J$4,0),TRUE)","v":0}]
[{"$f":"'A. Population Info'!A190","v":185},{"$f":"'A. Population Info'!L190","v":1},null,null,null,null,{"$f":"VLOOKUP(OFFSET($B:$B,,MATCH(G$4,$B$4:$F$4,0)-1),OFFSET('C. PoC Adj Factor Scoring'!$E$5:$J$282,,MATCH(G$4,'C. PoC Adj Factor Scoring'!$E$3:$AH$3,0)-1),MATCH(G$2&\" Score\",'C. PoC Adj Factor Scoring'!$E$4:$J$4,0),TRUE)","v":1},null,null,null,null,{"$f":"VLOOKUP(OFFSET($B:$B,,MATCH(L$4,$B$4:$F$4,0)-1),OFFSET('C. PoC Adj Factor Scoring'!$E$5:$J$282,,MATCH(L$4,'C. PoC Adj Factor Scoring'!$E$3:$AH$3,0)-1),MATCH(L$2&\" Score\",'C. PoC Adj Factor Scoring'!$E$4:$J$4,0),TRUE)","v":1},null,null,null,null,{"$f":"VLOOKUP(OFFSET($B:$B,,MATCH(Q$4,$B$4:$F$4,0)-1),OFFSET('C. PoC Adj Factor Scoring'!$E$5:$J$282,,MATCH(Q$4,'C. PoC Adj Factor Scoring'!$E$3:$AH$3,0)-1),MATCH(Q$2&\" Score\",'C. PoC Adj Factor Scoring'!$E$4:$J$4,0),TRUE)","v":1},null,null,null,null,{"$f":"VLOOKUP(OFFSET($B:$B,,MATCH(V$4,$B$4:$F$4,0)-1),OFFSET('C. PoC Adj Factor Scoring'!$E$5:$J$282,,MATCH(V$4,'C. PoC Adj Factor Scoring'!$E$3:$AH$3,0)-1),MATCH(V$2&\" Score\",'C. PoC Adj Factor Scoring'!$E$4:$J$4,0),TRUE)","v":1},null,null,null,null,{"$f":"VLOOKUP(OFFSET($B:$B,,MATCH(AA$4,$B$4:$F$4,0)-1),OFFSET('C. PoC Adj Factor Scoring'!$E$5:$J$282,,MATCH(AA$4,'C. PoC Adj Factor Scoring'!$E$3:$AH$3,0)-1),MATCH(AA$2&\" Score\",'C. PoC Adj Factor Scoring'!$E$4:$J$4,0),TRUE)","v":0}]
[{"$f":"'A. Population Info'!A191","v":186},{"$f":"'A. Population Info'!L191","v":2},null,null,null,null,{"$f":"VLOOKUP(OFFSET($B:$B,,MATCH(G$4,$B$4:$F$4,0)-1),OFFSET('C. PoC Adj Factor Scoring'!$E$5:$J$282,,MATCH(G$4,'C. PoC Adj Factor Scoring'!$E$3:$AH$3,0)-1),MATCH(G$2&\" Score\",'C. PoC Adj Factor Scoring'!$E$4:$J$4,0),TRUE)","v":2},null,null,null,null,{"$f":"VLOOKUP(OFFSET($B:$B,,MATCH(L$4,$B$4:$F$4,0)-1),OFFSET('C. PoC Adj Factor Scoring'!$E$5:$J$282,,MATCH(L$4,'C. PoC Adj Factor Scoring'!$E$3:$AH$3,0)-1),MATCH(L$2&\" Score\",'C. PoC Adj Factor Scoring'!$E$4:$J$4,0),TRUE)","v":2},null,null,null,null,{"$f":"VLOOKUP(OFFSET($B:$B,,MATCH(Q$4,$B$4:$F$4,0)-1),OFFSET('C. PoC Adj Factor Scoring'!$E$5:$J$282,,MATCH(Q$4,'C. PoC Adj Factor Scoring'!$E$3:$AH$3,0)-1),MATCH(Q$2&\" Score\",'C. PoC Adj Factor Scoring'!$E$4:$J$4,0),TRUE)","v":2},null,null,null,null,{"$f":"VLOOKUP(OFFSET($B:$B,,MATCH(V$4,$B$4:$F$4,0)-1),OFFSET('C. PoC Adj Factor Scoring'!$E$5:$J$282,,MATCH(V$4,'C. PoC Adj Factor Scoring'!$E$3:$AH$3,0)-1),MATCH(V$2&\" Score\",'C. PoC Adj Factor Scoring'!$E$4:$J$4,0),TRUE)","v":2},null,null,null,null,{"$f":"VLOOKUP(OFFSET($B:$B,,MATCH(AA$4,$B$4:$F$4,0)-1),OFFSET('C. PoC Adj Factor Scoring'!$E$5:$J$282,,MATCH(AA$4,'C. PoC Adj Factor Scoring'!$E$3:$AH$3,0)-1),MATCH(AA$2&\" Score\",'C. PoC Adj Factor Scoring'!$E$4:$J$4,0),TRUE)","v":0}]
[{"$f":"'A. Population Info'!A192","v":187},{"$f":"'A. Population Info'!L192","v":1},null,null,null,null,{"$f":"VLOOKUP(OFFSET($B:$B,,MATCH(G$4,$B$4:$F$4,0)-1),OFFSET('C. PoC Adj Factor Scoring'!$E$5:$J$282,,MATCH(G$4,'C. PoC Adj Factor Scoring'!$E$3:$AH$3,0)-1),MATCH(G$2&\" Score\",'C. PoC Adj Factor Scoring'!$E$4:$J$4,0),TRUE)","v":1},null,null,null,null,{"$f":"VLOOKUP(OFFSET($B:$B,,MATCH(L$4,$B$4:$F$4,0)-1),OFFSET('C. PoC Adj Factor Scoring'!$E$5:$J$282,,MATCH(L$4,'C. PoC Adj Factor Scoring'!$E$3:$AH$3,0)-1),MATCH(L$2&\" Score\",'C. PoC Adj Factor Scoring'!$E$4:$J$4,0),TRUE)","v":1},null,null,null,null,{"$f":"VLOOKUP(OFFSET($B:$B,,MATCH(Q$4,$B$4:$F$4,0)-1),OFFSET('C. PoC Adj Factor Scoring'!$E$5:$J$282,,MATCH(Q$4,'C. PoC Adj Factor Scoring'!$E$3:$AH$3,0)-1),MATCH(Q$2&\" Score\",'C. PoC Adj Factor Scoring'!$E$4:$J$4,0),TRUE)","v":1},null,null,null,null,{"$f":"VLOOKUP(OFFSET($B:$B,,MATCH(V$4,$B$4:$F$4,0)-1),OFFSET('C. PoC Adj Factor Scoring'!$E$5:$J$282,,MATCH(V$4,'C. PoC Adj Factor Scoring'!$E$3:$AH$3,0)-1),MATCH(V$2&\" Score\",'C. PoC Adj Factor Scoring'!$E$4:$J$4,0),TRUE)","v":1},null,null,null,null,{"$f":"VLOOKUP(OFFSET($B:$B,,MATCH(AA$4,$B$4:$F$4,0)-1),OFFSET('C. PoC Adj Factor Scoring'!$E$5:$J$282,,MATCH(AA$4,'C. PoC Adj Factor Scoring'!$E$3:$AH$3,0)-1),MATCH(AA$2&\" Score\",'C. PoC Adj Factor Scoring'!$E$4:$J$4,0),TRUE)","v":0}]
[{"$f":"'A. Population Info'!A193","v":188},{"$f":"'A. Population Info'!L193","v":2},null,null,null,null,{"$f":"VLOOKUP(OFFSET($B:$B,,MATCH(G$4,$B$4:$F$4,0)-1),OFFSET('C. PoC Adj Factor Scoring'!$E$5:$J$282,,MATCH(G$4,'C. PoC Adj Factor Scoring'!$E$3:$AH$3,0)-1),MATCH(G$2&\" Score\",'C. PoC Adj Factor Scoring'!$E$4:$J$4,0),TRUE)","v":2},null,null,null,null,{"$f":"VLOOKUP(OFFSET($B:$B,,MATCH(L$4,$B$4:$F$4,0)-1),OFFSET('C. PoC Adj Factor Scoring'!$E$5:$J$282,,MATCH(L$4,'C. PoC Adj Factor Scoring'!$E$3:$AH$3,0)-1),MATCH(L$2&\" Score\",'C. PoC Adj Factor Scoring'!$E$4:$J$4,0),TRUE)","v":2},null,null,null,null,{"$f":"VLOOKUP(OFFSET($B:$B,,MATCH(Q$4,$B$4:$F$4,0)-1),OFFSET('C. PoC Adj Factor Scoring'!$E$5:$J$282,,MATCH(Q$4,'C. PoC Adj Factor Scoring'!$E$3:$AH$3,0)-1),MATCH(Q$2&\" Score\",'C. PoC Adj Factor Scoring'!$E$4:$J$4,0),TRUE)","v":2},null,null,null,null,{"$f":"VLOOKUP(OFFSET($B:$B,,MATCH(V$4,$B$4:$F$4,0)-1),OFFSET('C. PoC Adj Factor Scoring'!$E$5:$J$282,,MATCH(V$4,'C. PoC Adj Factor Scoring'!$E$3:$AH$3,0)-1),MATCH(V$2&\" Score\",'C. PoC Adj Factor Scoring'!$E$4:$J$4,0),TRUE)","v":2},null,null,null,null,{"$f":"VLOOKUP(OFFSET($B:$B,,MATCH(AA$4,$B$4:$F$4,0)-1),OFFSET('C. PoC Adj Factor Scoring'!$E$5:$J$282,,MATCH(AA$4,'C. PoC Adj Factor Scoring'!$E$3:$AH$3,0)-1),MATCH(AA$2&\" Score\",'C. PoC Adj Factor Scoring'!$E$4:$J$4,0),TRUE)","v":0}]
[{"$f":"'A. Population Info'!A194","v":189},{"$f":"'A. Population Info'!L194","v":2},null,null,null,null,{"$f":"VLOOKUP(OFFSET($B:$B,,MATCH(G$4,$B$4:$F$4,0)-1),OFFSET('C. PoC Adj Factor Scoring'!$E$5:$J$282,,MATCH(G$4,'C. PoC Adj Factor Scoring'!$E$3:$AH$3,0)-1),MATCH(G$2&\" Score\",'C. PoC Adj Factor Scoring'!$E$4:$J$4,0),TRUE)","v":2},null,null,null,null,{"$f":"VLOOKUP(OFFSET($B:$B,,MATCH(L$4,$B$4:$F$4,0)-1),OFFSET('C. PoC Adj Factor Scoring'!$E$5:$J$282,,MATCH(L$4,'C. PoC Adj Factor Scoring'!$E$3:$AH$3,0)-1),MATCH(L$2&\" Score\",'C. PoC Adj Factor Scoring'!$E$4:$J$4,0),TRUE)","v":2},null,null,null,null,{"$f":"VLOOKUP(OFFSET($B:$B,,MATCH(Q$4,$B$4:$F$4,0)-1),OFFSET('C. PoC Adj Factor Scoring'!$E$5:$J$282,,MATCH(Q$4,'C. PoC Adj Factor Scoring'!$E$3:$AH$3,0)-1),MATCH(Q$2&\" Score\",'C. PoC Adj Factor Scoring'!$E$4:$J$4,0),TRUE)","v":2},null,null,null,null,{"$f":"VLOOKUP(OFFSET($B:$B,,MATCH(V$4,$B$4:$F$4,0)-1),OFFSET('C. PoC Adj Factor Scoring'!$E$5:$J$282,,MATCH(V$4,'C. PoC Adj Factor Scoring'!$E$3:$AH$3,0)-1),MATCH(V$2&\" Score\",'C. PoC Adj Factor Scoring'!$E$4:$J$4,0),TRUE)","v":2},null,null,null,null,{"$f":"VLOOKUP(OFFSET($B:$B,,MATCH(AA$4,$B$4:$F$4,0)-1),OFFSET('C. PoC Adj Factor Scoring'!$E$5:$J$282,,MATCH(AA$4,'C. PoC Adj Factor Scoring'!$E$3:$AH$3,0)-1),MATCH(AA$2&\" Score\",'C. PoC Adj Factor Scoring'!$E$4:$J$4,0),TRUE)","v":0}]
[{"$f":"'A. Population Info'!A195","v":190},{"$f":"'A. Population Info'!L195","v":2},null,null,null,null,{"$f":"VLOOKUP(OFFSET($B:$B,,MATCH(G$4,$B$4:$F$4,0)-1),OFFSET('C. PoC Adj Factor Scoring'!$E$5:$J$282,,MATCH(G$4,'C. PoC Adj Factor Scoring'!$E$3:$AH$3,0)-1),MATCH(G$2&\" Score\",'C. PoC Adj Factor Scoring'!$E$4:$J$4,0),TRUE)","v":2},null,null,null,null,{"$f":"VLOOKUP(OFFSET($B:$B,,MATCH(L$4,$B$4:$F$4,0)-1),OFFSET('C. PoC Adj Factor Scoring'!$E$5:$J$282,,MATCH(L$4,'C. PoC Adj Factor Scoring'!$E$3:$AH$3,0)-1),MATCH(L$2&\" Score\",'C. PoC Adj Factor Scoring'!$E$4:$J$4,0),TRUE)","v":2},null,null,null,null,{"$f":"VLOOKUP(OFFSET($B:$B,,MATCH(Q$4,$B$4:$F$4,0)-1),OFFSET('C. PoC Adj Factor Scoring'!$E$5:$J$282,,MATCH(Q$4,'C. PoC Adj Factor Scoring'!$E$3:$AH$3,0)-1),MATCH(Q$2&\" Score\",'C. PoC Adj Factor Scoring'!$E$4:$J$4,0),TRUE)","v":2},null,null,null,null,{"$f":"VLOOKUP(OFFSET($B:$B,,MATCH(V$4,$B$4:$F$4,0)-1),OFFSET('C. PoC Adj Factor Scoring'!$E$5:$J$282,,MATCH(V$4,'C. PoC Adj Factor Scoring'!$E$3:$AH$3,0)-1),MATCH(V$2&\" Score\",'C. PoC Adj Factor Scoring'!$E$4:$J$4,0),TRUE)","v":2},null,null,null,null,{"$f":"VLOOKUP(OFFSET($B:$B,,MATCH(AA$4,$B$4:$F$4,0)-1),OFFSET('C. PoC Adj Factor Scoring'!$E$5:$J$282,,MATCH(AA$4,'C. PoC Adj Factor Scoring'!$E$3:$AH$3,0)-1),MATCH(AA$2&\" Score\",'C. PoC Adj Factor Scoring'!$E$4:$J$4,0),TRUE)","v":0}]
[{"$f":"'A. Population Info'!A196","v":191},{"$f":"'A. Population Info'!L196","v":2},null,null,null,null,{"$f":"VLOOKUP(OFFSET($B:$B,,MATCH(G$4,$B$4:$F$4,0)-1),OFFSET('C. PoC Adj Factor Scoring'!$E$5:$J$282,,MATCH(G$4,'C. PoC Adj Factor Scoring'!$E$3:$AH$3,0)-1),MATCH(G$2&\" Score\",'C. PoC Adj Factor Scoring'!$E$4:$J$4,0),TRUE)","v":2},null,null,null,null,{"$f":"VLOOKUP(OFFSET($B:$B,,MATCH(L$4,$B$4:$F$4,0)-1),OFFSET('C. PoC Adj Factor Scoring'!$E$5:$J$282,,MATCH(L$4,'C. PoC Adj Factor Scoring'!$E$3:$AH$3,0)-1),MATCH(L$2&\" Score\",'C. PoC Adj Factor Scoring'!$E$4:$J$4,0),TRUE)","v":2},null,null,null,null,{"$f":"VLOOKUP(OFFSET($B:$B,,MATCH(Q$4,$B$4:$F$4,0)-1),OFFSET('C. PoC Adj Factor Scoring'!$E$5:$J$282,,MATCH(Q$4,'C. PoC Adj Factor Scoring'!$E$3:$AH$3,0)-1),MATCH(Q$2&\" Score\",'C. PoC Adj Factor Scoring'!$E$4:$J$4,0),TRUE)","v":2},null,null,null,null,{"$f":"VLOOKUP(OFFSET($B:$B,,MATCH(V$4,$B$4:$F$4,0)-1),OFFSET('C. PoC Adj Factor Scoring'!$E$5:$J$282,,MATCH(V$4,'C. PoC Adj Factor Scoring'!$E$3:$AH$3,0)-1),MATCH(V$2&\" Score\",'C. PoC Adj Factor Scoring'!$E$4:$J$4,0),TRUE)","v":2},null,null,null,null,{"$f":"VLOOKUP(OFFSET($B:$B,,MATCH(AA$4,$B$4:$F$4,0)-1),OFFSET('C. PoC Adj Factor Scoring'!$E$5:$J$282,,MATCH(AA$4,'C. PoC Adj Factor Scoring'!$E$3:$AH$3,0)-1),MATCH(AA$2&\" Score\",'C. PoC Adj Factor Scoring'!$E$4:$J$4,0),TRUE)","v":0}]
[{"$f":"'A. Population Info'!A197","v":192},{"$f":"'A. Population Info'!L197","v":2},null,null,null,null,{"$f":"VLOOKUP(OFFSET($B:$B,,MATCH(G$4,$B$4:$F$4,0)-1),OFFSET('C. PoC Adj Factor Scoring'!$E$5:$J$282,,MATCH(G$4,'C. PoC Adj Factor Scoring'!$E$3:$AH$3,0)-1),MATCH(G$2&\" Score\",'C. PoC Adj Factor Scoring'!$E$4:$J$4,0),TRUE)","v":2},null,null,null,null,{"$f":"VLOOKUP(OFFSET($B:$B,,MATCH(L$4,$B$4:$F$4,0)-1),OFFSET('C. PoC Adj Factor Scoring'!$E$5:$J$282,,MATCH(L$4,'C. PoC Adj Factor Scoring'!$E$3:$AH$3,0)-1),MATCH(L$2&\" Score\",'C. PoC Adj Factor Scoring'!$E$4:$J$4,0),TRUE)","v":2},null,null,null,null,{"$f":"VLOOKUP(OFFSET($B:$B,,MATCH(Q$4,$B$4:$F$4,0)-1),OFFSET('C. PoC Adj Factor Scoring'!$E$5:$J$282,,MATCH(Q$4,'C. PoC Adj Factor Scoring'!$E$3:$AH$3,0)-1),MATCH(Q$2&\" Score\",'C. PoC Adj Factor Scoring'!$E$4:$J$4,0),TRUE)","v":2},null,null,null,null,{"$f":"VLOOKUP(OFFSET($B:$B,,MATCH(V$4,$B$4:$F$4,0)-1),OFFSET('C. PoC Adj Factor Scoring'!$E$5:$J$282,,MATCH(V$4,'C. PoC Adj Factor Scoring'!$E$3:$AH$3,0)-1),MATCH(V$2&\" Score\",'C. PoC Adj Factor Scoring'!$E$4:$J$4,0),TRUE)","v":2},null,null,null,null,{"$f":"VLOOKUP(OFFSET($B:$B,,MATCH(AA$4,$B$4:$F$4,0)-1),OFFSET('C. PoC Adj Factor Scoring'!$E$5:$J$282,,MATCH(AA$4,'C. PoC Adj Factor Scoring'!$E$3:$AH$3,0)-1),MATCH(AA$2&\" Score\",'C. PoC Adj Factor Scoring'!$E$4:$J$4,0),TRUE)","v":0}]
[{"$f":"'A. Population Info'!A198","v":193},{"$f":"'A. Population Info'!L198","v":1},null,null,null,null,{"$f":"VLOOKUP(OFFSET($B:$B,,MATCH(G$4,$B$4:$F$4,0)-1),OFFSET('C. PoC Adj Factor Scoring'!$E$5:$J$282,,MATCH(G$4,'C. PoC Adj Factor Scoring'!$E$3:$AH$3,0)-1),MATCH(G$2&\" Score\",'C. PoC Adj Factor Scoring'!$E$4:$J$4,0),TRUE)","v":1},null,null,null,null,{"$f":"VLOOKUP(OFFSET($B:$B,,MATCH(L$4,$B$4:$F$4,0)-1),OFFSET('C. PoC Adj Factor Scoring'!$E$5:$J$282,,MATCH(L$4,'C. PoC Adj Factor Scoring'!$E$3:$AH$3,0)-1),MATCH(L$2&\" Score\",'C. PoC Adj Factor Scoring'!$E$4:$J$4,0),TRUE)","v":1},null,null,null,null,{"$f":"VLOOKUP(OFFSET($B:$B,,MATCH(Q$4,$B$4:$F$4,0)-1),OFFSET('C. PoC Adj Factor Scoring'!$E$5:$J$282,,MATCH(Q$4,'C. PoC Adj Factor Scoring'!$E$3:$AH$3,0)-1),MATCH(Q$2&\" Score\",'C. PoC Adj Factor Scoring'!$E$4:$J$4,0),TRUE)","v":1},null,null,null,null,{"$f":"VLOOKUP(OFFSET($B:$B,,MATCH(V$4,$B$4:$F$4,0)-1),OFFSET('C. PoC Adj Factor Scoring'!$E$5:$J$282,,MATCH(V$4,'C. PoC Adj Factor Scoring'!$E$3:$AH$3,0)-1),MATCH(V$2&\" Score\",'C. PoC Adj Factor Scoring'!$E$4:$J$4,0),TRUE)","v":1},null,null,null,null,{"$f":"VLOOKUP(OFFSET($B:$B,,MATCH(AA$4,$B$4:$F$4,0)-1),OFFSET('C. PoC Adj Factor Scoring'!$E$5:$J$282,,MATCH(AA$4,'C. PoC Adj Factor Scoring'!$E$3:$AH$3,0)-1),MATCH(AA$2&\" Score\",'C. PoC Adj Factor Scoring'!$E$4:$J$4,0),TRUE)","v":0}]
[{"$f":"'A. Population Info'!A199","v":194},{"$f":"'A. Population Info'!L199","v":2},null,null,null,null,{"$f":"VLOOKUP(OFFSET($B:$B,,MATCH(G$4,$B$4:$F$4,0)-1),OFFSET('C. PoC Adj Factor Scoring'!$E$5:$J$282,,MATCH(G$4,'C. PoC Adj Factor Scoring'!$E$3:$AH$3,0)-1),MATCH(G$2&\" Score\",'C. PoC Adj Factor Scoring'!$E$4:$J$4,0),TRUE)","v":2},null,null,null,null,{"$f":"VLOOKUP(OFFSET($B:$B,,MATCH(L$4,$B$4:$F$4,0)-1),OFFSET('C. PoC Adj Factor Scoring'!$E$5:$J$282,,MATCH(L$4,'C. PoC Adj Factor Scoring'!$E$3:$AH$3,0)-1),MATCH(L$2&\" Score\",'C. PoC Adj Factor Scoring'!$E$4:$J$4,0),TRUE)","v":2},null,null,null,null,{"$f":"VLOOKUP(OFFSET($B:$B,,MATCH(Q$4,$B$4:$F$4,0)-1),OFFSET('C. PoC Adj Factor Scoring'!$E$5:$J$282,,MATCH(Q$4,'C. PoC Adj Factor Scoring'!$E$3:$AH$3,0)-1),MATCH(Q$2&\" Score\",'C. PoC Adj Factor Scoring'!$E$4:$J$4,0),TRUE)","v":2},null,null,null,null,{"$f":"VLOOKUP(OFFSET($B:$B,,MATCH(V$4,$B$4:$F$4,0)-1),OFFSET('C. PoC Adj Factor Scoring'!$E$5:$J$282,,MATCH(V$4,'C. PoC Adj Factor Scoring'!$E$3:$AH$3,0)-1),MATCH(V$2&\" Score\",'C. PoC Adj Factor Scoring'!$E$4:$J$4,0),TRUE)","v":2},null,null,null,null,{"$f":"VLOOKUP(OFFSET($B:$B,,MATCH(AA$4,$B$4:$F$4,0)-1),OFFSET('C. PoC Adj Factor Scoring'!$E$5:$J$282,,MATCH(AA$4,'C. PoC Adj Factor Scoring'!$E$3:$AH$3,0)-1),MATCH(AA$2&\" Score\",'C. PoC Adj Factor Scoring'!$E$4:$J$4,0),TRUE)","v":0}]
[{"$f":"'A. Population Info'!A200","v":195},{"$f":"'A. Population Info'!L200","v":1},null,null,null,null,{"$f":"VLOOKUP(OFFSET($B:$B,,MATCH(G$4,$B$4:$F$4,0)-1),OFFSET('C. PoC Adj Factor Scoring'!$E$5:$J$282,,MATCH(G$4,'C. PoC Adj Factor Scoring'!$E$3:$AH$3,0)-1),MATCH(G$2&\" Score\",'C. PoC Adj Factor Scoring'!$E$4:$J$4,0),TRUE)","v":1},null,null,null,null,{"$f":"VLOOKUP(OFFSET($B:$B,,MATCH(L$4,$B$4:$F$4,0)-1),OFFSET('C. PoC Adj Factor Scoring'!$E$5:$J$282,,MATCH(L$4,'C. PoC Adj Factor Scoring'!$E$3:$AH$3,0)-1),MATCH(L$2&\" Score\",'C. PoC Adj Factor Scoring'!$E$4:$J$4,0),TRUE)","v":1},null,null,null,null,{"$f":"VLOOKUP(OFFSET($B:$B,,MATCH(Q$4,$B$4:$F$4,0)-1),OFFSET('C. PoC Adj Factor Scoring'!$E$5:$J$282,,MATCH(Q$4,'C. PoC Adj Factor Scoring'!$E$3:$AH$3,0)-1),MATCH(Q$2&\" Score\",'C. PoC Adj Factor Scoring'!$E$4:$J$4,0),TRUE)","v":1},null,null,null,null,{"$f":"VLOOKUP(OFFSET($B:$B,,MATCH(V$4,$B$4:$F$4,0)-1),OFFSET('C. PoC Adj Factor Scoring'!$E$5:$J$282,,MATCH(V$4,'C. PoC Adj Factor Scoring'!$E$3:$AH$3,0)-1),MATCH(V$2&\" Score\",'C. PoC Adj Factor Scoring'!$E$4:$J$4,0),TRUE)","v":1},null,null,null,null,{"$f":"VLOOKUP(OFFSET($B:$B,,MATCH(AA$4,$B$4:$F$4,0)-1),OFFSET('C. PoC Adj Factor Scoring'!$E$5:$J$282,,MATCH(AA$4,'C. PoC Adj Factor Scoring'!$E$3:$AH$3,0)-1),MATCH(AA$2&\" Score\",'C. PoC Adj Factor Scoring'!$E$4:$J$4,0),TRUE)","v":0}]
[{"$f":"'A. Population Info'!A201","v":196},{"$f":"'A. Population Info'!L201","v":2},null,null,null,null,{"$f":"VLOOKUP(OFFSET($B:$B,,MATCH(G$4,$B$4:$F$4,0)-1),OFFSET('C. PoC Adj Factor Scoring'!$E$5:$J$282,,MATCH(G$4,'C. PoC Adj Factor Scoring'!$E$3:$AH$3,0)-1),MATCH(G$2&\" Score\",'C. PoC Adj Factor Scoring'!$E$4:$J$4,0),TRUE)","v":2},null,null,null,null,{"$f":"VLOOKUP(OFFSET($B:$B,,MATCH(L$4,$B$4:$F$4,0)-1),OFFSET('C. PoC Adj Factor Scoring'!$E$5:$J$282,,MATCH(L$4,'C. PoC Adj Factor Scoring'!$E$3:$AH$3,0)-1),MATCH(L$2&\" Score\",'C. PoC Adj Factor Scoring'!$E$4:$J$4,0),TRUE)","v":2},null,null,null,null,{"$f":"VLOOKUP(OFFSET($B:$B,,MATCH(Q$4,$B$4:$F$4,0)-1),OFFSET('C. PoC Adj Factor Scoring'!$E$5:$J$282,,MATCH(Q$4,'C. PoC Adj Factor Scoring'!$E$3:$AH$3,0)-1),MATCH(Q$2&\" Score\",'C. PoC Adj Factor Scoring'!$E$4:$J$4,0),TRUE)","v":2},null,null,null,null,{"$f":"VLOOKUP(OFFSET($B:$B,,MATCH(V$4,$B$4:$F$4,0)-1),OFFSET('C. PoC Adj Factor Scoring'!$E$5:$J$282,,MATCH(V$4,'C. PoC Adj Factor Scoring'!$E$3:$AH$3,0)-1),MATCH(V$2&\" Score\",'C. PoC Adj Factor Scoring'!$E$4:$J$4,0),TRUE)","v":2},null,null,null,null,{"$f":"VLOOKUP(OFFSET($B:$B,,MATCH(AA$4,$B$4:$F$4,0)-1),OFFSET('C. PoC Adj Factor Scoring'!$E$5:$J$282,,MATCH(AA$4,'C. PoC Adj Factor Scoring'!$E$3:$AH$3,0)-1),MATCH(AA$2&\" Score\",'C. PoC Adj Factor Scoring'!$E$4:$J$4,0),TRUE)","v":0}]
[{"$f":"'A. Population Info'!A202","v":197},{"$f":"'A. Population Info'!L202","v":2},null,null,null,null,{"$f":"VLOOKUP(OFFSET($B:$B,,MATCH(G$4,$B$4:$F$4,0)-1),OFFSET('C. PoC Adj Factor Scoring'!$E$5:$J$282,,MATCH(G$4,'C. PoC Adj Factor Scoring'!$E$3:$AH$3,0)-1),MATCH(G$2&\" Score\",'C. PoC Adj Factor Scoring'!$E$4:$J$4,0),TRUE)","v":2},null,null,null,null,{"$f":"VLOOKUP(OFFSET($B:$B,,MATCH(L$4,$B$4:$F$4,0)-1),OFFSET('C. PoC Adj Factor Scoring'!$E$5:$J$282,,MATCH(L$4,'C. PoC Adj Factor Scoring'!$E$3:$AH$3,0)-1),MATCH(L$2&\" Score\",'C. PoC Adj Factor Scoring'!$E$4:$J$4,0),TRUE)","v":2},null,null,null,null,{"$f":"VLOOKUP(OFFSET($B:$B,,MATCH(Q$4,$B$4:$F$4,0)-1),OFFSET('C. PoC Adj Factor Scoring'!$E$5:$J$282,,MATCH(Q$4,'C. PoC Adj Factor Scoring'!$E$3:$AH$3,0)-1),MATCH(Q$2&\" Score\",'C. PoC Adj Factor Scoring'!$E$4:$J$4,0),TRUE)","v":2},null,null,null,null,{"$f":"VLOOKUP(OFFSET($B:$B,,MATCH(V$4,$B$4:$F$4,0)-1),OFFSET('C. PoC Adj Factor Scoring'!$E$5:$J$282,,MATCH(V$4,'C. PoC Adj Factor Scoring'!$E$3:$AH$3,0)-1),MATCH(V$2&\" Score\",'C. PoC Adj Factor Scoring'!$E$4:$J$4,0),TRUE)","v":2},null,null,null,null,{"$f":"VLOOKUP(OFFSET($B:$B,,MATCH(AA$4,$B$4:$F$4,0)-1),OFFSET('C. PoC Adj Factor Scoring'!$E$5:$J$282,,MATCH(AA$4,'C. PoC Adj Factor Scoring'!$E$3:$AH$3,0)-1),MATCH(AA$2&\" Score\",'C. PoC Adj Factor Scoring'!$E$4:$J$4,0),TRUE)","v":0}]
[{"$f":"'A. Population Info'!A203","v":198},{"$f":"'A. Population Info'!L203","v":2},null,null,null,null,{"$f":"VLOOKUP(OFFSET($B:$B,,MATCH(G$4,$B$4:$F$4,0)-1),OFFSET('C. PoC Adj Factor Scoring'!$E$5:$J$282,,MATCH(G$4,'C. PoC Adj Factor Scoring'!$E$3:$AH$3,0)-1),MATCH(G$2&\" Score\",'C. PoC Adj Factor Scoring'!$E$4:$J$4,0),TRUE)","v":2},null,null,null,null,{"$f":"VLOOKUP(OFFSET($B:$B,,MATCH(L$4,$B$4:$F$4,0)-1),OFFSET('C. PoC Adj Factor Scoring'!$E$5:$J$282,,MATCH(L$4,'C. PoC Adj Factor Scoring'!$E$3:$AH$3,0)-1),MATCH(L$2&\" Score\",'C. PoC Adj Factor Scoring'!$E$4:$J$4,0),TRUE)","v":2},null,null,null,null,{"$f":"VLOOKUP(OFFSET($B:$B,,MATCH(Q$4,$B$4:$F$4,0)-1),OFFSET('C. PoC Adj Factor Scoring'!$E$5:$J$282,,MATCH(Q$4,'C. PoC Adj Factor Scoring'!$E$3:$AH$3,0)-1),MATCH(Q$2&\" Score\",'C. PoC Adj Factor Scoring'!$E$4:$J$4,0),TRUE)","v":2},null,null,null,null,{"$f":"VLOOKUP(OFFSET($B:$B,,MATCH(V$4,$B$4:$F$4,0)-1),OFFSET('C. PoC Adj Factor Scoring'!$E$5:$J$282,,MATCH(V$4,'C. PoC Adj Factor Scoring'!$E$3:$AH$3,0)-1),MATCH(V$2&\" Score\",'C. PoC Adj Factor Scoring'!$E$4:$J$4,0),TRUE)","v":2},null,null,null,null,{"$f":"VLOOKUP(OFFSET($B:$B,,MATCH(AA$4,$B$4:$F$4,0)-1),OFFSET('C. PoC Adj Factor Scoring'!$E$5:$J$282,,MATCH(AA$4,'C. PoC Adj Factor Scoring'!$E$3:$AH$3,0)-1),MATCH(AA$2&\" Score\",'C. PoC Adj Factor Scoring'!$E$4:$J$4,0),TRUE)","v":0}]
[{"$f":"'A. Population Info'!A204","v":199},{"$f":"'A. Population Info'!L204","v":2},null,null,null,null,{"$f":"VLOOKUP(OFFSET($B:$B,,MATCH(G$4,$B$4:$F$4,0)-1),OFFSET('C. PoC Adj Factor Scoring'!$E$5:$J$282,,MATCH(G$4,'C. PoC Adj Factor Scoring'!$E$3:$AH$3,0)-1),MATCH(G$2&\" Score\",'C. PoC Adj Factor Scoring'!$E$4:$J$4,0),TRUE)","v":2},null,null,null,null,{"$f":"VLOOKUP(OFFSET($B:$B,,MATCH(L$4,$B$4:$F$4,0)-1),OFFSET('C. PoC Adj Factor Scoring'!$E$5:$J$282,,MATCH(L$4,'C. PoC Adj Factor Scoring'!$E$3:$AH$3,0)-1),MATCH(L$2&\" Score\",'C. PoC Adj Factor Scoring'!$E$4:$J$4,0),TRUE)","v":2},null,null,null,null,{"$f":"VLOOKUP(OFFSET($B:$B,,MATCH(Q$4,$B$4:$F$4,0)-1),OFFSET('C. PoC Adj Factor Scoring'!$E$5:$J$282,,MATCH(Q$4,'C. PoC Adj Factor Scoring'!$E$3:$AH$3,0)-1),MATCH(Q$2&\" Score\",'C. PoC Adj Factor Scoring'!$E$4:$J$4,0),TRUE)","v":2},null,null,null,null,{"$f":"VLOOKUP(OFFSET($B:$B,,MATCH(V$4,$B$4:$F$4,0)-1),OFFSET('C. PoC Adj Factor Scoring'!$E$5:$J$282,,MATCH(V$4,'C. PoC Adj Factor Scoring'!$E$3:$AH$3,0)-1),MATCH(V$2&\" Score\",'C. PoC Adj Factor Scoring'!$E$4:$J$4,0),TRUE)","v":2},null,null,null,null,{"$f":"VLOOKUP(OFFSET($B:$B,,MATCH(AA$4,$B$4:$F$4,0)-1),OFFSET('C. PoC Adj Factor Scoring'!$E$5:$J$282,,MATCH(AA$4,'C. PoC Adj Factor Scoring'!$E$3:$AH$3,0)-1),MATCH(AA$2&\" Score\",'C. PoC Adj Factor Scoring'!$E$4:$J$4,0),TRUE)","v":0}]
[{"$f":"'A. Population Info'!A205","v":200},{"$f":"'A. Population Info'!L205","v":2},null,null,null,null,{"$f":"VLOOKUP(OFFSET($B:$B,,MATCH(G$4,$B$4:$F$4,0)-1),OFFSET('C. PoC Adj Factor Scoring'!$E$5:$J$282,,MATCH(G$4,'C. PoC Adj Factor Scoring'!$E$3:$AH$3,0)-1),MATCH(G$2&\" Score\",'C. PoC Adj Factor Scoring'!$E$4:$J$4,0),TRUE)","v":2},null,null,null,null,{"$f":"VLOOKUP(OFFSET($B:$B,,MATCH(L$4,$B$4:$F$4,0)-1),OFFSET('C. PoC Adj Factor Scoring'!$E$5:$J$282,,MATCH(L$4,'C. PoC Adj Factor Scoring'!$E$3:$AH$3,0)-1),MATCH(L$2&\" Score\",'C. PoC Adj Factor Scoring'!$E$4:$J$4,0),TRUE)","v":2},null,null,null,null,{"$f":"VLOOKUP(OFFSET($B:$B,,MATCH(Q$4,$B$4:$F$4,0)-1),OFFSET('C. PoC Adj Factor Scoring'!$E$5:$J$282,,MATCH(Q$4,'C. PoC Adj Factor Scoring'!$E$3:$AH$3,0)-1),MATCH(Q$2&\" Score\",'C. PoC Adj Factor Scoring'!$E$4:$J$4,0),TRUE)","v":2},null,null,null,null,{"$f":"VLOOKUP(OFFSET($B:$B,,MATCH(V$4,$B$4:$F$4,0)-1),OFFSET('C. PoC Adj Factor Scoring'!$E$5:$J$282,,MATCH(V$4,'C. PoC Adj Factor Scoring'!$E$3:$AH$3,0)-1),MATCH(V$2&\" Score\",'C. PoC Adj Factor Scoring'!$E$4:$J$4,0),TRUE)","v":2},null,null,null,null,{"$f":"VLOOKUP(OFFSET($B:$B,,MATCH(AA$4,$B$4:$F$4,0)-1),OFFSET('C. PoC Adj Factor Scoring'!$E$5:$J$282,,MATCH(AA$4,'C. PoC Adj Factor Scoring'!$E$3:$AH$3,0)-1),MATCH(AA$2&\" Score\",'C. PoC Adj Factor Scoring'!$E$4:$J$4,0),TRUE)","v":0}]
[{"$f":"'A. Population Info'!A206","v":201},{"$f":"'A. Population Info'!L206","v":1},null,null,null,null,{"$f":"VLOOKUP(OFFSET($B:$B,,MATCH(G$4,$B$4:$F$4,0)-1),OFFSET('C. PoC Adj Factor Scoring'!$E$5:$J$282,,MATCH(G$4,'C. PoC Adj Factor Scoring'!$E$3:$AH$3,0)-1),MATCH(G$2&\" Score\",'C. PoC Adj Factor Scoring'!$E$4:$J$4,0),TRUE)","v":1},null,null,null,null,{"$f":"VLOOKUP(OFFSET($B:$B,,MATCH(L$4,$B$4:$F$4,0)-1),OFFSET('C. PoC Adj Factor Scoring'!$E$5:$J$282,,MATCH(L$4,'C. PoC Adj Factor Scoring'!$E$3:$AH$3,0)-1),MATCH(L$2&\" Score\",'C. PoC Adj Factor Scoring'!$E$4:$J$4,0),TRUE)","v":1},null,null,null,null,{"$f":"VLOOKUP(OFFSET($B:$B,,MATCH(Q$4,$B$4:$F$4,0)-1),OFFSET('C. PoC Adj Factor Scoring'!$E$5:$J$282,,MATCH(Q$4,'C. PoC Adj Factor Scoring'!$E$3:$AH$3,0)-1),MATCH(Q$2&\" Score\",'C. PoC Adj Factor Scoring'!$E$4:$J$4,0),TRUE)","v":1},null,null,null,null,{"$f":"VLOOKUP(OFFSET($B:$B,,MATCH(V$4,$B$4:$F$4,0)-1),OFFSET('C. PoC Adj Factor Scoring'!$E$5:$J$282,,MATCH(V$4,'C. PoC Adj Factor Scoring'!$E$3:$AH$3,0)-1),MATCH(V$2&\" Score\",'C. PoC Adj Factor Scoring'!$E$4:$J$4,0),TRUE)","v":1},null,null,null,null,{"$f":"VLOOKUP(OFFSET($B:$B,,MATCH(AA$4,$B$4:$F$4,0)-1),OFFSET('C. PoC Adj Factor Scoring'!$E$5:$J$282,,MATCH(AA$4,'C. PoC Adj Factor Scoring'!$E$3:$AH$3,0)-1),MATCH(AA$2&\" Score\",'C. PoC Adj Factor Scoring'!$E$4:$J$4,0),TRUE)","v":0}]
[{"$f":"'A. Population Info'!A207","v":202},{"$f":"'A. Population Info'!L207","v":2},null,null,null,null,{"$f":"VLOOKUP(OFFSET($B:$B,,MATCH(G$4,$B$4:$F$4,0)-1),OFFSET('C. PoC Adj Factor Scoring'!$E$5:$J$282,,MATCH(G$4,'C. PoC Adj Factor Scoring'!$E$3:$AH$3,0)-1),MATCH(G$2&\" Score\",'C. PoC Adj Factor Scoring'!$E$4:$J$4,0),TRUE)","v":2},null,null,null,null,{"$f":"VLOOKUP(OFFSET($B:$B,,MATCH(L$4,$B$4:$F$4,0)-1),OFFSET('C. PoC Adj Factor Scoring'!$E$5:$J$282,,MATCH(L$4,'C. PoC Adj Factor Scoring'!$E$3:$AH$3,0)-1),MATCH(L$2&\" Score\",'C. PoC Adj Factor Scoring'!$E$4:$J$4,0),TRUE)","v":2},null,null,null,null,{"$f":"VLOOKUP(OFFSET($B:$B,,MATCH(Q$4,$B$4:$F$4,0)-1),OFFSET('C. PoC Adj Factor Scoring'!$E$5:$J$282,,MATCH(Q$4,'C. PoC Adj Factor Scoring'!$E$3:$AH$3,0)-1),MATCH(Q$2&\" Score\",'C. PoC Adj Factor Scoring'!$E$4:$J$4,0),TRUE)","v":2},null,null,null,null,{"$f":"VLOOKUP(OFFSET($B:$B,,MATCH(V$4,$B$4:$F$4,0)-1),OFFSET('C. PoC Adj Factor Scoring'!$E$5:$J$282,,MATCH(V$4,'C. PoC Adj Factor Scoring'!$E$3:$AH$3,0)-1),MATCH(V$2&\" Score\",'C. PoC Adj Factor Scoring'!$E$4:$J$4,0),TRUE)","v":2},null,null,null,null,{"$f":"VLOOKUP(OFFSET($B:$B,,MATCH(AA$4,$B$4:$F$4,0)-1),OFFSET('C. PoC Adj Factor Scoring'!$E$5:$J$282,,MATCH(AA$4,'C. PoC Adj Factor Scoring'!$E$3:$AH$3,0)-1),MATCH(AA$2&\" Score\",'C. PoC Adj Factor Scoring'!$E$4:$J$4,0),TRUE)","v":0}]
[{"$f":"'A. Population Info'!A208","v":203},{"$f":"'A. Population Info'!L208","v":1},null,null,null,null,{"$f":"VLOOKUP(OFFSET($B:$B,,MATCH(G$4,$B$4:$F$4,0)-1),OFFSET('C. PoC Adj Factor Scoring'!$E$5:$J$282,,MATCH(G$4,'C. PoC Adj Factor Scoring'!$E$3:$AH$3,0)-1),MATCH(G$2&\" Score\",'C. PoC Adj Factor Scoring'!$E$4:$J$4,0),TRUE)","v":1},null,null,null,null,{"$f":"VLOOKUP(OFFSET($B:$B,,MATCH(L$4,$B$4:$F$4,0)-1),OFFSET('C. PoC Adj Factor Scoring'!$E$5:$J$282,,MATCH(L$4,'C. PoC Adj Factor Scoring'!$E$3:$AH$3,0)-1),MATCH(L$2&\" Score\",'C. PoC Adj Factor Scoring'!$E$4:$J$4,0),TRUE)","v":1},null,null,null,null,{"$f":"VLOOKUP(OFFSET($B:$B,,MATCH(Q$4,$B$4:$F$4,0)-1),OFFSET('C. PoC Adj Factor Scoring'!$E$5:$J$282,,MATCH(Q$4,'C. PoC Adj Factor Scoring'!$E$3:$AH$3,0)-1),MATCH(Q$2&\" Score\",'C. PoC Adj Factor Scoring'!$E$4:$J$4,0),TRUE)","v":1},null,null,null,null,{"$f":"VLOOKUP(OFFSET($B:$B,,MATCH(V$4,$B$4:$F$4,0)-1),OFFSET('C. PoC Adj Factor Scoring'!$E$5:$J$282,,MATCH(V$4,'C. PoC Adj Factor Scoring'!$E$3:$AH$3,0)-1),MATCH(V$2&\" Score\",'C. PoC Adj Factor Scoring'!$E$4:$J$4,0),TRUE)","v":1},null,null,null,null,{"$f":"VLOOKUP(OFFSET($B:$B,,MATCH(AA$4,$B$4:$F$4,0)-1),OFFSET('C. PoC Adj Factor Scoring'!$E$5:$J$282,,MATCH(AA$4,'C. PoC Adj Factor Scoring'!$E$3:$AH$3,0)-1),MATCH(AA$2&\" Score\",'C. PoC Adj Factor Scoring'!$E$4:$J$4,0),TRUE)","v":0}]
[{"$f":"'A. Population Info'!A209","v":204},{"$f":"'A. Population Info'!L209","v":1},null,null,null,null,{"$f":"VLOOKUP(OFFSET($B:$B,,MATCH(G$4,$B$4:$F$4,0)-1),OFFSET('C. PoC Adj Factor Scoring'!$E$5:$J$282,,MATCH(G$4,'C. PoC Adj Factor Scoring'!$E$3:$AH$3,0)-1),MATCH(G$2&\" Score\",'C. PoC Adj Factor Scoring'!$E$4:$J$4,0),TRUE)","v":1},null,null,null,null,{"$f":"VLOOKUP(OFFSET($B:$B,,MATCH(L$4,$B$4:$F$4,0)-1),OFFSET('C. PoC Adj Factor Scoring'!$E$5:$J$282,,MATCH(L$4,'C. PoC Adj Factor Scoring'!$E$3:$AH$3,0)-1),MATCH(L$2&\" Score\",'C. PoC Adj Factor Scoring'!$E$4:$J$4,0),TRUE)","v":1},null,null,null,null,{"$f":"VLOOKUP(OFFSET($B:$B,,MATCH(Q$4,$B$4:$F$4,0)-1),OFFSET('C. PoC Adj Factor Scoring'!$E$5:$J$282,,MATCH(Q$4,'C. PoC Adj Factor Scoring'!$E$3:$AH$3,0)-1),MATCH(Q$2&\" Score\",'C. PoC Adj Factor Scoring'!$E$4:$J$4,0),TRUE)","v":1},null,null,null,null,{"$f":"VLOOKUP(OFFSET($B:$B,,MATCH(V$4,$B$4:$F$4,0)-1),OFFSET('C. PoC Adj Factor Scoring'!$E$5:$J$282,,MATCH(V$4,'C. PoC Adj Factor Scoring'!$E$3:$AH$3,0)-1),MATCH(V$2&\" Score\",'C. PoC Adj Factor Scoring'!$E$4:$J$4,0),TRUE)","v":1},null,null,null,null,{"$f":"VLOOKUP(OFFSET($B:$B,,MATCH(AA$4,$B$4:$F$4,0)-1),OFFSET('C. PoC Adj Factor Scoring'!$E$5:$J$282,,MATCH(AA$4,'C. PoC Adj Factor Scoring'!$E$3:$AH$3,0)-1),MATCH(AA$2&\" Score\",'C. PoC Adj Factor Scoring'!$E$4:$J$4,0),TRUE)","v":0}]
[{"$f":"'A. Population Info'!A210","v":205},{"$f":"'A. Population Info'!L210","v":1},null,null,null,null,{"$f":"VLOOKUP(OFFSET($B:$B,,MATCH(G$4,$B$4:$F$4,0)-1),OFFSET('C. PoC Adj Factor Scoring'!$E$5:$J$282,,MATCH(G$4,'C. PoC Adj Factor Scoring'!$E$3:$AH$3,0)-1),MATCH(G$2&\" Score\",'C. PoC Adj Factor Scoring'!$E$4:$J$4,0),TRUE)","v":1},null,null,null,null,{"$f":"VLOOKUP(OFFSET($B:$B,,MATCH(L$4,$B$4:$F$4,0)-1),OFFSET('C. PoC Adj Factor Scoring'!$E$5:$J$282,,MATCH(L$4,'C. PoC Adj Factor Scoring'!$E$3:$AH$3,0)-1),MATCH(L$2&\" Score\",'C. PoC Adj Factor Scoring'!$E$4:$J$4,0),TRUE)","v":1},null,null,null,null,{"$f":"VLOOKUP(OFFSET($B:$B,,MATCH(Q$4,$B$4:$F$4,0)-1),OFFSET('C. PoC Adj Factor Scoring'!$E$5:$J$282,,MATCH(Q$4,'C. PoC Adj Factor Scoring'!$E$3:$AH$3,0)-1),MATCH(Q$2&\" Score\",'C. PoC Adj Factor Scoring'!$E$4:$J$4,0),TRUE)","v":1},null,null,null,null,{"$f":"VLOOKUP(OFFSET($B:$B,,MATCH(V$4,$B$4:$F$4,0)-1),OFFSET('C. PoC Adj Factor Scoring'!$E$5:$J$282,,MATCH(V$4,'C. PoC Adj Factor Scoring'!$E$3:$AH$3,0)-1),MATCH(V$2&\" Score\",'C. PoC Adj Factor Scoring'!$E$4:$J$4,0),TRUE)","v":1},null,null,null,null,{"$f":"VLOOKUP(OFFSET($B:$B,,MATCH(AA$4,$B$4:$F$4,0)-1),OFFSET('C. PoC Adj Factor Scoring'!$E$5:$J$282,,MATCH(AA$4,'C. PoC Adj Factor Scoring'!$E$3:$AH$3,0)-1),MATCH(AA$2&\" Score\",'C. PoC Adj Factor Scoring'!$E$4:$J$4,0),TRUE)","v":0}]
[{"$f":"'A. Population Info'!A211","v":206},{"$f":"'A. Population Info'!L211","v":2},null,null,null,null,{"$f":"VLOOKUP(OFFSET($B:$B,,MATCH(G$4,$B$4:$F$4,0)-1),OFFSET('C. PoC Adj Factor Scoring'!$E$5:$J$282,,MATCH(G$4,'C. PoC Adj Factor Scoring'!$E$3:$AH$3,0)-1),MATCH(G$2&\" Score\",'C. PoC Adj Factor Scoring'!$E$4:$J$4,0),TRUE)","v":2},null,null,null,null,{"$f":"VLOOKUP(OFFSET($B:$B,,MATCH(L$4,$B$4:$F$4,0)-1),OFFSET('C. PoC Adj Factor Scoring'!$E$5:$J$282,,MATCH(L$4,'C. PoC Adj Factor Scoring'!$E$3:$AH$3,0)-1),MATCH(L$2&\" Score\",'C. PoC Adj Factor Scoring'!$E$4:$J$4,0),TRUE)","v":2},null,null,null,null,{"$f":"VLOOKUP(OFFSET($B:$B,,MATCH(Q$4,$B$4:$F$4,0)-1),OFFSET('C. PoC Adj Factor Scoring'!$E$5:$J$282,,MATCH(Q$4,'C. PoC Adj Factor Scoring'!$E$3:$AH$3,0)-1),MATCH(Q$2&\" Score\",'C. PoC Adj Factor Scoring'!$E$4:$J$4,0),TRUE)","v":2},null,null,null,null,{"$f":"VLOOKUP(OFFSET($B:$B,,MATCH(V$4,$B$4:$F$4,0)-1),OFFSET('C. PoC Adj Factor Scoring'!$E$5:$J$282,,MATCH(V$4,'C. PoC Adj Factor Scoring'!$E$3:$AH$3,0)-1),MATCH(V$2&\" Score\",'C. PoC Adj Factor Scoring'!$E$4:$J$4,0),TRUE)","v":2},null,null,null,null,{"$f":"VLOOKUP(OFFSET($B:$B,,MATCH(AA$4,$B$4:$F$4,0)-1),OFFSET('C. PoC Adj Factor Scoring'!$E$5:$J$282,,MATCH(AA$4,'C. PoC Adj Factor Scoring'!$E$3:$AH$3,0)-1),MATCH(AA$2&\" Score\",'C. PoC Adj Factor Scoring'!$E$4:$J$4,0),TRUE)","v":0}]
[{"$f":"'A. Population Info'!A212","v":207},{"$f":"'A. Population Info'!L212","v":2},null,null,null,null,{"$f":"VLOOKUP(OFFSET($B:$B,,MATCH(G$4,$B$4:$F$4,0)-1),OFFSET('C. PoC Adj Factor Scoring'!$E$5:$J$282,,MATCH(G$4,'C. PoC Adj Factor Scoring'!$E$3:$AH$3,0)-1),MATCH(G$2&\" Score\",'C. PoC Adj Factor Scoring'!$E$4:$J$4,0),TRUE)","v":2},null,null,null,null,{"$f":"VLOOKUP(OFFSET($B:$B,,MATCH(L$4,$B$4:$F$4,0)-1),OFFSET('C. PoC Adj Factor Scoring'!$E$5:$J$282,,MATCH(L$4,'C. PoC Adj Factor Scoring'!$E$3:$AH$3,0)-1),MATCH(L$2&\" Score\",'C. PoC Adj Factor Scoring'!$E$4:$J$4,0),TRUE)","v":2},null,null,null,null,{"$f":"VLOOKUP(OFFSET($B:$B,,MATCH(Q$4,$B$4:$F$4,0)-1),OFFSET('C. PoC Adj Factor Scoring'!$E$5:$J$282,,MATCH(Q$4,'C. PoC Adj Factor Scoring'!$E$3:$AH$3,0)-1),MATCH(Q$2&\" Score\",'C. PoC Adj Factor Scoring'!$E$4:$J$4,0),TRUE)","v":2},null,null,null,null,{"$f":"VLOOKUP(OFFSET($B:$B,,MATCH(V$4,$B$4:$F$4,0)-1),OFFSET('C. PoC Adj Factor Scoring'!$E$5:$J$282,,MATCH(V$4,'C. PoC Adj Factor Scoring'!$E$3:$AH$3,0)-1),MATCH(V$2&\" Score\",'C. PoC Adj Factor Scoring'!$E$4:$J$4,0),TRUE)","v":2},null,null,null,null,{"$f":"VLOOKUP(OFFSET($B:$B,,MATCH(AA$4,$B$4:$F$4,0)-1),OFFSET('C. PoC Adj Factor Scoring'!$E$5:$J$282,,MATCH(AA$4,'C. PoC Adj Factor Scoring'!$E$3:$AH$3,0)-1),MATCH(AA$2&\" Score\",'C. PoC Adj Factor Scoring'!$E$4:$J$4,0),TRUE)","v":0}]
[{"$f":"'A. Population Info'!A213","v":208},{"$f":"'A. Population Info'!L213","v":2},null,null,null,null,{"$f":"VLOOKUP(OFFSET($B:$B,,MATCH(G$4,$B$4:$F$4,0)-1),OFFSET('C. PoC Adj Factor Scoring'!$E$5:$J$282,,MATCH(G$4,'C. PoC Adj Factor Scoring'!$E$3:$AH$3,0)-1),MATCH(G$2&\" Score\",'C. PoC Adj Factor Scoring'!$E$4:$J$4,0),TRUE)","v":2},null,null,null,null,{"$f":"VLOOKUP(OFFSET($B:$B,,MATCH(L$4,$B$4:$F$4,0)-1),OFFSET('C. PoC Adj Factor Scoring'!$E$5:$J$282,,MATCH(L$4,'C. PoC Adj Factor Scoring'!$E$3:$AH$3,0)-1),MATCH(L$2&\" Score\",'C. PoC Adj Factor Scoring'!$E$4:$J$4,0),TRUE)","v":2},null,null,null,null,{"$f":"VLOOKUP(OFFSET($B:$B,,MATCH(Q$4,$B$4:$F$4,0)-1),OFFSET('C. PoC Adj Factor Scoring'!$E$5:$J$282,,MATCH(Q$4,'C. PoC Adj Factor Scoring'!$E$3:$AH$3,0)-1),MATCH(Q$2&\" Score\",'C. PoC Adj Factor Scoring'!$E$4:$J$4,0),TRUE)","v":2},null,null,null,null,{"$f":"VLOOKUP(OFFSET($B:$B,,MATCH(V$4,$B$4:$F$4,0)-1),OFFSET('C. PoC Adj Factor Scoring'!$E$5:$J$282,,MATCH(V$4,'C. PoC Adj Factor Scoring'!$E$3:$AH$3,0)-1),MATCH(V$2&\" Score\",'C. PoC Adj Factor Scoring'!$E$4:$J$4,0),TRUE)","v":2},null,null,null,null,{"$f":"VLOOKUP(OFFSET($B:$B,,MATCH(AA$4,$B$4:$F$4,0)-1),OFFSET('C. PoC Adj Factor Scoring'!$E$5:$J$282,,MATCH(AA$4,'C. PoC Adj Factor Scoring'!$E$3:$AH$3,0)-1),MATCH(AA$2&\" Score\",'C. PoC Adj Factor Scoring'!$E$4:$J$4,0),TRUE)","v":0}]
[{"$f":"'A. Population Info'!A214","v":209},{"$f":"'A. Population Info'!L214","v":2},null,null,null,null,{"$f":"VLOOKUP(OFFSET($B:$B,,MATCH(G$4,$B$4:$F$4,0)-1),OFFSET('C. PoC Adj Factor Scoring'!$E$5:$J$282,,MATCH(G$4,'C. PoC Adj Factor Scoring'!$E$3:$AH$3,0)-1),MATCH(G$2&\" Score\",'C. PoC Adj Factor Scoring'!$E$4:$J$4,0),TRUE)","v":2},null,null,null,null,{"$f":"VLOOKUP(OFFSET($B:$B,,MATCH(L$4,$B$4:$F$4,0)-1),OFFSET('C. PoC Adj Factor Scoring'!$E$5:$J$282,,MATCH(L$4,'C. PoC Adj Factor Scoring'!$E$3:$AH$3,0)-1),MATCH(L$2&\" Score\",'C. PoC Adj Factor Scoring'!$E$4:$J$4,0),TRUE)","v":2},null,null,null,null,{"$f":"VLOOKUP(OFFSET($B:$B,,MATCH(Q$4,$B$4:$F$4,0)-1),OFFSET('C. PoC Adj Factor Scoring'!$E$5:$J$282,,MATCH(Q$4,'C. PoC Adj Factor Scoring'!$E$3:$AH$3,0)-1),MATCH(Q$2&\" Score\",'C. PoC Adj Factor Scoring'!$E$4:$J$4,0),TRUE)","v":2},null,null,null,null,{"$f":"VLOOKUP(OFFSET($B:$B,,MATCH(V$4,$B$4:$F$4,0)-1),OFFSET('C. PoC Adj Factor Scoring'!$E$5:$J$282,,MATCH(V$4,'C. PoC Adj Factor Scoring'!$E$3:$AH$3,0)-1),MATCH(V$2&\" Score\",'C. PoC Adj Factor Scoring'!$E$4:$J$4,0),TRUE)","v":2},null,null,null,null,{"$f":"VLOOKUP(OFFSET($B:$B,,MATCH(AA$4,$B$4:$F$4,0)-1),OFFSET('C. PoC Adj Factor Scoring'!$E$5:$J$282,,MATCH(AA$4,'C. PoC Adj Factor Scoring'!$E$3:$AH$3,0)-1),MATCH(AA$2&\" Score\",'C. PoC Adj Factor Scoring'!$E$4:$J$4,0),TRUE)","v":0}]
[{"$f":"'A. Population Info'!A215","v":210},{"$f":"'A. Population Info'!L215","v":1},null,null,null,null,{"$f":"VLOOKUP(OFFSET($B:$B,,MATCH(G$4,$B$4:$F$4,0)-1),OFFSET('C. PoC Adj Factor Scoring'!$E$5:$J$282,,MATCH(G$4,'C. PoC Adj Factor Scoring'!$E$3:$AH$3,0)-1),MATCH(G$2&\" Score\",'C. PoC Adj Factor Scoring'!$E$4:$J$4,0),TRUE)","v":1},null,null,null,null,{"$f":"VLOOKUP(OFFSET($B:$B,,MATCH(L$4,$B$4:$F$4,0)-1),OFFSET('C. PoC Adj Factor Scoring'!$E$5:$J$282,,MATCH(L$4,'C. PoC Adj Factor Scoring'!$E$3:$AH$3,0)-1),MATCH(L$2&\" Score\",'C. PoC Adj Factor Scoring'!$E$4:$J$4,0),TRUE)","v":1},null,null,null,null,{"$f":"VLOOKUP(OFFSET($B:$B,,MATCH(Q$4,$B$4:$F$4,0)-1),OFFSET('C. PoC Adj Factor Scoring'!$E$5:$J$282,,MATCH(Q$4,'C. PoC Adj Factor Scoring'!$E$3:$AH$3,0)-1),MATCH(Q$2&\" Score\",'C. PoC Adj Factor Scoring'!$E$4:$J$4,0),TRUE)","v":1},null,null,null,null,{"$f":"VLOOKUP(OFFSET($B:$B,,MATCH(V$4,$B$4:$F$4,0)-1),OFFSET('C. PoC Adj Factor Scoring'!$E$5:$J$282,,MATCH(V$4,'C. PoC Adj Factor Scoring'!$E$3:$AH$3,0)-1),MATCH(V$2&\" Score\",'C. PoC Adj Factor Scoring'!$E$4:$J$4,0),TRUE)","v":1},null,null,null,null,{"$f":"VLOOKUP(OFFSET($B:$B,,MATCH(AA$4,$B$4:$F$4,0)-1),OFFSET('C. PoC Adj Factor Scoring'!$E$5:$J$282,,MATCH(AA$4,'C. PoC Adj Factor Scoring'!$E$3:$AH$3,0)-1),MATCH(AA$2&\" Score\",'C. PoC Adj Factor Scoring'!$E$4:$J$4,0),TRUE)","v":0}]
[{"$f":"'A. Population Info'!A216","v":211},{"$f":"'A. Population Info'!L216","v":2},null,null,null,null,{"$f":"VLOOKUP(OFFSET($B:$B,,MATCH(G$4,$B$4:$F$4,0)-1),OFFSET('C. PoC Adj Factor Scoring'!$E$5:$J$282,,MATCH(G$4,'C. PoC Adj Factor Scoring'!$E$3:$AH$3,0)-1),MATCH(G$2&\" Score\",'C. PoC Adj Factor Scoring'!$E$4:$J$4,0),TRUE)","v":2},null,null,null,null,{"$f":"VLOOKUP(OFFSET($B:$B,,MATCH(L$4,$B$4:$F$4,0)-1),OFFSET('C. PoC Adj Factor Scoring'!$E$5:$J$282,,MATCH(L$4,'C. PoC Adj Factor Scoring'!$E$3:$AH$3,0)-1),MATCH(L$2&\" Score\",'C. PoC Adj Factor Scoring'!$E$4:$J$4,0),TRUE)","v":2},null,null,null,null,{"$f":"VLOOKUP(OFFSET($B:$B,,MATCH(Q$4,$B$4:$F$4,0)-1),OFFSET('C. PoC Adj Factor Scoring'!$E$5:$J$282,,MATCH(Q$4,'C. PoC Adj Factor Scoring'!$E$3:$AH$3,0)-1),MATCH(Q$2&\" Score\",'C. PoC Adj Factor Scoring'!$E$4:$J$4,0),TRUE)","v":2},null,null,null,null,{"$f":"VLOOKUP(OFFSET($B:$B,,MATCH(V$4,$B$4:$F$4,0)-1),OFFSET('C. PoC Adj Factor Scoring'!$E$5:$J$282,,MATCH(V$4,'C. PoC Adj Factor Scoring'!$E$3:$AH$3,0)-1),MATCH(V$2&\" Score\",'C. PoC Adj Factor Scoring'!$E$4:$J$4,0),TRUE)","v":2},null,null,null,null,{"$f":"VLOOKUP(OFFSET($B:$B,,MATCH(AA$4,$B$4:$F$4,0)-1),OFFSET('C. PoC Adj Factor Scoring'!$E$5:$J$282,,MATCH(AA$4,'C. PoC Adj Factor Scoring'!$E$3:$AH$3,0)-1),MATCH(AA$2&\" Score\",'C. PoC Adj Factor Scoring'!$E$4:$J$4,0),TRUE)","v":0}]
[{"$f":"'A. Population Info'!A217","v":212},{"$f":"'A. Population Info'!L217","v":1},null,null,null,null,{"$f":"VLOOKUP(OFFSET($B:$B,,MATCH(G$4,$B$4:$F$4,0)-1),OFFSET('C. PoC Adj Factor Scoring'!$E$5:$J$282,,MATCH(G$4,'C. PoC Adj Factor Scoring'!$E$3:$AH$3,0)-1),MATCH(G$2&\" Score\",'C. PoC Adj Factor Scoring'!$E$4:$J$4,0),TRUE)","v":1},null,null,null,null,{"$f":"VLOOKUP(OFFSET($B:$B,,MATCH(L$4,$B$4:$F$4,0)-1),OFFSET('C. PoC Adj Factor Scoring'!$E$5:$J$282,,MATCH(L$4,'C. PoC Adj Factor Scoring'!$E$3:$AH$3,0)-1),MATCH(L$2&\" Score\",'C. PoC Adj Factor Scoring'!$E$4:$J$4,0),TRUE)","v":1},null,null,null,null,{"$f":"VLOOKUP(OFFSET($B:$B,,MATCH(Q$4,$B$4:$F$4,0)-1),OFFSET('C. PoC Adj Factor Scoring'!$E$5:$J$282,,MATCH(Q$4,'C. PoC Adj Factor Scoring'!$E$3:$AH$3,0)-1),MATCH(Q$2&\" Score\",'C. PoC Adj Factor Scoring'!$E$4:$J$4,0),TRUE)","v":1},null,null,null,null,{"$f":"VLOOKUP(OFFSET($B:$B,,MATCH(V$4,$B$4:$F$4,0)-1),OFFSET('C. PoC Adj Factor Scoring'!$E$5:$J$282,,MATCH(V$4,'C. PoC Adj Factor Scoring'!$E$3:$AH$3,0)-1),MATCH(V$2&\" Score\",'C. PoC Adj Factor Scoring'!$E$4:$J$4,0),TRUE)","v":1},null,null,null,null,{"$f":"VLOOKUP(OFFSET($B:$B,,MATCH(AA$4,$B$4:$F$4,0)-1),OFFSET('C. PoC Adj Factor Scoring'!$E$5:$J$282,,MATCH(AA$4,'C. PoC Adj Factor Scoring'!$E$3:$AH$3,0)-1),MATCH(AA$2&\" Score\",'C. PoC Adj Factor Scoring'!$E$4:$J$4,0),TRUE)","v":0}]
[{"$f":"'A. Population Info'!A218","v":213},{"$f":"'A. Population Info'!L218","v":2},null,null,null,null,{"$f":"VLOOKUP(OFFSET($B:$B,,MATCH(G$4,$B$4:$F$4,0)-1),OFFSET('C. PoC Adj Factor Scoring'!$E$5:$J$282,,MATCH(G$4,'C. PoC Adj Factor Scoring'!$E$3:$AH$3,0)-1),MATCH(G$2&\" Score\",'C. PoC Adj Factor Scoring'!$E$4:$J$4,0),TRUE)","v":2},null,null,null,null,{"$f":"VLOOKUP(OFFSET($B:$B,,MATCH(L$4,$B$4:$F$4,0)-1),OFFSET('C. PoC Adj Factor Scoring'!$E$5:$J$282,,MATCH(L$4,'C. PoC Adj Factor Scoring'!$E$3:$AH$3,0)-1),MATCH(L$2&\" Score\",'C. PoC Adj Factor Scoring'!$E$4:$J$4,0),TRUE)","v":2},null,null,null,null,{"$f":"VLOOKUP(OFFSET($B:$B,,MATCH(Q$4,$B$4:$F$4,0)-1),OFFSET('C. PoC Adj Factor Scoring'!$E$5:$J$282,,MATCH(Q$4,'C. PoC Adj Factor Scoring'!$E$3:$AH$3,0)-1),MATCH(Q$2&\" Score\",'C. PoC Adj Factor Scoring'!$E$4:$J$4,0),TRUE)","v":2},null,null,null,null,{"$f":"VLOOKUP(OFFSET($B:$B,,MATCH(V$4,$B$4:$F$4,0)-1),OFFSET('C. PoC Adj Factor Scoring'!$E$5:$J$282,,MATCH(V$4,'C. PoC Adj Factor Scoring'!$E$3:$AH$3,0)-1),MATCH(V$2&\" Score\",'C. PoC Adj Factor Scoring'!$E$4:$J$4,0),TRUE)","v":2},null,null,null,null,{"$f":"VLOOKUP(OFFSET($B:$B,,MATCH(AA$4,$B$4:$F$4,0)-1),OFFSET('C. PoC Adj Factor Scoring'!$E$5:$J$282,,MATCH(AA$4,'C. PoC Adj Factor Scoring'!$E$3:$AH$3,0)-1),MATCH(AA$2&\" Score\",'C. PoC Adj Factor Scoring'!$E$4:$J$4,0),TRUE)","v":0}]
[{"$f":"'A. Population Info'!A219","v":214},{"$f":"'A. Population Info'!L219","v":2},null,null,null,null,{"$f":"VLOOKUP(OFFSET($B:$B,,MATCH(G$4,$B$4:$F$4,0)-1),OFFSET('C. PoC Adj Factor Scoring'!$E$5:$J$282,,MATCH(G$4,'C. PoC Adj Factor Scoring'!$E$3:$AH$3,0)-1),MATCH(G$2&\" Score\",'C. PoC Adj Factor Scoring'!$E$4:$J$4,0),TRUE)","v":2},null,null,null,null,{"$f":"VLOOKUP(OFFSET($B:$B,,MATCH(L$4,$B$4:$F$4,0)-1),OFFSET('C. PoC Adj Factor Scoring'!$E$5:$J$282,,MATCH(L$4,'C. PoC Adj Factor Scoring'!$E$3:$AH$3,0)-1),MATCH(L$2&\" Score\",'C. PoC Adj Factor Scoring'!$E$4:$J$4,0),TRUE)","v":2},null,null,null,null,{"$f":"VLOOKUP(OFFSET($B:$B,,MATCH(Q$4,$B$4:$F$4,0)-1),OFFSET('C. PoC Adj Factor Scoring'!$E$5:$J$282,,MATCH(Q$4,'C. PoC Adj Factor Scoring'!$E$3:$AH$3,0)-1),MATCH(Q$2&\" Score\",'C. PoC Adj Factor Scoring'!$E$4:$J$4,0),TRUE)","v":2},null,null,null,null,{"$f":"VLOOKUP(OFFSET($B:$B,,MATCH(V$4,$B$4:$F$4,0)-1),OFFSET('C. PoC Adj Factor Scoring'!$E$5:$J$282,,MATCH(V$4,'C. PoC Adj Factor Scoring'!$E$3:$AH$3,0)-1),MATCH(V$2&\" Score\",'C. PoC Adj Factor Scoring'!$E$4:$J$4,0),TRUE)","v":2},null,null,null,null,{"$f":"VLOOKUP(OFFSET($B:$B,,MATCH(AA$4,$B$4:$F$4,0)-1),OFFSET('C. PoC Adj Factor Scoring'!$E$5:$J$282,,MATCH(AA$4,'C. PoC Adj Factor Scoring'!$E$3:$AH$3,0)-1),MATCH(AA$2&\" Score\",'C. PoC Adj Factor Scoring'!$E$4:$J$4,0),TRUE)","v":0}]
[{"$f":"'A. Population Info'!A220","v":215},{"$f":"'A. Population Info'!L220","v":2},null,null,null,null,{"$f":"VLOOKUP(OFFSET($B:$B,,MATCH(G$4,$B$4:$F$4,0)-1),OFFSET('C. PoC Adj Factor Scoring'!$E$5:$J$282,,MATCH(G$4,'C. PoC Adj Factor Scoring'!$E$3:$AH$3,0)-1),MATCH(G$2&\" Score\",'C. PoC Adj Factor Scoring'!$E$4:$J$4,0),TRUE)","v":2},null,null,null,null,{"$f":"VLOOKUP(OFFSET($B:$B,,MATCH(L$4,$B$4:$F$4,0)-1),OFFSET('C. PoC Adj Factor Scoring'!$E$5:$J$282,,MATCH(L$4,'C. PoC Adj Factor Scoring'!$E$3:$AH$3,0)-1),MATCH(L$2&\" Score\",'C. PoC Adj Factor Scoring'!$E$4:$J$4,0),TRUE)","v":2},null,null,null,null,{"$f":"VLOOKUP(OFFSET($B:$B,,MATCH(Q$4,$B$4:$F$4,0)-1),OFFSET('C. PoC Adj Factor Scoring'!$E$5:$J$282,,MATCH(Q$4,'C. PoC Adj Factor Scoring'!$E$3:$AH$3,0)-1),MATCH(Q$2&\" Score\",'C. PoC Adj Factor Scoring'!$E$4:$J$4,0),TRUE)","v":2},null,null,null,null,{"$f":"VLOOKUP(OFFSET($B:$B,,MATCH(V$4,$B$4:$F$4,0)-1),OFFSET('C. PoC Adj Factor Scoring'!$E$5:$J$282,,MATCH(V$4,'C. PoC Adj Factor Scoring'!$E$3:$AH$3,0)-1),MATCH(V$2&\" Score\",'C. PoC Adj Factor Scoring'!$E$4:$J$4,0),TRUE)","v":2},null,null,null,null,{"$f":"VLOOKUP(OFFSET($B:$B,,MATCH(AA$4,$B$4:$F$4,0)-1),OFFSET('C. PoC Adj Factor Scoring'!$E$5:$J$282,,MATCH(AA$4,'C. PoC Adj Factor Scoring'!$E$3:$AH$3,0)-1),MATCH(AA$2&\" Score\",'C. PoC Adj Factor Scoring'!$E$4:$J$4,0),TRUE)","v":0}]
[{"$f":"'A. Population Info'!A221","v":216},{"$f":"'A. Population Info'!L221","v":2},null,null,null,null,{"$f":"VLOOKUP(OFFSET($B:$B,,MATCH(G$4,$B$4:$F$4,0)-1),OFFSET('C. PoC Adj Factor Scoring'!$E$5:$J$282,,MATCH(G$4,'C. PoC Adj Factor Scoring'!$E$3:$AH$3,0)-1),MATCH(G$2&\" Score\",'C. PoC Adj Factor Scoring'!$E$4:$J$4,0),TRUE)","v":2},null,null,null,null,{"$f":"VLOOKUP(OFFSET($B:$B,,MATCH(L$4,$B$4:$F$4,0)-1),OFFSET('C. PoC Adj Factor Scoring'!$E$5:$J$282,,MATCH(L$4,'C. PoC Adj Factor Scoring'!$E$3:$AH$3,0)-1),MATCH(L$2&\" Score\",'C. PoC Adj Factor Scoring'!$E$4:$J$4,0),TRUE)","v":2},null,null,null,null,{"$f":"VLOOKUP(OFFSET($B:$B,,MATCH(Q$4,$B$4:$F$4,0)-1),OFFSET('C. PoC Adj Factor Scoring'!$E$5:$J$282,,MATCH(Q$4,'C. PoC Adj Factor Scoring'!$E$3:$AH$3,0)-1),MATCH(Q$2&\" Score\",'C. PoC Adj Factor Scoring'!$E$4:$J$4,0),TRUE)","v":2},null,null,null,null,{"$f":"VLOOKUP(OFFSET($B:$B,,MATCH(V$4,$B$4:$F$4,0)-1),OFFSET('C. PoC Adj Factor Scoring'!$E$5:$J$282,,MATCH(V$4,'C. PoC Adj Factor Scoring'!$E$3:$AH$3,0)-1),MATCH(V$2&\" Score\",'C. PoC Adj Factor Scoring'!$E$4:$J$4,0),TRUE)","v":2},null,null,null,null,{"$f":"VLOOKUP(OFFSET($B:$B,,MATCH(AA$4,$B$4:$F$4,0)-1),OFFSET('C. PoC Adj Factor Scoring'!$E$5:$J$282,,MATCH(AA$4,'C. PoC Adj Factor Scoring'!$E$3:$AH$3,0)-1),MATCH(AA$2&\" Score\",'C. PoC Adj Factor Scoring'!$E$4:$J$4,0),TRUE)","v":0}]
[{"$f":"'A. Population Info'!A222","v":217},{"$f":"'A. Population Info'!L222","v":2},null,null,null,null,{"$f":"VLOOKUP(OFFSET($B:$B,,MATCH(G$4,$B$4:$F$4,0)-1),OFFSET('C. PoC Adj Factor Scoring'!$E$5:$J$282,,MATCH(G$4,'C. PoC Adj Factor Scoring'!$E$3:$AH$3,0)-1),MATCH(G$2&\" Score\",'C. PoC Adj Factor Scoring'!$E$4:$J$4,0),TRUE)","v":2},null,null,null,null,{"$f":"VLOOKUP(OFFSET($B:$B,,MATCH(L$4,$B$4:$F$4,0)-1),OFFSET('C. PoC Adj Factor Scoring'!$E$5:$J$282,,MATCH(L$4,'C. PoC Adj Factor Scoring'!$E$3:$AH$3,0)-1),MATCH(L$2&\" Score\",'C. PoC Adj Factor Scoring'!$E$4:$J$4,0),TRUE)","v":2},null,null,null,null,{"$f":"VLOOKUP(OFFSET($B:$B,,MATCH(Q$4,$B$4:$F$4,0)-1),OFFSET('C. PoC Adj Factor Scoring'!$E$5:$J$282,,MATCH(Q$4,'C. PoC Adj Factor Scoring'!$E$3:$AH$3,0)-1),MATCH(Q$2&\" Score\",'C. PoC Adj Factor Scoring'!$E$4:$J$4,0),TRUE)","v":2},null,null,null,null,{"$f":"VLOOKUP(OFFSET($B:$B,,MATCH(V$4,$B$4:$F$4,0)-1),OFFSET('C. PoC Adj Factor Scoring'!$E$5:$J$282,,MATCH(V$4,'C. PoC Adj Factor Scoring'!$E$3:$AH$3,0)-1),MATCH(V$2&\" Score\",'C. PoC Adj Factor Scoring'!$E$4:$J$4,0),TRUE)","v":2},null,null,null,null,{"$f":"VLOOKUP(OFFSET($B:$B,,MATCH(AA$4,$B$4:$F$4,0)-1),OFFSET('C. PoC Adj Factor Scoring'!$E$5:$J$282,,MATCH(AA$4,'C. PoC Adj Factor Scoring'!$E$3:$AH$3,0)-1),MATCH(AA$2&\" Score\",'C. PoC Adj Factor Scoring'!$E$4:$J$4,0),TRUE)","v":0}]
[{"$f":"'A. Population Info'!A223","v":218},{"$f":"'A. Population Info'!L223","v":1},null,null,null,null,{"$f":"VLOOKUP(OFFSET($B:$B,,MATCH(G$4,$B$4:$F$4,0)-1),OFFSET('C. PoC Adj Factor Scoring'!$E$5:$J$282,,MATCH(G$4,'C. PoC Adj Factor Scoring'!$E$3:$AH$3,0)-1),MATCH(G$2&\" Score\",'C. PoC Adj Factor Scoring'!$E$4:$J$4,0),TRUE)","v":1},null,null,null,null,{"$f":"VLOOKUP(OFFSET($B:$B,,MATCH(L$4,$B$4:$F$4,0)-1),OFFSET('C. PoC Adj Factor Scoring'!$E$5:$J$282,,MATCH(L$4,'C. PoC Adj Factor Scoring'!$E$3:$AH$3,0)-1),MATCH(L$2&\" Score\",'C. PoC Adj Factor Scoring'!$E$4:$J$4,0),TRUE)","v":1},null,null,null,null,{"$f":"VLOOKUP(OFFSET($B:$B,,MATCH(Q$4,$B$4:$F$4,0)-1),OFFSET('C. PoC Adj Factor Scoring'!$E$5:$J$282,,MATCH(Q$4,'C. PoC Adj Factor Scoring'!$E$3:$AH$3,0)-1),MATCH(Q$2&\" Score\",'C. PoC Adj Factor Scoring'!$E$4:$J$4,0),TRUE)","v":1},null,null,null,null,{"$f":"VLOOKUP(OFFSET($B:$B,,MATCH(V$4,$B$4:$F$4,0)-1),OFFSET('C. PoC Adj Factor Scoring'!$E$5:$J$282,,MATCH(V$4,'C. PoC Adj Factor Scoring'!$E$3:$AH$3,0)-1),MATCH(V$2&\" Score\",'C. PoC Adj Factor Scoring'!$E$4:$J$4,0),TRUE)","v":1},null,null,null,null,{"$f":"VLOOKUP(OFFSET($B:$B,,MATCH(AA$4,$B$4:$F$4,0)-1),OFFSET('C. PoC Adj Factor Scoring'!$E$5:$J$282,,MATCH(AA$4,'C. PoC Adj Factor Scoring'!$E$3:$AH$3,0)-1),MATCH(AA$2&\" Score\",'C. PoC Adj Factor Scoring'!$E$4:$J$4,0),TRUE)","v":0}]
[{"$f":"'A. Population Info'!A224","v":219},{"$f":"'A. Population Info'!L224","v":2},null,null,null,null,{"$f":"VLOOKUP(OFFSET($B:$B,,MATCH(G$4,$B$4:$F$4,0)-1),OFFSET('C. PoC Adj Factor Scoring'!$E$5:$J$282,,MATCH(G$4,'C. PoC Adj Factor Scoring'!$E$3:$AH$3,0)-1),MATCH(G$2&\" Score\",'C. PoC Adj Factor Scoring'!$E$4:$J$4,0),TRUE)","v":2},null,null,null,null,{"$f":"VLOOKUP(OFFSET($B:$B,,MATCH(L$4,$B$4:$F$4,0)-1),OFFSET('C. PoC Adj Factor Scoring'!$E$5:$J$282,,MATCH(L$4,'C. PoC Adj Factor Scoring'!$E$3:$AH$3,0)-1),MATCH(L$2&\" Score\",'C. PoC Adj Factor Scoring'!$E$4:$J$4,0),TRUE)","v":2},null,null,null,null,{"$f":"VLOOKUP(OFFSET($B:$B,,MATCH(Q$4,$B$4:$F$4,0)-1),OFFSET('C. PoC Adj Factor Scoring'!$E$5:$J$282,,MATCH(Q$4,'C. PoC Adj Factor Scoring'!$E$3:$AH$3,0)-1),MATCH(Q$2&\" Score\",'C. PoC Adj Factor Scoring'!$E$4:$J$4,0),TRUE)","v":2},null,null,null,null,{"$f":"VLOOKUP(OFFSET($B:$B,,MATCH(V$4,$B$4:$F$4,0)-1),OFFSET('C. PoC Adj Factor Scoring'!$E$5:$J$282,,MATCH(V$4,'C. PoC Adj Factor Scoring'!$E$3:$AH$3,0)-1),MATCH(V$2&\" Score\",'C. PoC Adj Factor Scoring'!$E$4:$J$4,0),TRUE)","v":2},null,null,null,null,{"$f":"VLOOKUP(OFFSET($B:$B,,MATCH(AA$4,$B$4:$F$4,0)-1),OFFSET('C. PoC Adj Factor Scoring'!$E$5:$J$282,,MATCH(AA$4,'C. PoC Adj Factor Scoring'!$E$3:$AH$3,0)-1),MATCH(AA$2&\" Score\",'C. PoC Adj Factor Scoring'!$E$4:$J$4,0),TRUE)","v":0}]
[{"$f":"'A. Population Info'!A225","v":220},{"$f":"'A. Population Info'!L225","v":1},null,null,null,null,{"$f":"VLOOKUP(OFFSET($B:$B,,MATCH(G$4,$B$4:$F$4,0)-1),OFFSET('C. PoC Adj Factor Scoring'!$E$5:$J$282,,MATCH(G$4,'C. PoC Adj Factor Scoring'!$E$3:$AH$3,0)-1),MATCH(G$2&\" Score\",'C. PoC Adj Factor Scoring'!$E$4:$J$4,0),TRUE)","v":1},null,null,null,null,{"$f":"VLOOKUP(OFFSET($B:$B,,MATCH(L$4,$B$4:$F$4,0)-1),OFFSET('C. PoC Adj Factor Scoring'!$E$5:$J$282,,MATCH(L$4,'C. PoC Adj Factor Scoring'!$E$3:$AH$3,0)-1),MATCH(L$2&\" Score\",'C. PoC Adj Factor Scoring'!$E$4:$J$4,0),TRUE)","v":1},null,null,null,null,{"$f":"VLOOKUP(OFFSET($B:$B,,MATCH(Q$4,$B$4:$F$4,0)-1),OFFSET('C. PoC Adj Factor Scoring'!$E$5:$J$282,,MATCH(Q$4,'C. PoC Adj Factor Scoring'!$E$3:$AH$3,0)-1),MATCH(Q$2&\" Score\",'C. PoC Adj Factor Scoring'!$E$4:$J$4,0),TRUE)","v":1},null,null,null,null,{"$f":"VLOOKUP(OFFSET($B:$B,,MATCH(V$4,$B$4:$F$4,0)-1),OFFSET('C. PoC Adj Factor Scoring'!$E$5:$J$282,,MATCH(V$4,'C. PoC Adj Factor Scoring'!$E$3:$AH$3,0)-1),MATCH(V$2&\" Score\",'C. PoC Adj Factor Scoring'!$E$4:$J$4,0),TRUE)","v":1},null,null,null,null,{"$f":"VLOOKUP(OFFSET($B:$B,,MATCH(AA$4,$B$4:$F$4,0)-1),OFFSET('C. PoC Adj Factor Scoring'!$E$5:$J$282,,MATCH(AA$4,'C. PoC Adj Factor Scoring'!$E$3:$AH$3,0)-1),MATCH(AA$2&\" Score\",'C. PoC Adj Factor Scoring'!$E$4:$J$4,0),TRUE)","v":0}]
[{"$f":"'A. Population Info'!A226","v":221},{"$f":"'A. Population Info'!L226","v":2},null,null,null,null,{"$f":"VLOOKUP(OFFSET($B:$B,,MATCH(G$4,$B$4:$F$4,0)-1),OFFSET('C. PoC Adj Factor Scoring'!$E$5:$J$282,,MATCH(G$4,'C. PoC Adj Factor Scoring'!$E$3:$AH$3,0)-1),MATCH(G$2&\" Score\",'C. PoC Adj Factor Scoring'!$E$4:$J$4,0),TRUE)","v":2},null,null,null,null,{"$f":"VLOOKUP(OFFSET($B:$B,,MATCH(L$4,$B$4:$F$4,0)-1),OFFSET('C. PoC Adj Factor Scoring'!$E$5:$J$282,,MATCH(L$4,'C. PoC Adj Factor Scoring'!$E$3:$AH$3,0)-1),MATCH(L$2&\" Score\",'C. PoC Adj Factor Scoring'!$E$4:$J$4,0),TRUE)","v":2},null,null,null,null,{"$f":"VLOOKUP(OFFSET($B:$B,,MATCH(Q$4,$B$4:$F$4,0)-1),OFFSET('C. PoC Adj Factor Scoring'!$E$5:$J$282,,MATCH(Q$4,'C. PoC Adj Factor Scoring'!$E$3:$AH$3,0)-1),MATCH(Q$2&\" Score\",'C. PoC Adj Factor Scoring'!$E$4:$J$4,0),TRUE)","v":2},null,null,null,null,{"$f":"VLOOKUP(OFFSET($B:$B,,MATCH(V$4,$B$4:$F$4,0)-1),OFFSET('C. PoC Adj Factor Scoring'!$E$5:$J$282,,MATCH(V$4,'C. PoC Adj Factor Scoring'!$E$3:$AH$3,0)-1),MATCH(V$2&\" Score\",'C. PoC Adj Factor Scoring'!$E$4:$J$4,0),TRUE)","v":2},null,null,null,null,{"$f":"VLOOKUP(OFFSET($B:$B,,MATCH(AA$4,$B$4:$F$4,0)-1),OFFSET('C. PoC Adj Factor Scoring'!$E$5:$J$282,,MATCH(AA$4,'C. PoC Adj Factor Scoring'!$E$3:$AH$3,0)-1),MATCH(AA$2&\" Score\",'C. PoC Adj Factor Scoring'!$E$4:$J$4,0),TRUE)","v":0}]
[{"$f":"'A. Population Info'!A227","v":222},{"$f":"'A. Population Info'!L227","v":2},null,null,null,null,{"$f":"VLOOKUP(OFFSET($B:$B,,MATCH(G$4,$B$4:$F$4,0)-1),OFFSET('C. PoC Adj Factor Scoring'!$E$5:$J$282,,MATCH(G$4,'C. PoC Adj Factor Scoring'!$E$3:$AH$3,0)-1),MATCH(G$2&\" Score\",'C. PoC Adj Factor Scoring'!$E$4:$J$4,0),TRUE)","v":2},null,null,null,null,{"$f":"VLOOKUP(OFFSET($B:$B,,MATCH(L$4,$B$4:$F$4,0)-1),OFFSET('C. PoC Adj Factor Scoring'!$E$5:$J$282,,MATCH(L$4,'C. PoC Adj Factor Scoring'!$E$3:$AH$3,0)-1),MATCH(L$2&\" Score\",'C. PoC Adj Factor Scoring'!$E$4:$J$4,0),TRUE)","v":2},null,null,null,null,{"$f":"VLOOKUP(OFFSET($B:$B,,MATCH(Q$4,$B$4:$F$4,0)-1),OFFSET('C. PoC Adj Factor Scoring'!$E$5:$J$282,,MATCH(Q$4,'C. PoC Adj Factor Scoring'!$E$3:$AH$3,0)-1),MATCH(Q$2&\" Score\",'C. PoC Adj Factor Scoring'!$E$4:$J$4,0),TRUE)","v":2},null,null,null,null,{"$f":"VLOOKUP(OFFSET($B:$B,,MATCH(V$4,$B$4:$F$4,0)-1),OFFSET('C. PoC Adj Factor Scoring'!$E$5:$J$282,,MATCH(V$4,'C. PoC Adj Factor Scoring'!$E$3:$AH$3,0)-1),MATCH(V$2&\" Score\",'C. PoC Adj Factor Scoring'!$E$4:$J$4,0),TRUE)","v":2},null,null,null,null,{"$f":"VLOOKUP(OFFSET($B:$B,,MATCH(AA$4,$B$4:$F$4,0)-1),OFFSET('C. PoC Adj Factor Scoring'!$E$5:$J$282,,MATCH(AA$4,'C. PoC Adj Factor Scoring'!$E$3:$AH$3,0)-1),MATCH(AA$2&\" Score\",'C. PoC Adj Factor Scoring'!$E$4:$J$4,0),TRUE)","v":0}]
[{"$f":"'A. Population Info'!A228","v":223},{"$f":"'A. Population Info'!L228","v":2},null,null,null,null,{"$f":"VLOOKUP(OFFSET($B:$B,,MATCH(G$4,$B$4:$F$4,0)-1),OFFSET('C. PoC Adj Factor Scoring'!$E$5:$J$282,,MATCH(G$4,'C. PoC Adj Factor Scoring'!$E$3:$AH$3,0)-1),MATCH(G$2&\" Score\",'C. PoC Adj Factor Scoring'!$E$4:$J$4,0),TRUE)","v":2},null,null,null,null,{"$f":"VLOOKUP(OFFSET($B:$B,,MATCH(L$4,$B$4:$F$4,0)-1),OFFSET('C. PoC Adj Factor Scoring'!$E$5:$J$282,,MATCH(L$4,'C. PoC Adj Factor Scoring'!$E$3:$AH$3,0)-1),MATCH(L$2&\" Score\",'C. PoC Adj Factor Scoring'!$E$4:$J$4,0),TRUE)","v":2},null,null,null,null,{"$f":"VLOOKUP(OFFSET($B:$B,,MATCH(Q$4,$B$4:$F$4,0)-1),OFFSET('C. PoC Adj Factor Scoring'!$E$5:$J$282,,MATCH(Q$4,'C. PoC Adj Factor Scoring'!$E$3:$AH$3,0)-1),MATCH(Q$2&\" Score\",'C. PoC Adj Factor Scoring'!$E$4:$J$4,0),TRUE)","v":2},null,null,null,null,{"$f":"VLOOKUP(OFFSET($B:$B,,MATCH(V$4,$B$4:$F$4,0)-1),OFFSET('C. PoC Adj Factor Scoring'!$E$5:$J$282,,MATCH(V$4,'C. PoC Adj Factor Scoring'!$E$3:$AH$3,0)-1),MATCH(V$2&\" Score\",'C. PoC Adj Factor Scoring'!$E$4:$J$4,0),TRUE)","v":2},null,null,null,null,{"$f":"VLOOKUP(OFFSET($B:$B,,MATCH(AA$4,$B$4:$F$4,0)-1),OFFSET('C. PoC Adj Factor Scoring'!$E$5:$J$282,,MATCH(AA$4,'C. PoC Adj Factor Scoring'!$E$3:$AH$3,0)-1),MATCH(AA$2&\" Score\",'C. PoC Adj Factor Scoring'!$E$4:$J$4,0),TRUE)","v":0}]
[{"$f":"'A. Population Info'!A229","v":224},{"$f":"'A. Population Info'!L229","v":2},null,null,null,null,{"$f":"VLOOKUP(OFFSET($B:$B,,MATCH(G$4,$B$4:$F$4,0)-1),OFFSET('C. PoC Adj Factor Scoring'!$E$5:$J$282,,MATCH(G$4,'C. PoC Adj Factor Scoring'!$E$3:$AH$3,0)-1),MATCH(G$2&\" Score\",'C. PoC Adj Factor Scoring'!$E$4:$J$4,0),TRUE)","v":2},null,null,null,null,{"$f":"VLOOKUP(OFFSET($B:$B,,MATCH(L$4,$B$4:$F$4,0)-1),OFFSET('C. PoC Adj Factor Scoring'!$E$5:$J$282,,MATCH(L$4,'C. PoC Adj Factor Scoring'!$E$3:$AH$3,0)-1),MATCH(L$2&\" Score\",'C. PoC Adj Factor Scoring'!$E$4:$J$4,0),TRUE)","v":2},null,null,null,null,{"$f":"VLOOKUP(OFFSET($B:$B,,MATCH(Q$4,$B$4:$F$4,0)-1),OFFSET('C. PoC Adj Factor Scoring'!$E$5:$J$282,,MATCH(Q$4,'C. PoC Adj Factor Scoring'!$E$3:$AH$3,0)-1),MATCH(Q$2&\" Score\",'C. PoC Adj Factor Scoring'!$E$4:$J$4,0),TRUE)","v":2},null,null,null,null,{"$f":"VLOOKUP(OFFSET($B:$B,,MATCH(V$4,$B$4:$F$4,0)-1),OFFSET('C. PoC Adj Factor Scoring'!$E$5:$J$282,,MATCH(V$4,'C. PoC Adj Factor Scoring'!$E$3:$AH$3,0)-1),MATCH(V$2&\" Score\",'C. PoC Adj Factor Scoring'!$E$4:$J$4,0),TRUE)","v":2},null,null,null,null,{"$f":"VLOOKUP(OFFSET($B:$B,,MATCH(AA$4,$B$4:$F$4,0)-1),OFFSET('C. PoC Adj Factor Scoring'!$E$5:$J$282,,MATCH(AA$4,'C. PoC Adj Factor Scoring'!$E$3:$AH$3,0)-1),MATCH(AA$2&\" Score\",'C. PoC Adj Factor Scoring'!$E$4:$J$4,0),TRUE)","v":0}]
[{"$f":"'A. Population Info'!A230","v":225},{"$f":"'A. Population Info'!L230","v":2},null,null,null,null,{"$f":"VLOOKUP(OFFSET($B:$B,,MATCH(G$4,$B$4:$F$4,0)-1),OFFSET('C. PoC Adj Factor Scoring'!$E$5:$J$282,,MATCH(G$4,'C. PoC Adj Factor Scoring'!$E$3:$AH$3,0)-1),MATCH(G$2&\" Score\",'C. PoC Adj Factor Scoring'!$E$4:$J$4,0),TRUE)","v":2},null,null,null,null,{"$f":"VLOOKUP(OFFSET($B:$B,,MATCH(L$4,$B$4:$F$4,0)-1),OFFSET('C. PoC Adj Factor Scoring'!$E$5:$J$282,,MATCH(L$4,'C. PoC Adj Factor Scoring'!$E$3:$AH$3,0)-1),MATCH(L$2&\" Score\",'C. PoC Adj Factor Scoring'!$E$4:$J$4,0),TRUE)","v":2},null,null,null,null,{"$f":"VLOOKUP(OFFSET($B:$B,,MATCH(Q$4,$B$4:$F$4,0)-1),OFFSET('C. PoC Adj Factor Scoring'!$E$5:$J$282,,MATCH(Q$4,'C. PoC Adj Factor Scoring'!$E$3:$AH$3,0)-1),MATCH(Q$2&\" Score\",'C. PoC Adj Factor Scoring'!$E$4:$J$4,0),TRUE)","v":2},null,null,null,null,{"$f":"VLOOKUP(OFFSET($B:$B,,MATCH(V$4,$B$4:$F$4,0)-1),OFFSET('C. PoC Adj Factor Scoring'!$E$5:$J$282,,MATCH(V$4,'C. PoC Adj Factor Scoring'!$E$3:$AH$3,0)-1),MATCH(V$2&\" Score\",'C. PoC Adj Factor Scoring'!$E$4:$J$4,0),TRUE)","v":2},null,null,null,null,{"$f":"VLOOKUP(OFFSET($B:$B,,MATCH(AA$4,$B$4:$F$4,0)-1),OFFSET('C. PoC Adj Factor Scoring'!$E$5:$J$282,,MATCH(AA$4,'C. PoC Adj Factor Scoring'!$E$3:$AH$3,0)-1),MATCH(AA$2&\" Score\",'C. PoC Adj Factor Scoring'!$E$4:$J$4,0),TRUE)","v":0}]
[{"$f":"'A. Population Info'!A231","v":226},{"$f":"'A. Population Info'!L231","v":1},null,null,null,null,{"$f":"VLOOKUP(OFFSET($B:$B,,MATCH(G$4,$B$4:$F$4,0)-1),OFFSET('C. PoC Adj Factor Scoring'!$E$5:$J$282,,MATCH(G$4,'C. PoC Adj Factor Scoring'!$E$3:$AH$3,0)-1),MATCH(G$2&\" Score\",'C. PoC Adj Factor Scoring'!$E$4:$J$4,0),TRUE)","v":1},null,null,null,null,{"$f":"VLOOKUP(OFFSET($B:$B,,MATCH(L$4,$B$4:$F$4,0)-1),OFFSET('C. PoC Adj Factor Scoring'!$E$5:$J$282,,MATCH(L$4,'C. PoC Adj Factor Scoring'!$E$3:$AH$3,0)-1),MATCH(L$2&\" Score\",'C. PoC Adj Factor Scoring'!$E$4:$J$4,0),TRUE)","v":1},null,null,null,null,{"$f":"VLOOKUP(OFFSET($B:$B,,MATCH(Q$4,$B$4:$F$4,0)-1),OFFSET('C. PoC Adj Factor Scoring'!$E$5:$J$282,,MATCH(Q$4,'C. PoC Adj Factor Scoring'!$E$3:$AH$3,0)-1),MATCH(Q$2&\" Score\",'C. PoC Adj Factor Scoring'!$E$4:$J$4,0),TRUE)","v":1},null,null,null,null,{"$f":"VLOOKUP(OFFSET($B:$B,,MATCH(V$4,$B$4:$F$4,0)-1),OFFSET('C. PoC Adj Factor Scoring'!$E$5:$J$282,,MATCH(V$4,'C. PoC Adj Factor Scoring'!$E$3:$AH$3,0)-1),MATCH(V$2&\" Score\",'C. PoC Adj Factor Scoring'!$E$4:$J$4,0),TRUE)","v":1},null,null,null,null,{"$f":"VLOOKUP(OFFSET($B:$B,,MATCH(AA$4,$B$4:$F$4,0)-1),OFFSET('C. PoC Adj Factor Scoring'!$E$5:$J$282,,MATCH(AA$4,'C. PoC Adj Factor Scoring'!$E$3:$AH$3,0)-1),MATCH(AA$2&\" Score\",'C. PoC Adj Factor Scoring'!$E$4:$J$4,0),TRUE)","v":0}]
[{"$f":"'A. Population Info'!A232","v":227},{"$f":"'A. Population Info'!L232","v":2},null,null,null,null,{"$f":"VLOOKUP(OFFSET($B:$B,,MATCH(G$4,$B$4:$F$4,0)-1),OFFSET('C. PoC Adj Factor Scoring'!$E$5:$J$282,,MATCH(G$4,'C. PoC Adj Factor Scoring'!$E$3:$AH$3,0)-1),MATCH(G$2&\" Score\",'C. PoC Adj Factor Scoring'!$E$4:$J$4,0),TRUE)","v":2},null,null,null,null,{"$f":"VLOOKUP(OFFSET($B:$B,,MATCH(L$4,$B$4:$F$4,0)-1),OFFSET('C. PoC Adj Factor Scoring'!$E$5:$J$282,,MATCH(L$4,'C. PoC Adj Factor Scoring'!$E$3:$AH$3,0)-1),MATCH(L$2&\" Score\",'C. PoC Adj Factor Scoring'!$E$4:$J$4,0),TRUE)","v":2},null,null,null,null,{"$f":"VLOOKUP(OFFSET($B:$B,,MATCH(Q$4,$B$4:$F$4,0)-1),OFFSET('C. PoC Adj Factor Scoring'!$E$5:$J$282,,MATCH(Q$4,'C. PoC Adj Factor Scoring'!$E$3:$AH$3,0)-1),MATCH(Q$2&\" Score\",'C. PoC Adj Factor Scoring'!$E$4:$J$4,0),TRUE)","v":2},null,null,null,null,{"$f":"VLOOKUP(OFFSET($B:$B,,MATCH(V$4,$B$4:$F$4,0)-1),OFFSET('C. PoC Adj Factor Scoring'!$E$5:$J$282,,MATCH(V$4,'C. PoC Adj Factor Scoring'!$E$3:$AH$3,0)-1),MATCH(V$2&\" Score\",'C. PoC Adj Factor Scoring'!$E$4:$J$4,0),TRUE)","v":2},null,null,null,null,{"$f":"VLOOKUP(OFFSET($B:$B,,MATCH(AA$4,$B$4:$F$4,0)-1),OFFSET('C. PoC Adj Factor Scoring'!$E$5:$J$282,,MATCH(AA$4,'C. PoC Adj Factor Scoring'!$E$3:$AH$3,0)-1),MATCH(AA$2&\" Score\",'C. PoC Adj Factor Scoring'!$E$4:$J$4,0),TRUE)","v":0}]
[{"$f":"'A. Population Info'!A233","v":228},{"$f":"'A. Population Info'!L233","v":1},null,null,null,null,{"$f":"VLOOKUP(OFFSET($B:$B,,MATCH(G$4,$B$4:$F$4,0)-1),OFFSET('C. PoC Adj Factor Scoring'!$E$5:$J$282,,MATCH(G$4,'C. PoC Adj Factor Scoring'!$E$3:$AH$3,0)-1),MATCH(G$2&\" Score\",'C. PoC Adj Factor Scoring'!$E$4:$J$4,0),TRUE)","v":1},null,null,null,null,{"$f":"VLOOKUP(OFFSET($B:$B,,MATCH(L$4,$B$4:$F$4,0)-1),OFFSET('C. PoC Adj Factor Scoring'!$E$5:$J$282,,MATCH(L$4,'C. PoC Adj Factor Scoring'!$E$3:$AH$3,0)-1),MATCH(L$2&\" Score\",'C. PoC Adj Factor Scoring'!$E$4:$J$4,0),TRUE)","v":1},null,null,null,null,{"$f":"VLOOKUP(OFFSET($B:$B,,MATCH(Q$4,$B$4:$F$4,0)-1),OFFSET('C. PoC Adj Factor Scoring'!$E$5:$J$282,,MATCH(Q$4,'C. PoC Adj Factor Scoring'!$E$3:$AH$3,0)-1),MATCH(Q$2&\" Score\",'C. PoC Adj Factor Scoring'!$E$4:$J$4,0),TRUE)","v":1},null,null,null,null,{"$f":"VLOOKUP(OFFSET($B:$B,,MATCH(V$4,$B$4:$F$4,0)-1),OFFSET('C. PoC Adj Factor Scoring'!$E$5:$J$282,,MATCH(V$4,'C. PoC Adj Factor Scoring'!$E$3:$AH$3,0)-1),MATCH(V$2&\" Score\",'C. PoC Adj Factor Scoring'!$E$4:$J$4,0),TRUE)","v":1},null,null,null,null,{"$f":"VLOOKUP(OFFSET($B:$B,,MATCH(AA$4,$B$4:$F$4,0)-1),OFFSET('C. PoC Adj Factor Scoring'!$E$5:$J$282,,MATCH(AA$4,'C. PoC Adj Factor Scoring'!$E$3:$AH$3,0)-1),MATCH(AA$2&\" Score\",'C. PoC Adj Factor Scoring'!$E$4:$J$4,0),TRUE)","v":0}]
[{"$f":"'A. Population Info'!A234","v":229},{"$f":"'A. Population Info'!L234","v":2},null,null,null,null,{"$f":"VLOOKUP(OFFSET($B:$B,,MATCH(G$4,$B$4:$F$4,0)-1),OFFSET('C. PoC Adj Factor Scoring'!$E$5:$J$282,,MATCH(G$4,'C. PoC Adj Factor Scoring'!$E$3:$AH$3,0)-1),MATCH(G$2&\" Score\",'C. PoC Adj Factor Scoring'!$E$4:$J$4,0),TRUE)","v":2},null,null,null,null,{"$f":"VLOOKUP(OFFSET($B:$B,,MATCH(L$4,$B$4:$F$4,0)-1),OFFSET('C. PoC Adj Factor Scoring'!$E$5:$J$282,,MATCH(L$4,'C. PoC Adj Factor Scoring'!$E$3:$AH$3,0)-1),MATCH(L$2&\" Score\",'C. PoC Adj Factor Scoring'!$E$4:$J$4,0),TRUE)","v":2},null,null,null,null,{"$f":"VLOOKUP(OFFSET($B:$B,,MATCH(Q$4,$B$4:$F$4,0)-1),OFFSET('C. PoC Adj Factor Scoring'!$E$5:$J$282,,MATCH(Q$4,'C. PoC Adj Factor Scoring'!$E$3:$AH$3,0)-1),MATCH(Q$2&\" Score\",'C. PoC Adj Factor Scoring'!$E$4:$J$4,0),TRUE)","v":2},null,null,null,null,{"$f":"VLOOKUP(OFFSET($B:$B,,MATCH(V$4,$B$4:$F$4,0)-1),OFFSET('C. PoC Adj Factor Scoring'!$E$5:$J$282,,MATCH(V$4,'C. PoC Adj Factor Scoring'!$E$3:$AH$3,0)-1),MATCH(V$2&\" Score\",'C. PoC Adj Factor Scoring'!$E$4:$J$4,0),TRUE)","v":2},null,null,null,null,{"$f":"VLOOKUP(OFFSET($B:$B,,MATCH(AA$4,$B$4:$F$4,0)-1),OFFSET('C. PoC Adj Factor Scoring'!$E$5:$J$282,,MATCH(AA$4,'C. PoC Adj Factor Scoring'!$E$3:$AH$3,0)-1),MATCH(AA$2&\" Score\",'C. PoC Adj Factor Scoring'!$E$4:$J$4,0),TRUE)","v":0}]
[{"$f":"'A. Population Info'!A235","v":230},{"$f":"'A. Population Info'!L235","v":1},null,null,null,null,{"$f":"VLOOKUP(OFFSET($B:$B,,MATCH(G$4,$B$4:$F$4,0)-1),OFFSET('C. PoC Adj Factor Scoring'!$E$5:$J$282,,MATCH(G$4,'C. PoC Adj Factor Scoring'!$E$3:$AH$3,0)-1),MATCH(G$2&\" Score\",'C. PoC Adj Factor Scoring'!$E$4:$J$4,0),TRUE)","v":1},null,null,null,null,{"$f":"VLOOKUP(OFFSET($B:$B,,MATCH(L$4,$B$4:$F$4,0)-1),OFFSET('C. PoC Adj Factor Scoring'!$E$5:$J$282,,MATCH(L$4,'C. PoC Adj Factor Scoring'!$E$3:$AH$3,0)-1),MATCH(L$2&\" Score\",'C. PoC Adj Factor Scoring'!$E$4:$J$4,0),TRUE)","v":1},null,null,null,null,{"$f":"VLOOKUP(OFFSET($B:$B,,MATCH(Q$4,$B$4:$F$4,0)-1),OFFSET('C. PoC Adj Factor Scoring'!$E$5:$J$282,,MATCH(Q$4,'C. PoC Adj Factor Scoring'!$E$3:$AH$3,0)-1),MATCH(Q$2&\" Score\",'C. PoC Adj Factor Scoring'!$E$4:$J$4,0),TRUE)","v":1},null,null,null,null,{"$f":"VLOOKUP(OFFSET($B:$B,,MATCH(V$4,$B$4:$F$4,0)-1),OFFSET('C. PoC Adj Factor Scoring'!$E$5:$J$282,,MATCH(V$4,'C. PoC Adj Factor Scoring'!$E$3:$AH$3,0)-1),MATCH(V$2&\" Score\",'C. PoC Adj Factor Scoring'!$E$4:$J$4,0),TRUE)","v":1},null,null,null,null,{"$f":"VLOOKUP(OFFSET($B:$B,,MATCH(AA$4,$B$4:$F$4,0)-1),OFFSET('C. PoC Adj Factor Scoring'!$E$5:$J$282,,MATCH(AA$4,'C. PoC Adj Factor Scoring'!$E$3:$AH$3,0)-1),MATCH(AA$2&\" Score\",'C. PoC Adj Factor Scoring'!$E$4:$J$4,0),TRUE)","v":0}]
[{"$f":"'A. Population Info'!A236","v":231},{"$f":"'A. Population Info'!L236","v":2},null,null,null,null,{"$f":"VLOOKUP(OFFSET($B:$B,,MATCH(G$4,$B$4:$F$4,0)-1),OFFSET('C. PoC Adj Factor Scoring'!$E$5:$J$282,,MATCH(G$4,'C. PoC Adj Factor Scoring'!$E$3:$AH$3,0)-1),MATCH(G$2&\" Score\",'C. PoC Adj Factor Scoring'!$E$4:$J$4,0),TRUE)","v":2},null,null,null,null,{"$f":"VLOOKUP(OFFSET($B:$B,,MATCH(L$4,$B$4:$F$4,0)-1),OFFSET('C. PoC Adj Factor Scoring'!$E$5:$J$282,,MATCH(L$4,'C. PoC Adj Factor Scoring'!$E$3:$AH$3,0)-1),MATCH(L$2&\" Score\",'C. PoC Adj Factor Scoring'!$E$4:$J$4,0),TRUE)","v":2},null,null,null,null,{"$f":"VLOOKUP(OFFSET($B:$B,,MATCH(Q$4,$B$4:$F$4,0)-1),OFFSET('C. PoC Adj Factor Scoring'!$E$5:$J$282,,MATCH(Q$4,'C. PoC Adj Factor Scoring'!$E$3:$AH$3,0)-1),MATCH(Q$2&\" Score\",'C. PoC Adj Factor Scoring'!$E$4:$J$4,0),TRUE)","v":2},null,null,null,null,{"$f":"VLOOKUP(OFFSET($B:$B,,MATCH(V$4,$B$4:$F$4,0)-1),OFFSET('C. PoC Adj Factor Scoring'!$E$5:$J$282,,MATCH(V$4,'C. PoC Adj Factor Scoring'!$E$3:$AH$3,0)-1),MATCH(V$2&\" Score\",'C. PoC Adj Factor Scoring'!$E$4:$J$4,0),TRUE)","v":2},null,null,null,null,{"$f":"VLOOKUP(OFFSET($B:$B,,MATCH(AA$4,$B$4:$F$4,0)-1),OFFSET('C. PoC Adj Factor Scoring'!$E$5:$J$282,,MATCH(AA$4,'C. PoC Adj Factor Scoring'!$E$3:$AH$3,0)-1),MATCH(AA$2&\" Score\",'C. PoC Adj Factor Scoring'!$E$4:$J$4,0),TRUE)","v":0}]
[{"$f":"'A. Population Info'!A237","v":232},{"$f":"'A. Population Info'!L237","v":2},null,null,null,null,{"$f":"VLOOKUP(OFFSET($B:$B,,MATCH(G$4,$B$4:$F$4,0)-1),OFFSET('C. PoC Adj Factor Scoring'!$E$5:$J$282,,MATCH(G$4,'C. PoC Adj Factor Scoring'!$E$3:$AH$3,0)-1),MATCH(G$2&\" Score\",'C. PoC Adj Factor Scoring'!$E$4:$J$4,0),TRUE)","v":2},null,null,null,null,{"$f":"VLOOKUP(OFFSET($B:$B,,MATCH(L$4,$B$4:$F$4,0)-1),OFFSET('C. PoC Adj Factor Scoring'!$E$5:$J$282,,MATCH(L$4,'C. PoC Adj Factor Scoring'!$E$3:$AH$3,0)-1),MATCH(L$2&\" Score\",'C. PoC Adj Factor Scoring'!$E$4:$J$4,0),TRUE)","v":2},null,null,null,null,{"$f":"VLOOKUP(OFFSET($B:$B,,MATCH(Q$4,$B$4:$F$4,0)-1),OFFSET('C. PoC Adj Factor Scoring'!$E$5:$J$282,,MATCH(Q$4,'C. PoC Adj Factor Scoring'!$E$3:$AH$3,0)-1),MATCH(Q$2&\" Score\",'C. PoC Adj Factor Scoring'!$E$4:$J$4,0),TRUE)","v":2},null,null,null,null,{"$f":"VLOOKUP(OFFSET($B:$B,,MATCH(V$4,$B$4:$F$4,0)-1),OFFSET('C. PoC Adj Factor Scoring'!$E$5:$J$282,,MATCH(V$4,'C. PoC Adj Factor Scoring'!$E$3:$AH$3,0)-1),MATCH(V$2&\" Score\",'C. PoC Adj Factor Scoring'!$E$4:$J$4,0),TRUE)","v":2},null,null,null,null,{"$f":"VLOOKUP(OFFSET($B:$B,,MATCH(AA$4,$B$4:$F$4,0)-1),OFFSET('C. PoC Adj Factor Scoring'!$E$5:$J$282,,MATCH(AA$4,'C. PoC Adj Factor Scoring'!$E$3:$AH$3,0)-1),MATCH(AA$2&\" Score\",'C. PoC Adj Factor Scoring'!$E$4:$J$4,0),TRUE)","v":0}]
[{"$f":"'A. Population Info'!A238","v":233},{"$f":"'A. Population Info'!L238","v":2},null,null,null,null,{"$f":"VLOOKUP(OFFSET($B:$B,,MATCH(G$4,$B$4:$F$4,0)-1),OFFSET('C. PoC Adj Factor Scoring'!$E$5:$J$282,,MATCH(G$4,'C. PoC Adj Factor Scoring'!$E$3:$AH$3,0)-1),MATCH(G$2&\" Score\",'C. PoC Adj Factor Scoring'!$E$4:$J$4,0),TRUE)","v":2},null,null,null,null,{"$f":"VLOOKUP(OFFSET($B:$B,,MATCH(L$4,$B$4:$F$4,0)-1),OFFSET('C. PoC Adj Factor Scoring'!$E$5:$J$282,,MATCH(L$4,'C. PoC Adj Factor Scoring'!$E$3:$AH$3,0)-1),MATCH(L$2&\" Score\",'C. PoC Adj Factor Scoring'!$E$4:$J$4,0),TRUE)","v":2},null,null,null,null,{"$f":"VLOOKUP(OFFSET($B:$B,,MATCH(Q$4,$B$4:$F$4,0)-1),OFFSET('C. PoC Adj Factor Scoring'!$E$5:$J$282,,MATCH(Q$4,'C. PoC Adj Factor Scoring'!$E$3:$AH$3,0)-1),MATCH(Q$2&\" Score\",'C. PoC Adj Factor Scoring'!$E$4:$J$4,0),TRUE)","v":2},null,null,null,null,{"$f":"VLOOKUP(OFFSET($B:$B,,MATCH(V$4,$B$4:$F$4,0)-1),OFFSET('C. PoC Adj Factor Scoring'!$E$5:$J$282,,MATCH(V$4,'C. PoC Adj Factor Scoring'!$E$3:$AH$3,0)-1),MATCH(V$2&\" Score\",'C. PoC Adj Factor Scoring'!$E$4:$J$4,0),TRUE)","v":2},null,null,null,null,{"$f":"VLOOKUP(OFFSET($B:$B,,MATCH(AA$4,$B$4:$F$4,0)-1),OFFSET('C. PoC Adj Factor Scoring'!$E$5:$J$282,,MATCH(AA$4,'C. PoC Adj Factor Scoring'!$E$3:$AH$3,0)-1),MATCH(AA$2&\" Score\",'C. PoC Adj Factor Scoring'!$E$4:$J$4,0),TRUE)","v":0}]
[{"$f":"'A. Population Info'!A239","v":234},{"$f":"'A. Population Info'!L239","v":2},null,null,null,null,{"$f":"VLOOKUP(OFFSET($B:$B,,MATCH(G$4,$B$4:$F$4,0)-1),OFFSET('C. PoC Adj Factor Scoring'!$E$5:$J$282,,MATCH(G$4,'C. PoC Adj Factor Scoring'!$E$3:$AH$3,0)-1),MATCH(G$2&\" Score\",'C. PoC Adj Factor Scoring'!$E$4:$J$4,0),TRUE)","v":2},null,null,null,null,{"$f":"VLOOKUP(OFFSET($B:$B,,MATCH(L$4,$B$4:$F$4,0)-1),OFFSET('C. PoC Adj Factor Scoring'!$E$5:$J$282,,MATCH(L$4,'C. PoC Adj Factor Scoring'!$E$3:$AH$3,0)-1),MATCH(L$2&\" Score\",'C. PoC Adj Factor Scoring'!$E$4:$J$4,0),TRUE)","v":2},null,null,null,null,{"$f":"VLOOKUP(OFFSET($B:$B,,MATCH(Q$4,$B$4:$F$4,0)-1),OFFSET('C. PoC Adj Factor Scoring'!$E$5:$J$282,,MATCH(Q$4,'C. PoC Adj Factor Scoring'!$E$3:$AH$3,0)-1),MATCH(Q$2&\" Score\",'C. PoC Adj Factor Scoring'!$E$4:$J$4,0),TRUE)","v":2},null,null,null,null,{"$f":"VLOOKUP(OFFSET($B:$B,,MATCH(V$4,$B$4:$F$4,0)-1),OFFSET('C. PoC Adj Factor Scoring'!$E$5:$J$282,,MATCH(V$4,'C. PoC Adj Factor Scoring'!$E$3:$AH$3,0)-1),MATCH(V$2&\" Score\",'C. PoC Adj Factor Scoring'!$E$4:$J$4,0),TRUE)","v":2},null,null,null,null,{"$f":"VLOOKUP(OFFSET($B:$B,,MATCH(AA$4,$B$4:$F$4,0)-1),OFFSET('C. PoC Adj Factor Scoring'!$E$5:$J$282,,MATCH(AA$4,'C. PoC Adj Factor Scoring'!$E$3:$AH$3,0)-1),MATCH(AA$2&\" Score\",'C. PoC Adj Factor Scoring'!$E$4:$J$4,0),TRUE)","v":0}]
[{"$f":"'A. Population Info'!A240","v":235},{"$f":"'A. Population Info'!L240","v":1},null,null,null,null,{"$f":"VLOOKUP(OFFSET($B:$B,,MATCH(G$4,$B$4:$F$4,0)-1),OFFSET('C. PoC Adj Factor Scoring'!$E$5:$J$282,,MATCH(G$4,'C. PoC Adj Factor Scoring'!$E$3:$AH$3,0)-1),MATCH(G$2&\" Score\",'C. PoC Adj Factor Scoring'!$E$4:$J$4,0),TRUE)","v":1},null,null,null,null,{"$f":"VLOOKUP(OFFSET($B:$B,,MATCH(L$4,$B$4:$F$4,0)-1),OFFSET('C. PoC Adj Factor Scoring'!$E$5:$J$282,,MATCH(L$4,'C. PoC Adj Factor Scoring'!$E$3:$AH$3,0)-1),MATCH(L$2&\" Score\",'C. PoC Adj Factor Scoring'!$E$4:$J$4,0),TRUE)","v":1},null,null,null,null,{"$f":"VLOOKUP(OFFSET($B:$B,,MATCH(Q$4,$B$4:$F$4,0)-1),OFFSET('C. PoC Adj Factor Scoring'!$E$5:$J$282,,MATCH(Q$4,'C. PoC Adj Factor Scoring'!$E$3:$AH$3,0)-1),MATCH(Q$2&\" Score\",'C. PoC Adj Factor Scoring'!$E$4:$J$4,0),TRUE)","v":1},null,null,null,null,{"$f":"VLOOKUP(OFFSET($B:$B,,MATCH(V$4,$B$4:$F$4,0)-1),OFFSET('C. PoC Adj Factor Scoring'!$E$5:$J$282,,MATCH(V$4,'C. PoC Adj Factor Scoring'!$E$3:$AH$3,0)-1),MATCH(V$2&\" Score\",'C. PoC Adj Factor Scoring'!$E$4:$J$4,0),TRUE)","v":1},null,null,null,null,{"$f":"VLOOKUP(OFFSET($B:$B,,MATCH(AA$4,$B$4:$F$4,0)-1),OFFSET('C. PoC Adj Factor Scoring'!$E$5:$J$282,,MATCH(AA$4,'C. PoC Adj Factor Scoring'!$E$3:$AH$3,0)-1),MATCH(AA$2&\" Score\",'C. PoC Adj Factor Scoring'!$E$4:$J$4,0),TRUE)","v":0}]
[{"$f":"'A. Population Info'!A241","v":236},{"$f":"'A. Population Info'!L241","v":2},null,null,null,null,{"$f":"VLOOKUP(OFFSET($B:$B,,MATCH(G$4,$B$4:$F$4,0)-1),OFFSET('C. PoC Adj Factor Scoring'!$E$5:$J$282,,MATCH(G$4,'C. PoC Adj Factor Scoring'!$E$3:$AH$3,0)-1),MATCH(G$2&\" Score\",'C. PoC Adj Factor Scoring'!$E$4:$J$4,0),TRUE)","v":2},null,null,null,null,{"$f":"VLOOKUP(OFFSET($B:$B,,MATCH(L$4,$B$4:$F$4,0)-1),OFFSET('C. PoC Adj Factor Scoring'!$E$5:$J$282,,MATCH(L$4,'C. PoC Adj Factor Scoring'!$E$3:$AH$3,0)-1),MATCH(L$2&\" Score\",'C. PoC Adj Factor Scoring'!$E$4:$J$4,0),TRUE)","v":2},null,null,null,null,{"$f":"VLOOKUP(OFFSET($B:$B,,MATCH(Q$4,$B$4:$F$4,0)-1),OFFSET('C. PoC Adj Factor Scoring'!$E$5:$J$282,,MATCH(Q$4,'C. PoC Adj Factor Scoring'!$E$3:$AH$3,0)-1),MATCH(Q$2&\" Score\",'C. PoC Adj Factor Scoring'!$E$4:$J$4,0),TRUE)","v":2},null,null,null,null,{"$f":"VLOOKUP(OFFSET($B:$B,,MATCH(V$4,$B$4:$F$4,0)-1),OFFSET('C. PoC Adj Factor Scoring'!$E$5:$J$282,,MATCH(V$4,'C. PoC Adj Factor Scoring'!$E$3:$AH$3,0)-1),MATCH(V$2&\" Score\",'C. PoC Adj Factor Scoring'!$E$4:$J$4,0),TRUE)","v":2},null,null,null,null,{"$f":"VLOOKUP(OFFSET($B:$B,,MATCH(AA$4,$B$4:$F$4,0)-1),OFFSET('C. PoC Adj Factor Scoring'!$E$5:$J$282,,MATCH(AA$4,'C. PoC Adj Factor Scoring'!$E$3:$AH$3,0)-1),MATCH(AA$2&\" Score\",'C. PoC Adj Factor Scoring'!$E$4:$J$4,0),TRUE)","v":0}]
[{"$f":"'A. Population Info'!A242","v":237},{"$f":"'A. Population Info'!L242","v":1},null,null,null,null,{"$f":"VLOOKUP(OFFSET($B:$B,,MATCH(G$4,$B$4:$F$4,0)-1),OFFSET('C. PoC Adj Factor Scoring'!$E$5:$J$282,,MATCH(G$4,'C. PoC Adj Factor Scoring'!$E$3:$AH$3,0)-1),MATCH(G$2&\" Score\",'C. PoC Adj Factor Scoring'!$E$4:$J$4,0),TRUE)","v":1},null,null,null,null,{"$f":"VLOOKUP(OFFSET($B:$B,,MATCH(L$4,$B$4:$F$4,0)-1),OFFSET('C. PoC Adj Factor Scoring'!$E$5:$J$282,,MATCH(L$4,'C. PoC Adj Factor Scoring'!$E$3:$AH$3,0)-1),MATCH(L$2&\" Score\",'C. PoC Adj Factor Scoring'!$E$4:$J$4,0),TRUE)","v":1},null,null,null,null,{"$f":"VLOOKUP(OFFSET($B:$B,,MATCH(Q$4,$B$4:$F$4,0)-1),OFFSET('C. PoC Adj Factor Scoring'!$E$5:$J$282,,MATCH(Q$4,'C. PoC Adj Factor Scoring'!$E$3:$AH$3,0)-1),MATCH(Q$2&\" Score\",'C. PoC Adj Factor Scoring'!$E$4:$J$4,0),TRUE)","v":1},null,null,null,null,{"$f":"VLOOKUP(OFFSET($B:$B,,MATCH(V$4,$B$4:$F$4,0)-1),OFFSET('C. PoC Adj Factor Scoring'!$E$5:$J$282,,MATCH(V$4,'C. PoC Adj Factor Scoring'!$E$3:$AH$3,0)-1),MATCH(V$2&\" Score\",'C. PoC Adj Factor Scoring'!$E$4:$J$4,0),TRUE)","v":1},null,null,null,null,{"$f":"VLOOKUP(OFFSET($B:$B,,MATCH(AA$4,$B$4:$F$4,0)-1),OFFSET('C. PoC Adj Factor Scoring'!$E$5:$J$282,,MATCH(AA$4,'C. PoC Adj Factor Scoring'!$E$3:$AH$3,0)-1),MATCH(AA$2&\" Score\",'C. PoC Adj Factor Scoring'!$E$4:$J$4,0),TRUE)","v":0}]
[{"$f":"'A. Population Info'!A243","v":238},{"$f":"'A. Population Info'!L243","v":2},null,null,null,null,{"$f":"VLOOKUP(OFFSET($B:$B,,MATCH(G$4,$B$4:$F$4,0)-1),OFFSET('C. PoC Adj Factor Scoring'!$E$5:$J$282,,MATCH(G$4,'C. PoC Adj Factor Scoring'!$E$3:$AH$3,0)-1),MATCH(G$2&\" Score\",'C. PoC Adj Factor Scoring'!$E$4:$J$4,0),TRUE)","v":2},null,null,null,null,{"$f":"VLOOKUP(OFFSET($B:$B,,MATCH(L$4,$B$4:$F$4,0)-1),OFFSET('C. PoC Adj Factor Scoring'!$E$5:$J$282,,MATCH(L$4,'C. PoC Adj Factor Scoring'!$E$3:$AH$3,0)-1),MATCH(L$2&\" Score\",'C. PoC Adj Factor Scoring'!$E$4:$J$4,0),TRUE)","v":2},null,null,null,null,{"$f":"VLOOKUP(OFFSET($B:$B,,MATCH(Q$4,$B$4:$F$4,0)-1),OFFSET('C. PoC Adj Factor Scoring'!$E$5:$J$282,,MATCH(Q$4,'C. PoC Adj Factor Scoring'!$E$3:$AH$3,0)-1),MATCH(Q$2&\" Score\",'C. PoC Adj Factor Scoring'!$E$4:$J$4,0),TRUE)","v":2},null,null,null,null,{"$f":"VLOOKUP(OFFSET($B:$B,,MATCH(V$4,$B$4:$F$4,0)-1),OFFSET('C. PoC Adj Factor Scoring'!$E$5:$J$282,,MATCH(V$4,'C. PoC Adj Factor Scoring'!$E$3:$AH$3,0)-1),MATCH(V$2&\" Score\",'C. PoC Adj Factor Scoring'!$E$4:$J$4,0),TRUE)","v":2},null,null,null,null,{"$f":"VLOOKUP(OFFSET($B:$B,,MATCH(AA$4,$B$4:$F$4,0)-1),OFFSET('C. PoC Adj Factor Scoring'!$E$5:$J$282,,MATCH(AA$4,'C. PoC Adj Factor Scoring'!$E$3:$AH$3,0)-1),MATCH(AA$2&\" Score\",'C. PoC Adj Factor Scoring'!$E$4:$J$4,0),TRUE)","v":0}]
[{"$f":"'A. Population Info'!A244","v":239},{"$f":"'A. Population Info'!L244","v":2},null,null,null,null,{"$f":"VLOOKUP(OFFSET($B:$B,,MATCH(G$4,$B$4:$F$4,0)-1),OFFSET('C. PoC Adj Factor Scoring'!$E$5:$J$282,,MATCH(G$4,'C. PoC Adj Factor Scoring'!$E$3:$AH$3,0)-1),MATCH(G$2&\" Score\",'C. PoC Adj Factor Scoring'!$E$4:$J$4,0),TRUE)","v":2},null,null,null,null,{"$f":"VLOOKUP(OFFSET($B:$B,,MATCH(L$4,$B$4:$F$4,0)-1),OFFSET('C. PoC Adj Factor Scoring'!$E$5:$J$282,,MATCH(L$4,'C. PoC Adj Factor Scoring'!$E$3:$AH$3,0)-1),MATCH(L$2&\" Score\",'C. PoC Adj Factor Scoring'!$E$4:$J$4,0),TRUE)","v":2},null,null,null,null,{"$f":"VLOOKUP(OFFSET($B:$B,,MATCH(Q$4,$B$4:$F$4,0)-1),OFFSET('C. PoC Adj Factor Scoring'!$E$5:$J$282,,MATCH(Q$4,'C. PoC Adj Factor Scoring'!$E$3:$AH$3,0)-1),MATCH(Q$2&\" Score\",'C. PoC Adj Factor Scoring'!$E$4:$J$4,0),TRUE)","v":2},null,null,null,null,{"$f":"VLOOKUP(OFFSET($B:$B,,MATCH(V$4,$B$4:$F$4,0)-1),OFFSET('C. PoC Adj Factor Scoring'!$E$5:$J$282,,MATCH(V$4,'C. PoC Adj Factor Scoring'!$E$3:$AH$3,0)-1),MATCH(V$2&\" Score\",'C. PoC Adj Factor Scoring'!$E$4:$J$4,0),TRUE)","v":2},null,null,null,null,{"$f":"VLOOKUP(OFFSET($B:$B,,MATCH(AA$4,$B$4:$F$4,0)-1),OFFSET('C. PoC Adj Factor Scoring'!$E$5:$J$282,,MATCH(AA$4,'C. PoC Adj Factor Scoring'!$E$3:$AH$3,0)-1),MATCH(AA$2&\" Score\",'C. PoC Adj Factor Scoring'!$E$4:$J$4,0),TRUE)","v":0}]
[{"$f":"'A. Population Info'!A245","v":240},{"$f":"'A. Population Info'!L245","v":2},null,null,null,null,{"$f":"VLOOKUP(OFFSET($B:$B,,MATCH(G$4,$B$4:$F$4,0)-1),OFFSET('C. PoC Adj Factor Scoring'!$E$5:$J$282,,MATCH(G$4,'C. PoC Adj Factor Scoring'!$E$3:$AH$3,0)-1),MATCH(G$2&\" Score\",'C. PoC Adj Factor Scoring'!$E$4:$J$4,0),TRUE)","v":2},null,null,null,null,{"$f":"VLOOKUP(OFFSET($B:$B,,MATCH(L$4,$B$4:$F$4,0)-1),OFFSET('C. PoC Adj Factor Scoring'!$E$5:$J$282,,MATCH(L$4,'C. PoC Adj Factor Scoring'!$E$3:$AH$3,0)-1),MATCH(L$2&\" Score\",'C. PoC Adj Factor Scoring'!$E$4:$J$4,0),TRUE)","v":2},null,null,null,null,{"$f":"VLOOKUP(OFFSET($B:$B,,MATCH(Q$4,$B$4:$F$4,0)-1),OFFSET('C. PoC Adj Factor Scoring'!$E$5:$J$282,,MATCH(Q$4,'C. PoC Adj Factor Scoring'!$E$3:$AH$3,0)-1),MATCH(Q$2&\" Score\",'C. PoC Adj Factor Scoring'!$E$4:$J$4,0),TRUE)","v":2},null,null,null,null,{"$f":"VLOOKUP(OFFSET($B:$B,,MATCH(V$4,$B$4:$F$4,0)-1),OFFSET('C. PoC Adj Factor Scoring'!$E$5:$J$282,,MATCH(V$4,'C. PoC Adj Factor Scoring'!$E$3:$AH$3,0)-1),MATCH(V$2&\" Score\",'C. PoC Adj Factor Scoring'!$E$4:$J$4,0),TRUE)","v":2},null,null,null,null,{"$f":"VLOOKUP(OFFSET($B:$B,,MATCH(AA$4,$B$4:$F$4,0)-1),OFFSET('C. PoC Adj Factor Scoring'!$E$5:$J$282,,MATCH(AA$4,'C. PoC Adj Factor Scoring'!$E$3:$AH$3,0)-1),MATCH(AA$2&\" Score\",'C. PoC Adj Factor Scoring'!$E$4:$J$4,0),TRUE)","v":0}]
[{"$f":"'A. Population Info'!A246","v":241},{"$f":"'A. Population Info'!L246","v":2},null,null,null,null,{"$f":"VLOOKUP(OFFSET($B:$B,,MATCH(G$4,$B$4:$F$4,0)-1),OFFSET('C. PoC Adj Factor Scoring'!$E$5:$J$282,,MATCH(G$4,'C. PoC Adj Factor Scoring'!$E$3:$AH$3,0)-1),MATCH(G$2&\" Score\",'C. PoC Adj Factor Scoring'!$E$4:$J$4,0),TRUE)","v":2},null,null,null,null,{"$f":"VLOOKUP(OFFSET($B:$B,,MATCH(L$4,$B$4:$F$4,0)-1),OFFSET('C. PoC Adj Factor Scoring'!$E$5:$J$282,,MATCH(L$4,'C. PoC Adj Factor Scoring'!$E$3:$AH$3,0)-1),MATCH(L$2&\" Score\",'C. PoC Adj Factor Scoring'!$E$4:$J$4,0),TRUE)","v":2},null,null,null,null,{"$f":"VLOOKUP(OFFSET($B:$B,,MATCH(Q$4,$B$4:$F$4,0)-1),OFFSET('C. PoC Adj Factor Scoring'!$E$5:$J$282,,MATCH(Q$4,'C. PoC Adj Factor Scoring'!$E$3:$AH$3,0)-1),MATCH(Q$2&\" Score\",'C. PoC Adj Factor Scoring'!$E$4:$J$4,0),TRUE)","v":2},null,null,null,null,{"$f":"VLOOKUP(OFFSET($B:$B,,MATCH(V$4,$B$4:$F$4,0)-1),OFFSET('C. PoC Adj Factor Scoring'!$E$5:$J$282,,MATCH(V$4,'C. PoC Adj Factor Scoring'!$E$3:$AH$3,0)-1),MATCH(V$2&\" Score\",'C. PoC Adj Factor Scoring'!$E$4:$J$4,0),TRUE)","v":2},null,null,null,null,{"$f":"VLOOKUP(OFFSET($B:$B,,MATCH(AA$4,$B$4:$F$4,0)-1),OFFSET('C. PoC Adj Factor Scoring'!$E$5:$J$282,,MATCH(AA$4,'C. PoC Adj Factor Scoring'!$E$3:$AH$3,0)-1),MATCH(AA$2&\" Score\",'C. PoC Adj Factor Scoring'!$E$4:$J$4,0),TRUE)","v":0}]
[{"$f":"'A. Population Info'!A247","v":242},{"$f":"'A. Population Info'!L247","v":2},null,null,null,null,{"$f":"VLOOKUP(OFFSET($B:$B,,MATCH(G$4,$B$4:$F$4,0)-1),OFFSET('C. PoC Adj Factor Scoring'!$E$5:$J$282,,MATCH(G$4,'C. PoC Adj Factor Scoring'!$E$3:$AH$3,0)-1),MATCH(G$2&\" Score\",'C. PoC Adj Factor Scoring'!$E$4:$J$4,0),TRUE)","v":2},null,null,null,null,{"$f":"VLOOKUP(OFFSET($B:$B,,MATCH(L$4,$B$4:$F$4,0)-1),OFFSET('C. PoC Adj Factor Scoring'!$E$5:$J$282,,MATCH(L$4,'C. PoC Adj Factor Scoring'!$E$3:$AH$3,0)-1),MATCH(L$2&\" Score\",'C. PoC Adj Factor Scoring'!$E$4:$J$4,0),TRUE)","v":2},null,null,null,null,{"$f":"VLOOKUP(OFFSET($B:$B,,MATCH(Q$4,$B$4:$F$4,0)-1),OFFSET('C. PoC Adj Factor Scoring'!$E$5:$J$282,,MATCH(Q$4,'C. PoC Adj Factor Scoring'!$E$3:$AH$3,0)-1),MATCH(Q$2&\" Score\",'C. PoC Adj Factor Scoring'!$E$4:$J$4,0),TRUE)","v":2},null,null,null,null,{"$f":"VLOOKUP(OFFSET($B:$B,,MATCH(V$4,$B$4:$F$4,0)-1),OFFSET('C. PoC Adj Factor Scoring'!$E$5:$J$282,,MATCH(V$4,'C. PoC Adj Factor Scoring'!$E$3:$AH$3,0)-1),MATCH(V$2&\" Score\",'C. PoC Adj Factor Scoring'!$E$4:$J$4,0),TRUE)","v":2},null,null,null,null,{"$f":"VLOOKUP(OFFSET($B:$B,,MATCH(AA$4,$B$4:$F$4,0)-1),OFFSET('C. PoC Adj Factor Scoring'!$E$5:$J$282,,MATCH(AA$4,'C. PoC Adj Factor Scoring'!$E$3:$AH$3,0)-1),MATCH(AA$2&\" Score\",'C. PoC Adj Factor Scoring'!$E$4:$J$4,0),TRUE)","v":0}]
[{"$f":"'A. Population Info'!A248","v":243},{"$f":"'A. Population Info'!L248","v":2},null,null,null,null,{"$f":"VLOOKUP(OFFSET($B:$B,,MATCH(G$4,$B$4:$F$4,0)-1),OFFSET('C. PoC Adj Factor Scoring'!$E$5:$J$282,,MATCH(G$4,'C. PoC Adj Factor Scoring'!$E$3:$AH$3,0)-1),MATCH(G$2&\" Score\",'C. PoC Adj Factor Scoring'!$E$4:$J$4,0),TRUE)","v":2},null,null,null,null,{"$f":"VLOOKUP(OFFSET($B:$B,,MATCH(L$4,$B$4:$F$4,0)-1),OFFSET('C. PoC Adj Factor Scoring'!$E$5:$J$282,,MATCH(L$4,'C. PoC Adj Factor Scoring'!$E$3:$AH$3,0)-1),MATCH(L$2&\" Score\",'C. PoC Adj Factor Scoring'!$E$4:$J$4,0),TRUE)","v":2},null,null,null,null,{"$f":"VLOOKUP(OFFSET($B:$B,,MATCH(Q$4,$B$4:$F$4,0)-1),OFFSET('C. PoC Adj Factor Scoring'!$E$5:$J$282,,MATCH(Q$4,'C. PoC Adj Factor Scoring'!$E$3:$AH$3,0)-1),MATCH(Q$2&\" Score\",'C. PoC Adj Factor Scoring'!$E$4:$J$4,0),TRUE)","v":2},null,null,null,null,{"$f":"VLOOKUP(OFFSET($B:$B,,MATCH(V$4,$B$4:$F$4,0)-1),OFFSET('C. PoC Adj Factor Scoring'!$E$5:$J$282,,MATCH(V$4,'C. PoC Adj Factor Scoring'!$E$3:$AH$3,0)-1),MATCH(V$2&\" Score\",'C. PoC Adj Factor Scoring'!$E$4:$J$4,0),TRUE)","v":2},null,null,null,null,{"$f":"VLOOKUP(OFFSET($B:$B,,MATCH(AA$4,$B$4:$F$4,0)-1),OFFSET('C. PoC Adj Factor Scoring'!$E$5:$J$282,,MATCH(AA$4,'C. PoC Adj Factor Scoring'!$E$3:$AH$3,0)-1),MATCH(AA$2&\" Score\",'C. PoC Adj Factor Scoring'!$E$4:$J$4,0),TRUE)","v":0}]
[{"$f":"'A. Population Info'!A249","v":244},{"$f":"'A. Population Info'!L249","v":2},null,null,null,null,{"$f":"VLOOKUP(OFFSET($B:$B,,MATCH(G$4,$B$4:$F$4,0)-1),OFFSET('C. PoC Adj Factor Scoring'!$E$5:$J$282,,MATCH(G$4,'C. PoC Adj Factor Scoring'!$E$3:$AH$3,0)-1),MATCH(G$2&\" Score\",'C. PoC Adj Factor Scoring'!$E$4:$J$4,0),TRUE)","v":2},null,null,null,null,{"$f":"VLOOKUP(OFFSET($B:$B,,MATCH(L$4,$B$4:$F$4,0)-1),OFFSET('C. PoC Adj Factor Scoring'!$E$5:$J$282,,MATCH(L$4,'C. PoC Adj Factor Scoring'!$E$3:$AH$3,0)-1),MATCH(L$2&\" Score\",'C. PoC Adj Factor Scoring'!$E$4:$J$4,0),TRUE)","v":2},null,null,null,null,{"$f":"VLOOKUP(OFFSET($B:$B,,MATCH(Q$4,$B$4:$F$4,0)-1),OFFSET('C. PoC Adj Factor Scoring'!$E$5:$J$282,,MATCH(Q$4,'C. PoC Adj Factor Scoring'!$E$3:$AH$3,0)-1),MATCH(Q$2&\" Score\",'C. PoC Adj Factor Scoring'!$E$4:$J$4,0),TRUE)","v":2},null,null,null,null,{"$f":"VLOOKUP(OFFSET($B:$B,,MATCH(V$4,$B$4:$F$4,0)-1),OFFSET('C. PoC Adj Factor Scoring'!$E$5:$J$282,,MATCH(V$4,'C. PoC Adj Factor Scoring'!$E$3:$AH$3,0)-1),MATCH(V$2&\" Score\",'C. PoC Adj Factor Scoring'!$E$4:$J$4,0),TRUE)","v":2},null,null,null,null,{"$f":"VLOOKUP(OFFSET($B:$B,,MATCH(AA$4,$B$4:$F$4,0)-1),OFFSET('C. PoC Adj Factor Scoring'!$E$5:$J$282,,MATCH(AA$4,'C. PoC Adj Factor Scoring'!$E$3:$AH$3,0)-1),MATCH(AA$2&\" Score\",'C. PoC Adj Factor Scoring'!$E$4:$J$4,0),TRUE)","v":0}]
[{"$f":"'A. Population Info'!A250","v":245},{"$f":"'A. Population Info'!L250","v":2},null,null,null,null,{"$f":"VLOOKUP(OFFSET($B:$B,,MATCH(G$4,$B$4:$F$4,0)-1),OFFSET('C. PoC Adj Factor Scoring'!$E$5:$J$282,,MATCH(G$4,'C. PoC Adj Factor Scoring'!$E$3:$AH$3,0)-1),MATCH(G$2&\" Score\",'C. PoC Adj Factor Scoring'!$E$4:$J$4,0),TRUE)","v":2},null,null,null,null,{"$f":"VLOOKUP(OFFSET($B:$B,,MATCH(L$4,$B$4:$F$4,0)-1),OFFSET('C. PoC Adj Factor Scoring'!$E$5:$J$282,,MATCH(L$4,'C. PoC Adj Factor Scoring'!$E$3:$AH$3,0)-1),MATCH(L$2&\" Score\",'C. PoC Adj Factor Scoring'!$E$4:$J$4,0),TRUE)","v":2},null,null,null,null,{"$f":"VLOOKUP(OFFSET($B:$B,,MATCH(Q$4,$B$4:$F$4,0)-1),OFFSET('C. PoC Adj Factor Scoring'!$E$5:$J$282,,MATCH(Q$4,'C. PoC Adj Factor Scoring'!$E$3:$AH$3,0)-1),MATCH(Q$2&\" Score\",'C. PoC Adj Factor Scoring'!$E$4:$J$4,0),TRUE)","v":2},null,null,null,null,{"$f":"VLOOKUP(OFFSET($B:$B,,MATCH(V$4,$B$4:$F$4,0)-1),OFFSET('C. PoC Adj Factor Scoring'!$E$5:$J$282,,MATCH(V$4,'C. PoC Adj Factor Scoring'!$E$3:$AH$3,0)-1),MATCH(V$2&\" Score\",'C. PoC Adj Factor Scoring'!$E$4:$J$4,0),TRUE)","v":2},null,null,null,null,{"$f":"VLOOKUP(OFFSET($B:$B,,MATCH(AA$4,$B$4:$F$4,0)-1),OFFSET('C. PoC Adj Factor Scoring'!$E$5:$J$282,,MATCH(AA$4,'C. PoC Adj Factor Scoring'!$E$3:$AH$3,0)-1),MATCH(AA$2&\" Score\",'C. PoC Adj Factor Scoring'!$E$4:$J$4,0),TRUE)","v":0}]
[{"$f":"'A. Population Info'!A251","v":246},{"$f":"'A. Population Info'!L251","v":1},null,null,null,null,{"$f":"VLOOKUP(OFFSET($B:$B,,MATCH(G$4,$B$4:$F$4,0)-1),OFFSET('C. PoC Adj Factor Scoring'!$E$5:$J$282,,MATCH(G$4,'C. PoC Adj Factor Scoring'!$E$3:$AH$3,0)-1),MATCH(G$2&\" Score\",'C. PoC Adj Factor Scoring'!$E$4:$J$4,0),TRUE)","v":1},null,null,null,null,{"$f":"VLOOKUP(OFFSET($B:$B,,MATCH(L$4,$B$4:$F$4,0)-1),OFFSET('C. PoC Adj Factor Scoring'!$E$5:$J$282,,MATCH(L$4,'C. PoC Adj Factor Scoring'!$E$3:$AH$3,0)-1),MATCH(L$2&\" Score\",'C. PoC Adj Factor Scoring'!$E$4:$J$4,0),TRUE)","v":1},null,null,null,null,{"$f":"VLOOKUP(OFFSET($B:$B,,MATCH(Q$4,$B$4:$F$4,0)-1),OFFSET('C. PoC Adj Factor Scoring'!$E$5:$J$282,,MATCH(Q$4,'C. PoC Adj Factor Scoring'!$E$3:$AH$3,0)-1),MATCH(Q$2&\" Score\",'C. PoC Adj Factor Scoring'!$E$4:$J$4,0),TRUE)","v":1},null,null,null,null,{"$f":"VLOOKUP(OFFSET($B:$B,,MATCH(V$4,$B$4:$F$4,0)-1),OFFSET('C. PoC Adj Factor Scoring'!$E$5:$J$282,,MATCH(V$4,'C. PoC Adj Factor Scoring'!$E$3:$AH$3,0)-1),MATCH(V$2&\" Score\",'C. PoC Adj Factor Scoring'!$E$4:$J$4,0),TRUE)","v":1},null,null,null,null,{"$f":"VLOOKUP(OFFSET($B:$B,,MATCH(AA$4,$B$4:$F$4,0)-1),OFFSET('C. PoC Adj Factor Scoring'!$E$5:$J$282,,MATCH(AA$4,'C. PoC Adj Factor Scoring'!$E$3:$AH$3,0)-1),MATCH(AA$2&\" Score\",'C. PoC Adj Factor Scoring'!$E$4:$J$4,0),TRUE)","v":0}]
[{"$f":"'A. Population Info'!A252","v":247},{"$f":"'A. Population Info'!L252","v":2},null,null,null,null,{"$f":"VLOOKUP(OFFSET($B:$B,,MATCH(G$4,$B$4:$F$4,0)-1),OFFSET('C. PoC Adj Factor Scoring'!$E$5:$J$282,,MATCH(G$4,'C. PoC Adj Factor Scoring'!$E$3:$AH$3,0)-1),MATCH(G$2&\" Score\",'C. PoC Adj Factor Scoring'!$E$4:$J$4,0),TRUE)","v":2},null,null,null,null,{"$f":"VLOOKUP(OFFSET($B:$B,,MATCH(L$4,$B$4:$F$4,0)-1),OFFSET('C. PoC Adj Factor Scoring'!$E$5:$J$282,,MATCH(L$4,'C. PoC Adj Factor Scoring'!$E$3:$AH$3,0)-1),MATCH(L$2&\" Score\",'C. PoC Adj Factor Scoring'!$E$4:$J$4,0),TRUE)","v":2},null,null,null,null,{"$f":"VLOOKUP(OFFSET($B:$B,,MATCH(Q$4,$B$4:$F$4,0)-1),OFFSET('C. PoC Adj Factor Scoring'!$E$5:$J$282,,MATCH(Q$4,'C. PoC Adj Factor Scoring'!$E$3:$AH$3,0)-1),MATCH(Q$2&\" Score\",'C. PoC Adj Factor Scoring'!$E$4:$J$4,0),TRUE)","v":2},null,null,null,null,{"$f":"VLOOKUP(OFFSET($B:$B,,MATCH(V$4,$B$4:$F$4,0)-1),OFFSET('C. PoC Adj Factor Scoring'!$E$5:$J$282,,MATCH(V$4,'C. PoC Adj Factor Scoring'!$E$3:$AH$3,0)-1),MATCH(V$2&\" Score\",'C. PoC Adj Factor Scoring'!$E$4:$J$4,0),TRUE)","v":2},null,null,null,null,{"$f":"VLOOKUP(OFFSET($B:$B,,MATCH(AA$4,$B$4:$F$4,0)-1),OFFSET('C. PoC Adj Factor Scoring'!$E$5:$J$282,,MATCH(AA$4,'C. PoC Adj Factor Scoring'!$E$3:$AH$3,0)-1),MATCH(AA$2&\" Score\",'C. PoC Adj Factor Scoring'!$E$4:$J$4,0),TRUE)","v":0}]
[{"$f":"'A. Population Info'!A253","v":248},{"$f":"'A. Population Info'!L253","v":2},null,null,null,null,{"$f":"VLOOKUP(OFFSET($B:$B,,MATCH(G$4,$B$4:$F$4,0)-1),OFFSET('C. PoC Adj Factor Scoring'!$E$5:$J$282,,MATCH(G$4,'C. PoC Adj Factor Scoring'!$E$3:$AH$3,0)-1),MATCH(G$2&\" Score\",'C. PoC Adj Factor Scoring'!$E$4:$J$4,0),TRUE)","v":2},null,null,null,null,{"$f":"VLOOKUP(OFFSET($B:$B,,MATCH(L$4,$B$4:$F$4,0)-1),OFFSET('C. PoC Adj Factor Scoring'!$E$5:$J$282,,MATCH(L$4,'C. PoC Adj Factor Scoring'!$E$3:$AH$3,0)-1),MATCH(L$2&\" Score\",'C. PoC Adj Factor Scoring'!$E$4:$J$4,0),TRUE)","v":2},null,null,null,null,{"$f":"VLOOKUP(OFFSET($B:$B,,MATCH(Q$4,$B$4:$F$4,0)-1),OFFSET('C. PoC Adj Factor Scoring'!$E$5:$J$282,,MATCH(Q$4,'C. PoC Adj Factor Scoring'!$E$3:$AH$3,0)-1),MATCH(Q$2&\" Score\",'C. PoC Adj Factor Scoring'!$E$4:$J$4,0),TRUE)","v":2},null,null,null,null,{"$f":"VLOOKUP(OFFSET($B:$B,,MATCH(V$4,$B$4:$F$4,0)-1),OFFSET('C. PoC Adj Factor Scoring'!$E$5:$J$282,,MATCH(V$4,'C. PoC Adj Factor Scoring'!$E$3:$AH$3,0)-1),MATCH(V$2&\" Score\",'C. PoC Adj Factor Scoring'!$E$4:$J$4,0),TRUE)","v":2},null,null,null,null,{"$f":"VLOOKUP(OFFSET($B:$B,,MATCH(AA$4,$B$4:$F$4,0)-1),OFFSET('C. PoC Adj Factor Scoring'!$E$5:$J$282,,MATCH(AA$4,'C. PoC Adj Factor Scoring'!$E$3:$AH$3,0)-1),MATCH(AA$2&\" Score\",'C. PoC Adj Factor Scoring'!$E$4:$J$4,0),TRUE)","v":0}]
[{"$f":"'A. Population Info'!A254","v":249},{"$f":"'A. Population Info'!L254","v":2},null,null,null,null,{"$f":"VLOOKUP(OFFSET($B:$B,,MATCH(G$4,$B$4:$F$4,0)-1),OFFSET('C. PoC Adj Factor Scoring'!$E$5:$J$282,,MATCH(G$4,'C. PoC Adj Factor Scoring'!$E$3:$AH$3,0)-1),MATCH(G$2&\" Score\",'C. PoC Adj Factor Scoring'!$E$4:$J$4,0),TRUE)","v":2},null,null,null,null,{"$f":"VLOOKUP(OFFSET($B:$B,,MATCH(L$4,$B$4:$F$4,0)-1),OFFSET('C. PoC Adj Factor Scoring'!$E$5:$J$282,,MATCH(L$4,'C. PoC Adj Factor Scoring'!$E$3:$AH$3,0)-1),MATCH(L$2&\" Score\",'C. PoC Adj Factor Scoring'!$E$4:$J$4,0),TRUE)","v":2},null,null,null,null,{"$f":"VLOOKUP(OFFSET($B:$B,,MATCH(Q$4,$B$4:$F$4,0)-1),OFFSET('C. PoC Adj Factor Scoring'!$E$5:$J$282,,MATCH(Q$4,'C. PoC Adj Factor Scoring'!$E$3:$AH$3,0)-1),MATCH(Q$2&\" Score\",'C. PoC Adj Factor Scoring'!$E$4:$J$4,0),TRUE)","v":2},null,null,null,null,{"$f":"VLOOKUP(OFFSET($B:$B,,MATCH(V$4,$B$4:$F$4,0)-1),OFFSET('C. PoC Adj Factor Scoring'!$E$5:$J$282,,MATCH(V$4,'C. PoC Adj Factor Scoring'!$E$3:$AH$3,0)-1),MATCH(V$2&\" Score\",'C. PoC Adj Factor Scoring'!$E$4:$J$4,0),TRUE)","v":2},null,null,null,null,{"$f":"VLOOKUP(OFFSET($B:$B,,MATCH(AA$4,$B$4:$F$4,0)-1),OFFSET('C. PoC Adj Factor Scoring'!$E$5:$J$282,,MATCH(AA$4,'C. PoC Adj Factor Scoring'!$E$3:$AH$3,0)-1),MATCH(AA$2&\" Score\",'C. PoC Adj Factor Scoring'!$E$4:$J$4,0),TRUE)","v":0}]
[{"$f":"'A. Population Info'!A255","v":250},{"$f":"'A. Population Info'!L255","v":2},null,null,null,null,{"$f":"VLOOKUP(OFFSET($B:$B,,MATCH(G$4,$B$4:$F$4,0)-1),OFFSET('C. PoC Adj Factor Scoring'!$E$5:$J$282,,MATCH(G$4,'C. PoC Adj Factor Scoring'!$E$3:$AH$3,0)-1),MATCH(G$2&\" Score\",'C. PoC Adj Factor Scoring'!$E$4:$J$4,0),TRUE)","v":2},null,null,null,null,{"$f":"VLOOKUP(OFFSET($B:$B,,MATCH(L$4,$B$4:$F$4,0)-1),OFFSET('C. PoC Adj Factor Scoring'!$E$5:$J$282,,MATCH(L$4,'C. PoC Adj Factor Scoring'!$E$3:$AH$3,0)-1),MATCH(L$2&\" Score\",'C. PoC Adj Factor Scoring'!$E$4:$J$4,0),TRUE)","v":2},null,null,null,null,{"$f":"VLOOKUP(OFFSET($B:$B,,MATCH(Q$4,$B$4:$F$4,0)-1),OFFSET('C. PoC Adj Factor Scoring'!$E$5:$J$282,,MATCH(Q$4,'C. PoC Adj Factor Scoring'!$E$3:$AH$3,0)-1),MATCH(Q$2&\" Score\",'C. PoC Adj Factor Scoring'!$E$4:$J$4,0),TRUE)","v":2},null,null,null,null,{"$f":"VLOOKUP(OFFSET($B:$B,,MATCH(V$4,$B$4:$F$4,0)-1),OFFSET('C. PoC Adj Factor Scoring'!$E$5:$J$282,,MATCH(V$4,'C. PoC Adj Factor Scoring'!$E$3:$AH$3,0)-1),MATCH(V$2&\" Score\",'C. PoC Adj Factor Scoring'!$E$4:$J$4,0),TRUE)","v":2},null,null,null,null,{"$f":"VLOOKUP(OFFSET($B:$B,,MATCH(AA$4,$B$4:$F$4,0)-1),OFFSET('C. PoC Adj Factor Scoring'!$E$5:$J$282,,MATCH(AA$4,'C. PoC Adj Factor Scoring'!$E$3:$AH$3,0)-1),MATCH(AA$2&\" Score\",'C. PoC Adj Factor Scoring'!$E$4:$J$4,0),TRUE)","v":0}]
[{"$f":"'A. Population Info'!A256","v":251},{"$f":"'A. Population Info'!L256","v":2},null,null,null,null,{"$f":"VLOOKUP(OFFSET($B:$B,,MATCH(G$4,$B$4:$F$4,0)-1),OFFSET('C. PoC Adj Factor Scoring'!$E$5:$J$282,,MATCH(G$4,'C. PoC Adj Factor Scoring'!$E$3:$AH$3,0)-1),MATCH(G$2&\" Score\",'C. PoC Adj Factor Scoring'!$E$4:$J$4,0),TRUE)","v":2},null,null,null,null,{"$f":"VLOOKUP(OFFSET($B:$B,,MATCH(L$4,$B$4:$F$4,0)-1),OFFSET('C. PoC Adj Factor Scoring'!$E$5:$J$282,,MATCH(L$4,'C. PoC Adj Factor Scoring'!$E$3:$AH$3,0)-1),MATCH(L$2&\" Score\",'C. PoC Adj Factor Scoring'!$E$4:$J$4,0),TRUE)","v":2},null,null,null,null,{"$f":"VLOOKUP(OFFSET($B:$B,,MATCH(Q$4,$B$4:$F$4,0)-1),OFFSET('C. PoC Adj Factor Scoring'!$E$5:$J$282,,MATCH(Q$4,'C. PoC Adj Factor Scoring'!$E$3:$AH$3,0)-1),MATCH(Q$2&\" Score\",'C. PoC Adj Factor Scoring'!$E$4:$J$4,0),TRUE)","v":2},null,null,null,null,{"$f":"VLOOKUP(OFFSET($B:$B,,MATCH(V$4,$B$4:$F$4,0)-1),OFFSET('C. PoC Adj Factor Scoring'!$E$5:$J$282,,MATCH(V$4,'C. PoC Adj Factor Scoring'!$E$3:$AH$3,0)-1),MATCH(V$2&\" Score\",'C. PoC Adj Factor Scoring'!$E$4:$J$4,0),TRUE)","v":2},null,null,null,null,{"$f":"VLOOKUP(OFFSET($B:$B,,MATCH(AA$4,$B$4:$F$4,0)-1),OFFSET('C. PoC Adj Factor Scoring'!$E$5:$J$282,,MATCH(AA$4,'C. PoC Adj Factor Scoring'!$E$3:$AH$3,0)-1),MATCH(AA$2&\" Score\",'C. PoC Adj Factor Scoring'!$E$4:$J$4,0),TRUE)","v":0}]
[{"$f":"'A. Population Info'!A257","v":252},{"$f":"'A. Population Info'!L257","v":1},null,null,null,null,{"$f":"VLOOKUP(OFFSET($B:$B,,MATCH(G$4,$B$4:$F$4,0)-1),OFFSET('C. PoC Adj Factor Scoring'!$E$5:$J$282,,MATCH(G$4,'C. PoC Adj Factor Scoring'!$E$3:$AH$3,0)-1),MATCH(G$2&\" Score\",'C. PoC Adj Factor Scoring'!$E$4:$J$4,0),TRUE)","v":1},null,null,null,null,{"$f":"VLOOKUP(OFFSET($B:$B,,MATCH(L$4,$B$4:$F$4,0)-1),OFFSET('C. PoC Adj Factor Scoring'!$E$5:$J$282,,MATCH(L$4,'C. PoC Adj Factor Scoring'!$E$3:$AH$3,0)-1),MATCH(L$2&\" Score\",'C. PoC Adj Factor Scoring'!$E$4:$J$4,0),TRUE)","v":1},null,null,null,null,{"$f":"VLOOKUP(OFFSET($B:$B,,MATCH(Q$4,$B$4:$F$4,0)-1),OFFSET('C. PoC Adj Factor Scoring'!$E$5:$J$282,,MATCH(Q$4,'C. PoC Adj Factor Scoring'!$E$3:$AH$3,0)-1),MATCH(Q$2&\" Score\",'C. PoC Adj Factor Scoring'!$E$4:$J$4,0),TRUE)","v":1},null,null,null,null,{"$f":"VLOOKUP(OFFSET($B:$B,,MATCH(V$4,$B$4:$F$4,0)-1),OFFSET('C. PoC Adj Factor Scoring'!$E$5:$J$282,,MATCH(V$4,'C. PoC Adj Factor Scoring'!$E$3:$AH$3,0)-1),MATCH(V$2&\" Score\",'C. PoC Adj Factor Scoring'!$E$4:$J$4,0),TRUE)","v":1},null,null,null,null,{"$f":"VLOOKUP(OFFSET($B:$B,,MATCH(AA$4,$B$4:$F$4,0)-1),OFFSET('C. PoC Adj Factor Scoring'!$E$5:$J$282,,MATCH(AA$4,'C. PoC Adj Factor Scoring'!$E$3:$AH$3,0)-1),MATCH(AA$2&\" Score\",'C. PoC Adj Factor Scoring'!$E$4:$J$4,0),TRUE)","v":0}]
[{"$f":"'A. Population Info'!A258","v":253},{"$f":"'A. Population Info'!L258","v":2},null,null,null,null,{"$f":"VLOOKUP(OFFSET($B:$B,,MATCH(G$4,$B$4:$F$4,0)-1),OFFSET('C. PoC Adj Factor Scoring'!$E$5:$J$282,,MATCH(G$4,'C. PoC Adj Factor Scoring'!$E$3:$AH$3,0)-1),MATCH(G$2&\" Score\",'C. PoC Adj Factor Scoring'!$E$4:$J$4,0),TRUE)","v":2},null,null,null,null,{"$f":"VLOOKUP(OFFSET($B:$B,,MATCH(L$4,$B$4:$F$4,0)-1),OFFSET('C. PoC Adj Factor Scoring'!$E$5:$J$282,,MATCH(L$4,'C. PoC Adj Factor Scoring'!$E$3:$AH$3,0)-1),MATCH(L$2&\" Score\",'C. PoC Adj Factor Scoring'!$E$4:$J$4,0),TRUE)","v":2},null,null,null,null,{"$f":"VLOOKUP(OFFSET($B:$B,,MATCH(Q$4,$B$4:$F$4,0)-1),OFFSET('C. PoC Adj Factor Scoring'!$E$5:$J$282,,MATCH(Q$4,'C. PoC Adj Factor Scoring'!$E$3:$AH$3,0)-1),MATCH(Q$2&\" Score\",'C. PoC Adj Factor Scoring'!$E$4:$J$4,0),TRUE)","v":2},null,null,null,null,{"$f":"VLOOKUP(OFFSET($B:$B,,MATCH(V$4,$B$4:$F$4,0)-1),OFFSET('C. PoC Adj Factor Scoring'!$E$5:$J$282,,MATCH(V$4,'C. PoC Adj Factor Scoring'!$E$3:$AH$3,0)-1),MATCH(V$2&\" Score\",'C. PoC Adj Factor Scoring'!$E$4:$J$4,0),TRUE)","v":2},null,null,null,null,{"$f":"VLOOKUP(OFFSET($B:$B,,MATCH(AA$4,$B$4:$F$4,0)-1),OFFSET('C. PoC Adj Factor Scoring'!$E$5:$J$282,,MATCH(AA$4,'C. PoC Adj Factor Scoring'!$E$3:$AH$3,0)-1),MATCH(AA$2&\" Score\",'C. PoC Adj Factor Scoring'!$E$4:$J$4,0),TRUE)","v":0}]
[{"$f":"'A. Population Info'!A259","v":254},{"$f":"'A. Population Info'!L259","v":2},null,null,null,null,{"$f":"VLOOKUP(OFFSET($B:$B,,MATCH(G$4,$B$4:$F$4,0)-1),OFFSET('C. PoC Adj Factor Scoring'!$E$5:$J$282,,MATCH(G$4,'C. PoC Adj Factor Scoring'!$E$3:$AH$3,0)-1),MATCH(G$2&\" Score\",'C. PoC Adj Factor Scoring'!$E$4:$J$4,0),TRUE)","v":2},null,null,null,null,{"$f":"VLOOKUP(OFFSET($B:$B,,MATCH(L$4,$B$4:$F$4,0)-1),OFFSET('C. PoC Adj Factor Scoring'!$E$5:$J$282,,MATCH(L$4,'C. PoC Adj Factor Scoring'!$E$3:$AH$3,0)-1),MATCH(L$2&\" Score\",'C. PoC Adj Factor Scoring'!$E$4:$J$4,0),TRUE)","v":2},null,null,null,null,{"$f":"VLOOKUP(OFFSET($B:$B,,MATCH(Q$4,$B$4:$F$4,0)-1),OFFSET('C. PoC Adj Factor Scoring'!$E$5:$J$282,,MATCH(Q$4,'C. PoC Adj Factor Scoring'!$E$3:$AH$3,0)-1),MATCH(Q$2&\" Score\",'C. PoC Adj Factor Scoring'!$E$4:$J$4,0),TRUE)","v":2},null,null,null,null,{"$f":"VLOOKUP(OFFSET($B:$B,,MATCH(V$4,$B$4:$F$4,0)-1),OFFSET('C. PoC Adj Factor Scoring'!$E$5:$J$282,,MATCH(V$4,'C. PoC Adj Factor Scoring'!$E$3:$AH$3,0)-1),MATCH(V$2&\" Score\",'C. PoC Adj Factor Scoring'!$E$4:$J$4,0),TRUE)","v":2},null,null,null,null,{"$f":"VLOOKUP(OFFSET($B:$B,,MATCH(AA$4,$B$4:$F$4,0)-1),OFFSET('C. PoC Adj Factor Scoring'!$E$5:$J$282,,MATCH(AA$4,'C. PoC Adj Factor Scoring'!$E$3:$AH$3,0)-1),MATCH(AA$2&\" Score\",'C. PoC Adj Factor Scoring'!$E$4:$J$4,0),TRUE)","v":0}]
[{"$f":"'A. Population Info'!A260","v":255},{"$f":"'A. Population Info'!L260","v":2},null,null,null,null,{"$f":"VLOOKUP(OFFSET($B:$B,,MATCH(G$4,$B$4:$F$4,0)-1),OFFSET('C. PoC Adj Factor Scoring'!$E$5:$J$282,,MATCH(G$4,'C. PoC Adj Factor Scoring'!$E$3:$AH$3,0)-1),MATCH(G$2&\" Score\",'C. PoC Adj Factor Scoring'!$E$4:$J$4,0),TRUE)","v":2},null,null,null,null,{"$f":"VLOOKUP(OFFSET($B:$B,,MATCH(L$4,$B$4:$F$4,0)-1),OFFSET('C. PoC Adj Factor Scoring'!$E$5:$J$282,,MATCH(L$4,'C. PoC Adj Factor Scoring'!$E$3:$AH$3,0)-1),MATCH(L$2&\" Score\",'C. PoC Adj Factor Scoring'!$E$4:$J$4,0),TRUE)","v":2},null,null,null,null,{"$f":"VLOOKUP(OFFSET($B:$B,,MATCH(Q$4,$B$4:$F$4,0)-1),OFFSET('C. PoC Adj Factor Scoring'!$E$5:$J$282,,MATCH(Q$4,'C. PoC Adj Factor Scoring'!$E$3:$AH$3,0)-1),MATCH(Q$2&\" Score\",'C. PoC Adj Factor Scoring'!$E$4:$J$4,0),TRUE)","v":2},null,null,null,null,{"$f":"VLOOKUP(OFFSET($B:$B,,MATCH(V$4,$B$4:$F$4,0)-1),OFFSET('C. PoC Adj Factor Scoring'!$E$5:$J$282,,MATCH(V$4,'C. PoC Adj Factor Scoring'!$E$3:$AH$3,0)-1),MATCH(V$2&\" Score\",'C. PoC Adj Factor Scoring'!$E$4:$J$4,0),TRUE)","v":2},null,null,null,null,{"$f":"VLOOKUP(OFFSET($B:$B,,MATCH(AA$4,$B$4:$F$4,0)-1),OFFSET('C. PoC Adj Factor Scoring'!$E$5:$J$282,,MATCH(AA$4,'C. PoC Adj Factor Scoring'!$E$3:$AH$3,0)-1),MATCH(AA$2&\" Score\",'C. PoC Adj Factor Scoring'!$E$4:$J$4,0),TRUE)","v":0}]
[{"$f":"'A. Population Info'!A261","v":256},{"$f":"'A. Population Info'!L261","v":2},null,null,null,null,{"$f":"VLOOKUP(OFFSET($B:$B,,MATCH(G$4,$B$4:$F$4,0)-1),OFFSET('C. PoC Adj Factor Scoring'!$E$5:$J$282,,MATCH(G$4,'C. PoC Adj Factor Scoring'!$E$3:$AH$3,0)-1),MATCH(G$2&\" Score\",'C. PoC Adj Factor Scoring'!$E$4:$J$4,0),TRUE)","v":2},null,null,null,null,{"$f":"VLOOKUP(OFFSET($B:$B,,MATCH(L$4,$B$4:$F$4,0)-1),OFFSET('C. PoC Adj Factor Scoring'!$E$5:$J$282,,MATCH(L$4,'C. PoC Adj Factor Scoring'!$E$3:$AH$3,0)-1),MATCH(L$2&\" Score\",'C. PoC Adj Factor Scoring'!$E$4:$J$4,0),TRUE)","v":2},null,null,null,null,{"$f":"VLOOKUP(OFFSET($B:$B,,MATCH(Q$4,$B$4:$F$4,0)-1),OFFSET('C. PoC Adj Factor Scoring'!$E$5:$J$282,,MATCH(Q$4,'C. PoC Adj Factor Scoring'!$E$3:$AH$3,0)-1),MATCH(Q$2&\" Score\",'C. PoC Adj Factor Scoring'!$E$4:$J$4,0),TRUE)","v":2},null,null,null,null,{"$f":"VLOOKUP(OFFSET($B:$B,,MATCH(V$4,$B$4:$F$4,0)-1),OFFSET('C. PoC Adj Factor Scoring'!$E$5:$J$282,,MATCH(V$4,'C. PoC Adj Factor Scoring'!$E$3:$AH$3,0)-1),MATCH(V$2&\" Score\",'C. PoC Adj Factor Scoring'!$E$4:$J$4,0),TRUE)","v":2},null,null,null,null,{"$f":"VLOOKUP(OFFSET($B:$B,,MATCH(AA$4,$B$4:$F$4,0)-1),OFFSET('C. PoC Adj Factor Scoring'!$E$5:$J$282,,MATCH(AA$4,'C. PoC Adj Factor Scoring'!$E$3:$AH$3,0)-1),MATCH(AA$2&\" Score\",'C. PoC Adj Factor Scoring'!$E$4:$J$4,0),TRUE)","v":0}]
[{"$f":"'A. Population Info'!A262","v":257},{"$f":"'A. Population Info'!L262","v":2},null,null,null,null,{"$f":"VLOOKUP(OFFSET($B:$B,,MATCH(G$4,$B$4:$F$4,0)-1),OFFSET('C. PoC Adj Factor Scoring'!$E$5:$J$282,,MATCH(G$4,'C. PoC Adj Factor Scoring'!$E$3:$AH$3,0)-1),MATCH(G$2&\" Score\",'C. PoC Adj Factor Scoring'!$E$4:$J$4,0),TRUE)","v":2},null,null,null,null,{"$f":"VLOOKUP(OFFSET($B:$B,,MATCH(L$4,$B$4:$F$4,0)-1),OFFSET('C. PoC Adj Factor Scoring'!$E$5:$J$282,,MATCH(L$4,'C. PoC Adj Factor Scoring'!$E$3:$AH$3,0)-1),MATCH(L$2&\" Score\",'C. PoC Adj Factor Scoring'!$E$4:$J$4,0),TRUE)","v":2},null,null,null,null,{"$f":"VLOOKUP(OFFSET($B:$B,,MATCH(Q$4,$B$4:$F$4,0)-1),OFFSET('C. PoC Adj Factor Scoring'!$E$5:$J$282,,MATCH(Q$4,'C. PoC Adj Factor Scoring'!$E$3:$AH$3,0)-1),MATCH(Q$2&\" Score\",'C. PoC Adj Factor Scoring'!$E$4:$J$4,0),TRUE)","v":2},null,null,null,null,{"$f":"VLOOKUP(OFFSET($B:$B,,MATCH(V$4,$B$4:$F$4,0)-1),OFFSET('C. PoC Adj Factor Scoring'!$E$5:$J$282,,MATCH(V$4,'C. PoC Adj Factor Scoring'!$E$3:$AH$3,0)-1),MATCH(V$2&\" Score\",'C. PoC Adj Factor Scoring'!$E$4:$J$4,0),TRUE)","v":2},null,null,null,null,{"$f":"VLOOKUP(OFFSET($B:$B,,MATCH(AA$4,$B$4:$F$4,0)-1),OFFSET('C. PoC Adj Factor Scoring'!$E$5:$J$282,,MATCH(AA$4,'C. PoC Adj Factor Scoring'!$E$3:$AH$3,0)-1),MATCH(AA$2&\" Score\",'C. PoC Adj Factor Scoring'!$E$4:$J$4,0),TRUE)","v":0}]
[{"$f":"'A. Population Info'!A263","v":258},{"$f":"'A. Population Info'!L263","v":2},null,null,null,null,{"$f":"VLOOKUP(OFFSET($B:$B,,MATCH(G$4,$B$4:$F$4,0)-1),OFFSET('C. PoC Adj Factor Scoring'!$E$5:$J$282,,MATCH(G$4,'C. PoC Adj Factor Scoring'!$E$3:$AH$3,0)-1),MATCH(G$2&\" Score\",'C. PoC Adj Factor Scoring'!$E$4:$J$4,0),TRUE)","v":2},null,null,null,null,{"$f":"VLOOKUP(OFFSET($B:$B,,MATCH(L$4,$B$4:$F$4,0)-1),OFFSET('C. PoC Adj Factor Scoring'!$E$5:$J$282,,MATCH(L$4,'C. PoC Adj Factor Scoring'!$E$3:$AH$3,0)-1),MATCH(L$2&\" Score\",'C. PoC Adj Factor Scoring'!$E$4:$J$4,0),TRUE)","v":2},null,null,null,null,{"$f":"VLOOKUP(OFFSET($B:$B,,MATCH(Q$4,$B$4:$F$4,0)-1),OFFSET('C. PoC Adj Factor Scoring'!$E$5:$J$282,,MATCH(Q$4,'C. PoC Adj Factor Scoring'!$E$3:$AH$3,0)-1),MATCH(Q$2&\" Score\",'C. PoC Adj Factor Scoring'!$E$4:$J$4,0),TRUE)","v":2},null,null,null,null,{"$f":"VLOOKUP(OFFSET($B:$B,,MATCH(V$4,$B$4:$F$4,0)-1),OFFSET('C. PoC Adj Factor Scoring'!$E$5:$J$282,,MATCH(V$4,'C. PoC Adj Factor Scoring'!$E$3:$AH$3,0)-1),MATCH(V$2&\" Score\",'C. PoC Adj Factor Scoring'!$E$4:$J$4,0),TRUE)","v":2},null,null,null,null,{"$f":"VLOOKUP(OFFSET($B:$B,,MATCH(AA$4,$B$4:$F$4,0)-1),OFFSET('C. PoC Adj Factor Scoring'!$E$5:$J$282,,MATCH(AA$4,'C. PoC Adj Factor Scoring'!$E$3:$AH$3,0)-1),MATCH(AA$2&\" Score\",'C. PoC Adj Factor Scoring'!$E$4:$J$4,0),TRUE)","v":0}]
[{"$f":"'A. Population Info'!A264","v":259},{"$f":"'A. Population Info'!L264","v":2},null,null,null,null,{"$f":"VLOOKUP(OFFSET($B:$B,,MATCH(G$4,$B$4:$F$4,0)-1),OFFSET('C. PoC Adj Factor Scoring'!$E$5:$J$282,,MATCH(G$4,'C. PoC Adj Factor Scoring'!$E$3:$AH$3,0)-1),MATCH(G$2&\" Score\",'C. PoC Adj Factor Scoring'!$E$4:$J$4,0),TRUE)","v":2},null,null,null,null,{"$f":"VLOOKUP(OFFSET($B:$B,,MATCH(L$4,$B$4:$F$4,0)-1),OFFSET('C. PoC Adj Factor Scoring'!$E$5:$J$282,,MATCH(L$4,'C. PoC Adj Factor Scoring'!$E$3:$AH$3,0)-1),MATCH(L$2&\" Score\",'C. PoC Adj Factor Scoring'!$E$4:$J$4,0),TRUE)","v":2},null,null,null,null,{"$f":"VLOOKUP(OFFSET($B:$B,,MATCH(Q$4,$B$4:$F$4,0)-1),OFFSET('C. PoC Adj Factor Scoring'!$E$5:$J$282,,MATCH(Q$4,'C. PoC Adj Factor Scoring'!$E$3:$AH$3,0)-1),MATCH(Q$2&\" Score\",'C. PoC Adj Factor Scoring'!$E$4:$J$4,0),TRUE)","v":2},null,null,null,null,{"$f":"VLOOKUP(OFFSET($B:$B,,MATCH(V$4,$B$4:$F$4,0)-1),OFFSET('C. PoC Adj Factor Scoring'!$E$5:$J$282,,MATCH(V$4,'C. PoC Adj Factor Scoring'!$E$3:$AH$3,0)-1),MATCH(V$2&\" Score\",'C. PoC Adj Factor Scoring'!$E$4:$J$4,0),TRUE)","v":2},null,null,null,null,{"$f":"VLOOKUP(OFFSET($B:$B,,MATCH(AA$4,$B$4:$F$4,0)-1),OFFSET('C. PoC Adj Factor Scoring'!$E$5:$J$282,,MATCH(AA$4,'C. PoC Adj Factor Scoring'!$E$3:$AH$3,0)-1),MATCH(AA$2&\" Score\",'C. PoC Adj Factor Scoring'!$E$4:$J$4,0),TRUE)","v":0}]
[{"$f":"'A. Population Info'!A265","v":260},{"$f":"'A. Population Info'!L265","v":1},null,null,null,null,{"$f":"VLOOKUP(OFFSET($B:$B,,MATCH(G$4,$B$4:$F$4,0)-1),OFFSET('C. PoC Adj Factor Scoring'!$E$5:$J$282,,MATCH(G$4,'C. PoC Adj Factor Scoring'!$E$3:$AH$3,0)-1),MATCH(G$2&\" Score\",'C. PoC Adj Factor Scoring'!$E$4:$J$4,0),TRUE)","v":1},null,null,null,null,{"$f":"VLOOKUP(OFFSET($B:$B,,MATCH(L$4,$B$4:$F$4,0)-1),OFFSET('C. PoC Adj Factor Scoring'!$E$5:$J$282,,MATCH(L$4,'C. PoC Adj Factor Scoring'!$E$3:$AH$3,0)-1),MATCH(L$2&\" Score\",'C. PoC Adj Factor Scoring'!$E$4:$J$4,0),TRUE)","v":1},null,null,null,null,{"$f":"VLOOKUP(OFFSET($B:$B,,MATCH(Q$4,$B$4:$F$4,0)-1),OFFSET('C. PoC Adj Factor Scoring'!$E$5:$J$282,,MATCH(Q$4,'C. PoC Adj Factor Scoring'!$E$3:$AH$3,0)-1),MATCH(Q$2&\" Score\",'C. PoC Adj Factor Scoring'!$E$4:$J$4,0),TRUE)","v":1},null,null,null,null,{"$f":"VLOOKUP(OFFSET($B:$B,,MATCH(V$4,$B$4:$F$4,0)-1),OFFSET('C. PoC Adj Factor Scoring'!$E$5:$J$282,,MATCH(V$4,'C. PoC Adj Factor Scoring'!$E$3:$AH$3,0)-1),MATCH(V$2&\" Score\",'C. PoC Adj Factor Scoring'!$E$4:$J$4,0),TRUE)","v":1},null,null,null,null,{"$f":"VLOOKUP(OFFSET($B:$B,,MATCH(AA$4,$B$4:$F$4,0)-1),OFFSET('C. PoC Adj Factor Scoring'!$E$5:$J$282,,MATCH(AA$4,'C. PoC Adj Factor Scoring'!$E$3:$AH$3,0)-1),MATCH(AA$2&\" Score\",'C. PoC Adj Factor Scoring'!$E$4:$J$4,0),TRUE)","v":0}]
[{"$f":"'A. Population Info'!A266","v":261},{"$f":"'A. Population Info'!L266","v":2},null,null,null,null,{"$f":"VLOOKUP(OFFSET($B:$B,,MATCH(G$4,$B$4:$F$4,0)-1),OFFSET('C. PoC Adj Factor Scoring'!$E$5:$J$282,,MATCH(G$4,'C. PoC Adj Factor Scoring'!$E$3:$AH$3,0)-1),MATCH(G$2&\" Score\",'C. PoC Adj Factor Scoring'!$E$4:$J$4,0),TRUE)","v":2},null,null,null,null,{"$f":"VLOOKUP(OFFSET($B:$B,,MATCH(L$4,$B$4:$F$4,0)-1),OFFSET('C. PoC Adj Factor Scoring'!$E$5:$J$282,,MATCH(L$4,'C. PoC Adj Factor Scoring'!$E$3:$AH$3,0)-1),MATCH(L$2&\" Score\",'C. PoC Adj Factor Scoring'!$E$4:$J$4,0),TRUE)","v":2},null,null,null,null,{"$f":"VLOOKUP(OFFSET($B:$B,,MATCH(Q$4,$B$4:$F$4,0)-1),OFFSET('C. PoC Adj Factor Scoring'!$E$5:$J$282,,MATCH(Q$4,'C. PoC Adj Factor Scoring'!$E$3:$AH$3,0)-1),MATCH(Q$2&\" Score\",'C. PoC Adj Factor Scoring'!$E$4:$J$4,0),TRUE)","v":2},null,null,null,null,{"$f":"VLOOKUP(OFFSET($B:$B,,MATCH(V$4,$B$4:$F$4,0)-1),OFFSET('C. PoC Adj Factor Scoring'!$E$5:$J$282,,MATCH(V$4,'C. PoC Adj Factor Scoring'!$E$3:$AH$3,0)-1),MATCH(V$2&\" Score\",'C. PoC Adj Factor Scoring'!$E$4:$J$4,0),TRUE)","v":2},null,null,null,null,{"$f":"VLOOKUP(OFFSET($B:$B,,MATCH(AA$4,$B$4:$F$4,0)-1),OFFSET('C. PoC Adj Factor Scoring'!$E$5:$J$282,,MATCH(AA$4,'C. PoC Adj Factor Scoring'!$E$3:$AH$3,0)-1),MATCH(AA$2&\" Score\",'C. PoC Adj Factor Scoring'!$E$4:$J$4,0),TRUE)","v":0}]
[{"$f":"'A. Population Info'!A267","v":262},{"$f":"'A. Population Info'!L267","v":2},null,null,null,null,{"$f":"VLOOKUP(OFFSET($B:$B,,MATCH(G$4,$B$4:$F$4,0)-1),OFFSET('C. PoC Adj Factor Scoring'!$E$5:$J$282,,MATCH(G$4,'C. PoC Adj Factor Scoring'!$E$3:$AH$3,0)-1),MATCH(G$2&\" Score\",'C. PoC Adj Factor Scoring'!$E$4:$J$4,0),TRUE)","v":2},null,null,null,null,{"$f":"VLOOKUP(OFFSET($B:$B,,MATCH(L$4,$B$4:$F$4,0)-1),OFFSET('C. PoC Adj Factor Scoring'!$E$5:$J$282,,MATCH(L$4,'C. PoC Adj Factor Scoring'!$E$3:$AH$3,0)-1),MATCH(L$2&\" Score\",'C. PoC Adj Factor Scoring'!$E$4:$J$4,0),TRUE)","v":2},null,null,null,null,{"$f":"VLOOKUP(OFFSET($B:$B,,MATCH(Q$4,$B$4:$F$4,0)-1),OFFSET('C. PoC Adj Factor Scoring'!$E$5:$J$282,,MATCH(Q$4,'C. PoC Adj Factor Scoring'!$E$3:$AH$3,0)-1),MATCH(Q$2&\" Score\",'C. PoC Adj Factor Scoring'!$E$4:$J$4,0),TRUE)","v":2},null,null,null,null,{"$f":"VLOOKUP(OFFSET($B:$B,,MATCH(V$4,$B$4:$F$4,0)-1),OFFSET('C. PoC Adj Factor Scoring'!$E$5:$J$282,,MATCH(V$4,'C. PoC Adj Factor Scoring'!$E$3:$AH$3,0)-1),MATCH(V$2&\" Score\",'C. PoC Adj Factor Scoring'!$E$4:$J$4,0),TRUE)","v":2},null,null,null,null,{"$f":"VLOOKUP(OFFSET($B:$B,,MATCH(AA$4,$B$4:$F$4,0)-1),OFFSET('C. PoC Adj Factor Scoring'!$E$5:$J$282,,MATCH(AA$4,'C. PoC Adj Factor Scoring'!$E$3:$AH$3,0)-1),MATCH(AA$2&\" Score\",'C. PoC Adj Factor Scoring'!$E$4:$J$4,0),TRUE)","v":0}]
[{"$f":"'A. Population Info'!A268","v":263},{"$f":"'A. Population Info'!L268","v":2},null,null,null,null,{"$f":"VLOOKUP(OFFSET($B:$B,,MATCH(G$4,$B$4:$F$4,0)-1),OFFSET('C. PoC Adj Factor Scoring'!$E$5:$J$282,,MATCH(G$4,'C. PoC Adj Factor Scoring'!$E$3:$AH$3,0)-1),MATCH(G$2&\" Score\",'C. PoC Adj Factor Scoring'!$E$4:$J$4,0),TRUE)","v":2},null,null,null,null,{"$f":"VLOOKUP(OFFSET($B:$B,,MATCH(L$4,$B$4:$F$4,0)-1),OFFSET('C. PoC Adj Factor Scoring'!$E$5:$J$282,,MATCH(L$4,'C. PoC Adj Factor Scoring'!$E$3:$AH$3,0)-1),MATCH(L$2&\" Score\",'C. PoC Adj Factor Scoring'!$E$4:$J$4,0),TRUE)","v":2},null,null,null,null,{"$f":"VLOOKUP(OFFSET($B:$B,,MATCH(Q$4,$B$4:$F$4,0)-1),OFFSET('C. PoC Adj Factor Scoring'!$E$5:$J$282,,MATCH(Q$4,'C. PoC Adj Factor Scoring'!$E$3:$AH$3,0)-1),MATCH(Q$2&\" Score\",'C. PoC Adj Factor Scoring'!$E$4:$J$4,0),TRUE)","v":2},null,null,null,null,{"$f":"VLOOKUP(OFFSET($B:$B,,MATCH(V$4,$B$4:$F$4,0)-1),OFFSET('C. PoC Adj Factor Scoring'!$E$5:$J$282,,MATCH(V$4,'C. PoC Adj Factor Scoring'!$E$3:$AH$3,0)-1),MATCH(V$2&\" Score\",'C. PoC Adj Factor Scoring'!$E$4:$J$4,0),TRUE)","v":2},null,null,null,null,{"$f":"VLOOKUP(OFFSET($B:$B,,MATCH(AA$4,$B$4:$F$4,0)-1),OFFSET('C. PoC Adj Factor Scoring'!$E$5:$J$282,,MATCH(AA$4,'C. PoC Adj Factor Scoring'!$E$3:$AH$3,0)-1),MATCH(AA$2&\" Score\",'C. PoC Adj Factor Scoring'!$E$4:$J$4,0),TRUE)","v":0}]
[{"$f":"'A. Population Info'!A269","v":264},{"$f":"'A. Population Info'!L269","v":2},null,null,null,null,{"$f":"VLOOKUP(OFFSET($B:$B,,MATCH(G$4,$B$4:$F$4,0)-1),OFFSET('C. PoC Adj Factor Scoring'!$E$5:$J$282,,MATCH(G$4,'C. PoC Adj Factor Scoring'!$E$3:$AH$3,0)-1),MATCH(G$2&\" Score\",'C. PoC Adj Factor Scoring'!$E$4:$J$4,0),TRUE)","v":2},null,null,null,null,{"$f":"VLOOKUP(OFFSET($B:$B,,MATCH(L$4,$B$4:$F$4,0)-1),OFFSET('C. PoC Adj Factor Scoring'!$E$5:$J$282,,MATCH(L$4,'C. PoC Adj Factor Scoring'!$E$3:$AH$3,0)-1),MATCH(L$2&\" Score\",'C. PoC Adj Factor Scoring'!$E$4:$J$4,0),TRUE)","v":2},null,null,null,null,{"$f":"VLOOKUP(OFFSET($B:$B,,MATCH(Q$4,$B$4:$F$4,0)-1),OFFSET('C. PoC Adj Factor Scoring'!$E$5:$J$282,,MATCH(Q$4,'C. PoC Adj Factor Scoring'!$E$3:$AH$3,0)-1),MATCH(Q$2&\" Score\",'C. PoC Adj Factor Scoring'!$E$4:$J$4,0),TRUE)","v":2},null,null,null,null,{"$f":"VLOOKUP(OFFSET($B:$B,,MATCH(V$4,$B$4:$F$4,0)-1),OFFSET('C. PoC Adj Factor Scoring'!$E$5:$J$282,,MATCH(V$4,'C. PoC Adj Factor Scoring'!$E$3:$AH$3,0)-1),MATCH(V$2&\" Score\",'C. PoC Adj Factor Scoring'!$E$4:$J$4,0),TRUE)","v":2},null,null,null,null,{"$f":"VLOOKUP(OFFSET($B:$B,,MATCH(AA$4,$B$4:$F$4,0)-1),OFFSET('C. PoC Adj Factor Scoring'!$E$5:$J$282,,MATCH(AA$4,'C. PoC Adj Factor Scoring'!$E$3:$AH$3,0)-1),MATCH(AA$2&\" Score\",'C. PoC Adj Factor Scoring'!$E$4:$J$4,0),TRUE)","v":0}]
[{"$f":"'A. Population Info'!A270","v":265},{"$f":"'A. Population Info'!L270","v":2},null,null,null,null,{"$f":"VLOOKUP(OFFSET($B:$B,,MATCH(G$4,$B$4:$F$4,0)-1),OFFSET('C. PoC Adj Factor Scoring'!$E$5:$J$282,,MATCH(G$4,'C. PoC Adj Factor Scoring'!$E$3:$AH$3,0)-1),MATCH(G$2&\" Score\",'C. PoC Adj Factor Scoring'!$E$4:$J$4,0),TRUE)","v":2},null,null,null,null,{"$f":"VLOOKUP(OFFSET($B:$B,,MATCH(L$4,$B$4:$F$4,0)-1),OFFSET('C. PoC Adj Factor Scoring'!$E$5:$J$282,,MATCH(L$4,'C. PoC Adj Factor Scoring'!$E$3:$AH$3,0)-1),MATCH(L$2&\" Score\",'C. PoC Adj Factor Scoring'!$E$4:$J$4,0),TRUE)","v":2},null,null,null,null,{"$f":"VLOOKUP(OFFSET($B:$B,,MATCH(Q$4,$B$4:$F$4,0)-1),OFFSET('C. PoC Adj Factor Scoring'!$E$5:$J$282,,MATCH(Q$4,'C. PoC Adj Factor Scoring'!$E$3:$AH$3,0)-1),MATCH(Q$2&\" Score\",'C. PoC Adj Factor Scoring'!$E$4:$J$4,0),TRUE)","v":2},null,null,null,null,{"$f":"VLOOKUP(OFFSET($B:$B,,MATCH(V$4,$B$4:$F$4,0)-1),OFFSET('C. PoC Adj Factor Scoring'!$E$5:$J$282,,MATCH(V$4,'C. PoC Adj Factor Scoring'!$E$3:$AH$3,0)-1),MATCH(V$2&\" Score\",'C. PoC Adj Factor Scoring'!$E$4:$J$4,0),TRUE)","v":2},null,null,null,null,{"$f":"VLOOKUP(OFFSET($B:$B,,MATCH(AA$4,$B$4:$F$4,0)-1),OFFSET('C. PoC Adj Factor Scoring'!$E$5:$J$282,,MATCH(AA$4,'C. PoC Adj Factor Scoring'!$E$3:$AH$3,0)-1),MATCH(AA$2&\" Score\",'C. PoC Adj Factor Scoring'!$E$4:$J$4,0),TRUE)","v":0}]
[{"$f":"'A. Population Info'!A271","v":266},{"$f":"'A. Population Info'!L271","v":2},null,null,null,null,{"$f":"VLOOKUP(OFFSET($B:$B,,MATCH(G$4,$B$4:$F$4,0)-1),OFFSET('C. PoC Adj Factor Scoring'!$E$5:$J$282,,MATCH(G$4,'C. PoC Adj Factor Scoring'!$E$3:$AH$3,0)-1),MATCH(G$2&\" Score\",'C. PoC Adj Factor Scoring'!$E$4:$J$4,0),TRUE)","v":2},null,null,null,null,{"$f":"VLOOKUP(OFFSET($B:$B,,MATCH(L$4,$B$4:$F$4,0)-1),OFFSET('C. PoC Adj Factor Scoring'!$E$5:$J$282,,MATCH(L$4,'C. PoC Adj Factor Scoring'!$E$3:$AH$3,0)-1),MATCH(L$2&\" Score\",'C. PoC Adj Factor Scoring'!$E$4:$J$4,0),TRUE)","v":2},null,null,null,null,{"$f":"VLOOKUP(OFFSET($B:$B,,MATCH(Q$4,$B$4:$F$4,0)-1),OFFSET('C. PoC Adj Factor Scoring'!$E$5:$J$282,,MATCH(Q$4,'C. PoC Adj Factor Scoring'!$E$3:$AH$3,0)-1),MATCH(Q$2&\" Score\",'C. PoC Adj Factor Scoring'!$E$4:$J$4,0),TRUE)","v":2},null,null,null,null,{"$f":"VLOOKUP(OFFSET($B:$B,,MATCH(V$4,$B$4:$F$4,0)-1),OFFSET('C. PoC Adj Factor Scoring'!$E$5:$J$282,,MATCH(V$4,'C. PoC Adj Factor Scoring'!$E$3:$AH$3,0)-1),MATCH(V$2&\" Score\",'C. PoC Adj Factor Scoring'!$E$4:$J$4,0),TRUE)","v":2},null,null,null,null,{"$f":"VLOOKUP(OFFSET($B:$B,,MATCH(AA$4,$B$4:$F$4,0)-1),OFFSET('C. PoC Adj Factor Scoring'!$E$5:$J$282,,MATCH(AA$4,'C. PoC Adj Factor Scoring'!$E$3:$AH$3,0)-1),MATCH(AA$2&\" Score\",'C. PoC Adj Factor Scoring'!$E$4:$J$4,0),TRUE)","v":0}]
[{"$f":"'A. Population Info'!A272","v":267},{"$f":"'A. Population Info'!L272","v":2},null,null,null,null,{"$f":"VLOOKUP(OFFSET($B:$B,,MATCH(G$4,$B$4:$F$4,0)-1),OFFSET('C. PoC Adj Factor Scoring'!$E$5:$J$282,,MATCH(G$4,'C. PoC Adj Factor Scoring'!$E$3:$AH$3,0)-1),MATCH(G$2&\" Score\",'C. PoC Adj Factor Scoring'!$E$4:$J$4,0),TRUE)","v":2},null,null,null,null,{"$f":"VLOOKUP(OFFSET($B:$B,,MATCH(L$4,$B$4:$F$4,0)-1),OFFSET('C. PoC Adj Factor Scoring'!$E$5:$J$282,,MATCH(L$4,'C. PoC Adj Factor Scoring'!$E$3:$AH$3,0)-1),MATCH(L$2&\" Score\",'C. PoC Adj Factor Scoring'!$E$4:$J$4,0),TRUE)","v":2},null,null,null,null,{"$f":"VLOOKUP(OFFSET($B:$B,,MATCH(Q$4,$B$4:$F$4,0)-1),OFFSET('C. PoC Adj Factor Scoring'!$E$5:$J$282,,MATCH(Q$4,'C. PoC Adj Factor Scoring'!$E$3:$AH$3,0)-1),MATCH(Q$2&\" Score\",'C. PoC Adj Factor Scoring'!$E$4:$J$4,0),TRUE)","v":2},null,null,null,null,{"$f":"VLOOKUP(OFFSET($B:$B,,MATCH(V$4,$B$4:$F$4,0)-1),OFFSET('C. PoC Adj Factor Scoring'!$E$5:$J$282,,MATCH(V$4,'C. PoC Adj Factor Scoring'!$E$3:$AH$3,0)-1),MATCH(V$2&\" Score\",'C. PoC Adj Factor Scoring'!$E$4:$J$4,0),TRUE)","v":2},null,null,null,null,{"$f":"VLOOKUP(OFFSET($B:$B,,MATCH(AA$4,$B$4:$F$4,0)-1),OFFSET('C. PoC Adj Factor Scoring'!$E$5:$J$282,,MATCH(AA$4,'C. PoC Adj Factor Scoring'!$E$3:$AH$3,0)-1),MATCH(AA$2&\" Score\",'C. PoC Adj Factor Scoring'!$E$4:$J$4,0),TRUE)","v":0}]
[{"$f":"'A. Population Info'!A273","v":268},{"$f":"'A. Population Info'!L273","v":1},null,null,null,null,{"$f":"VLOOKUP(OFFSET($B:$B,,MATCH(G$4,$B$4:$F$4,0)-1),OFFSET('C. PoC Adj Factor Scoring'!$E$5:$J$282,,MATCH(G$4,'C. PoC Adj Factor Scoring'!$E$3:$AH$3,0)-1),MATCH(G$2&\" Score\",'C. PoC Adj Factor Scoring'!$E$4:$J$4,0),TRUE)","v":1},null,null,null,null,{"$f":"VLOOKUP(OFFSET($B:$B,,MATCH(L$4,$B$4:$F$4,0)-1),OFFSET('C. PoC Adj Factor Scoring'!$E$5:$J$282,,MATCH(L$4,'C. PoC Adj Factor Scoring'!$E$3:$AH$3,0)-1),MATCH(L$2&\" Score\",'C. PoC Adj Factor Scoring'!$E$4:$J$4,0),TRUE)","v":1},null,null,null,null,{"$f":"VLOOKUP(OFFSET($B:$B,,MATCH(Q$4,$B$4:$F$4,0)-1),OFFSET('C. PoC Adj Factor Scoring'!$E$5:$J$282,,MATCH(Q$4,'C. PoC Adj Factor Scoring'!$E$3:$AH$3,0)-1),MATCH(Q$2&\" Score\",'C. PoC Adj Factor Scoring'!$E$4:$J$4,0),TRUE)","v":1},null,null,null,null,{"$f":"VLOOKUP(OFFSET($B:$B,,MATCH(V$4,$B$4:$F$4,0)-1),OFFSET('C. PoC Adj Factor Scoring'!$E$5:$J$282,,MATCH(V$4,'C. PoC Adj Factor Scoring'!$E$3:$AH$3,0)-1),MATCH(V$2&\" Score\",'C. PoC Adj Factor Scoring'!$E$4:$J$4,0),TRUE)","v":1},null,null,null,null,{"$f":"VLOOKUP(OFFSET($B:$B,,MATCH(AA$4,$B$4:$F$4,0)-1),OFFSET('C. PoC Adj Factor Scoring'!$E$5:$J$282,,MATCH(AA$4,'C. PoC Adj Factor Scoring'!$E$3:$AH$3,0)-1),MATCH(AA$2&\" Score\",'C. PoC Adj Factor Scoring'!$E$4:$J$4,0),TRUE)","v":0}]
[{"$f":"'A. Population Info'!A274","v":269},{"$f":"'A. Population Info'!L274","v":2},null,null,null,null,{"$f":"VLOOKUP(OFFSET($B:$B,,MATCH(G$4,$B$4:$F$4,0)-1),OFFSET('C. PoC Adj Factor Scoring'!$E$5:$J$282,,MATCH(G$4,'C. PoC Adj Factor Scoring'!$E$3:$AH$3,0)-1),MATCH(G$2&\" Score\",'C. PoC Adj Factor Scoring'!$E$4:$J$4,0),TRUE)","v":2},null,null,null,null,{"$f":"VLOOKUP(OFFSET($B:$B,,MATCH(L$4,$B$4:$F$4,0)-1),OFFSET('C. PoC Adj Factor Scoring'!$E$5:$J$282,,MATCH(L$4,'C. PoC Adj Factor Scoring'!$E$3:$AH$3,0)-1),MATCH(L$2&\" Score\",'C. PoC Adj Factor Scoring'!$E$4:$J$4,0),TRUE)","v":2},null,null,null,null,{"$f":"VLOOKUP(OFFSET($B:$B,,MATCH(Q$4,$B$4:$F$4,0)-1),OFFSET('C. PoC Adj Factor Scoring'!$E$5:$J$282,,MATCH(Q$4,'C. PoC Adj Factor Scoring'!$E$3:$AH$3,0)-1),MATCH(Q$2&\" Score\",'C. PoC Adj Factor Scoring'!$E$4:$J$4,0),TRUE)","v":2},null,null,null,null,{"$f":"VLOOKUP(OFFSET($B:$B,,MATCH(V$4,$B$4:$F$4,0)-1),OFFSET('C. PoC Adj Factor Scoring'!$E$5:$J$282,,MATCH(V$4,'C. PoC Adj Factor Scoring'!$E$3:$AH$3,0)-1),MATCH(V$2&\" Score\",'C. PoC Adj Factor Scoring'!$E$4:$J$4,0),TRUE)","v":2},null,null,null,null,{"$f":"VLOOKUP(OFFSET($B:$B,,MATCH(AA$4,$B$4:$F$4,0)-1),OFFSET('C. PoC Adj Factor Scoring'!$E$5:$J$282,,MATCH(AA$4,'C. PoC Adj Factor Scoring'!$E$3:$AH$3,0)-1),MATCH(AA$2&\" Score\",'C. PoC Adj Factor Scoring'!$E$4:$J$4,0),TRUE)","v":0}]
[{"$f":"'A. Population Info'!A275","v":270},{"$f":"'A. Population Info'!L275","v":1},null,null,null,null,{"$f":"VLOOKUP(OFFSET($B:$B,,MATCH(G$4,$B$4:$F$4,0)-1),OFFSET('C. PoC Adj Factor Scoring'!$E$5:$J$282,,MATCH(G$4,'C. PoC Adj Factor Scoring'!$E$3:$AH$3,0)-1),MATCH(G$2&\" Score\",'C. PoC Adj Factor Scoring'!$E$4:$J$4,0),TRUE)","v":1},null,null,null,null,{"$f":"VLOOKUP(OFFSET($B:$B,,MATCH(L$4,$B$4:$F$4,0)-1),OFFSET('C. PoC Adj Factor Scoring'!$E$5:$J$282,,MATCH(L$4,'C. PoC Adj Factor Scoring'!$E$3:$AH$3,0)-1),MATCH(L$2&\" Score\",'C. PoC Adj Factor Scoring'!$E$4:$J$4,0),TRUE)","v":1},null,null,null,null,{"$f":"VLOOKUP(OFFSET($B:$B,,MATCH(Q$4,$B$4:$F$4,0)-1),OFFSET('C. PoC Adj Factor Scoring'!$E$5:$J$282,,MATCH(Q$4,'C. PoC Adj Factor Scoring'!$E$3:$AH$3,0)-1),MATCH(Q$2&\" Score\",'C. PoC Adj Factor Scoring'!$E$4:$J$4,0),TRUE)","v":1},null,null,null,null,{"$f":"VLOOKUP(OFFSET($B:$B,,MATCH(V$4,$B$4:$F$4,0)-1),OFFSET('C. PoC Adj Factor Scoring'!$E$5:$J$282,,MATCH(V$4,'C. PoC Adj Factor Scoring'!$E$3:$AH$3,0)-1),MATCH(V$2&\" Score\",'C. PoC Adj Factor Scoring'!$E$4:$J$4,0),TRUE)","v":1},null,null,null,null,{"$f":"VLOOKUP(OFFSET($B:$B,,MATCH(AA$4,$B$4:$F$4,0)-1),OFFSET('C. PoC Adj Factor Scoring'!$E$5:$J$282,,MATCH(AA$4,'C. PoC Adj Factor Scoring'!$E$3:$AH$3,0)-1),MATCH(AA$2&\" Score\",'C. PoC Adj Factor Scoring'!$E$4:$J$4,0),TRUE)","v":0}]
[{"$f":"'A. Population Info'!A276","v":271},{"$f":"'A. Population Info'!L276","v":2},null,null,null,null,{"$f":"VLOOKUP(OFFSET($B:$B,,MATCH(G$4,$B$4:$F$4,0)-1),OFFSET('C. PoC Adj Factor Scoring'!$E$5:$J$282,,MATCH(G$4,'C. PoC Adj Factor Scoring'!$E$3:$AH$3,0)-1),MATCH(G$2&\" Score\",'C. PoC Adj Factor Scoring'!$E$4:$J$4,0),TRUE)","v":2},null,null,null,null,{"$f":"VLOOKUP(OFFSET($B:$B,,MATCH(L$4,$B$4:$F$4,0)-1),OFFSET('C. PoC Adj Factor Scoring'!$E$5:$J$282,,MATCH(L$4,'C. PoC Adj Factor Scoring'!$E$3:$AH$3,0)-1),MATCH(L$2&\" Score\",'C. PoC Adj Factor Scoring'!$E$4:$J$4,0),TRUE)","v":2},null,null,null,null,{"$f":"VLOOKUP(OFFSET($B:$B,,MATCH(Q$4,$B$4:$F$4,0)-1),OFFSET('C. PoC Adj Factor Scoring'!$E$5:$J$282,,MATCH(Q$4,'C. PoC Adj Factor Scoring'!$E$3:$AH$3,0)-1),MATCH(Q$2&\" Score\",'C. PoC Adj Factor Scoring'!$E$4:$J$4,0),TRUE)","v":2},null,null,null,null,{"$f":"VLOOKUP(OFFSET($B:$B,,MATCH(V$4,$B$4:$F$4,0)-1),OFFSET('C. PoC Adj Factor Scoring'!$E$5:$J$282,,MATCH(V$4,'C. PoC Adj Factor Scoring'!$E$3:$AH$3,0)-1),MATCH(V$2&\" Score\",'C. PoC Adj Factor Scoring'!$E$4:$J$4,0),TRUE)","v":2},null,null,null,null,{"$f":"VLOOKUP(OFFSET($B:$B,,MATCH(AA$4,$B$4:$F$4,0)-1),OFFSET('C. PoC Adj Factor Scoring'!$E$5:$J$282,,MATCH(AA$4,'C. PoC Adj Factor Scoring'!$E$3:$AH$3,0)-1),MATCH(AA$2&\" Score\",'C. PoC Adj Factor Scoring'!$E$4:$J$4,0),TRUE)","v":0}]
[{"$f":"'A. Population Info'!A277","v":272},{"$f":"'A. Population Info'!L277","v":3},null,null,null,null,{"$f":"VLOOKUP(OFFSET($B:$B,,MATCH(G$4,$B$4:$F$4,0)-1),OFFSET('C. PoC Adj Factor Scoring'!$E$5:$J$282,,MATCH(G$4,'C. PoC Adj Factor Scoring'!$E$3:$AH$3,0)-1),MATCH(G$2&\" Score\",'C. PoC Adj Factor Scoring'!$E$4:$J$4,0),TRUE)","v":3},null,null,null,null,{"$f":"VLOOKUP(OFFSET($B:$B,,MATCH(L$4,$B$4:$F$4,0)-1),OFFSET('C. PoC Adj Factor Scoring'!$E$5:$J$282,,MATCH(L$4,'C. PoC Adj Factor Scoring'!$E$3:$AH$3,0)-1),MATCH(L$2&\" Score\",'C. PoC Adj Factor Scoring'!$E$4:$J$4,0),TRUE)","v":3},null,null,null,null,{"$f":"VLOOKUP(OFFSET($B:$B,,MATCH(Q$4,$B$4:$F$4,0)-1),OFFSET('C. PoC Adj Factor Scoring'!$E$5:$J$282,,MATCH(Q$4,'C. PoC Adj Factor Scoring'!$E$3:$AH$3,0)-1),MATCH(Q$2&\" Score\",'C. PoC Adj Factor Scoring'!$E$4:$J$4,0),TRUE)","v":3},null,null,null,null,{"$f":"VLOOKUP(OFFSET($B:$B,,MATCH(V$4,$B$4:$F$4,0)-1),OFFSET('C. PoC Adj Factor Scoring'!$E$5:$J$282,,MATCH(V$4,'C. PoC Adj Factor Scoring'!$E$3:$AH$3,0)-1),MATCH(V$2&\" Score\",'C. PoC Adj Factor Scoring'!$E$4:$J$4,0),TRUE)","v":3},null,null,null,null,{"$f":"VLOOKUP(OFFSET($B:$B,,MATCH(AA$4,$B$4:$F$4,0)-1),OFFSET('C. PoC Adj Factor Scoring'!$E$5:$J$282,,MATCH(AA$4,'C. PoC Adj Factor Scoring'!$E$3:$AH$3,0)-1),MATCH(AA$2&\" Score\",'C. PoC Adj Factor Scoring'!$E$4:$J$4,0),TRUE)","v":0}]
[{"$f":"'A. Population Info'!A278","v":273},{"$f":"'A. Population Info'!L278","v":1},null,null,null,null,{"$f":"VLOOKUP(OFFSET($B:$B,,MATCH(G$4,$B$4:$F$4,0)-1),OFFSET('C. PoC Adj Factor Scoring'!$E$5:$J$282,,MATCH(G$4,'C. PoC Adj Factor Scoring'!$E$3:$AH$3,0)-1),MATCH(G$2&\" Score\",'C. PoC Adj Factor Scoring'!$E$4:$J$4,0),TRUE)","v":1},null,null,null,null,{"$f":"VLOOKUP(OFFSET($B:$B,,MATCH(L$4,$B$4:$F$4,0)-1),OFFSET('C. PoC Adj Factor Scoring'!$E$5:$J$282,,MATCH(L$4,'C. PoC Adj Factor Scoring'!$E$3:$AH$3,0)-1),MATCH(L$2&\" Score\",'C. PoC Adj Factor Scoring'!$E$4:$J$4,0),TRUE)","v":1},null,null,null,null,{"$f":"VLOOKUP(OFFSET($B:$B,,MATCH(Q$4,$B$4:$F$4,0)-1),OFFSET('C. PoC Adj Factor Scoring'!$E$5:$J$282,,MATCH(Q$4,'C. PoC Adj Factor Scoring'!$E$3:$AH$3,0)-1),MATCH(Q$2&\" Score\",'C. PoC Adj Factor Scoring'!$E$4:$J$4,0),TRUE)","v":1},null,null,null,null,{"$f":"VLOOKUP(OFFSET($B:$B,,MATCH(V$4,$B$4:$F$4,0)-1),OFFSET('C. PoC Adj Factor Scoring'!$E$5:$J$282,,MATCH(V$4,'C. PoC Adj Factor Scoring'!$E$3:$AH$3,0)-1),MATCH(V$2&\" Score\",'C. PoC Adj Factor Scoring'!$E$4:$J$4,0),TRUE)","v":1},null,null,null,null,{"$f":"VLOOKUP(OFFSET($B:$B,,MATCH(AA$4,$B$4:$F$4,0)-1),OFFSET('C. PoC Adj Factor Scoring'!$E$5:$J$282,,MATCH(AA$4,'C. PoC Adj Factor Scoring'!$E$3:$AH$3,0)-1),MATCH(AA$2&\" Score\",'C. PoC Adj Factor Scoring'!$E$4:$J$4,0),TRUE)","v":0}]
[{"$f":"'A. Population Info'!A279","v":274},{"$f":"'A. Population Info'!L279","v":2},null,null,null,null,{"$f":"VLOOKUP(OFFSET($B:$B,,MATCH(G$4,$B$4:$F$4,0)-1),OFFSET('C. PoC Adj Factor Scoring'!$E$5:$J$282,,MATCH(G$4,'C. PoC Adj Factor Scoring'!$E$3:$AH$3,0)-1),MATCH(G$2&\" Score\",'C. PoC Adj Factor Scoring'!$E$4:$J$4,0),TRUE)","v":2},null,null,null,null,{"$f":"VLOOKUP(OFFSET($B:$B,,MATCH(L$4,$B$4:$F$4,0)-1),OFFSET('C. PoC Adj Factor Scoring'!$E$5:$J$282,,MATCH(L$4,'C. PoC Adj Factor Scoring'!$E$3:$AH$3,0)-1),MATCH(L$2&\" Score\",'C. PoC Adj Factor Scoring'!$E$4:$J$4,0),TRUE)","v":2},null,null,null,null,{"$f":"VLOOKUP(OFFSET($B:$B,,MATCH(Q$4,$B$4:$F$4,0)-1),OFFSET('C. PoC Adj Factor Scoring'!$E$5:$J$282,,MATCH(Q$4,'C. PoC Adj Factor Scoring'!$E$3:$AH$3,0)-1),MATCH(Q$2&\" Score\",'C. PoC Adj Factor Scoring'!$E$4:$J$4,0),TRUE)","v":2},null,null,null,null,{"$f":"VLOOKUP(OFFSET($B:$B,,MATCH(V$4,$B$4:$F$4,0)-1),OFFSET('C. PoC Adj Factor Scoring'!$E$5:$J$282,,MATCH(V$4,'C. PoC Adj Factor Scoring'!$E$3:$AH$3,0)-1),MATCH(V$2&\" Score\",'C. PoC Adj Factor Scoring'!$E$4:$J$4,0),TRUE)","v":2},null,null,null,null,{"$f":"VLOOKUP(OFFSET($B:$B,,MATCH(AA$4,$B$4:$F$4,0)-1),OFFSET('C. PoC Adj Factor Scoring'!$E$5:$J$282,,MATCH(AA$4,'C. PoC Adj Factor Scoring'!$E$3:$AH$3,0)-1),MATCH(AA$2&\" Score\",'C. PoC Adj Factor Scoring'!$E$4:$J$4,0),TRUE)","v":0}]
[{"$f":"'A. Population Info'!A280","v":275},{"$f":"'A. Population Info'!L280","v":2},null,null,null,null,{"$f":"VLOOKUP(OFFSET($B:$B,,MATCH(G$4,$B$4:$F$4,0)-1),OFFSET('C. PoC Adj Factor Scoring'!$E$5:$J$282,,MATCH(G$4,'C. PoC Adj Factor Scoring'!$E$3:$AH$3,0)-1),MATCH(G$2&\" Score\",'C. PoC Adj Factor Scoring'!$E$4:$J$4,0),TRUE)","v":2},null,null,null,null,{"$f":"VLOOKUP(OFFSET($B:$B,,MATCH(L$4,$B$4:$F$4,0)-1),OFFSET('C. PoC Adj Factor Scoring'!$E$5:$J$282,,MATCH(L$4,'C. PoC Adj Factor Scoring'!$E$3:$AH$3,0)-1),MATCH(L$2&\" Score\",'C. PoC Adj Factor Scoring'!$E$4:$J$4,0),TRUE)","v":2},null,null,null,null,{"$f":"VLOOKUP(OFFSET($B:$B,,MATCH(Q$4,$B$4:$F$4,0)-1),OFFSET('C. PoC Adj Factor Scoring'!$E$5:$J$282,,MATCH(Q$4,'C. PoC Adj Factor Scoring'!$E$3:$AH$3,0)-1),MATCH(Q$2&\" Score\",'C. PoC Adj Factor Scoring'!$E$4:$J$4,0),TRUE)","v":2},null,null,null,null,{"$f":"VLOOKUP(OFFSET($B:$B,,MATCH(V$4,$B$4:$F$4,0)-1),OFFSET('C. PoC Adj Factor Scoring'!$E$5:$J$282,,MATCH(V$4,'C. PoC Adj Factor Scoring'!$E$3:$AH$3,0)-1),MATCH(V$2&\" Score\",'C. PoC Adj Factor Scoring'!$E$4:$J$4,0),TRUE)","v":2},null,null,null,null,{"$f":"VLOOKUP(OFFSET($B:$B,,MATCH(AA$4,$B$4:$F$4,0)-1),OFFSET('C. PoC Adj Factor Scoring'!$E$5:$J$282,,MATCH(AA$4,'C. PoC Adj Factor Scoring'!$E$3:$AH$3,0)-1),MATCH(AA$2&\" Score\",'C. PoC Adj Factor Scoring'!$E$4:$J$4,0),TRUE)","v":0}]
[{"$f":"'A. Population Info'!A281","v":276},{"$f":"'A. Population Info'!L281","v":2},null,null,null,null,{"$f":"VLOOKUP(OFFSET($B:$B,,MATCH(G$4,$B$4:$F$4,0)-1),OFFSET('C. PoC Adj Factor Scoring'!$E$5:$J$282,,MATCH(G$4,'C. PoC Adj Factor Scoring'!$E$3:$AH$3,0)-1),MATCH(G$2&\" Score\",'C. PoC Adj Factor Scoring'!$E$4:$J$4,0),TRUE)","v":2},null,null,null,null,{"$f":"VLOOKUP(OFFSET($B:$B,,MATCH(L$4,$B$4:$F$4,0)-1),OFFSET('C. PoC Adj Factor Scoring'!$E$5:$J$282,,MATCH(L$4,'C. PoC Adj Factor Scoring'!$E$3:$AH$3,0)-1),MATCH(L$2&\" Score\",'C. PoC Adj Factor Scoring'!$E$4:$J$4,0),TRUE)","v":2},null,null,null,null,{"$f":"VLOOKUP(OFFSET($B:$B,,MATCH(Q$4,$B$4:$F$4,0)-1),OFFSET('C. PoC Adj Factor Scoring'!$E$5:$J$282,,MATCH(Q$4,'C. PoC Adj Factor Scoring'!$E$3:$AH$3,0)-1),MATCH(Q$2&\" Score\",'C. PoC Adj Factor Scoring'!$E$4:$J$4,0),TRUE)","v":2},null,null,null,null,{"$f":"VLOOKUP(OFFSET($B:$B,,MATCH(V$4,$B$4:$F$4,0)-1),OFFSET('C. PoC Adj Factor Scoring'!$E$5:$J$282,,MATCH(V$4,'C. PoC Adj Factor Scoring'!$E$3:$AH$3,0)-1),MATCH(V$2&\" Score\",'C. PoC Adj Factor Scoring'!$E$4:$J$4,0),TRUE)","v":2},null,null,null,null,{"$f":"VLOOKUP(OFFSET($B:$B,,MATCH(AA$4,$B$4:$F$4,0)-1),OFFSET('C. PoC Adj Factor Scoring'!$E$5:$J$282,,MATCH(AA$4,'C. PoC Adj Factor Scoring'!$E$3:$AH$3,0)-1),MATCH(AA$2&\" Score\",'C. PoC Adj Factor Scoring'!$E$4:$J$4,0),TRUE)","v":0}]
[{"$f":"'A. Population Info'!A282","v":277},{"$f":"'A. Population Info'!L282","v":1},null,null,null,null,{"$f":"VLOOKUP(OFFSET($B:$B,,MATCH(G$4,$B$4:$F$4,0)-1),OFFSET('C. PoC Adj Factor Scoring'!$E$5:$J$282,,MATCH(G$4,'C. PoC Adj Factor Scoring'!$E$3:$AH$3,0)-1),MATCH(G$2&\" Score\",'C. PoC Adj Factor Scoring'!$E$4:$J$4,0),TRUE)","v":1},null,null,null,null,{"$f":"VLOOKUP(OFFSET($B:$B,,MATCH(L$4,$B$4:$F$4,0)-1),OFFSET('C. PoC Adj Factor Scoring'!$E$5:$J$282,,MATCH(L$4,'C. PoC Adj Factor Scoring'!$E$3:$AH$3,0)-1),MATCH(L$2&\" Score\",'C. PoC Adj Factor Scoring'!$E$4:$J$4,0),TRUE)","v":1},null,null,null,null,{"$f":"VLOOKUP(OFFSET($B:$B,,MATCH(Q$4,$B$4:$F$4,0)-1),OFFSET('C. PoC Adj Factor Scoring'!$E$5:$J$282,,MATCH(Q$4,'C. PoC Adj Factor Scoring'!$E$3:$AH$3,0)-1),MATCH(Q$2&\" Score\",'C. PoC Adj Factor Scoring'!$E$4:$J$4,0),TRUE)","v":1},null,null,null,null,{"$f":"VLOOKUP(OFFSET($B:$B,,MATCH(V$4,$B$4:$F$4,0)-1),OFFSET('C. PoC Adj Factor Scoring'!$E$5:$J$282,,MATCH(V$4,'C. PoC Adj Factor Scoring'!$E$3:$AH$3,0)-1),MATCH(V$2&\" Score\",'C. PoC Adj Factor Scoring'!$E$4:$J$4,0),TRUE)","v":1},null,null,null,null,{"$f":"VLOOKUP(OFFSET($B:$B,,MATCH(AA$4,$B$4:$F$4,0)-1),OFFSET('C. PoC Adj Factor Scoring'!$E$5:$J$282,,MATCH(AA$4,'C. PoC Adj Factor Scoring'!$E$3:$AH$3,0)-1),MATCH(AA$2&\" Score\",'C. PoC Adj Factor Scoring'!$E$4:$J$4,0),TRUE)","v":0}]
[{"$f":"'A. Population Info'!A283","v":278},{"$f":"'A. Population Info'!L283","v":2},null,null,null,null,{"$f":"VLOOKUP(OFFSET($B:$B,,MATCH(G$4,$B$4:$F$4,0)-1),OFFSET('C. PoC Adj Factor Scoring'!$E$5:$J$282,,MATCH(G$4,'C. PoC Adj Factor Scoring'!$E$3:$AH$3,0)-1),MATCH(G$2&\" Score\",'C. PoC Adj Factor Scoring'!$E$4:$J$4,0),TRUE)","v":2},null,null,null,null,{"$f":"VLOOKUP(OFFSET($B:$B,,MATCH(L$4,$B$4:$F$4,0)-1),OFFSET('C. PoC Adj Factor Scoring'!$E$5:$J$282,,MATCH(L$4,'C. PoC Adj Factor Scoring'!$E$3:$AH$3,0)-1),MATCH(L$2&\" Score\",'C. PoC Adj Factor Scoring'!$E$4:$J$4,0),TRUE)","v":2},null,null,null,null,{"$f":"VLOOKUP(OFFSET($B:$B,,MATCH(Q$4,$B$4:$F$4,0)-1),OFFSET('C. PoC Adj Factor Scoring'!$E$5:$J$282,,MATCH(Q$4,'C. PoC Adj Factor Scoring'!$E$3:$AH$3,0)-1),MATCH(Q$2&\" Score\",'C. PoC Adj Factor Scoring'!$E$4:$J$4,0),TRUE)","v":2},null,null,null,null,{"$f":"VLOOKUP(OFFSET($B:$B,,MATCH(V$4,$B$4:$F$4,0)-1),OFFSET('C. PoC Adj Factor Scoring'!$E$5:$J$282,,MATCH(V$4,'C. PoC Adj Factor Scoring'!$E$3:$AH$3,0)-1),MATCH(V$2&\" Score\",'C. PoC Adj Factor Scoring'!$E$4:$J$4,0),TRUE)","v":2},null,null,null,null,{"$f":"VLOOKUP(OFFSET($B:$B,,MATCH(AA$4,$B$4:$F$4,0)-1),OFFSET('C. PoC Adj Factor Scoring'!$E$5:$J$282,,MATCH(AA$4,'C. PoC Adj Factor Scoring'!$E$3:$AH$3,0)-1),MATCH(AA$2&\" Score\",'C. PoC Adj Factor Scoring'!$E$4:$J$4,0),TRUE)","v":0}]
[{"$f":"'A. Population Info'!A284","v":279},{"$f":"'A. Population Info'!L284","v":1},null,null,null,null,{"$f":"VLOOKUP(OFFSET($B:$B,,MATCH(G$4,$B$4:$F$4,0)-1),OFFSET('C. PoC Adj Factor Scoring'!$E$5:$J$282,,MATCH(G$4,'C. PoC Adj Factor Scoring'!$E$3:$AH$3,0)-1),MATCH(G$2&\" Score\",'C. PoC Adj Factor Scoring'!$E$4:$J$4,0),TRUE)","v":1},null,null,null,null,{"$f":"VLOOKUP(OFFSET($B:$B,,MATCH(L$4,$B$4:$F$4,0)-1),OFFSET('C. PoC Adj Factor Scoring'!$E$5:$J$282,,MATCH(L$4,'C. PoC Adj Factor Scoring'!$E$3:$AH$3,0)-1),MATCH(L$2&\" Score\",'C. PoC Adj Factor Scoring'!$E$4:$J$4,0),TRUE)","v":1},null,null,null,null,{"$f":"VLOOKUP(OFFSET($B:$B,,MATCH(Q$4,$B$4:$F$4,0)-1),OFFSET('C. PoC Adj Factor Scoring'!$E$5:$J$282,,MATCH(Q$4,'C. PoC Adj Factor Scoring'!$E$3:$AH$3,0)-1),MATCH(Q$2&\" Score\",'C. PoC Adj Factor Scoring'!$E$4:$J$4,0),TRUE)","v":1},null,null,null,null,{"$f":"VLOOKUP(OFFSET($B:$B,,MATCH(V$4,$B$4:$F$4,0)-1),OFFSET('C. PoC Adj Factor Scoring'!$E$5:$J$282,,MATCH(V$4,'C. PoC Adj Factor Scoring'!$E$3:$AH$3,0)-1),MATCH(V$2&\" Score\",'C. PoC Adj Factor Scoring'!$E$4:$J$4,0),TRUE)","v":1},null,null,null,null,{"$f":"VLOOKUP(OFFSET($B:$B,,MATCH(AA$4,$B$4:$F$4,0)-1),OFFSET('C. PoC Adj Factor Scoring'!$E$5:$J$282,,MATCH(AA$4,'C. PoC Adj Factor Scoring'!$E$3:$AH$3,0)-1),MATCH(AA$2&\" Score\",'C. PoC Adj Factor Scoring'!$E$4:$J$4,0),TRUE)","v":0}]
[{"$f":"'A. Population Info'!A285","v":280},{"$f":"'A. Population Info'!L285","v":2},null,null,null,null,{"$f":"VLOOKUP(OFFSET($B:$B,,MATCH(G$4,$B$4:$F$4,0)-1),OFFSET('C. PoC Adj Factor Scoring'!$E$5:$J$282,,MATCH(G$4,'C. PoC Adj Factor Scoring'!$E$3:$AH$3,0)-1),MATCH(G$2&\" Score\",'C. PoC Adj Factor Scoring'!$E$4:$J$4,0),TRUE)","v":2},null,null,null,null,{"$f":"VLOOKUP(OFFSET($B:$B,,MATCH(L$4,$B$4:$F$4,0)-1),OFFSET('C. PoC Adj Factor Scoring'!$E$5:$J$282,,MATCH(L$4,'C. PoC Adj Factor Scoring'!$E$3:$AH$3,0)-1),MATCH(L$2&\" Score\",'C. PoC Adj Factor Scoring'!$E$4:$J$4,0),TRUE)","v":2},null,null,null,null,{"$f":"VLOOKUP(OFFSET($B:$B,,MATCH(Q$4,$B$4:$F$4,0)-1),OFFSET('C. PoC Adj Factor Scoring'!$E$5:$J$282,,MATCH(Q$4,'C. PoC Adj Factor Scoring'!$E$3:$AH$3,0)-1),MATCH(Q$2&\" Score\",'C. PoC Adj Factor Scoring'!$E$4:$J$4,0),TRUE)","v":2},null,null,null,null,{"$f":"VLOOKUP(OFFSET($B:$B,,MATCH(V$4,$B$4:$F$4,0)-1),OFFSET('C. PoC Adj Factor Scoring'!$E$5:$J$282,,MATCH(V$4,'C. PoC Adj Factor Scoring'!$E$3:$AH$3,0)-1),MATCH(V$2&\" Score\",'C. PoC Adj Factor Scoring'!$E$4:$J$4,0),TRUE)","v":2},null,null,null,null,{"$f":"VLOOKUP(OFFSET($B:$B,,MATCH(AA$4,$B$4:$F$4,0)-1),OFFSET('C. PoC Adj Factor Scoring'!$E$5:$J$282,,MATCH(AA$4,'C. PoC Adj Factor Scoring'!$E$3:$AH$3,0)-1),MATCH(AA$2&\" Score\",'C. PoC Adj Factor Scoring'!$E$4:$J$4,0),TRUE)","v":0}]
[{"$f":"'A. Population Info'!A286","v":281},{"$f":"'A. Population Info'!L286","v":1},null,null,null,null,{"$f":"VLOOKUP(OFFSET($B:$B,,MATCH(G$4,$B$4:$F$4,0)-1),OFFSET('C. PoC Adj Factor Scoring'!$E$5:$J$282,,MATCH(G$4,'C. PoC Adj Factor Scoring'!$E$3:$AH$3,0)-1),MATCH(G$2&\" Score\",'C. PoC Adj Factor Scoring'!$E$4:$J$4,0),TRUE)","v":1},null,null,null,null,{"$f":"VLOOKUP(OFFSET($B:$B,,MATCH(L$4,$B$4:$F$4,0)-1),OFFSET('C. PoC Adj Factor Scoring'!$E$5:$J$282,,MATCH(L$4,'C. PoC Adj Factor Scoring'!$E$3:$AH$3,0)-1),MATCH(L$2&\" Score\",'C. PoC Adj Factor Scoring'!$E$4:$J$4,0),TRUE)","v":1},null,null,null,null,{"$f":"VLOOKUP(OFFSET($B:$B,,MATCH(Q$4,$B$4:$F$4,0)-1),OFFSET('C. PoC Adj Factor Scoring'!$E$5:$J$282,,MATCH(Q$4,'C. PoC Adj Factor Scoring'!$E$3:$AH$3,0)-1),MATCH(Q$2&\" Score\",'C. PoC Adj Factor Scoring'!$E$4:$J$4,0),TRUE)","v":1},null,null,null,null,{"$f":"VLOOKUP(OFFSET($B:$B,,MATCH(V$4,$B$4:$F$4,0)-1),OFFSET('C. PoC Adj Factor Scoring'!$E$5:$J$282,,MATCH(V$4,'C. PoC Adj Factor Scoring'!$E$3:$AH$3,0)-1),MATCH(V$2&\" Score\",'C. PoC Adj Factor Scoring'!$E$4:$J$4,0),TRUE)","v":1},null,null,null,null,{"$f":"VLOOKUP(OFFSET($B:$B,,MATCH(AA$4,$B$4:$F$4,0)-1),OFFSET('C. PoC Adj Factor Scoring'!$E$5:$J$282,,MATCH(AA$4,'C. PoC Adj Factor Scoring'!$E$3:$AH$3,0)-1),MATCH(AA$2&\" Score\",'C. PoC Adj Factor Scoring'!$E$4:$J$4,0),TRUE)","v":0}]
[{"$f":"'A. Population Info'!A287","v":282},{"$f":"'A. Population Info'!L287","v":2},null,null,null,null,{"$f":"VLOOKUP(OFFSET($B:$B,,MATCH(G$4,$B$4:$F$4,0)-1),OFFSET('C. PoC Adj Factor Scoring'!$E$5:$J$282,,MATCH(G$4,'C. PoC Adj Factor Scoring'!$E$3:$AH$3,0)-1),MATCH(G$2&\" Score\",'C. PoC Adj Factor Scoring'!$E$4:$J$4,0),TRUE)","v":2},null,null,null,null,{"$f":"VLOOKUP(OFFSET($B:$B,,MATCH(L$4,$B$4:$F$4,0)-1),OFFSET('C. PoC Adj Factor Scoring'!$E$5:$J$282,,MATCH(L$4,'C. PoC Adj Factor Scoring'!$E$3:$AH$3,0)-1),MATCH(L$2&\" Score\",'C. PoC Adj Factor Scoring'!$E$4:$J$4,0),TRUE)","v":2},null,null,null,null,{"$f":"VLOOKUP(OFFSET($B:$B,,MATCH(Q$4,$B$4:$F$4,0)-1),OFFSET('C. PoC Adj Factor Scoring'!$E$5:$J$282,,MATCH(Q$4,'C. PoC Adj Factor Scoring'!$E$3:$AH$3,0)-1),MATCH(Q$2&\" Score\",'C. PoC Adj Factor Scoring'!$E$4:$J$4,0),TRUE)","v":2},null,null,null,null,{"$f":"VLOOKUP(OFFSET($B:$B,,MATCH(V$4,$B$4:$F$4,0)-1),OFFSET('C. PoC Adj Factor Scoring'!$E$5:$J$282,,MATCH(V$4,'C. PoC Adj Factor Scoring'!$E$3:$AH$3,0)-1),MATCH(V$2&\" Score\",'C. PoC Adj Factor Scoring'!$E$4:$J$4,0),TRUE)","v":2},null,null,null,null,{"$f":"VLOOKUP(OFFSET($B:$B,,MATCH(AA$4,$B$4:$F$4,0)-1),OFFSET('C. PoC Adj Factor Scoring'!$E$5:$J$282,,MATCH(AA$4,'C. PoC Adj Factor Scoring'!$E$3:$AH$3,0)-1),MATCH(AA$2&\" Score\",'C. PoC Adj Factor Scoring'!$E$4:$J$4,0),TRUE)","v":0}]
[{"$f":"'A. Population Info'!A288","v":283},{"$f":"'A. Population Info'!L288","v":2},null,null,null,null,{"$f":"VLOOKUP(OFFSET($B:$B,,MATCH(G$4,$B$4:$F$4,0)-1),OFFSET('C. PoC Adj Factor Scoring'!$E$5:$J$282,,MATCH(G$4,'C. PoC Adj Factor Scoring'!$E$3:$AH$3,0)-1),MATCH(G$2&\" Score\",'C. PoC Adj Factor Scoring'!$E$4:$J$4,0),TRUE)","v":2},null,null,null,null,{"$f":"VLOOKUP(OFFSET($B:$B,,MATCH(L$4,$B$4:$F$4,0)-1),OFFSET('C. PoC Adj Factor Scoring'!$E$5:$J$282,,MATCH(L$4,'C. PoC Adj Factor Scoring'!$E$3:$AH$3,0)-1),MATCH(L$2&\" Score\",'C. PoC Adj Factor Scoring'!$E$4:$J$4,0),TRUE)","v":2},null,null,null,null,{"$f":"VLOOKUP(OFFSET($B:$B,,MATCH(Q$4,$B$4:$F$4,0)-1),OFFSET('C. PoC Adj Factor Scoring'!$E$5:$J$282,,MATCH(Q$4,'C. PoC Adj Factor Scoring'!$E$3:$AH$3,0)-1),MATCH(Q$2&\" Score\",'C. PoC Adj Factor Scoring'!$E$4:$J$4,0),TRUE)","v":2},null,null,null,null,{"$f":"VLOOKUP(OFFSET($B:$B,,MATCH(V$4,$B$4:$F$4,0)-1),OFFSET('C. PoC Adj Factor Scoring'!$E$5:$J$282,,MATCH(V$4,'C. PoC Adj Factor Scoring'!$E$3:$AH$3,0)-1),MATCH(V$2&\" Score\",'C. PoC Adj Factor Scoring'!$E$4:$J$4,0),TRUE)","v":2},null,null,null,null,{"$f":"VLOOKUP(OFFSET($B:$B,,MATCH(AA$4,$B$4:$F$4,0)-1),OFFSET('C. PoC Adj Factor Scoring'!$E$5:$J$282,,MATCH(AA$4,'C. PoC Adj Factor Scoring'!$E$3:$AH$3,0)-1),MATCH(AA$2&\" Score\",'C. PoC Adj Factor Scoring'!$E$4:$J$4,0),TRUE)","v":0}]
[{"$f":"'A. Population Info'!A289","v":284},{"$f":"'A. Population Info'!L289","v":2},null,null,null,null,{"$f":"VLOOKUP(OFFSET($B:$B,,MATCH(G$4,$B$4:$F$4,0)-1),OFFSET('C. PoC Adj Factor Scoring'!$E$5:$J$282,,MATCH(G$4,'C. PoC Adj Factor Scoring'!$E$3:$AH$3,0)-1),MATCH(G$2&\" Score\",'C. PoC Adj Factor Scoring'!$E$4:$J$4,0),TRUE)","v":2},null,null,null,null,{"$f":"VLOOKUP(OFFSET($B:$B,,MATCH(L$4,$B$4:$F$4,0)-1),OFFSET('C. PoC Adj Factor Scoring'!$E$5:$J$282,,MATCH(L$4,'C. PoC Adj Factor Scoring'!$E$3:$AH$3,0)-1),MATCH(L$2&\" Score\",'C. PoC Adj Factor Scoring'!$E$4:$J$4,0),TRUE)","v":2},null,null,null,null,{"$f":"VLOOKUP(OFFSET($B:$B,,MATCH(Q$4,$B$4:$F$4,0)-1),OFFSET('C. PoC Adj Factor Scoring'!$E$5:$J$282,,MATCH(Q$4,'C. PoC Adj Factor Scoring'!$E$3:$AH$3,0)-1),MATCH(Q$2&\" Score\",'C. PoC Adj Factor Scoring'!$E$4:$J$4,0),TRUE)","v":2},null,null,null,null,{"$f":"VLOOKUP(OFFSET($B:$B,,MATCH(V$4,$B$4:$F$4,0)-1),OFFSET('C. PoC Adj Factor Scoring'!$E$5:$J$282,,MATCH(V$4,'C. PoC Adj Factor Scoring'!$E$3:$AH$3,0)-1),MATCH(V$2&\" Score\",'C. PoC Adj Factor Scoring'!$E$4:$J$4,0),TRUE)","v":2},null,null,null,null,{"$f":"VLOOKUP(OFFSET($B:$B,,MATCH(AA$4,$B$4:$F$4,0)-1),OFFSET('C. PoC Adj Factor Scoring'!$E$5:$J$282,,MATCH(AA$4,'C. PoC Adj Factor Scoring'!$E$3:$AH$3,0)-1),MATCH(AA$2&\" Score\",'C. PoC Adj Factor Scoring'!$E$4:$J$4,0),TRUE)","v":0}]
[{"$f":"'A. Population Info'!A290","v":285},{"$f":"'A. Population Info'!L290","v":1},null,null,null,null,{"$f":"VLOOKUP(OFFSET($B:$B,,MATCH(G$4,$B$4:$F$4,0)-1),OFFSET('C. PoC Adj Factor Scoring'!$E$5:$J$282,,MATCH(G$4,'C. PoC Adj Factor Scoring'!$E$3:$AH$3,0)-1),MATCH(G$2&\" Score\",'C. PoC Adj Factor Scoring'!$E$4:$J$4,0),TRUE)","v":1},null,null,null,null,{"$f":"VLOOKUP(OFFSET($B:$B,,MATCH(L$4,$B$4:$F$4,0)-1),OFFSET('C. PoC Adj Factor Scoring'!$E$5:$J$282,,MATCH(L$4,'C. PoC Adj Factor Scoring'!$E$3:$AH$3,0)-1),MATCH(L$2&\" Score\",'C. PoC Adj Factor Scoring'!$E$4:$J$4,0),TRUE)","v":1},null,null,null,null,{"$f":"VLOOKUP(OFFSET($B:$B,,MATCH(Q$4,$B$4:$F$4,0)-1),OFFSET('C. PoC Adj Factor Scoring'!$E$5:$J$282,,MATCH(Q$4,'C. PoC Adj Factor Scoring'!$E$3:$AH$3,0)-1),MATCH(Q$2&\" Score\",'C. PoC Adj Factor Scoring'!$E$4:$J$4,0),TRUE)","v":1},null,null,null,null,{"$f":"VLOOKUP(OFFSET($B:$B,,MATCH(V$4,$B$4:$F$4,0)-1),OFFSET('C. PoC Adj Factor Scoring'!$E$5:$J$282,,MATCH(V$4,'C. PoC Adj Factor Scoring'!$E$3:$AH$3,0)-1),MATCH(V$2&\" Score\",'C. PoC Adj Factor Scoring'!$E$4:$J$4,0),TRUE)","v":1},null,null,null,null,{"$f":"VLOOKUP(OFFSET($B:$B,,MATCH(AA$4,$B$4:$F$4,0)-1),OFFSET('C. PoC Adj Factor Scoring'!$E$5:$J$282,,MATCH(AA$4,'C. PoC Adj Factor Scoring'!$E$3:$AH$3,0)-1),MATCH(AA$2&\" Score\",'C. PoC Adj Factor Scoring'!$E$4:$J$4,0),TRUE)","v":0}]
[{"$f":"'A. Population Info'!A291","v":286},{"$f":"'A. Population Info'!L291","v":2},null,null,null,null,{"$f":"VLOOKUP(OFFSET($B:$B,,MATCH(G$4,$B$4:$F$4,0)-1),OFFSET('C. PoC Adj Factor Scoring'!$E$5:$J$282,,MATCH(G$4,'C. PoC Adj Factor Scoring'!$E$3:$AH$3,0)-1),MATCH(G$2&\" Score\",'C. PoC Adj Factor Scoring'!$E$4:$J$4,0),TRUE)","v":2},null,null,null,null,{"$f":"VLOOKUP(OFFSET($B:$B,,MATCH(L$4,$B$4:$F$4,0)-1),OFFSET('C. PoC Adj Factor Scoring'!$E$5:$J$282,,MATCH(L$4,'C. PoC Adj Factor Scoring'!$E$3:$AH$3,0)-1),MATCH(L$2&\" Score\",'C. PoC Adj Factor Scoring'!$E$4:$J$4,0),TRUE)","v":2},null,null,null,null,{"$f":"VLOOKUP(OFFSET($B:$B,,MATCH(Q$4,$B$4:$F$4,0)-1),OFFSET('C. PoC Adj Factor Scoring'!$E$5:$J$282,,MATCH(Q$4,'C. PoC Adj Factor Scoring'!$E$3:$AH$3,0)-1),MATCH(Q$2&\" Score\",'C. PoC Adj Factor Scoring'!$E$4:$J$4,0),TRUE)","v":2},null,null,null,null,{"$f":"VLOOKUP(OFFSET($B:$B,,MATCH(V$4,$B$4:$F$4,0)-1),OFFSET('C. PoC Adj Factor Scoring'!$E$5:$J$282,,MATCH(V$4,'C. PoC Adj Factor Scoring'!$E$3:$AH$3,0)-1),MATCH(V$2&\" Score\",'C. PoC Adj Factor Scoring'!$E$4:$J$4,0),TRUE)","v":2},null,null,null,null,{"$f":"VLOOKUP(OFFSET($B:$B,,MATCH(AA$4,$B$4:$F$4,0)-1),OFFSET('C. PoC Adj Factor Scoring'!$E$5:$J$282,,MATCH(AA$4,'C. PoC Adj Factor Scoring'!$E$3:$AH$3,0)-1),MATCH(AA$2&\" Score\",'C. PoC Adj Factor Scoring'!$E$4:$J$4,0),TRUE)","v":0}]
[{"$f":"'A. Population Info'!A292","v":287},{"$f":"'A. Population Info'!L292","v":1},null,null,null,null,{"$f":"VLOOKUP(OFFSET($B:$B,,MATCH(G$4,$B$4:$F$4,0)-1),OFFSET('C. PoC Adj Factor Scoring'!$E$5:$J$282,,MATCH(G$4,'C. PoC Adj Factor Scoring'!$E$3:$AH$3,0)-1),MATCH(G$2&\" Score\",'C. PoC Adj Factor Scoring'!$E$4:$J$4,0),TRUE)","v":1},null,null,null,null,{"$f":"VLOOKUP(OFFSET($B:$B,,MATCH(L$4,$B$4:$F$4,0)-1),OFFSET('C. PoC Adj Factor Scoring'!$E$5:$J$282,,MATCH(L$4,'C. PoC Adj Factor Scoring'!$E$3:$AH$3,0)-1),MATCH(L$2&\" Score\",'C. PoC Adj Factor Scoring'!$E$4:$J$4,0),TRUE)","v":1},null,null,null,null,{"$f":"VLOOKUP(OFFSET($B:$B,,MATCH(Q$4,$B$4:$F$4,0)-1),OFFSET('C. PoC Adj Factor Scoring'!$E$5:$J$282,,MATCH(Q$4,'C. PoC Adj Factor Scoring'!$E$3:$AH$3,0)-1),MATCH(Q$2&\" Score\",'C. PoC Adj Factor Scoring'!$E$4:$J$4,0),TRUE)","v":1},null,null,null,null,{"$f":"VLOOKUP(OFFSET($B:$B,,MATCH(V$4,$B$4:$F$4,0)-1),OFFSET('C. PoC Adj Factor Scoring'!$E$5:$J$282,,MATCH(V$4,'C. PoC Adj Factor Scoring'!$E$3:$AH$3,0)-1),MATCH(V$2&\" Score\",'C. PoC Adj Factor Scoring'!$E$4:$J$4,0),TRUE)","v":1},null,null,null,null,{"$f":"VLOOKUP(OFFSET($B:$B,,MATCH(AA$4,$B$4:$F$4,0)-1),OFFSET('C. PoC Adj Factor Scoring'!$E$5:$J$282,,MATCH(AA$4,'C. PoC Adj Factor Scoring'!$E$3:$AH$3,0)-1),MATCH(AA$2&\" Score\",'C. PoC Adj Factor Scoring'!$E$4:$J$4,0),TRUE)","v":0}]
[{"$f":"'A. Population Info'!A293","v":288},{"$f":"'A. Population Info'!L293","v":2},null,null,null,null,{"$f":"VLOOKUP(OFFSET($B:$B,,MATCH(G$4,$B$4:$F$4,0)-1),OFFSET('C. PoC Adj Factor Scoring'!$E$5:$J$282,,MATCH(G$4,'C. PoC Adj Factor Scoring'!$E$3:$AH$3,0)-1),MATCH(G$2&\" Score\",'C. PoC Adj Factor Scoring'!$E$4:$J$4,0),TRUE)","v":2},null,null,null,null,{"$f":"VLOOKUP(OFFSET($B:$B,,MATCH(L$4,$B$4:$F$4,0)-1),OFFSET('C. PoC Adj Factor Scoring'!$E$5:$J$282,,MATCH(L$4,'C. PoC Adj Factor Scoring'!$E$3:$AH$3,0)-1),MATCH(L$2&\" Score\",'C. PoC Adj Factor Scoring'!$E$4:$J$4,0),TRUE)","v":2},null,null,null,null,{"$f":"VLOOKUP(OFFSET($B:$B,,MATCH(Q$4,$B$4:$F$4,0)-1),OFFSET('C. PoC Adj Factor Scoring'!$E$5:$J$282,,MATCH(Q$4,'C. PoC Adj Factor Scoring'!$E$3:$AH$3,0)-1),MATCH(Q$2&\" Score\",'C. PoC Adj Factor Scoring'!$E$4:$J$4,0),TRUE)","v":2},null,null,null,null,{"$f":"VLOOKUP(OFFSET($B:$B,,MATCH(V$4,$B$4:$F$4,0)-1),OFFSET('C. PoC Adj Factor Scoring'!$E$5:$J$282,,MATCH(V$4,'C. PoC Adj Factor Scoring'!$E$3:$AH$3,0)-1),MATCH(V$2&\" Score\",'C. PoC Adj Factor Scoring'!$E$4:$J$4,0),TRUE)","v":2},null,null,null,null,{"$f":"VLOOKUP(OFFSET($B:$B,,MATCH(AA$4,$B$4:$F$4,0)-1),OFFSET('C. PoC Adj Factor Scoring'!$E$5:$J$282,,MATCH(AA$4,'C. PoC Adj Factor Scoring'!$E$3:$AH$3,0)-1),MATCH(AA$2&\" Score\",'C. PoC Adj Factor Scoring'!$E$4:$J$4,0),TRUE)","v":0}]
[{"$f":"'A. Population Info'!A294","v":289},{"$f":"'A. Population Info'!L294","v":4},null,null,null,null,{"$f":"VLOOKUP(OFFSET($B:$B,,MATCH(G$4,$B$4:$F$4,0)-1),OFFSET('C. PoC Adj Factor Scoring'!$E$5:$J$282,,MATCH(G$4,'C. PoC Adj Factor Scoring'!$E$3:$AH$3,0)-1),MATCH(G$2&\" Score\",'C. PoC Adj Factor Scoring'!$E$4:$J$4,0),TRUE)","v":4},null,null,null,null,{"$f":"VLOOKUP(OFFSET($B:$B,,MATCH(L$4,$B$4:$F$4,0)-1),OFFSET('C. PoC Adj Factor Scoring'!$E$5:$J$282,,MATCH(L$4,'C. PoC Adj Factor Scoring'!$E$3:$AH$3,0)-1),MATCH(L$2&\" Score\",'C. PoC Adj Factor Scoring'!$E$4:$J$4,0),TRUE)","v":4},null,null,null,null,{"$f":"VLOOKUP(OFFSET($B:$B,,MATCH(Q$4,$B$4:$F$4,0)-1),OFFSET('C. PoC Adj Factor Scoring'!$E$5:$J$282,,MATCH(Q$4,'C. PoC Adj Factor Scoring'!$E$3:$AH$3,0)-1),MATCH(Q$2&\" Score\",'C. PoC Adj Factor Scoring'!$E$4:$J$4,0),TRUE)","v":4},null,null,null,null,{"$f":"VLOOKUP(OFFSET($B:$B,,MATCH(V$4,$B$4:$F$4,0)-1),OFFSET('C. PoC Adj Factor Scoring'!$E$5:$J$282,,MATCH(V$4,'C. PoC Adj Factor Scoring'!$E$3:$AH$3,0)-1),MATCH(V$2&\" Score\",'C. PoC Adj Factor Scoring'!$E$4:$J$4,0),TRUE)","v":4},null,null,null,null,{"$f":"VLOOKUP(OFFSET($B:$B,,MATCH(AA$4,$B$4:$F$4,0)-1),OFFSET('C. PoC Adj Factor Scoring'!$E$5:$J$282,,MATCH(AA$4,'C. PoC Adj Factor Scoring'!$E$3:$AH$3,0)-1),MATCH(AA$2&\" Score\",'C. PoC Adj Factor Scoring'!$E$4:$J$4,0),TRUE)","v":0}]
[{"$f":"'A. Population Info'!A295","v":290},{"$f":"'A. Population Info'!L295","v":2},null,null,null,null,{"$f":"VLOOKUP(OFFSET($B:$B,,MATCH(G$4,$B$4:$F$4,0)-1),OFFSET('C. PoC Adj Factor Scoring'!$E$5:$J$282,,MATCH(G$4,'C. PoC Adj Factor Scoring'!$E$3:$AH$3,0)-1),MATCH(G$2&\" Score\",'C. PoC Adj Factor Scoring'!$E$4:$J$4,0),TRUE)","v":2},null,null,null,null,{"$f":"VLOOKUP(OFFSET($B:$B,,MATCH(L$4,$B$4:$F$4,0)-1),OFFSET('C. PoC Adj Factor Scoring'!$E$5:$J$282,,MATCH(L$4,'C. PoC Adj Factor Scoring'!$E$3:$AH$3,0)-1),MATCH(L$2&\" Score\",'C. PoC Adj Factor Scoring'!$E$4:$J$4,0),TRUE)","v":2},null,null,null,null,{"$f":"VLOOKUP(OFFSET($B:$B,,MATCH(Q$4,$B$4:$F$4,0)-1),OFFSET('C. PoC Adj Factor Scoring'!$E$5:$J$282,,MATCH(Q$4,'C. PoC Adj Factor Scoring'!$E$3:$AH$3,0)-1),MATCH(Q$2&\" Score\",'C. PoC Adj Factor Scoring'!$E$4:$J$4,0),TRUE)","v":2},null,null,null,null,{"$f":"VLOOKUP(OFFSET($B:$B,,MATCH(V$4,$B$4:$F$4,0)-1),OFFSET('C. PoC Adj Factor Scoring'!$E$5:$J$282,,MATCH(V$4,'C. PoC Adj Factor Scoring'!$E$3:$AH$3,0)-1),MATCH(V$2&\" Score\",'C. PoC Adj Factor Scoring'!$E$4:$J$4,0),TRUE)","v":2},null,null,null,null,{"$f":"VLOOKUP(OFFSET($B:$B,,MATCH(AA$4,$B$4:$F$4,0)-1),OFFSET('C. PoC Adj Factor Scoring'!$E$5:$J$282,,MATCH(AA$4,'C. PoC Adj Factor Scoring'!$E$3:$AH$3,0)-1),MATCH(AA$2&\" Score\",'C. PoC Adj Factor Scoring'!$E$4:$J$4,0),TRUE)","v":0}]
[{"$f":"'A. Population Info'!A296","v":291},{"$f":"'A. Population Info'!L296","v":2},null,null,null,null,{"$f":"VLOOKUP(OFFSET($B:$B,,MATCH(G$4,$B$4:$F$4,0)-1),OFFSET('C. PoC Adj Factor Scoring'!$E$5:$J$282,,MATCH(G$4,'C. PoC Adj Factor Scoring'!$E$3:$AH$3,0)-1),MATCH(G$2&\" Score\",'C. PoC Adj Factor Scoring'!$E$4:$J$4,0),TRUE)","v":2},null,null,null,null,{"$f":"VLOOKUP(OFFSET($B:$B,,MATCH(L$4,$B$4:$F$4,0)-1),OFFSET('C. PoC Adj Factor Scoring'!$E$5:$J$282,,MATCH(L$4,'C. PoC Adj Factor Scoring'!$E$3:$AH$3,0)-1),MATCH(L$2&\" Score\",'C. PoC Adj Factor Scoring'!$E$4:$J$4,0),TRUE)","v":2},null,null,null,null,{"$f":"VLOOKUP(OFFSET($B:$B,,MATCH(Q$4,$B$4:$F$4,0)-1),OFFSET('C. PoC Adj Factor Scoring'!$E$5:$J$282,,MATCH(Q$4,'C. PoC Adj Factor Scoring'!$E$3:$AH$3,0)-1),MATCH(Q$2&\" Score\",'C. PoC Adj Factor Scoring'!$E$4:$J$4,0),TRUE)","v":2},null,null,null,null,{"$f":"VLOOKUP(OFFSET($B:$B,,MATCH(V$4,$B$4:$F$4,0)-1),OFFSET('C. PoC Adj Factor Scoring'!$E$5:$J$282,,MATCH(V$4,'C. PoC Adj Factor Scoring'!$E$3:$AH$3,0)-1),MATCH(V$2&\" Score\",'C. PoC Adj Factor Scoring'!$E$4:$J$4,0),TRUE)","v":2},null,null,null,null,{"$f":"VLOOKUP(OFFSET($B:$B,,MATCH(AA$4,$B$4:$F$4,0)-1),OFFSET('C. PoC Adj Factor Scoring'!$E$5:$J$282,,MATCH(AA$4,'C. PoC Adj Factor Scoring'!$E$3:$AH$3,0)-1),MATCH(AA$2&\" Score\",'C. PoC Adj Factor Scoring'!$E$4:$J$4,0),TRUE)","v":0}]
[{"$f":"'A. Population Info'!A297","v":292},{"$f":"'A. Population Info'!L297","v":2},null,null,null,null,{"$f":"VLOOKUP(OFFSET($B:$B,,MATCH(G$4,$B$4:$F$4,0)-1),OFFSET('C. PoC Adj Factor Scoring'!$E$5:$J$282,,MATCH(G$4,'C. PoC Adj Factor Scoring'!$E$3:$AH$3,0)-1),MATCH(G$2&\" Score\",'C. PoC Adj Factor Scoring'!$E$4:$J$4,0),TRUE)","v":2},null,null,null,null,{"$f":"VLOOKUP(OFFSET($B:$B,,MATCH(L$4,$B$4:$F$4,0)-1),OFFSET('C. PoC Adj Factor Scoring'!$E$5:$J$282,,MATCH(L$4,'C. PoC Adj Factor Scoring'!$E$3:$AH$3,0)-1),MATCH(L$2&\" Score\",'C. PoC Adj Factor Scoring'!$E$4:$J$4,0),TRUE)","v":2},null,null,null,null,{"$f":"VLOOKUP(OFFSET($B:$B,,MATCH(Q$4,$B$4:$F$4,0)-1),OFFSET('C. PoC Adj Factor Scoring'!$E$5:$J$282,,MATCH(Q$4,'C. PoC Adj Factor Scoring'!$E$3:$AH$3,0)-1),MATCH(Q$2&\" Score\",'C. PoC Adj Factor Scoring'!$E$4:$J$4,0),TRUE)","v":2},null,null,null,null,{"$f":"VLOOKUP(OFFSET($B:$B,,MATCH(V$4,$B$4:$F$4,0)-1),OFFSET('C. PoC Adj Factor Scoring'!$E$5:$J$282,,MATCH(V$4,'C. PoC Adj Factor Scoring'!$E$3:$AH$3,0)-1),MATCH(V$2&\" Score\",'C. PoC Adj Factor Scoring'!$E$4:$J$4,0),TRUE)","v":2},null,null,null,null,{"$f":"VLOOKUP(OFFSET($B:$B,,MATCH(AA$4,$B$4:$F$4,0)-1),OFFSET('C. PoC Adj Factor Scoring'!$E$5:$J$282,,MATCH(AA$4,'C. PoC Adj Factor Scoring'!$E$3:$AH$3,0)-1),MATCH(AA$2&\" Score\",'C. PoC Adj Factor Scoring'!$E$4:$J$4,0),TRUE)","v":0}]
[{"$f":"'A. Population Info'!A298","v":293},{"$f":"'A. Population Info'!L298","v":1},null,null,null,null,{"$f":"VLOOKUP(OFFSET($B:$B,,MATCH(G$4,$B$4:$F$4,0)-1),OFFSET('C. PoC Adj Factor Scoring'!$E$5:$J$282,,MATCH(G$4,'C. PoC Adj Factor Scoring'!$E$3:$AH$3,0)-1),MATCH(G$2&\" Score\",'C. PoC Adj Factor Scoring'!$E$4:$J$4,0),TRUE)","v":1},null,null,null,null,{"$f":"VLOOKUP(OFFSET($B:$B,,MATCH(L$4,$B$4:$F$4,0)-1),OFFSET('C. PoC Adj Factor Scoring'!$E$5:$J$282,,MATCH(L$4,'C. PoC Adj Factor Scoring'!$E$3:$AH$3,0)-1),MATCH(L$2&\" Score\",'C. PoC Adj Factor Scoring'!$E$4:$J$4,0),TRUE)","v":1},null,null,null,null,{"$f":"VLOOKUP(OFFSET($B:$B,,MATCH(Q$4,$B$4:$F$4,0)-1),OFFSET('C. PoC Adj Factor Scoring'!$E$5:$J$282,,MATCH(Q$4,'C. PoC Adj Factor Scoring'!$E$3:$AH$3,0)-1),MATCH(Q$2&\" Score\",'C. PoC Adj Factor Scoring'!$E$4:$J$4,0),TRUE)","v":1},null,null,null,null,{"$f":"VLOOKUP(OFFSET($B:$B,,MATCH(V$4,$B$4:$F$4,0)-1),OFFSET('C. PoC Adj Factor Scoring'!$E$5:$J$282,,MATCH(V$4,'C. PoC Adj Factor Scoring'!$E$3:$AH$3,0)-1),MATCH(V$2&\" Score\",'C. PoC Adj Factor Scoring'!$E$4:$J$4,0),TRUE)","v":1},null,null,null,null,{"$f":"VLOOKUP(OFFSET($B:$B,,MATCH(AA$4,$B$4:$F$4,0)-1),OFFSET('C. PoC Adj Factor Scoring'!$E$5:$J$282,,MATCH(AA$4,'C. PoC Adj Factor Scoring'!$E$3:$AH$3,0)-1),MATCH(AA$2&\" Score\",'C. PoC Adj Factor Scoring'!$E$4:$J$4,0),TRUE)","v":0}]
[{"$f":"'A. Population Info'!A299","v":294},{"$f":"'A. Population Info'!L299","v":2},null,null,null,null,{"$f":"VLOOKUP(OFFSET($B:$B,,MATCH(G$4,$B$4:$F$4,0)-1),OFFSET('C. PoC Adj Factor Scoring'!$E$5:$J$282,,MATCH(G$4,'C. PoC Adj Factor Scoring'!$E$3:$AH$3,0)-1),MATCH(G$2&\" Score\",'C. PoC Adj Factor Scoring'!$E$4:$J$4,0),TRUE)","v":2},null,null,null,null,{"$f":"VLOOKUP(OFFSET($B:$B,,MATCH(L$4,$B$4:$F$4,0)-1),OFFSET('C. PoC Adj Factor Scoring'!$E$5:$J$282,,MATCH(L$4,'C. PoC Adj Factor Scoring'!$E$3:$AH$3,0)-1),MATCH(L$2&\" Score\",'C. PoC Adj Factor Scoring'!$E$4:$J$4,0),TRUE)","v":2},null,null,null,null,{"$f":"VLOOKUP(OFFSET($B:$B,,MATCH(Q$4,$B$4:$F$4,0)-1),OFFSET('C. PoC Adj Factor Scoring'!$E$5:$J$282,,MATCH(Q$4,'C. PoC Adj Factor Scoring'!$E$3:$AH$3,0)-1),MATCH(Q$2&\" Score\",'C. PoC Adj Factor Scoring'!$E$4:$J$4,0),TRUE)","v":2},null,null,null,null,{"$f":"VLOOKUP(OFFSET($B:$B,,MATCH(V$4,$B$4:$F$4,0)-1),OFFSET('C. PoC Adj Factor Scoring'!$E$5:$J$282,,MATCH(V$4,'C. PoC Adj Factor Scoring'!$E$3:$AH$3,0)-1),MATCH(V$2&\" Score\",'C. PoC Adj Factor Scoring'!$E$4:$J$4,0),TRUE)","v":2},null,null,null,null,{"$f":"VLOOKUP(OFFSET($B:$B,,MATCH(AA$4,$B$4:$F$4,0)-1),OFFSET('C. PoC Adj Factor Scoring'!$E$5:$J$282,,MATCH(AA$4,'C. PoC Adj Factor Scoring'!$E$3:$AH$3,0)-1),MATCH(AA$2&\" Score\",'C. PoC Adj Factor Scoring'!$E$4:$J$4,0),TRUE)","v":0}]
[{"$f":"'A. Population Info'!A300","v":295},{"$f":"'A. Population Info'!L300","v":1},null,null,null,null,{"$f":"VLOOKUP(OFFSET($B:$B,,MATCH(G$4,$B$4:$F$4,0)-1),OFFSET('C. PoC Adj Factor Scoring'!$E$5:$J$282,,MATCH(G$4,'C. PoC Adj Factor Scoring'!$E$3:$AH$3,0)-1),MATCH(G$2&\" Score\",'C. PoC Adj Factor Scoring'!$E$4:$J$4,0),TRUE)","v":1},null,null,null,null,{"$f":"VLOOKUP(OFFSET($B:$B,,MATCH(L$4,$B$4:$F$4,0)-1),OFFSET('C. PoC Adj Factor Scoring'!$E$5:$J$282,,MATCH(L$4,'C. PoC Adj Factor Scoring'!$E$3:$AH$3,0)-1),MATCH(L$2&\" Score\",'C. PoC Adj Factor Scoring'!$E$4:$J$4,0),TRUE)","v":1},null,null,null,null,{"$f":"VLOOKUP(OFFSET($B:$B,,MATCH(Q$4,$B$4:$F$4,0)-1),OFFSET('C. PoC Adj Factor Scoring'!$E$5:$J$282,,MATCH(Q$4,'C. PoC Adj Factor Scoring'!$E$3:$AH$3,0)-1),MATCH(Q$2&\" Score\",'C. PoC Adj Factor Scoring'!$E$4:$J$4,0),TRUE)","v":1},null,null,null,null,{"$f":"VLOOKUP(OFFSET($B:$B,,MATCH(V$4,$B$4:$F$4,0)-1),OFFSET('C. PoC Adj Factor Scoring'!$E$5:$J$282,,MATCH(V$4,'C. PoC Adj Factor Scoring'!$E$3:$AH$3,0)-1),MATCH(V$2&\" Score\",'C. PoC Adj Factor Scoring'!$E$4:$J$4,0),TRUE)","v":1},null,null,null,null,{"$f":"VLOOKUP(OFFSET($B:$B,,MATCH(AA$4,$B$4:$F$4,0)-1),OFFSET('C. PoC Adj Factor Scoring'!$E$5:$J$282,,MATCH(AA$4,'C. PoC Adj Factor Scoring'!$E$3:$AH$3,0)-1),MATCH(AA$2&\" Score\",'C. PoC Adj Factor Scoring'!$E$4:$J$4,0),TRUE)","v":0}]
[{"$f":"'A. Population Info'!A301","v":296},{"$f":"'A. Population Info'!L301","v":2},null,null,null,null,{"$f":"VLOOKUP(OFFSET($B:$B,,MATCH(G$4,$B$4:$F$4,0)-1),OFFSET('C. PoC Adj Factor Scoring'!$E$5:$J$282,,MATCH(G$4,'C. PoC Adj Factor Scoring'!$E$3:$AH$3,0)-1),MATCH(G$2&\" Score\",'C. PoC Adj Factor Scoring'!$E$4:$J$4,0),TRUE)","v":2},null,null,null,null,{"$f":"VLOOKUP(OFFSET($B:$B,,MATCH(L$4,$B$4:$F$4,0)-1),OFFSET('C. PoC Adj Factor Scoring'!$E$5:$J$282,,MATCH(L$4,'C. PoC Adj Factor Scoring'!$E$3:$AH$3,0)-1),MATCH(L$2&\" Score\",'C. PoC Adj Factor Scoring'!$E$4:$J$4,0),TRUE)","v":2},null,null,null,null,{"$f":"VLOOKUP(OFFSET($B:$B,,MATCH(Q$4,$B$4:$F$4,0)-1),OFFSET('C. PoC Adj Factor Scoring'!$E$5:$J$282,,MATCH(Q$4,'C. PoC Adj Factor Scoring'!$E$3:$AH$3,0)-1),MATCH(Q$2&\" Score\",'C. PoC Adj Factor Scoring'!$E$4:$J$4,0),TRUE)","v":2},null,null,null,null,{"$f":"VLOOKUP(OFFSET($B:$B,,MATCH(V$4,$B$4:$F$4,0)-1),OFFSET('C. PoC Adj Factor Scoring'!$E$5:$J$282,,MATCH(V$4,'C. PoC Adj Factor Scoring'!$E$3:$AH$3,0)-1),MATCH(V$2&\" Score\",'C. PoC Adj Factor Scoring'!$E$4:$J$4,0),TRUE)","v":2},null,null,null,null,{"$f":"VLOOKUP(OFFSET($B:$B,,MATCH(AA$4,$B$4:$F$4,0)-1),OFFSET('C. PoC Adj Factor Scoring'!$E$5:$J$282,,MATCH(AA$4,'C. PoC Adj Factor Scoring'!$E$3:$AH$3,0)-1),MATCH(AA$2&\" Score\",'C. PoC Adj Factor Scoring'!$E$4:$J$4,0),TRUE)","v":0}]
[{"$f":"'A. Population Info'!A302","v":297},{"$f":"'A. Population Info'!L302","v":2},null,null,null,null,{"$f":"VLOOKUP(OFFSET($B:$B,,MATCH(G$4,$B$4:$F$4,0)-1),OFFSET('C. PoC Adj Factor Scoring'!$E$5:$J$282,,MATCH(G$4,'C. PoC Adj Factor Scoring'!$E$3:$AH$3,0)-1),MATCH(G$2&\" Score\",'C. PoC Adj Factor Scoring'!$E$4:$J$4,0),TRUE)","v":2},null,null,null,null,{"$f":"VLOOKUP(OFFSET($B:$B,,MATCH(L$4,$B$4:$F$4,0)-1),OFFSET('C. PoC Adj Factor Scoring'!$E$5:$J$282,,MATCH(L$4,'C. PoC Adj Factor Scoring'!$E$3:$AH$3,0)-1),MATCH(L$2&\" Score\",'C. PoC Adj Factor Scoring'!$E$4:$J$4,0),TRUE)","v":2},null,null,null,null,{"$f":"VLOOKUP(OFFSET($B:$B,,MATCH(Q$4,$B$4:$F$4,0)-1),OFFSET('C. PoC Adj Factor Scoring'!$E$5:$J$282,,MATCH(Q$4,'C. PoC Adj Factor Scoring'!$E$3:$AH$3,0)-1),MATCH(Q$2&\" Score\",'C. PoC Adj Factor Scoring'!$E$4:$J$4,0),TRUE)","v":2},null,null,null,null,{"$f":"VLOOKUP(OFFSET($B:$B,,MATCH(V$4,$B$4:$F$4,0)-1),OFFSET('C. PoC Adj Factor Scoring'!$E$5:$J$282,,MATCH(V$4,'C. PoC Adj Factor Scoring'!$E$3:$AH$3,0)-1),MATCH(V$2&\" Score\",'C. PoC Adj Factor Scoring'!$E$4:$J$4,0),TRUE)","v":2},null,null,null,null,{"$f":"VLOOKUP(OFFSET($B:$B,,MATCH(AA$4,$B$4:$F$4,0)-1),OFFSET('C. PoC Adj Factor Scoring'!$E$5:$J$282,,MATCH(AA$4,'C. PoC Adj Factor Scoring'!$E$3:$AH$3,0)-1),MATCH(AA$2&\" Score\",'C. PoC Adj Factor Scoring'!$E$4:$J$4,0),TRUE)","v":0}]
[{"$f":"'A. Population Info'!A303","v":298},{"$f":"'A. Population Info'!L303","v":2},null,null,null,null,{"$f":"VLOOKUP(OFFSET($B:$B,,MATCH(G$4,$B$4:$F$4,0)-1),OFFSET('C. PoC Adj Factor Scoring'!$E$5:$J$282,,MATCH(G$4,'C. PoC Adj Factor Scoring'!$E$3:$AH$3,0)-1),MATCH(G$2&\" Score\",'C. PoC Adj Factor Scoring'!$E$4:$J$4,0),TRUE)","v":2},null,null,null,null,{"$f":"VLOOKUP(OFFSET($B:$B,,MATCH(L$4,$B$4:$F$4,0)-1),OFFSET('C. PoC Adj Factor Scoring'!$E$5:$J$282,,MATCH(L$4,'C. PoC Adj Factor Scoring'!$E$3:$AH$3,0)-1),MATCH(L$2&\" Score\",'C. PoC Adj Factor Scoring'!$E$4:$J$4,0),TRUE)","v":2},null,null,null,null,{"$f":"VLOOKUP(OFFSET($B:$B,,MATCH(Q$4,$B$4:$F$4,0)-1),OFFSET('C. PoC Adj Factor Scoring'!$E$5:$J$282,,MATCH(Q$4,'C. PoC Adj Factor Scoring'!$E$3:$AH$3,0)-1),MATCH(Q$2&\" Score\",'C. PoC Adj Factor Scoring'!$E$4:$J$4,0),TRUE)","v":2},null,null,null,null,{"$f":"VLOOKUP(OFFSET($B:$B,,MATCH(V$4,$B$4:$F$4,0)-1),OFFSET('C. PoC Adj Factor Scoring'!$E$5:$J$282,,MATCH(V$4,'C. PoC Adj Factor Scoring'!$E$3:$AH$3,0)-1),MATCH(V$2&\" Score\",'C. PoC Adj Factor Scoring'!$E$4:$J$4,0),TRUE)","v":2},null,null,null,null,{"$f":"VLOOKUP(OFFSET($B:$B,,MATCH(AA$4,$B$4:$F$4,0)-1),OFFSET('C. PoC Adj Factor Scoring'!$E$5:$J$282,,MATCH(AA$4,'C. PoC Adj Factor Scoring'!$E$3:$AH$3,0)-1),MATCH(AA$2&\" Score\",'C. PoC Adj Factor Scoring'!$E$4:$J$4,0),TRUE)","v":0}]
[{"$f":"'A. Population Info'!A304","v":299},{"$f":"'A. Population Info'!L304","v":2},null,null,null,null,{"$f":"VLOOKUP(OFFSET($B:$B,,MATCH(G$4,$B$4:$F$4,0)-1),OFFSET('C. PoC Adj Factor Scoring'!$E$5:$J$282,,MATCH(G$4,'C. PoC Adj Factor Scoring'!$E$3:$AH$3,0)-1),MATCH(G$2&\" Score\",'C. PoC Adj Factor Scoring'!$E$4:$J$4,0),TRUE)","v":2},null,null,null,null,{"$f":"VLOOKUP(OFFSET($B:$B,,MATCH(L$4,$B$4:$F$4,0)-1),OFFSET('C. PoC Adj Factor Scoring'!$E$5:$J$282,,MATCH(L$4,'C. PoC Adj Factor Scoring'!$E$3:$AH$3,0)-1),MATCH(L$2&\" Score\",'C. PoC Adj Factor Scoring'!$E$4:$J$4,0),TRUE)","v":2},null,null,null,null,{"$f":"VLOOKUP(OFFSET($B:$B,,MATCH(Q$4,$B$4:$F$4,0)-1),OFFSET('C. PoC Adj Factor Scoring'!$E$5:$J$282,,MATCH(Q$4,'C. PoC Adj Factor Scoring'!$E$3:$AH$3,0)-1),MATCH(Q$2&\" Score\",'C. PoC Adj Factor Scoring'!$E$4:$J$4,0),TRUE)","v":2},null,null,null,null,{"$f":"VLOOKUP(OFFSET($B:$B,,MATCH(V$4,$B$4:$F$4,0)-1),OFFSET('C. PoC Adj Factor Scoring'!$E$5:$J$282,,MATCH(V$4,'C. PoC Adj Factor Scoring'!$E$3:$AH$3,0)-1),MATCH(V$2&\" Score\",'C. PoC Adj Factor Scoring'!$E$4:$J$4,0),TRUE)","v":2},null,null,null,null,{"$f":"VLOOKUP(OFFSET($B:$B,,MATCH(AA$4,$B$4:$F$4,0)-1),OFFSET('C. PoC Adj Factor Scoring'!$E$5:$J$282,,MATCH(AA$4,'C. PoC Adj Factor Scoring'!$E$3:$AH$3,0)-1),MATCH(AA$2&\" Score\",'C. PoC Adj Factor Scoring'!$E$4:$J$4,0),TRUE)","v":0}]
[{"$f":"'A. Population Info'!A305","v":300},{"$f":"'A. Population Info'!L305","v":2},null,null,null,null,{"$f":"VLOOKUP(OFFSET($B:$B,,MATCH(G$4,$B$4:$F$4,0)-1),OFFSET('C. PoC Adj Factor Scoring'!$E$5:$J$282,,MATCH(G$4,'C. PoC Adj Factor Scoring'!$E$3:$AH$3,0)-1),MATCH(G$2&\" Score\",'C. PoC Adj Factor Scoring'!$E$4:$J$4,0),TRUE)","v":2},null,null,null,null,{"$f":"VLOOKUP(OFFSET($B:$B,,MATCH(L$4,$B$4:$F$4,0)-1),OFFSET('C. PoC Adj Factor Scoring'!$E$5:$J$282,,MATCH(L$4,'C. PoC Adj Factor Scoring'!$E$3:$AH$3,0)-1),MATCH(L$2&\" Score\",'C. PoC Adj Factor Scoring'!$E$4:$J$4,0),TRUE)","v":2},null,null,null,null,{"$f":"VLOOKUP(OFFSET($B:$B,,MATCH(Q$4,$B$4:$F$4,0)-1),OFFSET('C. PoC Adj Factor Scoring'!$E$5:$J$282,,MATCH(Q$4,'C. PoC Adj Factor Scoring'!$E$3:$AH$3,0)-1),MATCH(Q$2&\" Score\",'C. PoC Adj Factor Scoring'!$E$4:$J$4,0),TRUE)","v":2},null,null,null,null,{"$f":"VLOOKUP(OFFSET($B:$B,,MATCH(V$4,$B$4:$F$4,0)-1),OFFSET('C. PoC Adj Factor Scoring'!$E$5:$J$282,,MATCH(V$4,'C. PoC Adj Factor Scoring'!$E$3:$AH$3,0)-1),MATCH(V$2&\" Score\",'C. PoC Adj Factor Scoring'!$E$4:$J$4,0),TRUE)","v":2},null,null,null,null,{"$f":"VLOOKUP(OFFSET($B:$B,,MATCH(AA$4,$B$4:$F$4,0)-1),OFFSET('C. PoC Adj Factor Scoring'!$E$5:$J$282,,MATCH(AA$4,'C. PoC Adj Factor Scoring'!$E$3:$AH$3,0)-1),MATCH(AA$2&\" Score\",'C. PoC Adj Factor Scoring'!$E$4:$J$4,0),TRUE)","v":0}]
[{"$f":"'A. Population Info'!A306","v":301},{"$f":"'A. Population Info'!L306","v":1},null,null,null,null,{"$f":"VLOOKUP(OFFSET($B:$B,,MATCH(G$4,$B$4:$F$4,0)-1),OFFSET('C. PoC Adj Factor Scoring'!$E$5:$J$282,,MATCH(G$4,'C. PoC Adj Factor Scoring'!$E$3:$AH$3,0)-1),MATCH(G$2&\" Score\",'C. PoC Adj Factor Scoring'!$E$4:$J$4,0),TRUE)","v":1},null,null,null,null,{"$f":"VLOOKUP(OFFSET($B:$B,,MATCH(L$4,$B$4:$F$4,0)-1),OFFSET('C. PoC Adj Factor Scoring'!$E$5:$J$282,,MATCH(L$4,'C. PoC Adj Factor Scoring'!$E$3:$AH$3,0)-1),MATCH(L$2&\" Score\",'C. PoC Adj Factor Scoring'!$E$4:$J$4,0),TRUE)","v":1},null,null,null,null,{"$f":"VLOOKUP(OFFSET($B:$B,,MATCH(Q$4,$B$4:$F$4,0)-1),OFFSET('C. PoC Adj Factor Scoring'!$E$5:$J$282,,MATCH(Q$4,'C. PoC Adj Factor Scoring'!$E$3:$AH$3,0)-1),MATCH(Q$2&\" Score\",'C. PoC Adj Factor Scoring'!$E$4:$J$4,0),TRUE)","v":1},null,null,null,null,{"$f":"VLOOKUP(OFFSET($B:$B,,MATCH(V$4,$B$4:$F$4,0)-1),OFFSET('C. PoC Adj Factor Scoring'!$E$5:$J$282,,MATCH(V$4,'C. PoC Adj Factor Scoring'!$E$3:$AH$3,0)-1),MATCH(V$2&\" Score\",'C. PoC Adj Factor Scoring'!$E$4:$J$4,0),TRUE)","v":1},null,null,null,null,{"$f":"VLOOKUP(OFFSET($B:$B,,MATCH(AA$4,$B$4:$F$4,0)-1),OFFSET('C. PoC Adj Factor Scoring'!$E$5:$J$282,,MATCH(AA$4,'C. PoC Adj Factor Scoring'!$E$3:$AH$3,0)-1),MATCH(AA$2&\" Score\",'C. PoC Adj Factor Scoring'!$E$4:$J$4,0),TRUE)","v":0}]
[{"$f":"'A. Population Info'!A307","v":302},{"$f":"'A. Population Info'!L307","v":2},null,null,null,null,{"$f":"VLOOKUP(OFFSET($B:$B,,MATCH(G$4,$B$4:$F$4,0)-1),OFFSET('C. PoC Adj Factor Scoring'!$E$5:$J$282,,MATCH(G$4,'C. PoC Adj Factor Scoring'!$E$3:$AH$3,0)-1),MATCH(G$2&\" Score\",'C. PoC Adj Factor Scoring'!$E$4:$J$4,0),TRUE)","v":2},null,null,null,null,{"$f":"VLOOKUP(OFFSET($B:$B,,MATCH(L$4,$B$4:$F$4,0)-1),OFFSET('C. PoC Adj Factor Scoring'!$E$5:$J$282,,MATCH(L$4,'C. PoC Adj Factor Scoring'!$E$3:$AH$3,0)-1),MATCH(L$2&\" Score\",'C. PoC Adj Factor Scoring'!$E$4:$J$4,0),TRUE)","v":2},null,null,null,null,{"$f":"VLOOKUP(OFFSET($B:$B,,MATCH(Q$4,$B$4:$F$4,0)-1),OFFSET('C. PoC Adj Factor Scoring'!$E$5:$J$282,,MATCH(Q$4,'C. PoC Adj Factor Scoring'!$E$3:$AH$3,0)-1),MATCH(Q$2&\" Score\",'C. PoC Adj Factor Scoring'!$E$4:$J$4,0),TRUE)","v":2},null,null,null,null,{"$f":"VLOOKUP(OFFSET($B:$B,,MATCH(V$4,$B$4:$F$4,0)-1),OFFSET('C. PoC Adj Factor Scoring'!$E$5:$J$282,,MATCH(V$4,'C. PoC Adj Factor Scoring'!$E$3:$AH$3,0)-1),MATCH(V$2&\" Score\",'C. PoC Adj Factor Scoring'!$E$4:$J$4,0),TRUE)","v":2},null,null,null,null,{"$f":"VLOOKUP(OFFSET($B:$B,,MATCH(AA$4,$B$4:$F$4,0)-1),OFFSET('C. PoC Adj Factor Scoring'!$E$5:$J$282,,MATCH(AA$4,'C. PoC Adj Factor Scoring'!$E$3:$AH$3,0)-1),MATCH(AA$2&\" Score\",'C. PoC Adj Factor Scoring'!$E$4:$J$4,0),TRUE)","v":0}]
[{"$f":"'A. Population Info'!A308","v":303},{"$f":"'A. Population Info'!L308","v":1},null,null,null,null,{"$f":"VLOOKUP(OFFSET($B:$B,,MATCH(G$4,$B$4:$F$4,0)-1),OFFSET('C. PoC Adj Factor Scoring'!$E$5:$J$282,,MATCH(G$4,'C. PoC Adj Factor Scoring'!$E$3:$AH$3,0)-1),MATCH(G$2&\" Score\",'C. PoC Adj Factor Scoring'!$E$4:$J$4,0),TRUE)","v":1},null,null,null,null,{"$f":"VLOOKUP(OFFSET($B:$B,,MATCH(L$4,$B$4:$F$4,0)-1),OFFSET('C. PoC Adj Factor Scoring'!$E$5:$J$282,,MATCH(L$4,'C. PoC Adj Factor Scoring'!$E$3:$AH$3,0)-1),MATCH(L$2&\" Score\",'C. PoC Adj Factor Scoring'!$E$4:$J$4,0),TRUE)","v":1},null,null,null,null,{"$f":"VLOOKUP(OFFSET($B:$B,,MATCH(Q$4,$B$4:$F$4,0)-1),OFFSET('C. PoC Adj Factor Scoring'!$E$5:$J$282,,MATCH(Q$4,'C. PoC Adj Factor Scoring'!$E$3:$AH$3,0)-1),MATCH(Q$2&\" Score\",'C. PoC Adj Factor Scoring'!$E$4:$J$4,0),TRUE)","v":1},null,null,null,null,{"$f":"VLOOKUP(OFFSET($B:$B,,MATCH(V$4,$B$4:$F$4,0)-1),OFFSET('C. PoC Adj Factor Scoring'!$E$5:$J$282,,MATCH(V$4,'C. PoC Adj Factor Scoring'!$E$3:$AH$3,0)-1),MATCH(V$2&\" Score\",'C. PoC Adj Factor Scoring'!$E$4:$J$4,0),TRUE)","v":1},null,null,null,null,{"$f":"VLOOKUP(OFFSET($B:$B,,MATCH(AA$4,$B$4:$F$4,0)-1),OFFSET('C. PoC Adj Factor Scoring'!$E$5:$J$282,,MATCH(AA$4,'C. PoC Adj Factor Scoring'!$E$3:$AH$3,0)-1),MATCH(AA$2&\" Score\",'C. PoC Adj Factor Scoring'!$E$4:$J$4,0),TRUE)","v":0}]
[{"$f":"'A. Population Info'!A309","v":304},{"$f":"'A. Population Info'!L309","v":2},null,null,null,null,{"$f":"VLOOKUP(OFFSET($B:$B,,MATCH(G$4,$B$4:$F$4,0)-1),OFFSET('C. PoC Adj Factor Scoring'!$E$5:$J$282,,MATCH(G$4,'C. PoC Adj Factor Scoring'!$E$3:$AH$3,0)-1),MATCH(G$2&\" Score\",'C. PoC Adj Factor Scoring'!$E$4:$J$4,0),TRUE)","v":2},null,null,null,null,{"$f":"VLOOKUP(OFFSET($B:$B,,MATCH(L$4,$B$4:$F$4,0)-1),OFFSET('C. PoC Adj Factor Scoring'!$E$5:$J$282,,MATCH(L$4,'C. PoC Adj Factor Scoring'!$E$3:$AH$3,0)-1),MATCH(L$2&\" Score\",'C. PoC Adj Factor Scoring'!$E$4:$J$4,0),TRUE)","v":2},null,null,null,null,{"$f":"VLOOKUP(OFFSET($B:$B,,MATCH(Q$4,$B$4:$F$4,0)-1),OFFSET('C. PoC Adj Factor Scoring'!$E$5:$J$282,,MATCH(Q$4,'C. PoC Adj Factor Scoring'!$E$3:$AH$3,0)-1),MATCH(Q$2&\" Score\",'C. PoC Adj Factor Scoring'!$E$4:$J$4,0),TRUE)","v":2},null,null,null,null,{"$f":"VLOOKUP(OFFSET($B:$B,,MATCH(V$4,$B$4:$F$4,0)-1),OFFSET('C. PoC Adj Factor Scoring'!$E$5:$J$282,,MATCH(V$4,'C. PoC Adj Factor Scoring'!$E$3:$AH$3,0)-1),MATCH(V$2&\" Score\",'C. PoC Adj Factor Scoring'!$E$4:$J$4,0),TRUE)","v":2},null,null,null,null,{"$f":"VLOOKUP(OFFSET($B:$B,,MATCH(AA$4,$B$4:$F$4,0)-1),OFFSET('C. PoC Adj Factor Scoring'!$E$5:$J$282,,MATCH(AA$4,'C. PoC Adj Factor Scoring'!$E$3:$AH$3,0)-1),MATCH(AA$2&\" Score\",'C. PoC Adj Factor Scoring'!$E$4:$J$4,0),TRUE)","v":0}]
[{"$f":"'A. Population Info'!A310","v":305},{"$f":"'A. Population Info'!L310","v":2},null,null,null,null,{"$f":"VLOOKUP(OFFSET($B:$B,,MATCH(G$4,$B$4:$F$4,0)-1),OFFSET('C. PoC Adj Factor Scoring'!$E$5:$J$282,,MATCH(G$4,'C. PoC Adj Factor Scoring'!$E$3:$AH$3,0)-1),MATCH(G$2&\" Score\",'C. PoC Adj Factor Scoring'!$E$4:$J$4,0),TRUE)","v":2},null,null,null,null,{"$f":"VLOOKUP(OFFSET($B:$B,,MATCH(L$4,$B$4:$F$4,0)-1),OFFSET('C. PoC Adj Factor Scoring'!$E$5:$J$282,,MATCH(L$4,'C. PoC Adj Factor Scoring'!$E$3:$AH$3,0)-1),MATCH(L$2&\" Score\",'C. PoC Adj Factor Scoring'!$E$4:$J$4,0),TRUE)","v":2},null,null,null,null,{"$f":"VLOOKUP(OFFSET($B:$B,,MATCH(Q$4,$B$4:$F$4,0)-1),OFFSET('C. PoC Adj Factor Scoring'!$E$5:$J$282,,MATCH(Q$4,'C. PoC Adj Factor Scoring'!$E$3:$AH$3,0)-1),MATCH(Q$2&\" Score\",'C. PoC Adj Factor Scoring'!$E$4:$J$4,0),TRUE)","v":2},null,null,null,null,{"$f":"VLOOKUP(OFFSET($B:$B,,MATCH(V$4,$B$4:$F$4,0)-1),OFFSET('C. PoC Adj Factor Scoring'!$E$5:$J$282,,MATCH(V$4,'C. PoC Adj Factor Scoring'!$E$3:$AH$3,0)-1),MATCH(V$2&\" Score\",'C. PoC Adj Factor Scoring'!$E$4:$J$4,0),TRUE)","v":2},null,null,null,null,{"$f":"VLOOKUP(OFFSET($B:$B,,MATCH(AA$4,$B$4:$F$4,0)-1),OFFSET('C. PoC Adj Factor Scoring'!$E$5:$J$282,,MATCH(AA$4,'C. PoC Adj Factor Scoring'!$E$3:$AH$3,0)-1),MATCH(AA$2&\" Score\",'C. PoC Adj Factor Scoring'!$E$4:$J$4,0),TRUE)","v":0}]
[{"$f":"'A. Population Info'!A311","v":306},{"$f":"'A. Population Info'!L311","v":2},null,null,null,null,{"$f":"VLOOKUP(OFFSET($B:$B,,MATCH(G$4,$B$4:$F$4,0)-1),OFFSET('C. PoC Adj Factor Scoring'!$E$5:$J$282,,MATCH(G$4,'C. PoC Adj Factor Scoring'!$E$3:$AH$3,0)-1),MATCH(G$2&\" Score\",'C. PoC Adj Factor Scoring'!$E$4:$J$4,0),TRUE)","v":2},null,null,null,null,{"$f":"VLOOKUP(OFFSET($B:$B,,MATCH(L$4,$B$4:$F$4,0)-1),OFFSET('C. PoC Adj Factor Scoring'!$E$5:$J$282,,MATCH(L$4,'C. PoC Adj Factor Scoring'!$E$3:$AH$3,0)-1),MATCH(L$2&\" Score\",'C. PoC Adj Factor Scoring'!$E$4:$J$4,0),TRUE)","v":2},null,null,null,null,{"$f":"VLOOKUP(OFFSET($B:$B,,MATCH(Q$4,$B$4:$F$4,0)-1),OFFSET('C. PoC Adj Factor Scoring'!$E$5:$J$282,,MATCH(Q$4,'C. PoC Adj Factor Scoring'!$E$3:$AH$3,0)-1),MATCH(Q$2&\" Score\",'C. PoC Adj Factor Scoring'!$E$4:$J$4,0),TRUE)","v":2},null,null,null,null,{"$f":"VLOOKUP(OFFSET($B:$B,,MATCH(V$4,$B$4:$F$4,0)-1),OFFSET('C. PoC Adj Factor Scoring'!$E$5:$J$282,,MATCH(V$4,'C. PoC Adj Factor Scoring'!$E$3:$AH$3,0)-1),MATCH(V$2&\" Score\",'C. PoC Adj Factor Scoring'!$E$4:$J$4,0),TRUE)","v":2},null,null,null,null,{"$f":"VLOOKUP(OFFSET($B:$B,,MATCH(AA$4,$B$4:$F$4,0)-1),OFFSET('C. PoC Adj Factor Scoring'!$E$5:$J$282,,MATCH(AA$4,'C. PoC Adj Factor Scoring'!$E$3:$AH$3,0)-1),MATCH(AA$2&\" Score\",'C. PoC Adj Factor Scoring'!$E$4:$J$4,0),TRUE)","v":0}]
[{"$f":"'A. Population Info'!A312","v":307},{"$f":"'A. Population Info'!L312","v":2},null,null,null,null,{"$f":"VLOOKUP(OFFSET($B:$B,,MATCH(G$4,$B$4:$F$4,0)-1),OFFSET('C. PoC Adj Factor Scoring'!$E$5:$J$282,,MATCH(G$4,'C. PoC Adj Factor Scoring'!$E$3:$AH$3,0)-1),MATCH(G$2&\" Score\",'C. PoC Adj Factor Scoring'!$E$4:$J$4,0),TRUE)","v":2},null,null,null,null,{"$f":"VLOOKUP(OFFSET($B:$B,,MATCH(L$4,$B$4:$F$4,0)-1),OFFSET('C. PoC Adj Factor Scoring'!$E$5:$J$282,,MATCH(L$4,'C. PoC Adj Factor Scoring'!$E$3:$AH$3,0)-1),MATCH(L$2&\" Score\",'C. PoC Adj Factor Scoring'!$E$4:$J$4,0),TRUE)","v":2},null,null,null,null,{"$f":"VLOOKUP(OFFSET($B:$B,,MATCH(Q$4,$B$4:$F$4,0)-1),OFFSET('C. PoC Adj Factor Scoring'!$E$5:$J$282,,MATCH(Q$4,'C. PoC Adj Factor Scoring'!$E$3:$AH$3,0)-1),MATCH(Q$2&\" Score\",'C. PoC Adj Factor Scoring'!$E$4:$J$4,0),TRUE)","v":2},null,null,null,null,{"$f":"VLOOKUP(OFFSET($B:$B,,MATCH(V$4,$B$4:$F$4,0)-1),OFFSET('C. PoC Adj Factor Scoring'!$E$5:$J$282,,MATCH(V$4,'C. PoC Adj Factor Scoring'!$E$3:$AH$3,0)-1),MATCH(V$2&\" Score\",'C. PoC Adj Factor Scoring'!$E$4:$J$4,0),TRUE)","v":2},null,null,null,null,{"$f":"VLOOKUP(OFFSET($B:$B,,MATCH(AA$4,$B$4:$F$4,0)-1),OFFSET('C. PoC Adj Factor Scoring'!$E$5:$J$282,,MATCH(AA$4,'C. PoC Adj Factor Scoring'!$E$3:$AH$3,0)-1),MATCH(AA$2&\" Score\",'C. PoC Adj Factor Scoring'!$E$4:$J$4,0),TRUE)","v":0}]
[{"$f":"'A. Population Info'!A313","v":308},{"$f":"'A. Population Info'!L313","v":2},null,null,null,null,{"$f":"VLOOKUP(OFFSET($B:$B,,MATCH(G$4,$B$4:$F$4,0)-1),OFFSET('C. PoC Adj Factor Scoring'!$E$5:$J$282,,MATCH(G$4,'C. PoC Adj Factor Scoring'!$E$3:$AH$3,0)-1),MATCH(G$2&\" Score\",'C. PoC Adj Factor Scoring'!$E$4:$J$4,0),TRUE)","v":2},null,null,null,null,{"$f":"VLOOKUP(OFFSET($B:$B,,MATCH(L$4,$B$4:$F$4,0)-1),OFFSET('C. PoC Adj Factor Scoring'!$E$5:$J$282,,MATCH(L$4,'C. PoC Adj Factor Scoring'!$E$3:$AH$3,0)-1),MATCH(L$2&\" Score\",'C. PoC Adj Factor Scoring'!$E$4:$J$4,0),TRUE)","v":2},null,null,null,null,{"$f":"VLOOKUP(OFFSET($B:$B,,MATCH(Q$4,$B$4:$F$4,0)-1),OFFSET('C. PoC Adj Factor Scoring'!$E$5:$J$282,,MATCH(Q$4,'C. PoC Adj Factor Scoring'!$E$3:$AH$3,0)-1),MATCH(Q$2&\" Score\",'C. PoC Adj Factor Scoring'!$E$4:$J$4,0),TRUE)","v":2},null,null,null,null,{"$f":"VLOOKUP(OFFSET($B:$B,,MATCH(V$4,$B$4:$F$4,0)-1),OFFSET('C. PoC Adj Factor Scoring'!$E$5:$J$282,,MATCH(V$4,'C. PoC Adj Factor Scoring'!$E$3:$AH$3,0)-1),MATCH(V$2&\" Score\",'C. PoC Adj Factor Scoring'!$E$4:$J$4,0),TRUE)","v":2},null,null,null,null,{"$f":"VLOOKUP(OFFSET($B:$B,,MATCH(AA$4,$B$4:$F$4,0)-1),OFFSET('C. PoC Adj Factor Scoring'!$E$5:$J$282,,MATCH(AA$4,'C. PoC Adj Factor Scoring'!$E$3:$AH$3,0)-1),MATCH(AA$2&\" Score\",'C. PoC Adj Factor Scoring'!$E$4:$J$4,0),TRUE)","v":0}]
[{"$f":"'A. Population Info'!A314","v":309},{"$f":"'A. Population Info'!L314","v":1},null,null,null,null,{"$f":"VLOOKUP(OFFSET($B:$B,,MATCH(G$4,$B$4:$F$4,0)-1),OFFSET('C. PoC Adj Factor Scoring'!$E$5:$J$282,,MATCH(G$4,'C. PoC Adj Factor Scoring'!$E$3:$AH$3,0)-1),MATCH(G$2&\" Score\",'C. PoC Adj Factor Scoring'!$E$4:$J$4,0),TRUE)","v":1},null,null,null,null,{"$f":"VLOOKUP(OFFSET($B:$B,,MATCH(L$4,$B$4:$F$4,0)-1),OFFSET('C. PoC Adj Factor Scoring'!$E$5:$J$282,,MATCH(L$4,'C. PoC Adj Factor Scoring'!$E$3:$AH$3,0)-1),MATCH(L$2&\" Score\",'C. PoC Adj Factor Scoring'!$E$4:$J$4,0),TRUE)","v":1},null,null,null,null,{"$f":"VLOOKUP(OFFSET($B:$B,,MATCH(Q$4,$B$4:$F$4,0)-1),OFFSET('C. PoC Adj Factor Scoring'!$E$5:$J$282,,MATCH(Q$4,'C. PoC Adj Factor Scoring'!$E$3:$AH$3,0)-1),MATCH(Q$2&\" Score\",'C. PoC Adj Factor Scoring'!$E$4:$J$4,0),TRUE)","v":1},null,null,null,null,{"$f":"VLOOKUP(OFFSET($B:$B,,MATCH(V$4,$B$4:$F$4,0)-1),OFFSET('C. PoC Adj Factor Scoring'!$E$5:$J$282,,MATCH(V$4,'C. PoC Adj Factor Scoring'!$E$3:$AH$3,0)-1),MATCH(V$2&\" Score\",'C. PoC Adj Factor Scoring'!$E$4:$J$4,0),TRUE)","v":1},null,null,null,null,{"$f":"VLOOKUP(OFFSET($B:$B,,MATCH(AA$4,$B$4:$F$4,0)-1),OFFSET('C. PoC Adj Factor Scoring'!$E$5:$J$282,,MATCH(AA$4,'C. PoC Adj Factor Scoring'!$E$3:$AH$3,0)-1),MATCH(AA$2&\" Score\",'C. PoC Adj Factor Scoring'!$E$4:$J$4,0),TRUE)","v":0}]
[{"$f":"'A. Population Info'!A315","v":310},{"$f":"'A. Population Info'!L315","v":2},null,null,null,null,{"$f":"VLOOKUP(OFFSET($B:$B,,MATCH(G$4,$B$4:$F$4,0)-1),OFFSET('C. PoC Adj Factor Scoring'!$E$5:$J$282,,MATCH(G$4,'C. PoC Adj Factor Scoring'!$E$3:$AH$3,0)-1),MATCH(G$2&\" Score\",'C. PoC Adj Factor Scoring'!$E$4:$J$4,0),TRUE)","v":2},null,null,null,null,{"$f":"VLOOKUP(OFFSET($B:$B,,MATCH(L$4,$B$4:$F$4,0)-1),OFFSET('C. PoC Adj Factor Scoring'!$E$5:$J$282,,MATCH(L$4,'C. PoC Adj Factor Scoring'!$E$3:$AH$3,0)-1),MATCH(L$2&\" Score\",'C. PoC Adj Factor Scoring'!$E$4:$J$4,0),TRUE)","v":2},null,null,null,null,{"$f":"VLOOKUP(OFFSET($B:$B,,MATCH(Q$4,$B$4:$F$4,0)-1),OFFSET('C. PoC Adj Factor Scoring'!$E$5:$J$282,,MATCH(Q$4,'C. PoC Adj Factor Scoring'!$E$3:$AH$3,0)-1),MATCH(Q$2&\" Score\",'C. PoC Adj Factor Scoring'!$E$4:$J$4,0),TRUE)","v":2},null,null,null,null,{"$f":"VLOOKUP(OFFSET($B:$B,,MATCH(V$4,$B$4:$F$4,0)-1),OFFSET('C. PoC Adj Factor Scoring'!$E$5:$J$282,,MATCH(V$4,'C. PoC Adj Factor Scoring'!$E$3:$AH$3,0)-1),MATCH(V$2&\" Score\",'C. PoC Adj Factor Scoring'!$E$4:$J$4,0),TRUE)","v":2},null,null,null,null,{"$f":"VLOOKUP(OFFSET($B:$B,,MATCH(AA$4,$B$4:$F$4,0)-1),OFFSET('C. PoC Adj Factor Scoring'!$E$5:$J$282,,MATCH(AA$4,'C. PoC Adj Factor Scoring'!$E$3:$AH$3,0)-1),MATCH(AA$2&\" Score\",'C. PoC Adj Factor Scoring'!$E$4:$J$4,0),TRUE)","v":0}]
[{"$f":"'A. Population Info'!A316","v":311},{"$f":"'A. Population Info'!L316","v":1},null,null,null,null,{"$f":"VLOOKUP(OFFSET($B:$B,,MATCH(G$4,$B$4:$F$4,0)-1),OFFSET('C. PoC Adj Factor Scoring'!$E$5:$J$282,,MATCH(G$4,'C. PoC Adj Factor Scoring'!$E$3:$AH$3,0)-1),MATCH(G$2&\" Score\",'C. PoC Adj Factor Scoring'!$E$4:$J$4,0),TRUE)","v":1},null,null,null,null,{"$f":"VLOOKUP(OFFSET($B:$B,,MATCH(L$4,$B$4:$F$4,0)-1),OFFSET('C. PoC Adj Factor Scoring'!$E$5:$J$282,,MATCH(L$4,'C. PoC Adj Factor Scoring'!$E$3:$AH$3,0)-1),MATCH(L$2&\" Score\",'C. PoC Adj Factor Scoring'!$E$4:$J$4,0),TRUE)","v":1},null,null,null,null,{"$f":"VLOOKUP(OFFSET($B:$B,,MATCH(Q$4,$B$4:$F$4,0)-1),OFFSET('C. PoC Adj Factor Scoring'!$E$5:$J$282,,MATCH(Q$4,'C. PoC Adj Factor Scoring'!$E$3:$AH$3,0)-1),MATCH(Q$2&\" Score\",'C. PoC Adj Factor Scoring'!$E$4:$J$4,0),TRUE)","v":1},null,null,null,null,{"$f":"VLOOKUP(OFFSET($B:$B,,MATCH(V$4,$B$4:$F$4,0)-1),OFFSET('C. PoC Adj Factor Scoring'!$E$5:$J$282,,MATCH(V$4,'C. PoC Adj Factor Scoring'!$E$3:$AH$3,0)-1),MATCH(V$2&\" Score\",'C. PoC Adj Factor Scoring'!$E$4:$J$4,0),TRUE)","v":1},null,null,null,null,{"$f":"VLOOKUP(OFFSET($B:$B,,MATCH(AA$4,$B$4:$F$4,0)-1),OFFSET('C. PoC Adj Factor Scoring'!$E$5:$J$282,,MATCH(AA$4,'C. PoC Adj Factor Scoring'!$E$3:$AH$3,0)-1),MATCH(AA$2&\" Score\",'C. PoC Adj Factor Scoring'!$E$4:$J$4,0),TRUE)","v":0}]
[{"$f":"'A. Population Info'!A317","v":312},{"$f":"'A. Population Info'!L317","v":2},null,null,null,null,{"$f":"VLOOKUP(OFFSET($B:$B,,MATCH(G$4,$B$4:$F$4,0)-1),OFFSET('C. PoC Adj Factor Scoring'!$E$5:$J$282,,MATCH(G$4,'C. PoC Adj Factor Scoring'!$E$3:$AH$3,0)-1),MATCH(G$2&\" Score\",'C. PoC Adj Factor Scoring'!$E$4:$J$4,0),TRUE)","v":2},null,null,null,null,{"$f":"VLOOKUP(OFFSET($B:$B,,MATCH(L$4,$B$4:$F$4,0)-1),OFFSET('C. PoC Adj Factor Scoring'!$E$5:$J$282,,MATCH(L$4,'C. PoC Adj Factor Scoring'!$E$3:$AH$3,0)-1),MATCH(L$2&\" Score\",'C. PoC Adj Factor Scoring'!$E$4:$J$4,0),TRUE)","v":2},null,null,null,null,{"$f":"VLOOKUP(OFFSET($B:$B,,MATCH(Q$4,$B$4:$F$4,0)-1),OFFSET('C. PoC Adj Factor Scoring'!$E$5:$J$282,,MATCH(Q$4,'C. PoC Adj Factor Scoring'!$E$3:$AH$3,0)-1),MATCH(Q$2&\" Score\",'C. PoC Adj Factor Scoring'!$E$4:$J$4,0),TRUE)","v":2},null,null,null,null,{"$f":"VLOOKUP(OFFSET($B:$B,,MATCH(V$4,$B$4:$F$4,0)-1),OFFSET('C. PoC Adj Factor Scoring'!$E$5:$J$282,,MATCH(V$4,'C. PoC Adj Factor Scoring'!$E$3:$AH$3,0)-1),MATCH(V$2&\" Score\",'C. PoC Adj Factor Scoring'!$E$4:$J$4,0),TRUE)","v":2},null,null,null,null,{"$f":"VLOOKUP(OFFSET($B:$B,,MATCH(AA$4,$B$4:$F$4,0)-1),OFFSET('C. PoC Adj Factor Scoring'!$E$5:$J$282,,MATCH(AA$4,'C. PoC Adj Factor Scoring'!$E$3:$AH$3,0)-1),MATCH(AA$2&\" Score\",'C. PoC Adj Factor Scoring'!$E$4:$J$4,0),TRUE)","v":0}]
[{"$f":"'A. Population Info'!A318","v":313},{"$f":"'A. Population Info'!L318","v":2},null,null,null,null,{"$f":"VLOOKUP(OFFSET($B:$B,,MATCH(G$4,$B$4:$F$4,0)-1),OFFSET('C. PoC Adj Factor Scoring'!$E$5:$J$282,,MATCH(G$4,'C. PoC Adj Factor Scoring'!$E$3:$AH$3,0)-1),MATCH(G$2&\" Score\",'C. PoC Adj Factor Scoring'!$E$4:$J$4,0),TRUE)","v":2},null,null,null,null,{"$f":"VLOOKUP(OFFSET($B:$B,,MATCH(L$4,$B$4:$F$4,0)-1),OFFSET('C. PoC Adj Factor Scoring'!$E$5:$J$282,,MATCH(L$4,'C. PoC Adj Factor Scoring'!$E$3:$AH$3,0)-1),MATCH(L$2&\" Score\",'C. PoC Adj Factor Scoring'!$E$4:$J$4,0),TRUE)","v":2},null,null,null,null,{"$f":"VLOOKUP(OFFSET($B:$B,,MATCH(Q$4,$B$4:$F$4,0)-1),OFFSET('C. PoC Adj Factor Scoring'!$E$5:$J$282,,MATCH(Q$4,'C. PoC Adj Factor Scoring'!$E$3:$AH$3,0)-1),MATCH(Q$2&\" Score\",'C. PoC Adj Factor Scoring'!$E$4:$J$4,0),TRUE)","v":2},null,null,null,null,{"$f":"VLOOKUP(OFFSET($B:$B,,MATCH(V$4,$B$4:$F$4,0)-1),OFFSET('C. PoC Adj Factor Scoring'!$E$5:$J$282,,MATCH(V$4,'C. PoC Adj Factor Scoring'!$E$3:$AH$3,0)-1),MATCH(V$2&\" Score\",'C. PoC Adj Factor Scoring'!$E$4:$J$4,0),TRUE)","v":2},null,null,null,null,{"$f":"VLOOKUP(OFFSET($B:$B,,MATCH(AA$4,$B$4:$F$4,0)-1),OFFSET('C. PoC Adj Factor Scoring'!$E$5:$J$282,,MATCH(AA$4,'C. PoC Adj Factor Scoring'!$E$3:$AH$3,0)-1),MATCH(AA$2&\" Score\",'C. PoC Adj Factor Scoring'!$E$4:$J$4,0),TRUE)","v":0}]
[{"$f":"'A. Population Info'!A319","v":314},{"$f":"'A. Population Info'!L319","v":2},null,null,null,null,{"$f":"VLOOKUP(OFFSET($B:$B,,MATCH(G$4,$B$4:$F$4,0)-1),OFFSET('C. PoC Adj Factor Scoring'!$E$5:$J$282,,MATCH(G$4,'C. PoC Adj Factor Scoring'!$E$3:$AH$3,0)-1),MATCH(G$2&\" Score\",'C. PoC Adj Factor Scoring'!$E$4:$J$4,0),TRUE)","v":2},null,null,null,null,{"$f":"VLOOKUP(OFFSET($B:$B,,MATCH(L$4,$B$4:$F$4,0)-1),OFFSET('C. PoC Adj Factor Scoring'!$E$5:$J$282,,MATCH(L$4,'C. PoC Adj Factor Scoring'!$E$3:$AH$3,0)-1),MATCH(L$2&\" Score\",'C. PoC Adj Factor Scoring'!$E$4:$J$4,0),TRUE)","v":2},null,null,null,null,{"$f":"VLOOKUP(OFFSET($B:$B,,MATCH(Q$4,$B$4:$F$4,0)-1),OFFSET('C. PoC Adj Factor Scoring'!$E$5:$J$282,,MATCH(Q$4,'C. PoC Adj Factor Scoring'!$E$3:$AH$3,0)-1),MATCH(Q$2&\" Score\",'C. PoC Adj Factor Scoring'!$E$4:$J$4,0),TRUE)","v":2},null,null,null,null,{"$f":"VLOOKUP(OFFSET($B:$B,,MATCH(V$4,$B$4:$F$4,0)-1),OFFSET('C. PoC Adj Factor Scoring'!$E$5:$J$282,,MATCH(V$4,'C. PoC Adj Factor Scoring'!$E$3:$AH$3,0)-1),MATCH(V$2&\" Score\",'C. PoC Adj Factor Scoring'!$E$4:$J$4,0),TRUE)","v":2},null,null,null,null,{"$f":"VLOOKUP(OFFSET($B:$B,,MATCH(AA$4,$B$4:$F$4,0)-1),OFFSET('C. PoC Adj Factor Scoring'!$E$5:$J$282,,MATCH(AA$4,'C. PoC Adj Factor Scoring'!$E$3:$AH$3,0)-1),MATCH(AA$2&\" Score\",'C. PoC Adj Factor Scoring'!$E$4:$J$4,0),TRUE)","v":0}]
[{"$f":"'A. Population Info'!A320","v":315},{"$f":"'A. Population Info'!L320","v":2},null,null,null,null,{"$f":"VLOOKUP(OFFSET($B:$B,,MATCH(G$4,$B$4:$F$4,0)-1),OFFSET('C. PoC Adj Factor Scoring'!$E$5:$J$282,,MATCH(G$4,'C. PoC Adj Factor Scoring'!$E$3:$AH$3,0)-1),MATCH(G$2&\" Score\",'C. PoC Adj Factor Scoring'!$E$4:$J$4,0),TRUE)","v":2},null,null,null,null,{"$f":"VLOOKUP(OFFSET($B:$B,,MATCH(L$4,$B$4:$F$4,0)-1),OFFSET('C. PoC Adj Factor Scoring'!$E$5:$J$282,,MATCH(L$4,'C. PoC Adj Factor Scoring'!$E$3:$AH$3,0)-1),MATCH(L$2&\" Score\",'C. PoC Adj Factor Scoring'!$E$4:$J$4,0),TRUE)","v":2},null,null,null,null,{"$f":"VLOOKUP(OFFSET($B:$B,,MATCH(Q$4,$B$4:$F$4,0)-1),OFFSET('C. PoC Adj Factor Scoring'!$E$5:$J$282,,MATCH(Q$4,'C. PoC Adj Factor Scoring'!$E$3:$AH$3,0)-1),MATCH(Q$2&\" Score\",'C. PoC Adj Factor Scoring'!$E$4:$J$4,0),TRUE)","v":2},null,null,null,null,{"$f":"VLOOKUP(OFFSET($B:$B,,MATCH(V$4,$B$4:$F$4,0)-1),OFFSET('C. PoC Adj Factor Scoring'!$E$5:$J$282,,MATCH(V$4,'C. PoC Adj Factor Scoring'!$E$3:$AH$3,0)-1),MATCH(V$2&\" Score\",'C. PoC Adj Factor Scoring'!$E$4:$J$4,0),TRUE)","v":2},null,null,null,null,{"$f":"VLOOKUP(OFFSET($B:$B,,MATCH(AA$4,$B$4:$F$4,0)-1),OFFSET('C. PoC Adj Factor Scoring'!$E$5:$J$282,,MATCH(AA$4,'C. PoC Adj Factor Scoring'!$E$3:$AH$3,0)-1),MATCH(AA$2&\" Score\",'C. PoC Adj Factor Scoring'!$E$4:$J$4,0),TRUE)","v":0}]
[{"$f":"'A. Population Info'!A321","v":316},{"$f":"'A. Population Info'!L321","v":2},null,null,null,null,{"$f":"VLOOKUP(OFFSET($B:$B,,MATCH(G$4,$B$4:$F$4,0)-1),OFFSET('C. PoC Adj Factor Scoring'!$E$5:$J$282,,MATCH(G$4,'C. PoC Adj Factor Scoring'!$E$3:$AH$3,0)-1),MATCH(G$2&\" Score\",'C. PoC Adj Factor Scoring'!$E$4:$J$4,0),TRUE)","v":2},null,null,null,null,{"$f":"VLOOKUP(OFFSET($B:$B,,MATCH(L$4,$B$4:$F$4,0)-1),OFFSET('C. PoC Adj Factor Scoring'!$E$5:$J$282,,MATCH(L$4,'C. PoC Adj Factor Scoring'!$E$3:$AH$3,0)-1),MATCH(L$2&\" Score\",'C. PoC Adj Factor Scoring'!$E$4:$J$4,0),TRUE)","v":2},null,null,null,null,{"$f":"VLOOKUP(OFFSET($B:$B,,MATCH(Q$4,$B$4:$F$4,0)-1),OFFSET('C. PoC Adj Factor Scoring'!$E$5:$J$282,,MATCH(Q$4,'C. PoC Adj Factor Scoring'!$E$3:$AH$3,0)-1),MATCH(Q$2&\" Score\",'C. PoC Adj Factor Scoring'!$E$4:$J$4,0),TRUE)","v":2},null,null,null,null,{"$f":"VLOOKUP(OFFSET($B:$B,,MATCH(V$4,$B$4:$F$4,0)-1),OFFSET('C. PoC Adj Factor Scoring'!$E$5:$J$282,,MATCH(V$4,'C. PoC Adj Factor Scoring'!$E$3:$AH$3,0)-1),MATCH(V$2&\" Score\",'C. PoC Adj Factor Scoring'!$E$4:$J$4,0),TRUE)","v":2},null,null,null,null,{"$f":"VLOOKUP(OFFSET($B:$B,,MATCH(AA$4,$B$4:$F$4,0)-1),OFFSET('C. PoC Adj Factor Scoring'!$E$5:$J$282,,MATCH(AA$4,'C. PoC Adj Factor Scoring'!$E$3:$AH$3,0)-1),MATCH(AA$2&\" Score\",'C. PoC Adj Factor Scoring'!$E$4:$J$4,0),TRUE)","v":0}]
[{"$f":"'A. Population Info'!A322","v":317},{"$f":"'A. Population Info'!L322","v":1},null,null,null,null,{"$f":"VLOOKUP(OFFSET($B:$B,,MATCH(G$4,$B$4:$F$4,0)-1),OFFSET('C. PoC Adj Factor Scoring'!$E$5:$J$282,,MATCH(G$4,'C. PoC Adj Factor Scoring'!$E$3:$AH$3,0)-1),MATCH(G$2&\" Score\",'C. PoC Adj Factor Scoring'!$E$4:$J$4,0),TRUE)","v":1},null,null,null,null,{"$f":"VLOOKUP(OFFSET($B:$B,,MATCH(L$4,$B$4:$F$4,0)-1),OFFSET('C. PoC Adj Factor Scoring'!$E$5:$J$282,,MATCH(L$4,'C. PoC Adj Factor Scoring'!$E$3:$AH$3,0)-1),MATCH(L$2&\" Score\",'C. PoC Adj Factor Scoring'!$E$4:$J$4,0),TRUE)","v":1},null,null,null,null,{"$f":"VLOOKUP(OFFSET($B:$B,,MATCH(Q$4,$B$4:$F$4,0)-1),OFFSET('C. PoC Adj Factor Scoring'!$E$5:$J$282,,MATCH(Q$4,'C. PoC Adj Factor Scoring'!$E$3:$AH$3,0)-1),MATCH(Q$2&\" Score\",'C. PoC Adj Factor Scoring'!$E$4:$J$4,0),TRUE)","v":1},null,null,null,null,{"$f":"VLOOKUP(OFFSET($B:$B,,MATCH(V$4,$B$4:$F$4,0)-1),OFFSET('C. PoC Adj Factor Scoring'!$E$5:$J$282,,MATCH(V$4,'C. PoC Adj Factor Scoring'!$E$3:$AH$3,0)-1),MATCH(V$2&\" Score\",'C. PoC Adj Factor Scoring'!$E$4:$J$4,0),TRUE)","v":1},null,null,null,null,{"$f":"VLOOKUP(OFFSET($B:$B,,MATCH(AA$4,$B$4:$F$4,0)-1),OFFSET('C. PoC Adj Factor Scoring'!$E$5:$J$282,,MATCH(AA$4,'C. PoC Adj Factor Scoring'!$E$3:$AH$3,0)-1),MATCH(AA$2&\" Score\",'C. PoC Adj Factor Scoring'!$E$4:$J$4,0),TRUE)","v":0}]
[{"$f":"'A. Population Info'!A323","v":318},{"$f":"'A. Population Info'!L323","v":2},null,null,null,null,{"$f":"VLOOKUP(OFFSET($B:$B,,MATCH(G$4,$B$4:$F$4,0)-1),OFFSET('C. PoC Adj Factor Scoring'!$E$5:$J$282,,MATCH(G$4,'C. PoC Adj Factor Scoring'!$E$3:$AH$3,0)-1),MATCH(G$2&\" Score\",'C. PoC Adj Factor Scoring'!$E$4:$J$4,0),TRUE)","v":2},null,null,null,null,{"$f":"VLOOKUP(OFFSET($B:$B,,MATCH(L$4,$B$4:$F$4,0)-1),OFFSET('C. PoC Adj Factor Scoring'!$E$5:$J$282,,MATCH(L$4,'C. PoC Adj Factor Scoring'!$E$3:$AH$3,0)-1),MATCH(L$2&\" Score\",'C. PoC Adj Factor Scoring'!$E$4:$J$4,0),TRUE)","v":2},null,null,null,null,{"$f":"VLOOKUP(OFFSET($B:$B,,MATCH(Q$4,$B$4:$F$4,0)-1),OFFSET('C. PoC Adj Factor Scoring'!$E$5:$J$282,,MATCH(Q$4,'C. PoC Adj Factor Scoring'!$E$3:$AH$3,0)-1),MATCH(Q$2&\" Score\",'C. PoC Adj Factor Scoring'!$E$4:$J$4,0),TRUE)","v":2},null,null,null,null,{"$f":"VLOOKUP(OFFSET($B:$B,,MATCH(V$4,$B$4:$F$4,0)-1),OFFSET('C. PoC Adj Factor Scoring'!$E$5:$J$282,,MATCH(V$4,'C. PoC Adj Factor Scoring'!$E$3:$AH$3,0)-1),MATCH(V$2&\" Score\",'C. PoC Adj Factor Scoring'!$E$4:$J$4,0),TRUE)","v":2},null,null,null,null,{"$f":"VLOOKUP(OFFSET($B:$B,,MATCH(AA$4,$B$4:$F$4,0)-1),OFFSET('C. PoC Adj Factor Scoring'!$E$5:$J$282,,MATCH(AA$4,'C. PoC Adj Factor Scoring'!$E$3:$AH$3,0)-1),MATCH(AA$2&\" Score\",'C. PoC Adj Factor Scoring'!$E$4:$J$4,0),TRUE)","v":0}]
[{"$f":"'A. Population Info'!A324","v":319},{"$f":"'A. Population Info'!L324","v":1},null,null,null,null,{"$f":"VLOOKUP(OFFSET($B:$B,,MATCH(G$4,$B$4:$F$4,0)-1),OFFSET('C. PoC Adj Factor Scoring'!$E$5:$J$282,,MATCH(G$4,'C. PoC Adj Factor Scoring'!$E$3:$AH$3,0)-1),MATCH(G$2&\" Score\",'C. PoC Adj Factor Scoring'!$E$4:$J$4,0),TRUE)","v":1},null,null,null,null,{"$f":"VLOOKUP(OFFSET($B:$B,,MATCH(L$4,$B$4:$F$4,0)-1),OFFSET('C. PoC Adj Factor Scoring'!$E$5:$J$282,,MATCH(L$4,'C. PoC Adj Factor Scoring'!$E$3:$AH$3,0)-1),MATCH(L$2&\" Score\",'C. PoC Adj Factor Scoring'!$E$4:$J$4,0),TRUE)","v":1},null,null,null,null,{"$f":"VLOOKUP(OFFSET($B:$B,,MATCH(Q$4,$B$4:$F$4,0)-1),OFFSET('C. PoC Adj Factor Scoring'!$E$5:$J$282,,MATCH(Q$4,'C. PoC Adj Factor Scoring'!$E$3:$AH$3,0)-1),MATCH(Q$2&\" Score\",'C. PoC Adj Factor Scoring'!$E$4:$J$4,0),TRUE)","v":1},null,null,null,null,{"$f":"VLOOKUP(OFFSET($B:$B,,MATCH(V$4,$B$4:$F$4,0)-1),OFFSET('C. PoC Adj Factor Scoring'!$E$5:$J$282,,MATCH(V$4,'C. PoC Adj Factor Scoring'!$E$3:$AH$3,0)-1),MATCH(V$2&\" Score\",'C. PoC Adj Factor Scoring'!$E$4:$J$4,0),TRUE)","v":1},null,null,null,null,{"$f":"VLOOKUP(OFFSET($B:$B,,MATCH(AA$4,$B$4:$F$4,0)-1),OFFSET('C. PoC Adj Factor Scoring'!$E$5:$J$282,,MATCH(AA$4,'C. PoC Adj Factor Scoring'!$E$3:$AH$3,0)-1),MATCH(AA$2&\" Score\",'C. PoC Adj Factor Scoring'!$E$4:$J$4,0),TRUE)","v":0}]
[{"$f":"'A. Population Info'!A325","v":320},{"$f":"'A. Population Info'!L325","v":2},null,null,null,null,{"$f":"VLOOKUP(OFFSET($B:$B,,MATCH(G$4,$B$4:$F$4,0)-1),OFFSET('C. PoC Adj Factor Scoring'!$E$5:$J$282,,MATCH(G$4,'C. PoC Adj Factor Scoring'!$E$3:$AH$3,0)-1),MATCH(G$2&\" Score\",'C. PoC Adj Factor Scoring'!$E$4:$J$4,0),TRUE)","v":2},null,null,null,null,{"$f":"VLOOKUP(OFFSET($B:$B,,MATCH(L$4,$B$4:$F$4,0)-1),OFFSET('C. PoC Adj Factor Scoring'!$E$5:$J$282,,MATCH(L$4,'C. PoC Adj Factor Scoring'!$E$3:$AH$3,0)-1),MATCH(L$2&\" Score\",'C. PoC Adj Factor Scoring'!$E$4:$J$4,0),TRUE)","v":2},null,null,null,null,{"$f":"VLOOKUP(OFFSET($B:$B,,MATCH(Q$4,$B$4:$F$4,0)-1),OFFSET('C. PoC Adj Factor Scoring'!$E$5:$J$282,,MATCH(Q$4,'C. PoC Adj Factor Scoring'!$E$3:$AH$3,0)-1),MATCH(Q$2&\" Score\",'C. PoC Adj Factor Scoring'!$E$4:$J$4,0),TRUE)","v":2},null,null,null,null,{"$f":"VLOOKUP(OFFSET($B:$B,,MATCH(V$4,$B$4:$F$4,0)-1),OFFSET('C. PoC Adj Factor Scoring'!$E$5:$J$282,,MATCH(V$4,'C. PoC Adj Factor Scoring'!$E$3:$AH$3,0)-1),MATCH(V$2&\" Score\",'C. PoC Adj Factor Scoring'!$E$4:$J$4,0),TRUE)","v":2},null,null,null,null,{"$f":"VLOOKUP(OFFSET($B:$B,,MATCH(AA$4,$B$4:$F$4,0)-1),OFFSET('C. PoC Adj Factor Scoring'!$E$5:$J$282,,MATCH(AA$4,'C. PoC Adj Factor Scoring'!$E$3:$AH$3,0)-1),MATCH(AA$2&\" Score\",'C. PoC Adj Factor Scoring'!$E$4:$J$4,0),TRUE)","v":0}]
[{"$f":"'A. Population Info'!A326","v":321},{"$f":"'A. Population Info'!L326","v":3},null,null,null,null,{"$f":"VLOOKUP(OFFSET($B:$B,,MATCH(G$4,$B$4:$F$4,0)-1),OFFSET('C. PoC Adj Factor Scoring'!$E$5:$J$282,,MATCH(G$4,'C. PoC Adj Factor Scoring'!$E$3:$AH$3,0)-1),MATCH(G$2&\" Score\",'C. PoC Adj Factor Scoring'!$E$4:$J$4,0),TRUE)","v":3},null,null,null,null,{"$f":"VLOOKUP(OFFSET($B:$B,,MATCH(L$4,$B$4:$F$4,0)-1),OFFSET('C. PoC Adj Factor Scoring'!$E$5:$J$282,,MATCH(L$4,'C. PoC Adj Factor Scoring'!$E$3:$AH$3,0)-1),MATCH(L$2&\" Score\",'C. PoC Adj Factor Scoring'!$E$4:$J$4,0),TRUE)","v":3},null,null,null,null,{"$f":"VLOOKUP(OFFSET($B:$B,,MATCH(Q$4,$B$4:$F$4,0)-1),OFFSET('C. PoC Adj Factor Scoring'!$E$5:$J$282,,MATCH(Q$4,'C. PoC Adj Factor Scoring'!$E$3:$AH$3,0)-1),MATCH(Q$2&\" Score\",'C. PoC Adj Factor Scoring'!$E$4:$J$4,0),TRUE)","v":3},null,null,null,null,{"$f":"VLOOKUP(OFFSET($B:$B,,MATCH(V$4,$B$4:$F$4,0)-1),OFFSET('C. PoC Adj Factor Scoring'!$E$5:$J$282,,MATCH(V$4,'C. PoC Adj Factor Scoring'!$E$3:$AH$3,0)-1),MATCH(V$2&\" Score\",'C. PoC Adj Factor Scoring'!$E$4:$J$4,0),TRUE)","v":3},null,null,null,null,{"$f":"VLOOKUP(OFFSET($B:$B,,MATCH(AA$4,$B$4:$F$4,0)-1),OFFSET('C. PoC Adj Factor Scoring'!$E$5:$J$282,,MATCH(AA$4,'C. PoC Adj Factor Scoring'!$E$3:$AH$3,0)-1),MATCH(AA$2&\" Score\",'C. PoC Adj Factor Scoring'!$E$4:$J$4,0),TRUE)","v":0}]
[{"$f":"'A. Population Info'!A327","v":322},{"$f":"'A. Population Info'!L327","v":2},null,null,null,null,{"$f":"VLOOKUP(OFFSET($B:$B,,MATCH(G$4,$B$4:$F$4,0)-1),OFFSET('C. PoC Adj Factor Scoring'!$E$5:$J$282,,MATCH(G$4,'C. PoC Adj Factor Scoring'!$E$3:$AH$3,0)-1),MATCH(G$2&\" Score\",'C. PoC Adj Factor Scoring'!$E$4:$J$4,0),TRUE)","v":2},null,null,null,null,{"$f":"VLOOKUP(OFFSET($B:$B,,MATCH(L$4,$B$4:$F$4,0)-1),OFFSET('C. PoC Adj Factor Scoring'!$E$5:$J$282,,MATCH(L$4,'C. PoC Adj Factor Scoring'!$E$3:$AH$3,0)-1),MATCH(L$2&\" Score\",'C. PoC Adj Factor Scoring'!$E$4:$J$4,0),TRUE)","v":2},null,null,null,null,{"$f":"VLOOKUP(OFFSET($B:$B,,MATCH(Q$4,$B$4:$F$4,0)-1),OFFSET('C. PoC Adj Factor Scoring'!$E$5:$J$282,,MATCH(Q$4,'C. PoC Adj Factor Scoring'!$E$3:$AH$3,0)-1),MATCH(Q$2&\" Score\",'C. PoC Adj Factor Scoring'!$E$4:$J$4,0),TRUE)","v":2},null,null,null,null,{"$f":"VLOOKUP(OFFSET($B:$B,,MATCH(V$4,$B$4:$F$4,0)-1),OFFSET('C. PoC Adj Factor Scoring'!$E$5:$J$282,,MATCH(V$4,'C. PoC Adj Factor Scoring'!$E$3:$AH$3,0)-1),MATCH(V$2&\" Score\",'C. PoC Adj Factor Scoring'!$E$4:$J$4,0),TRUE)","v":2},null,null,null,null,{"$f":"VLOOKUP(OFFSET($B:$B,,MATCH(AA$4,$B$4:$F$4,0)-1),OFFSET('C. PoC Adj Factor Scoring'!$E$5:$J$282,,MATCH(AA$4,'C. PoC Adj Factor Scoring'!$E$3:$AH$3,0)-1),MATCH(AA$2&\" Score\",'C. PoC Adj Factor Scoring'!$E$4:$J$4,0),TRUE)","v":0}]
[{"$f":"'A. Population Info'!A328","v":323},{"$f":"'A. Population Info'!L328","v":2},null,null,null,null,{"$f":"VLOOKUP(OFFSET($B:$B,,MATCH(G$4,$B$4:$F$4,0)-1),OFFSET('C. PoC Adj Factor Scoring'!$E$5:$J$282,,MATCH(G$4,'C. PoC Adj Factor Scoring'!$E$3:$AH$3,0)-1),MATCH(G$2&\" Score\",'C. PoC Adj Factor Scoring'!$E$4:$J$4,0),TRUE)","v":2},null,null,null,null,{"$f":"VLOOKUP(OFFSET($B:$B,,MATCH(L$4,$B$4:$F$4,0)-1),OFFSET('C. PoC Adj Factor Scoring'!$E$5:$J$282,,MATCH(L$4,'C. PoC Adj Factor Scoring'!$E$3:$AH$3,0)-1),MATCH(L$2&\" Score\",'C. PoC Adj Factor Scoring'!$E$4:$J$4,0),TRUE)","v":2},null,null,null,null,{"$f":"VLOOKUP(OFFSET($B:$B,,MATCH(Q$4,$B$4:$F$4,0)-1),OFFSET('C. PoC Adj Factor Scoring'!$E$5:$J$282,,MATCH(Q$4,'C. PoC Adj Factor Scoring'!$E$3:$AH$3,0)-1),MATCH(Q$2&\" Score\",'C. PoC Adj Factor Scoring'!$E$4:$J$4,0),TRUE)","v":2},null,null,null,null,{"$f":"VLOOKUP(OFFSET($B:$B,,MATCH(V$4,$B$4:$F$4,0)-1),OFFSET('C. PoC Adj Factor Scoring'!$E$5:$J$282,,MATCH(V$4,'C. PoC Adj Factor Scoring'!$E$3:$AH$3,0)-1),MATCH(V$2&\" Score\",'C. PoC Adj Factor Scoring'!$E$4:$J$4,0),TRUE)","v":2},null,null,null,null,{"$f":"VLOOKUP(OFFSET($B:$B,,MATCH(AA$4,$B$4:$F$4,0)-1),OFFSET('C. PoC Adj Factor Scoring'!$E$5:$J$282,,MATCH(AA$4,'C. PoC Adj Factor Scoring'!$E$3:$AH$3,0)-1),MATCH(AA$2&\" Score\",'C. PoC Adj Factor Scoring'!$E$4:$J$4,0),TRUE)","v":0}]
[{"$f":"'A. Population Info'!A329","v":324},{"$f":"'A. Population Info'!L329","v":3},null,null,null,null,{"$f":"VLOOKUP(OFFSET($B:$B,,MATCH(G$4,$B$4:$F$4,0)-1),OFFSET('C. PoC Adj Factor Scoring'!$E$5:$J$282,,MATCH(G$4,'C. PoC Adj Factor Scoring'!$E$3:$AH$3,0)-1),MATCH(G$2&\" Score\",'C. PoC Adj Factor Scoring'!$E$4:$J$4,0),TRUE)","v":3},null,null,null,null,{"$f":"VLOOKUP(OFFSET($B:$B,,MATCH(L$4,$B$4:$F$4,0)-1),OFFSET('C. PoC Adj Factor Scoring'!$E$5:$J$282,,MATCH(L$4,'C. PoC Adj Factor Scoring'!$E$3:$AH$3,0)-1),MATCH(L$2&\" Score\",'C. PoC Adj Factor Scoring'!$E$4:$J$4,0),TRUE)","v":3},null,null,null,null,{"$f":"VLOOKUP(OFFSET($B:$B,,MATCH(Q$4,$B$4:$F$4,0)-1),OFFSET('C. PoC Adj Factor Scoring'!$E$5:$J$282,,MATCH(Q$4,'C. PoC Adj Factor Scoring'!$E$3:$AH$3,0)-1),MATCH(Q$2&\" Score\",'C. PoC Adj Factor Scoring'!$E$4:$J$4,0),TRUE)","v":3},null,null,null,null,{"$f":"VLOOKUP(OFFSET($B:$B,,MATCH(V$4,$B$4:$F$4,0)-1),OFFSET('C. PoC Adj Factor Scoring'!$E$5:$J$282,,MATCH(V$4,'C. PoC Adj Factor Scoring'!$E$3:$AH$3,0)-1),MATCH(V$2&\" Score\",'C. PoC Adj Factor Scoring'!$E$4:$J$4,0),TRUE)","v":3},null,null,null,null,{"$f":"VLOOKUP(OFFSET($B:$B,,MATCH(AA$4,$B$4:$F$4,0)-1),OFFSET('C. PoC Adj Factor Scoring'!$E$5:$J$282,,MATCH(AA$4,'C. PoC Adj Factor Scoring'!$E$3:$AH$3,0)-1),MATCH(AA$2&\" Score\",'C. PoC Adj Factor Scoring'!$E$4:$J$4,0),TRUE)","v":0}]
[{"$f":"'A. Population Info'!A330","v":325},{"$f":"'A. Population Info'!L330","v":1},null,null,null,null,{"$f":"VLOOKUP(OFFSET($B:$B,,MATCH(G$4,$B$4:$F$4,0)-1),OFFSET('C. PoC Adj Factor Scoring'!$E$5:$J$282,,MATCH(G$4,'C. PoC Adj Factor Scoring'!$E$3:$AH$3,0)-1),MATCH(G$2&\" Score\",'C. PoC Adj Factor Scoring'!$E$4:$J$4,0),TRUE)","v":1},null,null,null,null,{"$f":"VLOOKUP(OFFSET($B:$B,,MATCH(L$4,$B$4:$F$4,0)-1),OFFSET('C. PoC Adj Factor Scoring'!$E$5:$J$282,,MATCH(L$4,'C. PoC Adj Factor Scoring'!$E$3:$AH$3,0)-1),MATCH(L$2&\" Score\",'C. PoC Adj Factor Scoring'!$E$4:$J$4,0),TRUE)","v":1},null,null,null,null,{"$f":"VLOOKUP(OFFSET($B:$B,,MATCH(Q$4,$B$4:$F$4,0)-1),OFFSET('C. PoC Adj Factor Scoring'!$E$5:$J$282,,MATCH(Q$4,'C. PoC Adj Factor Scoring'!$E$3:$AH$3,0)-1),MATCH(Q$2&\" Score\",'C. PoC Adj Factor Scoring'!$E$4:$J$4,0),TRUE)","v":1},null,null,null,null,{"$f":"VLOOKUP(OFFSET($B:$B,,MATCH(V$4,$B$4:$F$4,0)-1),OFFSET('C. PoC Adj Factor Scoring'!$E$5:$J$282,,MATCH(V$4,'C. PoC Adj Factor Scoring'!$E$3:$AH$3,0)-1),MATCH(V$2&\" Score\",'C. PoC Adj Factor Scoring'!$E$4:$J$4,0),TRUE)","v":1},null,null,null,null,{"$f":"VLOOKUP(OFFSET($B:$B,,MATCH(AA$4,$B$4:$F$4,0)-1),OFFSET('C. PoC Adj Factor Scoring'!$E$5:$J$282,,MATCH(AA$4,'C. PoC Adj Factor Scoring'!$E$3:$AH$3,0)-1),MATCH(AA$2&\" Score\",'C. PoC Adj Factor Scoring'!$E$4:$J$4,0),TRUE)","v":0}]
[{"$f":"'A. Population Info'!A331","v":326},{"$f":"'A. Population Info'!L331","v":2},null,null,null,null,{"$f":"VLOOKUP(OFFSET($B:$B,,MATCH(G$4,$B$4:$F$4,0)-1),OFFSET('C. PoC Adj Factor Scoring'!$E$5:$J$282,,MATCH(G$4,'C. PoC Adj Factor Scoring'!$E$3:$AH$3,0)-1),MATCH(G$2&\" Score\",'C. PoC Adj Factor Scoring'!$E$4:$J$4,0),TRUE)","v":2},null,null,null,null,{"$f":"VLOOKUP(OFFSET($B:$B,,MATCH(L$4,$B$4:$F$4,0)-1),OFFSET('C. PoC Adj Factor Scoring'!$E$5:$J$282,,MATCH(L$4,'C. PoC Adj Factor Scoring'!$E$3:$AH$3,0)-1),MATCH(L$2&\" Score\",'C. PoC Adj Factor Scoring'!$E$4:$J$4,0),TRUE)","v":2},null,null,null,null,{"$f":"VLOOKUP(OFFSET($B:$B,,MATCH(Q$4,$B$4:$F$4,0)-1),OFFSET('C. PoC Adj Factor Scoring'!$E$5:$J$282,,MATCH(Q$4,'C. PoC Adj Factor Scoring'!$E$3:$AH$3,0)-1),MATCH(Q$2&\" Score\",'C. PoC Adj Factor Scoring'!$E$4:$J$4,0),TRUE)","v":2},null,null,null,null,{"$f":"VLOOKUP(OFFSET($B:$B,,MATCH(V$4,$B$4:$F$4,0)-1),OFFSET('C. PoC Adj Factor Scoring'!$E$5:$J$282,,MATCH(V$4,'C. PoC Adj Factor Scoring'!$E$3:$AH$3,0)-1),MATCH(V$2&\" Score\",'C. PoC Adj Factor Scoring'!$E$4:$J$4,0),TRUE)","v":2},null,null,null,null,{"$f":"VLOOKUP(OFFSET($B:$B,,MATCH(AA$4,$B$4:$F$4,0)-1),OFFSET('C. PoC Adj Factor Scoring'!$E$5:$J$282,,MATCH(AA$4,'C. PoC Adj Factor Scoring'!$E$3:$AH$3,0)-1),MATCH(AA$2&\" Score\",'C. PoC Adj Factor Scoring'!$E$4:$J$4,0),TRUE)","v":0}]
[{"$f":"'A. Population Info'!A332","v":327},{"$f":"'A. Population Info'!L332","v":1},null,null,null,null,{"$f":"VLOOKUP(OFFSET($B:$B,,MATCH(G$4,$B$4:$F$4,0)-1),OFFSET('C. PoC Adj Factor Scoring'!$E$5:$J$282,,MATCH(G$4,'C. PoC Adj Factor Scoring'!$E$3:$AH$3,0)-1),MATCH(G$2&\" Score\",'C. PoC Adj Factor Scoring'!$E$4:$J$4,0),TRUE)","v":1},null,null,null,null,{"$f":"VLOOKUP(OFFSET($B:$B,,MATCH(L$4,$B$4:$F$4,0)-1),OFFSET('C. PoC Adj Factor Scoring'!$E$5:$J$282,,MATCH(L$4,'C. PoC Adj Factor Scoring'!$E$3:$AH$3,0)-1),MATCH(L$2&\" Score\",'C. PoC Adj Factor Scoring'!$E$4:$J$4,0),TRUE)","v":1},null,null,null,null,{"$f":"VLOOKUP(OFFSET($B:$B,,MATCH(Q$4,$B$4:$F$4,0)-1),OFFSET('C. PoC Adj Factor Scoring'!$E$5:$J$282,,MATCH(Q$4,'C. PoC Adj Factor Scoring'!$E$3:$AH$3,0)-1),MATCH(Q$2&\" Score\",'C. PoC Adj Factor Scoring'!$E$4:$J$4,0),TRUE)","v":1},null,null,null,null,{"$f":"VLOOKUP(OFFSET($B:$B,,MATCH(V$4,$B$4:$F$4,0)-1),OFFSET('C. PoC Adj Factor Scoring'!$E$5:$J$282,,MATCH(V$4,'C. PoC Adj Factor Scoring'!$E$3:$AH$3,0)-1),MATCH(V$2&\" Score\",'C. PoC Adj Factor Scoring'!$E$4:$J$4,0),TRUE)","v":1},null,null,null,null,{"$f":"VLOOKUP(OFFSET($B:$B,,MATCH(AA$4,$B$4:$F$4,0)-1),OFFSET('C. PoC Adj Factor Scoring'!$E$5:$J$282,,MATCH(AA$4,'C. PoC Adj Factor Scoring'!$E$3:$AH$3,0)-1),MATCH(AA$2&\" Score\",'C. PoC Adj Factor Scoring'!$E$4:$J$4,0),TRUE)","v":0}]
[{"$f":"'A. Population Info'!A333","v":328},{"$f":"'A. Population Info'!L333","v":2},null,null,null,null,{"$f":"VLOOKUP(OFFSET($B:$B,,MATCH(G$4,$B$4:$F$4,0)-1),OFFSET('C. PoC Adj Factor Scoring'!$E$5:$J$282,,MATCH(G$4,'C. PoC Adj Factor Scoring'!$E$3:$AH$3,0)-1),MATCH(G$2&\" Score\",'C. PoC Adj Factor Scoring'!$E$4:$J$4,0),TRUE)","v":2},null,null,null,null,{"$f":"VLOOKUP(OFFSET($B:$B,,MATCH(L$4,$B$4:$F$4,0)-1),OFFSET('C. PoC Adj Factor Scoring'!$E$5:$J$282,,MATCH(L$4,'C. PoC Adj Factor Scoring'!$E$3:$AH$3,0)-1),MATCH(L$2&\" Score\",'C. PoC Adj Factor Scoring'!$E$4:$J$4,0),TRUE)","v":2},null,null,null,null,{"$f":"VLOOKUP(OFFSET($B:$B,,MATCH(Q$4,$B$4:$F$4,0)-1),OFFSET('C. PoC Adj Factor Scoring'!$E$5:$J$282,,MATCH(Q$4,'C. PoC Adj Factor Scoring'!$E$3:$AH$3,0)-1),MATCH(Q$2&\" Score\",'C. PoC Adj Factor Scoring'!$E$4:$J$4,0),TRUE)","v":2},null,null,null,null,{"$f":"VLOOKUP(OFFSET($B:$B,,MATCH(V$4,$B$4:$F$4,0)-1),OFFSET('C. PoC Adj Factor Scoring'!$E$5:$J$282,,MATCH(V$4,'C. PoC Adj Factor Scoring'!$E$3:$AH$3,0)-1),MATCH(V$2&\" Score\",'C. PoC Adj Factor Scoring'!$E$4:$J$4,0),TRUE)","v":2},null,null,null,null,{"$f":"VLOOKUP(OFFSET($B:$B,,MATCH(AA$4,$B$4:$F$4,0)-1),OFFSET('C. PoC Adj Factor Scoring'!$E$5:$J$282,,MATCH(AA$4,'C. PoC Adj Factor Scoring'!$E$3:$AH$3,0)-1),MATCH(AA$2&\" Score\",'C. PoC Adj Factor Scoring'!$E$4:$J$4,0),TRUE)","v":0}]
[{"$f":"'A. Population Info'!A334","v":329},{"$f":"'A. Population Info'!L334","v":2},null,null,null,null,{"$f":"VLOOKUP(OFFSET($B:$B,,MATCH(G$4,$B$4:$F$4,0)-1),OFFSET('C. PoC Adj Factor Scoring'!$E$5:$J$282,,MATCH(G$4,'C. PoC Adj Factor Scoring'!$E$3:$AH$3,0)-1),MATCH(G$2&\" Score\",'C. PoC Adj Factor Scoring'!$E$4:$J$4,0),TRUE)","v":2},null,null,null,null,{"$f":"VLOOKUP(OFFSET($B:$B,,MATCH(L$4,$B$4:$F$4,0)-1),OFFSET('C. PoC Adj Factor Scoring'!$E$5:$J$282,,MATCH(L$4,'C. PoC Adj Factor Scoring'!$E$3:$AH$3,0)-1),MATCH(L$2&\" Score\",'C. PoC Adj Factor Scoring'!$E$4:$J$4,0),TRUE)","v":2},null,null,null,null,{"$f":"VLOOKUP(OFFSET($B:$B,,MATCH(Q$4,$B$4:$F$4,0)-1),OFFSET('C. PoC Adj Factor Scoring'!$E$5:$J$282,,MATCH(Q$4,'C. PoC Adj Factor Scoring'!$E$3:$AH$3,0)-1),MATCH(Q$2&\" Score\",'C. PoC Adj Factor Scoring'!$E$4:$J$4,0),TRUE)","v":2},null,null,null,null,{"$f":"VLOOKUP(OFFSET($B:$B,,MATCH(V$4,$B$4:$F$4,0)-1),OFFSET('C. PoC Adj Factor Scoring'!$E$5:$J$282,,MATCH(V$4,'C. PoC Adj Factor Scoring'!$E$3:$AH$3,0)-1),MATCH(V$2&\" Score\",'C. PoC Adj Factor Scoring'!$E$4:$J$4,0),TRUE)","v":2},null,null,null,null,{"$f":"VLOOKUP(OFFSET($B:$B,,MATCH(AA$4,$B$4:$F$4,0)-1),OFFSET('C. PoC Adj Factor Scoring'!$E$5:$J$282,,MATCH(AA$4,'C. PoC Adj Factor Scoring'!$E$3:$AH$3,0)-1),MATCH(AA$2&\" Score\",'C. PoC Adj Factor Scoring'!$E$4:$J$4,0),TRUE)","v":0}]
[{"$f":"'A. Population Info'!A335","v":330},{"$f":"'A. Population Info'!L335","v":2},null,null,null,null,{"$f":"VLOOKUP(OFFSET($B:$B,,MATCH(G$4,$B$4:$F$4,0)-1),OFFSET('C. PoC Adj Factor Scoring'!$E$5:$J$282,,MATCH(G$4,'C. PoC Adj Factor Scoring'!$E$3:$AH$3,0)-1),MATCH(G$2&\" Score\",'C. PoC Adj Factor Scoring'!$E$4:$J$4,0),TRUE)","v":2},null,null,null,null,{"$f":"VLOOKUP(OFFSET($B:$B,,MATCH(L$4,$B$4:$F$4,0)-1),OFFSET('C. PoC Adj Factor Scoring'!$E$5:$J$282,,MATCH(L$4,'C. PoC Adj Factor Scoring'!$E$3:$AH$3,0)-1),MATCH(L$2&\" Score\",'C. PoC Adj Factor Scoring'!$E$4:$J$4,0),TRUE)","v":2},null,null,null,null,{"$f":"VLOOKUP(OFFSET($B:$B,,MATCH(Q$4,$B$4:$F$4,0)-1),OFFSET('C. PoC Adj Factor Scoring'!$E$5:$J$282,,MATCH(Q$4,'C. PoC Adj Factor Scoring'!$E$3:$AH$3,0)-1),MATCH(Q$2&\" Score\",'C. PoC Adj Factor Scoring'!$E$4:$J$4,0),TRUE)","v":2},null,null,null,null,{"$f":"VLOOKUP(OFFSET($B:$B,,MATCH(V$4,$B$4:$F$4,0)-1),OFFSET('C. PoC Adj Factor Scoring'!$E$5:$J$282,,MATCH(V$4,'C. PoC Adj Factor Scoring'!$E$3:$AH$3,0)-1),MATCH(V$2&\" Score\",'C. PoC Adj Factor Scoring'!$E$4:$J$4,0),TRUE)","v":2},null,null,null,null,{"$f":"VLOOKUP(OFFSET($B:$B,,MATCH(AA$4,$B$4:$F$4,0)-1),OFFSET('C. PoC Adj Factor Scoring'!$E$5:$J$282,,MATCH(AA$4,'C. PoC Adj Factor Scoring'!$E$3:$AH$3,0)-1),MATCH(AA$2&\" Score\",'C. PoC Adj Factor Scoring'!$E$4:$J$4,0),TRUE)","v":0}]
[{"$f":"'A. Population Info'!A336","v":331},{"$f":"'A. Population Info'!L336","v":2},null,null,null,null,{"$f":"VLOOKUP(OFFSET($B:$B,,MATCH(G$4,$B$4:$F$4,0)-1),OFFSET('C. PoC Adj Factor Scoring'!$E$5:$J$282,,MATCH(G$4,'C. PoC Adj Factor Scoring'!$E$3:$AH$3,0)-1),MATCH(G$2&\" Score\",'C. PoC Adj Factor Scoring'!$E$4:$J$4,0),TRUE)","v":2},null,null,null,null,{"$f":"VLOOKUP(OFFSET($B:$B,,MATCH(L$4,$B$4:$F$4,0)-1),OFFSET('C. PoC Adj Factor Scoring'!$E$5:$J$282,,MATCH(L$4,'C. PoC Adj Factor Scoring'!$E$3:$AH$3,0)-1),MATCH(L$2&\" Score\",'C. PoC Adj Factor Scoring'!$E$4:$J$4,0),TRUE)","v":2},null,null,null,null,{"$f":"VLOOKUP(OFFSET($B:$B,,MATCH(Q$4,$B$4:$F$4,0)-1),OFFSET('C. PoC Adj Factor Scoring'!$E$5:$J$282,,MATCH(Q$4,'C. PoC Adj Factor Scoring'!$E$3:$AH$3,0)-1),MATCH(Q$2&\" Score\",'C. PoC Adj Factor Scoring'!$E$4:$J$4,0),TRUE)","v":2},null,null,null,null,{"$f":"VLOOKUP(OFFSET($B:$B,,MATCH(V$4,$B$4:$F$4,0)-1),OFFSET('C. PoC Adj Factor Scoring'!$E$5:$J$282,,MATCH(V$4,'C. PoC Adj Factor Scoring'!$E$3:$AH$3,0)-1),MATCH(V$2&\" Score\",'C. PoC Adj Factor Scoring'!$E$4:$J$4,0),TRUE)","v":2},null,null,null,null,{"$f":"VLOOKUP(OFFSET($B:$B,,MATCH(AA$4,$B$4:$F$4,0)-1),OFFSET('C. PoC Adj Factor Scoring'!$E$5:$J$282,,MATCH(AA$4,'C. PoC Adj Factor Scoring'!$E$3:$AH$3,0)-1),MATCH(AA$2&\" Score\",'C. PoC Adj Factor Scoring'!$E$4:$J$4,0),TRUE)","v":0}]
[{"$f":"'A. Population Info'!A337","v":332},{"$f":"'A. Population Info'!L337","v":2},null,null,null,null,{"$f":"VLOOKUP(OFFSET($B:$B,,MATCH(G$4,$B$4:$F$4,0)-1),OFFSET('C. PoC Adj Factor Scoring'!$E$5:$J$282,,MATCH(G$4,'C. PoC Adj Factor Scoring'!$E$3:$AH$3,0)-1),MATCH(G$2&\" Score\",'C. PoC Adj Factor Scoring'!$E$4:$J$4,0),TRUE)","v":2},null,null,null,null,{"$f":"VLOOKUP(OFFSET($B:$B,,MATCH(L$4,$B$4:$F$4,0)-1),OFFSET('C. PoC Adj Factor Scoring'!$E$5:$J$282,,MATCH(L$4,'C. PoC Adj Factor Scoring'!$E$3:$AH$3,0)-1),MATCH(L$2&\" Score\",'C. PoC Adj Factor Scoring'!$E$4:$J$4,0),TRUE)","v":2},null,null,null,null,{"$f":"VLOOKUP(OFFSET($B:$B,,MATCH(Q$4,$B$4:$F$4,0)-1),OFFSET('C. PoC Adj Factor Scoring'!$E$5:$J$282,,MATCH(Q$4,'C. PoC Adj Factor Scoring'!$E$3:$AH$3,0)-1),MATCH(Q$2&\" Score\",'C. PoC Adj Factor Scoring'!$E$4:$J$4,0),TRUE)","v":2},null,null,null,null,{"$f":"VLOOKUP(OFFSET($B:$B,,MATCH(V$4,$B$4:$F$4,0)-1),OFFSET('C. PoC Adj Factor Scoring'!$E$5:$J$282,,MATCH(V$4,'C. PoC Adj Factor Scoring'!$E$3:$AH$3,0)-1),MATCH(V$2&\" Score\",'C. PoC Adj Factor Scoring'!$E$4:$J$4,0),TRUE)","v":2},null,null,null,null,{"$f":"VLOOKUP(OFFSET($B:$B,,MATCH(AA$4,$B$4:$F$4,0)-1),OFFSET('C. PoC Adj Factor Scoring'!$E$5:$J$282,,MATCH(AA$4,'C. PoC Adj Factor Scoring'!$E$3:$AH$3,0)-1),MATCH(AA$2&\" Score\",'C. PoC Adj Factor Scoring'!$E$4:$J$4,0),TRUE)","v":0}]
[{"$f":"'A. Population Info'!A338","v":333},{"$f":"'A. Population Info'!L338","v":1},null,null,null,null,{"$f":"VLOOKUP(OFFSET($B:$B,,MATCH(G$4,$B$4:$F$4,0)-1),OFFSET('C. PoC Adj Factor Scoring'!$E$5:$J$282,,MATCH(G$4,'C. PoC Adj Factor Scoring'!$E$3:$AH$3,0)-1),MATCH(G$2&\" Score\",'C. PoC Adj Factor Scoring'!$E$4:$J$4,0),TRUE)","v":1},null,null,null,null,{"$f":"VLOOKUP(OFFSET($B:$B,,MATCH(L$4,$B$4:$F$4,0)-1),OFFSET('C. PoC Adj Factor Scoring'!$E$5:$J$282,,MATCH(L$4,'C. PoC Adj Factor Scoring'!$E$3:$AH$3,0)-1),MATCH(L$2&\" Score\",'C. PoC Adj Factor Scoring'!$E$4:$J$4,0),TRUE)","v":1},null,null,null,null,{"$f":"VLOOKUP(OFFSET($B:$B,,MATCH(Q$4,$B$4:$F$4,0)-1),OFFSET('C. PoC Adj Factor Scoring'!$E$5:$J$282,,MATCH(Q$4,'C. PoC Adj Factor Scoring'!$E$3:$AH$3,0)-1),MATCH(Q$2&\" Score\",'C. PoC Adj Factor Scoring'!$E$4:$J$4,0),TRUE)","v":1},null,null,null,null,{"$f":"VLOOKUP(OFFSET($B:$B,,MATCH(V$4,$B$4:$F$4,0)-1),OFFSET('C. PoC Adj Factor Scoring'!$E$5:$J$282,,MATCH(V$4,'C. PoC Adj Factor Scoring'!$E$3:$AH$3,0)-1),MATCH(V$2&\" Score\",'C. PoC Adj Factor Scoring'!$E$4:$J$4,0),TRUE)","v":1},null,null,null,null,{"$f":"VLOOKUP(OFFSET($B:$B,,MATCH(AA$4,$B$4:$F$4,0)-1),OFFSET('C. PoC Adj Factor Scoring'!$E$5:$J$282,,MATCH(AA$4,'C. PoC Adj Factor Scoring'!$E$3:$AH$3,0)-1),MATCH(AA$2&\" Score\",'C. PoC Adj Factor Scoring'!$E$4:$J$4,0),TRUE)","v":0}]
[{"$f":"'A. Population Info'!A339","v":334},{"$f":"'A. Population Info'!L339","v":1},null,null,null,null,{"$f":"VLOOKUP(OFFSET($B:$B,,MATCH(G$4,$B$4:$F$4,0)-1),OFFSET('C. PoC Adj Factor Scoring'!$E$5:$J$282,,MATCH(G$4,'C. PoC Adj Factor Scoring'!$E$3:$AH$3,0)-1),MATCH(G$2&\" Score\",'C. PoC Adj Factor Scoring'!$E$4:$J$4,0),TRUE)","v":1},null,null,null,null,{"$f":"VLOOKUP(OFFSET($B:$B,,MATCH(L$4,$B$4:$F$4,0)-1),OFFSET('C. PoC Adj Factor Scoring'!$E$5:$J$282,,MATCH(L$4,'C. PoC Adj Factor Scoring'!$E$3:$AH$3,0)-1),MATCH(L$2&\" Score\",'C. PoC Adj Factor Scoring'!$E$4:$J$4,0),TRUE)","v":1},null,null,null,null,{"$f":"VLOOKUP(OFFSET($B:$B,,MATCH(Q$4,$B$4:$F$4,0)-1),OFFSET('C. PoC Adj Factor Scoring'!$E$5:$J$282,,MATCH(Q$4,'C. PoC Adj Factor Scoring'!$E$3:$AH$3,0)-1),MATCH(Q$2&\" Score\",'C. PoC Adj Factor Scoring'!$E$4:$J$4,0),TRUE)","v":1},null,null,null,null,{"$f":"VLOOKUP(OFFSET($B:$B,,MATCH(V$4,$B$4:$F$4,0)-1),OFFSET('C. PoC Adj Factor Scoring'!$E$5:$J$282,,MATCH(V$4,'C. PoC Adj Factor Scoring'!$E$3:$AH$3,0)-1),MATCH(V$2&\" Score\",'C. PoC Adj Factor Scoring'!$E$4:$J$4,0),TRUE)","v":1},null,null,null,null,{"$f":"VLOOKUP(OFFSET($B:$B,,MATCH(AA$4,$B$4:$F$4,0)-1),OFFSET('C. PoC Adj Factor Scoring'!$E$5:$J$282,,MATCH(AA$4,'C. PoC Adj Factor Scoring'!$E$3:$AH$3,0)-1),MATCH(AA$2&\" Score\",'C. PoC Adj Factor Scoring'!$E$4:$J$4,0),TRUE)","v":0}]
[{"$f":"'A. Population Info'!A340","v":335},{"$f":"'A. Population Info'!L340","v":2},null,null,null,null,{"$f":"VLOOKUP(OFFSET($B:$B,,MATCH(G$4,$B$4:$F$4,0)-1),OFFSET('C. PoC Adj Factor Scoring'!$E$5:$J$282,,MATCH(G$4,'C. PoC Adj Factor Scoring'!$E$3:$AH$3,0)-1),MATCH(G$2&\" Score\",'C. PoC Adj Factor Scoring'!$E$4:$J$4,0),TRUE)","v":2},null,null,null,null,{"$f":"VLOOKUP(OFFSET($B:$B,,MATCH(L$4,$B$4:$F$4,0)-1),OFFSET('C. PoC Adj Factor Scoring'!$E$5:$J$282,,MATCH(L$4,'C. PoC Adj Factor Scoring'!$E$3:$AH$3,0)-1),MATCH(L$2&\" Score\",'C. PoC Adj Factor Scoring'!$E$4:$J$4,0),TRUE)","v":2},null,null,null,null,{"$f":"VLOOKUP(OFFSET($B:$B,,MATCH(Q$4,$B$4:$F$4,0)-1),OFFSET('C. PoC Adj Factor Scoring'!$E$5:$J$282,,MATCH(Q$4,'C. PoC Adj Factor Scoring'!$E$3:$AH$3,0)-1),MATCH(Q$2&\" Score\",'C. PoC Adj Factor Scoring'!$E$4:$J$4,0),TRUE)","v":2},null,null,null,null,{"$f":"VLOOKUP(OFFSET($B:$B,,MATCH(V$4,$B$4:$F$4,0)-1),OFFSET('C. PoC Adj Factor Scoring'!$E$5:$J$282,,MATCH(V$4,'C. PoC Adj Factor Scoring'!$E$3:$AH$3,0)-1),MATCH(V$2&\" Score\",'C. PoC Adj Factor Scoring'!$E$4:$J$4,0),TRUE)","v":2},null,null,null,null,{"$f":"VLOOKUP(OFFSET($B:$B,,MATCH(AA$4,$B$4:$F$4,0)-1),OFFSET('C. PoC Adj Factor Scoring'!$E$5:$J$282,,MATCH(AA$4,'C. PoC Adj Factor Scoring'!$E$3:$AH$3,0)-1),MATCH(AA$2&\" Score\",'C. PoC Adj Factor Scoring'!$E$4:$J$4,0),TRUE)","v":0}]
[{"$f":"'A. Population Info'!A341","v":336},{"$f":"'A. Population Info'!L341","v":2},null,null,null,null,{"$f":"VLOOKUP(OFFSET($B:$B,,MATCH(G$4,$B$4:$F$4,0)-1),OFFSET('C. PoC Adj Factor Scoring'!$E$5:$J$282,,MATCH(G$4,'C. PoC Adj Factor Scoring'!$E$3:$AH$3,0)-1),MATCH(G$2&\" Score\",'C. PoC Adj Factor Scoring'!$E$4:$J$4,0),TRUE)","v":2},null,null,null,null,{"$f":"VLOOKUP(OFFSET($B:$B,,MATCH(L$4,$B$4:$F$4,0)-1),OFFSET('C. PoC Adj Factor Scoring'!$E$5:$J$282,,MATCH(L$4,'C. PoC Adj Factor Scoring'!$E$3:$AH$3,0)-1),MATCH(L$2&\" Score\",'C. PoC Adj Factor Scoring'!$E$4:$J$4,0),TRUE)","v":2},null,null,null,null,{"$f":"VLOOKUP(OFFSET($B:$B,,MATCH(Q$4,$B$4:$F$4,0)-1),OFFSET('C. PoC Adj Factor Scoring'!$E$5:$J$282,,MATCH(Q$4,'C. PoC Adj Factor Scoring'!$E$3:$AH$3,0)-1),MATCH(Q$2&\" Score\",'C. PoC Adj Factor Scoring'!$E$4:$J$4,0),TRUE)","v":2},null,null,null,null,{"$f":"VLOOKUP(OFFSET($B:$B,,MATCH(V$4,$B$4:$F$4,0)-1),OFFSET('C. PoC Adj Factor Scoring'!$E$5:$J$282,,MATCH(V$4,'C. PoC Adj Factor Scoring'!$E$3:$AH$3,0)-1),MATCH(V$2&\" Score\",'C. PoC Adj Factor Scoring'!$E$4:$J$4,0),TRUE)","v":2},null,null,null,null,{"$f":"VLOOKUP(OFFSET($B:$B,,MATCH(AA$4,$B$4:$F$4,0)-1),OFFSET('C. PoC Adj Factor Scoring'!$E$5:$J$282,,MATCH(AA$4,'C. PoC Adj Factor Scoring'!$E$3:$AH$3,0)-1),MATCH(AA$2&\" Score\",'C. PoC Adj Factor Scoring'!$E$4:$J$4,0),TRUE)","v":0}]
[{"$f":"'A. Population Info'!A342","v":337},{"$f":"'A. Population Info'!L342","v":2},null,null,null,null,{"$f":"VLOOKUP(OFFSET($B:$B,,MATCH(G$4,$B$4:$F$4,0)-1),OFFSET('C. PoC Adj Factor Scoring'!$E$5:$J$282,,MATCH(G$4,'C. PoC Adj Factor Scoring'!$E$3:$AH$3,0)-1),MATCH(G$2&\" Score\",'C. PoC Adj Factor Scoring'!$E$4:$J$4,0),TRUE)","v":2},null,null,null,null,{"$f":"VLOOKUP(OFFSET($B:$B,,MATCH(L$4,$B$4:$F$4,0)-1),OFFSET('C. PoC Adj Factor Scoring'!$E$5:$J$282,,MATCH(L$4,'C. PoC Adj Factor Scoring'!$E$3:$AH$3,0)-1),MATCH(L$2&\" Score\",'C. PoC Adj Factor Scoring'!$E$4:$J$4,0),TRUE)","v":2},null,null,null,null,{"$f":"VLOOKUP(OFFSET($B:$B,,MATCH(Q$4,$B$4:$F$4,0)-1),OFFSET('C. PoC Adj Factor Scoring'!$E$5:$J$282,,MATCH(Q$4,'C. PoC Adj Factor Scoring'!$E$3:$AH$3,0)-1),MATCH(Q$2&\" Score\",'C. PoC Adj Factor Scoring'!$E$4:$J$4,0),TRUE)","v":2},null,null,null,null,{"$f":"VLOOKUP(OFFSET($B:$B,,MATCH(V$4,$B$4:$F$4,0)-1),OFFSET('C. PoC Adj Factor Scoring'!$E$5:$J$282,,MATCH(V$4,'C. PoC Adj Factor Scoring'!$E$3:$AH$3,0)-1),MATCH(V$2&\" Score\",'C. PoC Adj Factor Scoring'!$E$4:$J$4,0),TRUE)","v":2},null,null,null,null,{"$f":"VLOOKUP(OFFSET($B:$B,,MATCH(AA$4,$B$4:$F$4,0)-1),OFFSET('C. PoC Adj Factor Scoring'!$E$5:$J$282,,MATCH(AA$4,'C. PoC Adj Factor Scoring'!$E$3:$AH$3,0)-1),MATCH(AA$2&\" Score\",'C. PoC Adj Factor Scoring'!$E$4:$J$4,0),TRUE)","v":0}]
[{"$f":"'A. Population Info'!A343","v":338},{"$f":"'A. Population Info'!L343","v":2},null,null,null,null,{"$f":"VLOOKUP(OFFSET($B:$B,,MATCH(G$4,$B$4:$F$4,0)-1),OFFSET('C. PoC Adj Factor Scoring'!$E$5:$J$282,,MATCH(G$4,'C. PoC Adj Factor Scoring'!$E$3:$AH$3,0)-1),MATCH(G$2&\" Score\",'C. PoC Adj Factor Scoring'!$E$4:$J$4,0),TRUE)","v":2},null,null,null,null,{"$f":"VLOOKUP(OFFSET($B:$B,,MATCH(L$4,$B$4:$F$4,0)-1),OFFSET('C. PoC Adj Factor Scoring'!$E$5:$J$282,,MATCH(L$4,'C. PoC Adj Factor Scoring'!$E$3:$AH$3,0)-1),MATCH(L$2&\" Score\",'C. PoC Adj Factor Scoring'!$E$4:$J$4,0),TRUE)","v":2},null,null,null,null,{"$f":"VLOOKUP(OFFSET($B:$B,,MATCH(Q$4,$B$4:$F$4,0)-1),OFFSET('C. PoC Adj Factor Scoring'!$E$5:$J$282,,MATCH(Q$4,'C. PoC Adj Factor Scoring'!$E$3:$AH$3,0)-1),MATCH(Q$2&\" Score\",'C. PoC Adj Factor Scoring'!$E$4:$J$4,0),TRUE)","v":2},null,null,null,null,{"$f":"VLOOKUP(OFFSET($B:$B,,MATCH(V$4,$B$4:$F$4,0)-1),OFFSET('C. PoC Adj Factor Scoring'!$E$5:$J$282,,MATCH(V$4,'C. PoC Adj Factor Scoring'!$E$3:$AH$3,0)-1),MATCH(V$2&\" Score\",'C. PoC Adj Factor Scoring'!$E$4:$J$4,0),TRUE)","v":2},null,null,null,null,{"$f":"VLOOKUP(OFFSET($B:$B,,MATCH(AA$4,$B$4:$F$4,0)-1),OFFSET('C. PoC Adj Factor Scoring'!$E$5:$J$282,,MATCH(AA$4,'C. PoC Adj Factor Scoring'!$E$3:$AH$3,0)-1),MATCH(AA$2&\" Score\",'C. PoC Adj Factor Scoring'!$E$4:$J$4,0),TRUE)","v":0}]
[{"$f":"'A. Population Info'!A344","v":339},{"$f":"'A. Population Info'!L344","v":2},null,null,null,null,{"$f":"VLOOKUP(OFFSET($B:$B,,MATCH(G$4,$B$4:$F$4,0)-1),OFFSET('C. PoC Adj Factor Scoring'!$E$5:$J$282,,MATCH(G$4,'C. PoC Adj Factor Scoring'!$E$3:$AH$3,0)-1),MATCH(G$2&\" Score\",'C. PoC Adj Factor Scoring'!$E$4:$J$4,0),TRUE)","v":2},null,null,null,null,{"$f":"VLOOKUP(OFFSET($B:$B,,MATCH(L$4,$B$4:$F$4,0)-1),OFFSET('C. PoC Adj Factor Scoring'!$E$5:$J$282,,MATCH(L$4,'C. PoC Adj Factor Scoring'!$E$3:$AH$3,0)-1),MATCH(L$2&\" Score\",'C. PoC Adj Factor Scoring'!$E$4:$J$4,0),TRUE)","v":2},null,null,null,null,{"$f":"VLOOKUP(OFFSET($B:$B,,MATCH(Q$4,$B$4:$F$4,0)-1),OFFSET('C. PoC Adj Factor Scoring'!$E$5:$J$282,,MATCH(Q$4,'C. PoC Adj Factor Scoring'!$E$3:$AH$3,0)-1),MATCH(Q$2&\" Score\",'C. PoC Adj Factor Scoring'!$E$4:$J$4,0),TRUE)","v":2},null,null,null,null,{"$f":"VLOOKUP(OFFSET($B:$B,,MATCH(V$4,$B$4:$F$4,0)-1),OFFSET('C. PoC Adj Factor Scoring'!$E$5:$J$282,,MATCH(V$4,'C. PoC Adj Factor Scoring'!$E$3:$AH$3,0)-1),MATCH(V$2&\" Score\",'C. PoC Adj Factor Scoring'!$E$4:$J$4,0),TRUE)","v":2},null,null,null,null,{"$f":"VLOOKUP(OFFSET($B:$B,,MATCH(AA$4,$B$4:$F$4,0)-1),OFFSET('C. PoC Adj Factor Scoring'!$E$5:$J$282,,MATCH(AA$4,'C. PoC Adj Factor Scoring'!$E$3:$AH$3,0)-1),MATCH(AA$2&\" Score\",'C. PoC Adj Factor Scoring'!$E$4:$J$4,0),TRUE)","v":0}]
[{"$f":"'A. Population Info'!A345","v":340},{"$f":"'A. Population Info'!L345","v":2},null,null,null,null,{"$f":"VLOOKUP(OFFSET($B:$B,,MATCH(G$4,$B$4:$F$4,0)-1),OFFSET('C. PoC Adj Factor Scoring'!$E$5:$J$282,,MATCH(G$4,'C. PoC Adj Factor Scoring'!$E$3:$AH$3,0)-1),MATCH(G$2&\" Score\",'C. PoC Adj Factor Scoring'!$E$4:$J$4,0),TRUE)","v":2},null,null,null,null,{"$f":"VLOOKUP(OFFSET($B:$B,,MATCH(L$4,$B$4:$F$4,0)-1),OFFSET('C. PoC Adj Factor Scoring'!$E$5:$J$282,,MATCH(L$4,'C. PoC Adj Factor Scoring'!$E$3:$AH$3,0)-1),MATCH(L$2&\" Score\",'C. PoC Adj Factor Scoring'!$E$4:$J$4,0),TRUE)","v":2},null,null,null,null,{"$f":"VLOOKUP(OFFSET($B:$B,,MATCH(Q$4,$B$4:$F$4,0)-1),OFFSET('C. PoC Adj Factor Scoring'!$E$5:$J$282,,MATCH(Q$4,'C. PoC Adj Factor Scoring'!$E$3:$AH$3,0)-1),MATCH(Q$2&\" Score\",'C. PoC Adj Factor Scoring'!$E$4:$J$4,0),TRUE)","v":2},null,null,null,null,{"$f":"VLOOKUP(OFFSET($B:$B,,MATCH(V$4,$B$4:$F$4,0)-1),OFFSET('C. PoC Adj Factor Scoring'!$E$5:$J$282,,MATCH(V$4,'C. PoC Adj Factor Scoring'!$E$3:$AH$3,0)-1),MATCH(V$2&\" Score\",'C. PoC Adj Factor Scoring'!$E$4:$J$4,0),TRUE)","v":2},null,null,null,null,{"$f":"VLOOKUP(OFFSET($B:$B,,MATCH(AA$4,$B$4:$F$4,0)-1),OFFSET('C. PoC Adj Factor Scoring'!$E$5:$J$282,,MATCH(AA$4,'C. PoC Adj Factor Scoring'!$E$3:$AH$3,0)-1),MATCH(AA$2&\" Score\",'C. PoC Adj Factor Scoring'!$E$4:$J$4,0),TRUE)","v":0}]
[{"$f":"'A. Population Info'!A346","v":341},{"$f":"'A. Population Info'!L346","v":1},null,null,null,null,{"$f":"VLOOKUP(OFFSET($B:$B,,MATCH(G$4,$B$4:$F$4,0)-1),OFFSET('C. PoC Adj Factor Scoring'!$E$5:$J$282,,MATCH(G$4,'C. PoC Adj Factor Scoring'!$E$3:$AH$3,0)-1),MATCH(G$2&\" Score\",'C. PoC Adj Factor Scoring'!$E$4:$J$4,0),TRUE)","v":1},null,null,null,null,{"$f":"VLOOKUP(OFFSET($B:$B,,MATCH(L$4,$B$4:$F$4,0)-1),OFFSET('C. PoC Adj Factor Scoring'!$E$5:$J$282,,MATCH(L$4,'C. PoC Adj Factor Scoring'!$E$3:$AH$3,0)-1),MATCH(L$2&\" Score\",'C. PoC Adj Factor Scoring'!$E$4:$J$4,0),TRUE)","v":1},null,null,null,null,{"$f":"VLOOKUP(OFFSET($B:$B,,MATCH(Q$4,$B$4:$F$4,0)-1),OFFSET('C. PoC Adj Factor Scoring'!$E$5:$J$282,,MATCH(Q$4,'C. PoC Adj Factor Scoring'!$E$3:$AH$3,0)-1),MATCH(Q$2&\" Score\",'C. PoC Adj Factor Scoring'!$E$4:$J$4,0),TRUE)","v":1},null,null,null,null,{"$f":"VLOOKUP(OFFSET($B:$B,,MATCH(V$4,$B$4:$F$4,0)-1),OFFSET('C. PoC Adj Factor Scoring'!$E$5:$J$282,,MATCH(V$4,'C. PoC Adj Factor Scoring'!$E$3:$AH$3,0)-1),MATCH(V$2&\" Score\",'C. PoC Adj Factor Scoring'!$E$4:$J$4,0),TRUE)","v":1},null,null,null,null,{"$f":"VLOOKUP(OFFSET($B:$B,,MATCH(AA$4,$B$4:$F$4,0)-1),OFFSET('C. PoC Adj Factor Scoring'!$E$5:$J$282,,MATCH(AA$4,'C. PoC Adj Factor Scoring'!$E$3:$AH$3,0)-1),MATCH(AA$2&\" Score\",'C. PoC Adj Factor Scoring'!$E$4:$J$4,0),TRUE)","v":0}]
[{"$f":"'A. Population Info'!A347","v":342},{"$f":"'A. Population Info'!L347","v":2},null,null,null,null,{"$f":"VLOOKUP(OFFSET($B:$B,,MATCH(G$4,$B$4:$F$4,0)-1),OFFSET('C. PoC Adj Factor Scoring'!$E$5:$J$282,,MATCH(G$4,'C. PoC Adj Factor Scoring'!$E$3:$AH$3,0)-1),MATCH(G$2&\" Score\",'C. PoC Adj Factor Scoring'!$E$4:$J$4,0),TRUE)","v":2},null,null,null,null,{"$f":"VLOOKUP(OFFSET($B:$B,,MATCH(L$4,$B$4:$F$4,0)-1),OFFSET('C. PoC Adj Factor Scoring'!$E$5:$J$282,,MATCH(L$4,'C. PoC Adj Factor Scoring'!$E$3:$AH$3,0)-1),MATCH(L$2&\" Score\",'C. PoC Adj Factor Scoring'!$E$4:$J$4,0),TRUE)","v":2},null,null,null,null,{"$f":"VLOOKUP(OFFSET($B:$B,,MATCH(Q$4,$B$4:$F$4,0)-1),OFFSET('C. PoC Adj Factor Scoring'!$E$5:$J$282,,MATCH(Q$4,'C. PoC Adj Factor Scoring'!$E$3:$AH$3,0)-1),MATCH(Q$2&\" Score\",'C. PoC Adj Factor Scoring'!$E$4:$J$4,0),TRUE)","v":2},null,null,null,null,{"$f":"VLOOKUP(OFFSET($B:$B,,MATCH(V$4,$B$4:$F$4,0)-1),OFFSET('C. PoC Adj Factor Scoring'!$E$5:$J$282,,MATCH(V$4,'C. PoC Adj Factor Scoring'!$E$3:$AH$3,0)-1),MATCH(V$2&\" Score\",'C. PoC Adj Factor Scoring'!$E$4:$J$4,0),TRUE)","v":2},null,null,null,null,{"$f":"VLOOKUP(OFFSET($B:$B,,MATCH(AA$4,$B$4:$F$4,0)-1),OFFSET('C. PoC Adj Factor Scoring'!$E$5:$J$282,,MATCH(AA$4,'C. PoC Adj Factor Scoring'!$E$3:$AH$3,0)-1),MATCH(AA$2&\" Score\",'C. PoC Adj Factor Scoring'!$E$4:$J$4,0),TRUE)","v":0}]
[{"$f":"'A. Population Info'!A348","v":343},{"$f":"'A. Population Info'!L348","v":2},null,null,null,null,{"$f":"VLOOKUP(OFFSET($B:$B,,MATCH(G$4,$B$4:$F$4,0)-1),OFFSET('C. PoC Adj Factor Scoring'!$E$5:$J$282,,MATCH(G$4,'C. PoC Adj Factor Scoring'!$E$3:$AH$3,0)-1),MATCH(G$2&\" Score\",'C. PoC Adj Factor Scoring'!$E$4:$J$4,0),TRUE)","v":2},null,null,null,null,{"$f":"VLOOKUP(OFFSET($B:$B,,MATCH(L$4,$B$4:$F$4,0)-1),OFFSET('C. PoC Adj Factor Scoring'!$E$5:$J$282,,MATCH(L$4,'C. PoC Adj Factor Scoring'!$E$3:$AH$3,0)-1),MATCH(L$2&\" Score\",'C. PoC Adj Factor Scoring'!$E$4:$J$4,0),TRUE)","v":2},null,null,null,null,{"$f":"VLOOKUP(OFFSET($B:$B,,MATCH(Q$4,$B$4:$F$4,0)-1),OFFSET('C. PoC Adj Factor Scoring'!$E$5:$J$282,,MATCH(Q$4,'C. PoC Adj Factor Scoring'!$E$3:$AH$3,0)-1),MATCH(Q$2&\" Score\",'C. PoC Adj Factor Scoring'!$E$4:$J$4,0),TRUE)","v":2},null,null,null,null,{"$f":"VLOOKUP(OFFSET($B:$B,,MATCH(V$4,$B$4:$F$4,0)-1),OFFSET('C. PoC Adj Factor Scoring'!$E$5:$J$282,,MATCH(V$4,'C. PoC Adj Factor Scoring'!$E$3:$AH$3,0)-1),MATCH(V$2&\" Score\",'C. PoC Adj Factor Scoring'!$E$4:$J$4,0),TRUE)","v":2},null,null,null,null,{"$f":"VLOOKUP(OFFSET($B:$B,,MATCH(AA$4,$B$4:$F$4,0)-1),OFFSET('C. PoC Adj Factor Scoring'!$E$5:$J$282,,MATCH(AA$4,'C. PoC Adj Factor Scoring'!$E$3:$AH$3,0)-1),MATCH(AA$2&\" Score\",'C. PoC Adj Factor Scoring'!$E$4:$J$4,0),TRUE)","v":0}]
[{"$f":"'A. Population Info'!A349","v":344},{"$f":"'A. Population Info'!L349","v":3},null,null,null,null,{"$f":"VLOOKUP(OFFSET($B:$B,,MATCH(G$4,$B$4:$F$4,0)-1),OFFSET('C. PoC Adj Factor Scoring'!$E$5:$J$282,,MATCH(G$4,'C. PoC Adj Factor Scoring'!$E$3:$AH$3,0)-1),MATCH(G$2&\" Score\",'C. PoC Adj Factor Scoring'!$E$4:$J$4,0),TRUE)","v":3},null,null,null,null,{"$f":"VLOOKUP(OFFSET($B:$B,,MATCH(L$4,$B$4:$F$4,0)-1),OFFSET('C. PoC Adj Factor Scoring'!$E$5:$J$282,,MATCH(L$4,'C. PoC Adj Factor Scoring'!$E$3:$AH$3,0)-1),MATCH(L$2&\" Score\",'C. PoC Adj Factor Scoring'!$E$4:$J$4,0),TRUE)","v":3},null,null,null,null,{"$f":"VLOOKUP(OFFSET($B:$B,,MATCH(Q$4,$B$4:$F$4,0)-1),OFFSET('C. PoC Adj Factor Scoring'!$E$5:$J$282,,MATCH(Q$4,'C. PoC Adj Factor Scoring'!$E$3:$AH$3,0)-1),MATCH(Q$2&\" Score\",'C. PoC Adj Factor Scoring'!$E$4:$J$4,0),TRUE)","v":3},null,null,null,null,{"$f":"VLOOKUP(OFFSET($B:$B,,MATCH(V$4,$B$4:$F$4,0)-1),OFFSET('C. PoC Adj Factor Scoring'!$E$5:$J$282,,MATCH(V$4,'C. PoC Adj Factor Scoring'!$E$3:$AH$3,0)-1),MATCH(V$2&\" Score\",'C. PoC Adj Factor Scoring'!$E$4:$J$4,0),TRUE)","v":3},null,null,null,null,{"$f":"VLOOKUP(OFFSET($B:$B,,MATCH(AA$4,$B$4:$F$4,0)-1),OFFSET('C. PoC Adj Factor Scoring'!$E$5:$J$282,,MATCH(AA$4,'C. PoC Adj Factor Scoring'!$E$3:$AH$3,0)-1),MATCH(AA$2&\" Score\",'C. PoC Adj Factor Scoring'!$E$4:$J$4,0),TRUE)","v":0}]
[{"$f":"'A. Population Info'!A350","v":345},{"$f":"'A. Population Info'!L350","v":3},null,null,null,null,{"$f":"VLOOKUP(OFFSET($B:$B,,MATCH(G$4,$B$4:$F$4,0)-1),OFFSET('C. PoC Adj Factor Scoring'!$E$5:$J$282,,MATCH(G$4,'C. PoC Adj Factor Scoring'!$E$3:$AH$3,0)-1),MATCH(G$2&\" Score\",'C. PoC Adj Factor Scoring'!$E$4:$J$4,0),TRUE)","v":3},null,null,null,null,{"$f":"VLOOKUP(OFFSET($B:$B,,MATCH(L$4,$B$4:$F$4,0)-1),OFFSET('C. PoC Adj Factor Scoring'!$E$5:$J$282,,MATCH(L$4,'C. PoC Adj Factor Scoring'!$E$3:$AH$3,0)-1),MATCH(L$2&\" Score\",'C. PoC Adj Factor Scoring'!$E$4:$J$4,0),TRUE)","v":3},null,null,null,null,{"$f":"VLOOKUP(OFFSET($B:$B,,MATCH(Q$4,$B$4:$F$4,0)-1),OFFSET('C. PoC Adj Factor Scoring'!$E$5:$J$282,,MATCH(Q$4,'C. PoC Adj Factor Scoring'!$E$3:$AH$3,0)-1),MATCH(Q$2&\" Score\",'C. PoC Adj Factor Scoring'!$E$4:$J$4,0),TRUE)","v":3},null,null,null,null,{"$f":"VLOOKUP(OFFSET($B:$B,,MATCH(V$4,$B$4:$F$4,0)-1),OFFSET('C. PoC Adj Factor Scoring'!$E$5:$J$282,,MATCH(V$4,'C. PoC Adj Factor Scoring'!$E$3:$AH$3,0)-1),MATCH(V$2&\" Score\",'C. PoC Adj Factor Scoring'!$E$4:$J$4,0),TRUE)","v":3},null,null,null,null,{"$f":"VLOOKUP(OFFSET($B:$B,,MATCH(AA$4,$B$4:$F$4,0)-1),OFFSET('C. PoC Adj Factor Scoring'!$E$5:$J$282,,MATCH(AA$4,'C. PoC Adj Factor Scoring'!$E$3:$AH$3,0)-1),MATCH(AA$2&\" Score\",'C. PoC Adj Factor Scoring'!$E$4:$J$4,0),TRUE)","v":0}]
[{"$f":"'A. Population Info'!A351","v":346},{"$f":"'A. Population Info'!L351","v":3},null,null,null,null,{"$f":"VLOOKUP(OFFSET($B:$B,,MATCH(G$4,$B$4:$F$4,0)-1),OFFSET('C. PoC Adj Factor Scoring'!$E$5:$J$282,,MATCH(G$4,'C. PoC Adj Factor Scoring'!$E$3:$AH$3,0)-1),MATCH(G$2&\" Score\",'C. PoC Adj Factor Scoring'!$E$4:$J$4,0),TRUE)","v":3},null,null,null,null,{"$f":"VLOOKUP(OFFSET($B:$B,,MATCH(L$4,$B$4:$F$4,0)-1),OFFSET('C. PoC Adj Factor Scoring'!$E$5:$J$282,,MATCH(L$4,'C. PoC Adj Factor Scoring'!$E$3:$AH$3,0)-1),MATCH(L$2&\" Score\",'C. PoC Adj Factor Scoring'!$E$4:$J$4,0),TRUE)","v":3},null,null,null,null,{"$f":"VLOOKUP(OFFSET($B:$B,,MATCH(Q$4,$B$4:$F$4,0)-1),OFFSET('C. PoC Adj Factor Scoring'!$E$5:$J$282,,MATCH(Q$4,'C. PoC Adj Factor Scoring'!$E$3:$AH$3,0)-1),MATCH(Q$2&\" Score\",'C. PoC Adj Factor Scoring'!$E$4:$J$4,0),TRUE)","v":3},null,null,null,null,{"$f":"VLOOKUP(OFFSET($B:$B,,MATCH(V$4,$B$4:$F$4,0)-1),OFFSET('C. PoC Adj Factor Scoring'!$E$5:$J$282,,MATCH(V$4,'C. PoC Adj Factor Scoring'!$E$3:$AH$3,0)-1),MATCH(V$2&\" Score\",'C. PoC Adj Factor Scoring'!$E$4:$J$4,0),TRUE)","v":3},null,null,null,null,{"$f":"VLOOKUP(OFFSET($B:$B,,MATCH(AA$4,$B$4:$F$4,0)-1),OFFSET('C. PoC Adj Factor Scoring'!$E$5:$J$282,,MATCH(AA$4,'C. PoC Adj Factor Scoring'!$E$3:$AH$3,0)-1),MATCH(AA$2&\" Score\",'C. PoC Adj Factor Scoring'!$E$4:$J$4,0),TRUE)","v":0}]
[{"$f":"'A. Population Info'!A352","v":347},{"$f":"'A. Population Info'!L352","v":1},null,null,null,null,{"$f":"VLOOKUP(OFFSET($B:$B,,MATCH(G$4,$B$4:$F$4,0)-1),OFFSET('C. PoC Adj Factor Scoring'!$E$5:$J$282,,MATCH(G$4,'C. PoC Adj Factor Scoring'!$E$3:$AH$3,0)-1),MATCH(G$2&\" Score\",'C. PoC Adj Factor Scoring'!$E$4:$J$4,0),TRUE)","v":1},null,null,null,null,{"$f":"VLOOKUP(OFFSET($B:$B,,MATCH(L$4,$B$4:$F$4,0)-1),OFFSET('C. PoC Adj Factor Scoring'!$E$5:$J$282,,MATCH(L$4,'C. PoC Adj Factor Scoring'!$E$3:$AH$3,0)-1),MATCH(L$2&\" Score\",'C. PoC Adj Factor Scoring'!$E$4:$J$4,0),TRUE)","v":1},null,null,null,null,{"$f":"VLOOKUP(OFFSET($B:$B,,MATCH(Q$4,$B$4:$F$4,0)-1),OFFSET('C. PoC Adj Factor Scoring'!$E$5:$J$282,,MATCH(Q$4,'C. PoC Adj Factor Scoring'!$E$3:$AH$3,0)-1),MATCH(Q$2&\" Score\",'C. PoC Adj Factor Scoring'!$E$4:$J$4,0),TRUE)","v":1},null,null,null,null,{"$f":"VLOOKUP(OFFSET($B:$B,,MATCH(V$4,$B$4:$F$4,0)-1),OFFSET('C. PoC Adj Factor Scoring'!$E$5:$J$282,,MATCH(V$4,'C. PoC Adj Factor Scoring'!$E$3:$AH$3,0)-1),MATCH(V$2&\" Score\",'C. PoC Adj Factor Scoring'!$E$4:$J$4,0),TRUE)","v":1},null,null,null,null,{"$f":"VLOOKUP(OFFSET($B:$B,,MATCH(AA$4,$B$4:$F$4,0)-1),OFFSET('C. PoC Adj Factor Scoring'!$E$5:$J$282,,MATCH(AA$4,'C. PoC Adj Factor Scoring'!$E$3:$AH$3,0)-1),MATCH(AA$2&\" Score\",'C. PoC Adj Factor Scoring'!$E$4:$J$4,0),TRUE)","v":0}]
[{"$f":"'A. Population Info'!A353","v":348},{"$f":"'A. Population Info'!L353","v":2},null,null,null,null,{"$f":"VLOOKUP(OFFSET($B:$B,,MATCH(G$4,$B$4:$F$4,0)-1),OFFSET('C. PoC Adj Factor Scoring'!$E$5:$J$282,,MATCH(G$4,'C. PoC Adj Factor Scoring'!$E$3:$AH$3,0)-1),MATCH(G$2&\" Score\",'C. PoC Adj Factor Scoring'!$E$4:$J$4,0),TRUE)","v":2},null,null,null,null,{"$f":"VLOOKUP(OFFSET($B:$B,,MATCH(L$4,$B$4:$F$4,0)-1),OFFSET('C. PoC Adj Factor Scoring'!$E$5:$J$282,,MATCH(L$4,'C. PoC Adj Factor Scoring'!$E$3:$AH$3,0)-1),MATCH(L$2&\" Score\",'C. PoC Adj Factor Scoring'!$E$4:$J$4,0),TRUE)","v":2},null,null,null,null,{"$f":"VLOOKUP(OFFSET($B:$B,,MATCH(Q$4,$B$4:$F$4,0)-1),OFFSET('C. PoC Adj Factor Scoring'!$E$5:$J$282,,MATCH(Q$4,'C. PoC Adj Factor Scoring'!$E$3:$AH$3,0)-1),MATCH(Q$2&\" Score\",'C. PoC Adj Factor Scoring'!$E$4:$J$4,0),TRUE)","v":2},null,null,null,null,{"$f":"VLOOKUP(OFFSET($B:$B,,MATCH(V$4,$B$4:$F$4,0)-1),OFFSET('C. PoC Adj Factor Scoring'!$E$5:$J$282,,MATCH(V$4,'C. PoC Adj Factor Scoring'!$E$3:$AH$3,0)-1),MATCH(V$2&\" Score\",'C. PoC Adj Factor Scoring'!$E$4:$J$4,0),TRUE)","v":2},null,null,null,null,{"$f":"VLOOKUP(OFFSET($B:$B,,MATCH(AA$4,$B$4:$F$4,0)-1),OFFSET('C. PoC Adj Factor Scoring'!$E$5:$J$282,,MATCH(AA$4,'C. PoC Adj Factor Scoring'!$E$3:$AH$3,0)-1),MATCH(AA$2&\" Score\",'C. PoC Adj Factor Scoring'!$E$4:$J$4,0),TRUE)","v":0}]
[{"$f":"'A. Population Info'!A354","v":349},{"$f":"'A. Population Info'!L354","v":1},null,null,null,null,{"$f":"VLOOKUP(OFFSET($B:$B,,MATCH(G$4,$B$4:$F$4,0)-1),OFFSET('C. PoC Adj Factor Scoring'!$E$5:$J$282,,MATCH(G$4,'C. PoC Adj Factor Scoring'!$E$3:$AH$3,0)-1),MATCH(G$2&\" Score\",'C. PoC Adj Factor Scoring'!$E$4:$J$4,0),TRUE)","v":1},null,null,null,null,{"$f":"VLOOKUP(OFFSET($B:$B,,MATCH(L$4,$B$4:$F$4,0)-1),OFFSET('C. PoC Adj Factor Scoring'!$E$5:$J$282,,MATCH(L$4,'C. PoC Adj Factor Scoring'!$E$3:$AH$3,0)-1),MATCH(L$2&\" Score\",'C. PoC Adj Factor Scoring'!$E$4:$J$4,0),TRUE)","v":1},null,null,null,null,{"$f":"VLOOKUP(OFFSET($B:$B,,MATCH(Q$4,$B$4:$F$4,0)-1),OFFSET('C. PoC Adj Factor Scoring'!$E$5:$J$282,,MATCH(Q$4,'C. PoC Adj Factor Scoring'!$E$3:$AH$3,0)-1),MATCH(Q$2&\" Score\",'C. PoC Adj Factor Scoring'!$E$4:$J$4,0),TRUE)","v":1},null,null,null,null,{"$f":"VLOOKUP(OFFSET($B:$B,,MATCH(V$4,$B$4:$F$4,0)-1),OFFSET('C. PoC Adj Factor Scoring'!$E$5:$J$282,,MATCH(V$4,'C. PoC Adj Factor Scoring'!$E$3:$AH$3,0)-1),MATCH(V$2&\" Score\",'C. PoC Adj Factor Scoring'!$E$4:$J$4,0),TRUE)","v":1},null,null,null,null,{"$f":"VLOOKUP(OFFSET($B:$B,,MATCH(AA$4,$B$4:$F$4,0)-1),OFFSET('C. PoC Adj Factor Scoring'!$E$5:$J$282,,MATCH(AA$4,'C. PoC Adj Factor Scoring'!$E$3:$AH$3,0)-1),MATCH(AA$2&\" Score\",'C. PoC Adj Factor Scoring'!$E$4:$J$4,0),TRUE)","v":0}]
[{"$f":"'A. Population Info'!A355","v":350},{"$f":"'A. Population Info'!L355","v":2},null,null,null,null,{"$f":"VLOOKUP(OFFSET($B:$B,,MATCH(G$4,$B$4:$F$4,0)-1),OFFSET('C. PoC Adj Factor Scoring'!$E$5:$J$282,,MATCH(G$4,'C. PoC Adj Factor Scoring'!$E$3:$AH$3,0)-1),MATCH(G$2&\" Score\",'C. PoC Adj Factor Scoring'!$E$4:$J$4,0),TRUE)","v":2},null,null,null,null,{"$f":"VLOOKUP(OFFSET($B:$B,,MATCH(L$4,$B$4:$F$4,0)-1),OFFSET('C. PoC Adj Factor Scoring'!$E$5:$J$282,,MATCH(L$4,'C. PoC Adj Factor Scoring'!$E$3:$AH$3,0)-1),MATCH(L$2&\" Score\",'C. PoC Adj Factor Scoring'!$E$4:$J$4,0),TRUE)","v":2},null,null,null,null,{"$f":"VLOOKUP(OFFSET($B:$B,,MATCH(Q$4,$B$4:$F$4,0)-1),OFFSET('C. PoC Adj Factor Scoring'!$E$5:$J$282,,MATCH(Q$4,'C. PoC Adj Factor Scoring'!$E$3:$AH$3,0)-1),MATCH(Q$2&\" Score\",'C. PoC Adj Factor Scoring'!$E$4:$J$4,0),TRUE)","v":2},null,null,null,null,{"$f":"VLOOKUP(OFFSET($B:$B,,MATCH(V$4,$B$4:$F$4,0)-1),OFFSET('C. PoC Adj Factor Scoring'!$E$5:$J$282,,MATCH(V$4,'C. PoC Adj Factor Scoring'!$E$3:$AH$3,0)-1),MATCH(V$2&\" Score\",'C. PoC Adj Factor Scoring'!$E$4:$J$4,0),TRUE)","v":2},null,null,null,null,{"$f":"VLOOKUP(OFFSET($B:$B,,MATCH(AA$4,$B$4:$F$4,0)-1),OFFSET('C. PoC Adj Factor Scoring'!$E$5:$J$282,,MATCH(AA$4,'C. PoC Adj Factor Scoring'!$E$3:$AH$3,0)-1),MATCH(AA$2&\" Score\",'C. PoC Adj Factor Scoring'!$E$4:$J$4,0),TRUE)","v":0}]
[{"$f":"'A. Population Info'!A356","v":351},{"$f":"'A. Population Info'!L356","v":1},null,null,null,null,{"$f":"VLOOKUP(OFFSET($B:$B,,MATCH(G$4,$B$4:$F$4,0)-1),OFFSET('C. PoC Adj Factor Scoring'!$E$5:$J$282,,MATCH(G$4,'C. PoC Adj Factor Scoring'!$E$3:$AH$3,0)-1),MATCH(G$2&\" Score\",'C. PoC Adj Factor Scoring'!$E$4:$J$4,0),TRUE)","v":1},null,null,null,null,{"$f":"VLOOKUP(OFFSET($B:$B,,MATCH(L$4,$B$4:$F$4,0)-1),OFFSET('C. PoC Adj Factor Scoring'!$E$5:$J$282,,MATCH(L$4,'C. PoC Adj Factor Scoring'!$E$3:$AH$3,0)-1),MATCH(L$2&\" Score\",'C. PoC Adj Factor Scoring'!$E$4:$J$4,0),TRUE)","v":1},null,null,null,null,{"$f":"VLOOKUP(OFFSET($B:$B,,MATCH(Q$4,$B$4:$F$4,0)-1),OFFSET('C. PoC Adj Factor Scoring'!$E$5:$J$282,,MATCH(Q$4,'C. PoC Adj Factor Scoring'!$E$3:$AH$3,0)-1),MATCH(Q$2&\" Score\",'C. PoC Adj Factor Scoring'!$E$4:$J$4,0),TRUE)","v":1},null,null,null,null,{"$f":"VLOOKUP(OFFSET($B:$B,,MATCH(V$4,$B$4:$F$4,0)-1),OFFSET('C. PoC Adj Factor Scoring'!$E$5:$J$282,,MATCH(V$4,'C. PoC Adj Factor Scoring'!$E$3:$AH$3,0)-1),MATCH(V$2&\" Score\",'C. PoC Adj Factor Scoring'!$E$4:$J$4,0),TRUE)","v":1},null,null,null,null,{"$f":"VLOOKUP(OFFSET($B:$B,,MATCH(AA$4,$B$4:$F$4,0)-1),OFFSET('C. PoC Adj Factor Scoring'!$E$5:$J$282,,MATCH(AA$4,'C. PoC Adj Factor Scoring'!$E$3:$AH$3,0)-1),MATCH(AA$2&\" Score\",'C. PoC Adj Factor Scoring'!$E$4:$J$4,0),TRUE)","v":0}]
[{"$f":"'A. Population Info'!A357","v":352},{"$f":"'A. Population Info'!L357","v":2},null,null,null,null,{"$f":"VLOOKUP(OFFSET($B:$B,,MATCH(G$4,$B$4:$F$4,0)-1),OFFSET('C. PoC Adj Factor Scoring'!$E$5:$J$282,,MATCH(G$4,'C. PoC Adj Factor Scoring'!$E$3:$AH$3,0)-1),MATCH(G$2&\" Score\",'C. PoC Adj Factor Scoring'!$E$4:$J$4,0),TRUE)","v":2},null,null,null,null,{"$f":"VLOOKUP(OFFSET($B:$B,,MATCH(L$4,$B$4:$F$4,0)-1),OFFSET('C. PoC Adj Factor Scoring'!$E$5:$J$282,,MATCH(L$4,'C. PoC Adj Factor Scoring'!$E$3:$AH$3,0)-1),MATCH(L$2&\" Score\",'C. PoC Adj Factor Scoring'!$E$4:$J$4,0),TRUE)","v":2},null,null,null,null,{"$f":"VLOOKUP(OFFSET($B:$B,,MATCH(Q$4,$B$4:$F$4,0)-1),OFFSET('C. PoC Adj Factor Scoring'!$E$5:$J$282,,MATCH(Q$4,'C. PoC Adj Factor Scoring'!$E$3:$AH$3,0)-1),MATCH(Q$2&\" Score\",'C. PoC Adj Factor Scoring'!$E$4:$J$4,0),TRUE)","v":2},null,null,null,null,{"$f":"VLOOKUP(OFFSET($B:$B,,MATCH(V$4,$B$4:$F$4,0)-1),OFFSET('C. PoC Adj Factor Scoring'!$E$5:$J$282,,MATCH(V$4,'C. PoC Adj Factor Scoring'!$E$3:$AH$3,0)-1),MATCH(V$2&\" Score\",'C. PoC Adj Factor Scoring'!$E$4:$J$4,0),TRUE)","v":2},null,null,null,null,{"$f":"VLOOKUP(OFFSET($B:$B,,MATCH(AA$4,$B$4:$F$4,0)-1),OFFSET('C. PoC Adj Factor Scoring'!$E$5:$J$282,,MATCH(AA$4,'C. PoC Adj Factor Scoring'!$E$3:$AH$3,0)-1),MATCH(AA$2&\" Score\",'C. PoC Adj Factor Scoring'!$E$4:$J$4,0),TRUE)","v":0}]
[{"$f":"'A. Population Info'!A358","v":353},{"$f":"'A. Population Info'!L358","v":2},null,null,null,null,{"$f":"VLOOKUP(OFFSET($B:$B,,MATCH(G$4,$B$4:$F$4,0)-1),OFFSET('C. PoC Adj Factor Scoring'!$E$5:$J$282,,MATCH(G$4,'C. PoC Adj Factor Scoring'!$E$3:$AH$3,0)-1),MATCH(G$2&\" Score\",'C. PoC Adj Factor Scoring'!$E$4:$J$4,0),TRUE)","v":2},null,null,null,null,{"$f":"VLOOKUP(OFFSET($B:$B,,MATCH(L$4,$B$4:$F$4,0)-1),OFFSET('C. PoC Adj Factor Scoring'!$E$5:$J$282,,MATCH(L$4,'C. PoC Adj Factor Scoring'!$E$3:$AH$3,0)-1),MATCH(L$2&\" Score\",'C. PoC Adj Factor Scoring'!$E$4:$J$4,0),TRUE)","v":2},null,null,null,null,{"$f":"VLOOKUP(OFFSET($B:$B,,MATCH(Q$4,$B$4:$F$4,0)-1),OFFSET('C. PoC Adj Factor Scoring'!$E$5:$J$282,,MATCH(Q$4,'C. PoC Adj Factor Scoring'!$E$3:$AH$3,0)-1),MATCH(Q$2&\" Score\",'C. PoC Adj Factor Scoring'!$E$4:$J$4,0),TRUE)","v":2},null,null,null,null,{"$f":"VLOOKUP(OFFSET($B:$B,,MATCH(V$4,$B$4:$F$4,0)-1),OFFSET('C. PoC Adj Factor Scoring'!$E$5:$J$282,,MATCH(V$4,'C. PoC Adj Factor Scoring'!$E$3:$AH$3,0)-1),MATCH(V$2&\" Score\",'C. PoC Adj Factor Scoring'!$E$4:$J$4,0),TRUE)","v":2},null,null,null,null,{"$f":"VLOOKUP(OFFSET($B:$B,,MATCH(AA$4,$B$4:$F$4,0)-1),OFFSET('C. PoC Adj Factor Scoring'!$E$5:$J$282,,MATCH(AA$4,'C. PoC Adj Factor Scoring'!$E$3:$AH$3,0)-1),MATCH(AA$2&\" Score\",'C. PoC Adj Factor Scoring'!$E$4:$J$4,0),TRUE)","v":0}]
[{"$f":"'A. Population Info'!A359","v":354},{"$f":"'A. Population Info'!L359","v":3},null,null,null,null,{"$f":"VLOOKUP(OFFSET($B:$B,,MATCH(G$4,$B$4:$F$4,0)-1),OFFSET('C. PoC Adj Factor Scoring'!$E$5:$J$282,,MATCH(G$4,'C. PoC Adj Factor Scoring'!$E$3:$AH$3,0)-1),MATCH(G$2&\" Score\",'C. PoC Adj Factor Scoring'!$E$4:$J$4,0),TRUE)","v":3},null,null,null,null,{"$f":"VLOOKUP(OFFSET($B:$B,,MATCH(L$4,$B$4:$F$4,0)-1),OFFSET('C. PoC Adj Factor Scoring'!$E$5:$J$282,,MATCH(L$4,'C. PoC Adj Factor Scoring'!$E$3:$AH$3,0)-1),MATCH(L$2&\" Score\",'C. PoC Adj Factor Scoring'!$E$4:$J$4,0),TRUE)","v":3},null,null,null,null,{"$f":"VLOOKUP(OFFSET($B:$B,,MATCH(Q$4,$B$4:$F$4,0)-1),OFFSET('C. PoC Adj Factor Scoring'!$E$5:$J$282,,MATCH(Q$4,'C. PoC Adj Factor Scoring'!$E$3:$AH$3,0)-1),MATCH(Q$2&\" Score\",'C. PoC Adj Factor Scoring'!$E$4:$J$4,0),TRUE)","v":3},null,null,null,null,{"$f":"VLOOKUP(OFFSET($B:$B,,MATCH(V$4,$B$4:$F$4,0)-1),OFFSET('C. PoC Adj Factor Scoring'!$E$5:$J$282,,MATCH(V$4,'C. PoC Adj Factor Scoring'!$E$3:$AH$3,0)-1),MATCH(V$2&\" Score\",'C. PoC Adj Factor Scoring'!$E$4:$J$4,0),TRUE)","v":3},null,null,null,null,{"$f":"VLOOKUP(OFFSET($B:$B,,MATCH(AA$4,$B$4:$F$4,0)-1),OFFSET('C. PoC Adj Factor Scoring'!$E$5:$J$282,,MATCH(AA$4,'C. PoC Adj Factor Scoring'!$E$3:$AH$3,0)-1),MATCH(AA$2&\" Score\",'C. PoC Adj Factor Scoring'!$E$4:$J$4,0),TRUE)","v":0}]
[{"$f":"'A. Population Info'!A360","v":355},{"$f":"'A. Population Info'!L360","v":1},null,null,null,null,{"$f":"VLOOKUP(OFFSET($B:$B,,MATCH(G$4,$B$4:$F$4,0)-1),OFFSET('C. PoC Adj Factor Scoring'!$E$5:$J$282,,MATCH(G$4,'C. PoC Adj Factor Scoring'!$E$3:$AH$3,0)-1),MATCH(G$2&\" Score\",'C. PoC Adj Factor Scoring'!$E$4:$J$4,0),TRUE)","v":1},null,null,null,null,{"$f":"VLOOKUP(OFFSET($B:$B,,MATCH(L$4,$B$4:$F$4,0)-1),OFFSET('C. PoC Adj Factor Scoring'!$E$5:$J$282,,MATCH(L$4,'C. PoC Adj Factor Scoring'!$E$3:$AH$3,0)-1),MATCH(L$2&\" Score\",'C. PoC Adj Factor Scoring'!$E$4:$J$4,0),TRUE)","v":1},null,null,null,null,{"$f":"VLOOKUP(OFFSET($B:$B,,MATCH(Q$4,$B$4:$F$4,0)-1),OFFSET('C. PoC Adj Factor Scoring'!$E$5:$J$282,,MATCH(Q$4,'C. PoC Adj Factor Scoring'!$E$3:$AH$3,0)-1),MATCH(Q$2&\" Score\",'C. PoC Adj Factor Scoring'!$E$4:$J$4,0),TRUE)","v":1},null,null,null,null,{"$f":"VLOOKUP(OFFSET($B:$B,,MATCH(V$4,$B$4:$F$4,0)-1),OFFSET('C. PoC Adj Factor Scoring'!$E$5:$J$282,,MATCH(V$4,'C. PoC Adj Factor Scoring'!$E$3:$AH$3,0)-1),MATCH(V$2&\" Score\",'C. PoC Adj Factor Scoring'!$E$4:$J$4,0),TRUE)","v":1},null,null,null,null,{"$f":"VLOOKUP(OFFSET($B:$B,,MATCH(AA$4,$B$4:$F$4,0)-1),OFFSET('C. PoC Adj Factor Scoring'!$E$5:$J$282,,MATCH(AA$4,'C. PoC Adj Factor Scoring'!$E$3:$AH$3,0)-1),MATCH(AA$2&\" Score\",'C. PoC Adj Factor Scoring'!$E$4:$J$4,0),TRUE)","v":0}]
[{"$f":"'A. Population Info'!A361","v":356},{"$f":"'A. Population Info'!L361","v":1},null,null,null,null,{"$f":"VLOOKUP(OFFSET($B:$B,,MATCH(G$4,$B$4:$F$4,0)-1),OFFSET('C. PoC Adj Factor Scoring'!$E$5:$J$282,,MATCH(G$4,'C. PoC Adj Factor Scoring'!$E$3:$AH$3,0)-1),MATCH(G$2&\" Score\",'C. PoC Adj Factor Scoring'!$E$4:$J$4,0),TRUE)","v":1},null,null,null,null,{"$f":"VLOOKUP(OFFSET($B:$B,,MATCH(L$4,$B$4:$F$4,0)-1),OFFSET('C. PoC Adj Factor Scoring'!$E$5:$J$282,,MATCH(L$4,'C. PoC Adj Factor Scoring'!$E$3:$AH$3,0)-1),MATCH(L$2&\" Score\",'C. PoC Adj Factor Scoring'!$E$4:$J$4,0),TRUE)","v":1},null,null,null,null,{"$f":"VLOOKUP(OFFSET($B:$B,,MATCH(Q$4,$B$4:$F$4,0)-1),OFFSET('C. PoC Adj Factor Scoring'!$E$5:$J$282,,MATCH(Q$4,'C. PoC Adj Factor Scoring'!$E$3:$AH$3,0)-1),MATCH(Q$2&\" Score\",'C. PoC Adj Factor Scoring'!$E$4:$J$4,0),TRUE)","v":1},null,null,null,null,{"$f":"VLOOKUP(OFFSET($B:$B,,MATCH(V$4,$B$4:$F$4,0)-1),OFFSET('C. PoC Adj Factor Scoring'!$E$5:$J$282,,MATCH(V$4,'C. PoC Adj Factor Scoring'!$E$3:$AH$3,0)-1),MATCH(V$2&\" Score\",'C. PoC Adj Factor Scoring'!$E$4:$J$4,0),TRUE)","v":1},null,null,null,null,{"$f":"VLOOKUP(OFFSET($B:$B,,MATCH(AA$4,$B$4:$F$4,0)-1),OFFSET('C. PoC Adj Factor Scoring'!$E$5:$J$282,,MATCH(AA$4,'C. PoC Adj Factor Scoring'!$E$3:$AH$3,0)-1),MATCH(AA$2&\" Score\",'C. PoC Adj Factor Scoring'!$E$4:$J$4,0),TRUE)","v":0}]
[{"$f":"'A. Population Info'!A362","v":357},{"$f":"'A. Population Info'!L362","v":1},null,null,null,null,{"$f":"VLOOKUP(OFFSET($B:$B,,MATCH(G$4,$B$4:$F$4,0)-1),OFFSET('C. PoC Adj Factor Scoring'!$E$5:$J$282,,MATCH(G$4,'C. PoC Adj Factor Scoring'!$E$3:$AH$3,0)-1),MATCH(G$2&\" Score\",'C. PoC Adj Factor Scoring'!$E$4:$J$4,0),TRUE)","v":1},null,null,null,null,{"$f":"VLOOKUP(OFFSET($B:$B,,MATCH(L$4,$B$4:$F$4,0)-1),OFFSET('C. PoC Adj Factor Scoring'!$E$5:$J$282,,MATCH(L$4,'C. PoC Adj Factor Scoring'!$E$3:$AH$3,0)-1),MATCH(L$2&\" Score\",'C. PoC Adj Factor Scoring'!$E$4:$J$4,0),TRUE)","v":1},null,null,null,null,{"$f":"VLOOKUP(OFFSET($B:$B,,MATCH(Q$4,$B$4:$F$4,0)-1),OFFSET('C. PoC Adj Factor Scoring'!$E$5:$J$282,,MATCH(Q$4,'C. PoC Adj Factor Scoring'!$E$3:$AH$3,0)-1),MATCH(Q$2&\" Score\",'C. PoC Adj Factor Scoring'!$E$4:$J$4,0),TRUE)","v":1},null,null,null,null,{"$f":"VLOOKUP(OFFSET($B:$B,,MATCH(V$4,$B$4:$F$4,0)-1),OFFSET('C. PoC Adj Factor Scoring'!$E$5:$J$282,,MATCH(V$4,'C. PoC Adj Factor Scoring'!$E$3:$AH$3,0)-1),MATCH(V$2&\" Score\",'C. PoC Adj Factor Scoring'!$E$4:$J$4,0),TRUE)","v":1},null,null,null,null,{"$f":"VLOOKUP(OFFSET($B:$B,,MATCH(AA$4,$B$4:$F$4,0)-1),OFFSET('C. PoC Adj Factor Scoring'!$E$5:$J$282,,MATCH(AA$4,'C. PoC Adj Factor Scoring'!$E$3:$AH$3,0)-1),MATCH(AA$2&\" Score\",'C. PoC Adj Factor Scoring'!$E$4:$J$4,0),TRUE)","v":0}]
[{"$f":"'A. Population Info'!A363","v":358},{"$f":"'A. Population Info'!L363","v":1},null,null,null,null,{"$f":"VLOOKUP(OFFSET($B:$B,,MATCH(G$4,$B$4:$F$4,0)-1),OFFSET('C. PoC Adj Factor Scoring'!$E$5:$J$282,,MATCH(G$4,'C. PoC Adj Factor Scoring'!$E$3:$AH$3,0)-1),MATCH(G$2&\" Score\",'C. PoC Adj Factor Scoring'!$E$4:$J$4,0),TRUE)","v":1},null,null,null,null,{"$f":"VLOOKUP(OFFSET($B:$B,,MATCH(L$4,$B$4:$F$4,0)-1),OFFSET('C. PoC Adj Factor Scoring'!$E$5:$J$282,,MATCH(L$4,'C. PoC Adj Factor Scoring'!$E$3:$AH$3,0)-1),MATCH(L$2&\" Score\",'C. PoC Adj Factor Scoring'!$E$4:$J$4,0),TRUE)","v":1},null,null,null,null,{"$f":"VLOOKUP(OFFSET($B:$B,,MATCH(Q$4,$B$4:$F$4,0)-1),OFFSET('C. PoC Adj Factor Scoring'!$E$5:$J$282,,MATCH(Q$4,'C. PoC Adj Factor Scoring'!$E$3:$AH$3,0)-1),MATCH(Q$2&\" Score\",'C. PoC Adj Factor Scoring'!$E$4:$J$4,0),TRUE)","v":1},null,null,null,null,{"$f":"VLOOKUP(OFFSET($B:$B,,MATCH(V$4,$B$4:$F$4,0)-1),OFFSET('C. PoC Adj Factor Scoring'!$E$5:$J$282,,MATCH(V$4,'C. PoC Adj Factor Scoring'!$E$3:$AH$3,0)-1),MATCH(V$2&\" Score\",'C. PoC Adj Factor Scoring'!$E$4:$J$4,0),TRUE)","v":1},null,null,null,null,{"$f":"VLOOKUP(OFFSET($B:$B,,MATCH(AA$4,$B$4:$F$4,0)-1),OFFSET('C. PoC Adj Factor Scoring'!$E$5:$J$282,,MATCH(AA$4,'C. PoC Adj Factor Scoring'!$E$3:$AH$3,0)-1),MATCH(AA$2&\" Score\",'C. PoC Adj Factor Scoring'!$E$4:$J$4,0),TRUE)","v":0}]
[{"$f":"'A. Population Info'!A364","v":359},{"$f":"'A. Population Info'!L364","v":2},null,null,null,null,{"$f":"VLOOKUP(OFFSET($B:$B,,MATCH(G$4,$B$4:$F$4,0)-1),OFFSET('C. PoC Adj Factor Scoring'!$E$5:$J$282,,MATCH(G$4,'C. PoC Adj Factor Scoring'!$E$3:$AH$3,0)-1),MATCH(G$2&\" Score\",'C. PoC Adj Factor Scoring'!$E$4:$J$4,0),TRUE)","v":2},null,null,null,null,{"$f":"VLOOKUP(OFFSET($B:$B,,MATCH(L$4,$B$4:$F$4,0)-1),OFFSET('C. PoC Adj Factor Scoring'!$E$5:$J$282,,MATCH(L$4,'C. PoC Adj Factor Scoring'!$E$3:$AH$3,0)-1),MATCH(L$2&\" Score\",'C. PoC Adj Factor Scoring'!$E$4:$J$4,0),TRUE)","v":2},null,null,null,null,{"$f":"VLOOKUP(OFFSET($B:$B,,MATCH(Q$4,$B$4:$F$4,0)-1),OFFSET('C. PoC Adj Factor Scoring'!$E$5:$J$282,,MATCH(Q$4,'C. PoC Adj Factor Scoring'!$E$3:$AH$3,0)-1),MATCH(Q$2&\" Score\",'C. PoC Adj Factor Scoring'!$E$4:$J$4,0),TRUE)","v":2},null,null,null,null,{"$f":"VLOOKUP(OFFSET($B:$B,,MATCH(V$4,$B$4:$F$4,0)-1),OFFSET('C. PoC Adj Factor Scoring'!$E$5:$J$282,,MATCH(V$4,'C. PoC Adj Factor Scoring'!$E$3:$AH$3,0)-1),MATCH(V$2&\" Score\",'C. PoC Adj Factor Scoring'!$E$4:$J$4,0),TRUE)","v":2},null,null,null,null,{"$f":"VLOOKUP(OFFSET($B:$B,,MATCH(AA$4,$B$4:$F$4,0)-1),OFFSET('C. PoC Adj Factor Scoring'!$E$5:$J$282,,MATCH(AA$4,'C. PoC Adj Factor Scoring'!$E$3:$AH$3,0)-1),MATCH(AA$2&\" Score\",'C. PoC Adj Factor Scoring'!$E$4:$J$4,0),TRUE)","v":0}]
[{"$f":"'A. Population Info'!A365","v":360},{"$f":"'A. Population Info'!L365","v":2},null,null,null,null,{"$f":"VLOOKUP(OFFSET($B:$B,,MATCH(G$4,$B$4:$F$4,0)-1),OFFSET('C. PoC Adj Factor Scoring'!$E$5:$J$282,,MATCH(G$4,'C. PoC Adj Factor Scoring'!$E$3:$AH$3,0)-1),MATCH(G$2&\" Score\",'C. PoC Adj Factor Scoring'!$E$4:$J$4,0),TRUE)","v":2},null,null,null,null,{"$f":"VLOOKUP(OFFSET($B:$B,,MATCH(L$4,$B$4:$F$4,0)-1),OFFSET('C. PoC Adj Factor Scoring'!$E$5:$J$282,,MATCH(L$4,'C. PoC Adj Factor Scoring'!$E$3:$AH$3,0)-1),MATCH(L$2&\" Score\",'C. PoC Adj Factor Scoring'!$E$4:$J$4,0),TRUE)","v":2},null,null,null,null,{"$f":"VLOOKUP(OFFSET($B:$B,,MATCH(Q$4,$B$4:$F$4,0)-1),OFFSET('C. PoC Adj Factor Scoring'!$E$5:$J$282,,MATCH(Q$4,'C. PoC Adj Factor Scoring'!$E$3:$AH$3,0)-1),MATCH(Q$2&\" Score\",'C. PoC Adj Factor Scoring'!$E$4:$J$4,0),TRUE)","v":2},null,null,null,null,{"$f":"VLOOKUP(OFFSET($B:$B,,MATCH(V$4,$B$4:$F$4,0)-1),OFFSET('C. PoC Adj Factor Scoring'!$E$5:$J$282,,MATCH(V$4,'C. PoC Adj Factor Scoring'!$E$3:$AH$3,0)-1),MATCH(V$2&\" Score\",'C. PoC Adj Factor Scoring'!$E$4:$J$4,0),TRUE)","v":2},null,null,null,null,{"$f":"VLOOKUP(OFFSET($B:$B,,MATCH(AA$4,$B$4:$F$4,0)-1),OFFSET('C. PoC Adj Factor Scoring'!$E$5:$J$282,,MATCH(AA$4,'C. PoC Adj Factor Scoring'!$E$3:$AH$3,0)-1),MATCH(AA$2&\" Score\",'C. PoC Adj Factor Scoring'!$E$4:$J$4,0),TRUE)","v":0}]
[{"$f":"'A. Population Info'!A366","v":361},{"$f":"'A. Population Info'!L366","v":3},null,null,null,null,{"$f":"VLOOKUP(OFFSET($B:$B,,MATCH(G$4,$B$4:$F$4,0)-1),OFFSET('C. PoC Adj Factor Scoring'!$E$5:$J$282,,MATCH(G$4,'C. PoC Adj Factor Scoring'!$E$3:$AH$3,0)-1),MATCH(G$2&\" Score\",'C. PoC Adj Factor Scoring'!$E$4:$J$4,0),TRUE)","v":3},null,null,null,null,{"$f":"VLOOKUP(OFFSET($B:$B,,MATCH(L$4,$B$4:$F$4,0)-1),OFFSET('C. PoC Adj Factor Scoring'!$E$5:$J$282,,MATCH(L$4,'C. PoC Adj Factor Scoring'!$E$3:$AH$3,0)-1),MATCH(L$2&\" Score\",'C. PoC Adj Factor Scoring'!$E$4:$J$4,0),TRUE)","v":3},null,null,null,null,{"$f":"VLOOKUP(OFFSET($B:$B,,MATCH(Q$4,$B$4:$F$4,0)-1),OFFSET('C. PoC Adj Factor Scoring'!$E$5:$J$282,,MATCH(Q$4,'C. PoC Adj Factor Scoring'!$E$3:$AH$3,0)-1),MATCH(Q$2&\" Score\",'C. PoC Adj Factor Scoring'!$E$4:$J$4,0),TRUE)","v":3},null,null,null,null,{"$f":"VLOOKUP(OFFSET($B:$B,,MATCH(V$4,$B$4:$F$4,0)-1),OFFSET('C. PoC Adj Factor Scoring'!$E$5:$J$282,,MATCH(V$4,'C. PoC Adj Factor Scoring'!$E$3:$AH$3,0)-1),MATCH(V$2&\" Score\",'C. PoC Adj Factor Scoring'!$E$4:$J$4,0),TRUE)","v":3},null,null,null,null,{"$f":"VLOOKUP(OFFSET($B:$B,,MATCH(AA$4,$B$4:$F$4,0)-1),OFFSET('C. PoC Adj Factor Scoring'!$E$5:$J$282,,MATCH(AA$4,'C. PoC Adj Factor Scoring'!$E$3:$AH$3,0)-1),MATCH(AA$2&\" Score\",'C. PoC Adj Factor Scoring'!$E$4:$J$4,0),TRUE)","v":0}]
[{"$f":"'A. Population Info'!A367","v":362},{"$f":"'A. Population Info'!L367","v":2},null,null,null,null,{"$f":"VLOOKUP(OFFSET($B:$B,,MATCH(G$4,$B$4:$F$4,0)-1),OFFSET('C. PoC Adj Factor Scoring'!$E$5:$J$282,,MATCH(G$4,'C. PoC Adj Factor Scoring'!$E$3:$AH$3,0)-1),MATCH(G$2&\" Score\",'C. PoC Adj Factor Scoring'!$E$4:$J$4,0),TRUE)","v":2},null,null,null,null,{"$f":"VLOOKUP(OFFSET($B:$B,,MATCH(L$4,$B$4:$F$4,0)-1),OFFSET('C. PoC Adj Factor Scoring'!$E$5:$J$282,,MATCH(L$4,'C. PoC Adj Factor Scoring'!$E$3:$AH$3,0)-1),MATCH(L$2&\" Score\",'C. PoC Adj Factor Scoring'!$E$4:$J$4,0),TRUE)","v":2},null,null,null,null,{"$f":"VLOOKUP(OFFSET($B:$B,,MATCH(Q$4,$B$4:$F$4,0)-1),OFFSET('C. PoC Adj Factor Scoring'!$E$5:$J$282,,MATCH(Q$4,'C. PoC Adj Factor Scoring'!$E$3:$AH$3,0)-1),MATCH(Q$2&\" Score\",'C. PoC Adj Factor Scoring'!$E$4:$J$4,0),TRUE)","v":2},null,null,null,null,{"$f":"VLOOKUP(OFFSET($B:$B,,MATCH(V$4,$B$4:$F$4,0)-1),OFFSET('C. PoC Adj Factor Scoring'!$E$5:$J$282,,MATCH(V$4,'C. PoC Adj Factor Scoring'!$E$3:$AH$3,0)-1),MATCH(V$2&\" Score\",'C. PoC Adj Factor Scoring'!$E$4:$J$4,0),TRUE)","v":2},null,null,null,null,{"$f":"VLOOKUP(OFFSET($B:$B,,MATCH(AA$4,$B$4:$F$4,0)-1),OFFSET('C. PoC Adj Factor Scoring'!$E$5:$J$282,,MATCH(AA$4,'C. PoC Adj Factor Scoring'!$E$3:$AH$3,0)-1),MATCH(AA$2&\" Score\",'C. PoC Adj Factor Scoring'!$E$4:$J$4,0),TRUE)","v":0}]
[{"$f":"'A. Population Info'!A368","v":363},{"$f":"'A. Population Info'!L368","v":2},null,null,null,null,{"$f":"VLOOKUP(OFFSET($B:$B,,MATCH(G$4,$B$4:$F$4,0)-1),OFFSET('C. PoC Adj Factor Scoring'!$E$5:$J$282,,MATCH(G$4,'C. PoC Adj Factor Scoring'!$E$3:$AH$3,0)-1),MATCH(G$2&\" Score\",'C. PoC Adj Factor Scoring'!$E$4:$J$4,0),TRUE)","v":2},null,null,null,null,{"$f":"VLOOKUP(OFFSET($B:$B,,MATCH(L$4,$B$4:$F$4,0)-1),OFFSET('C. PoC Adj Factor Scoring'!$E$5:$J$282,,MATCH(L$4,'C. PoC Adj Factor Scoring'!$E$3:$AH$3,0)-1),MATCH(L$2&\" Score\",'C. PoC Adj Factor Scoring'!$E$4:$J$4,0),TRUE)","v":2},null,null,null,null,{"$f":"VLOOKUP(OFFSET($B:$B,,MATCH(Q$4,$B$4:$F$4,0)-1),OFFSET('C. PoC Adj Factor Scoring'!$E$5:$J$282,,MATCH(Q$4,'C. PoC Adj Factor Scoring'!$E$3:$AH$3,0)-1),MATCH(Q$2&\" Score\",'C. PoC Adj Factor Scoring'!$E$4:$J$4,0),TRUE)","v":2},null,null,null,null,{"$f":"VLOOKUP(OFFSET($B:$B,,MATCH(V$4,$B$4:$F$4,0)-1),OFFSET('C. PoC Adj Factor Scoring'!$E$5:$J$282,,MATCH(V$4,'C. PoC Adj Factor Scoring'!$E$3:$AH$3,0)-1),MATCH(V$2&\" Score\",'C. PoC Adj Factor Scoring'!$E$4:$J$4,0),TRUE)","v":2},null,null,null,null,{"$f":"VLOOKUP(OFFSET($B:$B,,MATCH(AA$4,$B$4:$F$4,0)-1),OFFSET('C. PoC Adj Factor Scoring'!$E$5:$J$282,,MATCH(AA$4,'C. PoC Adj Factor Scoring'!$E$3:$AH$3,0)-1),MATCH(AA$2&\" Score\",'C. PoC Adj Factor Scoring'!$E$4:$J$4,0),TRUE)","v":0}]
[{"$f":"'A. Population Info'!A369","v":364},{"$f":"'A. Population Info'!L369","v":2},null,null,null,null,{"$f":"VLOOKUP(OFFSET($B:$B,,MATCH(G$4,$B$4:$F$4,0)-1),OFFSET('C. PoC Adj Factor Scoring'!$E$5:$J$282,,MATCH(G$4,'C. PoC Adj Factor Scoring'!$E$3:$AH$3,0)-1),MATCH(G$2&\" Score\",'C. PoC Adj Factor Scoring'!$E$4:$J$4,0),TRUE)","v":2},null,null,null,null,{"$f":"VLOOKUP(OFFSET($B:$B,,MATCH(L$4,$B$4:$F$4,0)-1),OFFSET('C. PoC Adj Factor Scoring'!$E$5:$J$282,,MATCH(L$4,'C. PoC Adj Factor Scoring'!$E$3:$AH$3,0)-1),MATCH(L$2&\" Score\",'C. PoC Adj Factor Scoring'!$E$4:$J$4,0),TRUE)","v":2},null,null,null,null,{"$f":"VLOOKUP(OFFSET($B:$B,,MATCH(Q$4,$B$4:$F$4,0)-1),OFFSET('C. PoC Adj Factor Scoring'!$E$5:$J$282,,MATCH(Q$4,'C. PoC Adj Factor Scoring'!$E$3:$AH$3,0)-1),MATCH(Q$2&\" Score\",'C. PoC Adj Factor Scoring'!$E$4:$J$4,0),TRUE)","v":2},null,null,null,null,{"$f":"VLOOKUP(OFFSET($B:$B,,MATCH(V$4,$B$4:$F$4,0)-1),OFFSET('C. PoC Adj Factor Scoring'!$E$5:$J$282,,MATCH(V$4,'C. PoC Adj Factor Scoring'!$E$3:$AH$3,0)-1),MATCH(V$2&\" Score\",'C. PoC Adj Factor Scoring'!$E$4:$J$4,0),TRUE)","v":2},null,null,null,null,{"$f":"VLOOKUP(OFFSET($B:$B,,MATCH(AA$4,$B$4:$F$4,0)-1),OFFSET('C. PoC Adj Factor Scoring'!$E$5:$J$282,,MATCH(AA$4,'C. PoC Adj Factor Scoring'!$E$3:$AH$3,0)-1),MATCH(AA$2&\" Score\",'C. PoC Adj Factor Scoring'!$E$4:$J$4,0),TRUE)","v":0}]
[{"$f":"'A. Population Info'!A370","v":365},{"$f":"'A. Population Info'!L370","v":1},null,null,null,null,{"$f":"VLOOKUP(OFFSET($B:$B,,MATCH(G$4,$B$4:$F$4,0)-1),OFFSET('C. PoC Adj Factor Scoring'!$E$5:$J$282,,MATCH(G$4,'C. PoC Adj Factor Scoring'!$E$3:$AH$3,0)-1),MATCH(G$2&\" Score\",'C. PoC Adj Factor Scoring'!$E$4:$J$4,0),TRUE)","v":1},null,null,null,null,{"$f":"VLOOKUP(OFFSET($B:$B,,MATCH(L$4,$B$4:$F$4,0)-1),OFFSET('C. PoC Adj Factor Scoring'!$E$5:$J$282,,MATCH(L$4,'C. PoC Adj Factor Scoring'!$E$3:$AH$3,0)-1),MATCH(L$2&\" Score\",'C. PoC Adj Factor Scoring'!$E$4:$J$4,0),TRUE)","v":1},null,null,null,null,{"$f":"VLOOKUP(OFFSET($B:$B,,MATCH(Q$4,$B$4:$F$4,0)-1),OFFSET('C. PoC Adj Factor Scoring'!$E$5:$J$282,,MATCH(Q$4,'C. PoC Adj Factor Scoring'!$E$3:$AH$3,0)-1),MATCH(Q$2&\" Score\",'C. PoC Adj Factor Scoring'!$E$4:$J$4,0),TRUE)","v":1},null,null,null,null,{"$f":"VLOOKUP(OFFSET($B:$B,,MATCH(V$4,$B$4:$F$4,0)-1),OFFSET('C. PoC Adj Factor Scoring'!$E$5:$J$282,,MATCH(V$4,'C. PoC Adj Factor Scoring'!$E$3:$AH$3,0)-1),MATCH(V$2&\" Score\",'C. PoC Adj Factor Scoring'!$E$4:$J$4,0),TRUE)","v":1},null,null,null,null,{"$f":"VLOOKUP(OFFSET($B:$B,,MATCH(AA$4,$B$4:$F$4,0)-1),OFFSET('C. PoC Adj Factor Scoring'!$E$5:$J$282,,MATCH(AA$4,'C. PoC Adj Factor Scoring'!$E$3:$AH$3,0)-1),MATCH(AA$2&\" Score\",'C. PoC Adj Factor Scoring'!$E$4:$J$4,0),TRUE)","v":0}]
[{"$f":"'A. Population Info'!A371","v":366},{"$f":"'A. Population Info'!L371","v":2},null,null,null,null,{"$f":"VLOOKUP(OFFSET($B:$B,,MATCH(G$4,$B$4:$F$4,0)-1),OFFSET('C. PoC Adj Factor Scoring'!$E$5:$J$282,,MATCH(G$4,'C. PoC Adj Factor Scoring'!$E$3:$AH$3,0)-1),MATCH(G$2&\" Score\",'C. PoC Adj Factor Scoring'!$E$4:$J$4,0),TRUE)","v":2},null,null,null,null,{"$f":"VLOOKUP(OFFSET($B:$B,,MATCH(L$4,$B$4:$F$4,0)-1),OFFSET('C. PoC Adj Factor Scoring'!$E$5:$J$282,,MATCH(L$4,'C. PoC Adj Factor Scoring'!$E$3:$AH$3,0)-1),MATCH(L$2&\" Score\",'C. PoC Adj Factor Scoring'!$E$4:$J$4,0),TRUE)","v":2},null,null,null,null,{"$f":"VLOOKUP(OFFSET($B:$B,,MATCH(Q$4,$B$4:$F$4,0)-1),OFFSET('C. PoC Adj Factor Scoring'!$E$5:$J$282,,MATCH(Q$4,'C. PoC Adj Factor Scoring'!$E$3:$AH$3,0)-1),MATCH(Q$2&\" Score\",'C. PoC Adj Factor Scoring'!$E$4:$J$4,0),TRUE)","v":2},null,null,null,null,{"$f":"VLOOKUP(OFFSET($B:$B,,MATCH(V$4,$B$4:$F$4,0)-1),OFFSET('C. PoC Adj Factor Scoring'!$E$5:$J$282,,MATCH(V$4,'C. PoC Adj Factor Scoring'!$E$3:$AH$3,0)-1),MATCH(V$2&\" Score\",'C. PoC Adj Factor Scoring'!$E$4:$J$4,0),TRUE)","v":2},null,null,null,null,{"$f":"VLOOKUP(OFFSET($B:$B,,MATCH(AA$4,$B$4:$F$4,0)-1),OFFSET('C. PoC Adj Factor Scoring'!$E$5:$J$282,,MATCH(AA$4,'C. PoC Adj Factor Scoring'!$E$3:$AH$3,0)-1),MATCH(AA$2&\" Score\",'C. PoC Adj Factor Scoring'!$E$4:$J$4,0),TRUE)","v":0}]
[{"$f":"'A. Population Info'!A372","v":367},{"$f":"'A. Population Info'!L372","v":1},null,null,null,null,{"$f":"VLOOKUP(OFFSET($B:$B,,MATCH(G$4,$B$4:$F$4,0)-1),OFFSET('C. PoC Adj Factor Scoring'!$E$5:$J$282,,MATCH(G$4,'C. PoC Adj Factor Scoring'!$E$3:$AH$3,0)-1),MATCH(G$2&\" Score\",'C. PoC Adj Factor Scoring'!$E$4:$J$4,0),TRUE)","v":1},null,null,null,null,{"$f":"VLOOKUP(OFFSET($B:$B,,MATCH(L$4,$B$4:$F$4,0)-1),OFFSET('C. PoC Adj Factor Scoring'!$E$5:$J$282,,MATCH(L$4,'C. PoC Adj Factor Scoring'!$E$3:$AH$3,0)-1),MATCH(L$2&\" Score\",'C. PoC Adj Factor Scoring'!$E$4:$J$4,0),TRUE)","v":1},null,null,null,null,{"$f":"VLOOKUP(OFFSET($B:$B,,MATCH(Q$4,$B$4:$F$4,0)-1),OFFSET('C. PoC Adj Factor Scoring'!$E$5:$J$282,,MATCH(Q$4,'C. PoC Adj Factor Scoring'!$E$3:$AH$3,0)-1),MATCH(Q$2&\" Score\",'C. PoC Adj Factor Scoring'!$E$4:$J$4,0),TRUE)","v":1},null,null,null,null,{"$f":"VLOOKUP(OFFSET($B:$B,,MATCH(V$4,$B$4:$F$4,0)-1),OFFSET('C. PoC Adj Factor Scoring'!$E$5:$J$282,,MATCH(V$4,'C. PoC Adj Factor Scoring'!$E$3:$AH$3,0)-1),MATCH(V$2&\" Score\",'C. PoC Adj Factor Scoring'!$E$4:$J$4,0),TRUE)","v":1},null,null,null,null,{"$f":"VLOOKUP(OFFSET($B:$B,,MATCH(AA$4,$B$4:$F$4,0)-1),OFFSET('C. PoC Adj Factor Scoring'!$E$5:$J$282,,MATCH(AA$4,'C. PoC Adj Factor Scoring'!$E$3:$AH$3,0)-1),MATCH(AA$2&\" Score\",'C. PoC Adj Factor Scoring'!$E$4:$J$4,0),TRUE)","v":0}]
[{"$f":"'A. Population Info'!A373","v":368},{"$f":"'A. Population Info'!L373","v":2},null,null,null,null,{"$f":"VLOOKUP(OFFSET($B:$B,,MATCH(G$4,$B$4:$F$4,0)-1),OFFSET('C. PoC Adj Factor Scoring'!$E$5:$J$282,,MATCH(G$4,'C. PoC Adj Factor Scoring'!$E$3:$AH$3,0)-1),MATCH(G$2&\" Score\",'C. PoC Adj Factor Scoring'!$E$4:$J$4,0),TRUE)","v":2},null,null,null,null,{"$f":"VLOOKUP(OFFSET($B:$B,,MATCH(L$4,$B$4:$F$4,0)-1),OFFSET('C. PoC Adj Factor Scoring'!$E$5:$J$282,,MATCH(L$4,'C. PoC Adj Factor Scoring'!$E$3:$AH$3,0)-1),MATCH(L$2&\" Score\",'C. PoC Adj Factor Scoring'!$E$4:$J$4,0),TRUE)","v":2},null,null,null,null,{"$f":"VLOOKUP(OFFSET($B:$B,,MATCH(Q$4,$B$4:$F$4,0)-1),OFFSET('C. PoC Adj Factor Scoring'!$E$5:$J$282,,MATCH(Q$4,'C. PoC Adj Factor Scoring'!$E$3:$AH$3,0)-1),MATCH(Q$2&\" Score\",'C. PoC Adj Factor Scoring'!$E$4:$J$4,0),TRUE)","v":2},null,null,null,null,{"$f":"VLOOKUP(OFFSET($B:$B,,MATCH(V$4,$B$4:$F$4,0)-1),OFFSET('C. PoC Adj Factor Scoring'!$E$5:$J$282,,MATCH(V$4,'C. PoC Adj Factor Scoring'!$E$3:$AH$3,0)-1),MATCH(V$2&\" Score\",'C. PoC Adj Factor Scoring'!$E$4:$J$4,0),TRUE)","v":2},null,null,null,null,{"$f":"VLOOKUP(OFFSET($B:$B,,MATCH(AA$4,$B$4:$F$4,0)-1),OFFSET('C. PoC Adj Factor Scoring'!$E$5:$J$282,,MATCH(AA$4,'C. PoC Adj Factor Scoring'!$E$3:$AH$3,0)-1),MATCH(AA$2&\" Score\",'C. PoC Adj Factor Scoring'!$E$4:$J$4,0),TRUE)","v":0}]
[{"$f":"'A. Population Info'!A374","v":369},{"$f":"'A. Population Info'!L374","v":2},null,null,null,null,{"$f":"VLOOKUP(OFFSET($B:$B,,MATCH(G$4,$B$4:$F$4,0)-1),OFFSET('C. PoC Adj Factor Scoring'!$E$5:$J$282,,MATCH(G$4,'C. PoC Adj Factor Scoring'!$E$3:$AH$3,0)-1),MATCH(G$2&\" Score\",'C. PoC Adj Factor Scoring'!$E$4:$J$4,0),TRUE)","v":2},null,null,null,null,{"$f":"VLOOKUP(OFFSET($B:$B,,MATCH(L$4,$B$4:$F$4,0)-1),OFFSET('C. PoC Adj Factor Scoring'!$E$5:$J$282,,MATCH(L$4,'C. PoC Adj Factor Scoring'!$E$3:$AH$3,0)-1),MATCH(L$2&\" Score\",'C. PoC Adj Factor Scoring'!$E$4:$J$4,0),TRUE)","v":2},null,null,null,null,{"$f":"VLOOKUP(OFFSET($B:$B,,MATCH(Q$4,$B$4:$F$4,0)-1),OFFSET('C. PoC Adj Factor Scoring'!$E$5:$J$282,,MATCH(Q$4,'C. PoC Adj Factor Scoring'!$E$3:$AH$3,0)-1),MATCH(Q$2&\" Score\",'C. PoC Adj Factor Scoring'!$E$4:$J$4,0),TRUE)","v":2},null,null,null,null,{"$f":"VLOOKUP(OFFSET($B:$B,,MATCH(V$4,$B$4:$F$4,0)-1),OFFSET('C. PoC Adj Factor Scoring'!$E$5:$J$282,,MATCH(V$4,'C. PoC Adj Factor Scoring'!$E$3:$AH$3,0)-1),MATCH(V$2&\" Score\",'C. PoC Adj Factor Scoring'!$E$4:$J$4,0),TRUE)","v":2},null,null,null,null,{"$f":"VLOOKUP(OFFSET($B:$B,,MATCH(AA$4,$B$4:$F$4,0)-1),OFFSET('C. PoC Adj Factor Scoring'!$E$5:$J$282,,MATCH(AA$4,'C. PoC Adj Factor Scoring'!$E$3:$AH$3,0)-1),MATCH(AA$2&\" Score\",'C. PoC Adj Factor Scoring'!$E$4:$J$4,0),TRUE)","v":0}]
[{"$f":"'A. Population Info'!A375","v":370},{"$f":"'A. Population Info'!L375","v":2},null,null,null,null,{"$f":"VLOOKUP(OFFSET($B:$B,,MATCH(G$4,$B$4:$F$4,0)-1),OFFSET('C. PoC Adj Factor Scoring'!$E$5:$J$282,,MATCH(G$4,'C. PoC Adj Factor Scoring'!$E$3:$AH$3,0)-1),MATCH(G$2&\" Score\",'C. PoC Adj Factor Scoring'!$E$4:$J$4,0),TRUE)","v":2},null,null,null,null,{"$f":"VLOOKUP(OFFSET($B:$B,,MATCH(L$4,$B$4:$F$4,0)-1),OFFSET('C. PoC Adj Factor Scoring'!$E$5:$J$282,,MATCH(L$4,'C. PoC Adj Factor Scoring'!$E$3:$AH$3,0)-1),MATCH(L$2&\" Score\",'C. PoC Adj Factor Scoring'!$E$4:$J$4,0),TRUE)","v":2},null,null,null,null,{"$f":"VLOOKUP(OFFSET($B:$B,,MATCH(Q$4,$B$4:$F$4,0)-1),OFFSET('C. PoC Adj Factor Scoring'!$E$5:$J$282,,MATCH(Q$4,'C. PoC Adj Factor Scoring'!$E$3:$AH$3,0)-1),MATCH(Q$2&\" Score\",'C. PoC Adj Factor Scoring'!$E$4:$J$4,0),TRUE)","v":2},null,null,null,null,{"$f":"VLOOKUP(OFFSET($B:$B,,MATCH(V$4,$B$4:$F$4,0)-1),OFFSET('C. PoC Adj Factor Scoring'!$E$5:$J$282,,MATCH(V$4,'C. PoC Adj Factor Scoring'!$E$3:$AH$3,0)-1),MATCH(V$2&\" Score\",'C. PoC Adj Factor Scoring'!$E$4:$J$4,0),TRUE)","v":2},null,null,null,null,{"$f":"VLOOKUP(OFFSET($B:$B,,MATCH(AA$4,$B$4:$F$4,0)-1),OFFSET('C. PoC Adj Factor Scoring'!$E$5:$J$282,,MATCH(AA$4,'C. PoC Adj Factor Scoring'!$E$3:$AH$3,0)-1),MATCH(AA$2&\" Score\",'C. PoC Adj Factor Scoring'!$E$4:$J$4,0),TRUE)","v":0}]
[{"$f":"'A. Population Info'!A376","v":371},{"$f":"'A. Population Info'!L376","v":2},null,null,null,null,{"$f":"VLOOKUP(OFFSET($B:$B,,MATCH(G$4,$B$4:$F$4,0)-1),OFFSET('C. PoC Adj Factor Scoring'!$E$5:$J$282,,MATCH(G$4,'C. PoC Adj Factor Scoring'!$E$3:$AH$3,0)-1),MATCH(G$2&\" Score\",'C. PoC Adj Factor Scoring'!$E$4:$J$4,0),TRUE)","v":2},null,null,null,null,{"$f":"VLOOKUP(OFFSET($B:$B,,MATCH(L$4,$B$4:$F$4,0)-1),OFFSET('C. PoC Adj Factor Scoring'!$E$5:$J$282,,MATCH(L$4,'C. PoC Adj Factor Scoring'!$E$3:$AH$3,0)-1),MATCH(L$2&\" Score\",'C. PoC Adj Factor Scoring'!$E$4:$J$4,0),TRUE)","v":2},null,null,null,null,{"$f":"VLOOKUP(OFFSET($B:$B,,MATCH(Q$4,$B$4:$F$4,0)-1),OFFSET('C. PoC Adj Factor Scoring'!$E$5:$J$282,,MATCH(Q$4,'C. PoC Adj Factor Scoring'!$E$3:$AH$3,0)-1),MATCH(Q$2&\" Score\",'C. PoC Adj Factor Scoring'!$E$4:$J$4,0),TRUE)","v":2},null,null,null,null,{"$f":"VLOOKUP(OFFSET($B:$B,,MATCH(V$4,$B$4:$F$4,0)-1),OFFSET('C. PoC Adj Factor Scoring'!$E$5:$J$282,,MATCH(V$4,'C. PoC Adj Factor Scoring'!$E$3:$AH$3,0)-1),MATCH(V$2&\" Score\",'C. PoC Adj Factor Scoring'!$E$4:$J$4,0),TRUE)","v":2},null,null,null,null,{"$f":"VLOOKUP(OFFSET($B:$B,,MATCH(AA$4,$B$4:$F$4,0)-1),OFFSET('C. PoC Adj Factor Scoring'!$E$5:$J$282,,MATCH(AA$4,'C. PoC Adj Factor Scoring'!$E$3:$AH$3,0)-1),MATCH(AA$2&\" Score\",'C. PoC Adj Factor Scoring'!$E$4:$J$4,0),TRUE)","v":0}]
[{"$f":"'A. Population Info'!A377","v":372},{"$f":"'A. Population Info'!L377","v":2},null,null,null,null,{"$f":"VLOOKUP(OFFSET($B:$B,,MATCH(G$4,$B$4:$F$4,0)-1),OFFSET('C. PoC Adj Factor Scoring'!$E$5:$J$282,,MATCH(G$4,'C. PoC Adj Factor Scoring'!$E$3:$AH$3,0)-1),MATCH(G$2&\" Score\",'C. PoC Adj Factor Scoring'!$E$4:$J$4,0),TRUE)","v":2},null,null,null,null,{"$f":"VLOOKUP(OFFSET($B:$B,,MATCH(L$4,$B$4:$F$4,0)-1),OFFSET('C. PoC Adj Factor Scoring'!$E$5:$J$282,,MATCH(L$4,'C. PoC Adj Factor Scoring'!$E$3:$AH$3,0)-1),MATCH(L$2&\" Score\",'C. PoC Adj Factor Scoring'!$E$4:$J$4,0),TRUE)","v":2},null,null,null,null,{"$f":"VLOOKUP(OFFSET($B:$B,,MATCH(Q$4,$B$4:$F$4,0)-1),OFFSET('C. PoC Adj Factor Scoring'!$E$5:$J$282,,MATCH(Q$4,'C. PoC Adj Factor Scoring'!$E$3:$AH$3,0)-1),MATCH(Q$2&\" Score\",'C. PoC Adj Factor Scoring'!$E$4:$J$4,0),TRUE)","v":2},null,null,null,null,{"$f":"VLOOKUP(OFFSET($B:$B,,MATCH(V$4,$B$4:$F$4,0)-1),OFFSET('C. PoC Adj Factor Scoring'!$E$5:$J$282,,MATCH(V$4,'C. PoC Adj Factor Scoring'!$E$3:$AH$3,0)-1),MATCH(V$2&\" Score\",'C. PoC Adj Factor Scoring'!$E$4:$J$4,0),TRUE)","v":2},null,null,null,null,{"$f":"VLOOKUP(OFFSET($B:$B,,MATCH(AA$4,$B$4:$F$4,0)-1),OFFSET('C. PoC Adj Factor Scoring'!$E$5:$J$282,,MATCH(AA$4,'C. PoC Adj Factor Scoring'!$E$3:$AH$3,0)-1),MATCH(AA$2&\" Score\",'C. PoC Adj Factor Scoring'!$E$4:$J$4,0),TRUE)","v":0}]
[{"$f":"'A. Population Info'!A378","v":373},{"$f":"'A. Population Info'!L378","v":2},null,null,null,null,{"$f":"VLOOKUP(OFFSET($B:$B,,MATCH(G$4,$B$4:$F$4,0)-1),OFFSET('C. PoC Adj Factor Scoring'!$E$5:$J$282,,MATCH(G$4,'C. PoC Adj Factor Scoring'!$E$3:$AH$3,0)-1),MATCH(G$2&\" Score\",'C. PoC Adj Factor Scoring'!$E$4:$J$4,0),TRUE)","v":2},null,null,null,null,{"$f":"VLOOKUP(OFFSET($B:$B,,MATCH(L$4,$B$4:$F$4,0)-1),OFFSET('C. PoC Adj Factor Scoring'!$E$5:$J$282,,MATCH(L$4,'C. PoC Adj Factor Scoring'!$E$3:$AH$3,0)-1),MATCH(L$2&\" Score\",'C. PoC Adj Factor Scoring'!$E$4:$J$4,0),TRUE)","v":2},null,null,null,null,{"$f":"VLOOKUP(OFFSET($B:$B,,MATCH(Q$4,$B$4:$F$4,0)-1),OFFSET('C. PoC Adj Factor Scoring'!$E$5:$J$282,,MATCH(Q$4,'C. PoC Adj Factor Scoring'!$E$3:$AH$3,0)-1),MATCH(Q$2&\" Score\",'C. PoC Adj Factor Scoring'!$E$4:$J$4,0),TRUE)","v":2},null,null,null,null,{"$f":"VLOOKUP(OFFSET($B:$B,,MATCH(V$4,$B$4:$F$4,0)-1),OFFSET('C. PoC Adj Factor Scoring'!$E$5:$J$282,,MATCH(V$4,'C. PoC Adj Factor Scoring'!$E$3:$AH$3,0)-1),MATCH(V$2&\" Score\",'C. PoC Adj Factor Scoring'!$E$4:$J$4,0),TRUE)","v":2},null,null,null,null,{"$f":"VLOOKUP(OFFSET($B:$B,,MATCH(AA$4,$B$4:$F$4,0)-1),OFFSET('C. PoC Adj Factor Scoring'!$E$5:$J$282,,MATCH(AA$4,'C. PoC Adj Factor Scoring'!$E$3:$AH$3,0)-1),MATCH(AA$2&\" Score\",'C. PoC Adj Factor Scoring'!$E$4:$J$4,0),TRUE)","v":0}]
[{"$f":"'A. Population Info'!A379","v":374},{"$f":"'A. Population Info'!L379","v":1},null,null,null,null,{"$f":"VLOOKUP(OFFSET($B:$B,,MATCH(G$4,$B$4:$F$4,0)-1),OFFSET('C. PoC Adj Factor Scoring'!$E$5:$J$282,,MATCH(G$4,'C. PoC Adj Factor Scoring'!$E$3:$AH$3,0)-1),MATCH(G$2&\" Score\",'C. PoC Adj Factor Scoring'!$E$4:$J$4,0),TRUE)","v":1},null,null,null,null,{"$f":"VLOOKUP(OFFSET($B:$B,,MATCH(L$4,$B$4:$F$4,0)-1),OFFSET('C. PoC Adj Factor Scoring'!$E$5:$J$282,,MATCH(L$4,'C. PoC Adj Factor Scoring'!$E$3:$AH$3,0)-1),MATCH(L$2&\" Score\",'C. PoC Adj Factor Scoring'!$E$4:$J$4,0),TRUE)","v":1},null,null,null,null,{"$f":"VLOOKUP(OFFSET($B:$B,,MATCH(Q$4,$B$4:$F$4,0)-1),OFFSET('C. PoC Adj Factor Scoring'!$E$5:$J$282,,MATCH(Q$4,'C. PoC Adj Factor Scoring'!$E$3:$AH$3,0)-1),MATCH(Q$2&\" Score\",'C. PoC Adj Factor Scoring'!$E$4:$J$4,0),TRUE)","v":1},null,null,null,null,{"$f":"VLOOKUP(OFFSET($B:$B,,MATCH(V$4,$B$4:$F$4,0)-1),OFFSET('C. PoC Adj Factor Scoring'!$E$5:$J$282,,MATCH(V$4,'C. PoC Adj Factor Scoring'!$E$3:$AH$3,0)-1),MATCH(V$2&\" Score\",'C. PoC Adj Factor Scoring'!$E$4:$J$4,0),TRUE)","v":1},null,null,null,null,{"$f":"VLOOKUP(OFFSET($B:$B,,MATCH(AA$4,$B$4:$F$4,0)-1),OFFSET('C. PoC Adj Factor Scoring'!$E$5:$J$282,,MATCH(AA$4,'C. PoC Adj Factor Scoring'!$E$3:$AH$3,0)-1),MATCH(AA$2&\" Score\",'C. PoC Adj Factor Scoring'!$E$4:$J$4,0),TRUE)","v":0}]
[{"$f":"'A. Population Info'!A380","v":375},{"$f":"'A. Population Info'!L380","v":2},null,null,null,null,{"$f":"VLOOKUP(OFFSET($B:$B,,MATCH(G$4,$B$4:$F$4,0)-1),OFFSET('C. PoC Adj Factor Scoring'!$E$5:$J$282,,MATCH(G$4,'C. PoC Adj Factor Scoring'!$E$3:$AH$3,0)-1),MATCH(G$2&\" Score\",'C. PoC Adj Factor Scoring'!$E$4:$J$4,0),TRUE)","v":2},null,null,null,null,{"$f":"VLOOKUP(OFFSET($B:$B,,MATCH(L$4,$B$4:$F$4,0)-1),OFFSET('C. PoC Adj Factor Scoring'!$E$5:$J$282,,MATCH(L$4,'C. PoC Adj Factor Scoring'!$E$3:$AH$3,0)-1),MATCH(L$2&\" Score\",'C. PoC Adj Factor Scoring'!$E$4:$J$4,0),TRUE)","v":2},null,null,null,null,{"$f":"VLOOKUP(OFFSET($B:$B,,MATCH(Q$4,$B$4:$F$4,0)-1),OFFSET('C. PoC Adj Factor Scoring'!$E$5:$J$282,,MATCH(Q$4,'C. PoC Adj Factor Scoring'!$E$3:$AH$3,0)-1),MATCH(Q$2&\" Score\",'C. PoC Adj Factor Scoring'!$E$4:$J$4,0),TRUE)","v":2},null,null,null,null,{"$f":"VLOOKUP(OFFSET($B:$B,,MATCH(V$4,$B$4:$F$4,0)-1),OFFSET('C. PoC Adj Factor Scoring'!$E$5:$J$282,,MATCH(V$4,'C. PoC Adj Factor Scoring'!$E$3:$AH$3,0)-1),MATCH(V$2&\" Score\",'C. PoC Adj Factor Scoring'!$E$4:$J$4,0),TRUE)","v":2},null,null,null,null,{"$f":"VLOOKUP(OFFSET($B:$B,,MATCH(AA$4,$B$4:$F$4,0)-1),OFFSET('C. PoC Adj Factor Scoring'!$E$5:$J$282,,MATCH(AA$4,'C. PoC Adj Factor Scoring'!$E$3:$AH$3,0)-1),MATCH(AA$2&\" Score\",'C. PoC Adj Factor Scoring'!$E$4:$J$4,0),TRUE)","v":0}]
[{"$f":"'A. Population Info'!A381","v":376},{"$f":"'A. Population Info'!L381","v":2},null,null,null,null,{"$f":"VLOOKUP(OFFSET($B:$B,,MATCH(G$4,$B$4:$F$4,0)-1),OFFSET('C. PoC Adj Factor Scoring'!$E$5:$J$282,,MATCH(G$4,'C. PoC Adj Factor Scoring'!$E$3:$AH$3,0)-1),MATCH(G$2&\" Score\",'C. PoC Adj Factor Scoring'!$E$4:$J$4,0),TRUE)","v":2},null,null,null,null,{"$f":"VLOOKUP(OFFSET($B:$B,,MATCH(L$4,$B$4:$F$4,0)-1),OFFSET('C. PoC Adj Factor Scoring'!$E$5:$J$282,,MATCH(L$4,'C. PoC Adj Factor Scoring'!$E$3:$AH$3,0)-1),MATCH(L$2&\" Score\",'C. PoC Adj Factor Scoring'!$E$4:$J$4,0),TRUE)","v":2},null,null,null,null,{"$f":"VLOOKUP(OFFSET($B:$B,,MATCH(Q$4,$B$4:$F$4,0)-1),OFFSET('C. PoC Adj Factor Scoring'!$E$5:$J$282,,MATCH(Q$4,'C. PoC Adj Factor Scoring'!$E$3:$AH$3,0)-1),MATCH(Q$2&\" Score\",'C. PoC Adj Factor Scoring'!$E$4:$J$4,0),TRUE)","v":2},null,null,null,null,{"$f":"VLOOKUP(OFFSET($B:$B,,MATCH(V$4,$B$4:$F$4,0)-1),OFFSET('C. PoC Adj Factor Scoring'!$E$5:$J$282,,MATCH(V$4,'C. PoC Adj Factor Scoring'!$E$3:$AH$3,0)-1),MATCH(V$2&\" Score\",'C. PoC Adj Factor Scoring'!$E$4:$J$4,0),TRUE)","v":2},null,null,null,null,{"$f":"VLOOKUP(OFFSET($B:$B,,MATCH(AA$4,$B$4:$F$4,0)-1),OFFSET('C. PoC Adj Factor Scoring'!$E$5:$J$282,,MATCH(AA$4,'C. PoC Adj Factor Scoring'!$E$3:$AH$3,0)-1),MATCH(AA$2&\" Score\",'C. PoC Adj Factor Scoring'!$E$4:$J$4,0),TRUE)","v":0}]
[{"$f":"'A. Population Info'!A382","v":377},{"$f":"'A. Population Info'!L382","v":2},null,null,null,null,{"$f":"VLOOKUP(OFFSET($B:$B,,MATCH(G$4,$B$4:$F$4,0)-1),OFFSET('C. PoC Adj Factor Scoring'!$E$5:$J$282,,MATCH(G$4,'C. PoC Adj Factor Scoring'!$E$3:$AH$3,0)-1),MATCH(G$2&\" Score\",'C. PoC Adj Factor Scoring'!$E$4:$J$4,0),TRUE)","v":2},null,null,null,null,{"$f":"VLOOKUP(OFFSET($B:$B,,MATCH(L$4,$B$4:$F$4,0)-1),OFFSET('C. PoC Adj Factor Scoring'!$E$5:$J$282,,MATCH(L$4,'C. PoC Adj Factor Scoring'!$E$3:$AH$3,0)-1),MATCH(L$2&\" Score\",'C. PoC Adj Factor Scoring'!$E$4:$J$4,0),TRUE)","v":2},null,null,null,null,{"$f":"VLOOKUP(OFFSET($B:$B,,MATCH(Q$4,$B$4:$F$4,0)-1),OFFSET('C. PoC Adj Factor Scoring'!$E$5:$J$282,,MATCH(Q$4,'C. PoC Adj Factor Scoring'!$E$3:$AH$3,0)-1),MATCH(Q$2&\" Score\",'C. PoC Adj Factor Scoring'!$E$4:$J$4,0),TRUE)","v":2},null,null,null,null,{"$f":"VLOOKUP(OFFSET($B:$B,,MATCH(V$4,$B$4:$F$4,0)-1),OFFSET('C. PoC Adj Factor Scoring'!$E$5:$J$282,,MATCH(V$4,'C. PoC Adj Factor Scoring'!$E$3:$AH$3,0)-1),MATCH(V$2&\" Score\",'C. PoC Adj Factor Scoring'!$E$4:$J$4,0),TRUE)","v":2},null,null,null,null,{"$f":"VLOOKUP(OFFSET($B:$B,,MATCH(AA$4,$B$4:$F$4,0)-1),OFFSET('C. PoC Adj Factor Scoring'!$E$5:$J$282,,MATCH(AA$4,'C. PoC Adj Factor Scoring'!$E$3:$AH$3,0)-1),MATCH(AA$2&\" Score\",'C. PoC Adj Factor Scoring'!$E$4:$J$4,0),TRUE)","v":0}]
[{"$f":"'A. Population Info'!A383","v":378},{"$f":"'A. Population Info'!L383","v":2},null,null,null,null,{"$f":"VLOOKUP(OFFSET($B:$B,,MATCH(G$4,$B$4:$F$4,0)-1),OFFSET('C. PoC Adj Factor Scoring'!$E$5:$J$282,,MATCH(G$4,'C. PoC Adj Factor Scoring'!$E$3:$AH$3,0)-1),MATCH(G$2&\" Score\",'C. PoC Adj Factor Scoring'!$E$4:$J$4,0),TRUE)","v":2},null,null,null,null,{"$f":"VLOOKUP(OFFSET($B:$B,,MATCH(L$4,$B$4:$F$4,0)-1),OFFSET('C. PoC Adj Factor Scoring'!$E$5:$J$282,,MATCH(L$4,'C. PoC Adj Factor Scoring'!$E$3:$AH$3,0)-1),MATCH(L$2&\" Score\",'C. PoC Adj Factor Scoring'!$E$4:$J$4,0),TRUE)","v":2},null,null,null,null,{"$f":"VLOOKUP(OFFSET($B:$B,,MATCH(Q$4,$B$4:$F$4,0)-1),OFFSET('C. PoC Adj Factor Scoring'!$E$5:$J$282,,MATCH(Q$4,'C. PoC Adj Factor Scoring'!$E$3:$AH$3,0)-1),MATCH(Q$2&\" Score\",'C. PoC Adj Factor Scoring'!$E$4:$J$4,0),TRUE)","v":2},null,null,null,null,{"$f":"VLOOKUP(OFFSET($B:$B,,MATCH(V$4,$B$4:$F$4,0)-1),OFFSET('C. PoC Adj Factor Scoring'!$E$5:$J$282,,MATCH(V$4,'C. PoC Adj Factor Scoring'!$E$3:$AH$3,0)-1),MATCH(V$2&\" Score\",'C. PoC Adj Factor Scoring'!$E$4:$J$4,0),TRUE)","v":2},null,null,null,null,{"$f":"VLOOKUP(OFFSET($B:$B,,MATCH(AA$4,$B$4:$F$4,0)-1),OFFSET('C. PoC Adj Factor Scoring'!$E$5:$J$282,,MATCH(AA$4,'C. PoC Adj Factor Scoring'!$E$3:$AH$3,0)-1),MATCH(AA$2&\" Score\",'C. PoC Adj Factor Scoring'!$E$4:$J$4,0),TRUE)","v":0}]
[{"$f":"'A. Population Info'!A384","v":379},{"$f":"'A. Population Info'!L384","v":2},null,null,null,null,{"$f":"VLOOKUP(OFFSET($B:$B,,MATCH(G$4,$B$4:$F$4,0)-1),OFFSET('C. PoC Adj Factor Scoring'!$E$5:$J$282,,MATCH(G$4,'C. PoC Adj Factor Scoring'!$E$3:$AH$3,0)-1),MATCH(G$2&\" Score\",'C. PoC Adj Factor Scoring'!$E$4:$J$4,0),TRUE)","v":2},null,null,null,null,{"$f":"VLOOKUP(OFFSET($B:$B,,MATCH(L$4,$B$4:$F$4,0)-1),OFFSET('C. PoC Adj Factor Scoring'!$E$5:$J$282,,MATCH(L$4,'C. PoC Adj Factor Scoring'!$E$3:$AH$3,0)-1),MATCH(L$2&\" Score\",'C. PoC Adj Factor Scoring'!$E$4:$J$4,0),TRUE)","v":2},null,null,null,null,{"$f":"VLOOKUP(OFFSET($B:$B,,MATCH(Q$4,$B$4:$F$4,0)-1),OFFSET('C. PoC Adj Factor Scoring'!$E$5:$J$282,,MATCH(Q$4,'C. PoC Adj Factor Scoring'!$E$3:$AH$3,0)-1),MATCH(Q$2&\" Score\",'C. PoC Adj Factor Scoring'!$E$4:$J$4,0),TRUE)","v":2},null,null,null,null,{"$f":"VLOOKUP(OFFSET($B:$B,,MATCH(V$4,$B$4:$F$4,0)-1),OFFSET('C. PoC Adj Factor Scoring'!$E$5:$J$282,,MATCH(V$4,'C. PoC Adj Factor Scoring'!$E$3:$AH$3,0)-1),MATCH(V$2&\" Score\",'C. PoC Adj Factor Scoring'!$E$4:$J$4,0),TRUE)","v":2},null,null,null,null,{"$f":"VLOOKUP(OFFSET($B:$B,,MATCH(AA$4,$B$4:$F$4,0)-1),OFFSET('C. PoC Adj Factor Scoring'!$E$5:$J$282,,MATCH(AA$4,'C. PoC Adj Factor Scoring'!$E$3:$AH$3,0)-1),MATCH(AA$2&\" Score\",'C. PoC Adj Factor Scoring'!$E$4:$J$4,0),TRUE)","v":0}]
[{"$f":"'A. Population Info'!A385","v":380},{"$f":"'A. Population Info'!L385","v":2},null,null,null,null,{"$f":"VLOOKUP(OFFSET($B:$B,,MATCH(G$4,$B$4:$F$4,0)-1),OFFSET('C. PoC Adj Factor Scoring'!$E$5:$J$282,,MATCH(G$4,'C. PoC Adj Factor Scoring'!$E$3:$AH$3,0)-1),MATCH(G$2&\" Score\",'C. PoC Adj Factor Scoring'!$E$4:$J$4,0),TRUE)","v":2},null,null,null,null,{"$f":"VLOOKUP(OFFSET($B:$B,,MATCH(L$4,$B$4:$F$4,0)-1),OFFSET('C. PoC Adj Factor Scoring'!$E$5:$J$282,,MATCH(L$4,'C. PoC Adj Factor Scoring'!$E$3:$AH$3,0)-1),MATCH(L$2&\" Score\",'C. PoC Adj Factor Scoring'!$E$4:$J$4,0),TRUE)","v":2},null,null,null,null,{"$f":"VLOOKUP(OFFSET($B:$B,,MATCH(Q$4,$B$4:$F$4,0)-1),OFFSET('C. PoC Adj Factor Scoring'!$E$5:$J$282,,MATCH(Q$4,'C. PoC Adj Factor Scoring'!$E$3:$AH$3,0)-1),MATCH(Q$2&\" Score\",'C. PoC Adj Factor Scoring'!$E$4:$J$4,0),TRUE)","v":2},null,null,null,null,{"$f":"VLOOKUP(OFFSET($B:$B,,MATCH(V$4,$B$4:$F$4,0)-1),OFFSET('C. PoC Adj Factor Scoring'!$E$5:$J$282,,MATCH(V$4,'C. PoC Adj Factor Scoring'!$E$3:$AH$3,0)-1),MATCH(V$2&\" Score\",'C. PoC Adj Factor Scoring'!$E$4:$J$4,0),TRUE)","v":2},null,null,null,null,{"$f":"VLOOKUP(OFFSET($B:$B,,MATCH(AA$4,$B$4:$F$4,0)-1),OFFSET('C. PoC Adj Factor Scoring'!$E$5:$J$282,,MATCH(AA$4,'C. PoC Adj Factor Scoring'!$E$3:$AH$3,0)-1),MATCH(AA$2&\" Score\",'C. PoC Adj Factor Scoring'!$E$4:$J$4,0),TRUE)","v":0}]
[{"$f":"'A. Population Info'!A386","v":381},{"$f":"'A. Population Info'!L386","v":2},null,null,null,null,{"$f":"VLOOKUP(OFFSET($B:$B,,MATCH(G$4,$B$4:$F$4,0)-1),OFFSET('C. PoC Adj Factor Scoring'!$E$5:$J$282,,MATCH(G$4,'C. PoC Adj Factor Scoring'!$E$3:$AH$3,0)-1),MATCH(G$2&\" Score\",'C. PoC Adj Factor Scoring'!$E$4:$J$4,0),TRUE)","v":2},null,null,null,null,{"$f":"VLOOKUP(OFFSET($B:$B,,MATCH(L$4,$B$4:$F$4,0)-1),OFFSET('C. PoC Adj Factor Scoring'!$E$5:$J$282,,MATCH(L$4,'C. PoC Adj Factor Scoring'!$E$3:$AH$3,0)-1),MATCH(L$2&\" Score\",'C. PoC Adj Factor Scoring'!$E$4:$J$4,0),TRUE)","v":2},null,null,null,null,{"$f":"VLOOKUP(OFFSET($B:$B,,MATCH(Q$4,$B$4:$F$4,0)-1),OFFSET('C. PoC Adj Factor Scoring'!$E$5:$J$282,,MATCH(Q$4,'C. PoC Adj Factor Scoring'!$E$3:$AH$3,0)-1),MATCH(Q$2&\" Score\",'C. PoC Adj Factor Scoring'!$E$4:$J$4,0),TRUE)","v":2},null,null,null,null,{"$f":"VLOOKUP(OFFSET($B:$B,,MATCH(V$4,$B$4:$F$4,0)-1),OFFSET('C. PoC Adj Factor Scoring'!$E$5:$J$282,,MATCH(V$4,'C. PoC Adj Factor Scoring'!$E$3:$AH$3,0)-1),MATCH(V$2&\" Score\",'C. PoC Adj Factor Scoring'!$E$4:$J$4,0),TRUE)","v":2},null,null,null,null,{"$f":"VLOOKUP(OFFSET($B:$B,,MATCH(AA$4,$B$4:$F$4,0)-1),OFFSET('C. PoC Adj Factor Scoring'!$E$5:$J$282,,MATCH(AA$4,'C. PoC Adj Factor Scoring'!$E$3:$AH$3,0)-1),MATCH(AA$2&\" Score\",'C. PoC Adj Factor Scoring'!$E$4:$J$4,0),TRUE)","v":0}]
[{"$f":"'A. Population Info'!A387","v":382},{"$f":"'A. Population Info'!L387","v":1},null,null,null,null,{"$f":"VLOOKUP(OFFSET($B:$B,,MATCH(G$4,$B$4:$F$4,0)-1),OFFSET('C. PoC Adj Factor Scoring'!$E$5:$J$282,,MATCH(G$4,'C. PoC Adj Factor Scoring'!$E$3:$AH$3,0)-1),MATCH(G$2&\" Score\",'C. PoC Adj Factor Scoring'!$E$4:$J$4,0),TRUE)","v":1},null,null,null,null,{"$f":"VLOOKUP(OFFSET($B:$B,,MATCH(L$4,$B$4:$F$4,0)-1),OFFSET('C. PoC Adj Factor Scoring'!$E$5:$J$282,,MATCH(L$4,'C. PoC Adj Factor Scoring'!$E$3:$AH$3,0)-1),MATCH(L$2&\" Score\",'C. PoC Adj Factor Scoring'!$E$4:$J$4,0),TRUE)","v":1},null,null,null,null,{"$f":"VLOOKUP(OFFSET($B:$B,,MATCH(Q$4,$B$4:$F$4,0)-1),OFFSET('C. PoC Adj Factor Scoring'!$E$5:$J$282,,MATCH(Q$4,'C. PoC Adj Factor Scoring'!$E$3:$AH$3,0)-1),MATCH(Q$2&\" Score\",'C. PoC Adj Factor Scoring'!$E$4:$J$4,0),TRUE)","v":1},null,null,null,null,{"$f":"VLOOKUP(OFFSET($B:$B,,MATCH(V$4,$B$4:$F$4,0)-1),OFFSET('C. PoC Adj Factor Scoring'!$E$5:$J$282,,MATCH(V$4,'C. PoC Adj Factor Scoring'!$E$3:$AH$3,0)-1),MATCH(V$2&\" Score\",'C. PoC Adj Factor Scoring'!$E$4:$J$4,0),TRUE)","v":1},null,null,null,null,{"$f":"VLOOKUP(OFFSET($B:$B,,MATCH(AA$4,$B$4:$F$4,0)-1),OFFSET('C. PoC Adj Factor Scoring'!$E$5:$J$282,,MATCH(AA$4,'C. PoC Adj Factor Scoring'!$E$3:$AH$3,0)-1),MATCH(AA$2&\" Score\",'C. PoC Adj Factor Scoring'!$E$4:$J$4,0),TRUE)","v":0}]
[{"$f":"'A. Population Info'!A388","v":383},{"$f":"'A. Population Info'!L388","v":2},null,null,null,null,{"$f":"VLOOKUP(OFFSET($B:$B,,MATCH(G$4,$B$4:$F$4,0)-1),OFFSET('C. PoC Adj Factor Scoring'!$E$5:$J$282,,MATCH(G$4,'C. PoC Adj Factor Scoring'!$E$3:$AH$3,0)-1),MATCH(G$2&\" Score\",'C. PoC Adj Factor Scoring'!$E$4:$J$4,0),TRUE)","v":2},null,null,null,null,{"$f":"VLOOKUP(OFFSET($B:$B,,MATCH(L$4,$B$4:$F$4,0)-1),OFFSET('C. PoC Adj Factor Scoring'!$E$5:$J$282,,MATCH(L$4,'C. PoC Adj Factor Scoring'!$E$3:$AH$3,0)-1),MATCH(L$2&\" Score\",'C. PoC Adj Factor Scoring'!$E$4:$J$4,0),TRUE)","v":2},null,null,null,null,{"$f":"VLOOKUP(OFFSET($B:$B,,MATCH(Q$4,$B$4:$F$4,0)-1),OFFSET('C. PoC Adj Factor Scoring'!$E$5:$J$282,,MATCH(Q$4,'C. PoC Adj Factor Scoring'!$E$3:$AH$3,0)-1),MATCH(Q$2&\" Score\",'C. PoC Adj Factor Scoring'!$E$4:$J$4,0),TRUE)","v":2},null,null,null,null,{"$f":"VLOOKUP(OFFSET($B:$B,,MATCH(V$4,$B$4:$F$4,0)-1),OFFSET('C. PoC Adj Factor Scoring'!$E$5:$J$282,,MATCH(V$4,'C. PoC Adj Factor Scoring'!$E$3:$AH$3,0)-1),MATCH(V$2&\" Score\",'C. PoC Adj Factor Scoring'!$E$4:$J$4,0),TRUE)","v":2},null,null,null,null,{"$f":"VLOOKUP(OFFSET($B:$B,,MATCH(AA$4,$B$4:$F$4,0)-1),OFFSET('C. PoC Adj Factor Scoring'!$E$5:$J$282,,MATCH(AA$4,'C. PoC Adj Factor Scoring'!$E$3:$AH$3,0)-1),MATCH(AA$2&\" Score\",'C. PoC Adj Factor Scoring'!$E$4:$J$4,0),TRUE)","v":0}]
[{"$f":"'A. Population Info'!A389","v":384},{"$f":"'A. Population Info'!L389","v":1},null,null,null,null,{"$f":"VLOOKUP(OFFSET($B:$B,,MATCH(G$4,$B$4:$F$4,0)-1),OFFSET('C. PoC Adj Factor Scoring'!$E$5:$J$282,,MATCH(G$4,'C. PoC Adj Factor Scoring'!$E$3:$AH$3,0)-1),MATCH(G$2&\" Score\",'C. PoC Adj Factor Scoring'!$E$4:$J$4,0),TRUE)","v":1},null,null,null,null,{"$f":"VLOOKUP(OFFSET($B:$B,,MATCH(L$4,$B$4:$F$4,0)-1),OFFSET('C. PoC Adj Factor Scoring'!$E$5:$J$282,,MATCH(L$4,'C. PoC Adj Factor Scoring'!$E$3:$AH$3,0)-1),MATCH(L$2&\" Score\",'C. PoC Adj Factor Scoring'!$E$4:$J$4,0),TRUE)","v":1},null,null,null,null,{"$f":"VLOOKUP(OFFSET($B:$B,,MATCH(Q$4,$B$4:$F$4,0)-1),OFFSET('C. PoC Adj Factor Scoring'!$E$5:$J$282,,MATCH(Q$4,'C. PoC Adj Factor Scoring'!$E$3:$AH$3,0)-1),MATCH(Q$2&\" Score\",'C. PoC Adj Factor Scoring'!$E$4:$J$4,0),TRUE)","v":1},null,null,null,null,{"$f":"VLOOKUP(OFFSET($B:$B,,MATCH(V$4,$B$4:$F$4,0)-1),OFFSET('C. PoC Adj Factor Scoring'!$E$5:$J$282,,MATCH(V$4,'C. PoC Adj Factor Scoring'!$E$3:$AH$3,0)-1),MATCH(V$2&\" Score\",'C. PoC Adj Factor Scoring'!$E$4:$J$4,0),TRUE)","v":1},null,null,null,null,{"$f":"VLOOKUP(OFFSET($B:$B,,MATCH(AA$4,$B$4:$F$4,0)-1),OFFSET('C. PoC Adj Factor Scoring'!$E$5:$J$282,,MATCH(AA$4,'C. PoC Adj Factor Scoring'!$E$3:$AH$3,0)-1),MATCH(AA$2&\" Score\",'C. PoC Adj Factor Scoring'!$E$4:$J$4,0),TRUE)","v":0}]
[{"$f":"'A. Population Info'!A390","v":385},{"$f":"'A. Population Info'!L390","v":2},null,null,null,null,{"$f":"VLOOKUP(OFFSET($B:$B,,MATCH(G$4,$B$4:$F$4,0)-1),OFFSET('C. PoC Adj Factor Scoring'!$E$5:$J$282,,MATCH(G$4,'C. PoC Adj Factor Scoring'!$E$3:$AH$3,0)-1),MATCH(G$2&\" Score\",'C. PoC Adj Factor Scoring'!$E$4:$J$4,0),TRUE)","v":2},null,null,null,null,{"$f":"VLOOKUP(OFFSET($B:$B,,MATCH(L$4,$B$4:$F$4,0)-1),OFFSET('C. PoC Adj Factor Scoring'!$E$5:$J$282,,MATCH(L$4,'C. PoC Adj Factor Scoring'!$E$3:$AH$3,0)-1),MATCH(L$2&\" Score\",'C. PoC Adj Factor Scoring'!$E$4:$J$4,0),TRUE)","v":2},null,null,null,null,{"$f":"VLOOKUP(OFFSET($B:$B,,MATCH(Q$4,$B$4:$F$4,0)-1),OFFSET('C. PoC Adj Factor Scoring'!$E$5:$J$282,,MATCH(Q$4,'C. PoC Adj Factor Scoring'!$E$3:$AH$3,0)-1),MATCH(Q$2&\" Score\",'C. PoC Adj Factor Scoring'!$E$4:$J$4,0),TRUE)","v":2},null,null,null,null,{"$f":"VLOOKUP(OFFSET($B:$B,,MATCH(V$4,$B$4:$F$4,0)-1),OFFSET('C. PoC Adj Factor Scoring'!$E$5:$J$282,,MATCH(V$4,'C. PoC Adj Factor Scoring'!$E$3:$AH$3,0)-1),MATCH(V$2&\" Score\",'C. PoC Adj Factor Scoring'!$E$4:$J$4,0),TRUE)","v":2},null,null,null,null,{"$f":"VLOOKUP(OFFSET($B:$B,,MATCH(AA$4,$B$4:$F$4,0)-1),OFFSET('C. PoC Adj Factor Scoring'!$E$5:$J$282,,MATCH(AA$4,'C. PoC Adj Factor Scoring'!$E$3:$AH$3,0)-1),MATCH(AA$2&\" Score\",'C. PoC Adj Factor Scoring'!$E$4:$J$4,0),TRUE)","v":0}]
[{"$f":"'A. Population Info'!A391","v":386},{"$f":"'A. Population Info'!L391","v":2},null,null,null,null,{"$f":"VLOOKUP(OFFSET($B:$B,,MATCH(G$4,$B$4:$F$4,0)-1),OFFSET('C. PoC Adj Factor Scoring'!$E$5:$J$282,,MATCH(G$4,'C. PoC Adj Factor Scoring'!$E$3:$AH$3,0)-1),MATCH(G$2&\" Score\",'C. PoC Adj Factor Scoring'!$E$4:$J$4,0),TRUE)","v":2},null,null,null,null,{"$f":"VLOOKUP(OFFSET($B:$B,,MATCH(L$4,$B$4:$F$4,0)-1),OFFSET('C. PoC Adj Factor Scoring'!$E$5:$J$282,,MATCH(L$4,'C. PoC Adj Factor Scoring'!$E$3:$AH$3,0)-1),MATCH(L$2&\" Score\",'C. PoC Adj Factor Scoring'!$E$4:$J$4,0),TRUE)","v":2},null,null,null,null,{"$f":"VLOOKUP(OFFSET($B:$B,,MATCH(Q$4,$B$4:$F$4,0)-1),OFFSET('C. PoC Adj Factor Scoring'!$E$5:$J$282,,MATCH(Q$4,'C. PoC Adj Factor Scoring'!$E$3:$AH$3,0)-1),MATCH(Q$2&\" Score\",'C. PoC Adj Factor Scoring'!$E$4:$J$4,0),TRUE)","v":2},null,null,null,null,{"$f":"VLOOKUP(OFFSET($B:$B,,MATCH(V$4,$B$4:$F$4,0)-1),OFFSET('C. PoC Adj Factor Scoring'!$E$5:$J$282,,MATCH(V$4,'C. PoC Adj Factor Scoring'!$E$3:$AH$3,0)-1),MATCH(V$2&\" Score\",'C. PoC Adj Factor Scoring'!$E$4:$J$4,0),TRUE)","v":2},null,null,null,null,{"$f":"VLOOKUP(OFFSET($B:$B,,MATCH(AA$4,$B$4:$F$4,0)-1),OFFSET('C. PoC Adj Factor Scoring'!$E$5:$J$282,,MATCH(AA$4,'C. PoC Adj Factor Scoring'!$E$3:$AH$3,0)-1),MATCH(AA$2&\" Score\",'C. PoC Adj Factor Scoring'!$E$4:$J$4,0),TRUE)","v":0}]
[{"$f":"'A. Population Info'!A392","v":387},{"$f":"'A. Population Info'!L392","v":2},null,null,null,null,{"$f":"VLOOKUP(OFFSET($B:$B,,MATCH(G$4,$B$4:$F$4,0)-1),OFFSET('C. PoC Adj Factor Scoring'!$E$5:$J$282,,MATCH(G$4,'C. PoC Adj Factor Scoring'!$E$3:$AH$3,0)-1),MATCH(G$2&\" Score\",'C. PoC Adj Factor Scoring'!$E$4:$J$4,0),TRUE)","v":2},null,null,null,null,{"$f":"VLOOKUP(OFFSET($B:$B,,MATCH(L$4,$B$4:$F$4,0)-1),OFFSET('C. PoC Adj Factor Scoring'!$E$5:$J$282,,MATCH(L$4,'C. PoC Adj Factor Scoring'!$E$3:$AH$3,0)-1),MATCH(L$2&\" Score\",'C. PoC Adj Factor Scoring'!$E$4:$J$4,0),TRUE)","v":2},null,null,null,null,{"$f":"VLOOKUP(OFFSET($B:$B,,MATCH(Q$4,$B$4:$F$4,0)-1),OFFSET('C. PoC Adj Factor Scoring'!$E$5:$J$282,,MATCH(Q$4,'C. PoC Adj Factor Scoring'!$E$3:$AH$3,0)-1),MATCH(Q$2&\" Score\",'C. PoC Adj Factor Scoring'!$E$4:$J$4,0),TRUE)","v":2},null,null,null,null,{"$f":"VLOOKUP(OFFSET($B:$B,,MATCH(V$4,$B$4:$F$4,0)-1),OFFSET('C. PoC Adj Factor Scoring'!$E$5:$J$282,,MATCH(V$4,'C. PoC Adj Factor Scoring'!$E$3:$AH$3,0)-1),MATCH(V$2&\" Score\",'C. PoC Adj Factor Scoring'!$E$4:$J$4,0),TRUE)","v":2},null,null,null,null,{"$f":"VLOOKUP(OFFSET($B:$B,,MATCH(AA$4,$B$4:$F$4,0)-1),OFFSET('C. PoC Adj Factor Scoring'!$E$5:$J$282,,MATCH(AA$4,'C. PoC Adj Factor Scoring'!$E$3:$AH$3,0)-1),MATCH(AA$2&\" Score\",'C. PoC Adj Factor Scoring'!$E$4:$J$4,0),TRUE)","v":0}]
[{"$f":"'A. Population Info'!A393","v":388},{"$f":"'A. Population Info'!L393","v":1},null,null,null,null,{"$f":"VLOOKUP(OFFSET($B:$B,,MATCH(G$4,$B$4:$F$4,0)-1),OFFSET('C. PoC Adj Factor Scoring'!$E$5:$J$282,,MATCH(G$4,'C. PoC Adj Factor Scoring'!$E$3:$AH$3,0)-1),MATCH(G$2&\" Score\",'C. PoC Adj Factor Scoring'!$E$4:$J$4,0),TRUE)","v":1},null,null,null,null,{"$f":"VLOOKUP(OFFSET($B:$B,,MATCH(L$4,$B$4:$F$4,0)-1),OFFSET('C. PoC Adj Factor Scoring'!$E$5:$J$282,,MATCH(L$4,'C. PoC Adj Factor Scoring'!$E$3:$AH$3,0)-1),MATCH(L$2&\" Score\",'C. PoC Adj Factor Scoring'!$E$4:$J$4,0),TRUE)","v":1},null,null,null,null,{"$f":"VLOOKUP(OFFSET($B:$B,,MATCH(Q$4,$B$4:$F$4,0)-1),OFFSET('C. PoC Adj Factor Scoring'!$E$5:$J$282,,MATCH(Q$4,'C. PoC Adj Factor Scoring'!$E$3:$AH$3,0)-1),MATCH(Q$2&\" Score\",'C. PoC Adj Factor Scoring'!$E$4:$J$4,0),TRUE)","v":1},null,null,null,null,{"$f":"VLOOKUP(OFFSET($B:$B,,MATCH(V$4,$B$4:$F$4,0)-1),OFFSET('C. PoC Adj Factor Scoring'!$E$5:$J$282,,MATCH(V$4,'C. PoC Adj Factor Scoring'!$E$3:$AH$3,0)-1),MATCH(V$2&\" Score\",'C. PoC Adj Factor Scoring'!$E$4:$J$4,0),TRUE)","v":1},null,null,null,null,{"$f":"VLOOKUP(OFFSET($B:$B,,MATCH(AA$4,$B$4:$F$4,0)-1),OFFSET('C. PoC Adj Factor Scoring'!$E$5:$J$282,,MATCH(AA$4,'C. PoC Adj Factor Scoring'!$E$3:$AH$3,0)-1),MATCH(AA$2&\" Score\",'C. PoC Adj Factor Scoring'!$E$4:$J$4,0),TRUE)","v":0}]
[{"$f":"'A. Population Info'!A394","v":389},{"$f":"'A. Population Info'!L394","v":1},null,null,null,null,{"$f":"VLOOKUP(OFFSET($B:$B,,MATCH(G$4,$B$4:$F$4,0)-1),OFFSET('C. PoC Adj Factor Scoring'!$E$5:$J$282,,MATCH(G$4,'C. PoC Adj Factor Scoring'!$E$3:$AH$3,0)-1),MATCH(G$2&\" Score\",'C. PoC Adj Factor Scoring'!$E$4:$J$4,0),TRUE)","v":1},null,null,null,null,{"$f":"VLOOKUP(OFFSET($B:$B,,MATCH(L$4,$B$4:$F$4,0)-1),OFFSET('C. PoC Adj Factor Scoring'!$E$5:$J$282,,MATCH(L$4,'C. PoC Adj Factor Scoring'!$E$3:$AH$3,0)-1),MATCH(L$2&\" Score\",'C. PoC Adj Factor Scoring'!$E$4:$J$4,0),TRUE)","v":1},null,null,null,null,{"$f":"VLOOKUP(OFFSET($B:$B,,MATCH(Q$4,$B$4:$F$4,0)-1),OFFSET('C. PoC Adj Factor Scoring'!$E$5:$J$282,,MATCH(Q$4,'C. PoC Adj Factor Scoring'!$E$3:$AH$3,0)-1),MATCH(Q$2&\" Score\",'C. PoC Adj Factor Scoring'!$E$4:$J$4,0),TRUE)","v":1},null,null,null,null,{"$f":"VLOOKUP(OFFSET($B:$B,,MATCH(V$4,$B$4:$F$4,0)-1),OFFSET('C. PoC Adj Factor Scoring'!$E$5:$J$282,,MATCH(V$4,'C. PoC Adj Factor Scoring'!$E$3:$AH$3,0)-1),MATCH(V$2&\" Score\",'C. PoC Adj Factor Scoring'!$E$4:$J$4,0),TRUE)","v":1},null,null,null,null,{"$f":"VLOOKUP(OFFSET($B:$B,,MATCH(AA$4,$B$4:$F$4,0)-1),OFFSET('C. PoC Adj Factor Scoring'!$E$5:$J$282,,MATCH(AA$4,'C. PoC Adj Factor Scoring'!$E$3:$AH$3,0)-1),MATCH(AA$2&\" Score\",'C. PoC Adj Factor Scoring'!$E$4:$J$4,0),TRUE)","v":0}]
[{"$f":"'A. Population Info'!A395","v":390},{"$f":"'A. Population Info'!L395","v":1},null,null,null,null,{"$f":"VLOOKUP(OFFSET($B:$B,,MATCH(G$4,$B$4:$F$4,0)-1),OFFSET('C. PoC Adj Factor Scoring'!$E$5:$J$282,,MATCH(G$4,'C. PoC Adj Factor Scoring'!$E$3:$AH$3,0)-1),MATCH(G$2&\" Score\",'C. PoC Adj Factor Scoring'!$E$4:$J$4,0),TRUE)","v":1},null,null,null,null,{"$f":"VLOOKUP(OFFSET($B:$B,,MATCH(L$4,$B$4:$F$4,0)-1),OFFSET('C. PoC Adj Factor Scoring'!$E$5:$J$282,,MATCH(L$4,'C. PoC Adj Factor Scoring'!$E$3:$AH$3,0)-1),MATCH(L$2&\" Score\",'C. PoC Adj Factor Scoring'!$E$4:$J$4,0),TRUE)","v":1},null,null,null,null,{"$f":"VLOOKUP(OFFSET($B:$B,,MATCH(Q$4,$B$4:$F$4,0)-1),OFFSET('C. PoC Adj Factor Scoring'!$E$5:$J$282,,MATCH(Q$4,'C. PoC Adj Factor Scoring'!$E$3:$AH$3,0)-1),MATCH(Q$2&\" Score\",'C. PoC Adj Factor Scoring'!$E$4:$J$4,0),TRUE)","v":1},null,null,null,null,{"$f":"VLOOKUP(OFFSET($B:$B,,MATCH(V$4,$B$4:$F$4,0)-1),OFFSET('C. PoC Adj Factor Scoring'!$E$5:$J$282,,MATCH(V$4,'C. PoC Adj Factor Scoring'!$E$3:$AH$3,0)-1),MATCH(V$2&\" Score\",'C. PoC Adj Factor Scoring'!$E$4:$J$4,0),TRUE)","v":1},null,null,null,null,{"$f":"VLOOKUP(OFFSET($B:$B,,MATCH(AA$4,$B$4:$F$4,0)-1),OFFSET('C. PoC Adj Factor Scoring'!$E$5:$J$282,,MATCH(AA$4,'C. PoC Adj Factor Scoring'!$E$3:$AH$3,0)-1),MATCH(AA$2&\" Score\",'C. PoC Adj Factor Scoring'!$E$4:$J$4,0),TRUE)","v":0}]
[{"$f":"'A. Population Info'!A396","v":391},{"$f":"'A. Population Info'!L396","v":2},null,null,null,null,{"$f":"VLOOKUP(OFFSET($B:$B,,MATCH(G$4,$B$4:$F$4,0)-1),OFFSET('C. PoC Adj Factor Scoring'!$E$5:$J$282,,MATCH(G$4,'C. PoC Adj Factor Scoring'!$E$3:$AH$3,0)-1),MATCH(G$2&\" Score\",'C. PoC Adj Factor Scoring'!$E$4:$J$4,0),TRUE)","v":2},null,null,null,null,{"$f":"VLOOKUP(OFFSET($B:$B,,MATCH(L$4,$B$4:$F$4,0)-1),OFFSET('C. PoC Adj Factor Scoring'!$E$5:$J$282,,MATCH(L$4,'C. PoC Adj Factor Scoring'!$E$3:$AH$3,0)-1),MATCH(L$2&\" Score\",'C. PoC Adj Factor Scoring'!$E$4:$J$4,0),TRUE)","v":2},null,null,null,null,{"$f":"VLOOKUP(OFFSET($B:$B,,MATCH(Q$4,$B$4:$F$4,0)-1),OFFSET('C. PoC Adj Factor Scoring'!$E$5:$J$282,,MATCH(Q$4,'C. PoC Adj Factor Scoring'!$E$3:$AH$3,0)-1),MATCH(Q$2&\" Score\",'C. PoC Adj Factor Scoring'!$E$4:$J$4,0),TRUE)","v":2},null,null,null,null,{"$f":"VLOOKUP(OFFSET($B:$B,,MATCH(V$4,$B$4:$F$4,0)-1),OFFSET('C. PoC Adj Factor Scoring'!$E$5:$J$282,,MATCH(V$4,'C. PoC Adj Factor Scoring'!$E$3:$AH$3,0)-1),MATCH(V$2&\" Score\",'C. PoC Adj Factor Scoring'!$E$4:$J$4,0),TRUE)","v":2},null,null,null,null,{"$f":"VLOOKUP(OFFSET($B:$B,,MATCH(AA$4,$B$4:$F$4,0)-1),OFFSET('C. PoC Adj Factor Scoring'!$E$5:$J$282,,MATCH(AA$4,'C. PoC Adj Factor Scoring'!$E$3:$AH$3,0)-1),MATCH(AA$2&\" Score\",'C. PoC Adj Factor Scoring'!$E$4:$J$4,0),TRUE)","v":0}]
[{"$f":"'A. Population Info'!A397","v":392},{"$f":"'A. Population Info'!L397","v":2},null,null,null,null,{"$f":"VLOOKUP(OFFSET($B:$B,,MATCH(G$4,$B$4:$F$4,0)-1),OFFSET('C. PoC Adj Factor Scoring'!$E$5:$J$282,,MATCH(G$4,'C. PoC Adj Factor Scoring'!$E$3:$AH$3,0)-1),MATCH(G$2&\" Score\",'C. PoC Adj Factor Scoring'!$E$4:$J$4,0),TRUE)","v":2},null,null,null,null,{"$f":"VLOOKUP(OFFSET($B:$B,,MATCH(L$4,$B$4:$F$4,0)-1),OFFSET('C. PoC Adj Factor Scoring'!$E$5:$J$282,,MATCH(L$4,'C. PoC Adj Factor Scoring'!$E$3:$AH$3,0)-1),MATCH(L$2&\" Score\",'C. PoC Adj Factor Scoring'!$E$4:$J$4,0),TRUE)","v":2},null,null,null,null,{"$f":"VLOOKUP(OFFSET($B:$B,,MATCH(Q$4,$B$4:$F$4,0)-1),OFFSET('C. PoC Adj Factor Scoring'!$E$5:$J$282,,MATCH(Q$4,'C. PoC Adj Factor Scoring'!$E$3:$AH$3,0)-1),MATCH(Q$2&\" Score\",'C. PoC Adj Factor Scoring'!$E$4:$J$4,0),TRUE)","v":2},null,null,null,null,{"$f":"VLOOKUP(OFFSET($B:$B,,MATCH(V$4,$B$4:$F$4,0)-1),OFFSET('C. PoC Adj Factor Scoring'!$E$5:$J$282,,MATCH(V$4,'C. PoC Adj Factor Scoring'!$E$3:$AH$3,0)-1),MATCH(V$2&\" Score\",'C. PoC Adj Factor Scoring'!$E$4:$J$4,0),TRUE)","v":2},null,null,null,null,{"$f":"VLOOKUP(OFFSET($B:$B,,MATCH(AA$4,$B$4:$F$4,0)-1),OFFSET('C. PoC Adj Factor Scoring'!$E$5:$J$282,,MATCH(AA$4,'C. PoC Adj Factor Scoring'!$E$3:$AH$3,0)-1),MATCH(AA$2&\" Score\",'C. PoC Adj Factor Scoring'!$E$4:$J$4,0),TRUE)","v":0}]
[{"$f":"'A. Population Info'!A398","v":393},{"$f":"'A. Population Info'!L398","v":2},null,null,null,null,{"$f":"VLOOKUP(OFFSET($B:$B,,MATCH(G$4,$B$4:$F$4,0)-1),OFFSET('C. PoC Adj Factor Scoring'!$E$5:$J$282,,MATCH(G$4,'C. PoC Adj Factor Scoring'!$E$3:$AH$3,0)-1),MATCH(G$2&\" Score\",'C. PoC Adj Factor Scoring'!$E$4:$J$4,0),TRUE)","v":2},null,null,null,null,{"$f":"VLOOKUP(OFFSET($B:$B,,MATCH(L$4,$B$4:$F$4,0)-1),OFFSET('C. PoC Adj Factor Scoring'!$E$5:$J$282,,MATCH(L$4,'C. PoC Adj Factor Scoring'!$E$3:$AH$3,0)-1),MATCH(L$2&\" Score\",'C. PoC Adj Factor Scoring'!$E$4:$J$4,0),TRUE)","v":2},null,null,null,null,{"$f":"VLOOKUP(OFFSET($B:$B,,MATCH(Q$4,$B$4:$F$4,0)-1),OFFSET('C. PoC Adj Factor Scoring'!$E$5:$J$282,,MATCH(Q$4,'C. PoC Adj Factor Scoring'!$E$3:$AH$3,0)-1),MATCH(Q$2&\" Score\",'C. PoC Adj Factor Scoring'!$E$4:$J$4,0),TRUE)","v":2},null,null,null,null,{"$f":"VLOOKUP(OFFSET($B:$B,,MATCH(V$4,$B$4:$F$4,0)-1),OFFSET('C. PoC Adj Factor Scoring'!$E$5:$J$282,,MATCH(V$4,'C. PoC Adj Factor Scoring'!$E$3:$AH$3,0)-1),MATCH(V$2&\" Score\",'C. PoC Adj Factor Scoring'!$E$4:$J$4,0),TRUE)","v":2},null,null,null,null,{"$f":"VLOOKUP(OFFSET($B:$B,,MATCH(AA$4,$B$4:$F$4,0)-1),OFFSET('C. PoC Adj Factor Scoring'!$E$5:$J$282,,MATCH(AA$4,'C. PoC Adj Factor Scoring'!$E$3:$AH$3,0)-1),MATCH(AA$2&\" Score\",'C. PoC Adj Factor Scoring'!$E$4:$J$4,0),TRUE)","v":0}]
[{"$f":"'A. Population Info'!A399","v":394},{"$f":"'A. Population Info'!L399","v":2},null,null,null,null,{"$f":"VLOOKUP(OFFSET($B:$B,,MATCH(G$4,$B$4:$F$4,0)-1),OFFSET('C. PoC Adj Factor Scoring'!$E$5:$J$282,,MATCH(G$4,'C. PoC Adj Factor Scoring'!$E$3:$AH$3,0)-1),MATCH(G$2&\" Score\",'C. PoC Adj Factor Scoring'!$E$4:$J$4,0),TRUE)","v":2},null,null,null,null,{"$f":"VLOOKUP(OFFSET($B:$B,,MATCH(L$4,$B$4:$F$4,0)-1),OFFSET('C. PoC Adj Factor Scoring'!$E$5:$J$282,,MATCH(L$4,'C. PoC Adj Factor Scoring'!$E$3:$AH$3,0)-1),MATCH(L$2&\" Score\",'C. PoC Adj Factor Scoring'!$E$4:$J$4,0),TRUE)","v":2},null,null,null,null,{"$f":"VLOOKUP(OFFSET($B:$B,,MATCH(Q$4,$B$4:$F$4,0)-1),OFFSET('C. PoC Adj Factor Scoring'!$E$5:$J$282,,MATCH(Q$4,'C. PoC Adj Factor Scoring'!$E$3:$AH$3,0)-1),MATCH(Q$2&\" Score\",'C. PoC Adj Factor Scoring'!$E$4:$J$4,0),TRUE)","v":2},null,null,null,null,{"$f":"VLOOKUP(OFFSET($B:$B,,MATCH(V$4,$B$4:$F$4,0)-1),OFFSET('C. PoC Adj Factor Scoring'!$E$5:$J$282,,MATCH(V$4,'C. PoC Adj Factor Scoring'!$E$3:$AH$3,0)-1),MATCH(V$2&\" Score\",'C. PoC Adj Factor Scoring'!$E$4:$J$4,0),TRUE)","v":2},null,null,null,null,{"$f":"VLOOKUP(OFFSET($B:$B,,MATCH(AA$4,$B$4:$F$4,0)-1),OFFSET('C. PoC Adj Factor Scoring'!$E$5:$J$282,,MATCH(AA$4,'C. PoC Adj Factor Scoring'!$E$3:$AH$3,0)-1),MATCH(AA$2&\" Score\",'C. PoC Adj Factor Scoring'!$E$4:$J$4,0),TRUE)","v":0}]
[{"$f":"'A. Population Info'!A400","v":395},{"$f":"'A. Population Info'!L400","v":2},null,null,null,null,{"$f":"VLOOKUP(OFFSET($B:$B,,MATCH(G$4,$B$4:$F$4,0)-1),OFFSET('C. PoC Adj Factor Scoring'!$E$5:$J$282,,MATCH(G$4,'C. PoC Adj Factor Scoring'!$E$3:$AH$3,0)-1),MATCH(G$2&\" Score\",'C. PoC Adj Factor Scoring'!$E$4:$J$4,0),TRUE)","v":2},null,null,null,null,{"$f":"VLOOKUP(OFFSET($B:$B,,MATCH(L$4,$B$4:$F$4,0)-1),OFFSET('C. PoC Adj Factor Scoring'!$E$5:$J$282,,MATCH(L$4,'C. PoC Adj Factor Scoring'!$E$3:$AH$3,0)-1),MATCH(L$2&\" Score\",'C. PoC Adj Factor Scoring'!$E$4:$J$4,0),TRUE)","v":2},null,null,null,null,{"$f":"VLOOKUP(OFFSET($B:$B,,MATCH(Q$4,$B$4:$F$4,0)-1),OFFSET('C. PoC Adj Factor Scoring'!$E$5:$J$282,,MATCH(Q$4,'C. PoC Adj Factor Scoring'!$E$3:$AH$3,0)-1),MATCH(Q$2&\" Score\",'C. PoC Adj Factor Scoring'!$E$4:$J$4,0),TRUE)","v":2},null,null,null,null,{"$f":"VLOOKUP(OFFSET($B:$B,,MATCH(V$4,$B$4:$F$4,0)-1),OFFSET('C. PoC Adj Factor Scoring'!$E$5:$J$282,,MATCH(V$4,'C. PoC Adj Factor Scoring'!$E$3:$AH$3,0)-1),MATCH(V$2&\" Score\",'C. PoC Adj Factor Scoring'!$E$4:$J$4,0),TRUE)","v":2},null,null,null,null,{"$f":"VLOOKUP(OFFSET($B:$B,,MATCH(AA$4,$B$4:$F$4,0)-1),OFFSET('C. PoC Adj Factor Scoring'!$E$5:$J$282,,MATCH(AA$4,'C. PoC Adj Factor Scoring'!$E$3:$AH$3,0)-1),MATCH(AA$2&\" Score\",'C. PoC Adj Factor Scoring'!$E$4:$J$4,0),TRUE)","v":0}]
[{"$f":"'A. Population Info'!A401","v":396},{"$f":"'A. Population Info'!L401","v":2},null,null,null,null,{"$f":"VLOOKUP(OFFSET($B:$B,,MATCH(G$4,$B$4:$F$4,0)-1),OFFSET('C. PoC Adj Factor Scoring'!$E$5:$J$282,,MATCH(G$4,'C. PoC Adj Factor Scoring'!$E$3:$AH$3,0)-1),MATCH(G$2&\" Score\",'C. PoC Adj Factor Scoring'!$E$4:$J$4,0),TRUE)","v":2},null,null,null,null,{"$f":"VLOOKUP(OFFSET($B:$B,,MATCH(L$4,$B$4:$F$4,0)-1),OFFSET('C. PoC Adj Factor Scoring'!$E$5:$J$282,,MATCH(L$4,'C. PoC Adj Factor Scoring'!$E$3:$AH$3,0)-1),MATCH(L$2&\" Score\",'C. PoC Adj Factor Scoring'!$E$4:$J$4,0),TRUE)","v":2},null,null,null,null,{"$f":"VLOOKUP(OFFSET($B:$B,,MATCH(Q$4,$B$4:$F$4,0)-1),OFFSET('C. PoC Adj Factor Scoring'!$E$5:$J$282,,MATCH(Q$4,'C. PoC Adj Factor Scoring'!$E$3:$AH$3,0)-1),MATCH(Q$2&\" Score\",'C. PoC Adj Factor Scoring'!$E$4:$J$4,0),TRUE)","v":2},null,null,null,null,{"$f":"VLOOKUP(OFFSET($B:$B,,MATCH(V$4,$B$4:$F$4,0)-1),OFFSET('C. PoC Adj Factor Scoring'!$E$5:$J$282,,MATCH(V$4,'C. PoC Adj Factor Scoring'!$E$3:$AH$3,0)-1),MATCH(V$2&\" Score\",'C. PoC Adj Factor Scoring'!$E$4:$J$4,0),TRUE)","v":2},null,null,null,null,{"$f":"VLOOKUP(OFFSET($B:$B,,MATCH(AA$4,$B$4:$F$4,0)-1),OFFSET('C. PoC Adj Factor Scoring'!$E$5:$J$282,,MATCH(AA$4,'C. PoC Adj Factor Scoring'!$E$3:$AH$3,0)-1),MATCH(AA$2&\" Score\",'C. PoC Adj Factor Scoring'!$E$4:$J$4,0),TRUE)","v":0}]
[{"$f":"'A. Population Info'!A402","v":397},{"$f":"'A. Population Info'!L402","v":1},null,null,null,null,{"$f":"VLOOKUP(OFFSET($B:$B,,MATCH(G$4,$B$4:$F$4,0)-1),OFFSET('C. PoC Adj Factor Scoring'!$E$5:$J$282,,MATCH(G$4,'C. PoC Adj Factor Scoring'!$E$3:$AH$3,0)-1),MATCH(G$2&\" Score\",'C. PoC Adj Factor Scoring'!$E$4:$J$4,0),TRUE)","v":1},null,null,null,null,{"$f":"VLOOKUP(OFFSET($B:$B,,MATCH(L$4,$B$4:$F$4,0)-1),OFFSET('C. PoC Adj Factor Scoring'!$E$5:$J$282,,MATCH(L$4,'C. PoC Adj Factor Scoring'!$E$3:$AH$3,0)-1),MATCH(L$2&\" Score\",'C. PoC Adj Factor Scoring'!$E$4:$J$4,0),TRUE)","v":1},null,null,null,null,{"$f":"VLOOKUP(OFFSET($B:$B,,MATCH(Q$4,$B$4:$F$4,0)-1),OFFSET('C. PoC Adj Factor Scoring'!$E$5:$J$282,,MATCH(Q$4,'C. PoC Adj Factor Scoring'!$E$3:$AH$3,0)-1),MATCH(Q$2&\" Score\",'C. PoC Adj Factor Scoring'!$E$4:$J$4,0),TRUE)","v":1},null,null,null,null,{"$f":"VLOOKUP(OFFSET($B:$B,,MATCH(V$4,$B$4:$F$4,0)-1),OFFSET('C. PoC Adj Factor Scoring'!$E$5:$J$282,,MATCH(V$4,'C. PoC Adj Factor Scoring'!$E$3:$AH$3,0)-1),MATCH(V$2&\" Score\",'C. PoC Adj Factor Scoring'!$E$4:$J$4,0),TRUE)","v":1},null,null,null,null,{"$f":"VLOOKUP(OFFSET($B:$B,,MATCH(AA$4,$B$4:$F$4,0)-1),OFFSET('C. PoC Adj Factor Scoring'!$E$5:$J$282,,MATCH(AA$4,'C. PoC Adj Factor Scoring'!$E$3:$AH$3,0)-1),MATCH(AA$2&\" Score\",'C. PoC Adj Factor Scoring'!$E$4:$J$4,0),TRUE)","v":0}]
[{"$f":"'A. Population Info'!A403","v":398},{"$f":"'A. Population Info'!L403","v":2},null,null,null,null,{"$f":"VLOOKUP(OFFSET($B:$B,,MATCH(G$4,$B$4:$F$4,0)-1),OFFSET('C. PoC Adj Factor Scoring'!$E$5:$J$282,,MATCH(G$4,'C. PoC Adj Factor Scoring'!$E$3:$AH$3,0)-1),MATCH(G$2&\" Score\",'C. PoC Adj Factor Scoring'!$E$4:$J$4,0),TRUE)","v":2},null,null,null,null,{"$f":"VLOOKUP(OFFSET($B:$B,,MATCH(L$4,$B$4:$F$4,0)-1),OFFSET('C. PoC Adj Factor Scoring'!$E$5:$J$282,,MATCH(L$4,'C. PoC Adj Factor Scoring'!$E$3:$AH$3,0)-1),MATCH(L$2&\" Score\",'C. PoC Adj Factor Scoring'!$E$4:$J$4,0),TRUE)","v":2},null,null,null,null,{"$f":"VLOOKUP(OFFSET($B:$B,,MATCH(Q$4,$B$4:$F$4,0)-1),OFFSET('C. PoC Adj Factor Scoring'!$E$5:$J$282,,MATCH(Q$4,'C. PoC Adj Factor Scoring'!$E$3:$AH$3,0)-1),MATCH(Q$2&\" Score\",'C. PoC Adj Factor Scoring'!$E$4:$J$4,0),TRUE)","v":2},null,null,null,null,{"$f":"VLOOKUP(OFFSET($B:$B,,MATCH(V$4,$B$4:$F$4,0)-1),OFFSET('C. PoC Adj Factor Scoring'!$E$5:$J$282,,MATCH(V$4,'C. PoC Adj Factor Scoring'!$E$3:$AH$3,0)-1),MATCH(V$2&\" Score\",'C. PoC Adj Factor Scoring'!$E$4:$J$4,0),TRUE)","v":2},null,null,null,null,{"$f":"VLOOKUP(OFFSET($B:$B,,MATCH(AA$4,$B$4:$F$4,0)-1),OFFSET('C. PoC Adj Factor Scoring'!$E$5:$J$282,,MATCH(AA$4,'C. PoC Adj Factor Scoring'!$E$3:$AH$3,0)-1),MATCH(AA$2&\" Score\",'C. PoC Adj Factor Scoring'!$E$4:$J$4,0),TRUE)","v":0}]
[{"$f":"'A. Population Info'!A404","v":399},{"$f":"'A. Population Info'!L404","v":2},null,null,null,null,{"$f":"VLOOKUP(OFFSET($B:$B,,MATCH(G$4,$B$4:$F$4,0)-1),OFFSET('C. PoC Adj Factor Scoring'!$E$5:$J$282,,MATCH(G$4,'C. PoC Adj Factor Scoring'!$E$3:$AH$3,0)-1),MATCH(G$2&\" Score\",'C. PoC Adj Factor Scoring'!$E$4:$J$4,0),TRUE)","v":2},null,null,null,null,{"$f":"VLOOKUP(OFFSET($B:$B,,MATCH(L$4,$B$4:$F$4,0)-1),OFFSET('C. PoC Adj Factor Scoring'!$E$5:$J$282,,MATCH(L$4,'C. PoC Adj Factor Scoring'!$E$3:$AH$3,0)-1),MATCH(L$2&\" Score\",'C. PoC Adj Factor Scoring'!$E$4:$J$4,0),TRUE)","v":2},null,null,null,null,{"$f":"VLOOKUP(OFFSET($B:$B,,MATCH(Q$4,$B$4:$F$4,0)-1),OFFSET('C. PoC Adj Factor Scoring'!$E$5:$J$282,,MATCH(Q$4,'C. PoC Adj Factor Scoring'!$E$3:$AH$3,0)-1),MATCH(Q$2&\" Score\",'C. PoC Adj Factor Scoring'!$E$4:$J$4,0),TRUE)","v":2},null,null,null,null,{"$f":"VLOOKUP(OFFSET($B:$B,,MATCH(V$4,$B$4:$F$4,0)-1),OFFSET('C. PoC Adj Factor Scoring'!$E$5:$J$282,,MATCH(V$4,'C. PoC Adj Factor Scoring'!$E$3:$AH$3,0)-1),MATCH(V$2&\" Score\",'C. PoC Adj Factor Scoring'!$E$4:$J$4,0),TRUE)","v":2},null,null,null,null,{"$f":"VLOOKUP(OFFSET($B:$B,,MATCH(AA$4,$B$4:$F$4,0)-1),OFFSET('C. PoC Adj Factor Scoring'!$E$5:$J$282,,MATCH(AA$4,'C. PoC Adj Factor Scoring'!$E$3:$AH$3,0)-1),MATCH(AA$2&\" Score\",'C. PoC Adj Factor Scoring'!$E$4:$J$4,0),TRUE)","v":0}]
[{"$f":"'A. Population Info'!A405","v":400},{"$f":"'A. Population Info'!L405","v":2},null,null,null,null,{"$f":"VLOOKUP(OFFSET($B:$B,,MATCH(G$4,$B$4:$F$4,0)-1),OFFSET('C. PoC Adj Factor Scoring'!$E$5:$J$282,,MATCH(G$4,'C. PoC Adj Factor Scoring'!$E$3:$AH$3,0)-1),MATCH(G$2&\" Score\",'C. PoC Adj Factor Scoring'!$E$4:$J$4,0),TRUE)","v":2},null,null,null,null,{"$f":"VLOOKUP(OFFSET($B:$B,,MATCH(L$4,$B$4:$F$4,0)-1),OFFSET('C. PoC Adj Factor Scoring'!$E$5:$J$282,,MATCH(L$4,'C. PoC Adj Factor Scoring'!$E$3:$AH$3,0)-1),MATCH(L$2&\" Score\",'C. PoC Adj Factor Scoring'!$E$4:$J$4,0),TRUE)","v":2},null,null,null,null,{"$f":"VLOOKUP(OFFSET($B:$B,,MATCH(Q$4,$B$4:$F$4,0)-1),OFFSET('C. PoC Adj Factor Scoring'!$E$5:$J$282,,MATCH(Q$4,'C. PoC Adj Factor Scoring'!$E$3:$AH$3,0)-1),MATCH(Q$2&\" Score\",'C. PoC Adj Factor Scoring'!$E$4:$J$4,0),TRUE)","v":2},null,null,null,null,{"$f":"VLOOKUP(OFFSET($B:$B,,MATCH(V$4,$B$4:$F$4,0)-1),OFFSET('C. PoC Adj Factor Scoring'!$E$5:$J$282,,MATCH(V$4,'C. PoC Adj Factor Scoring'!$E$3:$AH$3,0)-1),MATCH(V$2&\" Score\",'C. PoC Adj Factor Scoring'!$E$4:$J$4,0),TRUE)","v":2},null,null,null,null,{"$f":"VLOOKUP(OFFSET($B:$B,,MATCH(AA$4,$B$4:$F$4,0)-1),OFFSET('C. PoC Adj Factor Scoring'!$E$5:$J$282,,MATCH(AA$4,'C. PoC Adj Factor Scoring'!$E$3:$AH$3,0)-1),MATCH(AA$2&\" Score\",'C. PoC Adj Factor Scoring'!$E$4:$J$4,0),TRUE)","v":0}]
[{"$f":"'A. Population Info'!A406","v":401},{"$f":"'A. Population Info'!L406","v":3},null,null,null,null,{"$f":"VLOOKUP(OFFSET($B:$B,,MATCH(G$4,$B$4:$F$4,0)-1),OFFSET('C. PoC Adj Factor Scoring'!$E$5:$J$282,,MATCH(G$4,'C. PoC Adj Factor Scoring'!$E$3:$AH$3,0)-1),MATCH(G$2&\" Score\",'C. PoC Adj Factor Scoring'!$E$4:$J$4,0),TRUE)","v":3},null,null,null,null,{"$f":"VLOOKUP(OFFSET($B:$B,,MATCH(L$4,$B$4:$F$4,0)-1),OFFSET('C. PoC Adj Factor Scoring'!$E$5:$J$282,,MATCH(L$4,'C. PoC Adj Factor Scoring'!$E$3:$AH$3,0)-1),MATCH(L$2&\" Score\",'C. PoC Adj Factor Scoring'!$E$4:$J$4,0),TRUE)","v":3},null,null,null,null,{"$f":"VLOOKUP(OFFSET($B:$B,,MATCH(Q$4,$B$4:$F$4,0)-1),OFFSET('C. PoC Adj Factor Scoring'!$E$5:$J$282,,MATCH(Q$4,'C. PoC Adj Factor Scoring'!$E$3:$AH$3,0)-1),MATCH(Q$2&\" Score\",'C. PoC Adj Factor Scoring'!$E$4:$J$4,0),TRUE)","v":3},null,null,null,null,{"$f":"VLOOKUP(OFFSET($B:$B,,MATCH(V$4,$B$4:$F$4,0)-1),OFFSET('C. PoC Adj Factor Scoring'!$E$5:$J$282,,MATCH(V$4,'C. PoC Adj Factor Scoring'!$E$3:$AH$3,0)-1),MATCH(V$2&\" Score\",'C. PoC Adj Factor Scoring'!$E$4:$J$4,0),TRUE)","v":3},null,null,null,null,{"$f":"VLOOKUP(OFFSET($B:$B,,MATCH(AA$4,$B$4:$F$4,0)-1),OFFSET('C. PoC Adj Factor Scoring'!$E$5:$J$282,,MATCH(AA$4,'C. PoC Adj Factor Scoring'!$E$3:$AH$3,0)-1),MATCH(AA$2&\" Score\",'C. PoC Adj Factor Scoring'!$E$4:$J$4,0),TRUE)","v":0}]
[{"$f":"'A. Population Info'!A407","v":402},{"$f":"'A. Population Info'!L407","v":3},null,null,null,null,{"$f":"VLOOKUP(OFFSET($B:$B,,MATCH(G$4,$B$4:$F$4,0)-1),OFFSET('C. PoC Adj Factor Scoring'!$E$5:$J$282,,MATCH(G$4,'C. PoC Adj Factor Scoring'!$E$3:$AH$3,0)-1),MATCH(G$2&\" Score\",'C. PoC Adj Factor Scoring'!$E$4:$J$4,0),TRUE)","v":3},null,null,null,null,{"$f":"VLOOKUP(OFFSET($B:$B,,MATCH(L$4,$B$4:$F$4,0)-1),OFFSET('C. PoC Adj Factor Scoring'!$E$5:$J$282,,MATCH(L$4,'C. PoC Adj Factor Scoring'!$E$3:$AH$3,0)-1),MATCH(L$2&\" Score\",'C. PoC Adj Factor Scoring'!$E$4:$J$4,0),TRUE)","v":3},null,null,null,null,{"$f":"VLOOKUP(OFFSET($B:$B,,MATCH(Q$4,$B$4:$F$4,0)-1),OFFSET('C. PoC Adj Factor Scoring'!$E$5:$J$282,,MATCH(Q$4,'C. PoC Adj Factor Scoring'!$E$3:$AH$3,0)-1),MATCH(Q$2&\" Score\",'C. PoC Adj Factor Scoring'!$E$4:$J$4,0),TRUE)","v":3},null,null,null,null,{"$f":"VLOOKUP(OFFSET($B:$B,,MATCH(V$4,$B$4:$F$4,0)-1),OFFSET('C. PoC Adj Factor Scoring'!$E$5:$J$282,,MATCH(V$4,'C. PoC Adj Factor Scoring'!$E$3:$AH$3,0)-1),MATCH(V$2&\" Score\",'C. PoC Adj Factor Scoring'!$E$4:$J$4,0),TRUE)","v":3},null,null,null,null,{"$f":"VLOOKUP(OFFSET($B:$B,,MATCH(AA$4,$B$4:$F$4,0)-1),OFFSET('C. PoC Adj Factor Scoring'!$E$5:$J$282,,MATCH(AA$4,'C. PoC Adj Factor Scoring'!$E$3:$AH$3,0)-1),MATCH(AA$2&\" Score\",'C. PoC Adj Factor Scoring'!$E$4:$J$4,0),TRUE)","v":0}]
[{"$f":"'A. Population Info'!A408","v":403},{"$f":"'A. Population Info'!L408","v":2},null,null,null,null,{"$f":"VLOOKUP(OFFSET($B:$B,,MATCH(G$4,$B$4:$F$4,0)-1),OFFSET('C. PoC Adj Factor Scoring'!$E$5:$J$282,,MATCH(G$4,'C. PoC Adj Factor Scoring'!$E$3:$AH$3,0)-1),MATCH(G$2&\" Score\",'C. PoC Adj Factor Scoring'!$E$4:$J$4,0),TRUE)","v":2},null,null,null,null,{"$f":"VLOOKUP(OFFSET($B:$B,,MATCH(L$4,$B$4:$F$4,0)-1),OFFSET('C. PoC Adj Factor Scoring'!$E$5:$J$282,,MATCH(L$4,'C. PoC Adj Factor Scoring'!$E$3:$AH$3,0)-1),MATCH(L$2&\" Score\",'C. PoC Adj Factor Scoring'!$E$4:$J$4,0),TRUE)","v":2},null,null,null,null,{"$f":"VLOOKUP(OFFSET($B:$B,,MATCH(Q$4,$B$4:$F$4,0)-1),OFFSET('C. PoC Adj Factor Scoring'!$E$5:$J$282,,MATCH(Q$4,'C. PoC Adj Factor Scoring'!$E$3:$AH$3,0)-1),MATCH(Q$2&\" Score\",'C. PoC Adj Factor Scoring'!$E$4:$J$4,0),TRUE)","v":2},null,null,null,null,{"$f":"VLOOKUP(OFFSET($B:$B,,MATCH(V$4,$B$4:$F$4,0)-1),OFFSET('C. PoC Adj Factor Scoring'!$E$5:$J$282,,MATCH(V$4,'C. PoC Adj Factor Scoring'!$E$3:$AH$3,0)-1),MATCH(V$2&\" Score\",'C. PoC Adj Factor Scoring'!$E$4:$J$4,0),TRUE)","v":2},null,null,null,null,{"$f":"VLOOKUP(OFFSET($B:$B,,MATCH(AA$4,$B$4:$F$4,0)-1),OFFSET('C. PoC Adj Factor Scoring'!$E$5:$J$282,,MATCH(AA$4,'C. PoC Adj Factor Scoring'!$E$3:$AH$3,0)-1),MATCH(AA$2&\" Score\",'C. PoC Adj Factor Scoring'!$E$4:$J$4,0),TRUE)","v":0}]
[{"$f":"'A. Population Info'!A409","v":404},{"$f":"'A. Population Info'!L409","v":2},null,null,null,null,{"$f":"VLOOKUP(OFFSET($B:$B,,MATCH(G$4,$B$4:$F$4,0)-1),OFFSET('C. PoC Adj Factor Scoring'!$E$5:$J$282,,MATCH(G$4,'C. PoC Adj Factor Scoring'!$E$3:$AH$3,0)-1),MATCH(G$2&\" Score\",'C. PoC Adj Factor Scoring'!$E$4:$J$4,0),TRUE)","v":2},null,null,null,null,{"$f":"VLOOKUP(OFFSET($B:$B,,MATCH(L$4,$B$4:$F$4,0)-1),OFFSET('C. PoC Adj Factor Scoring'!$E$5:$J$282,,MATCH(L$4,'C. PoC Adj Factor Scoring'!$E$3:$AH$3,0)-1),MATCH(L$2&\" Score\",'C. PoC Adj Factor Scoring'!$E$4:$J$4,0),TRUE)","v":2},null,null,null,null,{"$f":"VLOOKUP(OFFSET($B:$B,,MATCH(Q$4,$B$4:$F$4,0)-1),OFFSET('C. PoC Adj Factor Scoring'!$E$5:$J$282,,MATCH(Q$4,'C. PoC Adj Factor Scoring'!$E$3:$AH$3,0)-1),MATCH(Q$2&\" Score\",'C. PoC Adj Factor Scoring'!$E$4:$J$4,0),TRUE)","v":2},null,null,null,null,{"$f":"VLOOKUP(OFFSET($B:$B,,MATCH(V$4,$B$4:$F$4,0)-1),OFFSET('C. PoC Adj Factor Scoring'!$E$5:$J$282,,MATCH(V$4,'C. PoC Adj Factor Scoring'!$E$3:$AH$3,0)-1),MATCH(V$2&\" Score\",'C. PoC Adj Factor Scoring'!$E$4:$J$4,0),TRUE)","v":2},null,null,null,null,{"$f":"VLOOKUP(OFFSET($B:$B,,MATCH(AA$4,$B$4:$F$4,0)-1),OFFSET('C. PoC Adj Factor Scoring'!$E$5:$J$282,,MATCH(AA$4,'C. PoC Adj Factor Scoring'!$E$3:$AH$3,0)-1),MATCH(AA$2&\" Score\",'C. PoC Adj Factor Scoring'!$E$4:$J$4,0),TRUE)","v":0}]
[{"$f":"'A. Population Info'!A410","v":405},{"$f":"'A. Population Info'!L410","v":1},null,null,null,null,{"$f":"VLOOKUP(OFFSET($B:$B,,MATCH(G$4,$B$4:$F$4,0)-1),OFFSET('C. PoC Adj Factor Scoring'!$E$5:$J$282,,MATCH(G$4,'C. PoC Adj Factor Scoring'!$E$3:$AH$3,0)-1),MATCH(G$2&\" Score\",'C. PoC Adj Factor Scoring'!$E$4:$J$4,0),TRUE)","v":1},null,null,null,null,{"$f":"VLOOKUP(OFFSET($B:$B,,MATCH(L$4,$B$4:$F$4,0)-1),OFFSET('C. PoC Adj Factor Scoring'!$E$5:$J$282,,MATCH(L$4,'C. PoC Adj Factor Scoring'!$E$3:$AH$3,0)-1),MATCH(L$2&\" Score\",'C. PoC Adj Factor Scoring'!$E$4:$J$4,0),TRUE)","v":1},null,null,null,null,{"$f":"VLOOKUP(OFFSET($B:$B,,MATCH(Q$4,$B$4:$F$4,0)-1),OFFSET('C. PoC Adj Factor Scoring'!$E$5:$J$282,,MATCH(Q$4,'C. PoC Adj Factor Scoring'!$E$3:$AH$3,0)-1),MATCH(Q$2&\" Score\",'C. PoC Adj Factor Scoring'!$E$4:$J$4,0),TRUE)","v":1},null,null,null,null,{"$f":"VLOOKUP(OFFSET($B:$B,,MATCH(V$4,$B$4:$F$4,0)-1),OFFSET('C. PoC Adj Factor Scoring'!$E$5:$J$282,,MATCH(V$4,'C. PoC Adj Factor Scoring'!$E$3:$AH$3,0)-1),MATCH(V$2&\" Score\",'C. PoC Adj Factor Scoring'!$E$4:$J$4,0),TRUE)","v":1},null,null,null,null,{"$f":"VLOOKUP(OFFSET($B:$B,,MATCH(AA$4,$B$4:$F$4,0)-1),OFFSET('C. PoC Adj Factor Scoring'!$E$5:$J$282,,MATCH(AA$4,'C. PoC Adj Factor Scoring'!$E$3:$AH$3,0)-1),MATCH(AA$2&\" Score\",'C. PoC Adj Factor Scoring'!$E$4:$J$4,0),TRUE)","v":0}]
[{"$f":"'A. Population Info'!A411","v":406},{"$f":"'A. Population Info'!L411","v":2},null,null,null,null,{"$f":"VLOOKUP(OFFSET($B:$B,,MATCH(G$4,$B$4:$F$4,0)-1),OFFSET('C. PoC Adj Factor Scoring'!$E$5:$J$282,,MATCH(G$4,'C. PoC Adj Factor Scoring'!$E$3:$AH$3,0)-1),MATCH(G$2&\" Score\",'C. PoC Adj Factor Scoring'!$E$4:$J$4,0),TRUE)","v":2},null,null,null,null,{"$f":"VLOOKUP(OFFSET($B:$B,,MATCH(L$4,$B$4:$F$4,0)-1),OFFSET('C. PoC Adj Factor Scoring'!$E$5:$J$282,,MATCH(L$4,'C. PoC Adj Factor Scoring'!$E$3:$AH$3,0)-1),MATCH(L$2&\" Score\",'C. PoC Adj Factor Scoring'!$E$4:$J$4,0),TRUE)","v":2},null,null,null,null,{"$f":"VLOOKUP(OFFSET($B:$B,,MATCH(Q$4,$B$4:$F$4,0)-1),OFFSET('C. PoC Adj Factor Scoring'!$E$5:$J$282,,MATCH(Q$4,'C. PoC Adj Factor Scoring'!$E$3:$AH$3,0)-1),MATCH(Q$2&\" Score\",'C. PoC Adj Factor Scoring'!$E$4:$J$4,0),TRUE)","v":2},null,null,null,null,{"$f":"VLOOKUP(OFFSET($B:$B,,MATCH(V$4,$B$4:$F$4,0)-1),OFFSET('C. PoC Adj Factor Scoring'!$E$5:$J$282,,MATCH(V$4,'C. PoC Adj Factor Scoring'!$E$3:$AH$3,0)-1),MATCH(V$2&\" Score\",'C. PoC Adj Factor Scoring'!$E$4:$J$4,0),TRUE)","v":2},null,null,null,null,{"$f":"VLOOKUP(OFFSET($B:$B,,MATCH(AA$4,$B$4:$F$4,0)-1),OFFSET('C. PoC Adj Factor Scoring'!$E$5:$J$282,,MATCH(AA$4,'C. PoC Adj Factor Scoring'!$E$3:$AH$3,0)-1),MATCH(AA$2&\" Score\",'C. PoC Adj Factor Scoring'!$E$4:$J$4,0),TRUE)","v":0}]
[{"$f":"'A. Population Info'!A412","v":407},{"$f":"'A. Population Info'!L412","v":1},null,null,null,null,{"$f":"VLOOKUP(OFFSET($B:$B,,MATCH(G$4,$B$4:$F$4,0)-1),OFFSET('C. PoC Adj Factor Scoring'!$E$5:$J$282,,MATCH(G$4,'C. PoC Adj Factor Scoring'!$E$3:$AH$3,0)-1),MATCH(G$2&\" Score\",'C. PoC Adj Factor Scoring'!$E$4:$J$4,0),TRUE)","v":1},null,null,null,null,{"$f":"VLOOKUP(OFFSET($B:$B,,MATCH(L$4,$B$4:$F$4,0)-1),OFFSET('C. PoC Adj Factor Scoring'!$E$5:$J$282,,MATCH(L$4,'C. PoC Adj Factor Scoring'!$E$3:$AH$3,0)-1),MATCH(L$2&\" Score\",'C. PoC Adj Factor Scoring'!$E$4:$J$4,0),TRUE)","v":1},null,null,null,null,{"$f":"VLOOKUP(OFFSET($B:$B,,MATCH(Q$4,$B$4:$F$4,0)-1),OFFSET('C. PoC Adj Factor Scoring'!$E$5:$J$282,,MATCH(Q$4,'C. PoC Adj Factor Scoring'!$E$3:$AH$3,0)-1),MATCH(Q$2&\" Score\",'C. PoC Adj Factor Scoring'!$E$4:$J$4,0),TRUE)","v":1},null,null,null,null,{"$f":"VLOOKUP(OFFSET($B:$B,,MATCH(V$4,$B$4:$F$4,0)-1),OFFSET('C. PoC Adj Factor Scoring'!$E$5:$J$282,,MATCH(V$4,'C. PoC Adj Factor Scoring'!$E$3:$AH$3,0)-1),MATCH(V$2&\" Score\",'C. PoC Adj Factor Scoring'!$E$4:$J$4,0),TRUE)","v":1},null,null,null,null,{"$f":"VLOOKUP(OFFSET($B:$B,,MATCH(AA$4,$B$4:$F$4,0)-1),OFFSET('C. PoC Adj Factor Scoring'!$E$5:$J$282,,MATCH(AA$4,'C. PoC Adj Factor Scoring'!$E$3:$AH$3,0)-1),MATCH(AA$2&\" Score\",'C. PoC Adj Factor Scoring'!$E$4:$J$4,0),TRUE)","v":0}]
[{"$f":"'A. Population Info'!A413","v":408},{"$f":"'A. Population Info'!L413","v":3},null,null,null,null,{"$f":"VLOOKUP(OFFSET($B:$B,,MATCH(G$4,$B$4:$F$4,0)-1),OFFSET('C. PoC Adj Factor Scoring'!$E$5:$J$282,,MATCH(G$4,'C. PoC Adj Factor Scoring'!$E$3:$AH$3,0)-1),MATCH(G$2&\" Score\",'C. PoC Adj Factor Scoring'!$E$4:$J$4,0),TRUE)","v":3},null,null,null,null,{"$f":"VLOOKUP(OFFSET($B:$B,,MATCH(L$4,$B$4:$F$4,0)-1),OFFSET('C. PoC Adj Factor Scoring'!$E$5:$J$282,,MATCH(L$4,'C. PoC Adj Factor Scoring'!$E$3:$AH$3,0)-1),MATCH(L$2&\" Score\",'C. PoC Adj Factor Scoring'!$E$4:$J$4,0),TRUE)","v":3},null,null,null,null,{"$f":"VLOOKUP(OFFSET($B:$B,,MATCH(Q$4,$B$4:$F$4,0)-1),OFFSET('C. PoC Adj Factor Scoring'!$E$5:$J$282,,MATCH(Q$4,'C. PoC Adj Factor Scoring'!$E$3:$AH$3,0)-1),MATCH(Q$2&\" Score\",'C. PoC Adj Factor Scoring'!$E$4:$J$4,0),TRUE)","v":3},null,null,null,null,{"$f":"VLOOKUP(OFFSET($B:$B,,MATCH(V$4,$B$4:$F$4,0)-1),OFFSET('C. PoC Adj Factor Scoring'!$E$5:$J$282,,MATCH(V$4,'C. PoC Adj Factor Scoring'!$E$3:$AH$3,0)-1),MATCH(V$2&\" Score\",'C. PoC Adj Factor Scoring'!$E$4:$J$4,0),TRUE)","v":3},null,null,null,null,{"$f":"VLOOKUP(OFFSET($B:$B,,MATCH(AA$4,$B$4:$F$4,0)-1),OFFSET('C. PoC Adj Factor Scoring'!$E$5:$J$282,,MATCH(AA$4,'C. PoC Adj Factor Scoring'!$E$3:$AH$3,0)-1),MATCH(AA$2&\" Score\",'C. PoC Adj Factor Scoring'!$E$4:$J$4,0),TRUE)","v":0}]
[{"$f":"'A. Population Info'!A414","v":409},{"$f":"'A. Population Info'!L414","v":2},null,null,null,null,{"$f":"VLOOKUP(OFFSET($B:$B,,MATCH(G$4,$B$4:$F$4,0)-1),OFFSET('C. PoC Adj Factor Scoring'!$E$5:$J$282,,MATCH(G$4,'C. PoC Adj Factor Scoring'!$E$3:$AH$3,0)-1),MATCH(G$2&\" Score\",'C. PoC Adj Factor Scoring'!$E$4:$J$4,0),TRUE)","v":2},null,null,null,null,{"$f":"VLOOKUP(OFFSET($B:$B,,MATCH(L$4,$B$4:$F$4,0)-1),OFFSET('C. PoC Adj Factor Scoring'!$E$5:$J$282,,MATCH(L$4,'C. PoC Adj Factor Scoring'!$E$3:$AH$3,0)-1),MATCH(L$2&\" Score\",'C. PoC Adj Factor Scoring'!$E$4:$J$4,0),TRUE)","v":2},null,null,null,null,{"$f":"VLOOKUP(OFFSET($B:$B,,MATCH(Q$4,$B$4:$F$4,0)-1),OFFSET('C. PoC Adj Factor Scoring'!$E$5:$J$282,,MATCH(Q$4,'C. PoC Adj Factor Scoring'!$E$3:$AH$3,0)-1),MATCH(Q$2&\" Score\",'C. PoC Adj Factor Scoring'!$E$4:$J$4,0),TRUE)","v":2},null,null,null,null,{"$f":"VLOOKUP(OFFSET($B:$B,,MATCH(V$4,$B$4:$F$4,0)-1),OFFSET('C. PoC Adj Factor Scoring'!$E$5:$J$282,,MATCH(V$4,'C. PoC Adj Factor Scoring'!$E$3:$AH$3,0)-1),MATCH(V$2&\" Score\",'C. PoC Adj Factor Scoring'!$E$4:$J$4,0),TRUE)","v":2},null,null,null,null,{"$f":"VLOOKUP(OFFSET($B:$B,,MATCH(AA$4,$B$4:$F$4,0)-1),OFFSET('C. PoC Adj Factor Scoring'!$E$5:$J$282,,MATCH(AA$4,'C. PoC Adj Factor Scoring'!$E$3:$AH$3,0)-1),MATCH(AA$2&\" Score\",'C. PoC Adj Factor Scoring'!$E$4:$J$4,0),TRUE)","v":0}]
[{"$f":"'A. Population Info'!A415","v":410},{"$f":"'A. Population Info'!L415","v":3},null,null,null,null,{"$f":"VLOOKUP(OFFSET($B:$B,,MATCH(G$4,$B$4:$F$4,0)-1),OFFSET('C. PoC Adj Factor Scoring'!$E$5:$J$282,,MATCH(G$4,'C. PoC Adj Factor Scoring'!$E$3:$AH$3,0)-1),MATCH(G$2&\" Score\",'C. PoC Adj Factor Scoring'!$E$4:$J$4,0),TRUE)","v":3},null,null,null,null,{"$f":"VLOOKUP(OFFSET($B:$B,,MATCH(L$4,$B$4:$F$4,0)-1),OFFSET('C. PoC Adj Factor Scoring'!$E$5:$J$282,,MATCH(L$4,'C. PoC Adj Factor Scoring'!$E$3:$AH$3,0)-1),MATCH(L$2&\" Score\",'C. PoC Adj Factor Scoring'!$E$4:$J$4,0),TRUE)","v":3},null,null,null,null,{"$f":"VLOOKUP(OFFSET($B:$B,,MATCH(Q$4,$B$4:$F$4,0)-1),OFFSET('C. PoC Adj Factor Scoring'!$E$5:$J$282,,MATCH(Q$4,'C. PoC Adj Factor Scoring'!$E$3:$AH$3,0)-1),MATCH(Q$2&\" Score\",'C. PoC Adj Factor Scoring'!$E$4:$J$4,0),TRUE)","v":3},null,null,null,null,{"$f":"VLOOKUP(OFFSET($B:$B,,MATCH(V$4,$B$4:$F$4,0)-1),OFFSET('C. PoC Adj Factor Scoring'!$E$5:$J$282,,MATCH(V$4,'C. PoC Adj Factor Scoring'!$E$3:$AH$3,0)-1),MATCH(V$2&\" Score\",'C. PoC Adj Factor Scoring'!$E$4:$J$4,0),TRUE)","v":3},null,null,null,null,{"$f":"VLOOKUP(OFFSET($B:$B,,MATCH(AA$4,$B$4:$F$4,0)-1),OFFSET('C. PoC Adj Factor Scoring'!$E$5:$J$282,,MATCH(AA$4,'C. PoC Adj Factor Scoring'!$E$3:$AH$3,0)-1),MATCH(AA$2&\" Score\",'C. PoC Adj Factor Scoring'!$E$4:$J$4,0),TRUE)","v":0}]
[{"$f":"'A. Population Info'!A416","v":411},{"$f":"'A. Population Info'!L416","v":2},null,null,null,null,{"$f":"VLOOKUP(OFFSET($B:$B,,MATCH(G$4,$B$4:$F$4,0)-1),OFFSET('C. PoC Adj Factor Scoring'!$E$5:$J$282,,MATCH(G$4,'C. PoC Adj Factor Scoring'!$E$3:$AH$3,0)-1),MATCH(G$2&\" Score\",'C. PoC Adj Factor Scoring'!$E$4:$J$4,0),TRUE)","v":2},null,null,null,null,{"$f":"VLOOKUP(OFFSET($B:$B,,MATCH(L$4,$B$4:$F$4,0)-1),OFFSET('C. PoC Adj Factor Scoring'!$E$5:$J$282,,MATCH(L$4,'C. PoC Adj Factor Scoring'!$E$3:$AH$3,0)-1),MATCH(L$2&\" Score\",'C. PoC Adj Factor Scoring'!$E$4:$J$4,0),TRUE)","v":2},null,null,null,null,{"$f":"VLOOKUP(OFFSET($B:$B,,MATCH(Q$4,$B$4:$F$4,0)-1),OFFSET('C. PoC Adj Factor Scoring'!$E$5:$J$282,,MATCH(Q$4,'C. PoC Adj Factor Scoring'!$E$3:$AH$3,0)-1),MATCH(Q$2&\" Score\",'C. PoC Adj Factor Scoring'!$E$4:$J$4,0),TRUE)","v":2},null,null,null,null,{"$f":"VLOOKUP(OFFSET($B:$B,,MATCH(V$4,$B$4:$F$4,0)-1),OFFSET('C. PoC Adj Factor Scoring'!$E$5:$J$282,,MATCH(V$4,'C. PoC Adj Factor Scoring'!$E$3:$AH$3,0)-1),MATCH(V$2&\" Score\",'C. PoC Adj Factor Scoring'!$E$4:$J$4,0),TRUE)","v":2},null,null,null,null,{"$f":"VLOOKUP(OFFSET($B:$B,,MATCH(AA$4,$B$4:$F$4,0)-1),OFFSET('C. PoC Adj Factor Scoring'!$E$5:$J$282,,MATCH(AA$4,'C. PoC Adj Factor Scoring'!$E$3:$AH$3,0)-1),MATCH(AA$2&\" Score\",'C. PoC Adj Factor Scoring'!$E$4:$J$4,0),TRUE)","v":0}]
[{"$f":"'A. Population Info'!A417","v":412},{"$f":"'A. Population Info'!L417","v":2},null,null,null,null,{"$f":"VLOOKUP(OFFSET($B:$B,,MATCH(G$4,$B$4:$F$4,0)-1),OFFSET('C. PoC Adj Factor Scoring'!$E$5:$J$282,,MATCH(G$4,'C. PoC Adj Factor Scoring'!$E$3:$AH$3,0)-1),MATCH(G$2&\" Score\",'C. PoC Adj Factor Scoring'!$E$4:$J$4,0),TRUE)","v":2},null,null,null,null,{"$f":"VLOOKUP(OFFSET($B:$B,,MATCH(L$4,$B$4:$F$4,0)-1),OFFSET('C. PoC Adj Factor Scoring'!$E$5:$J$282,,MATCH(L$4,'C. PoC Adj Factor Scoring'!$E$3:$AH$3,0)-1),MATCH(L$2&\" Score\",'C. PoC Adj Factor Scoring'!$E$4:$J$4,0),TRUE)","v":2},null,null,null,null,{"$f":"VLOOKUP(OFFSET($B:$B,,MATCH(Q$4,$B$4:$F$4,0)-1),OFFSET('C. PoC Adj Factor Scoring'!$E$5:$J$282,,MATCH(Q$4,'C. PoC Adj Factor Scoring'!$E$3:$AH$3,0)-1),MATCH(Q$2&\" Score\",'C. PoC Adj Factor Scoring'!$E$4:$J$4,0),TRUE)","v":2},null,null,null,null,{"$f":"VLOOKUP(OFFSET($B:$B,,MATCH(V$4,$B$4:$F$4,0)-1),OFFSET('C. PoC Adj Factor Scoring'!$E$5:$J$282,,MATCH(V$4,'C. PoC Adj Factor Scoring'!$E$3:$AH$3,0)-1),MATCH(V$2&\" Score\",'C. PoC Adj Factor Scoring'!$E$4:$J$4,0),TRUE)","v":2},null,null,null,null,{"$f":"VLOOKUP(OFFSET($B:$B,,MATCH(AA$4,$B$4:$F$4,0)-1),OFFSET('C. PoC Adj Factor Scoring'!$E$5:$J$282,,MATCH(AA$4,'C. PoC Adj Factor Scoring'!$E$3:$AH$3,0)-1),MATCH(AA$2&\" Score\",'C. PoC Adj Factor Scoring'!$E$4:$J$4,0),TRUE)","v":0}]
[{"$f":"'A. Population Info'!A418","v":413},{"$f":"'A. Population Info'!L418","v":1},null,null,null,null,{"$f":"VLOOKUP(OFFSET($B:$B,,MATCH(G$4,$B$4:$F$4,0)-1),OFFSET('C. PoC Adj Factor Scoring'!$E$5:$J$282,,MATCH(G$4,'C. PoC Adj Factor Scoring'!$E$3:$AH$3,0)-1),MATCH(G$2&\" Score\",'C. PoC Adj Factor Scoring'!$E$4:$J$4,0),TRUE)","v":1},null,null,null,null,{"$f":"VLOOKUP(OFFSET($B:$B,,MATCH(L$4,$B$4:$F$4,0)-1),OFFSET('C. PoC Adj Factor Scoring'!$E$5:$J$282,,MATCH(L$4,'C. PoC Adj Factor Scoring'!$E$3:$AH$3,0)-1),MATCH(L$2&\" Score\",'C. PoC Adj Factor Scoring'!$E$4:$J$4,0),TRUE)","v":1},null,null,null,null,{"$f":"VLOOKUP(OFFSET($B:$B,,MATCH(Q$4,$B$4:$F$4,0)-1),OFFSET('C. PoC Adj Factor Scoring'!$E$5:$J$282,,MATCH(Q$4,'C. PoC Adj Factor Scoring'!$E$3:$AH$3,0)-1),MATCH(Q$2&\" Score\",'C. PoC Adj Factor Scoring'!$E$4:$J$4,0),TRUE)","v":1},null,null,null,null,{"$f":"VLOOKUP(OFFSET($B:$B,,MATCH(V$4,$B$4:$F$4,0)-1),OFFSET('C. PoC Adj Factor Scoring'!$E$5:$J$282,,MATCH(V$4,'C. PoC Adj Factor Scoring'!$E$3:$AH$3,0)-1),MATCH(V$2&\" Score\",'C. PoC Adj Factor Scoring'!$E$4:$J$4,0),TRUE)","v":1},null,null,null,null,{"$f":"VLOOKUP(OFFSET($B:$B,,MATCH(AA$4,$B$4:$F$4,0)-1),OFFSET('C. PoC Adj Factor Scoring'!$E$5:$J$282,,MATCH(AA$4,'C. PoC Adj Factor Scoring'!$E$3:$AH$3,0)-1),MATCH(AA$2&\" Score\",'C. PoC Adj Factor Scoring'!$E$4:$J$4,0),TRUE)","v":0}]
[{"$f":"'A. Population Info'!A419","v":414},{"$f":"'A. Population Info'!L419","v":2},null,null,null,null,{"$f":"VLOOKUP(OFFSET($B:$B,,MATCH(G$4,$B$4:$F$4,0)-1),OFFSET('C. PoC Adj Factor Scoring'!$E$5:$J$282,,MATCH(G$4,'C. PoC Adj Factor Scoring'!$E$3:$AH$3,0)-1),MATCH(G$2&\" Score\",'C. PoC Adj Factor Scoring'!$E$4:$J$4,0),TRUE)","v":2},null,null,null,null,{"$f":"VLOOKUP(OFFSET($B:$B,,MATCH(L$4,$B$4:$F$4,0)-1),OFFSET('C. PoC Adj Factor Scoring'!$E$5:$J$282,,MATCH(L$4,'C. PoC Adj Factor Scoring'!$E$3:$AH$3,0)-1),MATCH(L$2&\" Score\",'C. PoC Adj Factor Scoring'!$E$4:$J$4,0),TRUE)","v":2},null,null,null,null,{"$f":"VLOOKUP(OFFSET($B:$B,,MATCH(Q$4,$B$4:$F$4,0)-1),OFFSET('C. PoC Adj Factor Scoring'!$E$5:$J$282,,MATCH(Q$4,'C. PoC Adj Factor Scoring'!$E$3:$AH$3,0)-1),MATCH(Q$2&\" Score\",'C. PoC Adj Factor Scoring'!$E$4:$J$4,0),TRUE)","v":2},null,null,null,null,{"$f":"VLOOKUP(OFFSET($B:$B,,MATCH(V$4,$B$4:$F$4,0)-1),OFFSET('C. PoC Adj Factor Scoring'!$E$5:$J$282,,MATCH(V$4,'C. PoC Adj Factor Scoring'!$E$3:$AH$3,0)-1),MATCH(V$2&\" Score\",'C. PoC Adj Factor Scoring'!$E$4:$J$4,0),TRUE)","v":2},null,null,null,null,{"$f":"VLOOKUP(OFFSET($B:$B,,MATCH(AA$4,$B$4:$F$4,0)-1),OFFSET('C. PoC Adj Factor Scoring'!$E$5:$J$282,,MATCH(AA$4,'C. PoC Adj Factor Scoring'!$E$3:$AH$3,0)-1),MATCH(AA$2&\" Score\",'C. PoC Adj Factor Scoring'!$E$4:$J$4,0),TRUE)","v":0}]
[{"$f":"'A. Population Info'!A420","v":415},{"$f":"'A. Population Info'!L420","v":1},null,null,null,null,{"$f":"VLOOKUP(OFFSET($B:$B,,MATCH(G$4,$B$4:$F$4,0)-1),OFFSET('C. PoC Adj Factor Scoring'!$E$5:$J$282,,MATCH(G$4,'C. PoC Adj Factor Scoring'!$E$3:$AH$3,0)-1),MATCH(G$2&\" Score\",'C. PoC Adj Factor Scoring'!$E$4:$J$4,0),TRUE)","v":1},null,null,null,null,{"$f":"VLOOKUP(OFFSET($B:$B,,MATCH(L$4,$B$4:$F$4,0)-1),OFFSET('C. PoC Adj Factor Scoring'!$E$5:$J$282,,MATCH(L$4,'C. PoC Adj Factor Scoring'!$E$3:$AH$3,0)-1),MATCH(L$2&\" Score\",'C. PoC Adj Factor Scoring'!$E$4:$J$4,0),TRUE)","v":1},null,null,null,null,{"$f":"VLOOKUP(OFFSET($B:$B,,MATCH(Q$4,$B$4:$F$4,0)-1),OFFSET('C. PoC Adj Factor Scoring'!$E$5:$J$282,,MATCH(Q$4,'C. PoC Adj Factor Scoring'!$E$3:$AH$3,0)-1),MATCH(Q$2&\" Score\",'C. PoC Adj Factor Scoring'!$E$4:$J$4,0),TRUE)","v":1},null,null,null,null,{"$f":"VLOOKUP(OFFSET($B:$B,,MATCH(V$4,$B$4:$F$4,0)-1),OFFSET('C. PoC Adj Factor Scoring'!$E$5:$J$282,,MATCH(V$4,'C. PoC Adj Factor Scoring'!$E$3:$AH$3,0)-1),MATCH(V$2&\" Score\",'C. PoC Adj Factor Scoring'!$E$4:$J$4,0),TRUE)","v":1},null,null,null,null,{"$f":"VLOOKUP(OFFSET($B:$B,,MATCH(AA$4,$B$4:$F$4,0)-1),OFFSET('C. PoC Adj Factor Scoring'!$E$5:$J$282,,MATCH(AA$4,'C. PoC Adj Factor Scoring'!$E$3:$AH$3,0)-1),MATCH(AA$2&\" Score\",'C. PoC Adj Factor Scoring'!$E$4:$J$4,0),TRUE)","v":0}]
[{"$f":"'A. Population Info'!A421","v":416},{"$f":"'A. Population Info'!L421","v":2},null,null,null,null,{"$f":"VLOOKUP(OFFSET($B:$B,,MATCH(G$4,$B$4:$F$4,0)-1),OFFSET('C. PoC Adj Factor Scoring'!$E$5:$J$282,,MATCH(G$4,'C. PoC Adj Factor Scoring'!$E$3:$AH$3,0)-1),MATCH(G$2&\" Score\",'C. PoC Adj Factor Scoring'!$E$4:$J$4,0),TRUE)","v":2},null,null,null,null,{"$f":"VLOOKUP(OFFSET($B:$B,,MATCH(L$4,$B$4:$F$4,0)-1),OFFSET('C. PoC Adj Factor Scoring'!$E$5:$J$282,,MATCH(L$4,'C. PoC Adj Factor Scoring'!$E$3:$AH$3,0)-1),MATCH(L$2&\" Score\",'C. PoC Adj Factor Scoring'!$E$4:$J$4,0),TRUE)","v":2},null,null,null,null,{"$f":"VLOOKUP(OFFSET($B:$B,,MATCH(Q$4,$B$4:$F$4,0)-1),OFFSET('C. PoC Adj Factor Scoring'!$E$5:$J$282,,MATCH(Q$4,'C. PoC Adj Factor Scoring'!$E$3:$AH$3,0)-1),MATCH(Q$2&\" Score\",'C. PoC Adj Factor Scoring'!$E$4:$J$4,0),TRUE)","v":2},null,null,null,null,{"$f":"VLOOKUP(OFFSET($B:$B,,MATCH(V$4,$B$4:$F$4,0)-1),OFFSET('C. PoC Adj Factor Scoring'!$E$5:$J$282,,MATCH(V$4,'C. PoC Adj Factor Scoring'!$E$3:$AH$3,0)-1),MATCH(V$2&\" Score\",'C. PoC Adj Factor Scoring'!$E$4:$J$4,0),TRUE)","v":2},null,null,null,null,{"$f":"VLOOKUP(OFFSET($B:$B,,MATCH(AA$4,$B$4:$F$4,0)-1),OFFSET('C. PoC Adj Factor Scoring'!$E$5:$J$282,,MATCH(AA$4,'C. PoC Adj Factor Scoring'!$E$3:$AH$3,0)-1),MATCH(AA$2&\" Score\",'C. PoC Adj Factor Scoring'!$E$4:$J$4,0),TRUE)","v":0}]
[{"$f":"'A. Population Info'!A422","v":417},{"$f":"'A. Population Info'!L422","v":4},null,null,null,null,{"$f":"VLOOKUP(OFFSET($B:$B,,MATCH(G$4,$B$4:$F$4,0)-1),OFFSET('C. PoC Adj Factor Scoring'!$E$5:$J$282,,MATCH(G$4,'C. PoC Adj Factor Scoring'!$E$3:$AH$3,0)-1),MATCH(G$2&\" Score\",'C. PoC Adj Factor Scoring'!$E$4:$J$4,0),TRUE)","v":4},null,null,null,null,{"$f":"VLOOKUP(OFFSET($B:$B,,MATCH(L$4,$B$4:$F$4,0)-1),OFFSET('C. PoC Adj Factor Scoring'!$E$5:$J$282,,MATCH(L$4,'C. PoC Adj Factor Scoring'!$E$3:$AH$3,0)-1),MATCH(L$2&\" Score\",'C. PoC Adj Factor Scoring'!$E$4:$J$4,0),TRUE)","v":4},null,null,null,null,{"$f":"VLOOKUP(OFFSET($B:$B,,MATCH(Q$4,$B$4:$F$4,0)-1),OFFSET('C. PoC Adj Factor Scoring'!$E$5:$J$282,,MATCH(Q$4,'C. PoC Adj Factor Scoring'!$E$3:$AH$3,0)-1),MATCH(Q$2&\" Score\",'C. PoC Adj Factor Scoring'!$E$4:$J$4,0),TRUE)","v":4},null,null,null,null,{"$f":"VLOOKUP(OFFSET($B:$B,,MATCH(V$4,$B$4:$F$4,0)-1),OFFSET('C. PoC Adj Factor Scoring'!$E$5:$J$282,,MATCH(V$4,'C. PoC Adj Factor Scoring'!$E$3:$AH$3,0)-1),MATCH(V$2&\" Score\",'C. PoC Adj Factor Scoring'!$E$4:$J$4,0),TRUE)","v":4},null,null,null,null,{"$f":"VLOOKUP(OFFSET($B:$B,,MATCH(AA$4,$B$4:$F$4,0)-1),OFFSET('C. PoC Adj Factor Scoring'!$E$5:$J$282,,MATCH(AA$4,'C. PoC Adj Factor Scoring'!$E$3:$AH$3,0)-1),MATCH(AA$2&\" Score\",'C. PoC Adj Factor Scoring'!$E$4:$J$4,0),TRUE)","v":0}]
[{"$f":"'A. Population Info'!A423","v":418},{"$f":"'A. Population Info'!L423","v":3},null,null,null,null,{"$f":"VLOOKUP(OFFSET($B:$B,,MATCH(G$4,$B$4:$F$4,0)-1),OFFSET('C. PoC Adj Factor Scoring'!$E$5:$J$282,,MATCH(G$4,'C. PoC Adj Factor Scoring'!$E$3:$AH$3,0)-1),MATCH(G$2&\" Score\",'C. PoC Adj Factor Scoring'!$E$4:$J$4,0),TRUE)","v":3},null,null,null,null,{"$f":"VLOOKUP(OFFSET($B:$B,,MATCH(L$4,$B$4:$F$4,0)-1),OFFSET('C. PoC Adj Factor Scoring'!$E$5:$J$282,,MATCH(L$4,'C. PoC Adj Factor Scoring'!$E$3:$AH$3,0)-1),MATCH(L$2&\" Score\",'C. PoC Adj Factor Scoring'!$E$4:$J$4,0),TRUE)","v":3},null,null,null,null,{"$f":"VLOOKUP(OFFSET($B:$B,,MATCH(Q$4,$B$4:$F$4,0)-1),OFFSET('C. PoC Adj Factor Scoring'!$E$5:$J$282,,MATCH(Q$4,'C. PoC Adj Factor Scoring'!$E$3:$AH$3,0)-1),MATCH(Q$2&\" Score\",'C. PoC Adj Factor Scoring'!$E$4:$J$4,0),TRUE)","v":3},null,null,null,null,{"$f":"VLOOKUP(OFFSET($B:$B,,MATCH(V$4,$B$4:$F$4,0)-1),OFFSET('C. PoC Adj Factor Scoring'!$E$5:$J$282,,MATCH(V$4,'C. PoC Adj Factor Scoring'!$E$3:$AH$3,0)-1),MATCH(V$2&\" Score\",'C. PoC Adj Factor Scoring'!$E$4:$J$4,0),TRUE)","v":3},null,null,null,null,{"$f":"VLOOKUP(OFFSET($B:$B,,MATCH(AA$4,$B$4:$F$4,0)-1),OFFSET('C. PoC Adj Factor Scoring'!$E$5:$J$282,,MATCH(AA$4,'C. PoC Adj Factor Scoring'!$E$3:$AH$3,0)-1),MATCH(AA$2&\" Score\",'C. PoC Adj Factor Scoring'!$E$4:$J$4,0),TRUE)","v":0}]
[{"$f":"'A. Population Info'!A424","v":419},{"$f":"'A. Population Info'!L424","v":2},null,null,null,null,{"$f":"VLOOKUP(OFFSET($B:$B,,MATCH(G$4,$B$4:$F$4,0)-1),OFFSET('C. PoC Adj Factor Scoring'!$E$5:$J$282,,MATCH(G$4,'C. PoC Adj Factor Scoring'!$E$3:$AH$3,0)-1),MATCH(G$2&\" Score\",'C. PoC Adj Factor Scoring'!$E$4:$J$4,0),TRUE)","v":2},null,null,null,null,{"$f":"VLOOKUP(OFFSET($B:$B,,MATCH(L$4,$B$4:$F$4,0)-1),OFFSET('C. PoC Adj Factor Scoring'!$E$5:$J$282,,MATCH(L$4,'C. PoC Adj Factor Scoring'!$E$3:$AH$3,0)-1),MATCH(L$2&\" Score\",'C. PoC Adj Factor Scoring'!$E$4:$J$4,0),TRUE)","v":2},null,null,null,null,{"$f":"VLOOKUP(OFFSET($B:$B,,MATCH(Q$4,$B$4:$F$4,0)-1),OFFSET('C. PoC Adj Factor Scoring'!$E$5:$J$282,,MATCH(Q$4,'C. PoC Adj Factor Scoring'!$E$3:$AH$3,0)-1),MATCH(Q$2&\" Score\",'C. PoC Adj Factor Scoring'!$E$4:$J$4,0),TRUE)","v":2},null,null,null,null,{"$f":"VLOOKUP(OFFSET($B:$B,,MATCH(V$4,$B$4:$F$4,0)-1),OFFSET('C. PoC Adj Factor Scoring'!$E$5:$J$282,,MATCH(V$4,'C. PoC Adj Factor Scoring'!$E$3:$AH$3,0)-1),MATCH(V$2&\" Score\",'C. PoC Adj Factor Scoring'!$E$4:$J$4,0),TRUE)","v":2},null,null,null,null,{"$f":"VLOOKUP(OFFSET($B:$B,,MATCH(AA$4,$B$4:$F$4,0)-1),OFFSET('C. PoC Adj Factor Scoring'!$E$5:$J$282,,MATCH(AA$4,'C. PoC Adj Factor Scoring'!$E$3:$AH$3,0)-1),MATCH(AA$2&\" Score\",'C. PoC Adj Factor Scoring'!$E$4:$J$4,0),TRUE)","v":0}]
[{"$f":"'A. Population Info'!A425","v":420},{"$f":"'A. Population Info'!L425","v":2},null,null,null,null,{"$f":"VLOOKUP(OFFSET($B:$B,,MATCH(G$4,$B$4:$F$4,0)-1),OFFSET('C. PoC Adj Factor Scoring'!$E$5:$J$282,,MATCH(G$4,'C. PoC Adj Factor Scoring'!$E$3:$AH$3,0)-1),MATCH(G$2&\" Score\",'C. PoC Adj Factor Scoring'!$E$4:$J$4,0),TRUE)","v":2},null,null,null,null,{"$f":"VLOOKUP(OFFSET($B:$B,,MATCH(L$4,$B$4:$F$4,0)-1),OFFSET('C. PoC Adj Factor Scoring'!$E$5:$J$282,,MATCH(L$4,'C. PoC Adj Factor Scoring'!$E$3:$AH$3,0)-1),MATCH(L$2&\" Score\",'C. PoC Adj Factor Scoring'!$E$4:$J$4,0),TRUE)","v":2},null,null,null,null,{"$f":"VLOOKUP(OFFSET($B:$B,,MATCH(Q$4,$B$4:$F$4,0)-1),OFFSET('C. PoC Adj Factor Scoring'!$E$5:$J$282,,MATCH(Q$4,'C. PoC Adj Factor Scoring'!$E$3:$AH$3,0)-1),MATCH(Q$2&\" Score\",'C. PoC Adj Factor Scoring'!$E$4:$J$4,0),TRUE)","v":2},null,null,null,null,{"$f":"VLOOKUP(OFFSET($B:$B,,MATCH(V$4,$B$4:$F$4,0)-1),OFFSET('C. PoC Adj Factor Scoring'!$E$5:$J$282,,MATCH(V$4,'C. PoC Adj Factor Scoring'!$E$3:$AH$3,0)-1),MATCH(V$2&\" Score\",'C. PoC Adj Factor Scoring'!$E$4:$J$4,0),TRUE)","v":2},null,null,null,null,{"$f":"VLOOKUP(OFFSET($B:$B,,MATCH(AA$4,$B$4:$F$4,0)-1),OFFSET('C. PoC Adj Factor Scoring'!$E$5:$J$282,,MATCH(AA$4,'C. PoC Adj Factor Scoring'!$E$3:$AH$3,0)-1),MATCH(AA$2&\" Score\",'C. PoC Adj Factor Scoring'!$E$4:$J$4,0),TRUE)","v":0}]
[{"$f":"'A. Population Info'!A426","v":421},{"$f":"'A. Population Info'!L426","v":1},null,null,null,null,{"$f":"VLOOKUP(OFFSET($B:$B,,MATCH(G$4,$B$4:$F$4,0)-1),OFFSET('C. PoC Adj Factor Scoring'!$E$5:$J$282,,MATCH(G$4,'C. PoC Adj Factor Scoring'!$E$3:$AH$3,0)-1),MATCH(G$2&\" Score\",'C. PoC Adj Factor Scoring'!$E$4:$J$4,0),TRUE)","v":1},null,null,null,null,{"$f":"VLOOKUP(OFFSET($B:$B,,MATCH(L$4,$B$4:$F$4,0)-1),OFFSET('C. PoC Adj Factor Scoring'!$E$5:$J$282,,MATCH(L$4,'C. PoC Adj Factor Scoring'!$E$3:$AH$3,0)-1),MATCH(L$2&\" Score\",'C. PoC Adj Factor Scoring'!$E$4:$J$4,0),TRUE)","v":1},null,null,null,null,{"$f":"VLOOKUP(OFFSET($B:$B,,MATCH(Q$4,$B$4:$F$4,0)-1),OFFSET('C. PoC Adj Factor Scoring'!$E$5:$J$282,,MATCH(Q$4,'C. PoC Adj Factor Scoring'!$E$3:$AH$3,0)-1),MATCH(Q$2&\" Score\",'C. PoC Adj Factor Scoring'!$E$4:$J$4,0),TRUE)","v":1},null,null,null,null,{"$f":"VLOOKUP(OFFSET($B:$B,,MATCH(V$4,$B$4:$F$4,0)-1),OFFSET('C. PoC Adj Factor Scoring'!$E$5:$J$282,,MATCH(V$4,'C. PoC Adj Factor Scoring'!$E$3:$AH$3,0)-1),MATCH(V$2&\" Score\",'C. PoC Adj Factor Scoring'!$E$4:$J$4,0),TRUE)","v":1},null,null,null,null,{"$f":"VLOOKUP(OFFSET($B:$B,,MATCH(AA$4,$B$4:$F$4,0)-1),OFFSET('C. PoC Adj Factor Scoring'!$E$5:$J$282,,MATCH(AA$4,'C. PoC Adj Factor Scoring'!$E$3:$AH$3,0)-1),MATCH(AA$2&\" Score\",'C. PoC Adj Factor Scoring'!$E$4:$J$4,0),TRUE)","v":0}]
[{"$f":"'A. Population Info'!A427","v":422},{"$f":"'A. Population Info'!L427","v":2},null,null,null,null,{"$f":"VLOOKUP(OFFSET($B:$B,,MATCH(G$4,$B$4:$F$4,0)-1),OFFSET('C. PoC Adj Factor Scoring'!$E$5:$J$282,,MATCH(G$4,'C. PoC Adj Factor Scoring'!$E$3:$AH$3,0)-1),MATCH(G$2&\" Score\",'C. PoC Adj Factor Scoring'!$E$4:$J$4,0),TRUE)","v":2},null,null,null,null,{"$f":"VLOOKUP(OFFSET($B:$B,,MATCH(L$4,$B$4:$F$4,0)-1),OFFSET('C. PoC Adj Factor Scoring'!$E$5:$J$282,,MATCH(L$4,'C. PoC Adj Factor Scoring'!$E$3:$AH$3,0)-1),MATCH(L$2&\" Score\",'C. PoC Adj Factor Scoring'!$E$4:$J$4,0),TRUE)","v":2},null,null,null,null,{"$f":"VLOOKUP(OFFSET($B:$B,,MATCH(Q$4,$B$4:$F$4,0)-1),OFFSET('C. PoC Adj Factor Scoring'!$E$5:$J$282,,MATCH(Q$4,'C. PoC Adj Factor Scoring'!$E$3:$AH$3,0)-1),MATCH(Q$2&\" Score\",'C. PoC Adj Factor Scoring'!$E$4:$J$4,0),TRUE)","v":2},null,null,null,null,{"$f":"VLOOKUP(OFFSET($B:$B,,MATCH(V$4,$B$4:$F$4,0)-1),OFFSET('C. PoC Adj Factor Scoring'!$E$5:$J$282,,MATCH(V$4,'C. PoC Adj Factor Scoring'!$E$3:$AH$3,0)-1),MATCH(V$2&\" Score\",'C. PoC Adj Factor Scoring'!$E$4:$J$4,0),TRUE)","v":2},null,null,null,null,{"$f":"VLOOKUP(OFFSET($B:$B,,MATCH(AA$4,$B$4:$F$4,0)-1),OFFSET('C. PoC Adj Factor Scoring'!$E$5:$J$282,,MATCH(AA$4,'C. PoC Adj Factor Scoring'!$E$3:$AH$3,0)-1),MATCH(AA$2&\" Score\",'C. PoC Adj Factor Scoring'!$E$4:$J$4,0),TRUE)","v":0}]
[{"$f":"'A. Population Info'!A428","v":423},{"$f":"'A. Population Info'!L428","v":2},null,null,null,null,{"$f":"VLOOKUP(OFFSET($B:$B,,MATCH(G$4,$B$4:$F$4,0)-1),OFFSET('C. PoC Adj Factor Scoring'!$E$5:$J$282,,MATCH(G$4,'C. PoC Adj Factor Scoring'!$E$3:$AH$3,0)-1),MATCH(G$2&\" Score\",'C. PoC Adj Factor Scoring'!$E$4:$J$4,0),TRUE)","v":2},null,null,null,null,{"$f":"VLOOKUP(OFFSET($B:$B,,MATCH(L$4,$B$4:$F$4,0)-1),OFFSET('C. PoC Adj Factor Scoring'!$E$5:$J$282,,MATCH(L$4,'C. PoC Adj Factor Scoring'!$E$3:$AH$3,0)-1),MATCH(L$2&\" Score\",'C. PoC Adj Factor Scoring'!$E$4:$J$4,0),TRUE)","v":2},null,null,null,null,{"$f":"VLOOKUP(OFFSET($B:$B,,MATCH(Q$4,$B$4:$F$4,0)-1),OFFSET('C. PoC Adj Factor Scoring'!$E$5:$J$282,,MATCH(Q$4,'C. PoC Adj Factor Scoring'!$E$3:$AH$3,0)-1),MATCH(Q$2&\" Score\",'C. PoC Adj Factor Scoring'!$E$4:$J$4,0),TRUE)","v":2},null,null,null,null,{"$f":"VLOOKUP(OFFSET($B:$B,,MATCH(V$4,$B$4:$F$4,0)-1),OFFSET('C. PoC Adj Factor Scoring'!$E$5:$J$282,,MATCH(V$4,'C. PoC Adj Factor Scoring'!$E$3:$AH$3,0)-1),MATCH(V$2&\" Score\",'C. PoC Adj Factor Scoring'!$E$4:$J$4,0),TRUE)","v":2},null,null,null,null,{"$f":"VLOOKUP(OFFSET($B:$B,,MATCH(AA$4,$B$4:$F$4,0)-1),OFFSET('C. PoC Adj Factor Scoring'!$E$5:$J$282,,MATCH(AA$4,'C. PoC Adj Factor Scoring'!$E$3:$AH$3,0)-1),MATCH(AA$2&\" Score\",'C. PoC Adj Factor Scoring'!$E$4:$J$4,0),TRUE)","v":0}]
[{"$f":"'A. Population Info'!A429","v":424},{"$f":"'A. Population Info'!L429","v":2},null,null,null,null,{"$f":"VLOOKUP(OFFSET($B:$B,,MATCH(G$4,$B$4:$F$4,0)-1),OFFSET('C. PoC Adj Factor Scoring'!$E$5:$J$282,,MATCH(G$4,'C. PoC Adj Factor Scoring'!$E$3:$AH$3,0)-1),MATCH(G$2&\" Score\",'C. PoC Adj Factor Scoring'!$E$4:$J$4,0),TRUE)","v":2},null,null,null,null,{"$f":"VLOOKUP(OFFSET($B:$B,,MATCH(L$4,$B$4:$F$4,0)-1),OFFSET('C. PoC Adj Factor Scoring'!$E$5:$J$282,,MATCH(L$4,'C. PoC Adj Factor Scoring'!$E$3:$AH$3,0)-1),MATCH(L$2&\" Score\",'C. PoC Adj Factor Scoring'!$E$4:$J$4,0),TRUE)","v":2},null,null,null,null,{"$f":"VLOOKUP(OFFSET($B:$B,,MATCH(Q$4,$B$4:$F$4,0)-1),OFFSET('C. PoC Adj Factor Scoring'!$E$5:$J$282,,MATCH(Q$4,'C. PoC Adj Factor Scoring'!$E$3:$AH$3,0)-1),MATCH(Q$2&\" Score\",'C. PoC Adj Factor Scoring'!$E$4:$J$4,0),TRUE)","v":2},null,null,null,null,{"$f":"VLOOKUP(OFFSET($B:$B,,MATCH(V$4,$B$4:$F$4,0)-1),OFFSET('C. PoC Adj Factor Scoring'!$E$5:$J$282,,MATCH(V$4,'C. PoC Adj Factor Scoring'!$E$3:$AH$3,0)-1),MATCH(V$2&\" Score\",'C. PoC Adj Factor Scoring'!$E$4:$J$4,0),TRUE)","v":2},null,null,null,null,{"$f":"VLOOKUP(OFFSET($B:$B,,MATCH(AA$4,$B$4:$F$4,0)-1),OFFSET('C. PoC Adj Factor Scoring'!$E$5:$J$282,,MATCH(AA$4,'C. PoC Adj Factor Scoring'!$E$3:$AH$3,0)-1),MATCH(AA$2&\" Score\",'C. PoC Adj Factor Scoring'!$E$4:$J$4,0),TRUE)","v":0}]
[{"$f":"'A. Population Info'!A430","v":425},{"$f":"'A. Population Info'!L430","v":2},null,null,null,null,{"$f":"VLOOKUP(OFFSET($B:$B,,MATCH(G$4,$B$4:$F$4,0)-1),OFFSET('C. PoC Adj Factor Scoring'!$E$5:$J$282,,MATCH(G$4,'C. PoC Adj Factor Scoring'!$E$3:$AH$3,0)-1),MATCH(G$2&\" Score\",'C. PoC Adj Factor Scoring'!$E$4:$J$4,0),TRUE)","v":2},null,null,null,null,{"$f":"VLOOKUP(OFFSET($B:$B,,MATCH(L$4,$B$4:$F$4,0)-1),OFFSET('C. PoC Adj Factor Scoring'!$E$5:$J$282,,MATCH(L$4,'C. PoC Adj Factor Scoring'!$E$3:$AH$3,0)-1),MATCH(L$2&\" Score\",'C. PoC Adj Factor Scoring'!$E$4:$J$4,0),TRUE)","v":2},null,null,null,null,{"$f":"VLOOKUP(OFFSET($B:$B,,MATCH(Q$4,$B$4:$F$4,0)-1),OFFSET('C. PoC Adj Factor Scoring'!$E$5:$J$282,,MATCH(Q$4,'C. PoC Adj Factor Scoring'!$E$3:$AH$3,0)-1),MATCH(Q$2&\" Score\",'C. PoC Adj Factor Scoring'!$E$4:$J$4,0),TRUE)","v":2},null,null,null,null,{"$f":"VLOOKUP(OFFSET($B:$B,,MATCH(V$4,$B$4:$F$4,0)-1),OFFSET('C. PoC Adj Factor Scoring'!$E$5:$J$282,,MATCH(V$4,'C. PoC Adj Factor Scoring'!$E$3:$AH$3,0)-1),MATCH(V$2&\" Score\",'C. PoC Adj Factor Scoring'!$E$4:$J$4,0),TRUE)","v":2},null,null,null,null,{"$f":"VLOOKUP(OFFSET($B:$B,,MATCH(AA$4,$B$4:$F$4,0)-1),OFFSET('C. PoC Adj Factor Scoring'!$E$5:$J$282,,MATCH(AA$4,'C. PoC Adj Factor Scoring'!$E$3:$AH$3,0)-1),MATCH(AA$2&\" Score\",'C. PoC Adj Factor Scoring'!$E$4:$J$4,0),TRUE)","v":0}]
[{"$f":"'A. Population Info'!A431","v":426},{"$f":"'A. Population Info'!L431","v":2},null,null,null,null,{"$f":"VLOOKUP(OFFSET($B:$B,,MATCH(G$4,$B$4:$F$4,0)-1),OFFSET('C. PoC Adj Factor Scoring'!$E$5:$J$282,,MATCH(G$4,'C. PoC Adj Factor Scoring'!$E$3:$AH$3,0)-1),MATCH(G$2&\" Score\",'C. PoC Adj Factor Scoring'!$E$4:$J$4,0),TRUE)","v":2},null,null,null,null,{"$f":"VLOOKUP(OFFSET($B:$B,,MATCH(L$4,$B$4:$F$4,0)-1),OFFSET('C. PoC Adj Factor Scoring'!$E$5:$J$282,,MATCH(L$4,'C. PoC Adj Factor Scoring'!$E$3:$AH$3,0)-1),MATCH(L$2&\" Score\",'C. PoC Adj Factor Scoring'!$E$4:$J$4,0),TRUE)","v":2},null,null,null,null,{"$f":"VLOOKUP(OFFSET($B:$B,,MATCH(Q$4,$B$4:$F$4,0)-1),OFFSET('C. PoC Adj Factor Scoring'!$E$5:$J$282,,MATCH(Q$4,'C. PoC Adj Factor Scoring'!$E$3:$AH$3,0)-1),MATCH(Q$2&\" Score\",'C. PoC Adj Factor Scoring'!$E$4:$J$4,0),TRUE)","v":2},null,null,null,null,{"$f":"VLOOKUP(OFFSET($B:$B,,MATCH(V$4,$B$4:$F$4,0)-1),OFFSET('C. PoC Adj Factor Scoring'!$E$5:$J$282,,MATCH(V$4,'C. PoC Adj Factor Scoring'!$E$3:$AH$3,0)-1),MATCH(V$2&\" Score\",'C. PoC Adj Factor Scoring'!$E$4:$J$4,0),TRUE)","v":2},null,null,null,null,{"$f":"VLOOKUP(OFFSET($B:$B,,MATCH(AA$4,$B$4:$F$4,0)-1),OFFSET('C. PoC Adj Factor Scoring'!$E$5:$J$282,,MATCH(AA$4,'C. PoC Adj Factor Scoring'!$E$3:$AH$3,0)-1),MATCH(AA$2&\" Score\",'C. PoC Adj Factor Scoring'!$E$4:$J$4,0),TRUE)","v":0}]
[{"$f":"'A. Population Info'!A432","v":427},{"$f":"'A. Population Info'!L432","v":2},null,null,null,null,{"$f":"VLOOKUP(OFFSET($B:$B,,MATCH(G$4,$B$4:$F$4,0)-1),OFFSET('C. PoC Adj Factor Scoring'!$E$5:$J$282,,MATCH(G$4,'C. PoC Adj Factor Scoring'!$E$3:$AH$3,0)-1),MATCH(G$2&\" Score\",'C. PoC Adj Factor Scoring'!$E$4:$J$4,0),TRUE)","v":2},null,null,null,null,{"$f":"VLOOKUP(OFFSET($B:$B,,MATCH(L$4,$B$4:$F$4,0)-1),OFFSET('C. PoC Adj Factor Scoring'!$E$5:$J$282,,MATCH(L$4,'C. PoC Adj Factor Scoring'!$E$3:$AH$3,0)-1),MATCH(L$2&\" Score\",'C. PoC Adj Factor Scoring'!$E$4:$J$4,0),TRUE)","v":2},null,null,null,null,{"$f":"VLOOKUP(OFFSET($B:$B,,MATCH(Q$4,$B$4:$F$4,0)-1),OFFSET('C. PoC Adj Factor Scoring'!$E$5:$J$282,,MATCH(Q$4,'C. PoC Adj Factor Scoring'!$E$3:$AH$3,0)-1),MATCH(Q$2&\" Score\",'C. PoC Adj Factor Scoring'!$E$4:$J$4,0),TRUE)","v":2},null,null,null,null,{"$f":"VLOOKUP(OFFSET($B:$B,,MATCH(V$4,$B$4:$F$4,0)-1),OFFSET('C. PoC Adj Factor Scoring'!$E$5:$J$282,,MATCH(V$4,'C. PoC Adj Factor Scoring'!$E$3:$AH$3,0)-1),MATCH(V$2&\" Score\",'C. PoC Adj Factor Scoring'!$E$4:$J$4,0),TRUE)","v":2},null,null,null,null,{"$f":"VLOOKUP(OFFSET($B:$B,,MATCH(AA$4,$B$4:$F$4,0)-1),OFFSET('C. PoC Adj Factor Scoring'!$E$5:$J$282,,MATCH(AA$4,'C. PoC Adj Factor Scoring'!$E$3:$AH$3,0)-1),MATCH(AA$2&\" Score\",'C. PoC Adj Factor Scoring'!$E$4:$J$4,0),TRUE)","v":0}]
[{"$f":"'A. Population Info'!A433","v":428},{"$f":"'A. Population Info'!L433","v":4},null,null,null,null,{"$f":"VLOOKUP(OFFSET($B:$B,,MATCH(G$4,$B$4:$F$4,0)-1),OFFSET('C. PoC Adj Factor Scoring'!$E$5:$J$282,,MATCH(G$4,'C. PoC Adj Factor Scoring'!$E$3:$AH$3,0)-1),MATCH(G$2&\" Score\",'C. PoC Adj Factor Scoring'!$E$4:$J$4,0),TRUE)","v":4},null,null,null,null,{"$f":"VLOOKUP(OFFSET($B:$B,,MATCH(L$4,$B$4:$F$4,0)-1),OFFSET('C. PoC Adj Factor Scoring'!$E$5:$J$282,,MATCH(L$4,'C. PoC Adj Factor Scoring'!$E$3:$AH$3,0)-1),MATCH(L$2&\" Score\",'C. PoC Adj Factor Scoring'!$E$4:$J$4,0),TRUE)","v":4},null,null,null,null,{"$f":"VLOOKUP(OFFSET($B:$B,,MATCH(Q$4,$B$4:$F$4,0)-1),OFFSET('C. PoC Adj Factor Scoring'!$E$5:$J$282,,MATCH(Q$4,'C. PoC Adj Factor Scoring'!$E$3:$AH$3,0)-1),MATCH(Q$2&\" Score\",'C. PoC Adj Factor Scoring'!$E$4:$J$4,0),TRUE)","v":4},null,null,null,null,{"$f":"VLOOKUP(OFFSET($B:$B,,MATCH(V$4,$B$4:$F$4,0)-1),OFFSET('C. PoC Adj Factor Scoring'!$E$5:$J$282,,MATCH(V$4,'C. PoC Adj Factor Scoring'!$E$3:$AH$3,0)-1),MATCH(V$2&\" Score\",'C. PoC Adj Factor Scoring'!$E$4:$J$4,0),TRUE)","v":4},null,null,null,null,{"$f":"VLOOKUP(OFFSET($B:$B,,MATCH(AA$4,$B$4:$F$4,0)-1),OFFSET('C. PoC Adj Factor Scoring'!$E$5:$J$282,,MATCH(AA$4,'C. PoC Adj Factor Scoring'!$E$3:$AH$3,0)-1),MATCH(AA$2&\" Score\",'C. PoC Adj Factor Scoring'!$E$4:$J$4,0),TRUE)","v":0}]
[{"$f":"'A. Population Info'!A434","v":429},{"$f":"'A. Population Info'!L434","v":1},null,null,null,null,{"$f":"VLOOKUP(OFFSET($B:$B,,MATCH(G$4,$B$4:$F$4,0)-1),OFFSET('C. PoC Adj Factor Scoring'!$E$5:$J$282,,MATCH(G$4,'C. PoC Adj Factor Scoring'!$E$3:$AH$3,0)-1),MATCH(G$2&\" Score\",'C. PoC Adj Factor Scoring'!$E$4:$J$4,0),TRUE)","v":1},null,null,null,null,{"$f":"VLOOKUP(OFFSET($B:$B,,MATCH(L$4,$B$4:$F$4,0)-1),OFFSET('C. PoC Adj Factor Scoring'!$E$5:$J$282,,MATCH(L$4,'C. PoC Adj Factor Scoring'!$E$3:$AH$3,0)-1),MATCH(L$2&\" Score\",'C. PoC Adj Factor Scoring'!$E$4:$J$4,0),TRUE)","v":1},null,null,null,null,{"$f":"VLOOKUP(OFFSET($B:$B,,MATCH(Q$4,$B$4:$F$4,0)-1),OFFSET('C. PoC Adj Factor Scoring'!$E$5:$J$282,,MATCH(Q$4,'C. PoC Adj Factor Scoring'!$E$3:$AH$3,0)-1),MATCH(Q$2&\" Score\",'C. PoC Adj Factor Scoring'!$E$4:$J$4,0),TRUE)","v":1},null,null,null,null,{"$f":"VLOOKUP(OFFSET($B:$B,,MATCH(V$4,$B$4:$F$4,0)-1),OFFSET('C. PoC Adj Factor Scoring'!$E$5:$J$282,,MATCH(V$4,'C. PoC Adj Factor Scoring'!$E$3:$AH$3,0)-1),MATCH(V$2&\" Score\",'C. PoC Adj Factor Scoring'!$E$4:$J$4,0),TRUE)","v":1},null,null,null,null,{"$f":"VLOOKUP(OFFSET($B:$B,,MATCH(AA$4,$B$4:$F$4,0)-1),OFFSET('C. PoC Adj Factor Scoring'!$E$5:$J$282,,MATCH(AA$4,'C. PoC Adj Factor Scoring'!$E$3:$AH$3,0)-1),MATCH(AA$2&\" Score\",'C. PoC Adj Factor Scoring'!$E$4:$J$4,0),TRUE)","v":0}]
[{"$f":"'A. Population Info'!A435","v":430},{"$f":"'A. Population Info'!L435","v":2},null,null,null,null,{"$f":"VLOOKUP(OFFSET($B:$B,,MATCH(G$4,$B$4:$F$4,0)-1),OFFSET('C. PoC Adj Factor Scoring'!$E$5:$J$282,,MATCH(G$4,'C. PoC Adj Factor Scoring'!$E$3:$AH$3,0)-1),MATCH(G$2&\" Score\",'C. PoC Adj Factor Scoring'!$E$4:$J$4,0),TRUE)","v":2},null,null,null,null,{"$f":"VLOOKUP(OFFSET($B:$B,,MATCH(L$4,$B$4:$F$4,0)-1),OFFSET('C. PoC Adj Factor Scoring'!$E$5:$J$282,,MATCH(L$4,'C. PoC Adj Factor Scoring'!$E$3:$AH$3,0)-1),MATCH(L$2&\" Score\",'C. PoC Adj Factor Scoring'!$E$4:$J$4,0),TRUE)","v":2},null,null,null,null,{"$f":"VLOOKUP(OFFSET($B:$B,,MATCH(Q$4,$B$4:$F$4,0)-1),OFFSET('C. PoC Adj Factor Scoring'!$E$5:$J$282,,MATCH(Q$4,'C. PoC Adj Factor Scoring'!$E$3:$AH$3,0)-1),MATCH(Q$2&\" Score\",'C. PoC Adj Factor Scoring'!$E$4:$J$4,0),TRUE)","v":2},null,null,null,null,{"$f":"VLOOKUP(OFFSET($B:$B,,MATCH(V$4,$B$4:$F$4,0)-1),OFFSET('C. PoC Adj Factor Scoring'!$E$5:$J$282,,MATCH(V$4,'C. PoC Adj Factor Scoring'!$E$3:$AH$3,0)-1),MATCH(V$2&\" Score\",'C. PoC Adj Factor Scoring'!$E$4:$J$4,0),TRUE)","v":2},null,null,null,null,{"$f":"VLOOKUP(OFFSET($B:$B,,MATCH(AA$4,$B$4:$F$4,0)-1),OFFSET('C. PoC Adj Factor Scoring'!$E$5:$J$282,,MATCH(AA$4,'C. PoC Adj Factor Scoring'!$E$3:$AH$3,0)-1),MATCH(AA$2&\" Score\",'C. PoC Adj Factor Scoring'!$E$4:$J$4,0),TRUE)","v":0}]
[{"$f":"'A. Population Info'!A436","v":431},{"$f":"'A. Population Info'!L436","v":1},null,null,null,null,{"$f":"VLOOKUP(OFFSET($B:$B,,MATCH(G$4,$B$4:$F$4,0)-1),OFFSET('C. PoC Adj Factor Scoring'!$E$5:$J$282,,MATCH(G$4,'C. PoC Adj Factor Scoring'!$E$3:$AH$3,0)-1),MATCH(G$2&\" Score\",'C. PoC Adj Factor Scoring'!$E$4:$J$4,0),TRUE)","v":1},null,null,null,null,{"$f":"VLOOKUP(OFFSET($B:$B,,MATCH(L$4,$B$4:$F$4,0)-1),OFFSET('C. PoC Adj Factor Scoring'!$E$5:$J$282,,MATCH(L$4,'C. PoC Adj Factor Scoring'!$E$3:$AH$3,0)-1),MATCH(L$2&\" Score\",'C. PoC Adj Factor Scoring'!$E$4:$J$4,0),TRUE)","v":1},null,null,null,null,{"$f":"VLOOKUP(OFFSET($B:$B,,MATCH(Q$4,$B$4:$F$4,0)-1),OFFSET('C. PoC Adj Factor Scoring'!$E$5:$J$282,,MATCH(Q$4,'C. PoC Adj Factor Scoring'!$E$3:$AH$3,0)-1),MATCH(Q$2&\" Score\",'C. PoC Adj Factor Scoring'!$E$4:$J$4,0),TRUE)","v":1},null,null,null,null,{"$f":"VLOOKUP(OFFSET($B:$B,,MATCH(V$4,$B$4:$F$4,0)-1),OFFSET('C. PoC Adj Factor Scoring'!$E$5:$J$282,,MATCH(V$4,'C. PoC Adj Factor Scoring'!$E$3:$AH$3,0)-1),MATCH(V$2&\" Score\",'C. PoC Adj Factor Scoring'!$E$4:$J$4,0),TRUE)","v":1},null,null,null,null,{"$f":"VLOOKUP(OFFSET($B:$B,,MATCH(AA$4,$B$4:$F$4,0)-1),OFFSET('C. PoC Adj Factor Scoring'!$E$5:$J$282,,MATCH(AA$4,'C. PoC Adj Factor Scoring'!$E$3:$AH$3,0)-1),MATCH(AA$2&\" Score\",'C. PoC Adj Factor Scoring'!$E$4:$J$4,0),TRUE)","v":0}]
[{"$f":"'A. Population Info'!A437","v":432},{"$f":"'A. Population Info'!L437","v":1},null,null,null,null,{"$f":"VLOOKUP(OFFSET($B:$B,,MATCH(G$4,$B$4:$F$4,0)-1),OFFSET('C. PoC Adj Factor Scoring'!$E$5:$J$282,,MATCH(G$4,'C. PoC Adj Factor Scoring'!$E$3:$AH$3,0)-1),MATCH(G$2&\" Score\",'C. PoC Adj Factor Scoring'!$E$4:$J$4,0),TRUE)","v":1},null,null,null,null,{"$f":"VLOOKUP(OFFSET($B:$B,,MATCH(L$4,$B$4:$F$4,0)-1),OFFSET('C. PoC Adj Factor Scoring'!$E$5:$J$282,,MATCH(L$4,'C. PoC Adj Factor Scoring'!$E$3:$AH$3,0)-1),MATCH(L$2&\" Score\",'C. PoC Adj Factor Scoring'!$E$4:$J$4,0),TRUE)","v":1},null,null,null,null,{"$f":"VLOOKUP(OFFSET($B:$B,,MATCH(Q$4,$B$4:$F$4,0)-1),OFFSET('C. PoC Adj Factor Scoring'!$E$5:$J$282,,MATCH(Q$4,'C. PoC Adj Factor Scoring'!$E$3:$AH$3,0)-1),MATCH(Q$2&\" Score\",'C. PoC Adj Factor Scoring'!$E$4:$J$4,0),TRUE)","v":1},null,null,null,null,{"$f":"VLOOKUP(OFFSET($B:$B,,MATCH(V$4,$B$4:$F$4,0)-1),OFFSET('C. PoC Adj Factor Scoring'!$E$5:$J$282,,MATCH(V$4,'C. PoC Adj Factor Scoring'!$E$3:$AH$3,0)-1),MATCH(V$2&\" Score\",'C. PoC Adj Factor Scoring'!$E$4:$J$4,0),TRUE)","v":1},null,null,null,null,{"$f":"VLOOKUP(OFFSET($B:$B,,MATCH(AA$4,$B$4:$F$4,0)-1),OFFSET('C. PoC Adj Factor Scoring'!$E$5:$J$282,,MATCH(AA$4,'C. PoC Adj Factor Scoring'!$E$3:$AH$3,0)-1),MATCH(AA$2&\" Score\",'C. PoC Adj Factor Scoring'!$E$4:$J$4,0),TRUE)","v":0}]
[{"$f":"'A. Population Info'!A438","v":433},{"$f":"'A. Population Info'!L438","v":5},null,null,null,null,{"$f":"VLOOKUP(OFFSET($B:$B,,MATCH(G$4,$B$4:$F$4,0)-1),OFFSET('C. PoC Adj Factor Scoring'!$E$5:$J$282,,MATCH(G$4,'C. PoC Adj Factor Scoring'!$E$3:$AH$3,0)-1),MATCH(G$2&\" Score\",'C. PoC Adj Factor Scoring'!$E$4:$J$4,0),TRUE)","v":5},null,null,null,null,{"$f":"VLOOKUP(OFFSET($B:$B,,MATCH(L$4,$B$4:$F$4,0)-1),OFFSET('C. PoC Adj Factor Scoring'!$E$5:$J$282,,MATCH(L$4,'C. PoC Adj Factor Scoring'!$E$3:$AH$3,0)-1),MATCH(L$2&\" Score\",'C. PoC Adj Factor Scoring'!$E$4:$J$4,0),TRUE)","v":5},null,null,null,null,{"$f":"VLOOKUP(OFFSET($B:$B,,MATCH(Q$4,$B$4:$F$4,0)-1),OFFSET('C. PoC Adj Factor Scoring'!$E$5:$J$282,,MATCH(Q$4,'C. PoC Adj Factor Scoring'!$E$3:$AH$3,0)-1),MATCH(Q$2&\" Score\",'C. PoC Adj Factor Scoring'!$E$4:$J$4,0),TRUE)","v":5},null,null,null,null,{"$f":"VLOOKUP(OFFSET($B:$B,,MATCH(V$4,$B$4:$F$4,0)-1),OFFSET('C. PoC Adj Factor Scoring'!$E$5:$J$282,,MATCH(V$4,'C. PoC Adj Factor Scoring'!$E$3:$AH$3,0)-1),MATCH(V$2&\" Score\",'C. PoC Adj Factor Scoring'!$E$4:$J$4,0),TRUE)","v":5},null,null,null,null,{"$f":"VLOOKUP(OFFSET($B:$B,,MATCH(AA$4,$B$4:$F$4,0)-1),OFFSET('C. PoC Adj Factor Scoring'!$E$5:$J$282,,MATCH(AA$4,'C. PoC Adj Factor Scoring'!$E$3:$AH$3,0)-1),MATCH(AA$2&\" Score\",'C. PoC Adj Factor Scoring'!$E$4:$J$4,0),TRUE)","v":0}]
[{"$f":"'A. Population Info'!A439","v":434},{"$f":"'A. Population Info'!L439","v":4},null,null,null,null,{"$f":"VLOOKUP(OFFSET($B:$B,,MATCH(G$4,$B$4:$F$4,0)-1),OFFSET('C. PoC Adj Factor Scoring'!$E$5:$J$282,,MATCH(G$4,'C. PoC Adj Factor Scoring'!$E$3:$AH$3,0)-1),MATCH(G$2&\" Score\",'C. PoC Adj Factor Scoring'!$E$4:$J$4,0),TRUE)","v":4},null,null,null,null,{"$f":"VLOOKUP(OFFSET($B:$B,,MATCH(L$4,$B$4:$F$4,0)-1),OFFSET('C. PoC Adj Factor Scoring'!$E$5:$J$282,,MATCH(L$4,'C. PoC Adj Factor Scoring'!$E$3:$AH$3,0)-1),MATCH(L$2&\" Score\",'C. PoC Adj Factor Scoring'!$E$4:$J$4,0),TRUE)","v":4},null,null,null,null,{"$f":"VLOOKUP(OFFSET($B:$B,,MATCH(Q$4,$B$4:$F$4,0)-1),OFFSET('C. PoC Adj Factor Scoring'!$E$5:$J$282,,MATCH(Q$4,'C. PoC Adj Factor Scoring'!$E$3:$AH$3,0)-1),MATCH(Q$2&\" Score\",'C. PoC Adj Factor Scoring'!$E$4:$J$4,0),TRUE)","v":4},null,null,null,null,{"$f":"VLOOKUP(OFFSET($B:$B,,MATCH(V$4,$B$4:$F$4,0)-1),OFFSET('C. PoC Adj Factor Scoring'!$E$5:$J$282,,MATCH(V$4,'C. PoC Adj Factor Scoring'!$E$3:$AH$3,0)-1),MATCH(V$2&\" Score\",'C. PoC Adj Factor Scoring'!$E$4:$J$4,0),TRUE)","v":4},null,null,null,null,{"$f":"VLOOKUP(OFFSET($B:$B,,MATCH(AA$4,$B$4:$F$4,0)-1),OFFSET('C. PoC Adj Factor Scoring'!$E$5:$J$282,,MATCH(AA$4,'C. PoC Adj Factor Scoring'!$E$3:$AH$3,0)-1),MATCH(AA$2&\" Score\",'C. PoC Adj Factor Scoring'!$E$4:$J$4,0),TRUE)","v":0}]
[{"$f":"'A. Population Info'!A440","v":435},{"$f":"'A. Population Info'!L440","v":4},null,null,null,null,{"$f":"VLOOKUP(OFFSET($B:$B,,MATCH(G$4,$B$4:$F$4,0)-1),OFFSET('C. PoC Adj Factor Scoring'!$E$5:$J$282,,MATCH(G$4,'C. PoC Adj Factor Scoring'!$E$3:$AH$3,0)-1),MATCH(G$2&\" Score\",'C. PoC Adj Factor Scoring'!$E$4:$J$4,0),TRUE)","v":4},null,null,null,null,{"$f":"VLOOKUP(OFFSET($B:$B,,MATCH(L$4,$B$4:$F$4,0)-1),OFFSET('C. PoC Adj Factor Scoring'!$E$5:$J$282,,MATCH(L$4,'C. PoC Adj Factor Scoring'!$E$3:$AH$3,0)-1),MATCH(L$2&\" Score\",'C. PoC Adj Factor Scoring'!$E$4:$J$4,0),TRUE)","v":4},null,null,null,null,{"$f":"VLOOKUP(OFFSET($B:$B,,MATCH(Q$4,$B$4:$F$4,0)-1),OFFSET('C. PoC Adj Factor Scoring'!$E$5:$J$282,,MATCH(Q$4,'C. PoC Adj Factor Scoring'!$E$3:$AH$3,0)-1),MATCH(Q$2&\" Score\",'C. PoC Adj Factor Scoring'!$E$4:$J$4,0),TRUE)","v":4},null,null,null,null,{"$f":"VLOOKUP(OFFSET($B:$B,,MATCH(V$4,$B$4:$F$4,0)-1),OFFSET('C. PoC Adj Factor Scoring'!$E$5:$J$282,,MATCH(V$4,'C. PoC Adj Factor Scoring'!$E$3:$AH$3,0)-1),MATCH(V$2&\" Score\",'C. PoC Adj Factor Scoring'!$E$4:$J$4,0),TRUE)","v":4},null,null,null,null,{"$f":"VLOOKUP(OFFSET($B:$B,,MATCH(AA$4,$B$4:$F$4,0)-1),OFFSET('C. PoC Adj Factor Scoring'!$E$5:$J$282,,MATCH(AA$4,'C. PoC Adj Factor Scoring'!$E$3:$AH$3,0)-1),MATCH(AA$2&\" Score\",'C. PoC Adj Factor Scoring'!$E$4:$J$4,0),TRUE)","v":0}]
[{"$f":"'A. Population Info'!A441","v":436},{"$f":"'A. Population Info'!L441","v":3},null,null,null,null,{"$f":"VLOOKUP(OFFSET($B:$B,,MATCH(G$4,$B$4:$F$4,0)-1),OFFSET('C. PoC Adj Factor Scoring'!$E$5:$J$282,,MATCH(G$4,'C. PoC Adj Factor Scoring'!$E$3:$AH$3,0)-1),MATCH(G$2&\" Score\",'C. PoC Adj Factor Scoring'!$E$4:$J$4,0),TRUE)","v":3},null,null,null,null,{"$f":"VLOOKUP(OFFSET($B:$B,,MATCH(L$4,$B$4:$F$4,0)-1),OFFSET('C. PoC Adj Factor Scoring'!$E$5:$J$282,,MATCH(L$4,'C. PoC Adj Factor Scoring'!$E$3:$AH$3,0)-1),MATCH(L$2&\" Score\",'C. PoC Adj Factor Scoring'!$E$4:$J$4,0),TRUE)","v":3},null,null,null,null,{"$f":"VLOOKUP(OFFSET($B:$B,,MATCH(Q$4,$B$4:$F$4,0)-1),OFFSET('C. PoC Adj Factor Scoring'!$E$5:$J$282,,MATCH(Q$4,'C. PoC Adj Factor Scoring'!$E$3:$AH$3,0)-1),MATCH(Q$2&\" Score\",'C. PoC Adj Factor Scoring'!$E$4:$J$4,0),TRUE)","v":3},null,null,null,null,{"$f":"VLOOKUP(OFFSET($B:$B,,MATCH(V$4,$B$4:$F$4,0)-1),OFFSET('C. PoC Adj Factor Scoring'!$E$5:$J$282,,MATCH(V$4,'C. PoC Adj Factor Scoring'!$E$3:$AH$3,0)-1),MATCH(V$2&\" Score\",'C. PoC Adj Factor Scoring'!$E$4:$J$4,0),TRUE)","v":3},null,null,null,null,{"$f":"VLOOKUP(OFFSET($B:$B,,MATCH(AA$4,$B$4:$F$4,0)-1),OFFSET('C. PoC Adj Factor Scoring'!$E$5:$J$282,,MATCH(AA$4,'C. PoC Adj Factor Scoring'!$E$3:$AH$3,0)-1),MATCH(AA$2&\" Score\",'C. PoC Adj Factor Scoring'!$E$4:$J$4,0),TRUE)","v":0}]
[{"$f":"'A. Population Info'!A442","v":437},{"$f":"'A. Population Info'!L442","v":1},null,null,null,null,{"$f":"VLOOKUP(OFFSET($B:$B,,MATCH(G$4,$B$4:$F$4,0)-1),OFFSET('C. PoC Adj Factor Scoring'!$E$5:$J$282,,MATCH(G$4,'C. PoC Adj Factor Scoring'!$E$3:$AH$3,0)-1),MATCH(G$2&\" Score\",'C. PoC Adj Factor Scoring'!$E$4:$J$4,0),TRUE)","v":1},null,null,null,null,{"$f":"VLOOKUP(OFFSET($B:$B,,MATCH(L$4,$B$4:$F$4,0)-1),OFFSET('C. PoC Adj Factor Scoring'!$E$5:$J$282,,MATCH(L$4,'C. PoC Adj Factor Scoring'!$E$3:$AH$3,0)-1),MATCH(L$2&\" Score\",'C. PoC Adj Factor Scoring'!$E$4:$J$4,0),TRUE)","v":1},null,null,null,null,{"$f":"VLOOKUP(OFFSET($B:$B,,MATCH(Q$4,$B$4:$F$4,0)-1),OFFSET('C. PoC Adj Factor Scoring'!$E$5:$J$282,,MATCH(Q$4,'C. PoC Adj Factor Scoring'!$E$3:$AH$3,0)-1),MATCH(Q$2&\" Score\",'C. PoC Adj Factor Scoring'!$E$4:$J$4,0),TRUE)","v":1},null,null,null,null,{"$f":"VLOOKUP(OFFSET($B:$B,,MATCH(V$4,$B$4:$F$4,0)-1),OFFSET('C. PoC Adj Factor Scoring'!$E$5:$J$282,,MATCH(V$4,'C. PoC Adj Factor Scoring'!$E$3:$AH$3,0)-1),MATCH(V$2&\" Score\",'C. PoC Adj Factor Scoring'!$E$4:$J$4,0),TRUE)","v":1},null,null,null,null,{"$f":"VLOOKUP(OFFSET($B:$B,,MATCH(AA$4,$B$4:$F$4,0)-1),OFFSET('C. PoC Adj Factor Scoring'!$E$5:$J$282,,MATCH(AA$4,'C. PoC Adj Factor Scoring'!$E$3:$AH$3,0)-1),MATCH(AA$2&\" Score\",'C. PoC Adj Factor Scoring'!$E$4:$J$4,0),TRUE)","v":0}]
[{"$f":"'A. Population Info'!A443","v":438},{"$f":"'A. Population Info'!L443","v":2},null,null,null,null,{"$f":"VLOOKUP(OFFSET($B:$B,,MATCH(G$4,$B$4:$F$4,0)-1),OFFSET('C. PoC Adj Factor Scoring'!$E$5:$J$282,,MATCH(G$4,'C. PoC Adj Factor Scoring'!$E$3:$AH$3,0)-1),MATCH(G$2&\" Score\",'C. PoC Adj Factor Scoring'!$E$4:$J$4,0),TRUE)","v":2},null,null,null,null,{"$f":"VLOOKUP(OFFSET($B:$B,,MATCH(L$4,$B$4:$F$4,0)-1),OFFSET('C. PoC Adj Factor Scoring'!$E$5:$J$282,,MATCH(L$4,'C. PoC Adj Factor Scoring'!$E$3:$AH$3,0)-1),MATCH(L$2&\" Score\",'C. PoC Adj Factor Scoring'!$E$4:$J$4,0),TRUE)","v":2},null,null,null,null,{"$f":"VLOOKUP(OFFSET($B:$B,,MATCH(Q$4,$B$4:$F$4,0)-1),OFFSET('C. PoC Adj Factor Scoring'!$E$5:$J$282,,MATCH(Q$4,'C. PoC Adj Factor Scoring'!$E$3:$AH$3,0)-1),MATCH(Q$2&\" Score\",'C. PoC Adj Factor Scoring'!$E$4:$J$4,0),TRUE)","v":2},null,null,null,null,{"$f":"VLOOKUP(OFFSET($B:$B,,MATCH(V$4,$B$4:$F$4,0)-1),OFFSET('C. PoC Adj Factor Scoring'!$E$5:$J$282,,MATCH(V$4,'C. PoC Adj Factor Scoring'!$E$3:$AH$3,0)-1),MATCH(V$2&\" Score\",'C. PoC Adj Factor Scoring'!$E$4:$J$4,0),TRUE)","v":2},null,null,null,null,{"$f":"VLOOKUP(OFFSET($B:$B,,MATCH(AA$4,$B$4:$F$4,0)-1),OFFSET('C. PoC Adj Factor Scoring'!$E$5:$J$282,,MATCH(AA$4,'C. PoC Adj Factor Scoring'!$E$3:$AH$3,0)-1),MATCH(AA$2&\" Score\",'C. PoC Adj Factor Scoring'!$E$4:$J$4,0),TRUE)","v":0}]
[{"$f":"'A. Population Info'!A444","v":439},{"$f":"'A. Population Info'!L444","v":1},null,null,null,null,{"$f":"VLOOKUP(OFFSET($B:$B,,MATCH(G$4,$B$4:$F$4,0)-1),OFFSET('C. PoC Adj Factor Scoring'!$E$5:$J$282,,MATCH(G$4,'C. PoC Adj Factor Scoring'!$E$3:$AH$3,0)-1),MATCH(G$2&\" Score\",'C. PoC Adj Factor Scoring'!$E$4:$J$4,0),TRUE)","v":1},null,null,null,null,{"$f":"VLOOKUP(OFFSET($B:$B,,MATCH(L$4,$B$4:$F$4,0)-1),OFFSET('C. PoC Adj Factor Scoring'!$E$5:$J$282,,MATCH(L$4,'C. PoC Adj Factor Scoring'!$E$3:$AH$3,0)-1),MATCH(L$2&\" Score\",'C. PoC Adj Factor Scoring'!$E$4:$J$4,0),TRUE)","v":1},null,null,null,null,{"$f":"VLOOKUP(OFFSET($B:$B,,MATCH(Q$4,$B$4:$F$4,0)-1),OFFSET('C. PoC Adj Factor Scoring'!$E$5:$J$282,,MATCH(Q$4,'C. PoC Adj Factor Scoring'!$E$3:$AH$3,0)-1),MATCH(Q$2&\" Score\",'C. PoC Adj Factor Scoring'!$E$4:$J$4,0),TRUE)","v":1},null,null,null,null,{"$f":"VLOOKUP(OFFSET($B:$B,,MATCH(V$4,$B$4:$F$4,0)-1),OFFSET('C. PoC Adj Factor Scoring'!$E$5:$J$282,,MATCH(V$4,'C. PoC Adj Factor Scoring'!$E$3:$AH$3,0)-1),MATCH(V$2&\" Score\",'C. PoC Adj Factor Scoring'!$E$4:$J$4,0),TRUE)","v":1},null,null,null,null,{"$f":"VLOOKUP(OFFSET($B:$B,,MATCH(AA$4,$B$4:$F$4,0)-1),OFFSET('C. PoC Adj Factor Scoring'!$E$5:$J$282,,MATCH(AA$4,'C. PoC Adj Factor Scoring'!$E$3:$AH$3,0)-1),MATCH(AA$2&\" Score\",'C. PoC Adj Factor Scoring'!$E$4:$J$4,0),TRUE)","v":0}]
[{"$f":"'A. Population Info'!A445","v":440},{"$f":"'A. Population Info'!L445","v":2},null,null,null,null,{"$f":"VLOOKUP(OFFSET($B:$B,,MATCH(G$4,$B$4:$F$4,0)-1),OFFSET('C. PoC Adj Factor Scoring'!$E$5:$J$282,,MATCH(G$4,'C. PoC Adj Factor Scoring'!$E$3:$AH$3,0)-1),MATCH(G$2&\" Score\",'C. PoC Adj Factor Scoring'!$E$4:$J$4,0),TRUE)","v":2},null,null,null,null,{"$f":"VLOOKUP(OFFSET($B:$B,,MATCH(L$4,$B$4:$F$4,0)-1),OFFSET('C. PoC Adj Factor Scoring'!$E$5:$J$282,,MATCH(L$4,'C. PoC Adj Factor Scoring'!$E$3:$AH$3,0)-1),MATCH(L$2&\" Score\",'C. PoC Adj Factor Scoring'!$E$4:$J$4,0),TRUE)","v":2},null,null,null,null,{"$f":"VLOOKUP(OFFSET($B:$B,,MATCH(Q$4,$B$4:$F$4,0)-1),OFFSET('C. PoC Adj Factor Scoring'!$E$5:$J$282,,MATCH(Q$4,'C. PoC Adj Factor Scoring'!$E$3:$AH$3,0)-1),MATCH(Q$2&\" Score\",'C. PoC Adj Factor Scoring'!$E$4:$J$4,0),TRUE)","v":2},null,null,null,null,{"$f":"VLOOKUP(OFFSET($B:$B,,MATCH(V$4,$B$4:$F$4,0)-1),OFFSET('C. PoC Adj Factor Scoring'!$E$5:$J$282,,MATCH(V$4,'C. PoC Adj Factor Scoring'!$E$3:$AH$3,0)-1),MATCH(V$2&\" Score\",'C. PoC Adj Factor Scoring'!$E$4:$J$4,0),TRUE)","v":2},null,null,null,null,{"$f":"VLOOKUP(OFFSET($B:$B,,MATCH(AA$4,$B$4:$F$4,0)-1),OFFSET('C. PoC Adj Factor Scoring'!$E$5:$J$282,,MATCH(AA$4,'C. PoC Adj Factor Scoring'!$E$3:$AH$3,0)-1),MATCH(AA$2&\" Score\",'C. PoC Adj Factor Scoring'!$E$4:$J$4,0),TRUE)","v":0}]
[{"$f":"'A. Population Info'!A446","v":441},{"$f":"'A. Population Info'!L446","v":2},null,null,null,null,{"$f":"VLOOKUP(OFFSET($B:$B,,MATCH(G$4,$B$4:$F$4,0)-1),OFFSET('C. PoC Adj Factor Scoring'!$E$5:$J$282,,MATCH(G$4,'C. PoC Adj Factor Scoring'!$E$3:$AH$3,0)-1),MATCH(G$2&\" Score\",'C. PoC Adj Factor Scoring'!$E$4:$J$4,0),TRUE)","v":2},null,null,null,null,{"$f":"VLOOKUP(OFFSET($B:$B,,MATCH(L$4,$B$4:$F$4,0)-1),OFFSET('C. PoC Adj Factor Scoring'!$E$5:$J$282,,MATCH(L$4,'C. PoC Adj Factor Scoring'!$E$3:$AH$3,0)-1),MATCH(L$2&\" Score\",'C. PoC Adj Factor Scoring'!$E$4:$J$4,0),TRUE)","v":2},null,null,null,null,{"$f":"VLOOKUP(OFFSET($B:$B,,MATCH(Q$4,$B$4:$F$4,0)-1),OFFSET('C. PoC Adj Factor Scoring'!$E$5:$J$282,,MATCH(Q$4,'C. PoC Adj Factor Scoring'!$E$3:$AH$3,0)-1),MATCH(Q$2&\" Score\",'C. PoC Adj Factor Scoring'!$E$4:$J$4,0),TRUE)","v":2},null,null,null,null,{"$f":"VLOOKUP(OFFSET($B:$B,,MATCH(V$4,$B$4:$F$4,0)-1),OFFSET('C. PoC Adj Factor Scoring'!$E$5:$J$282,,MATCH(V$4,'C. PoC Adj Factor Scoring'!$E$3:$AH$3,0)-1),MATCH(V$2&\" Score\",'C. PoC Adj Factor Scoring'!$E$4:$J$4,0),TRUE)","v":2},null,null,null,null,{"$f":"VLOOKUP(OFFSET($B:$B,,MATCH(AA$4,$B$4:$F$4,0)-1),OFFSET('C. PoC Adj Factor Scoring'!$E$5:$J$282,,MATCH(AA$4,'C. PoC Adj Factor Scoring'!$E$3:$AH$3,0)-1),MATCH(AA$2&\" Score\",'C. PoC Adj Factor Scoring'!$E$4:$J$4,0),TRUE)","v":0}]
[{"$f":"'A. Population Info'!A447","v":442},{"$f":"'A. Population Info'!L447","v":2},null,null,null,null,{"$f":"VLOOKUP(OFFSET($B:$B,,MATCH(G$4,$B$4:$F$4,0)-1),OFFSET('C. PoC Adj Factor Scoring'!$E$5:$J$282,,MATCH(G$4,'C. PoC Adj Factor Scoring'!$E$3:$AH$3,0)-1),MATCH(G$2&\" Score\",'C. PoC Adj Factor Scoring'!$E$4:$J$4,0),TRUE)","v":2},null,null,null,null,{"$f":"VLOOKUP(OFFSET($B:$B,,MATCH(L$4,$B$4:$F$4,0)-1),OFFSET('C. PoC Adj Factor Scoring'!$E$5:$J$282,,MATCH(L$4,'C. PoC Adj Factor Scoring'!$E$3:$AH$3,0)-1),MATCH(L$2&\" Score\",'C. PoC Adj Factor Scoring'!$E$4:$J$4,0),TRUE)","v":2},null,null,null,null,{"$f":"VLOOKUP(OFFSET($B:$B,,MATCH(Q$4,$B$4:$F$4,0)-1),OFFSET('C. PoC Adj Factor Scoring'!$E$5:$J$282,,MATCH(Q$4,'C. PoC Adj Factor Scoring'!$E$3:$AH$3,0)-1),MATCH(Q$2&\" Score\",'C. PoC Adj Factor Scoring'!$E$4:$J$4,0),TRUE)","v":2},null,null,null,null,{"$f":"VLOOKUP(OFFSET($B:$B,,MATCH(V$4,$B$4:$F$4,0)-1),OFFSET('C. PoC Adj Factor Scoring'!$E$5:$J$282,,MATCH(V$4,'C. PoC Adj Factor Scoring'!$E$3:$AH$3,0)-1),MATCH(V$2&\" Score\",'C. PoC Adj Factor Scoring'!$E$4:$J$4,0),TRUE)","v":2},null,null,null,null,{"$f":"VLOOKUP(OFFSET($B:$B,,MATCH(AA$4,$B$4:$F$4,0)-1),OFFSET('C. PoC Adj Factor Scoring'!$E$5:$J$282,,MATCH(AA$4,'C. PoC Adj Factor Scoring'!$E$3:$AH$3,0)-1),MATCH(AA$2&\" Score\",'C. PoC Adj Factor Scoring'!$E$4:$J$4,0),TRUE)","v":0}]
[{"$f":"'A. Population Info'!A448","v":443},{"$f":"'A. Population Info'!L448","v":2},null,null,null,null,{"$f":"VLOOKUP(OFFSET($B:$B,,MATCH(G$4,$B$4:$F$4,0)-1),OFFSET('C. PoC Adj Factor Scoring'!$E$5:$J$282,,MATCH(G$4,'C. PoC Adj Factor Scoring'!$E$3:$AH$3,0)-1),MATCH(G$2&\" Score\",'C. PoC Adj Factor Scoring'!$E$4:$J$4,0),TRUE)","v":2},null,null,null,null,{"$f":"VLOOKUP(OFFSET($B:$B,,MATCH(L$4,$B$4:$F$4,0)-1),OFFSET('C. PoC Adj Factor Scoring'!$E$5:$J$282,,MATCH(L$4,'C. PoC Adj Factor Scoring'!$E$3:$AH$3,0)-1),MATCH(L$2&\" Score\",'C. PoC Adj Factor Scoring'!$E$4:$J$4,0),TRUE)","v":2},null,null,null,null,{"$f":"VLOOKUP(OFFSET($B:$B,,MATCH(Q$4,$B$4:$F$4,0)-1),OFFSET('C. PoC Adj Factor Scoring'!$E$5:$J$282,,MATCH(Q$4,'C. PoC Adj Factor Scoring'!$E$3:$AH$3,0)-1),MATCH(Q$2&\" Score\",'C. PoC Adj Factor Scoring'!$E$4:$J$4,0),TRUE)","v":2},null,null,null,null,{"$f":"VLOOKUP(OFFSET($B:$B,,MATCH(V$4,$B$4:$F$4,0)-1),OFFSET('C. PoC Adj Factor Scoring'!$E$5:$J$282,,MATCH(V$4,'C. PoC Adj Factor Scoring'!$E$3:$AH$3,0)-1),MATCH(V$2&\" Score\",'C. PoC Adj Factor Scoring'!$E$4:$J$4,0),TRUE)","v":2},null,null,null,null,{"$f":"VLOOKUP(OFFSET($B:$B,,MATCH(AA$4,$B$4:$F$4,0)-1),OFFSET('C. PoC Adj Factor Scoring'!$E$5:$J$282,,MATCH(AA$4,'C. PoC Adj Factor Scoring'!$E$3:$AH$3,0)-1),MATCH(AA$2&\" Score\",'C. PoC Adj Factor Scoring'!$E$4:$J$4,0),TRUE)","v":0}]
[{"$f":"'A. Population Info'!A449","v":444},{"$f":"'A. Population Info'!L449","v":2},null,null,null,null,{"$f":"VLOOKUP(OFFSET($B:$B,,MATCH(G$4,$B$4:$F$4,0)-1),OFFSET('C. PoC Adj Factor Scoring'!$E$5:$J$282,,MATCH(G$4,'C. PoC Adj Factor Scoring'!$E$3:$AH$3,0)-1),MATCH(G$2&\" Score\",'C. PoC Adj Factor Scoring'!$E$4:$J$4,0),TRUE)","v":2},null,null,null,null,{"$f":"VLOOKUP(OFFSET($B:$B,,MATCH(L$4,$B$4:$F$4,0)-1),OFFSET('C. PoC Adj Factor Scoring'!$E$5:$J$282,,MATCH(L$4,'C. PoC Adj Factor Scoring'!$E$3:$AH$3,0)-1),MATCH(L$2&\" Score\",'C. PoC Adj Factor Scoring'!$E$4:$J$4,0),TRUE)","v":2},null,null,null,null,{"$f":"VLOOKUP(OFFSET($B:$B,,MATCH(Q$4,$B$4:$F$4,0)-1),OFFSET('C. PoC Adj Factor Scoring'!$E$5:$J$282,,MATCH(Q$4,'C. PoC Adj Factor Scoring'!$E$3:$AH$3,0)-1),MATCH(Q$2&\" Score\",'C. PoC Adj Factor Scoring'!$E$4:$J$4,0),TRUE)","v":2},null,null,null,null,{"$f":"VLOOKUP(OFFSET($B:$B,,MATCH(V$4,$B$4:$F$4,0)-1),OFFSET('C. PoC Adj Factor Scoring'!$E$5:$J$282,,MATCH(V$4,'C. PoC Adj Factor Scoring'!$E$3:$AH$3,0)-1),MATCH(V$2&\" Score\",'C. PoC Adj Factor Scoring'!$E$4:$J$4,0),TRUE)","v":2},null,null,null,null,{"$f":"VLOOKUP(OFFSET($B:$B,,MATCH(AA$4,$B$4:$F$4,0)-1),OFFSET('C. PoC Adj Factor Scoring'!$E$5:$J$282,,MATCH(AA$4,'C. PoC Adj Factor Scoring'!$E$3:$AH$3,0)-1),MATCH(AA$2&\" Score\",'C. PoC Adj Factor Scoring'!$E$4:$J$4,0),TRUE)","v":0}]
[{"$f":"'A. Population Info'!A450","v":445},{"$f":"'A. Population Info'!L450","v":2},null,null,null,null,{"$f":"VLOOKUP(OFFSET($B:$B,,MATCH(G$4,$B$4:$F$4,0)-1),OFFSET('C. PoC Adj Factor Scoring'!$E$5:$J$282,,MATCH(G$4,'C. PoC Adj Factor Scoring'!$E$3:$AH$3,0)-1),MATCH(G$2&\" Score\",'C. PoC Adj Factor Scoring'!$E$4:$J$4,0),TRUE)","v":2},null,null,null,null,{"$f":"VLOOKUP(OFFSET($B:$B,,MATCH(L$4,$B$4:$F$4,0)-1),OFFSET('C. PoC Adj Factor Scoring'!$E$5:$J$282,,MATCH(L$4,'C. PoC Adj Factor Scoring'!$E$3:$AH$3,0)-1),MATCH(L$2&\" Score\",'C. PoC Adj Factor Scoring'!$E$4:$J$4,0),TRUE)","v":2},null,null,null,null,{"$f":"VLOOKUP(OFFSET($B:$B,,MATCH(Q$4,$B$4:$F$4,0)-1),OFFSET('C. PoC Adj Factor Scoring'!$E$5:$J$282,,MATCH(Q$4,'C. PoC Adj Factor Scoring'!$E$3:$AH$3,0)-1),MATCH(Q$2&\" Score\",'C. PoC Adj Factor Scoring'!$E$4:$J$4,0),TRUE)","v":2},null,null,null,null,{"$f":"VLOOKUP(OFFSET($B:$B,,MATCH(V$4,$B$4:$F$4,0)-1),OFFSET('C. PoC Adj Factor Scoring'!$E$5:$J$282,,MATCH(V$4,'C. PoC Adj Factor Scoring'!$E$3:$AH$3,0)-1),MATCH(V$2&\" Score\",'C. PoC Adj Factor Scoring'!$E$4:$J$4,0),TRUE)","v":2},null,null,null,null,{"$f":"VLOOKUP(OFFSET($B:$B,,MATCH(AA$4,$B$4:$F$4,0)-1),OFFSET('C. PoC Adj Factor Scoring'!$E$5:$J$282,,MATCH(AA$4,'C. PoC Adj Factor Scoring'!$E$3:$AH$3,0)-1),MATCH(AA$2&\" Score\",'C. PoC Adj Factor Scoring'!$E$4:$J$4,0),TRUE)","v":0}]
[{"$f":"'A. Population Info'!A451","v":446},{"$f":"'A. Population Info'!L451","v":2},null,null,null,null,{"$f":"VLOOKUP(OFFSET($B:$B,,MATCH(G$4,$B$4:$F$4,0)-1),OFFSET('C. PoC Adj Factor Scoring'!$E$5:$J$282,,MATCH(G$4,'C. PoC Adj Factor Scoring'!$E$3:$AH$3,0)-1),MATCH(G$2&\" Score\",'C. PoC Adj Factor Scoring'!$E$4:$J$4,0),TRUE)","v":2},null,null,null,null,{"$f":"VLOOKUP(OFFSET($B:$B,,MATCH(L$4,$B$4:$F$4,0)-1),OFFSET('C. PoC Adj Factor Scoring'!$E$5:$J$282,,MATCH(L$4,'C. PoC Adj Factor Scoring'!$E$3:$AH$3,0)-1),MATCH(L$2&\" Score\",'C. PoC Adj Factor Scoring'!$E$4:$J$4,0),TRUE)","v":2},null,null,null,null,{"$f":"VLOOKUP(OFFSET($B:$B,,MATCH(Q$4,$B$4:$F$4,0)-1),OFFSET('C. PoC Adj Factor Scoring'!$E$5:$J$282,,MATCH(Q$4,'C. PoC Adj Factor Scoring'!$E$3:$AH$3,0)-1),MATCH(Q$2&\" Score\",'C. PoC Adj Factor Scoring'!$E$4:$J$4,0),TRUE)","v":2},null,null,null,null,{"$f":"VLOOKUP(OFFSET($B:$B,,MATCH(V$4,$B$4:$F$4,0)-1),OFFSET('C. PoC Adj Factor Scoring'!$E$5:$J$282,,MATCH(V$4,'C. PoC Adj Factor Scoring'!$E$3:$AH$3,0)-1),MATCH(V$2&\" Score\",'C. PoC Adj Factor Scoring'!$E$4:$J$4,0),TRUE)","v":2},null,null,null,null,{"$f":"VLOOKUP(OFFSET($B:$B,,MATCH(AA$4,$B$4:$F$4,0)-1),OFFSET('C. PoC Adj Factor Scoring'!$E$5:$J$282,,MATCH(AA$4,'C. PoC Adj Factor Scoring'!$E$3:$AH$3,0)-1),MATCH(AA$2&\" Score\",'C. PoC Adj Factor Scoring'!$E$4:$J$4,0),TRUE)","v":0}]
[{"$f":"'A. Population Info'!A452","v":447},{"$f":"'A. Population Info'!L452","v":1},null,null,null,null,{"$f":"VLOOKUP(OFFSET($B:$B,,MATCH(G$4,$B$4:$F$4,0)-1),OFFSET('C. PoC Adj Factor Scoring'!$E$5:$J$282,,MATCH(G$4,'C. PoC Adj Factor Scoring'!$E$3:$AH$3,0)-1),MATCH(G$2&\" Score\",'C. PoC Adj Factor Scoring'!$E$4:$J$4,0),TRUE)","v":1},null,null,null,null,{"$f":"VLOOKUP(OFFSET($B:$B,,MATCH(L$4,$B$4:$F$4,0)-1),OFFSET('C. PoC Adj Factor Scoring'!$E$5:$J$282,,MATCH(L$4,'C. PoC Adj Factor Scoring'!$E$3:$AH$3,0)-1),MATCH(L$2&\" Score\",'C. PoC Adj Factor Scoring'!$E$4:$J$4,0),TRUE)","v":1},null,null,null,null,{"$f":"VLOOKUP(OFFSET($B:$B,,MATCH(Q$4,$B$4:$F$4,0)-1),OFFSET('C. PoC Adj Factor Scoring'!$E$5:$J$282,,MATCH(Q$4,'C. PoC Adj Factor Scoring'!$E$3:$AH$3,0)-1),MATCH(Q$2&\" Score\",'C. PoC Adj Factor Scoring'!$E$4:$J$4,0),TRUE)","v":1},null,null,null,null,{"$f":"VLOOKUP(OFFSET($B:$B,,MATCH(V$4,$B$4:$F$4,0)-1),OFFSET('C. PoC Adj Factor Scoring'!$E$5:$J$282,,MATCH(V$4,'C. PoC Adj Factor Scoring'!$E$3:$AH$3,0)-1),MATCH(V$2&\" Score\",'C. PoC Adj Factor Scoring'!$E$4:$J$4,0),TRUE)","v":1},null,null,null,null,{"$f":"VLOOKUP(OFFSET($B:$B,,MATCH(AA$4,$B$4:$F$4,0)-1),OFFSET('C. PoC Adj Factor Scoring'!$E$5:$J$282,,MATCH(AA$4,'C. PoC Adj Factor Scoring'!$E$3:$AH$3,0)-1),MATCH(AA$2&\" Score\",'C. PoC Adj Factor Scoring'!$E$4:$J$4,0),TRUE)","v":0}]
[{"$f":"'A. Population Info'!A453","v":448},{"$f":"'A. Population Info'!L453","v":3},null,null,null,null,{"$f":"VLOOKUP(OFFSET($B:$B,,MATCH(G$4,$B$4:$F$4,0)-1),OFFSET('C. PoC Adj Factor Scoring'!$E$5:$J$282,,MATCH(G$4,'C. PoC Adj Factor Scoring'!$E$3:$AH$3,0)-1),MATCH(G$2&\" Score\",'C. PoC Adj Factor Scoring'!$E$4:$J$4,0),TRUE)","v":3},null,null,null,null,{"$f":"VLOOKUP(OFFSET($B:$B,,MATCH(L$4,$B$4:$F$4,0)-1),OFFSET('C. PoC Adj Factor Scoring'!$E$5:$J$282,,MATCH(L$4,'C. PoC Adj Factor Scoring'!$E$3:$AH$3,0)-1),MATCH(L$2&\" Score\",'C. PoC Adj Factor Scoring'!$E$4:$J$4,0),TRUE)","v":3},null,null,null,null,{"$f":"VLOOKUP(OFFSET($B:$B,,MATCH(Q$4,$B$4:$F$4,0)-1),OFFSET('C. PoC Adj Factor Scoring'!$E$5:$J$282,,MATCH(Q$4,'C. PoC Adj Factor Scoring'!$E$3:$AH$3,0)-1),MATCH(Q$2&\" Score\",'C. PoC Adj Factor Scoring'!$E$4:$J$4,0),TRUE)","v":3},null,null,null,null,{"$f":"VLOOKUP(OFFSET($B:$B,,MATCH(V$4,$B$4:$F$4,0)-1),OFFSET('C. PoC Adj Factor Scoring'!$E$5:$J$282,,MATCH(V$4,'C. PoC Adj Factor Scoring'!$E$3:$AH$3,0)-1),MATCH(V$2&\" Score\",'C. PoC Adj Factor Scoring'!$E$4:$J$4,0),TRUE)","v":3},null,null,null,null,{"$f":"VLOOKUP(OFFSET($B:$B,,MATCH(AA$4,$B$4:$F$4,0)-1),OFFSET('C. PoC Adj Factor Scoring'!$E$5:$J$282,,MATCH(AA$4,'C. PoC Adj Factor Scoring'!$E$3:$AH$3,0)-1),MATCH(AA$2&\" Score\",'C. PoC Adj Factor Scoring'!$E$4:$J$4,0),TRUE)","v":0}]
[{"$f":"'A. Population Info'!A454","v":449},{"$f":"'A. Population Info'!L454","v":2},null,null,null,null,{"$f":"VLOOKUP(OFFSET($B:$B,,MATCH(G$4,$B$4:$F$4,0)-1),OFFSET('C. PoC Adj Factor Scoring'!$E$5:$J$282,,MATCH(G$4,'C. PoC Adj Factor Scoring'!$E$3:$AH$3,0)-1),MATCH(G$2&\" Score\",'C. PoC Adj Factor Scoring'!$E$4:$J$4,0),TRUE)","v":2},null,null,null,null,{"$f":"VLOOKUP(OFFSET($B:$B,,MATCH(L$4,$B$4:$F$4,0)-1),OFFSET('C. PoC Adj Factor Scoring'!$E$5:$J$282,,MATCH(L$4,'C. PoC Adj Factor Scoring'!$E$3:$AH$3,0)-1),MATCH(L$2&\" Score\",'C. PoC Adj Factor Scoring'!$E$4:$J$4,0),TRUE)","v":2},null,null,null,null,{"$f":"VLOOKUP(OFFSET($B:$B,,MATCH(Q$4,$B$4:$F$4,0)-1),OFFSET('C. PoC Adj Factor Scoring'!$E$5:$J$282,,MATCH(Q$4,'C. PoC Adj Factor Scoring'!$E$3:$AH$3,0)-1),MATCH(Q$2&\" Score\",'C. PoC Adj Factor Scoring'!$E$4:$J$4,0),TRUE)","v":2},null,null,null,null,{"$f":"VLOOKUP(OFFSET($B:$B,,MATCH(V$4,$B$4:$F$4,0)-1),OFFSET('C. PoC Adj Factor Scoring'!$E$5:$J$282,,MATCH(V$4,'C. PoC Adj Factor Scoring'!$E$3:$AH$3,0)-1),MATCH(V$2&\" Score\",'C. PoC Adj Factor Scoring'!$E$4:$J$4,0),TRUE)","v":2},null,null,null,null,{"$f":"VLOOKUP(OFFSET($B:$B,,MATCH(AA$4,$B$4:$F$4,0)-1),OFFSET('C. PoC Adj Factor Scoring'!$E$5:$J$282,,MATCH(AA$4,'C. PoC Adj Factor Scoring'!$E$3:$AH$3,0)-1),MATCH(AA$2&\" Score\",'C. PoC Adj Factor Scoring'!$E$4:$J$4,0),TRUE)","v":0}]
[{"$f":"'A. Population Info'!A455","v":450},{"$f":"'A. Population Info'!L455","v":2},null,null,null,null,{"$f":"VLOOKUP(OFFSET($B:$B,,MATCH(G$4,$B$4:$F$4,0)-1),OFFSET('C. PoC Adj Factor Scoring'!$E$5:$J$282,,MATCH(G$4,'C. PoC Adj Factor Scoring'!$E$3:$AH$3,0)-1),MATCH(G$2&\" Score\",'C. PoC Adj Factor Scoring'!$E$4:$J$4,0),TRUE)","v":2},null,null,null,null,{"$f":"VLOOKUP(OFFSET($B:$B,,MATCH(L$4,$B$4:$F$4,0)-1),OFFSET('C. PoC Adj Factor Scoring'!$E$5:$J$282,,MATCH(L$4,'C. PoC Adj Factor Scoring'!$E$3:$AH$3,0)-1),MATCH(L$2&\" Score\",'C. PoC Adj Factor Scoring'!$E$4:$J$4,0),TRUE)","v":2},null,null,null,null,{"$f":"VLOOKUP(OFFSET($B:$B,,MATCH(Q$4,$B$4:$F$4,0)-1),OFFSET('C. PoC Adj Factor Scoring'!$E$5:$J$282,,MATCH(Q$4,'C. PoC Adj Factor Scoring'!$E$3:$AH$3,0)-1),MATCH(Q$2&\" Score\",'C. PoC Adj Factor Scoring'!$E$4:$J$4,0),TRUE)","v":2},null,null,null,null,{"$f":"VLOOKUP(OFFSET($B:$B,,MATCH(V$4,$B$4:$F$4,0)-1),OFFSET('C. PoC Adj Factor Scoring'!$E$5:$J$282,,MATCH(V$4,'C. PoC Adj Factor Scoring'!$E$3:$AH$3,0)-1),MATCH(V$2&\" Score\",'C. PoC Adj Factor Scoring'!$E$4:$J$4,0),TRUE)","v":2},null,null,null,null,{"$f":"VLOOKUP(OFFSET($B:$B,,MATCH(AA$4,$B$4:$F$4,0)-1),OFFSET('C. PoC Adj Factor Scoring'!$E$5:$J$282,,MATCH(AA$4,'C. PoC Adj Factor Scoring'!$E$3:$AH$3,0)-1),MATCH(AA$2&\" Score\",'C. PoC Adj Factor Scoring'!$E$4:$J$4,0),TRUE)","v":0}]
[{"$f":"'A. Population Info'!A456","v":451},{"$f":"'A. Population Info'!L456","v":2},null,null,null,null,{"$f":"VLOOKUP(OFFSET($B:$B,,MATCH(G$4,$B$4:$F$4,0)-1),OFFSET('C. PoC Adj Factor Scoring'!$E$5:$J$282,,MATCH(G$4,'C. PoC Adj Factor Scoring'!$E$3:$AH$3,0)-1),MATCH(G$2&\" Score\",'C. PoC Adj Factor Scoring'!$E$4:$J$4,0),TRUE)","v":2},null,null,null,null,{"$f":"VLOOKUP(OFFSET($B:$B,,MATCH(L$4,$B$4:$F$4,0)-1),OFFSET('C. PoC Adj Factor Scoring'!$E$5:$J$282,,MATCH(L$4,'C. PoC Adj Factor Scoring'!$E$3:$AH$3,0)-1),MATCH(L$2&\" Score\",'C. PoC Adj Factor Scoring'!$E$4:$J$4,0),TRUE)","v":2},null,null,null,null,{"$f":"VLOOKUP(OFFSET($B:$B,,MATCH(Q$4,$B$4:$F$4,0)-1),OFFSET('C. PoC Adj Factor Scoring'!$E$5:$J$282,,MATCH(Q$4,'C. PoC Adj Factor Scoring'!$E$3:$AH$3,0)-1),MATCH(Q$2&\" Score\",'C. PoC Adj Factor Scoring'!$E$4:$J$4,0),TRUE)","v":2},null,null,null,null,{"$f":"VLOOKUP(OFFSET($B:$B,,MATCH(V$4,$B$4:$F$4,0)-1),OFFSET('C. PoC Adj Factor Scoring'!$E$5:$J$282,,MATCH(V$4,'C. PoC Adj Factor Scoring'!$E$3:$AH$3,0)-1),MATCH(V$2&\" Score\",'C. PoC Adj Factor Scoring'!$E$4:$J$4,0),TRUE)","v":2},null,null,null,null,{"$f":"VLOOKUP(OFFSET($B:$B,,MATCH(AA$4,$B$4:$F$4,0)-1),OFFSET('C. PoC Adj Factor Scoring'!$E$5:$J$282,,MATCH(AA$4,'C. PoC Adj Factor Scoring'!$E$3:$AH$3,0)-1),MATCH(AA$2&\" Score\",'C. PoC Adj Factor Scoring'!$E$4:$J$4,0),TRUE)","v":0}]
[{"$f":"'A. Population Info'!A457","v":452},{"$f":"'A. Population Info'!L457","v":2},null,null,null,null,{"$f":"VLOOKUP(OFFSET($B:$B,,MATCH(G$4,$B$4:$F$4,0)-1),OFFSET('C. PoC Adj Factor Scoring'!$E$5:$J$282,,MATCH(G$4,'C. PoC Adj Factor Scoring'!$E$3:$AH$3,0)-1),MATCH(G$2&\" Score\",'C. PoC Adj Factor Scoring'!$E$4:$J$4,0),TRUE)","v":2},null,null,null,null,{"$f":"VLOOKUP(OFFSET($B:$B,,MATCH(L$4,$B$4:$F$4,0)-1),OFFSET('C. PoC Adj Factor Scoring'!$E$5:$J$282,,MATCH(L$4,'C. PoC Adj Factor Scoring'!$E$3:$AH$3,0)-1),MATCH(L$2&\" Score\",'C. PoC Adj Factor Scoring'!$E$4:$J$4,0),TRUE)","v":2},null,null,null,null,{"$f":"VLOOKUP(OFFSET($B:$B,,MATCH(Q$4,$B$4:$F$4,0)-1),OFFSET('C. PoC Adj Factor Scoring'!$E$5:$J$282,,MATCH(Q$4,'C. PoC Adj Factor Scoring'!$E$3:$AH$3,0)-1),MATCH(Q$2&\" Score\",'C. PoC Adj Factor Scoring'!$E$4:$J$4,0),TRUE)","v":2},null,null,null,null,{"$f":"VLOOKUP(OFFSET($B:$B,,MATCH(V$4,$B$4:$F$4,0)-1),OFFSET('C. PoC Adj Factor Scoring'!$E$5:$J$282,,MATCH(V$4,'C. PoC Adj Factor Scoring'!$E$3:$AH$3,0)-1),MATCH(V$2&\" Score\",'C. PoC Adj Factor Scoring'!$E$4:$J$4,0),TRUE)","v":2},null,null,null,null,{"$f":"VLOOKUP(OFFSET($B:$B,,MATCH(AA$4,$B$4:$F$4,0)-1),OFFSET('C. PoC Adj Factor Scoring'!$E$5:$J$282,,MATCH(AA$4,'C. PoC Adj Factor Scoring'!$E$3:$AH$3,0)-1),MATCH(AA$2&\" Score\",'C. PoC Adj Factor Scoring'!$E$4:$J$4,0),TRUE)","v":0}]
[{"$f":"'A. Population Info'!A458","v":453},{"$f":"'A. Population Info'!L458","v":1},null,null,null,null,{"$f":"VLOOKUP(OFFSET($B:$B,,MATCH(G$4,$B$4:$F$4,0)-1),OFFSET('C. PoC Adj Factor Scoring'!$E$5:$J$282,,MATCH(G$4,'C. PoC Adj Factor Scoring'!$E$3:$AH$3,0)-1),MATCH(G$2&\" Score\",'C. PoC Adj Factor Scoring'!$E$4:$J$4,0),TRUE)","v":1},null,null,null,null,{"$f":"VLOOKUP(OFFSET($B:$B,,MATCH(L$4,$B$4:$F$4,0)-1),OFFSET('C. PoC Adj Factor Scoring'!$E$5:$J$282,,MATCH(L$4,'C. PoC Adj Factor Scoring'!$E$3:$AH$3,0)-1),MATCH(L$2&\" Score\",'C. PoC Adj Factor Scoring'!$E$4:$J$4,0),TRUE)","v":1},null,null,null,null,{"$f":"VLOOKUP(OFFSET($B:$B,,MATCH(Q$4,$B$4:$F$4,0)-1),OFFSET('C. PoC Adj Factor Scoring'!$E$5:$J$282,,MATCH(Q$4,'C. PoC Adj Factor Scoring'!$E$3:$AH$3,0)-1),MATCH(Q$2&\" Score\",'C. PoC Adj Factor Scoring'!$E$4:$J$4,0),TRUE)","v":1},null,null,null,null,{"$f":"VLOOKUP(OFFSET($B:$B,,MATCH(V$4,$B$4:$F$4,0)-1),OFFSET('C. PoC Adj Factor Scoring'!$E$5:$J$282,,MATCH(V$4,'C. PoC Adj Factor Scoring'!$E$3:$AH$3,0)-1),MATCH(V$2&\" Score\",'C. PoC Adj Factor Scoring'!$E$4:$J$4,0),TRUE)","v":1},null,null,null,null,{"$f":"VLOOKUP(OFFSET($B:$B,,MATCH(AA$4,$B$4:$F$4,0)-1),OFFSET('C. PoC Adj Factor Scoring'!$E$5:$J$282,,MATCH(AA$4,'C. PoC Adj Factor Scoring'!$E$3:$AH$3,0)-1),MATCH(AA$2&\" Score\",'C. PoC Adj Factor Scoring'!$E$4:$J$4,0),TRUE)","v":0}]
[{"$f":"'A. Population Info'!A459","v":454},{"$f":"'A. Population Info'!L459","v":2},null,null,null,null,{"$f":"VLOOKUP(OFFSET($B:$B,,MATCH(G$4,$B$4:$F$4,0)-1),OFFSET('C. PoC Adj Factor Scoring'!$E$5:$J$282,,MATCH(G$4,'C. PoC Adj Factor Scoring'!$E$3:$AH$3,0)-1),MATCH(G$2&\" Score\",'C. PoC Adj Factor Scoring'!$E$4:$J$4,0),TRUE)","v":2},null,null,null,null,{"$f":"VLOOKUP(OFFSET($B:$B,,MATCH(L$4,$B$4:$F$4,0)-1),OFFSET('C. PoC Adj Factor Scoring'!$E$5:$J$282,,MATCH(L$4,'C. PoC Adj Factor Scoring'!$E$3:$AH$3,0)-1),MATCH(L$2&\" Score\",'C. PoC Adj Factor Scoring'!$E$4:$J$4,0),TRUE)","v":2},null,null,null,null,{"$f":"VLOOKUP(OFFSET($B:$B,,MATCH(Q$4,$B$4:$F$4,0)-1),OFFSET('C. PoC Adj Factor Scoring'!$E$5:$J$282,,MATCH(Q$4,'C. PoC Adj Factor Scoring'!$E$3:$AH$3,0)-1),MATCH(Q$2&\" Score\",'C. PoC Adj Factor Scoring'!$E$4:$J$4,0),TRUE)","v":2},null,null,null,null,{"$f":"VLOOKUP(OFFSET($B:$B,,MATCH(V$4,$B$4:$F$4,0)-1),OFFSET('C. PoC Adj Factor Scoring'!$E$5:$J$282,,MATCH(V$4,'C. PoC Adj Factor Scoring'!$E$3:$AH$3,0)-1),MATCH(V$2&\" Score\",'C. PoC Adj Factor Scoring'!$E$4:$J$4,0),TRUE)","v":2},null,null,null,null,{"$f":"VLOOKUP(OFFSET($B:$B,,MATCH(AA$4,$B$4:$F$4,0)-1),OFFSET('C. PoC Adj Factor Scoring'!$E$5:$J$282,,MATCH(AA$4,'C. PoC Adj Factor Scoring'!$E$3:$AH$3,0)-1),MATCH(AA$2&\" Score\",'C. PoC Adj Factor Scoring'!$E$4:$J$4,0),TRUE)","v":0}]
[{"$f":"'A. Population Info'!A460","v":455},{"$f":"'A. Population Info'!L460","v":1},null,null,null,null,{"$f":"VLOOKUP(OFFSET($B:$B,,MATCH(G$4,$B$4:$F$4,0)-1),OFFSET('C. PoC Adj Factor Scoring'!$E$5:$J$282,,MATCH(G$4,'C. PoC Adj Factor Scoring'!$E$3:$AH$3,0)-1),MATCH(G$2&\" Score\",'C. PoC Adj Factor Scoring'!$E$4:$J$4,0),TRUE)","v":1},null,null,null,null,{"$f":"VLOOKUP(OFFSET($B:$B,,MATCH(L$4,$B$4:$F$4,0)-1),OFFSET('C. PoC Adj Factor Scoring'!$E$5:$J$282,,MATCH(L$4,'C. PoC Adj Factor Scoring'!$E$3:$AH$3,0)-1),MATCH(L$2&\" Score\",'C. PoC Adj Factor Scoring'!$E$4:$J$4,0),TRUE)","v":1},null,null,null,null,{"$f":"VLOOKUP(OFFSET($B:$B,,MATCH(Q$4,$B$4:$F$4,0)-1),OFFSET('C. PoC Adj Factor Scoring'!$E$5:$J$282,,MATCH(Q$4,'C. PoC Adj Factor Scoring'!$E$3:$AH$3,0)-1),MATCH(Q$2&\" Score\",'C. PoC Adj Factor Scoring'!$E$4:$J$4,0),TRUE)","v":1},null,null,null,null,{"$f":"VLOOKUP(OFFSET($B:$B,,MATCH(V$4,$B$4:$F$4,0)-1),OFFSET('C. PoC Adj Factor Scoring'!$E$5:$J$282,,MATCH(V$4,'C. PoC Adj Factor Scoring'!$E$3:$AH$3,0)-1),MATCH(V$2&\" Score\",'C. PoC Adj Factor Scoring'!$E$4:$J$4,0),TRUE)","v":1},null,null,null,null,{"$f":"VLOOKUP(OFFSET($B:$B,,MATCH(AA$4,$B$4:$F$4,0)-1),OFFSET('C. PoC Adj Factor Scoring'!$E$5:$J$282,,MATCH(AA$4,'C. PoC Adj Factor Scoring'!$E$3:$AH$3,0)-1),MATCH(AA$2&\" Score\",'C. PoC Adj Factor Scoring'!$E$4:$J$4,0),TRUE)","v":0}]
[{"$f":"'A. Population Info'!A461","v":456},{"$f":"'A. Population Info'!L461","v":2},null,null,null,null,{"$f":"VLOOKUP(OFFSET($B:$B,,MATCH(G$4,$B$4:$F$4,0)-1),OFFSET('C. PoC Adj Factor Scoring'!$E$5:$J$282,,MATCH(G$4,'C. PoC Adj Factor Scoring'!$E$3:$AH$3,0)-1),MATCH(G$2&\" Score\",'C. PoC Adj Factor Scoring'!$E$4:$J$4,0),TRUE)","v":2},null,null,null,null,{"$f":"VLOOKUP(OFFSET($B:$B,,MATCH(L$4,$B$4:$F$4,0)-1),OFFSET('C. PoC Adj Factor Scoring'!$E$5:$J$282,,MATCH(L$4,'C. PoC Adj Factor Scoring'!$E$3:$AH$3,0)-1),MATCH(L$2&\" Score\",'C. PoC Adj Factor Scoring'!$E$4:$J$4,0),TRUE)","v":2},null,null,null,null,{"$f":"VLOOKUP(OFFSET($B:$B,,MATCH(Q$4,$B$4:$F$4,0)-1),OFFSET('C. PoC Adj Factor Scoring'!$E$5:$J$282,,MATCH(Q$4,'C. PoC Adj Factor Scoring'!$E$3:$AH$3,0)-1),MATCH(Q$2&\" Score\",'C. PoC Adj Factor Scoring'!$E$4:$J$4,0),TRUE)","v":2},null,null,null,null,{"$f":"VLOOKUP(OFFSET($B:$B,,MATCH(V$4,$B$4:$F$4,0)-1),OFFSET('C. PoC Adj Factor Scoring'!$E$5:$J$282,,MATCH(V$4,'C. PoC Adj Factor Scoring'!$E$3:$AH$3,0)-1),MATCH(V$2&\" Score\",'C. PoC Adj Factor Scoring'!$E$4:$J$4,0),TRUE)","v":2},null,null,null,null,{"$f":"VLOOKUP(OFFSET($B:$B,,MATCH(AA$4,$B$4:$F$4,0)-1),OFFSET('C. PoC Adj Factor Scoring'!$E$5:$J$282,,MATCH(AA$4,'C. PoC Adj Factor Scoring'!$E$3:$AH$3,0)-1),MATCH(AA$2&\" Score\",'C. PoC Adj Factor Scoring'!$E$4:$J$4,0),TRUE)","v":0}]
[{"$f":"'A. Population Info'!A462","v":457},{"$f":"'A. Population Info'!L462","v":2},null,null,null,null,{"$f":"VLOOKUP(OFFSET($B:$B,,MATCH(G$4,$B$4:$F$4,0)-1),OFFSET('C. PoC Adj Factor Scoring'!$E$5:$J$282,,MATCH(G$4,'C. PoC Adj Factor Scoring'!$E$3:$AH$3,0)-1),MATCH(G$2&\" Score\",'C. PoC Adj Factor Scoring'!$E$4:$J$4,0),TRUE)","v":2},null,null,null,null,{"$f":"VLOOKUP(OFFSET($B:$B,,MATCH(L$4,$B$4:$F$4,0)-1),OFFSET('C. PoC Adj Factor Scoring'!$E$5:$J$282,,MATCH(L$4,'C. PoC Adj Factor Scoring'!$E$3:$AH$3,0)-1),MATCH(L$2&\" Score\",'C. PoC Adj Factor Scoring'!$E$4:$J$4,0),TRUE)","v":2},null,null,null,null,{"$f":"VLOOKUP(OFFSET($B:$B,,MATCH(Q$4,$B$4:$F$4,0)-1),OFFSET('C. PoC Adj Factor Scoring'!$E$5:$J$282,,MATCH(Q$4,'C. PoC Adj Factor Scoring'!$E$3:$AH$3,0)-1),MATCH(Q$2&\" Score\",'C. PoC Adj Factor Scoring'!$E$4:$J$4,0),TRUE)","v":2},null,null,null,null,{"$f":"VLOOKUP(OFFSET($B:$B,,MATCH(V$4,$B$4:$F$4,0)-1),OFFSET('C. PoC Adj Factor Scoring'!$E$5:$J$282,,MATCH(V$4,'C. PoC Adj Factor Scoring'!$E$3:$AH$3,0)-1),MATCH(V$2&\" Score\",'C. PoC Adj Factor Scoring'!$E$4:$J$4,0),TRUE)","v":2},null,null,null,null,{"$f":"VLOOKUP(OFFSET($B:$B,,MATCH(AA$4,$B$4:$F$4,0)-1),OFFSET('C. PoC Adj Factor Scoring'!$E$5:$J$282,,MATCH(AA$4,'C. PoC Adj Factor Scoring'!$E$3:$AH$3,0)-1),MATCH(AA$2&\" Score\",'C. PoC Adj Factor Scoring'!$E$4:$J$4,0),TRUE)","v":0}]
[{"$f":"'A. Population Info'!A463","v":458},{"$f":"'A. Population Info'!L463","v":2},null,null,null,null,{"$f":"VLOOKUP(OFFSET($B:$B,,MATCH(G$4,$B$4:$F$4,0)-1),OFFSET('C. PoC Adj Factor Scoring'!$E$5:$J$282,,MATCH(G$4,'C. PoC Adj Factor Scoring'!$E$3:$AH$3,0)-1),MATCH(G$2&\" Score\",'C. PoC Adj Factor Scoring'!$E$4:$J$4,0),TRUE)","v":2},null,null,null,null,{"$f":"VLOOKUP(OFFSET($B:$B,,MATCH(L$4,$B$4:$F$4,0)-1),OFFSET('C. PoC Adj Factor Scoring'!$E$5:$J$282,,MATCH(L$4,'C. PoC Adj Factor Scoring'!$E$3:$AH$3,0)-1),MATCH(L$2&\" Score\",'C. PoC Adj Factor Scoring'!$E$4:$J$4,0),TRUE)","v":2},null,null,null,null,{"$f":"VLOOKUP(OFFSET($B:$B,,MATCH(Q$4,$B$4:$F$4,0)-1),OFFSET('C. PoC Adj Factor Scoring'!$E$5:$J$282,,MATCH(Q$4,'C. PoC Adj Factor Scoring'!$E$3:$AH$3,0)-1),MATCH(Q$2&\" Score\",'C. PoC Adj Factor Scoring'!$E$4:$J$4,0),TRUE)","v":2},null,null,null,null,{"$f":"VLOOKUP(OFFSET($B:$B,,MATCH(V$4,$B$4:$F$4,0)-1),OFFSET('C. PoC Adj Factor Scoring'!$E$5:$J$282,,MATCH(V$4,'C. PoC Adj Factor Scoring'!$E$3:$AH$3,0)-1),MATCH(V$2&\" Score\",'C. PoC Adj Factor Scoring'!$E$4:$J$4,0),TRUE)","v":2},null,null,null,null,{"$f":"VLOOKUP(OFFSET($B:$B,,MATCH(AA$4,$B$4:$F$4,0)-1),OFFSET('C. PoC Adj Factor Scoring'!$E$5:$J$282,,MATCH(AA$4,'C. PoC Adj Factor Scoring'!$E$3:$AH$3,0)-1),MATCH(AA$2&\" Score\",'C. PoC Adj Factor Scoring'!$E$4:$J$4,0),TRUE)","v":0}]
[{"$f":"'A. Population Info'!A464","v":459},{"$f":"'A. Population Info'!L464","v":2},null,null,null,null,{"$f":"VLOOKUP(OFFSET($B:$B,,MATCH(G$4,$B$4:$F$4,0)-1),OFFSET('C. PoC Adj Factor Scoring'!$E$5:$J$282,,MATCH(G$4,'C. PoC Adj Factor Scoring'!$E$3:$AH$3,0)-1),MATCH(G$2&\" Score\",'C. PoC Adj Factor Scoring'!$E$4:$J$4,0),TRUE)","v":2},null,null,null,null,{"$f":"VLOOKUP(OFFSET($B:$B,,MATCH(L$4,$B$4:$F$4,0)-1),OFFSET('C. PoC Adj Factor Scoring'!$E$5:$J$282,,MATCH(L$4,'C. PoC Adj Factor Scoring'!$E$3:$AH$3,0)-1),MATCH(L$2&\" Score\",'C. PoC Adj Factor Scoring'!$E$4:$J$4,0),TRUE)","v":2},null,null,null,null,{"$f":"VLOOKUP(OFFSET($B:$B,,MATCH(Q$4,$B$4:$F$4,0)-1),OFFSET('C. PoC Adj Factor Scoring'!$E$5:$J$282,,MATCH(Q$4,'C. PoC Adj Factor Scoring'!$E$3:$AH$3,0)-1),MATCH(Q$2&\" Score\",'C. PoC Adj Factor Scoring'!$E$4:$J$4,0),TRUE)","v":2},null,null,null,null,{"$f":"VLOOKUP(OFFSET($B:$B,,MATCH(V$4,$B$4:$F$4,0)-1),OFFSET('C. PoC Adj Factor Scoring'!$E$5:$J$282,,MATCH(V$4,'C. PoC Adj Factor Scoring'!$E$3:$AH$3,0)-1),MATCH(V$2&\" Score\",'C. PoC Adj Factor Scoring'!$E$4:$J$4,0),TRUE)","v":2},null,null,null,null,{"$f":"VLOOKUP(OFFSET($B:$B,,MATCH(AA$4,$B$4:$F$4,0)-1),OFFSET('C. PoC Adj Factor Scoring'!$E$5:$J$282,,MATCH(AA$4,'C. PoC Adj Factor Scoring'!$E$3:$AH$3,0)-1),MATCH(AA$2&\" Score\",'C. PoC Adj Factor Scoring'!$E$4:$J$4,0),TRUE)","v":0}]
[{"$f":"'A. Population Info'!A465","v":460},{"$f":"'A. Population Info'!L465","v":1},null,null,null,null,{"$f":"VLOOKUP(OFFSET($B:$B,,MATCH(G$4,$B$4:$F$4,0)-1),OFFSET('C. PoC Adj Factor Scoring'!$E$5:$J$282,,MATCH(G$4,'C. PoC Adj Factor Scoring'!$E$3:$AH$3,0)-1),MATCH(G$2&\" Score\",'C. PoC Adj Factor Scoring'!$E$4:$J$4,0),TRUE)","v":1},null,null,null,null,{"$f":"VLOOKUP(OFFSET($B:$B,,MATCH(L$4,$B$4:$F$4,0)-1),OFFSET('C. PoC Adj Factor Scoring'!$E$5:$J$282,,MATCH(L$4,'C. PoC Adj Factor Scoring'!$E$3:$AH$3,0)-1),MATCH(L$2&\" Score\",'C. PoC Adj Factor Scoring'!$E$4:$J$4,0),TRUE)","v":1},null,null,null,null,{"$f":"VLOOKUP(OFFSET($B:$B,,MATCH(Q$4,$B$4:$F$4,0)-1),OFFSET('C. PoC Adj Factor Scoring'!$E$5:$J$282,,MATCH(Q$4,'C. PoC Adj Factor Scoring'!$E$3:$AH$3,0)-1),MATCH(Q$2&\" Score\",'C. PoC Adj Factor Scoring'!$E$4:$J$4,0),TRUE)","v":1},null,null,null,null,{"$f":"VLOOKUP(OFFSET($B:$B,,MATCH(V$4,$B$4:$F$4,0)-1),OFFSET('C. PoC Adj Factor Scoring'!$E$5:$J$282,,MATCH(V$4,'C. PoC Adj Factor Scoring'!$E$3:$AH$3,0)-1),MATCH(V$2&\" Score\",'C. PoC Adj Factor Scoring'!$E$4:$J$4,0),TRUE)","v":1},null,null,null,null,{"$f":"VLOOKUP(OFFSET($B:$B,,MATCH(AA$4,$B$4:$F$4,0)-1),OFFSET('C. PoC Adj Factor Scoring'!$E$5:$J$282,,MATCH(AA$4,'C. PoC Adj Factor Scoring'!$E$3:$AH$3,0)-1),MATCH(AA$2&\" Score\",'C. PoC Adj Factor Scoring'!$E$4:$J$4,0),TRUE)","v":0}]
[{"$f":"'A. Population Info'!A466","v":461},{"$f":"'A. Population Info'!L466","v":1},null,null,null,null,{"$f":"VLOOKUP(OFFSET($B:$B,,MATCH(G$4,$B$4:$F$4,0)-1),OFFSET('C. PoC Adj Factor Scoring'!$E$5:$J$282,,MATCH(G$4,'C. PoC Adj Factor Scoring'!$E$3:$AH$3,0)-1),MATCH(G$2&\" Score\",'C. PoC Adj Factor Scoring'!$E$4:$J$4,0),TRUE)","v":1},null,null,null,null,{"$f":"VLOOKUP(OFFSET($B:$B,,MATCH(L$4,$B$4:$F$4,0)-1),OFFSET('C. PoC Adj Factor Scoring'!$E$5:$J$282,,MATCH(L$4,'C. PoC Adj Factor Scoring'!$E$3:$AH$3,0)-1),MATCH(L$2&\" Score\",'C. PoC Adj Factor Scoring'!$E$4:$J$4,0),TRUE)","v":1},null,null,null,null,{"$f":"VLOOKUP(OFFSET($B:$B,,MATCH(Q$4,$B$4:$F$4,0)-1),OFFSET('C. PoC Adj Factor Scoring'!$E$5:$J$282,,MATCH(Q$4,'C. PoC Adj Factor Scoring'!$E$3:$AH$3,0)-1),MATCH(Q$2&\" Score\",'C. PoC Adj Factor Scoring'!$E$4:$J$4,0),TRUE)","v":1},null,null,null,null,{"$f":"VLOOKUP(OFFSET($B:$B,,MATCH(V$4,$B$4:$F$4,0)-1),OFFSET('C. PoC Adj Factor Scoring'!$E$5:$J$282,,MATCH(V$4,'C. PoC Adj Factor Scoring'!$E$3:$AH$3,0)-1),MATCH(V$2&\" Score\",'C. PoC Adj Factor Scoring'!$E$4:$J$4,0),TRUE)","v":1},null,null,null,null,{"$f":"VLOOKUP(OFFSET($B:$B,,MATCH(AA$4,$B$4:$F$4,0)-1),OFFSET('C. PoC Adj Factor Scoring'!$E$5:$J$282,,MATCH(AA$4,'C. PoC Adj Factor Scoring'!$E$3:$AH$3,0)-1),MATCH(AA$2&\" Score\",'C. PoC Adj Factor Scoring'!$E$4:$J$4,0),TRUE)","v":0}]
[{"$f":"'A. Population Info'!A467","v":462},{"$f":"'A. Population Info'!L467","v":1},null,null,null,null,{"$f":"VLOOKUP(OFFSET($B:$B,,MATCH(G$4,$B$4:$F$4,0)-1),OFFSET('C. PoC Adj Factor Scoring'!$E$5:$J$282,,MATCH(G$4,'C. PoC Adj Factor Scoring'!$E$3:$AH$3,0)-1),MATCH(G$2&\" Score\",'C. PoC Adj Factor Scoring'!$E$4:$J$4,0),TRUE)","v":1},null,null,null,null,{"$f":"VLOOKUP(OFFSET($B:$B,,MATCH(L$4,$B$4:$F$4,0)-1),OFFSET('C. PoC Adj Factor Scoring'!$E$5:$J$282,,MATCH(L$4,'C. PoC Adj Factor Scoring'!$E$3:$AH$3,0)-1),MATCH(L$2&\" Score\",'C. PoC Adj Factor Scoring'!$E$4:$J$4,0),TRUE)","v":1},null,null,null,null,{"$f":"VLOOKUP(OFFSET($B:$B,,MATCH(Q$4,$B$4:$F$4,0)-1),OFFSET('C. PoC Adj Factor Scoring'!$E$5:$J$282,,MATCH(Q$4,'C. PoC Adj Factor Scoring'!$E$3:$AH$3,0)-1),MATCH(Q$2&\" Score\",'C. PoC Adj Factor Scoring'!$E$4:$J$4,0),TRUE)","v":1},null,null,null,null,{"$f":"VLOOKUP(OFFSET($B:$B,,MATCH(V$4,$B$4:$F$4,0)-1),OFFSET('C. PoC Adj Factor Scoring'!$E$5:$J$282,,MATCH(V$4,'C. PoC Adj Factor Scoring'!$E$3:$AH$3,0)-1),MATCH(V$2&\" Score\",'C. PoC Adj Factor Scoring'!$E$4:$J$4,0),TRUE)","v":1},null,null,null,null,{"$f":"VLOOKUP(OFFSET($B:$B,,MATCH(AA$4,$B$4:$F$4,0)-1),OFFSET('C. PoC Adj Factor Scoring'!$E$5:$J$282,,MATCH(AA$4,'C. PoC Adj Factor Scoring'!$E$3:$AH$3,0)-1),MATCH(AA$2&\" Score\",'C. PoC Adj Factor Scoring'!$E$4:$J$4,0),TRUE)","v":0}]
[{"$f":"'A. Population Info'!A468","v":463},{"$f":"'A. Population Info'!L468","v":1},null,null,null,null,{"$f":"VLOOKUP(OFFSET($B:$B,,MATCH(G$4,$B$4:$F$4,0)-1),OFFSET('C. PoC Adj Factor Scoring'!$E$5:$J$282,,MATCH(G$4,'C. PoC Adj Factor Scoring'!$E$3:$AH$3,0)-1),MATCH(G$2&\" Score\",'C. PoC Adj Factor Scoring'!$E$4:$J$4,0),TRUE)","v":1},null,null,null,null,{"$f":"VLOOKUP(OFFSET($B:$B,,MATCH(L$4,$B$4:$F$4,0)-1),OFFSET('C. PoC Adj Factor Scoring'!$E$5:$J$282,,MATCH(L$4,'C. PoC Adj Factor Scoring'!$E$3:$AH$3,0)-1),MATCH(L$2&\" Score\",'C. PoC Adj Factor Scoring'!$E$4:$J$4,0),TRUE)","v":1},null,null,null,null,{"$f":"VLOOKUP(OFFSET($B:$B,,MATCH(Q$4,$B$4:$F$4,0)-1),OFFSET('C. PoC Adj Factor Scoring'!$E$5:$J$282,,MATCH(Q$4,'C. PoC Adj Factor Scoring'!$E$3:$AH$3,0)-1),MATCH(Q$2&\" Score\",'C. PoC Adj Factor Scoring'!$E$4:$J$4,0),TRUE)","v":1},null,null,null,null,{"$f":"VLOOKUP(OFFSET($B:$B,,MATCH(V$4,$B$4:$F$4,0)-1),OFFSET('C. PoC Adj Factor Scoring'!$E$5:$J$282,,MATCH(V$4,'C. PoC Adj Factor Scoring'!$E$3:$AH$3,0)-1),MATCH(V$2&\" Score\",'C. PoC Adj Factor Scoring'!$E$4:$J$4,0),TRUE)","v":1},null,null,null,null,{"$f":"VLOOKUP(OFFSET($B:$B,,MATCH(AA$4,$B$4:$F$4,0)-1),OFFSET('C. PoC Adj Factor Scoring'!$E$5:$J$282,,MATCH(AA$4,'C. PoC Adj Factor Scoring'!$E$3:$AH$3,0)-1),MATCH(AA$2&\" Score\",'C. PoC Adj Factor Scoring'!$E$4:$J$4,0),TRUE)","v":0}]
[{"$f":"'A. Population Info'!A469","v":464},{"$f":"'A. Population Info'!L469","v":2},null,null,null,null,{"$f":"VLOOKUP(OFFSET($B:$B,,MATCH(G$4,$B$4:$F$4,0)-1),OFFSET('C. PoC Adj Factor Scoring'!$E$5:$J$282,,MATCH(G$4,'C. PoC Adj Factor Scoring'!$E$3:$AH$3,0)-1),MATCH(G$2&\" Score\",'C. PoC Adj Factor Scoring'!$E$4:$J$4,0),TRUE)","v":2},null,null,null,null,{"$f":"VLOOKUP(OFFSET($B:$B,,MATCH(L$4,$B$4:$F$4,0)-1),OFFSET('C. PoC Adj Factor Scoring'!$E$5:$J$282,,MATCH(L$4,'C. PoC Adj Factor Scoring'!$E$3:$AH$3,0)-1),MATCH(L$2&\" Score\",'C. PoC Adj Factor Scoring'!$E$4:$J$4,0),TRUE)","v":2},null,null,null,null,{"$f":"VLOOKUP(OFFSET($B:$B,,MATCH(Q$4,$B$4:$F$4,0)-1),OFFSET('C. PoC Adj Factor Scoring'!$E$5:$J$282,,MATCH(Q$4,'C. PoC Adj Factor Scoring'!$E$3:$AH$3,0)-1),MATCH(Q$2&\" Score\",'C. PoC Adj Factor Scoring'!$E$4:$J$4,0),TRUE)","v":2},null,null,null,null,{"$f":"VLOOKUP(OFFSET($B:$B,,MATCH(V$4,$B$4:$F$4,0)-1),OFFSET('C. PoC Adj Factor Scoring'!$E$5:$J$282,,MATCH(V$4,'C. PoC Adj Factor Scoring'!$E$3:$AH$3,0)-1),MATCH(V$2&\" Score\",'C. PoC Adj Factor Scoring'!$E$4:$J$4,0),TRUE)","v":2},null,null,null,null,{"$f":"VLOOKUP(OFFSET($B:$B,,MATCH(AA$4,$B$4:$F$4,0)-1),OFFSET('C. PoC Adj Factor Scoring'!$E$5:$J$282,,MATCH(AA$4,'C. PoC Adj Factor Scoring'!$E$3:$AH$3,0)-1),MATCH(AA$2&\" Score\",'C. PoC Adj Factor Scoring'!$E$4:$J$4,0),TRUE)","v":0}]
[{"$f":"'A. Population Info'!A470","v":465},{"$f":"'A. Population Info'!L470","v":2},null,null,null,null,{"$f":"VLOOKUP(OFFSET($B:$B,,MATCH(G$4,$B$4:$F$4,0)-1),OFFSET('C. PoC Adj Factor Scoring'!$E$5:$J$282,,MATCH(G$4,'C. PoC Adj Factor Scoring'!$E$3:$AH$3,0)-1),MATCH(G$2&\" Score\",'C. PoC Adj Factor Scoring'!$E$4:$J$4,0),TRUE)","v":2},null,null,null,null,{"$f":"VLOOKUP(OFFSET($B:$B,,MATCH(L$4,$B$4:$F$4,0)-1),OFFSET('C. PoC Adj Factor Scoring'!$E$5:$J$282,,MATCH(L$4,'C. PoC Adj Factor Scoring'!$E$3:$AH$3,0)-1),MATCH(L$2&\" Score\",'C. PoC Adj Factor Scoring'!$E$4:$J$4,0),TRUE)","v":2},null,null,null,null,{"$f":"VLOOKUP(OFFSET($B:$B,,MATCH(Q$4,$B$4:$F$4,0)-1),OFFSET('C. PoC Adj Factor Scoring'!$E$5:$J$282,,MATCH(Q$4,'C. PoC Adj Factor Scoring'!$E$3:$AH$3,0)-1),MATCH(Q$2&\" Score\",'C. PoC Adj Factor Scoring'!$E$4:$J$4,0),TRUE)","v":2},null,null,null,null,{"$f":"VLOOKUP(OFFSET($B:$B,,MATCH(V$4,$B$4:$F$4,0)-1),OFFSET('C. PoC Adj Factor Scoring'!$E$5:$J$282,,MATCH(V$4,'C. PoC Adj Factor Scoring'!$E$3:$AH$3,0)-1),MATCH(V$2&\" Score\",'C. PoC Adj Factor Scoring'!$E$4:$J$4,0),TRUE)","v":2},null,null,null,null,{"$f":"VLOOKUP(OFFSET($B:$B,,MATCH(AA$4,$B$4:$F$4,0)-1),OFFSET('C. PoC Adj Factor Scoring'!$E$5:$J$282,,MATCH(AA$4,'C. PoC Adj Factor Scoring'!$E$3:$AH$3,0)-1),MATCH(AA$2&\" Score\",'C. PoC Adj Factor Scoring'!$E$4:$J$4,0),TRUE)","v":0}]
[{"$f":"'A. Population Info'!A471","v":466},{"$f":"'A. Population Info'!L471","v":3},null,null,null,null,{"$f":"VLOOKUP(OFFSET($B:$B,,MATCH(G$4,$B$4:$F$4,0)-1),OFFSET('C. PoC Adj Factor Scoring'!$E$5:$J$282,,MATCH(G$4,'C. PoC Adj Factor Scoring'!$E$3:$AH$3,0)-1),MATCH(G$2&\" Score\",'C. PoC Adj Factor Scoring'!$E$4:$J$4,0),TRUE)","v":3},null,null,null,null,{"$f":"VLOOKUP(OFFSET($B:$B,,MATCH(L$4,$B$4:$F$4,0)-1),OFFSET('C. PoC Adj Factor Scoring'!$E$5:$J$282,,MATCH(L$4,'C. PoC Adj Factor Scoring'!$E$3:$AH$3,0)-1),MATCH(L$2&\" Score\",'C. PoC Adj Factor Scoring'!$E$4:$J$4,0),TRUE)","v":3},null,null,null,null,{"$f":"VLOOKUP(OFFSET($B:$B,,MATCH(Q$4,$B$4:$F$4,0)-1),OFFSET('C. PoC Adj Factor Scoring'!$E$5:$J$282,,MATCH(Q$4,'C. PoC Adj Factor Scoring'!$E$3:$AH$3,0)-1),MATCH(Q$2&\" Score\",'C. PoC Adj Factor Scoring'!$E$4:$J$4,0),TRUE)","v":3},null,null,null,null,{"$f":"VLOOKUP(OFFSET($B:$B,,MATCH(V$4,$B$4:$F$4,0)-1),OFFSET('C. PoC Adj Factor Scoring'!$E$5:$J$282,,MATCH(V$4,'C. PoC Adj Factor Scoring'!$E$3:$AH$3,0)-1),MATCH(V$2&\" Score\",'C. PoC Adj Factor Scoring'!$E$4:$J$4,0),TRUE)","v":3},null,null,null,null,{"$f":"VLOOKUP(OFFSET($B:$B,,MATCH(AA$4,$B$4:$F$4,0)-1),OFFSET('C. PoC Adj Factor Scoring'!$E$5:$J$282,,MATCH(AA$4,'C. PoC Adj Factor Scoring'!$E$3:$AH$3,0)-1),MATCH(AA$2&\" Score\",'C. PoC Adj Factor Scoring'!$E$4:$J$4,0),TRUE)","v":0}]
[{"$f":"'A. Population Info'!A472","v":467},{"$f":"'A. Population Info'!L472","v":2},null,null,null,null,{"$f":"VLOOKUP(OFFSET($B:$B,,MATCH(G$4,$B$4:$F$4,0)-1),OFFSET('C. PoC Adj Factor Scoring'!$E$5:$J$282,,MATCH(G$4,'C. PoC Adj Factor Scoring'!$E$3:$AH$3,0)-1),MATCH(G$2&\" Score\",'C. PoC Adj Factor Scoring'!$E$4:$J$4,0),TRUE)","v":2},null,null,null,null,{"$f":"VLOOKUP(OFFSET($B:$B,,MATCH(L$4,$B$4:$F$4,0)-1),OFFSET('C. PoC Adj Factor Scoring'!$E$5:$J$282,,MATCH(L$4,'C. PoC Adj Factor Scoring'!$E$3:$AH$3,0)-1),MATCH(L$2&\" Score\",'C. PoC Adj Factor Scoring'!$E$4:$J$4,0),TRUE)","v":2},null,null,null,null,{"$f":"VLOOKUP(OFFSET($B:$B,,MATCH(Q$4,$B$4:$F$4,0)-1),OFFSET('C. PoC Adj Factor Scoring'!$E$5:$J$282,,MATCH(Q$4,'C. PoC Adj Factor Scoring'!$E$3:$AH$3,0)-1),MATCH(Q$2&\" Score\",'C. PoC Adj Factor Scoring'!$E$4:$J$4,0),TRUE)","v":2},null,null,null,null,{"$f":"VLOOKUP(OFFSET($B:$B,,MATCH(V$4,$B$4:$F$4,0)-1),OFFSET('C. PoC Adj Factor Scoring'!$E$5:$J$282,,MATCH(V$4,'C. PoC Adj Factor Scoring'!$E$3:$AH$3,0)-1),MATCH(V$2&\" Score\",'C. PoC Adj Factor Scoring'!$E$4:$J$4,0),TRUE)","v":2},null,null,null,null,{"$f":"VLOOKUP(OFFSET($B:$B,,MATCH(AA$4,$B$4:$F$4,0)-1),OFFSET('C. PoC Adj Factor Scoring'!$E$5:$J$282,,MATCH(AA$4,'C. PoC Adj Factor Scoring'!$E$3:$AH$3,0)-1),MATCH(AA$2&\" Score\",'C. PoC Adj Factor Scoring'!$E$4:$J$4,0),TRUE)","v":0}]
[{"$f":"'A. Population Info'!A473","v":468},{"$f":"'A. Population Info'!L473","v":2},null,null,null,null,{"$f":"VLOOKUP(OFFSET($B:$B,,MATCH(G$4,$B$4:$F$4,0)-1),OFFSET('C. PoC Adj Factor Scoring'!$E$5:$J$282,,MATCH(G$4,'C. PoC Adj Factor Scoring'!$E$3:$AH$3,0)-1),MATCH(G$2&\" Score\",'C. PoC Adj Factor Scoring'!$E$4:$J$4,0),TRUE)","v":2},null,null,null,null,{"$f":"VLOOKUP(OFFSET($B:$B,,MATCH(L$4,$B$4:$F$4,0)-1),OFFSET('C. PoC Adj Factor Scoring'!$E$5:$J$282,,MATCH(L$4,'C. PoC Adj Factor Scoring'!$E$3:$AH$3,0)-1),MATCH(L$2&\" Score\",'C. PoC Adj Factor Scoring'!$E$4:$J$4,0),TRUE)","v":2},null,null,null,null,{"$f":"VLOOKUP(OFFSET($B:$B,,MATCH(Q$4,$B$4:$F$4,0)-1),OFFSET('C. PoC Adj Factor Scoring'!$E$5:$J$282,,MATCH(Q$4,'C. PoC Adj Factor Scoring'!$E$3:$AH$3,0)-1),MATCH(Q$2&\" Score\",'C. PoC Adj Factor Scoring'!$E$4:$J$4,0),TRUE)","v":2},null,null,null,null,{"$f":"VLOOKUP(OFFSET($B:$B,,MATCH(V$4,$B$4:$F$4,0)-1),OFFSET('C. PoC Adj Factor Scoring'!$E$5:$J$282,,MATCH(V$4,'C. PoC Adj Factor Scoring'!$E$3:$AH$3,0)-1),MATCH(V$2&\" Score\",'C. PoC Adj Factor Scoring'!$E$4:$J$4,0),TRUE)","v":2},null,null,null,null,{"$f":"VLOOKUP(OFFSET($B:$B,,MATCH(AA$4,$B$4:$F$4,0)-1),OFFSET('C. PoC Adj Factor Scoring'!$E$5:$J$282,,MATCH(AA$4,'C. PoC Adj Factor Scoring'!$E$3:$AH$3,0)-1),MATCH(AA$2&\" Score\",'C. PoC Adj Factor Scoring'!$E$4:$J$4,0),TRUE)","v":0}]
[{"$f":"'A. Population Info'!A474","v":469},{"$f":"'A. Population Info'!L474","v":1},null,null,null,null,{"$f":"VLOOKUP(OFFSET($B:$B,,MATCH(G$4,$B$4:$F$4,0)-1),OFFSET('C. PoC Adj Factor Scoring'!$E$5:$J$282,,MATCH(G$4,'C. PoC Adj Factor Scoring'!$E$3:$AH$3,0)-1),MATCH(G$2&\" Score\",'C. PoC Adj Factor Scoring'!$E$4:$J$4,0),TRUE)","v":1},null,null,null,null,{"$f":"VLOOKUP(OFFSET($B:$B,,MATCH(L$4,$B$4:$F$4,0)-1),OFFSET('C. PoC Adj Factor Scoring'!$E$5:$J$282,,MATCH(L$4,'C. PoC Adj Factor Scoring'!$E$3:$AH$3,0)-1),MATCH(L$2&\" Score\",'C. PoC Adj Factor Scoring'!$E$4:$J$4,0),TRUE)","v":1},null,null,null,null,{"$f":"VLOOKUP(OFFSET($B:$B,,MATCH(Q$4,$B$4:$F$4,0)-1),OFFSET('C. PoC Adj Factor Scoring'!$E$5:$J$282,,MATCH(Q$4,'C. PoC Adj Factor Scoring'!$E$3:$AH$3,0)-1),MATCH(Q$2&\" Score\",'C. PoC Adj Factor Scoring'!$E$4:$J$4,0),TRUE)","v":1},null,null,null,null,{"$f":"VLOOKUP(OFFSET($B:$B,,MATCH(V$4,$B$4:$F$4,0)-1),OFFSET('C. PoC Adj Factor Scoring'!$E$5:$J$282,,MATCH(V$4,'C. PoC Adj Factor Scoring'!$E$3:$AH$3,0)-1),MATCH(V$2&\" Score\",'C. PoC Adj Factor Scoring'!$E$4:$J$4,0),TRUE)","v":1},null,null,null,null,{"$f":"VLOOKUP(OFFSET($B:$B,,MATCH(AA$4,$B$4:$F$4,0)-1),OFFSET('C. PoC Adj Factor Scoring'!$E$5:$J$282,,MATCH(AA$4,'C. PoC Adj Factor Scoring'!$E$3:$AH$3,0)-1),MATCH(AA$2&\" Score\",'C. PoC Adj Factor Scoring'!$E$4:$J$4,0),TRUE)","v":0}]
[{"$f":"'A. Population Info'!A475","v":470},{"$f":"'A. Population Info'!L475","v":1},null,null,null,null,{"$f":"VLOOKUP(OFFSET($B:$B,,MATCH(G$4,$B$4:$F$4,0)-1),OFFSET('C. PoC Adj Factor Scoring'!$E$5:$J$282,,MATCH(G$4,'C. PoC Adj Factor Scoring'!$E$3:$AH$3,0)-1),MATCH(G$2&\" Score\",'C. PoC Adj Factor Scoring'!$E$4:$J$4,0),TRUE)","v":1},null,null,null,null,{"$f":"VLOOKUP(OFFSET($B:$B,,MATCH(L$4,$B$4:$F$4,0)-1),OFFSET('C. PoC Adj Factor Scoring'!$E$5:$J$282,,MATCH(L$4,'C. PoC Adj Factor Scoring'!$E$3:$AH$3,0)-1),MATCH(L$2&\" Score\",'C. PoC Adj Factor Scoring'!$E$4:$J$4,0),TRUE)","v":1},null,null,null,null,{"$f":"VLOOKUP(OFFSET($B:$B,,MATCH(Q$4,$B$4:$F$4,0)-1),OFFSET('C. PoC Adj Factor Scoring'!$E$5:$J$282,,MATCH(Q$4,'C. PoC Adj Factor Scoring'!$E$3:$AH$3,0)-1),MATCH(Q$2&\" Score\",'C. PoC Adj Factor Scoring'!$E$4:$J$4,0),TRUE)","v":1},null,null,null,null,{"$f":"VLOOKUP(OFFSET($B:$B,,MATCH(V$4,$B$4:$F$4,0)-1),OFFSET('C. PoC Adj Factor Scoring'!$E$5:$J$282,,MATCH(V$4,'C. PoC Adj Factor Scoring'!$E$3:$AH$3,0)-1),MATCH(V$2&\" Score\",'C. PoC Adj Factor Scoring'!$E$4:$J$4,0),TRUE)","v":1},null,null,null,null,{"$f":"VLOOKUP(OFFSET($B:$B,,MATCH(AA$4,$B$4:$F$4,0)-1),OFFSET('C. PoC Adj Factor Scoring'!$E$5:$J$282,,MATCH(AA$4,'C. PoC Adj Factor Scoring'!$E$3:$AH$3,0)-1),MATCH(AA$2&\" Score\",'C. PoC Adj Factor Scoring'!$E$4:$J$4,0),TRUE)","v":0}]
[{"$f":"'A. Population Info'!A476","v":471},{"$f":"'A. Population Info'!L476","v":1},null,null,null,null,{"$f":"VLOOKUP(OFFSET($B:$B,,MATCH(G$4,$B$4:$F$4,0)-1),OFFSET('C. PoC Adj Factor Scoring'!$E$5:$J$282,,MATCH(G$4,'C. PoC Adj Factor Scoring'!$E$3:$AH$3,0)-1),MATCH(G$2&\" Score\",'C. PoC Adj Factor Scoring'!$E$4:$J$4,0),TRUE)","v":1},null,null,null,null,{"$f":"VLOOKUP(OFFSET($B:$B,,MATCH(L$4,$B$4:$F$4,0)-1),OFFSET('C. PoC Adj Factor Scoring'!$E$5:$J$282,,MATCH(L$4,'C. PoC Adj Factor Scoring'!$E$3:$AH$3,0)-1),MATCH(L$2&\" Score\",'C. PoC Adj Factor Scoring'!$E$4:$J$4,0),TRUE)","v":1},null,null,null,null,{"$f":"VLOOKUP(OFFSET($B:$B,,MATCH(Q$4,$B$4:$F$4,0)-1),OFFSET('C. PoC Adj Factor Scoring'!$E$5:$J$282,,MATCH(Q$4,'C. PoC Adj Factor Scoring'!$E$3:$AH$3,0)-1),MATCH(Q$2&\" Score\",'C. PoC Adj Factor Scoring'!$E$4:$J$4,0),TRUE)","v":1},null,null,null,null,{"$f":"VLOOKUP(OFFSET($B:$B,,MATCH(V$4,$B$4:$F$4,0)-1),OFFSET('C. PoC Adj Factor Scoring'!$E$5:$J$282,,MATCH(V$4,'C. PoC Adj Factor Scoring'!$E$3:$AH$3,0)-1),MATCH(V$2&\" Score\",'C. PoC Adj Factor Scoring'!$E$4:$J$4,0),TRUE)","v":1},null,null,null,null,{"$f":"VLOOKUP(OFFSET($B:$B,,MATCH(AA$4,$B$4:$F$4,0)-1),OFFSET('C. PoC Adj Factor Scoring'!$E$5:$J$282,,MATCH(AA$4,'C. PoC Adj Factor Scoring'!$E$3:$AH$3,0)-1),MATCH(AA$2&\" Score\",'C. PoC Adj Factor Scoring'!$E$4:$J$4,0),TRUE)","v":0}]
[{"$f":"'A. Population Info'!A477","v":472},{"$f":"'A. Population Info'!L477","v":1},null,null,null,null,{"$f":"VLOOKUP(OFFSET($B:$B,,MATCH(G$4,$B$4:$F$4,0)-1),OFFSET('C. PoC Adj Factor Scoring'!$E$5:$J$282,,MATCH(G$4,'C. PoC Adj Factor Scoring'!$E$3:$AH$3,0)-1),MATCH(G$2&\" Score\",'C. PoC Adj Factor Scoring'!$E$4:$J$4,0),TRUE)","v":1},null,null,null,null,{"$f":"VLOOKUP(OFFSET($B:$B,,MATCH(L$4,$B$4:$F$4,0)-1),OFFSET('C. PoC Adj Factor Scoring'!$E$5:$J$282,,MATCH(L$4,'C. PoC Adj Factor Scoring'!$E$3:$AH$3,0)-1),MATCH(L$2&\" Score\",'C. PoC Adj Factor Scoring'!$E$4:$J$4,0),TRUE)","v":1},null,null,null,null,{"$f":"VLOOKUP(OFFSET($B:$B,,MATCH(Q$4,$B$4:$F$4,0)-1),OFFSET('C. PoC Adj Factor Scoring'!$E$5:$J$282,,MATCH(Q$4,'C. PoC Adj Factor Scoring'!$E$3:$AH$3,0)-1),MATCH(Q$2&\" Score\",'C. PoC Adj Factor Scoring'!$E$4:$J$4,0),TRUE)","v":1},null,null,null,null,{"$f":"VLOOKUP(OFFSET($B:$B,,MATCH(V$4,$B$4:$F$4,0)-1),OFFSET('C. PoC Adj Factor Scoring'!$E$5:$J$282,,MATCH(V$4,'C. PoC Adj Factor Scoring'!$E$3:$AH$3,0)-1),MATCH(V$2&\" Score\",'C. PoC Adj Factor Scoring'!$E$4:$J$4,0),TRUE)","v":1},null,null,null,null,{"$f":"VLOOKUP(OFFSET($B:$B,,MATCH(AA$4,$B$4:$F$4,0)-1),OFFSET('C. PoC Adj Factor Scoring'!$E$5:$J$282,,MATCH(AA$4,'C. PoC Adj Factor Scoring'!$E$3:$AH$3,0)-1),MATCH(AA$2&\" Score\",'C. PoC Adj Factor Scoring'!$E$4:$J$4,0),TRUE)","v":0}]
[{"$f":"'A. Population Info'!A478","v":473},{"$f":"'A. Population Info'!L478","v":2},null,null,null,null,{"$f":"VLOOKUP(OFFSET($B:$B,,MATCH(G$4,$B$4:$F$4,0)-1),OFFSET('C. PoC Adj Factor Scoring'!$E$5:$J$282,,MATCH(G$4,'C. PoC Adj Factor Scoring'!$E$3:$AH$3,0)-1),MATCH(G$2&\" Score\",'C. PoC Adj Factor Scoring'!$E$4:$J$4,0),TRUE)","v":2},null,null,null,null,{"$f":"VLOOKUP(OFFSET($B:$B,,MATCH(L$4,$B$4:$F$4,0)-1),OFFSET('C. PoC Adj Factor Scoring'!$E$5:$J$282,,MATCH(L$4,'C. PoC Adj Factor Scoring'!$E$3:$AH$3,0)-1),MATCH(L$2&\" Score\",'C. PoC Adj Factor Scoring'!$E$4:$J$4,0),TRUE)","v":2},null,null,null,null,{"$f":"VLOOKUP(OFFSET($B:$B,,MATCH(Q$4,$B$4:$F$4,0)-1),OFFSET('C. PoC Adj Factor Scoring'!$E$5:$J$282,,MATCH(Q$4,'C. PoC Adj Factor Scoring'!$E$3:$AH$3,0)-1),MATCH(Q$2&\" Score\",'C. PoC Adj Factor Scoring'!$E$4:$J$4,0),TRUE)","v":2},null,null,null,null,{"$f":"VLOOKUP(OFFSET($B:$B,,MATCH(V$4,$B$4:$F$4,0)-1),OFFSET('C. PoC Adj Factor Scoring'!$E$5:$J$282,,MATCH(V$4,'C. PoC Adj Factor Scoring'!$E$3:$AH$3,0)-1),MATCH(V$2&\" Score\",'C. PoC Adj Factor Scoring'!$E$4:$J$4,0),TRUE)","v":2},null,null,null,null,{"$f":"VLOOKUP(OFFSET($B:$B,,MATCH(AA$4,$B$4:$F$4,0)-1),OFFSET('C. PoC Adj Factor Scoring'!$E$5:$J$282,,MATCH(AA$4,'C. PoC Adj Factor Scoring'!$E$3:$AH$3,0)-1),MATCH(AA$2&\" Score\",'C. PoC Adj Factor Scoring'!$E$4:$J$4,0),TRUE)","v":0}]
[{"$f":"'A. Population Info'!A479","v":474},{"$f":"'A. Population Info'!L479","v":1},null,null,null,null,{"$f":"VLOOKUP(OFFSET($B:$B,,MATCH(G$4,$B$4:$F$4,0)-1),OFFSET('C. PoC Adj Factor Scoring'!$E$5:$J$282,,MATCH(G$4,'C. PoC Adj Factor Scoring'!$E$3:$AH$3,0)-1),MATCH(G$2&\" Score\",'C. PoC Adj Factor Scoring'!$E$4:$J$4,0),TRUE)","v":1},null,null,null,null,{"$f":"VLOOKUP(OFFSET($B:$B,,MATCH(L$4,$B$4:$F$4,0)-1),OFFSET('C. PoC Adj Factor Scoring'!$E$5:$J$282,,MATCH(L$4,'C. PoC Adj Factor Scoring'!$E$3:$AH$3,0)-1),MATCH(L$2&\" Score\",'C. PoC Adj Factor Scoring'!$E$4:$J$4,0),TRUE)","v":1},null,null,null,null,{"$f":"VLOOKUP(OFFSET($B:$B,,MATCH(Q$4,$B$4:$F$4,0)-1),OFFSET('C. PoC Adj Factor Scoring'!$E$5:$J$282,,MATCH(Q$4,'C. PoC Adj Factor Scoring'!$E$3:$AH$3,0)-1),MATCH(Q$2&\" Score\",'C. PoC Adj Factor Scoring'!$E$4:$J$4,0),TRUE)","v":1},null,null,null,null,{"$f":"VLOOKUP(OFFSET($B:$B,,MATCH(V$4,$B$4:$F$4,0)-1),OFFSET('C. PoC Adj Factor Scoring'!$E$5:$J$282,,MATCH(V$4,'C. PoC Adj Factor Scoring'!$E$3:$AH$3,0)-1),MATCH(V$2&\" Score\",'C. PoC Adj Factor Scoring'!$E$4:$J$4,0),TRUE)","v":1},null,null,null,null,{"$f":"VLOOKUP(OFFSET($B:$B,,MATCH(AA$4,$B$4:$F$4,0)-1),OFFSET('C. PoC Adj Factor Scoring'!$E$5:$J$282,,MATCH(AA$4,'C. PoC Adj Factor Scoring'!$E$3:$AH$3,0)-1),MATCH(AA$2&\" Score\",'C. PoC Adj Factor Scoring'!$E$4:$J$4,0),TRUE)","v":0}]
[{"$f":"'A. Population Info'!A480","v":475},{"$f":"'A. Population Info'!L480","v":2},null,null,null,null,{"$f":"VLOOKUP(OFFSET($B:$B,,MATCH(G$4,$B$4:$F$4,0)-1),OFFSET('C. PoC Adj Factor Scoring'!$E$5:$J$282,,MATCH(G$4,'C. PoC Adj Factor Scoring'!$E$3:$AH$3,0)-1),MATCH(G$2&\" Score\",'C. PoC Adj Factor Scoring'!$E$4:$J$4,0),TRUE)","v":2},null,null,null,null,{"$f":"VLOOKUP(OFFSET($B:$B,,MATCH(L$4,$B$4:$F$4,0)-1),OFFSET('C. PoC Adj Factor Scoring'!$E$5:$J$282,,MATCH(L$4,'C. PoC Adj Factor Scoring'!$E$3:$AH$3,0)-1),MATCH(L$2&\" Score\",'C. PoC Adj Factor Scoring'!$E$4:$J$4,0),TRUE)","v":2},null,null,null,null,{"$f":"VLOOKUP(OFFSET($B:$B,,MATCH(Q$4,$B$4:$F$4,0)-1),OFFSET('C. PoC Adj Factor Scoring'!$E$5:$J$282,,MATCH(Q$4,'C. PoC Adj Factor Scoring'!$E$3:$AH$3,0)-1),MATCH(Q$2&\" Score\",'C. PoC Adj Factor Scoring'!$E$4:$J$4,0),TRUE)","v":2},null,null,null,null,{"$f":"VLOOKUP(OFFSET($B:$B,,MATCH(V$4,$B$4:$F$4,0)-1),OFFSET('C. PoC Adj Factor Scoring'!$E$5:$J$282,,MATCH(V$4,'C. PoC Adj Factor Scoring'!$E$3:$AH$3,0)-1),MATCH(V$2&\" Score\",'C. PoC Adj Factor Scoring'!$E$4:$J$4,0),TRUE)","v":2},null,null,null,null,{"$f":"VLOOKUP(OFFSET($B:$B,,MATCH(AA$4,$B$4:$F$4,0)-1),OFFSET('C. PoC Adj Factor Scoring'!$E$5:$J$282,,MATCH(AA$4,'C. PoC Adj Factor Scoring'!$E$3:$AH$3,0)-1),MATCH(AA$2&\" Score\",'C. PoC Adj Factor Scoring'!$E$4:$J$4,0),TRUE)","v":0}]
[{"$f":"'A. Population Info'!A481","v":476},{"$f":"'A. Population Info'!L481","v":1},null,null,null,null,{"$f":"VLOOKUP(OFFSET($B:$B,,MATCH(G$4,$B$4:$F$4,0)-1),OFFSET('C. PoC Adj Factor Scoring'!$E$5:$J$282,,MATCH(G$4,'C. PoC Adj Factor Scoring'!$E$3:$AH$3,0)-1),MATCH(G$2&\" Score\",'C. PoC Adj Factor Scoring'!$E$4:$J$4,0),TRUE)","v":1},null,null,null,null,{"$f":"VLOOKUP(OFFSET($B:$B,,MATCH(L$4,$B$4:$F$4,0)-1),OFFSET('C. PoC Adj Factor Scoring'!$E$5:$J$282,,MATCH(L$4,'C. PoC Adj Factor Scoring'!$E$3:$AH$3,0)-1),MATCH(L$2&\" Score\",'C. PoC Adj Factor Scoring'!$E$4:$J$4,0),TRUE)","v":1},null,null,null,null,{"$f":"VLOOKUP(OFFSET($B:$B,,MATCH(Q$4,$B$4:$F$4,0)-1),OFFSET('C. PoC Adj Factor Scoring'!$E$5:$J$282,,MATCH(Q$4,'C. PoC Adj Factor Scoring'!$E$3:$AH$3,0)-1),MATCH(Q$2&\" Score\",'C. PoC Adj Factor Scoring'!$E$4:$J$4,0),TRUE)","v":1},null,null,null,null,{"$f":"VLOOKUP(OFFSET($B:$B,,MATCH(V$4,$B$4:$F$4,0)-1),OFFSET('C. PoC Adj Factor Scoring'!$E$5:$J$282,,MATCH(V$4,'C. PoC Adj Factor Scoring'!$E$3:$AH$3,0)-1),MATCH(V$2&\" Score\",'C. PoC Adj Factor Scoring'!$E$4:$J$4,0),TRUE)","v":1},null,null,null,null,{"$f":"VLOOKUP(OFFSET($B:$B,,MATCH(AA$4,$B$4:$F$4,0)-1),OFFSET('C. PoC Adj Factor Scoring'!$E$5:$J$282,,MATCH(AA$4,'C. PoC Adj Factor Scoring'!$E$3:$AH$3,0)-1),MATCH(AA$2&\" Score\",'C. PoC Adj Factor Scoring'!$E$4:$J$4,0),TRUE)","v":0}]
[{"$f":"'A. Population Info'!A482","v":477},{"$f":"'A. Population Info'!L482","v":1},null,null,null,null,{"$f":"VLOOKUP(OFFSET($B:$B,,MATCH(G$4,$B$4:$F$4,0)-1),OFFSET('C. PoC Adj Factor Scoring'!$E$5:$J$282,,MATCH(G$4,'C. PoC Adj Factor Scoring'!$E$3:$AH$3,0)-1),MATCH(G$2&\" Score\",'C. PoC Adj Factor Scoring'!$E$4:$J$4,0),TRUE)","v":1},null,null,null,null,{"$f":"VLOOKUP(OFFSET($B:$B,,MATCH(L$4,$B$4:$F$4,0)-1),OFFSET('C. PoC Adj Factor Scoring'!$E$5:$J$282,,MATCH(L$4,'C. PoC Adj Factor Scoring'!$E$3:$AH$3,0)-1),MATCH(L$2&\" Score\",'C. PoC Adj Factor Scoring'!$E$4:$J$4,0),TRUE)","v":1},null,null,null,null,{"$f":"VLOOKUP(OFFSET($B:$B,,MATCH(Q$4,$B$4:$F$4,0)-1),OFFSET('C. PoC Adj Factor Scoring'!$E$5:$J$282,,MATCH(Q$4,'C. PoC Adj Factor Scoring'!$E$3:$AH$3,0)-1),MATCH(Q$2&\" Score\",'C. PoC Adj Factor Scoring'!$E$4:$J$4,0),TRUE)","v":1},null,null,null,null,{"$f":"VLOOKUP(OFFSET($B:$B,,MATCH(V$4,$B$4:$F$4,0)-1),OFFSET('C. PoC Adj Factor Scoring'!$E$5:$J$282,,MATCH(V$4,'C. PoC Adj Factor Scoring'!$E$3:$AH$3,0)-1),MATCH(V$2&\" Score\",'C. PoC Adj Factor Scoring'!$E$4:$J$4,0),TRUE)","v":1},null,null,null,null,{"$f":"VLOOKUP(OFFSET($B:$B,,MATCH(AA$4,$B$4:$F$4,0)-1),OFFSET('C. PoC Adj Factor Scoring'!$E$5:$J$282,,MATCH(AA$4,'C. PoC Adj Factor Scoring'!$E$3:$AH$3,0)-1),MATCH(AA$2&\" Score\",'C. PoC Adj Factor Scoring'!$E$4:$J$4,0),TRUE)","v":0}]
[{"$f":"'A. Population Info'!A483","v":478},{"$f":"'A. Population Info'!L483","v":1},null,null,null,null,{"$f":"VLOOKUP(OFFSET($B:$B,,MATCH(G$4,$B$4:$F$4,0)-1),OFFSET('C. PoC Adj Factor Scoring'!$E$5:$J$282,,MATCH(G$4,'C. PoC Adj Factor Scoring'!$E$3:$AH$3,0)-1),MATCH(G$2&\" Score\",'C. PoC Adj Factor Scoring'!$E$4:$J$4,0),TRUE)","v":1},null,null,null,null,{"$f":"VLOOKUP(OFFSET($B:$B,,MATCH(L$4,$B$4:$F$4,0)-1),OFFSET('C. PoC Adj Factor Scoring'!$E$5:$J$282,,MATCH(L$4,'C. PoC Adj Factor Scoring'!$E$3:$AH$3,0)-1),MATCH(L$2&\" Score\",'C. PoC Adj Factor Scoring'!$E$4:$J$4,0),TRUE)","v":1},null,null,null,null,{"$f":"VLOOKUP(OFFSET($B:$B,,MATCH(Q$4,$B$4:$F$4,0)-1),OFFSET('C. PoC Adj Factor Scoring'!$E$5:$J$282,,MATCH(Q$4,'C. PoC Adj Factor Scoring'!$E$3:$AH$3,0)-1),MATCH(Q$2&\" Score\",'C. PoC Adj Factor Scoring'!$E$4:$J$4,0),TRUE)","v":1},null,null,null,null,{"$f":"VLOOKUP(OFFSET($B:$B,,MATCH(V$4,$B$4:$F$4,0)-1),OFFSET('C. PoC Adj Factor Scoring'!$E$5:$J$282,,MATCH(V$4,'C. PoC Adj Factor Scoring'!$E$3:$AH$3,0)-1),MATCH(V$2&\" Score\",'C. PoC Adj Factor Scoring'!$E$4:$J$4,0),TRUE)","v":1},null,null,null,null,{"$f":"VLOOKUP(OFFSET($B:$B,,MATCH(AA$4,$B$4:$F$4,0)-1),OFFSET('C. PoC Adj Factor Scoring'!$E$5:$J$282,,MATCH(AA$4,'C. PoC Adj Factor Scoring'!$E$3:$AH$3,0)-1),MATCH(AA$2&\" Score\",'C. PoC Adj Factor Scoring'!$E$4:$J$4,0),TRUE)","v":0}]
[{"$f":"'A. Population Info'!A484","v":479},{"$f":"'A. Population Info'!L484","v":1},null,null,null,null,{"$f":"VLOOKUP(OFFSET($B:$B,,MATCH(G$4,$B$4:$F$4,0)-1),OFFSET('C. PoC Adj Factor Scoring'!$E$5:$J$282,,MATCH(G$4,'C. PoC Adj Factor Scoring'!$E$3:$AH$3,0)-1),MATCH(G$2&\" Score\",'C. PoC Adj Factor Scoring'!$E$4:$J$4,0),TRUE)","v":1},null,null,null,null,{"$f":"VLOOKUP(OFFSET($B:$B,,MATCH(L$4,$B$4:$F$4,0)-1),OFFSET('C. PoC Adj Factor Scoring'!$E$5:$J$282,,MATCH(L$4,'C. PoC Adj Factor Scoring'!$E$3:$AH$3,0)-1),MATCH(L$2&\" Score\",'C. PoC Adj Factor Scoring'!$E$4:$J$4,0),TRUE)","v":1},null,null,null,null,{"$f":"VLOOKUP(OFFSET($B:$B,,MATCH(Q$4,$B$4:$F$4,0)-1),OFFSET('C. PoC Adj Factor Scoring'!$E$5:$J$282,,MATCH(Q$4,'C. PoC Adj Factor Scoring'!$E$3:$AH$3,0)-1),MATCH(Q$2&\" Score\",'C. PoC Adj Factor Scoring'!$E$4:$J$4,0),TRUE)","v":1},null,null,null,null,{"$f":"VLOOKUP(OFFSET($B:$B,,MATCH(V$4,$B$4:$F$4,0)-1),OFFSET('C. PoC Adj Factor Scoring'!$E$5:$J$282,,MATCH(V$4,'C. PoC Adj Factor Scoring'!$E$3:$AH$3,0)-1),MATCH(V$2&\" Score\",'C. PoC Adj Factor Scoring'!$E$4:$J$4,0),TRUE)","v":1},null,null,null,null,{"$f":"VLOOKUP(OFFSET($B:$B,,MATCH(AA$4,$B$4:$F$4,0)-1),OFFSET('C. PoC Adj Factor Scoring'!$E$5:$J$282,,MATCH(AA$4,'C. PoC Adj Factor Scoring'!$E$3:$AH$3,0)-1),MATCH(AA$2&\" Score\",'C. PoC Adj Factor Scoring'!$E$4:$J$4,0),TRUE)","v":0}]
[{"$f":"'A. Population Info'!A485","v":480},{"$f":"'A. Population Info'!L485","v":2},null,null,null,null,{"$f":"VLOOKUP(OFFSET($B:$B,,MATCH(G$4,$B$4:$F$4,0)-1),OFFSET('C. PoC Adj Factor Scoring'!$E$5:$J$282,,MATCH(G$4,'C. PoC Adj Factor Scoring'!$E$3:$AH$3,0)-1),MATCH(G$2&\" Score\",'C. PoC Adj Factor Scoring'!$E$4:$J$4,0),TRUE)","v":2},null,null,null,null,{"$f":"VLOOKUP(OFFSET($B:$B,,MATCH(L$4,$B$4:$F$4,0)-1),OFFSET('C. PoC Adj Factor Scoring'!$E$5:$J$282,,MATCH(L$4,'C. PoC Adj Factor Scoring'!$E$3:$AH$3,0)-1),MATCH(L$2&\" Score\",'C. PoC Adj Factor Scoring'!$E$4:$J$4,0),TRUE)","v":2},null,null,null,null,{"$f":"VLOOKUP(OFFSET($B:$B,,MATCH(Q$4,$B$4:$F$4,0)-1),OFFSET('C. PoC Adj Factor Scoring'!$E$5:$J$282,,MATCH(Q$4,'C. PoC Adj Factor Scoring'!$E$3:$AH$3,0)-1),MATCH(Q$2&\" Score\",'C. PoC Adj Factor Scoring'!$E$4:$J$4,0),TRUE)","v":2},null,null,null,null,{"$f":"VLOOKUP(OFFSET($B:$B,,MATCH(V$4,$B$4:$F$4,0)-1),OFFSET('C. PoC Adj Factor Scoring'!$E$5:$J$282,,MATCH(V$4,'C. PoC Adj Factor Scoring'!$E$3:$AH$3,0)-1),MATCH(V$2&\" Score\",'C. PoC Adj Factor Scoring'!$E$4:$J$4,0),TRUE)","v":2},null,null,null,null,{"$f":"VLOOKUP(OFFSET($B:$B,,MATCH(AA$4,$B$4:$F$4,0)-1),OFFSET('C. PoC Adj Factor Scoring'!$E$5:$J$282,,MATCH(AA$4,'C. PoC Adj Factor Scoring'!$E$3:$AH$3,0)-1),MATCH(AA$2&\" Score\",'C. PoC Adj Factor Scoring'!$E$4:$J$4,0),TRUE)","v":0}]
[{"$f":"'A. Population Info'!A486","v":481},{"$f":"'A. Population Info'!L486","v":2},null,null,null,null,{"$f":"VLOOKUP(OFFSET($B:$B,,MATCH(G$4,$B$4:$F$4,0)-1),OFFSET('C. PoC Adj Factor Scoring'!$E$5:$J$282,,MATCH(G$4,'C. PoC Adj Factor Scoring'!$E$3:$AH$3,0)-1),MATCH(G$2&\" Score\",'C. PoC Adj Factor Scoring'!$E$4:$J$4,0),TRUE)","v":2},null,null,null,null,{"$f":"VLOOKUP(OFFSET($B:$B,,MATCH(L$4,$B$4:$F$4,0)-1),OFFSET('C. PoC Adj Factor Scoring'!$E$5:$J$282,,MATCH(L$4,'C. PoC Adj Factor Scoring'!$E$3:$AH$3,0)-1),MATCH(L$2&\" Score\",'C. PoC Adj Factor Scoring'!$E$4:$J$4,0),TRUE)","v":2},null,null,null,null,{"$f":"VLOOKUP(OFFSET($B:$B,,MATCH(Q$4,$B$4:$F$4,0)-1),OFFSET('C. PoC Adj Factor Scoring'!$E$5:$J$282,,MATCH(Q$4,'C. PoC Adj Factor Scoring'!$E$3:$AH$3,0)-1),MATCH(Q$2&\" Score\",'C. PoC Adj Factor Scoring'!$E$4:$J$4,0),TRUE)","v":2},null,null,null,null,{"$f":"VLOOKUP(OFFSET($B:$B,,MATCH(V$4,$B$4:$F$4,0)-1),OFFSET('C. PoC Adj Factor Scoring'!$E$5:$J$282,,MATCH(V$4,'C. PoC Adj Factor Scoring'!$E$3:$AH$3,0)-1),MATCH(V$2&\" Score\",'C. PoC Adj Factor Scoring'!$E$4:$J$4,0),TRUE)","v":2},null,null,null,null,{"$f":"VLOOKUP(OFFSET($B:$B,,MATCH(AA$4,$B$4:$F$4,0)-1),OFFSET('C. PoC Adj Factor Scoring'!$E$5:$J$282,,MATCH(AA$4,'C. PoC Adj Factor Scoring'!$E$3:$AH$3,0)-1),MATCH(AA$2&\" Score\",'C. PoC Adj Factor Scoring'!$E$4:$J$4,0),TRUE)","v":0}]
[{"$f":"'A. Population Info'!A487","v":482},{"$f":"'A. Population Info'!L487","v":2},null,null,null,null,{"$f":"VLOOKUP(OFFSET($B:$B,,MATCH(G$4,$B$4:$F$4,0)-1),OFFSET('C. PoC Adj Factor Scoring'!$E$5:$J$282,,MATCH(G$4,'C. PoC Adj Factor Scoring'!$E$3:$AH$3,0)-1),MATCH(G$2&\" Score\",'C. PoC Adj Factor Scoring'!$E$4:$J$4,0),TRUE)","v":2},null,null,null,null,{"$f":"VLOOKUP(OFFSET($B:$B,,MATCH(L$4,$B$4:$F$4,0)-1),OFFSET('C. PoC Adj Factor Scoring'!$E$5:$J$282,,MATCH(L$4,'C. PoC Adj Factor Scoring'!$E$3:$AH$3,0)-1),MATCH(L$2&\" Score\",'C. PoC Adj Factor Scoring'!$E$4:$J$4,0),TRUE)","v":2},null,null,null,null,{"$f":"VLOOKUP(OFFSET($B:$B,,MATCH(Q$4,$B$4:$F$4,0)-1),OFFSET('C. PoC Adj Factor Scoring'!$E$5:$J$282,,MATCH(Q$4,'C. PoC Adj Factor Scoring'!$E$3:$AH$3,0)-1),MATCH(Q$2&\" Score\",'C. PoC Adj Factor Scoring'!$E$4:$J$4,0),TRUE)","v":2},null,null,null,null,{"$f":"VLOOKUP(OFFSET($B:$B,,MATCH(V$4,$B$4:$F$4,0)-1),OFFSET('C. PoC Adj Factor Scoring'!$E$5:$J$282,,MATCH(V$4,'C. PoC Adj Factor Scoring'!$E$3:$AH$3,0)-1),MATCH(V$2&\" Score\",'C. PoC Adj Factor Scoring'!$E$4:$J$4,0),TRUE)","v":2},null,null,null,null,{"$f":"VLOOKUP(OFFSET($B:$B,,MATCH(AA$4,$B$4:$F$4,0)-1),OFFSET('C. PoC Adj Factor Scoring'!$E$5:$J$282,,MATCH(AA$4,'C. PoC Adj Factor Scoring'!$E$3:$AH$3,0)-1),MATCH(AA$2&\" Score\",'C. PoC Adj Factor Scoring'!$E$4:$J$4,0),TRUE)","v":0}]
[{"$f":"'A. Population Info'!A488","v":483},{"$f":"'A. Population Info'!L488","v":2},null,null,null,null,{"$f":"VLOOKUP(OFFSET($B:$B,,MATCH(G$4,$B$4:$F$4,0)-1),OFFSET('C. PoC Adj Factor Scoring'!$E$5:$J$282,,MATCH(G$4,'C. PoC Adj Factor Scoring'!$E$3:$AH$3,0)-1),MATCH(G$2&\" Score\",'C. PoC Adj Factor Scoring'!$E$4:$J$4,0),TRUE)","v":2},null,null,null,null,{"$f":"VLOOKUP(OFFSET($B:$B,,MATCH(L$4,$B$4:$F$4,0)-1),OFFSET('C. PoC Adj Factor Scoring'!$E$5:$J$282,,MATCH(L$4,'C. PoC Adj Factor Scoring'!$E$3:$AH$3,0)-1),MATCH(L$2&\" Score\",'C. PoC Adj Factor Scoring'!$E$4:$J$4,0),TRUE)","v":2},null,null,null,null,{"$f":"VLOOKUP(OFFSET($B:$B,,MATCH(Q$4,$B$4:$F$4,0)-1),OFFSET('C. PoC Adj Factor Scoring'!$E$5:$J$282,,MATCH(Q$4,'C. PoC Adj Factor Scoring'!$E$3:$AH$3,0)-1),MATCH(Q$2&\" Score\",'C. PoC Adj Factor Scoring'!$E$4:$J$4,0),TRUE)","v":2},null,null,null,null,{"$f":"VLOOKUP(OFFSET($B:$B,,MATCH(V$4,$B$4:$F$4,0)-1),OFFSET('C. PoC Adj Factor Scoring'!$E$5:$J$282,,MATCH(V$4,'C. PoC Adj Factor Scoring'!$E$3:$AH$3,0)-1),MATCH(V$2&\" Score\",'C. PoC Adj Factor Scoring'!$E$4:$J$4,0),TRUE)","v":2},null,null,null,null,{"$f":"VLOOKUP(OFFSET($B:$B,,MATCH(AA$4,$B$4:$F$4,0)-1),OFFSET('C. PoC Adj Factor Scoring'!$E$5:$J$282,,MATCH(AA$4,'C. PoC Adj Factor Scoring'!$E$3:$AH$3,0)-1),MATCH(AA$2&\" Score\",'C. PoC Adj Factor Scoring'!$E$4:$J$4,0),TRUE)","v":0}]
[{"$f":"'A. Population Info'!A489","v":484},{"$f":"'A. Population Info'!L489","v":2},null,null,null,null,{"$f":"VLOOKUP(OFFSET($B:$B,,MATCH(G$4,$B$4:$F$4,0)-1),OFFSET('C. PoC Adj Factor Scoring'!$E$5:$J$282,,MATCH(G$4,'C. PoC Adj Factor Scoring'!$E$3:$AH$3,0)-1),MATCH(G$2&\" Score\",'C. PoC Adj Factor Scoring'!$E$4:$J$4,0),TRUE)","v":2},null,null,null,null,{"$f":"VLOOKUP(OFFSET($B:$B,,MATCH(L$4,$B$4:$F$4,0)-1),OFFSET('C. PoC Adj Factor Scoring'!$E$5:$J$282,,MATCH(L$4,'C. PoC Adj Factor Scoring'!$E$3:$AH$3,0)-1),MATCH(L$2&\" Score\",'C. PoC Adj Factor Scoring'!$E$4:$J$4,0),TRUE)","v":2},null,null,null,null,{"$f":"VLOOKUP(OFFSET($B:$B,,MATCH(Q$4,$B$4:$F$4,0)-1),OFFSET('C. PoC Adj Factor Scoring'!$E$5:$J$282,,MATCH(Q$4,'C. PoC Adj Factor Scoring'!$E$3:$AH$3,0)-1),MATCH(Q$2&\" Score\",'C. PoC Adj Factor Scoring'!$E$4:$J$4,0),TRUE)","v":2},null,null,null,null,{"$f":"VLOOKUP(OFFSET($B:$B,,MATCH(V$4,$B$4:$F$4,0)-1),OFFSET('C. PoC Adj Factor Scoring'!$E$5:$J$282,,MATCH(V$4,'C. PoC Adj Factor Scoring'!$E$3:$AH$3,0)-1),MATCH(V$2&\" Score\",'C. PoC Adj Factor Scoring'!$E$4:$J$4,0),TRUE)","v":2},null,null,null,null,{"$f":"VLOOKUP(OFFSET($B:$B,,MATCH(AA$4,$B$4:$F$4,0)-1),OFFSET('C. PoC Adj Factor Scoring'!$E$5:$J$282,,MATCH(AA$4,'C. PoC Adj Factor Scoring'!$E$3:$AH$3,0)-1),MATCH(AA$2&\" Score\",'C. PoC Adj Factor Scoring'!$E$4:$J$4,0),TRUE)","v":0}]
[{"$f":"'A. Population Info'!A490","v":485},{"$f":"'A. Population Info'!L490","v":1},null,null,null,null,{"$f":"VLOOKUP(OFFSET($B:$B,,MATCH(G$4,$B$4:$F$4,0)-1),OFFSET('C. PoC Adj Factor Scoring'!$E$5:$J$282,,MATCH(G$4,'C. PoC Adj Factor Scoring'!$E$3:$AH$3,0)-1),MATCH(G$2&\" Score\",'C. PoC Adj Factor Scoring'!$E$4:$J$4,0),TRUE)","v":1},null,null,null,null,{"$f":"VLOOKUP(OFFSET($B:$B,,MATCH(L$4,$B$4:$F$4,0)-1),OFFSET('C. PoC Adj Factor Scoring'!$E$5:$J$282,,MATCH(L$4,'C. PoC Adj Factor Scoring'!$E$3:$AH$3,0)-1),MATCH(L$2&\" Score\",'C. PoC Adj Factor Scoring'!$E$4:$J$4,0),TRUE)","v":1},null,null,null,null,{"$f":"VLOOKUP(OFFSET($B:$B,,MATCH(Q$4,$B$4:$F$4,0)-1),OFFSET('C. PoC Adj Factor Scoring'!$E$5:$J$282,,MATCH(Q$4,'C. PoC Adj Factor Scoring'!$E$3:$AH$3,0)-1),MATCH(Q$2&\" Score\",'C. PoC Adj Factor Scoring'!$E$4:$J$4,0),TRUE)","v":1},null,null,null,null,{"$f":"VLOOKUP(OFFSET($B:$B,,MATCH(V$4,$B$4:$F$4,0)-1),OFFSET('C. PoC Adj Factor Scoring'!$E$5:$J$282,,MATCH(V$4,'C. PoC Adj Factor Scoring'!$E$3:$AH$3,0)-1),MATCH(V$2&\" Score\",'C. PoC Adj Factor Scoring'!$E$4:$J$4,0),TRUE)","v":1},null,null,null,null,{"$f":"VLOOKUP(OFFSET($B:$B,,MATCH(AA$4,$B$4:$F$4,0)-1),OFFSET('C. PoC Adj Factor Scoring'!$E$5:$J$282,,MATCH(AA$4,'C. PoC Adj Factor Scoring'!$E$3:$AH$3,0)-1),MATCH(AA$2&\" Score\",'C. PoC Adj Factor Scoring'!$E$4:$J$4,0),TRUE)","v":0}]
[{"$f":"'A. Population Info'!A491","v":486},{"$f":"'A. Population Info'!L491","v":2},null,null,null,null,{"$f":"VLOOKUP(OFFSET($B:$B,,MATCH(G$4,$B$4:$F$4,0)-1),OFFSET('C. PoC Adj Factor Scoring'!$E$5:$J$282,,MATCH(G$4,'C. PoC Adj Factor Scoring'!$E$3:$AH$3,0)-1),MATCH(G$2&\" Score\",'C. PoC Adj Factor Scoring'!$E$4:$J$4,0),TRUE)","v":2},null,null,null,null,{"$f":"VLOOKUP(OFFSET($B:$B,,MATCH(L$4,$B$4:$F$4,0)-1),OFFSET('C. PoC Adj Factor Scoring'!$E$5:$J$282,,MATCH(L$4,'C. PoC Adj Factor Scoring'!$E$3:$AH$3,0)-1),MATCH(L$2&\" Score\",'C. PoC Adj Factor Scoring'!$E$4:$J$4,0),TRUE)","v":2},null,null,null,null,{"$f":"VLOOKUP(OFFSET($B:$B,,MATCH(Q$4,$B$4:$F$4,0)-1),OFFSET('C. PoC Adj Factor Scoring'!$E$5:$J$282,,MATCH(Q$4,'C. PoC Adj Factor Scoring'!$E$3:$AH$3,0)-1),MATCH(Q$2&\" Score\",'C. PoC Adj Factor Scoring'!$E$4:$J$4,0),TRUE)","v":2},null,null,null,null,{"$f":"VLOOKUP(OFFSET($B:$B,,MATCH(V$4,$B$4:$F$4,0)-1),OFFSET('C. PoC Adj Factor Scoring'!$E$5:$J$282,,MATCH(V$4,'C. PoC Adj Factor Scoring'!$E$3:$AH$3,0)-1),MATCH(V$2&\" Score\",'C. PoC Adj Factor Scoring'!$E$4:$J$4,0),TRUE)","v":2},null,null,null,null,{"$f":"VLOOKUP(OFFSET($B:$B,,MATCH(AA$4,$B$4:$F$4,0)-1),OFFSET('C. PoC Adj Factor Scoring'!$E$5:$J$282,,MATCH(AA$4,'C. PoC Adj Factor Scoring'!$E$3:$AH$3,0)-1),MATCH(AA$2&\" Score\",'C. PoC Adj Factor Scoring'!$E$4:$J$4,0),TRUE)","v":0}]
[{"$f":"'A. Population Info'!A492","v":487},{"$f":"'A. Population Info'!L492","v":1},null,null,null,null,{"$f":"VLOOKUP(OFFSET($B:$B,,MATCH(G$4,$B$4:$F$4,0)-1),OFFSET('C. PoC Adj Factor Scoring'!$E$5:$J$282,,MATCH(G$4,'C. PoC Adj Factor Scoring'!$E$3:$AH$3,0)-1),MATCH(G$2&\" Score\",'C. PoC Adj Factor Scoring'!$E$4:$J$4,0),TRUE)","v":1},null,null,null,null,{"$f":"VLOOKUP(OFFSET($B:$B,,MATCH(L$4,$B$4:$F$4,0)-1),OFFSET('C. PoC Adj Factor Scoring'!$E$5:$J$282,,MATCH(L$4,'C. PoC Adj Factor Scoring'!$E$3:$AH$3,0)-1),MATCH(L$2&\" Score\",'C. PoC Adj Factor Scoring'!$E$4:$J$4,0),TRUE)","v":1},null,null,null,null,{"$f":"VLOOKUP(OFFSET($B:$B,,MATCH(Q$4,$B$4:$F$4,0)-1),OFFSET('C. PoC Adj Factor Scoring'!$E$5:$J$282,,MATCH(Q$4,'C. PoC Adj Factor Scoring'!$E$3:$AH$3,0)-1),MATCH(Q$2&\" Score\",'C. PoC Adj Factor Scoring'!$E$4:$J$4,0),TRUE)","v":1},null,null,null,null,{"$f":"VLOOKUP(OFFSET($B:$B,,MATCH(V$4,$B$4:$F$4,0)-1),OFFSET('C. PoC Adj Factor Scoring'!$E$5:$J$282,,MATCH(V$4,'C. PoC Adj Factor Scoring'!$E$3:$AH$3,0)-1),MATCH(V$2&\" Score\",'C. PoC Adj Factor Scoring'!$E$4:$J$4,0),TRUE)","v":1},null,null,null,null,{"$f":"VLOOKUP(OFFSET($B:$B,,MATCH(AA$4,$B$4:$F$4,0)-1),OFFSET('C. PoC Adj Factor Scoring'!$E$5:$J$282,,MATCH(AA$4,'C. PoC Adj Factor Scoring'!$E$3:$AH$3,0)-1),MATCH(AA$2&\" Score\",'C. PoC Adj Factor Scoring'!$E$4:$J$4,0),TRUE)","v":0}]
[{"$f":"'A. Population Info'!A493","v":488},{"$f":"'A. Population Info'!L493","v":2},null,null,null,null,{"$f":"VLOOKUP(OFFSET($B:$B,,MATCH(G$4,$B$4:$F$4,0)-1),OFFSET('C. PoC Adj Factor Scoring'!$E$5:$J$282,,MATCH(G$4,'C. PoC Adj Factor Scoring'!$E$3:$AH$3,0)-1),MATCH(G$2&\" Score\",'C. PoC Adj Factor Scoring'!$E$4:$J$4,0),TRUE)","v":2},null,null,null,null,{"$f":"VLOOKUP(OFFSET($B:$B,,MATCH(L$4,$B$4:$F$4,0)-1),OFFSET('C. PoC Adj Factor Scoring'!$E$5:$J$282,,MATCH(L$4,'C. PoC Adj Factor Scoring'!$E$3:$AH$3,0)-1),MATCH(L$2&\" Score\",'C. PoC Adj Factor Scoring'!$E$4:$J$4,0),TRUE)","v":2},null,null,null,null,{"$f":"VLOOKUP(OFFSET($B:$B,,MATCH(Q$4,$B$4:$F$4,0)-1),OFFSET('C. PoC Adj Factor Scoring'!$E$5:$J$282,,MATCH(Q$4,'C. PoC Adj Factor Scoring'!$E$3:$AH$3,0)-1),MATCH(Q$2&\" Score\",'C. PoC Adj Factor Scoring'!$E$4:$J$4,0),TRUE)","v":2},null,null,null,null,{"$f":"VLOOKUP(OFFSET($B:$B,,MATCH(V$4,$B$4:$F$4,0)-1),OFFSET('C. PoC Adj Factor Scoring'!$E$5:$J$282,,MATCH(V$4,'C. PoC Adj Factor Scoring'!$E$3:$AH$3,0)-1),MATCH(V$2&\" Score\",'C. PoC Adj Factor Scoring'!$E$4:$J$4,0),TRUE)","v":2},null,null,null,null,{"$f":"VLOOKUP(OFFSET($B:$B,,MATCH(AA$4,$B$4:$F$4,0)-1),OFFSET('C. PoC Adj Factor Scoring'!$E$5:$J$282,,MATCH(AA$4,'C. PoC Adj Factor Scoring'!$E$3:$AH$3,0)-1),MATCH(AA$2&\" Score\",'C. PoC Adj Factor Scoring'!$E$4:$J$4,0),TRUE)","v":0}]
[{"$f":"'A. Population Info'!A494","v":489},{"$f":"'A. Population Info'!L494","v":2},null,null,null,null,{"$f":"VLOOKUP(OFFSET($B:$B,,MATCH(G$4,$B$4:$F$4,0)-1),OFFSET('C. PoC Adj Factor Scoring'!$E$5:$J$282,,MATCH(G$4,'C. PoC Adj Factor Scoring'!$E$3:$AH$3,0)-1),MATCH(G$2&\" Score\",'C. PoC Adj Factor Scoring'!$E$4:$J$4,0),TRUE)","v":2},null,null,null,null,{"$f":"VLOOKUP(OFFSET($B:$B,,MATCH(L$4,$B$4:$F$4,0)-1),OFFSET('C. PoC Adj Factor Scoring'!$E$5:$J$282,,MATCH(L$4,'C. PoC Adj Factor Scoring'!$E$3:$AH$3,0)-1),MATCH(L$2&\" Score\",'C. PoC Adj Factor Scoring'!$E$4:$J$4,0),TRUE)","v":2},null,null,null,null,{"$f":"VLOOKUP(OFFSET($B:$B,,MATCH(Q$4,$B$4:$F$4,0)-1),OFFSET('C. PoC Adj Factor Scoring'!$E$5:$J$282,,MATCH(Q$4,'C. PoC Adj Factor Scoring'!$E$3:$AH$3,0)-1),MATCH(Q$2&\" Score\",'C. PoC Adj Factor Scoring'!$E$4:$J$4,0),TRUE)","v":2},null,null,null,null,{"$f":"VLOOKUP(OFFSET($B:$B,,MATCH(V$4,$B$4:$F$4,0)-1),OFFSET('C. PoC Adj Factor Scoring'!$E$5:$J$282,,MATCH(V$4,'C. PoC Adj Factor Scoring'!$E$3:$AH$3,0)-1),MATCH(V$2&\" Score\",'C. PoC Adj Factor Scoring'!$E$4:$J$4,0),TRUE)","v":2},null,null,null,null,{"$f":"VLOOKUP(OFFSET($B:$B,,MATCH(AA$4,$B$4:$F$4,0)-1),OFFSET('C. PoC Adj Factor Scoring'!$E$5:$J$282,,MATCH(AA$4,'C. PoC Adj Factor Scoring'!$E$3:$AH$3,0)-1),MATCH(AA$2&\" Score\",'C. PoC Adj Factor Scoring'!$E$4:$J$4,0),TRUE)","v":0}]
[{"$f":"'A. Population Info'!A495","v":490},{"$f":"'A. Population Info'!L495","v":4},null,null,null,null,{"$f":"VLOOKUP(OFFSET($B:$B,,MATCH(G$4,$B$4:$F$4,0)-1),OFFSET('C. PoC Adj Factor Scoring'!$E$5:$J$282,,MATCH(G$4,'C. PoC Adj Factor Scoring'!$E$3:$AH$3,0)-1),MATCH(G$2&\" Score\",'C. PoC Adj Factor Scoring'!$E$4:$J$4,0),TRUE)","v":4},null,null,null,null,{"$f":"VLOOKUP(OFFSET($B:$B,,MATCH(L$4,$B$4:$F$4,0)-1),OFFSET('C. PoC Adj Factor Scoring'!$E$5:$J$282,,MATCH(L$4,'C. PoC Adj Factor Scoring'!$E$3:$AH$3,0)-1),MATCH(L$2&\" Score\",'C. PoC Adj Factor Scoring'!$E$4:$J$4,0),TRUE)","v":4},null,null,null,null,{"$f":"VLOOKUP(OFFSET($B:$B,,MATCH(Q$4,$B$4:$F$4,0)-1),OFFSET('C. PoC Adj Factor Scoring'!$E$5:$J$282,,MATCH(Q$4,'C. PoC Adj Factor Scoring'!$E$3:$AH$3,0)-1),MATCH(Q$2&\" Score\",'C. PoC Adj Factor Scoring'!$E$4:$J$4,0),TRUE)","v":4},null,null,null,null,{"$f":"VLOOKUP(OFFSET($B:$B,,MATCH(V$4,$B$4:$F$4,0)-1),OFFSET('C. PoC Adj Factor Scoring'!$E$5:$J$282,,MATCH(V$4,'C. PoC Adj Factor Scoring'!$E$3:$AH$3,0)-1),MATCH(V$2&\" Score\",'C. PoC Adj Factor Scoring'!$E$4:$J$4,0),TRUE)","v":4},null,null,null,null,{"$f":"VLOOKUP(OFFSET($B:$B,,MATCH(AA$4,$B$4:$F$4,0)-1),OFFSET('C. PoC Adj Factor Scoring'!$E$5:$J$282,,MATCH(AA$4,'C. PoC Adj Factor Scoring'!$E$3:$AH$3,0)-1),MATCH(AA$2&\" Score\",'C. PoC Adj Factor Scoring'!$E$4:$J$4,0),TRUE)","v":0}]
[{"$f":"'A. Population Info'!A496","v":491},{"$f":"'A. Population Info'!L496","v":1},null,null,null,null,{"$f":"VLOOKUP(OFFSET($B:$B,,MATCH(G$4,$B$4:$F$4,0)-1),OFFSET('C. PoC Adj Factor Scoring'!$E$5:$J$282,,MATCH(G$4,'C. PoC Adj Factor Scoring'!$E$3:$AH$3,0)-1),MATCH(G$2&\" Score\",'C. PoC Adj Factor Scoring'!$E$4:$J$4,0),TRUE)","v":1},null,null,null,null,{"$f":"VLOOKUP(OFFSET($B:$B,,MATCH(L$4,$B$4:$F$4,0)-1),OFFSET('C. PoC Adj Factor Scoring'!$E$5:$J$282,,MATCH(L$4,'C. PoC Adj Factor Scoring'!$E$3:$AH$3,0)-1),MATCH(L$2&\" Score\",'C. PoC Adj Factor Scoring'!$E$4:$J$4,0),TRUE)","v":1},null,null,null,null,{"$f":"VLOOKUP(OFFSET($B:$B,,MATCH(Q$4,$B$4:$F$4,0)-1),OFFSET('C. PoC Adj Factor Scoring'!$E$5:$J$282,,MATCH(Q$4,'C. PoC Adj Factor Scoring'!$E$3:$AH$3,0)-1),MATCH(Q$2&\" Score\",'C. PoC Adj Factor Scoring'!$E$4:$J$4,0),TRUE)","v":1},null,null,null,null,{"$f":"VLOOKUP(OFFSET($B:$B,,MATCH(V$4,$B$4:$F$4,0)-1),OFFSET('C. PoC Adj Factor Scoring'!$E$5:$J$282,,MATCH(V$4,'C. PoC Adj Factor Scoring'!$E$3:$AH$3,0)-1),MATCH(V$2&\" Score\",'C. PoC Adj Factor Scoring'!$E$4:$J$4,0),TRUE)","v":1},null,null,null,null,{"$f":"VLOOKUP(OFFSET($B:$B,,MATCH(AA$4,$B$4:$F$4,0)-1),OFFSET('C. PoC Adj Factor Scoring'!$E$5:$J$282,,MATCH(AA$4,'C. PoC Adj Factor Scoring'!$E$3:$AH$3,0)-1),MATCH(AA$2&\" Score\",'C. PoC Adj Factor Scoring'!$E$4:$J$4,0),TRUE)","v":0}]
[{"$f":"'A. Population Info'!A497","v":492},{"$f":"'A. Population Info'!L497","v":1},null,null,null,null,{"$f":"VLOOKUP(OFFSET($B:$B,,MATCH(G$4,$B$4:$F$4,0)-1),OFFSET('C. PoC Adj Factor Scoring'!$E$5:$J$282,,MATCH(G$4,'C. PoC Adj Factor Scoring'!$E$3:$AH$3,0)-1),MATCH(G$2&\" Score\",'C. PoC Adj Factor Scoring'!$E$4:$J$4,0),TRUE)","v":1},null,null,null,null,{"$f":"VLOOKUP(OFFSET($B:$B,,MATCH(L$4,$B$4:$F$4,0)-1),OFFSET('C. PoC Adj Factor Scoring'!$E$5:$J$282,,MATCH(L$4,'C. PoC Adj Factor Scoring'!$E$3:$AH$3,0)-1),MATCH(L$2&\" Score\",'C. PoC Adj Factor Scoring'!$E$4:$J$4,0),TRUE)","v":1},null,null,null,null,{"$f":"VLOOKUP(OFFSET($B:$B,,MATCH(Q$4,$B$4:$F$4,0)-1),OFFSET('C. PoC Adj Factor Scoring'!$E$5:$J$282,,MATCH(Q$4,'C. PoC Adj Factor Scoring'!$E$3:$AH$3,0)-1),MATCH(Q$2&\" Score\",'C. PoC Adj Factor Scoring'!$E$4:$J$4,0),TRUE)","v":1},null,null,null,null,{"$f":"VLOOKUP(OFFSET($B:$B,,MATCH(V$4,$B$4:$F$4,0)-1),OFFSET('C. PoC Adj Factor Scoring'!$E$5:$J$282,,MATCH(V$4,'C. PoC Adj Factor Scoring'!$E$3:$AH$3,0)-1),MATCH(V$2&\" Score\",'C. PoC Adj Factor Scoring'!$E$4:$J$4,0),TRUE)","v":1},null,null,null,null,{"$f":"VLOOKUP(OFFSET($B:$B,,MATCH(AA$4,$B$4:$F$4,0)-1),OFFSET('C. PoC Adj Factor Scoring'!$E$5:$J$282,,MATCH(AA$4,'C. PoC Adj Factor Scoring'!$E$3:$AH$3,0)-1),MATCH(AA$2&\" Score\",'C. PoC Adj Factor Scoring'!$E$4:$J$4,0),TRUE)","v":0}]
[{"$f":"'A. Population Info'!A498","v":493},{"$f":"'A. Population Info'!L498","v":1},null,null,null,null,{"$f":"VLOOKUP(OFFSET($B:$B,,MATCH(G$4,$B$4:$F$4,0)-1),OFFSET('C. PoC Adj Factor Scoring'!$E$5:$J$282,,MATCH(G$4,'C. PoC Adj Factor Scoring'!$E$3:$AH$3,0)-1),MATCH(G$2&\" Score\",'C. PoC Adj Factor Scoring'!$E$4:$J$4,0),TRUE)","v":1},null,null,null,null,{"$f":"VLOOKUP(OFFSET($B:$B,,MATCH(L$4,$B$4:$F$4,0)-1),OFFSET('C. PoC Adj Factor Scoring'!$E$5:$J$282,,MATCH(L$4,'C. PoC Adj Factor Scoring'!$E$3:$AH$3,0)-1),MATCH(L$2&\" Score\",'C. PoC Adj Factor Scoring'!$E$4:$J$4,0),TRUE)","v":1},null,null,null,null,{"$f":"VLOOKUP(OFFSET($B:$B,,MATCH(Q$4,$B$4:$F$4,0)-1),OFFSET('C. PoC Adj Factor Scoring'!$E$5:$J$282,,MATCH(Q$4,'C. PoC Adj Factor Scoring'!$E$3:$AH$3,0)-1),MATCH(Q$2&\" Score\",'C. PoC Adj Factor Scoring'!$E$4:$J$4,0),TRUE)","v":1},null,null,null,null,{"$f":"VLOOKUP(OFFSET($B:$B,,MATCH(V$4,$B$4:$F$4,0)-1),OFFSET('C. PoC Adj Factor Scoring'!$E$5:$J$282,,MATCH(V$4,'C. PoC Adj Factor Scoring'!$E$3:$AH$3,0)-1),MATCH(V$2&\" Score\",'C. PoC Adj Factor Scoring'!$E$4:$J$4,0),TRUE)","v":1},null,null,null,null,{"$f":"VLOOKUP(OFFSET($B:$B,,MATCH(AA$4,$B$4:$F$4,0)-1),OFFSET('C. PoC Adj Factor Scoring'!$E$5:$J$282,,MATCH(AA$4,'C. PoC Adj Factor Scoring'!$E$3:$AH$3,0)-1),MATCH(AA$2&\" Score\",'C. PoC Adj Factor Scoring'!$E$4:$J$4,0),TRUE)","v":0}]
[{"$f":"'A. Population Info'!A499","v":494},{"$f":"'A. Population Info'!L499","v":1},null,null,null,null,{"$f":"VLOOKUP(OFFSET($B:$B,,MATCH(G$4,$B$4:$F$4,0)-1),OFFSET('C. PoC Adj Factor Scoring'!$E$5:$J$282,,MATCH(G$4,'C. PoC Adj Factor Scoring'!$E$3:$AH$3,0)-1),MATCH(G$2&\" Score\",'C. PoC Adj Factor Scoring'!$E$4:$J$4,0),TRUE)","v":1},null,null,null,null,{"$f":"VLOOKUP(OFFSET($B:$B,,MATCH(L$4,$B$4:$F$4,0)-1),OFFSET('C. PoC Adj Factor Scoring'!$E$5:$J$282,,MATCH(L$4,'C. PoC Adj Factor Scoring'!$E$3:$AH$3,0)-1),MATCH(L$2&\" Score\",'C. PoC Adj Factor Scoring'!$E$4:$J$4,0),TRUE)","v":1},null,null,null,null,{"$f":"VLOOKUP(OFFSET($B:$B,,MATCH(Q$4,$B$4:$F$4,0)-1),OFFSET('C. PoC Adj Factor Scoring'!$E$5:$J$282,,MATCH(Q$4,'C. PoC Adj Factor Scoring'!$E$3:$AH$3,0)-1),MATCH(Q$2&\" Score\",'C. PoC Adj Factor Scoring'!$E$4:$J$4,0),TRUE)","v":1},null,null,null,null,{"$f":"VLOOKUP(OFFSET($B:$B,,MATCH(V$4,$B$4:$F$4,0)-1),OFFSET('C. PoC Adj Factor Scoring'!$E$5:$J$282,,MATCH(V$4,'C. PoC Adj Factor Scoring'!$E$3:$AH$3,0)-1),MATCH(V$2&\" Score\",'C. PoC Adj Factor Scoring'!$E$4:$J$4,0),TRUE)","v":1},null,null,null,null,{"$f":"VLOOKUP(OFFSET($B:$B,,MATCH(AA$4,$B$4:$F$4,0)-1),OFFSET('C. PoC Adj Factor Scoring'!$E$5:$J$282,,MATCH(AA$4,'C. PoC Adj Factor Scoring'!$E$3:$AH$3,0)-1),MATCH(AA$2&\" Score\",'C. PoC Adj Factor Scoring'!$E$4:$J$4,0),TRUE)","v":0}]
[{"$f":"'A. Population Info'!A500","v":495},{"$f":"'A. Population Info'!L500","v":3},null,null,null,null,{"$f":"VLOOKUP(OFFSET($B:$B,,MATCH(G$4,$B$4:$F$4,0)-1),OFFSET('C. PoC Adj Factor Scoring'!$E$5:$J$282,,MATCH(G$4,'C. PoC Adj Factor Scoring'!$E$3:$AH$3,0)-1),MATCH(G$2&\" Score\",'C. PoC Adj Factor Scoring'!$E$4:$J$4,0),TRUE)","v":3},null,null,null,null,{"$f":"VLOOKUP(OFFSET($B:$B,,MATCH(L$4,$B$4:$F$4,0)-1),OFFSET('C. PoC Adj Factor Scoring'!$E$5:$J$282,,MATCH(L$4,'C. PoC Adj Factor Scoring'!$E$3:$AH$3,0)-1),MATCH(L$2&\" Score\",'C. PoC Adj Factor Scoring'!$E$4:$J$4,0),TRUE)","v":3},null,null,null,null,{"$f":"VLOOKUP(OFFSET($B:$B,,MATCH(Q$4,$B$4:$F$4,0)-1),OFFSET('C. PoC Adj Factor Scoring'!$E$5:$J$282,,MATCH(Q$4,'C. PoC Adj Factor Scoring'!$E$3:$AH$3,0)-1),MATCH(Q$2&\" Score\",'C. PoC Adj Factor Scoring'!$E$4:$J$4,0),TRUE)","v":3},null,null,null,null,{"$f":"VLOOKUP(OFFSET($B:$B,,MATCH(V$4,$B$4:$F$4,0)-1),OFFSET('C. PoC Adj Factor Scoring'!$E$5:$J$282,,MATCH(V$4,'C. PoC Adj Factor Scoring'!$E$3:$AH$3,0)-1),MATCH(V$2&\" Score\",'C. PoC Adj Factor Scoring'!$E$4:$J$4,0),TRUE)","v":3},null,null,null,null,{"$f":"VLOOKUP(OFFSET($B:$B,,MATCH(AA$4,$B$4:$F$4,0)-1),OFFSET('C. PoC Adj Factor Scoring'!$E$5:$J$282,,MATCH(AA$4,'C. PoC Adj Factor Scoring'!$E$3:$AH$3,0)-1),MATCH(AA$2&\" Score\",'C. PoC Adj Factor Scoring'!$E$4:$J$4,0),TRUE)","v":0}]
[{"$f":"'A. Population Info'!A501","v":496},{"$f":"'A. Population Info'!L501","v":2},null,null,null,null,{"$f":"VLOOKUP(OFFSET($B:$B,,MATCH(G$4,$B$4:$F$4,0)-1),OFFSET('C. PoC Adj Factor Scoring'!$E$5:$J$282,,MATCH(G$4,'C. PoC Adj Factor Scoring'!$E$3:$AH$3,0)-1),MATCH(G$2&\" Score\",'C. PoC Adj Factor Scoring'!$E$4:$J$4,0),TRUE)","v":2},null,null,null,null,{"$f":"VLOOKUP(OFFSET($B:$B,,MATCH(L$4,$B$4:$F$4,0)-1),OFFSET('C. PoC Adj Factor Scoring'!$E$5:$J$282,,MATCH(L$4,'C. PoC Adj Factor Scoring'!$E$3:$AH$3,0)-1),MATCH(L$2&\" Score\",'C. PoC Adj Factor Scoring'!$E$4:$J$4,0),TRUE)","v":2},null,null,null,null,{"$f":"VLOOKUP(OFFSET($B:$B,,MATCH(Q$4,$B$4:$F$4,0)-1),OFFSET('C. PoC Adj Factor Scoring'!$E$5:$J$282,,MATCH(Q$4,'C. PoC Adj Factor Scoring'!$E$3:$AH$3,0)-1),MATCH(Q$2&\" Score\",'C. PoC Adj Factor Scoring'!$E$4:$J$4,0),TRUE)","v":2},null,null,null,null,{"$f":"VLOOKUP(OFFSET($B:$B,,MATCH(V$4,$B$4:$F$4,0)-1),OFFSET('C. PoC Adj Factor Scoring'!$E$5:$J$282,,MATCH(V$4,'C. PoC Adj Factor Scoring'!$E$3:$AH$3,0)-1),MATCH(V$2&\" Score\",'C. PoC Adj Factor Scoring'!$E$4:$J$4,0),TRUE)","v":2},null,null,null,null,{"$f":"VLOOKUP(OFFSET($B:$B,,MATCH(AA$4,$B$4:$F$4,0)-1),OFFSET('C. PoC Adj Factor Scoring'!$E$5:$J$282,,MATCH(AA$4,'C. PoC Adj Factor Scoring'!$E$3:$AH$3,0)-1),MATCH(AA$2&\" Score\",'C. PoC Adj Factor Scoring'!$E$4:$J$4,0),TRUE)","v":0}]
[{"$f":"'A. Population Info'!A502","v":497},{"$f":"'A. Population Info'!L502","v":2},null,null,null,null,{"$f":"VLOOKUP(OFFSET($B:$B,,MATCH(G$4,$B$4:$F$4,0)-1),OFFSET('C. PoC Adj Factor Scoring'!$E$5:$J$282,,MATCH(G$4,'C. PoC Adj Factor Scoring'!$E$3:$AH$3,0)-1),MATCH(G$2&\" Score\",'C. PoC Adj Factor Scoring'!$E$4:$J$4,0),TRUE)","v":2},null,null,null,null,{"$f":"VLOOKUP(OFFSET($B:$B,,MATCH(L$4,$B$4:$F$4,0)-1),OFFSET('C. PoC Adj Factor Scoring'!$E$5:$J$282,,MATCH(L$4,'C. PoC Adj Factor Scoring'!$E$3:$AH$3,0)-1),MATCH(L$2&\" Score\",'C. PoC Adj Factor Scoring'!$E$4:$J$4,0),TRUE)","v":2},null,null,null,null,{"$f":"VLOOKUP(OFFSET($B:$B,,MATCH(Q$4,$B$4:$F$4,0)-1),OFFSET('C. PoC Adj Factor Scoring'!$E$5:$J$282,,MATCH(Q$4,'C. PoC Adj Factor Scoring'!$E$3:$AH$3,0)-1),MATCH(Q$2&\" Score\",'C. PoC Adj Factor Scoring'!$E$4:$J$4,0),TRUE)","v":2},null,null,null,null,{"$f":"VLOOKUP(OFFSET($B:$B,,MATCH(V$4,$B$4:$F$4,0)-1),OFFSET('C. PoC Adj Factor Scoring'!$E$5:$J$282,,MATCH(V$4,'C. PoC Adj Factor Scoring'!$E$3:$AH$3,0)-1),MATCH(V$2&\" Score\",'C. PoC Adj Factor Scoring'!$E$4:$J$4,0),TRUE)","v":2},null,null,null,null,{"$f":"VLOOKUP(OFFSET($B:$B,,MATCH(AA$4,$B$4:$F$4,0)-1),OFFSET('C. PoC Adj Factor Scoring'!$E$5:$J$282,,MATCH(AA$4,'C. PoC Adj Factor Scoring'!$E$3:$AH$3,0)-1),MATCH(AA$2&\" Score\",'C. PoC Adj Factor Scoring'!$E$4:$J$4,0),TRUE)","v":0}]
[{"$f":"'A. Population Info'!A503","v":498},{"$f":"'A. Population Info'!L503","v":2},null,null,null,null,{"$f":"VLOOKUP(OFFSET($B:$B,,MATCH(G$4,$B$4:$F$4,0)-1),OFFSET('C. PoC Adj Factor Scoring'!$E$5:$J$282,,MATCH(G$4,'C. PoC Adj Factor Scoring'!$E$3:$AH$3,0)-1),MATCH(G$2&\" Score\",'C. PoC Adj Factor Scoring'!$E$4:$J$4,0),TRUE)","v":2},null,null,null,null,{"$f":"VLOOKUP(OFFSET($B:$B,,MATCH(L$4,$B$4:$F$4,0)-1),OFFSET('C. PoC Adj Factor Scoring'!$E$5:$J$282,,MATCH(L$4,'C. PoC Adj Factor Scoring'!$E$3:$AH$3,0)-1),MATCH(L$2&\" Score\",'C. PoC Adj Factor Scoring'!$E$4:$J$4,0),TRUE)","v":2},null,null,null,null,{"$f":"VLOOKUP(OFFSET($B:$B,,MATCH(Q$4,$B$4:$F$4,0)-1),OFFSET('C. PoC Adj Factor Scoring'!$E$5:$J$282,,MATCH(Q$4,'C. PoC Adj Factor Scoring'!$E$3:$AH$3,0)-1),MATCH(Q$2&\" Score\",'C. PoC Adj Factor Scoring'!$E$4:$J$4,0),TRUE)","v":2},null,null,null,null,{"$f":"VLOOKUP(OFFSET($B:$B,,MATCH(V$4,$B$4:$F$4,0)-1),OFFSET('C. PoC Adj Factor Scoring'!$E$5:$J$282,,MATCH(V$4,'C. PoC Adj Factor Scoring'!$E$3:$AH$3,0)-1),MATCH(V$2&\" Score\",'C. PoC Adj Factor Scoring'!$E$4:$J$4,0),TRUE)","v":2},null,null,null,null,{"$f":"VLOOKUP(OFFSET($B:$B,,MATCH(AA$4,$B$4:$F$4,0)-1),OFFSET('C. PoC Adj Factor Scoring'!$E$5:$J$282,,MATCH(AA$4,'C. PoC Adj Factor Scoring'!$E$3:$AH$3,0)-1),MATCH(AA$2&\" Score\",'C. PoC Adj Factor Scoring'!$E$4:$J$4,0),TRUE)","v":0}]
[{"$f":"'A. Population Info'!A504","v":499},{"$f":"'A. Population Info'!L504","v":1},null,null,null,null,{"$f":"VLOOKUP(OFFSET($B:$B,,MATCH(G$4,$B$4:$F$4,0)-1),OFFSET('C. PoC Adj Factor Scoring'!$E$5:$J$282,,MATCH(G$4,'C. PoC Adj Factor Scoring'!$E$3:$AH$3,0)-1),MATCH(G$2&\" Score\",'C. PoC Adj Factor Scoring'!$E$4:$J$4,0),TRUE)","v":1},null,null,null,null,{"$f":"VLOOKUP(OFFSET($B:$B,,MATCH(L$4,$B$4:$F$4,0)-1),OFFSET('C. PoC Adj Factor Scoring'!$E$5:$J$282,,MATCH(L$4,'C. PoC Adj Factor Scoring'!$E$3:$AH$3,0)-1),MATCH(L$2&\" Score\",'C. PoC Adj Factor Scoring'!$E$4:$J$4,0),TRUE)","v":1},null,null,null,null,{"$f":"VLOOKUP(OFFSET($B:$B,,MATCH(Q$4,$B$4:$F$4,0)-1),OFFSET('C. PoC Adj Factor Scoring'!$E$5:$J$282,,MATCH(Q$4,'C. PoC Adj Factor Scoring'!$E$3:$AH$3,0)-1),MATCH(Q$2&\" Score\",'C. PoC Adj Factor Scoring'!$E$4:$J$4,0),TRUE)","v":1},null,null,null,null,{"$f":"VLOOKUP(OFFSET($B:$B,,MATCH(V$4,$B$4:$F$4,0)-1),OFFSET('C. PoC Adj Factor Scoring'!$E$5:$J$282,,MATCH(V$4,'C. PoC Adj Factor Scoring'!$E$3:$AH$3,0)-1),MATCH(V$2&\" Score\",'C. PoC Adj Factor Scoring'!$E$4:$J$4,0),TRUE)","v":1},null,null,null,null,{"$f":"VLOOKUP(OFFSET($B:$B,,MATCH(AA$4,$B$4:$F$4,0)-1),OFFSET('C. PoC Adj Factor Scoring'!$E$5:$J$282,,MATCH(AA$4,'C. PoC Adj Factor Scoring'!$E$3:$AH$3,0)-1),MATCH(AA$2&\" Score\",'C. PoC Adj Factor Scoring'!$E$4:$J$4,0),TRUE)","v":0}]
[{"$f":"'A. Population Info'!A505","v":500},{"$f":"'A. Population Info'!L505","v":1},null,null,null,null,{"$f":"VLOOKUP(OFFSET($B:$B,,MATCH(G$4,$B$4:$F$4,0)-1),OFFSET('C. PoC Adj Factor Scoring'!$E$5:$J$282,,MATCH(G$4,'C. PoC Adj Factor Scoring'!$E$3:$AH$3,0)-1),MATCH(G$2&\" Score\",'C. PoC Adj Factor Scoring'!$E$4:$J$4,0),TRUE)","v":1},null,null,null,null,{"$f":"VLOOKUP(OFFSET($B:$B,,MATCH(L$4,$B$4:$F$4,0)-1),OFFSET('C. PoC Adj Factor Scoring'!$E$5:$J$282,,MATCH(L$4,'C. PoC Adj Factor Scoring'!$E$3:$AH$3,0)-1),MATCH(L$2&\" Score\",'C. PoC Adj Factor Scoring'!$E$4:$J$4,0),TRUE)","v":1},null,null,null,null,{"$f":"VLOOKUP(OFFSET($B:$B,,MATCH(Q$4,$B$4:$F$4,0)-1),OFFSET('C. PoC Adj Factor Scoring'!$E$5:$J$282,,MATCH(Q$4,'C. PoC Adj Factor Scoring'!$E$3:$AH$3,0)-1),MATCH(Q$2&\" Score\",'C. PoC Adj Factor Scoring'!$E$4:$J$4,0),TRUE)","v":1},null,null,null,null,{"$f":"VLOOKUP(OFFSET($B:$B,,MATCH(V$4,$B$4:$F$4,0)-1),OFFSET('C. PoC Adj Factor Scoring'!$E$5:$J$282,,MATCH(V$4,'C. PoC Adj Factor Scoring'!$E$3:$AH$3,0)-1),MATCH(V$2&\" Score\",'C. PoC Adj Factor Scoring'!$E$4:$J$4,0),TRUE)","v":1},null,null,null,null,{"$f":"VLOOKUP(OFFSET($B:$B,,MATCH(AA$4,$B$4:$F$4,0)-1),OFFSET('C. PoC Adj Factor Scoring'!$E$5:$J$282,,MATCH(AA$4,'C. PoC Adj Factor Scoring'!$E$3:$AH$3,0)-1),MATCH(AA$2&\" Score\",'C. PoC Adj Factor Scoring'!$E$4:$J$4,0),TRUE)","v":0}]
[{"$f":"'A. Population Info'!A506","v":501},{"$f":"'A. Population Info'!L506","v":1},null,null,null,null,{"$f":"VLOOKUP(OFFSET($B:$B,,MATCH(G$4,$B$4:$F$4,0)-1),OFFSET('C. PoC Adj Factor Scoring'!$E$5:$J$282,,MATCH(G$4,'C. PoC Adj Factor Scoring'!$E$3:$AH$3,0)-1),MATCH(G$2&\" Score\",'C. PoC Adj Factor Scoring'!$E$4:$J$4,0),TRUE)","v":1},null,null,null,null,{"$f":"VLOOKUP(OFFSET($B:$B,,MATCH(L$4,$B$4:$F$4,0)-1),OFFSET('C. PoC Adj Factor Scoring'!$E$5:$J$282,,MATCH(L$4,'C. PoC Adj Factor Scoring'!$E$3:$AH$3,0)-1),MATCH(L$2&\" Score\",'C. PoC Adj Factor Scoring'!$E$4:$J$4,0),TRUE)","v":1},null,null,null,null,{"$f":"VLOOKUP(OFFSET($B:$B,,MATCH(Q$4,$B$4:$F$4,0)-1),OFFSET('C. PoC Adj Factor Scoring'!$E$5:$J$282,,MATCH(Q$4,'C. PoC Adj Factor Scoring'!$E$3:$AH$3,0)-1),MATCH(Q$2&\" Score\",'C. PoC Adj Factor Scoring'!$E$4:$J$4,0),TRUE)","v":1},null,null,null,null,{"$f":"VLOOKUP(OFFSET($B:$B,,MATCH(V$4,$B$4:$F$4,0)-1),OFFSET('C. PoC Adj Factor Scoring'!$E$5:$J$282,,MATCH(V$4,'C. PoC Adj Factor Scoring'!$E$3:$AH$3,0)-1),MATCH(V$2&\" Score\",'C. PoC Adj Factor Scoring'!$E$4:$J$4,0),TRUE)","v":1},null,null,null,null,{"$f":"VLOOKUP(OFFSET($B:$B,,MATCH(AA$4,$B$4:$F$4,0)-1),OFFSET('C. PoC Adj Factor Scoring'!$E$5:$J$282,,MATCH(AA$4,'C. PoC Adj Factor Scoring'!$E$3:$AH$3,0)-1),MATCH(AA$2&\" Score\",'C. PoC Adj Factor Scoring'!$E$4:$J$4,0),TRUE)","v":0}]
[{"$f":"'A. Population Info'!A507","v":502},{"$f":"'A. Population Info'!L507","v":5},null,null,null,null,{"$f":"VLOOKUP(OFFSET($B:$B,,MATCH(G$4,$B$4:$F$4,0)-1),OFFSET('C. PoC Adj Factor Scoring'!$E$5:$J$282,,MATCH(G$4,'C. PoC Adj Factor Scoring'!$E$3:$AH$3,0)-1),MATCH(G$2&\" Score\",'C. PoC Adj Factor Scoring'!$E$4:$J$4,0),TRUE)","v":5},null,null,null,null,{"$f":"VLOOKUP(OFFSET($B:$B,,MATCH(L$4,$B$4:$F$4,0)-1),OFFSET('C. PoC Adj Factor Scoring'!$E$5:$J$282,,MATCH(L$4,'C. PoC Adj Factor Scoring'!$E$3:$AH$3,0)-1),MATCH(L$2&\" Score\",'C. PoC Adj Factor Scoring'!$E$4:$J$4,0),TRUE)","v":5},null,null,null,null,{"$f":"VLOOKUP(OFFSET($B:$B,,MATCH(Q$4,$B$4:$F$4,0)-1),OFFSET('C. PoC Adj Factor Scoring'!$E$5:$J$282,,MATCH(Q$4,'C. PoC Adj Factor Scoring'!$E$3:$AH$3,0)-1),MATCH(Q$2&\" Score\",'C. PoC Adj Factor Scoring'!$E$4:$J$4,0),TRUE)","v":5},null,null,null,null,{"$f":"VLOOKUP(OFFSET($B:$B,,MATCH(V$4,$B$4:$F$4,0)-1),OFFSET('C. PoC Adj Factor Scoring'!$E$5:$J$282,,MATCH(V$4,'C. PoC Adj Factor Scoring'!$E$3:$AH$3,0)-1),MATCH(V$2&\" Score\",'C. PoC Adj Factor Scoring'!$E$4:$J$4,0),TRUE)","v":5},null,null,null,null,{"$f":"VLOOKUP(OFFSET($B:$B,,MATCH(AA$4,$B$4:$F$4,0)-1),OFFSET('C. PoC Adj Factor Scoring'!$E$5:$J$282,,MATCH(AA$4,'C. PoC Adj Factor Scoring'!$E$3:$AH$3,0)-1),MATCH(AA$2&\" Score\",'C. PoC Adj Factor Scoring'!$E$4:$J$4,0),TRUE)","v":0}]
[{"$f":"'A. Population Info'!A508","v":503},{"$f":"'A. Population Info'!L508","v":1},null,null,null,null,{"$f":"VLOOKUP(OFFSET($B:$B,,MATCH(G$4,$B$4:$F$4,0)-1),OFFSET('C. PoC Adj Factor Scoring'!$E$5:$J$282,,MATCH(G$4,'C. PoC Adj Factor Scoring'!$E$3:$AH$3,0)-1),MATCH(G$2&\" Score\",'C. PoC Adj Factor Scoring'!$E$4:$J$4,0),TRUE)","v":1},null,null,null,null,{"$f":"VLOOKUP(OFFSET($B:$B,,MATCH(L$4,$B$4:$F$4,0)-1),OFFSET('C. PoC Adj Factor Scoring'!$E$5:$J$282,,MATCH(L$4,'C. PoC Adj Factor Scoring'!$E$3:$AH$3,0)-1),MATCH(L$2&\" Score\",'C. PoC Adj Factor Scoring'!$E$4:$J$4,0),TRUE)","v":1},null,null,null,null,{"$f":"VLOOKUP(OFFSET($B:$B,,MATCH(Q$4,$B$4:$F$4,0)-1),OFFSET('C. PoC Adj Factor Scoring'!$E$5:$J$282,,MATCH(Q$4,'C. PoC Adj Factor Scoring'!$E$3:$AH$3,0)-1),MATCH(Q$2&\" Score\",'C. PoC Adj Factor Scoring'!$E$4:$J$4,0),TRUE)","v":1},null,null,null,null,{"$f":"VLOOKUP(OFFSET($B:$B,,MATCH(V$4,$B$4:$F$4,0)-1),OFFSET('C. PoC Adj Factor Scoring'!$E$5:$J$282,,MATCH(V$4,'C. PoC Adj Factor Scoring'!$E$3:$AH$3,0)-1),MATCH(V$2&\" Score\",'C. PoC Adj Factor Scoring'!$E$4:$J$4,0),TRUE)","v":1},null,null,null,null,{"$f":"VLOOKUP(OFFSET($B:$B,,MATCH(AA$4,$B$4:$F$4,0)-1),OFFSET('C. PoC Adj Factor Scoring'!$E$5:$J$282,,MATCH(AA$4,'C. PoC Adj Factor Scoring'!$E$3:$AH$3,0)-1),MATCH(AA$2&\" Score\",'C. PoC Adj Factor Scoring'!$E$4:$J$4,0),TRUE)","v":0}]
[{"$f":"'A. Population Info'!A509","v":504},{"$f":"'A. Population Info'!L509","v":5},null,null,null,null,{"$f":"VLOOKUP(OFFSET($B:$B,,MATCH(G$4,$B$4:$F$4,0)-1),OFFSET('C. PoC Adj Factor Scoring'!$E$5:$J$282,,MATCH(G$4,'C. PoC Adj Factor Scoring'!$E$3:$AH$3,0)-1),MATCH(G$2&\" Score\",'C. PoC Adj Factor Scoring'!$E$4:$J$4,0),TRUE)","v":5},null,null,null,null,{"$f":"VLOOKUP(OFFSET($B:$B,,MATCH(L$4,$B$4:$F$4,0)-1),OFFSET('C. PoC Adj Factor Scoring'!$E$5:$J$282,,MATCH(L$4,'C. PoC Adj Factor Scoring'!$E$3:$AH$3,0)-1),MATCH(L$2&\" Score\",'C. PoC Adj Factor Scoring'!$E$4:$J$4,0),TRUE)","v":5},null,null,null,null,{"$f":"VLOOKUP(OFFSET($B:$B,,MATCH(Q$4,$B$4:$F$4,0)-1),OFFSET('C. PoC Adj Factor Scoring'!$E$5:$J$282,,MATCH(Q$4,'C. PoC Adj Factor Scoring'!$E$3:$AH$3,0)-1),MATCH(Q$2&\" Score\",'C. PoC Adj Factor Scoring'!$E$4:$J$4,0),TRUE)","v":5},null,null,null,null,{"$f":"VLOOKUP(OFFSET($B:$B,,MATCH(V$4,$B$4:$F$4,0)-1),OFFSET('C. PoC Adj Factor Scoring'!$E$5:$J$282,,MATCH(V$4,'C. PoC Adj Factor Scoring'!$E$3:$AH$3,0)-1),MATCH(V$2&\" Score\",'C. PoC Adj Factor Scoring'!$E$4:$J$4,0),TRUE)","v":5},null,null,null,null,{"$f":"VLOOKUP(OFFSET($B:$B,,MATCH(AA$4,$B$4:$F$4,0)-1),OFFSET('C. PoC Adj Factor Scoring'!$E$5:$J$282,,MATCH(AA$4,'C. PoC Adj Factor Scoring'!$E$3:$AH$3,0)-1),MATCH(AA$2&\" Score\",'C. PoC Adj Factor Scoring'!$E$4:$J$4,0),TRUE)","v":0}]
[{"$f":"'A. Population Info'!A510","v":505},{"$f":"'A. Population Info'!L510","v":1},null,null,null,null,{"$f":"VLOOKUP(OFFSET($B:$B,,MATCH(G$4,$B$4:$F$4,0)-1),OFFSET('C. PoC Adj Factor Scoring'!$E$5:$J$282,,MATCH(G$4,'C. PoC Adj Factor Scoring'!$E$3:$AH$3,0)-1),MATCH(G$2&\" Score\",'C. PoC Adj Factor Scoring'!$E$4:$J$4,0),TRUE)","v":1},null,null,null,null,{"$f":"VLOOKUP(OFFSET($B:$B,,MATCH(L$4,$B$4:$F$4,0)-1),OFFSET('C. PoC Adj Factor Scoring'!$E$5:$J$282,,MATCH(L$4,'C. PoC Adj Factor Scoring'!$E$3:$AH$3,0)-1),MATCH(L$2&\" Score\",'C. PoC Adj Factor Scoring'!$E$4:$J$4,0),TRUE)","v":1},null,null,null,null,{"$f":"VLOOKUP(OFFSET($B:$B,,MATCH(Q$4,$B$4:$F$4,0)-1),OFFSET('C. PoC Adj Factor Scoring'!$E$5:$J$282,,MATCH(Q$4,'C. PoC Adj Factor Scoring'!$E$3:$AH$3,0)-1),MATCH(Q$2&\" Score\",'C. PoC Adj Factor Scoring'!$E$4:$J$4,0),TRUE)","v":1},null,null,null,null,{"$f":"VLOOKUP(OFFSET($B:$B,,MATCH(V$4,$B$4:$F$4,0)-1),OFFSET('C. PoC Adj Factor Scoring'!$E$5:$J$282,,MATCH(V$4,'C. PoC Adj Factor Scoring'!$E$3:$AH$3,0)-1),MATCH(V$2&\" Score\",'C. PoC Adj Factor Scoring'!$E$4:$J$4,0),TRUE)","v":1},null,null,null,null,{"$f":"VLOOKUP(OFFSET($B:$B,,MATCH(AA$4,$B$4:$F$4,0)-1),OFFSET('C. PoC Adj Factor Scoring'!$E$5:$J$282,,MATCH(AA$4,'C. PoC Adj Factor Scoring'!$E$3:$AH$3,0)-1),MATCH(AA$2&\" Score\",'C. PoC Adj Factor Scoring'!$E$4:$J$4,0),TRUE)","v":0}]
[{"$f":"'A. Population Info'!A511","v":506},{"$f":"'A. Population Info'!L511","v":1},null,null,null,null,{"$f":"VLOOKUP(OFFSET($B:$B,,MATCH(G$4,$B$4:$F$4,0)-1),OFFSET('C. PoC Adj Factor Scoring'!$E$5:$J$282,,MATCH(G$4,'C. PoC Adj Factor Scoring'!$E$3:$AH$3,0)-1),MATCH(G$2&\" Score\",'C. PoC Adj Factor Scoring'!$E$4:$J$4,0),TRUE)","v":1},null,null,null,null,{"$f":"VLOOKUP(OFFSET($B:$B,,MATCH(L$4,$B$4:$F$4,0)-1),OFFSET('C. PoC Adj Factor Scoring'!$E$5:$J$282,,MATCH(L$4,'C. PoC Adj Factor Scoring'!$E$3:$AH$3,0)-1),MATCH(L$2&\" Score\",'C. PoC Adj Factor Scoring'!$E$4:$J$4,0),TRUE)","v":1},null,null,null,null,{"$f":"VLOOKUP(OFFSET($B:$B,,MATCH(Q$4,$B$4:$F$4,0)-1),OFFSET('C. PoC Adj Factor Scoring'!$E$5:$J$282,,MATCH(Q$4,'C. PoC Adj Factor Scoring'!$E$3:$AH$3,0)-1),MATCH(Q$2&\" Score\",'C. PoC Adj Factor Scoring'!$E$4:$J$4,0),TRUE)","v":1},null,null,null,null,{"$f":"VLOOKUP(OFFSET($B:$B,,MATCH(V$4,$B$4:$F$4,0)-1),OFFSET('C. PoC Adj Factor Scoring'!$E$5:$J$282,,MATCH(V$4,'C. PoC Adj Factor Scoring'!$E$3:$AH$3,0)-1),MATCH(V$2&\" Score\",'C. PoC Adj Factor Scoring'!$E$4:$J$4,0),TRUE)","v":1},null,null,null,null,{"$f":"VLOOKUP(OFFSET($B:$B,,MATCH(AA$4,$B$4:$F$4,0)-1),OFFSET('C. PoC Adj Factor Scoring'!$E$5:$J$282,,MATCH(AA$4,'C. PoC Adj Factor Scoring'!$E$3:$AH$3,0)-1),MATCH(AA$2&\" Score\",'C. PoC Adj Factor Scoring'!$E$4:$J$4,0),TRUE)","v":0}]
[{"$f":"'A. Population Info'!A512","v":507},{"$f":"'A. Population Info'!L512","v":1},null,null,null,null,{"$f":"VLOOKUP(OFFSET($B:$B,,MATCH(G$4,$B$4:$F$4,0)-1),OFFSET('C. PoC Adj Factor Scoring'!$E$5:$J$282,,MATCH(G$4,'C. PoC Adj Factor Scoring'!$E$3:$AH$3,0)-1),MATCH(G$2&\" Score\",'C. PoC Adj Factor Scoring'!$E$4:$J$4,0),TRUE)","v":1},null,null,null,null,{"$f":"VLOOKUP(OFFSET($B:$B,,MATCH(L$4,$B$4:$F$4,0)-1),OFFSET('C. PoC Adj Factor Scoring'!$E$5:$J$282,,MATCH(L$4,'C. PoC Adj Factor Scoring'!$E$3:$AH$3,0)-1),MATCH(L$2&\" Score\",'C. PoC Adj Factor Scoring'!$E$4:$J$4,0),TRUE)","v":1},null,null,null,null,{"$f":"VLOOKUP(OFFSET($B:$B,,MATCH(Q$4,$B$4:$F$4,0)-1),OFFSET('C. PoC Adj Factor Scoring'!$E$5:$J$282,,MATCH(Q$4,'C. PoC Adj Factor Scoring'!$E$3:$AH$3,0)-1),MATCH(Q$2&\" Score\",'C. PoC Adj Factor Scoring'!$E$4:$J$4,0),TRUE)","v":1},null,null,null,null,{"$f":"VLOOKUP(OFFSET($B:$B,,MATCH(V$4,$B$4:$F$4,0)-1),OFFSET('C. PoC Adj Factor Scoring'!$E$5:$J$282,,MATCH(V$4,'C. PoC Adj Factor Scoring'!$E$3:$AH$3,0)-1),MATCH(V$2&\" Score\",'C. PoC Adj Factor Scoring'!$E$4:$J$4,0),TRUE)","v":1},null,null,null,null,{"$f":"VLOOKUP(OFFSET($B:$B,,MATCH(AA$4,$B$4:$F$4,0)-1),OFFSET('C. PoC Adj Factor Scoring'!$E$5:$J$282,,MATCH(AA$4,'C. PoC Adj Factor Scoring'!$E$3:$AH$3,0)-1),MATCH(AA$2&\" Score\",'C. PoC Adj Factor Scoring'!$E$4:$J$4,0),TRUE)","v":0}]
[{"$f":"'A. Population Info'!A513","v":508},{"$f":"'A. Population Info'!L513","v":1},null,null,null,null,{"$f":"VLOOKUP(OFFSET($B:$B,,MATCH(G$4,$B$4:$F$4,0)-1),OFFSET('C. PoC Adj Factor Scoring'!$E$5:$J$282,,MATCH(G$4,'C. PoC Adj Factor Scoring'!$E$3:$AH$3,0)-1),MATCH(G$2&\" Score\",'C. PoC Adj Factor Scoring'!$E$4:$J$4,0),TRUE)","v":1},null,null,null,null,{"$f":"VLOOKUP(OFFSET($B:$B,,MATCH(L$4,$B$4:$F$4,0)-1),OFFSET('C. PoC Adj Factor Scoring'!$E$5:$J$282,,MATCH(L$4,'C. PoC Adj Factor Scoring'!$E$3:$AH$3,0)-1),MATCH(L$2&\" Score\",'C. PoC Adj Factor Scoring'!$E$4:$J$4,0),TRUE)","v":1},null,null,null,null,{"$f":"VLOOKUP(OFFSET($B:$B,,MATCH(Q$4,$B$4:$F$4,0)-1),OFFSET('C. PoC Adj Factor Scoring'!$E$5:$J$282,,MATCH(Q$4,'C. PoC Adj Factor Scoring'!$E$3:$AH$3,0)-1),MATCH(Q$2&\" Score\",'C. PoC Adj Factor Scoring'!$E$4:$J$4,0),TRUE)","v":1},null,null,null,null,{"$f":"VLOOKUP(OFFSET($B:$B,,MATCH(V$4,$B$4:$F$4,0)-1),OFFSET('C. PoC Adj Factor Scoring'!$E$5:$J$282,,MATCH(V$4,'C. PoC Adj Factor Scoring'!$E$3:$AH$3,0)-1),MATCH(V$2&\" Score\",'C. PoC Adj Factor Scoring'!$E$4:$J$4,0),TRUE)","v":1},null,null,null,null,{"$f":"VLOOKUP(OFFSET($B:$B,,MATCH(AA$4,$B$4:$F$4,0)-1),OFFSET('C. PoC Adj Factor Scoring'!$E$5:$J$282,,MATCH(AA$4,'C. PoC Adj Factor Scoring'!$E$3:$AH$3,0)-1),MATCH(AA$2&\" Score\",'C. PoC Adj Factor Scoring'!$E$4:$J$4,0),TRUE)","v":0}]
[{"$f":"'A. Population Info'!A514","v":509},{"$f":"'A. Population Info'!L514","v":1},null,null,null,null,{"$f":"VLOOKUP(OFFSET($B:$B,,MATCH(G$4,$B$4:$F$4,0)-1),OFFSET('C. PoC Adj Factor Scoring'!$E$5:$J$282,,MATCH(G$4,'C. PoC Adj Factor Scoring'!$E$3:$AH$3,0)-1),MATCH(G$2&\" Score\",'C. PoC Adj Factor Scoring'!$E$4:$J$4,0),TRUE)","v":1},null,null,null,null,{"$f":"VLOOKUP(OFFSET($B:$B,,MATCH(L$4,$B$4:$F$4,0)-1),OFFSET('C. PoC Adj Factor Scoring'!$E$5:$J$282,,MATCH(L$4,'C. PoC Adj Factor Scoring'!$E$3:$AH$3,0)-1),MATCH(L$2&\" Score\",'C. PoC Adj Factor Scoring'!$E$4:$J$4,0),TRUE)","v":1},null,null,null,null,{"$f":"VLOOKUP(OFFSET($B:$B,,MATCH(Q$4,$B$4:$F$4,0)-1),OFFSET('C. PoC Adj Factor Scoring'!$E$5:$J$282,,MATCH(Q$4,'C. PoC Adj Factor Scoring'!$E$3:$AH$3,0)-1),MATCH(Q$2&\" Score\",'C. PoC Adj Factor Scoring'!$E$4:$J$4,0),TRUE)","v":1},null,null,null,null,{"$f":"VLOOKUP(OFFSET($B:$B,,MATCH(V$4,$B$4:$F$4,0)-1),OFFSET('C. PoC Adj Factor Scoring'!$E$5:$J$282,,MATCH(V$4,'C. PoC Adj Factor Scoring'!$E$3:$AH$3,0)-1),MATCH(V$2&\" Score\",'C. PoC Adj Factor Scoring'!$E$4:$J$4,0),TRUE)","v":1},null,null,null,null,{"$f":"VLOOKUP(OFFSET($B:$B,,MATCH(AA$4,$B$4:$F$4,0)-1),OFFSET('C. PoC Adj Factor Scoring'!$E$5:$J$282,,MATCH(AA$4,'C. PoC Adj Factor Scoring'!$E$3:$AH$3,0)-1),MATCH(AA$2&\" Score\",'C. PoC Adj Factor Scoring'!$E$4:$J$4,0),TRUE)","v":0}]
[{"$f":"'A. Population Info'!A515","v":510},{"$f":"'A. Population Info'!L515","v":1},null,null,null,null,{"$f":"VLOOKUP(OFFSET($B:$B,,MATCH(G$4,$B$4:$F$4,0)-1),OFFSET('C. PoC Adj Factor Scoring'!$E$5:$J$282,,MATCH(G$4,'C. PoC Adj Factor Scoring'!$E$3:$AH$3,0)-1),MATCH(G$2&\" Score\",'C. PoC Adj Factor Scoring'!$E$4:$J$4,0),TRUE)","v":1},null,null,null,null,{"$f":"VLOOKUP(OFFSET($B:$B,,MATCH(L$4,$B$4:$F$4,0)-1),OFFSET('C. PoC Adj Factor Scoring'!$E$5:$J$282,,MATCH(L$4,'C. PoC Adj Factor Scoring'!$E$3:$AH$3,0)-1),MATCH(L$2&\" Score\",'C. PoC Adj Factor Scoring'!$E$4:$J$4,0),TRUE)","v":1},null,null,null,null,{"$f":"VLOOKUP(OFFSET($B:$B,,MATCH(Q$4,$B$4:$F$4,0)-1),OFFSET('C. PoC Adj Factor Scoring'!$E$5:$J$282,,MATCH(Q$4,'C. PoC Adj Factor Scoring'!$E$3:$AH$3,0)-1),MATCH(Q$2&\" Score\",'C. PoC Adj Factor Scoring'!$E$4:$J$4,0),TRUE)","v":1},null,null,null,null,{"$f":"VLOOKUP(OFFSET($B:$B,,MATCH(V$4,$B$4:$F$4,0)-1),OFFSET('C. PoC Adj Factor Scoring'!$E$5:$J$282,,MATCH(V$4,'C. PoC Adj Factor Scoring'!$E$3:$AH$3,0)-1),MATCH(V$2&\" Score\",'C. PoC Adj Factor Scoring'!$E$4:$J$4,0),TRUE)","v":1},null,null,null,null,{"$f":"VLOOKUP(OFFSET($B:$B,,MATCH(AA$4,$B$4:$F$4,0)-1),OFFSET('C. PoC Adj Factor Scoring'!$E$5:$J$282,,MATCH(AA$4,'C. PoC Adj Factor Scoring'!$E$3:$AH$3,0)-1),MATCH(AA$2&\" Score\",'C. PoC Adj Factor Scoring'!$E$4:$J$4,0),TRUE)","v":0}]
[{"$f":"'A. Population Info'!A516","v":511},{"$f":"'A. Population Info'!L516","v":1},null,null,null,null,{"$f":"VLOOKUP(OFFSET($B:$B,,MATCH(G$4,$B$4:$F$4,0)-1),OFFSET('C. PoC Adj Factor Scoring'!$E$5:$J$282,,MATCH(G$4,'C. PoC Adj Factor Scoring'!$E$3:$AH$3,0)-1),MATCH(G$2&\" Score\",'C. PoC Adj Factor Scoring'!$E$4:$J$4,0),TRUE)","v":1},null,null,null,null,{"$f":"VLOOKUP(OFFSET($B:$B,,MATCH(L$4,$B$4:$F$4,0)-1),OFFSET('C. PoC Adj Factor Scoring'!$E$5:$J$282,,MATCH(L$4,'C. PoC Adj Factor Scoring'!$E$3:$AH$3,0)-1),MATCH(L$2&\" Score\",'C. PoC Adj Factor Scoring'!$E$4:$J$4,0),TRUE)","v":1},null,null,null,null,{"$f":"VLOOKUP(OFFSET($B:$B,,MATCH(Q$4,$B$4:$F$4,0)-1),OFFSET('C. PoC Adj Factor Scoring'!$E$5:$J$282,,MATCH(Q$4,'C. PoC Adj Factor Scoring'!$E$3:$AH$3,0)-1),MATCH(Q$2&\" Score\",'C. PoC Adj Factor Scoring'!$E$4:$J$4,0),TRUE)","v":1},null,null,null,null,{"$f":"VLOOKUP(OFFSET($B:$B,,MATCH(V$4,$B$4:$F$4,0)-1),OFFSET('C. PoC Adj Factor Scoring'!$E$5:$J$282,,MATCH(V$4,'C. PoC Adj Factor Scoring'!$E$3:$AH$3,0)-1),MATCH(V$2&\" Score\",'C. PoC Adj Factor Scoring'!$E$4:$J$4,0),TRUE)","v":1},null,null,null,null,{"$f":"VLOOKUP(OFFSET($B:$B,,MATCH(AA$4,$B$4:$F$4,0)-1),OFFSET('C. PoC Adj Factor Scoring'!$E$5:$J$282,,MATCH(AA$4,'C. PoC Adj Factor Scoring'!$E$3:$AH$3,0)-1),MATCH(AA$2&\" Score\",'C. PoC Adj Factor Scoring'!$E$4:$J$4,0),TRUE)","v":0}]
[{"$f":"'A. Population Info'!A517","v":512},{"$f":"'A. Population Info'!L517","v":1},null,null,null,null,{"$f":"VLOOKUP(OFFSET($B:$B,,MATCH(G$4,$B$4:$F$4,0)-1),OFFSET('C. PoC Adj Factor Scoring'!$E$5:$J$282,,MATCH(G$4,'C. PoC Adj Factor Scoring'!$E$3:$AH$3,0)-1),MATCH(G$2&\" Score\",'C. PoC Adj Factor Scoring'!$E$4:$J$4,0),TRUE)","v":1},null,null,null,null,{"$f":"VLOOKUP(OFFSET($B:$B,,MATCH(L$4,$B$4:$F$4,0)-1),OFFSET('C. PoC Adj Factor Scoring'!$E$5:$J$282,,MATCH(L$4,'C. PoC Adj Factor Scoring'!$E$3:$AH$3,0)-1),MATCH(L$2&\" Score\",'C. PoC Adj Factor Scoring'!$E$4:$J$4,0),TRUE)","v":1},null,null,null,null,{"$f":"VLOOKUP(OFFSET($B:$B,,MATCH(Q$4,$B$4:$F$4,0)-1),OFFSET('C. PoC Adj Factor Scoring'!$E$5:$J$282,,MATCH(Q$4,'C. PoC Adj Factor Scoring'!$E$3:$AH$3,0)-1),MATCH(Q$2&\" Score\",'C. PoC Adj Factor Scoring'!$E$4:$J$4,0),TRUE)","v":1},null,null,null,null,{"$f":"VLOOKUP(OFFSET($B:$B,,MATCH(V$4,$B$4:$F$4,0)-1),OFFSET('C. PoC Adj Factor Scoring'!$E$5:$J$282,,MATCH(V$4,'C. PoC Adj Factor Scoring'!$E$3:$AH$3,0)-1),MATCH(V$2&\" Score\",'C. PoC Adj Factor Scoring'!$E$4:$J$4,0),TRUE)","v":1},null,null,null,null,{"$f":"VLOOKUP(OFFSET($B:$B,,MATCH(AA$4,$B$4:$F$4,0)-1),OFFSET('C. PoC Adj Factor Scoring'!$E$5:$J$282,,MATCH(AA$4,'C. PoC Adj Factor Scoring'!$E$3:$AH$3,0)-1),MATCH(AA$2&\" Score\",'C. PoC Adj Factor Scoring'!$E$4:$J$4,0),TRUE)","v":0}]
[{"$f":"'A. Population Info'!A518","v":513},{"$f":"'A. Population Info'!L518","v":1},null,null,null,null,{"$f":"VLOOKUP(OFFSET($B:$B,,MATCH(G$4,$B$4:$F$4,0)-1),OFFSET('C. PoC Adj Factor Scoring'!$E$5:$J$282,,MATCH(G$4,'C. PoC Adj Factor Scoring'!$E$3:$AH$3,0)-1),MATCH(G$2&\" Score\",'C. PoC Adj Factor Scoring'!$E$4:$J$4,0),TRUE)","v":1},null,null,null,null,{"$f":"VLOOKUP(OFFSET($B:$B,,MATCH(L$4,$B$4:$F$4,0)-1),OFFSET('C. PoC Adj Factor Scoring'!$E$5:$J$282,,MATCH(L$4,'C. PoC Adj Factor Scoring'!$E$3:$AH$3,0)-1),MATCH(L$2&\" Score\",'C. PoC Adj Factor Scoring'!$E$4:$J$4,0),TRUE)","v":1},null,null,null,null,{"$f":"VLOOKUP(OFFSET($B:$B,,MATCH(Q$4,$B$4:$F$4,0)-1),OFFSET('C. PoC Adj Factor Scoring'!$E$5:$J$282,,MATCH(Q$4,'C. PoC Adj Factor Scoring'!$E$3:$AH$3,0)-1),MATCH(Q$2&\" Score\",'C. PoC Adj Factor Scoring'!$E$4:$J$4,0),TRUE)","v":1},null,null,null,null,{"$f":"VLOOKUP(OFFSET($B:$B,,MATCH(V$4,$B$4:$F$4,0)-1),OFFSET('C. PoC Adj Factor Scoring'!$E$5:$J$282,,MATCH(V$4,'C. PoC Adj Factor Scoring'!$E$3:$AH$3,0)-1),MATCH(V$2&\" Score\",'C. PoC Adj Factor Scoring'!$E$4:$J$4,0),TRUE)","v":1},null,null,null,null,{"$f":"VLOOKUP(OFFSET($B:$B,,MATCH(AA$4,$B$4:$F$4,0)-1),OFFSET('C. PoC Adj Factor Scoring'!$E$5:$J$282,,MATCH(AA$4,'C. PoC Adj Factor Scoring'!$E$3:$AH$3,0)-1),MATCH(AA$2&\" Score\",'C. PoC Adj Factor Scoring'!$E$4:$J$4,0),TRUE)","v":0}]
[{"$f":"'A. Population Info'!A519","v":514},{"$f":"'A. Population Info'!L519","v":1},null,null,null,null,{"$f":"VLOOKUP(OFFSET($B:$B,,MATCH(G$4,$B$4:$F$4,0)-1),OFFSET('C. PoC Adj Factor Scoring'!$E$5:$J$282,,MATCH(G$4,'C. PoC Adj Factor Scoring'!$E$3:$AH$3,0)-1),MATCH(G$2&\" Score\",'C. PoC Adj Factor Scoring'!$E$4:$J$4,0),TRUE)","v":1},null,null,null,null,{"$f":"VLOOKUP(OFFSET($B:$B,,MATCH(L$4,$B$4:$F$4,0)-1),OFFSET('C. PoC Adj Factor Scoring'!$E$5:$J$282,,MATCH(L$4,'C. PoC Adj Factor Scoring'!$E$3:$AH$3,0)-1),MATCH(L$2&\" Score\",'C. PoC Adj Factor Scoring'!$E$4:$J$4,0),TRUE)","v":1},null,null,null,null,{"$f":"VLOOKUP(OFFSET($B:$B,,MATCH(Q$4,$B$4:$F$4,0)-1),OFFSET('C. PoC Adj Factor Scoring'!$E$5:$J$282,,MATCH(Q$4,'C. PoC Adj Factor Scoring'!$E$3:$AH$3,0)-1),MATCH(Q$2&\" Score\",'C. PoC Adj Factor Scoring'!$E$4:$J$4,0),TRUE)","v":1},null,null,null,null,{"$f":"VLOOKUP(OFFSET($B:$B,,MATCH(V$4,$B$4:$F$4,0)-1),OFFSET('C. PoC Adj Factor Scoring'!$E$5:$J$282,,MATCH(V$4,'C. PoC Adj Factor Scoring'!$E$3:$AH$3,0)-1),MATCH(V$2&\" Score\",'C. PoC Adj Factor Scoring'!$E$4:$J$4,0),TRUE)","v":1},null,null,null,null,{"$f":"VLOOKUP(OFFSET($B:$B,,MATCH(AA$4,$B$4:$F$4,0)-1),OFFSET('C. PoC Adj Factor Scoring'!$E$5:$J$282,,MATCH(AA$4,'C. PoC Adj Factor Scoring'!$E$3:$AH$3,0)-1),MATCH(AA$2&\" Score\",'C. PoC Adj Factor Scoring'!$E$4:$J$4,0),TRUE)","v":0}]
[{"$f":"'A. Population Info'!A520","v":515},{"$f":"'A. Population Info'!L520","v":1},null,null,null,null,{"$f":"VLOOKUP(OFFSET($B:$B,,MATCH(G$4,$B$4:$F$4,0)-1),OFFSET('C. PoC Adj Factor Scoring'!$E$5:$J$282,,MATCH(G$4,'C. PoC Adj Factor Scoring'!$E$3:$AH$3,0)-1),MATCH(G$2&\" Score\",'C. PoC Adj Factor Scoring'!$E$4:$J$4,0),TRUE)","v":1},null,null,null,null,{"$f":"VLOOKUP(OFFSET($B:$B,,MATCH(L$4,$B$4:$F$4,0)-1),OFFSET('C. PoC Adj Factor Scoring'!$E$5:$J$282,,MATCH(L$4,'C. PoC Adj Factor Scoring'!$E$3:$AH$3,0)-1),MATCH(L$2&\" Score\",'C. PoC Adj Factor Scoring'!$E$4:$J$4,0),TRUE)","v":1},null,null,null,null,{"$f":"VLOOKUP(OFFSET($B:$B,,MATCH(Q$4,$B$4:$F$4,0)-1),OFFSET('C. PoC Adj Factor Scoring'!$E$5:$J$282,,MATCH(Q$4,'C. PoC Adj Factor Scoring'!$E$3:$AH$3,0)-1),MATCH(Q$2&\" Score\",'C. PoC Adj Factor Scoring'!$E$4:$J$4,0),TRUE)","v":1},null,null,null,null,{"$f":"VLOOKUP(OFFSET($B:$B,,MATCH(V$4,$B$4:$F$4,0)-1),OFFSET('C. PoC Adj Factor Scoring'!$E$5:$J$282,,MATCH(V$4,'C. PoC Adj Factor Scoring'!$E$3:$AH$3,0)-1),MATCH(V$2&\" Score\",'C. PoC Adj Factor Scoring'!$E$4:$J$4,0),TRUE)","v":1},null,null,null,null,{"$f":"VLOOKUP(OFFSET($B:$B,,MATCH(AA$4,$B$4:$F$4,0)-1),OFFSET('C. PoC Adj Factor Scoring'!$E$5:$J$282,,MATCH(AA$4,'C. PoC Adj Factor Scoring'!$E$3:$AH$3,0)-1),MATCH(AA$2&\" Score\",'C. PoC Adj Factor Scoring'!$E$4:$J$4,0),TRUE)","v":0}]
[{"$f":"'A. Population Info'!A521","v":516},{"$f":"'A. Population Info'!L521","v":2},null,null,null,null,{"$f":"VLOOKUP(OFFSET($B:$B,,MATCH(G$4,$B$4:$F$4,0)-1),OFFSET('C. PoC Adj Factor Scoring'!$E$5:$J$282,,MATCH(G$4,'C. PoC Adj Factor Scoring'!$E$3:$AH$3,0)-1),MATCH(G$2&\" Score\",'C. PoC Adj Factor Scoring'!$E$4:$J$4,0),TRUE)","v":2},null,null,null,null,{"$f":"VLOOKUP(OFFSET($B:$B,,MATCH(L$4,$B$4:$F$4,0)-1),OFFSET('C. PoC Adj Factor Scoring'!$E$5:$J$282,,MATCH(L$4,'C. PoC Adj Factor Scoring'!$E$3:$AH$3,0)-1),MATCH(L$2&\" Score\",'C. PoC Adj Factor Scoring'!$E$4:$J$4,0),TRUE)","v":2},null,null,null,null,{"$f":"VLOOKUP(OFFSET($B:$B,,MATCH(Q$4,$B$4:$F$4,0)-1),OFFSET('C. PoC Adj Factor Scoring'!$E$5:$J$282,,MATCH(Q$4,'C. PoC Adj Factor Scoring'!$E$3:$AH$3,0)-1),MATCH(Q$2&\" Score\",'C. PoC Adj Factor Scoring'!$E$4:$J$4,0),TRUE)","v":2},null,null,null,null,{"$f":"VLOOKUP(OFFSET($B:$B,,MATCH(V$4,$B$4:$F$4,0)-1),OFFSET('C. PoC Adj Factor Scoring'!$E$5:$J$282,,MATCH(V$4,'C. PoC Adj Factor Scoring'!$E$3:$AH$3,0)-1),MATCH(V$2&\" Score\",'C. PoC Adj Factor Scoring'!$E$4:$J$4,0),TRUE)","v":2},null,null,null,null,{"$f":"VLOOKUP(OFFSET($B:$B,,MATCH(AA$4,$B$4:$F$4,0)-1),OFFSET('C. PoC Adj Factor Scoring'!$E$5:$J$282,,MATCH(AA$4,'C. PoC Adj Factor Scoring'!$E$3:$AH$3,0)-1),MATCH(AA$2&\" Score\",'C. PoC Adj Factor Scoring'!$E$4:$J$4,0),TRUE)","v":0}]
[{"$f":"'A. Population Info'!A522","v":517},{"$f":"'A. Population Info'!L522","v":1},null,null,null,null,{"$f":"VLOOKUP(OFFSET($B:$B,,MATCH(G$4,$B$4:$F$4,0)-1),OFFSET('C. PoC Adj Factor Scoring'!$E$5:$J$282,,MATCH(G$4,'C. PoC Adj Factor Scoring'!$E$3:$AH$3,0)-1),MATCH(G$2&\" Score\",'C. PoC Adj Factor Scoring'!$E$4:$J$4,0),TRUE)","v":1},null,null,null,null,{"$f":"VLOOKUP(OFFSET($B:$B,,MATCH(L$4,$B$4:$F$4,0)-1),OFFSET('C. PoC Adj Factor Scoring'!$E$5:$J$282,,MATCH(L$4,'C. PoC Adj Factor Scoring'!$E$3:$AH$3,0)-1),MATCH(L$2&\" Score\",'C. PoC Adj Factor Scoring'!$E$4:$J$4,0),TRUE)","v":1},null,null,null,null,{"$f":"VLOOKUP(OFFSET($B:$B,,MATCH(Q$4,$B$4:$F$4,0)-1),OFFSET('C. PoC Adj Factor Scoring'!$E$5:$J$282,,MATCH(Q$4,'C. PoC Adj Factor Scoring'!$E$3:$AH$3,0)-1),MATCH(Q$2&\" Score\",'C. PoC Adj Factor Scoring'!$E$4:$J$4,0),TRUE)","v":1},null,null,null,null,{"$f":"VLOOKUP(OFFSET($B:$B,,MATCH(V$4,$B$4:$F$4,0)-1),OFFSET('C. PoC Adj Factor Scoring'!$E$5:$J$282,,MATCH(V$4,'C. PoC Adj Factor Scoring'!$E$3:$AH$3,0)-1),MATCH(V$2&\" Score\",'C. PoC Adj Factor Scoring'!$E$4:$J$4,0),TRUE)","v":1},null,null,null,null,{"$f":"VLOOKUP(OFFSET($B:$B,,MATCH(AA$4,$B$4:$F$4,0)-1),OFFSET('C. PoC Adj Factor Scoring'!$E$5:$J$282,,MATCH(AA$4,'C. PoC Adj Factor Scoring'!$E$3:$AH$3,0)-1),MATCH(AA$2&\" Score\",'C. PoC Adj Factor Scoring'!$E$4:$J$4,0),TRUE)","v":0}]
[{"$f":"'A. Population Info'!A523","v":518},{"$f":"'A. Population Info'!L523","v":2},null,null,null,null,{"$f":"VLOOKUP(OFFSET($B:$B,,MATCH(G$4,$B$4:$F$4,0)-1),OFFSET('C. PoC Adj Factor Scoring'!$E$5:$J$282,,MATCH(G$4,'C. PoC Adj Factor Scoring'!$E$3:$AH$3,0)-1),MATCH(G$2&\" Score\",'C. PoC Adj Factor Scoring'!$E$4:$J$4,0),TRUE)","v":2},null,null,null,null,{"$f":"VLOOKUP(OFFSET($B:$B,,MATCH(L$4,$B$4:$F$4,0)-1),OFFSET('C. PoC Adj Factor Scoring'!$E$5:$J$282,,MATCH(L$4,'C. PoC Adj Factor Scoring'!$E$3:$AH$3,0)-1),MATCH(L$2&\" Score\",'C. PoC Adj Factor Scoring'!$E$4:$J$4,0),TRUE)","v":2},null,null,null,null,{"$f":"VLOOKUP(OFFSET($B:$B,,MATCH(Q$4,$B$4:$F$4,0)-1),OFFSET('C. PoC Adj Factor Scoring'!$E$5:$J$282,,MATCH(Q$4,'C. PoC Adj Factor Scoring'!$E$3:$AH$3,0)-1),MATCH(Q$2&\" Score\",'C. PoC Adj Factor Scoring'!$E$4:$J$4,0),TRUE)","v":2},null,null,null,null,{"$f":"VLOOKUP(OFFSET($B:$B,,MATCH(V$4,$B$4:$F$4,0)-1),OFFSET('C. PoC Adj Factor Scoring'!$E$5:$J$282,,MATCH(V$4,'C. PoC Adj Factor Scoring'!$E$3:$AH$3,0)-1),MATCH(V$2&\" Score\",'C. PoC Adj Factor Scoring'!$E$4:$J$4,0),TRUE)","v":2},null,null,null,null,{"$f":"VLOOKUP(OFFSET($B:$B,,MATCH(AA$4,$B$4:$F$4,0)-1),OFFSET('C. PoC Adj Factor Scoring'!$E$5:$J$282,,MATCH(AA$4,'C. PoC Adj Factor Scoring'!$E$3:$AH$3,0)-1),MATCH(AA$2&\" Score\",'C. PoC Adj Factor Scoring'!$E$4:$J$4,0),TRUE)","v":0}]
[{"$f":"'A. Population Info'!A524","v":519},{"$f":"'A. Population Info'!L524","v":1},null,null,null,null,{"$f":"VLOOKUP(OFFSET($B:$B,,MATCH(G$4,$B$4:$F$4,0)-1),OFFSET('C. PoC Adj Factor Scoring'!$E$5:$J$282,,MATCH(G$4,'C. PoC Adj Factor Scoring'!$E$3:$AH$3,0)-1),MATCH(G$2&\" Score\",'C. PoC Adj Factor Scoring'!$E$4:$J$4,0),TRUE)","v":1},null,null,null,null,{"$f":"VLOOKUP(OFFSET($B:$B,,MATCH(L$4,$B$4:$F$4,0)-1),OFFSET('C. PoC Adj Factor Scoring'!$E$5:$J$282,,MATCH(L$4,'C. PoC Adj Factor Scoring'!$E$3:$AH$3,0)-1),MATCH(L$2&\" Score\",'C. PoC Adj Factor Scoring'!$E$4:$J$4,0),TRUE)","v":1},null,null,null,null,{"$f":"VLOOKUP(OFFSET($B:$B,,MATCH(Q$4,$B$4:$F$4,0)-1),OFFSET('C. PoC Adj Factor Scoring'!$E$5:$J$282,,MATCH(Q$4,'C. PoC Adj Factor Scoring'!$E$3:$AH$3,0)-1),MATCH(Q$2&\" Score\",'C. PoC Adj Factor Scoring'!$E$4:$J$4,0),TRUE)","v":1},null,null,null,null,{"$f":"VLOOKUP(OFFSET($B:$B,,MATCH(V$4,$B$4:$F$4,0)-1),OFFSET('C. PoC Adj Factor Scoring'!$E$5:$J$282,,MATCH(V$4,'C. PoC Adj Factor Scoring'!$E$3:$AH$3,0)-1),MATCH(V$2&\" Score\",'C. PoC Adj Factor Scoring'!$E$4:$J$4,0),TRUE)","v":1},null,null,null,null,{"$f":"VLOOKUP(OFFSET($B:$B,,MATCH(AA$4,$B$4:$F$4,0)-1),OFFSET('C. PoC Adj Factor Scoring'!$E$5:$J$282,,MATCH(AA$4,'C. PoC Adj Factor Scoring'!$E$3:$AH$3,0)-1),MATCH(AA$2&\" Score\",'C. PoC Adj Factor Scoring'!$E$4:$J$4,0),TRUE)","v":0}]
[{"$f":"'A. Population Info'!A525","v":520},{"$f":"'A. Population Info'!L525","v":2},null,null,null,null,{"$f":"VLOOKUP(OFFSET($B:$B,,MATCH(G$4,$B$4:$F$4,0)-1),OFFSET('C. PoC Adj Factor Scoring'!$E$5:$J$282,,MATCH(G$4,'C. PoC Adj Factor Scoring'!$E$3:$AH$3,0)-1),MATCH(G$2&\" Score\",'C. PoC Adj Factor Scoring'!$E$4:$J$4,0),TRUE)","v":2},null,null,null,null,{"$f":"VLOOKUP(OFFSET($B:$B,,MATCH(L$4,$B$4:$F$4,0)-1),OFFSET('C. PoC Adj Factor Scoring'!$E$5:$J$282,,MATCH(L$4,'C. PoC Adj Factor Scoring'!$E$3:$AH$3,0)-1),MATCH(L$2&\" Score\",'C. PoC Adj Factor Scoring'!$E$4:$J$4,0),TRUE)","v":2},null,null,null,null,{"$f":"VLOOKUP(OFFSET($B:$B,,MATCH(Q$4,$B$4:$F$4,0)-1),OFFSET('C. PoC Adj Factor Scoring'!$E$5:$J$282,,MATCH(Q$4,'C. PoC Adj Factor Scoring'!$E$3:$AH$3,0)-1),MATCH(Q$2&\" Score\",'C. PoC Adj Factor Scoring'!$E$4:$J$4,0),TRUE)","v":2},null,null,null,null,{"$f":"VLOOKUP(OFFSET($B:$B,,MATCH(V$4,$B$4:$F$4,0)-1),OFFSET('C. PoC Adj Factor Scoring'!$E$5:$J$282,,MATCH(V$4,'C. PoC Adj Factor Scoring'!$E$3:$AH$3,0)-1),MATCH(V$2&\" Score\",'C. PoC Adj Factor Scoring'!$E$4:$J$4,0),TRUE)","v":2},null,null,null,null,{"$f":"VLOOKUP(OFFSET($B:$B,,MATCH(AA$4,$B$4:$F$4,0)-1),OFFSET('C. PoC Adj Factor Scoring'!$E$5:$J$282,,MATCH(AA$4,'C. PoC Adj Factor Scoring'!$E$3:$AH$3,0)-1),MATCH(AA$2&\" Score\",'C. PoC Adj Factor Scoring'!$E$4:$J$4,0),TRUE)","v":0}]
[{"$f":"'A. Population Info'!A526","v":521},{"$f":"'A. Population Info'!L526","v":1},null,null,null,null,{"$f":"VLOOKUP(OFFSET($B:$B,,MATCH(G$4,$B$4:$F$4,0)-1),OFFSET('C. PoC Adj Factor Scoring'!$E$5:$J$282,,MATCH(G$4,'C. PoC Adj Factor Scoring'!$E$3:$AH$3,0)-1),MATCH(G$2&\" Score\",'C. PoC Adj Factor Scoring'!$E$4:$J$4,0),TRUE)","v":1},null,null,null,null,{"$f":"VLOOKUP(OFFSET($B:$B,,MATCH(L$4,$B$4:$F$4,0)-1),OFFSET('C. PoC Adj Factor Scoring'!$E$5:$J$282,,MATCH(L$4,'C. PoC Adj Factor Scoring'!$E$3:$AH$3,0)-1),MATCH(L$2&\" Score\",'C. PoC Adj Factor Scoring'!$E$4:$J$4,0),TRUE)","v":1},null,null,null,null,{"$f":"VLOOKUP(OFFSET($B:$B,,MATCH(Q$4,$B$4:$F$4,0)-1),OFFSET('C. PoC Adj Factor Scoring'!$E$5:$J$282,,MATCH(Q$4,'C. PoC Adj Factor Scoring'!$E$3:$AH$3,0)-1),MATCH(Q$2&\" Score\",'C. PoC Adj Factor Scoring'!$E$4:$J$4,0),TRUE)","v":1},null,null,null,null,{"$f":"VLOOKUP(OFFSET($B:$B,,MATCH(V$4,$B$4:$F$4,0)-1),OFFSET('C. PoC Adj Factor Scoring'!$E$5:$J$282,,MATCH(V$4,'C. PoC Adj Factor Scoring'!$E$3:$AH$3,0)-1),MATCH(V$2&\" Score\",'C. PoC Adj Factor Scoring'!$E$4:$J$4,0),TRUE)","v":1},null,null,null,null,{"$f":"VLOOKUP(OFFSET($B:$B,,MATCH(AA$4,$B$4:$F$4,0)-1),OFFSET('C. PoC Adj Factor Scoring'!$E$5:$J$282,,MATCH(AA$4,'C. PoC Adj Factor Scoring'!$E$3:$AH$3,0)-1),MATCH(AA$2&\" Score\",'C. PoC Adj Factor Scoring'!$E$4:$J$4,0),TRUE)","v":0}]
[{"$f":"'A. Population Info'!A527","v":522},{"$f":"'A. Population Info'!L527","v":1},null,null,null,null,{"$f":"VLOOKUP(OFFSET($B:$B,,MATCH(G$4,$B$4:$F$4,0)-1),OFFSET('C. PoC Adj Factor Scoring'!$E$5:$J$282,,MATCH(G$4,'C. PoC Adj Factor Scoring'!$E$3:$AH$3,0)-1),MATCH(G$2&\" Score\",'C. PoC Adj Factor Scoring'!$E$4:$J$4,0),TRUE)","v":1},null,null,null,null,{"$f":"VLOOKUP(OFFSET($B:$B,,MATCH(L$4,$B$4:$F$4,0)-1),OFFSET('C. PoC Adj Factor Scoring'!$E$5:$J$282,,MATCH(L$4,'C. PoC Adj Factor Scoring'!$E$3:$AH$3,0)-1),MATCH(L$2&\" Score\",'C. PoC Adj Factor Scoring'!$E$4:$J$4,0),TRUE)","v":1},null,null,null,null,{"$f":"VLOOKUP(OFFSET($B:$B,,MATCH(Q$4,$B$4:$F$4,0)-1),OFFSET('C. PoC Adj Factor Scoring'!$E$5:$J$282,,MATCH(Q$4,'C. PoC Adj Factor Scoring'!$E$3:$AH$3,0)-1),MATCH(Q$2&\" Score\",'C. PoC Adj Factor Scoring'!$E$4:$J$4,0),TRUE)","v":1},null,null,null,null,{"$f":"VLOOKUP(OFFSET($B:$B,,MATCH(V$4,$B$4:$F$4,0)-1),OFFSET('C. PoC Adj Factor Scoring'!$E$5:$J$282,,MATCH(V$4,'C. PoC Adj Factor Scoring'!$E$3:$AH$3,0)-1),MATCH(V$2&\" Score\",'C. PoC Adj Factor Scoring'!$E$4:$J$4,0),TRUE)","v":1},null,null,null,null,{"$f":"VLOOKUP(OFFSET($B:$B,,MATCH(AA$4,$B$4:$F$4,0)-1),OFFSET('C. PoC Adj Factor Scoring'!$E$5:$J$282,,MATCH(AA$4,'C. PoC Adj Factor Scoring'!$E$3:$AH$3,0)-1),MATCH(AA$2&\" Score\",'C. PoC Adj Factor Scoring'!$E$4:$J$4,0),TRUE)","v":0}]
[{"$f":"'A. Population Info'!A528","v":523},{"$f":"'A. Population Info'!L528","v":1},null,null,null,null,{"$f":"VLOOKUP(OFFSET($B:$B,,MATCH(G$4,$B$4:$F$4,0)-1),OFFSET('C. PoC Adj Factor Scoring'!$E$5:$J$282,,MATCH(G$4,'C. PoC Adj Factor Scoring'!$E$3:$AH$3,0)-1),MATCH(G$2&\" Score\",'C. PoC Adj Factor Scoring'!$E$4:$J$4,0),TRUE)","v":1},null,null,null,null,{"$f":"VLOOKUP(OFFSET($B:$B,,MATCH(L$4,$B$4:$F$4,0)-1),OFFSET('C. PoC Adj Factor Scoring'!$E$5:$J$282,,MATCH(L$4,'C. PoC Adj Factor Scoring'!$E$3:$AH$3,0)-1),MATCH(L$2&\" Score\",'C. PoC Adj Factor Scoring'!$E$4:$J$4,0),TRUE)","v":1},null,null,null,null,{"$f":"VLOOKUP(OFFSET($B:$B,,MATCH(Q$4,$B$4:$F$4,0)-1),OFFSET('C. PoC Adj Factor Scoring'!$E$5:$J$282,,MATCH(Q$4,'C. PoC Adj Factor Scoring'!$E$3:$AH$3,0)-1),MATCH(Q$2&\" Score\",'C. PoC Adj Factor Scoring'!$E$4:$J$4,0),TRUE)","v":1},null,null,null,null,{"$f":"VLOOKUP(OFFSET($B:$B,,MATCH(V$4,$B$4:$F$4,0)-1),OFFSET('C. PoC Adj Factor Scoring'!$E$5:$J$282,,MATCH(V$4,'C. PoC Adj Factor Scoring'!$E$3:$AH$3,0)-1),MATCH(V$2&\" Score\",'C. PoC Adj Factor Scoring'!$E$4:$J$4,0),TRUE)","v":1},null,null,null,null,{"$f":"VLOOKUP(OFFSET($B:$B,,MATCH(AA$4,$B$4:$F$4,0)-1),OFFSET('C. PoC Adj Factor Scoring'!$E$5:$J$282,,MATCH(AA$4,'C. PoC Adj Factor Scoring'!$E$3:$AH$3,0)-1),MATCH(AA$2&\" Score\",'C. PoC Adj Factor Scoring'!$E$4:$J$4,0),TRUE)","v":0}]
[{"$f":"'A. Population Info'!A529","v":524},{"$f":"'A. Population Info'!L529","v":1},null,null,null,null,{"$f":"VLOOKUP(OFFSET($B:$B,,MATCH(G$4,$B$4:$F$4,0)-1),OFFSET('C. PoC Adj Factor Scoring'!$E$5:$J$282,,MATCH(G$4,'C. PoC Adj Factor Scoring'!$E$3:$AH$3,0)-1),MATCH(G$2&\" Score\",'C. PoC Adj Factor Scoring'!$E$4:$J$4,0),TRUE)","v":1},null,null,null,null,{"$f":"VLOOKUP(OFFSET($B:$B,,MATCH(L$4,$B$4:$F$4,0)-1),OFFSET('C. PoC Adj Factor Scoring'!$E$5:$J$282,,MATCH(L$4,'C. PoC Adj Factor Scoring'!$E$3:$AH$3,0)-1),MATCH(L$2&\" Score\",'C. PoC Adj Factor Scoring'!$E$4:$J$4,0),TRUE)","v":1},null,null,null,null,{"$f":"VLOOKUP(OFFSET($B:$B,,MATCH(Q$4,$B$4:$F$4,0)-1),OFFSET('C. PoC Adj Factor Scoring'!$E$5:$J$282,,MATCH(Q$4,'C. PoC Adj Factor Scoring'!$E$3:$AH$3,0)-1),MATCH(Q$2&\" Score\",'C. PoC Adj Factor Scoring'!$E$4:$J$4,0),TRUE)","v":1},null,null,null,null,{"$f":"VLOOKUP(OFFSET($B:$B,,MATCH(V$4,$B$4:$F$4,0)-1),OFFSET('C. PoC Adj Factor Scoring'!$E$5:$J$282,,MATCH(V$4,'C. PoC Adj Factor Scoring'!$E$3:$AH$3,0)-1),MATCH(V$2&\" Score\",'C. PoC Adj Factor Scoring'!$E$4:$J$4,0),TRUE)","v":1},null,null,null,null,{"$f":"VLOOKUP(OFFSET($B:$B,,MATCH(AA$4,$B$4:$F$4,0)-1),OFFSET('C. PoC Adj Factor Scoring'!$E$5:$J$282,,MATCH(AA$4,'C. PoC Adj Factor Scoring'!$E$3:$AH$3,0)-1),MATCH(AA$2&\" Score\",'C. PoC Adj Factor Scoring'!$E$4:$J$4,0),TRUE)","v":0}]
[{"$f":"'A. Population Info'!A530","v":525},{"$f":"'A. Population Info'!L530","v":1},null,null,null,null,{"$f":"VLOOKUP(OFFSET($B:$B,,MATCH(G$4,$B$4:$F$4,0)-1),OFFSET('C. PoC Adj Factor Scoring'!$E$5:$J$282,,MATCH(G$4,'C. PoC Adj Factor Scoring'!$E$3:$AH$3,0)-1),MATCH(G$2&\" Score\",'C. PoC Adj Factor Scoring'!$E$4:$J$4,0),TRUE)","v":1},null,null,null,null,{"$f":"VLOOKUP(OFFSET($B:$B,,MATCH(L$4,$B$4:$F$4,0)-1),OFFSET('C. PoC Adj Factor Scoring'!$E$5:$J$282,,MATCH(L$4,'C. PoC Adj Factor Scoring'!$E$3:$AH$3,0)-1),MATCH(L$2&\" Score\",'C. PoC Adj Factor Scoring'!$E$4:$J$4,0),TRUE)","v":1},null,null,null,null,{"$f":"VLOOKUP(OFFSET($B:$B,,MATCH(Q$4,$B$4:$F$4,0)-1),OFFSET('C. PoC Adj Factor Scoring'!$E$5:$J$282,,MATCH(Q$4,'C. PoC Adj Factor Scoring'!$E$3:$AH$3,0)-1),MATCH(Q$2&\" Score\",'C. PoC Adj Factor Scoring'!$E$4:$J$4,0),TRUE)","v":1},null,null,null,null,{"$f":"VLOOKUP(OFFSET($B:$B,,MATCH(V$4,$B$4:$F$4,0)-1),OFFSET('C. PoC Adj Factor Scoring'!$E$5:$J$282,,MATCH(V$4,'C. PoC Adj Factor Scoring'!$E$3:$AH$3,0)-1),MATCH(V$2&\" Score\",'C. PoC Adj Factor Scoring'!$E$4:$J$4,0),TRUE)","v":1},null,null,null,null,{"$f":"VLOOKUP(OFFSET($B:$B,,MATCH(AA$4,$B$4:$F$4,0)-1),OFFSET('C. PoC Adj Factor Scoring'!$E$5:$J$282,,MATCH(AA$4,'C. PoC Adj Factor Scoring'!$E$3:$AH$3,0)-1),MATCH(AA$2&\" Score\",'C. PoC Adj Factor Scoring'!$E$4:$J$4,0),TRUE)","v":0}]
[{"$f":"'A. Population Info'!A531","v":526},{"$f":"'A. Population Info'!L531","v":1},null,null,null,null,{"$f":"VLOOKUP(OFFSET($B:$B,,MATCH(G$4,$B$4:$F$4,0)-1),OFFSET('C. PoC Adj Factor Scoring'!$E$5:$J$282,,MATCH(G$4,'C. PoC Adj Factor Scoring'!$E$3:$AH$3,0)-1),MATCH(G$2&\" Score\",'C. PoC Adj Factor Scoring'!$E$4:$J$4,0),TRUE)","v":1},null,null,null,null,{"$f":"VLOOKUP(OFFSET($B:$B,,MATCH(L$4,$B$4:$F$4,0)-1),OFFSET('C. PoC Adj Factor Scoring'!$E$5:$J$282,,MATCH(L$4,'C. PoC Adj Factor Scoring'!$E$3:$AH$3,0)-1),MATCH(L$2&\" Score\",'C. PoC Adj Factor Scoring'!$E$4:$J$4,0),TRUE)","v":1},null,null,null,null,{"$f":"VLOOKUP(OFFSET($B:$B,,MATCH(Q$4,$B$4:$F$4,0)-1),OFFSET('C. PoC Adj Factor Scoring'!$E$5:$J$282,,MATCH(Q$4,'C. PoC Adj Factor Scoring'!$E$3:$AH$3,0)-1),MATCH(Q$2&\" Score\",'C. PoC Adj Factor Scoring'!$E$4:$J$4,0),TRUE)","v":1},null,null,null,null,{"$f":"VLOOKUP(OFFSET($B:$B,,MATCH(V$4,$B$4:$F$4,0)-1),OFFSET('C. PoC Adj Factor Scoring'!$E$5:$J$282,,MATCH(V$4,'C. PoC Adj Factor Scoring'!$E$3:$AH$3,0)-1),MATCH(V$2&\" Score\",'C. PoC Adj Factor Scoring'!$E$4:$J$4,0),TRUE)","v":1},null,null,null,null,{"$f":"VLOOKUP(OFFSET($B:$B,,MATCH(AA$4,$B$4:$F$4,0)-1),OFFSET('C. PoC Adj Factor Scoring'!$E$5:$J$282,,MATCH(AA$4,'C. PoC Adj Factor Scoring'!$E$3:$AH$3,0)-1),MATCH(AA$2&\" Score\",'C. PoC Adj Factor Scoring'!$E$4:$J$4,0),TRUE)","v":0}]
[{"$f":"'A. Population Info'!A532","v":527},{"$f":"'A. Population Info'!L532","v":1},null,null,null,null,{"$f":"VLOOKUP(OFFSET($B:$B,,MATCH(G$4,$B$4:$F$4,0)-1),OFFSET('C. PoC Adj Factor Scoring'!$E$5:$J$282,,MATCH(G$4,'C. PoC Adj Factor Scoring'!$E$3:$AH$3,0)-1),MATCH(G$2&\" Score\",'C. PoC Adj Factor Scoring'!$E$4:$J$4,0),TRUE)","v":1},null,null,null,null,{"$f":"VLOOKUP(OFFSET($B:$B,,MATCH(L$4,$B$4:$F$4,0)-1),OFFSET('C. PoC Adj Factor Scoring'!$E$5:$J$282,,MATCH(L$4,'C. PoC Adj Factor Scoring'!$E$3:$AH$3,0)-1),MATCH(L$2&\" Score\",'C. PoC Adj Factor Scoring'!$E$4:$J$4,0),TRUE)","v":1},null,null,null,null,{"$f":"VLOOKUP(OFFSET($B:$B,,MATCH(Q$4,$B$4:$F$4,0)-1),OFFSET('C. PoC Adj Factor Scoring'!$E$5:$J$282,,MATCH(Q$4,'C. PoC Adj Factor Scoring'!$E$3:$AH$3,0)-1),MATCH(Q$2&\" Score\",'C. PoC Adj Factor Scoring'!$E$4:$J$4,0),TRUE)","v":1},null,null,null,null,{"$f":"VLOOKUP(OFFSET($B:$B,,MATCH(V$4,$B$4:$F$4,0)-1),OFFSET('C. PoC Adj Factor Scoring'!$E$5:$J$282,,MATCH(V$4,'C. PoC Adj Factor Scoring'!$E$3:$AH$3,0)-1),MATCH(V$2&\" Score\",'C. PoC Adj Factor Scoring'!$E$4:$J$4,0),TRUE)","v":1},null,null,null,null,{"$f":"VLOOKUP(OFFSET($B:$B,,MATCH(AA$4,$B$4:$F$4,0)-1),OFFSET('C. PoC Adj Factor Scoring'!$E$5:$J$282,,MATCH(AA$4,'C. PoC Adj Factor Scoring'!$E$3:$AH$3,0)-1),MATCH(AA$2&\" Score\",'C. PoC Adj Factor Scoring'!$E$4:$J$4,0),TRUE)","v":0}]
[{"$f":"'A. Population Info'!A533","v":528},{"$f":"'A. Population Info'!L533","v":1},null,null,null,null,{"$f":"VLOOKUP(OFFSET($B:$B,,MATCH(G$4,$B$4:$F$4,0)-1),OFFSET('C. PoC Adj Factor Scoring'!$E$5:$J$282,,MATCH(G$4,'C. PoC Adj Factor Scoring'!$E$3:$AH$3,0)-1),MATCH(G$2&\" Score\",'C. PoC Adj Factor Scoring'!$E$4:$J$4,0),TRUE)","v":1},null,null,null,null,{"$f":"VLOOKUP(OFFSET($B:$B,,MATCH(L$4,$B$4:$F$4,0)-1),OFFSET('C. PoC Adj Factor Scoring'!$E$5:$J$282,,MATCH(L$4,'C. PoC Adj Factor Scoring'!$E$3:$AH$3,0)-1),MATCH(L$2&\" Score\",'C. PoC Adj Factor Scoring'!$E$4:$J$4,0),TRUE)","v":1},null,null,null,null,{"$f":"VLOOKUP(OFFSET($B:$B,,MATCH(Q$4,$B$4:$F$4,0)-1),OFFSET('C. PoC Adj Factor Scoring'!$E$5:$J$282,,MATCH(Q$4,'C. PoC Adj Factor Scoring'!$E$3:$AH$3,0)-1),MATCH(Q$2&\" Score\",'C. PoC Adj Factor Scoring'!$E$4:$J$4,0),TRUE)","v":1},null,null,null,null,{"$f":"VLOOKUP(OFFSET($B:$B,,MATCH(V$4,$B$4:$F$4,0)-1),OFFSET('C. PoC Adj Factor Scoring'!$E$5:$J$282,,MATCH(V$4,'C. PoC Adj Factor Scoring'!$E$3:$AH$3,0)-1),MATCH(V$2&\" Score\",'C. PoC Adj Factor Scoring'!$E$4:$J$4,0),TRUE)","v":1},null,null,null,null,{"$f":"VLOOKUP(OFFSET($B:$B,,MATCH(AA$4,$B$4:$F$4,0)-1),OFFSET('C. PoC Adj Factor Scoring'!$E$5:$J$282,,MATCH(AA$4,'C. PoC Adj Factor Scoring'!$E$3:$AH$3,0)-1),MATCH(AA$2&\" Score\",'C. PoC Adj Factor Scoring'!$E$4:$J$4,0),TRUE)","v":0}]
[{"$f":"'A. Population Info'!A534","v":529},{"$f":"'A. Population Info'!L534","v":1},null,null,null,null,{"$f":"VLOOKUP(OFFSET($B:$B,,MATCH(G$4,$B$4:$F$4,0)-1),OFFSET('C. PoC Adj Factor Scoring'!$E$5:$J$282,,MATCH(G$4,'C. PoC Adj Factor Scoring'!$E$3:$AH$3,0)-1),MATCH(G$2&\" Score\",'C. PoC Adj Factor Scoring'!$E$4:$J$4,0),TRUE)","v":1},null,null,null,null,{"$f":"VLOOKUP(OFFSET($B:$B,,MATCH(L$4,$B$4:$F$4,0)-1),OFFSET('C. PoC Adj Factor Scoring'!$E$5:$J$282,,MATCH(L$4,'C. PoC Adj Factor Scoring'!$E$3:$AH$3,0)-1),MATCH(L$2&\" Score\",'C. PoC Adj Factor Scoring'!$E$4:$J$4,0),TRUE)","v":1},null,null,null,null,{"$f":"VLOOKUP(OFFSET($B:$B,,MATCH(Q$4,$B$4:$F$4,0)-1),OFFSET('C. PoC Adj Factor Scoring'!$E$5:$J$282,,MATCH(Q$4,'C. PoC Adj Factor Scoring'!$E$3:$AH$3,0)-1),MATCH(Q$2&\" Score\",'C. PoC Adj Factor Scoring'!$E$4:$J$4,0),TRUE)","v":1},null,null,null,null,{"$f":"VLOOKUP(OFFSET($B:$B,,MATCH(V$4,$B$4:$F$4,0)-1),OFFSET('C. PoC Adj Factor Scoring'!$E$5:$J$282,,MATCH(V$4,'C. PoC Adj Factor Scoring'!$E$3:$AH$3,0)-1),MATCH(V$2&\" Score\",'C. PoC Adj Factor Scoring'!$E$4:$J$4,0),TRUE)","v":1},null,null,null,null,{"$f":"VLOOKUP(OFFSET($B:$B,,MATCH(AA$4,$B$4:$F$4,0)-1),OFFSET('C. PoC Adj Factor Scoring'!$E$5:$J$282,,MATCH(AA$4,'C. PoC Adj Factor Scoring'!$E$3:$AH$3,0)-1),MATCH(AA$2&\" Score\",'C. PoC Adj Factor Scoring'!$E$4:$J$4,0),TRUE)","v":0}]
[{"$f":"'A. Population Info'!A535","v":530},{"$f":"'A. Population Info'!L535","v":1},null,null,null,null,{"$f":"VLOOKUP(OFFSET($B:$B,,MATCH(G$4,$B$4:$F$4,0)-1),OFFSET('C. PoC Adj Factor Scoring'!$E$5:$J$282,,MATCH(G$4,'C. PoC Adj Factor Scoring'!$E$3:$AH$3,0)-1),MATCH(G$2&\" Score\",'C. PoC Adj Factor Scoring'!$E$4:$J$4,0),TRUE)","v":1},null,null,null,null,{"$f":"VLOOKUP(OFFSET($B:$B,,MATCH(L$4,$B$4:$F$4,0)-1),OFFSET('C. PoC Adj Factor Scoring'!$E$5:$J$282,,MATCH(L$4,'C. PoC Adj Factor Scoring'!$E$3:$AH$3,0)-1),MATCH(L$2&\" Score\",'C. PoC Adj Factor Scoring'!$E$4:$J$4,0),TRUE)","v":1},null,null,null,null,{"$f":"VLOOKUP(OFFSET($B:$B,,MATCH(Q$4,$B$4:$F$4,0)-1),OFFSET('C. PoC Adj Factor Scoring'!$E$5:$J$282,,MATCH(Q$4,'C. PoC Adj Factor Scoring'!$E$3:$AH$3,0)-1),MATCH(Q$2&\" Score\",'C. PoC Adj Factor Scoring'!$E$4:$J$4,0),TRUE)","v":1},null,null,null,null,{"$f":"VLOOKUP(OFFSET($B:$B,,MATCH(V$4,$B$4:$F$4,0)-1),OFFSET('C. PoC Adj Factor Scoring'!$E$5:$J$282,,MATCH(V$4,'C. PoC Adj Factor Scoring'!$E$3:$AH$3,0)-1),MATCH(V$2&\" Score\",'C. PoC Adj Factor Scoring'!$E$4:$J$4,0),TRUE)","v":1},null,null,null,null,{"$f":"VLOOKUP(OFFSET($B:$B,,MATCH(AA$4,$B$4:$F$4,0)-1),OFFSET('C. PoC Adj Factor Scoring'!$E$5:$J$282,,MATCH(AA$4,'C. PoC Adj Factor Scoring'!$E$3:$AH$3,0)-1),MATCH(AA$2&\" Score\",'C. PoC Adj Factor Scoring'!$E$4:$J$4,0),TRUE)","v":0}]
[{"$f":"'A. Population Info'!A536","v":531},{"$f":"'A. Population Info'!L536","v":2},null,null,null,null,{"$f":"VLOOKUP(OFFSET($B:$B,,MATCH(G$4,$B$4:$F$4,0)-1),OFFSET('C. PoC Adj Factor Scoring'!$E$5:$J$282,,MATCH(G$4,'C. PoC Adj Factor Scoring'!$E$3:$AH$3,0)-1),MATCH(G$2&\" Score\",'C. PoC Adj Factor Scoring'!$E$4:$J$4,0),TRUE)","v":2},null,null,null,null,{"$f":"VLOOKUP(OFFSET($B:$B,,MATCH(L$4,$B$4:$F$4,0)-1),OFFSET('C. PoC Adj Factor Scoring'!$E$5:$J$282,,MATCH(L$4,'C. PoC Adj Factor Scoring'!$E$3:$AH$3,0)-1),MATCH(L$2&\" Score\",'C. PoC Adj Factor Scoring'!$E$4:$J$4,0),TRUE)","v":2},null,null,null,null,{"$f":"VLOOKUP(OFFSET($B:$B,,MATCH(Q$4,$B$4:$F$4,0)-1),OFFSET('C. PoC Adj Factor Scoring'!$E$5:$J$282,,MATCH(Q$4,'C. PoC Adj Factor Scoring'!$E$3:$AH$3,0)-1),MATCH(Q$2&\" Score\",'C. PoC Adj Factor Scoring'!$E$4:$J$4,0),TRUE)","v":2},null,null,null,null,{"$f":"VLOOKUP(OFFSET($B:$B,,MATCH(V$4,$B$4:$F$4,0)-1),OFFSET('C. PoC Adj Factor Scoring'!$E$5:$J$282,,MATCH(V$4,'C. PoC Adj Factor Scoring'!$E$3:$AH$3,0)-1),MATCH(V$2&\" Score\",'C. PoC Adj Factor Scoring'!$E$4:$J$4,0),TRUE)","v":2},null,null,null,null,{"$f":"VLOOKUP(OFFSET($B:$B,,MATCH(AA$4,$B$4:$F$4,0)-1),OFFSET('C. PoC Adj Factor Scoring'!$E$5:$J$282,,MATCH(AA$4,'C. PoC Adj Factor Scoring'!$E$3:$AH$3,0)-1),MATCH(AA$2&\" Score\",'C. PoC Adj Factor Scoring'!$E$4:$J$4,0),TRUE)","v":0}]
[{"$f":"'A. Population Info'!A537","v":532},{"$f":"'A. Population Info'!L537","v":1},null,null,null,null,{"$f":"VLOOKUP(OFFSET($B:$B,,MATCH(G$4,$B$4:$F$4,0)-1),OFFSET('C. PoC Adj Factor Scoring'!$E$5:$J$282,,MATCH(G$4,'C. PoC Adj Factor Scoring'!$E$3:$AH$3,0)-1),MATCH(G$2&\" Score\",'C. PoC Adj Factor Scoring'!$E$4:$J$4,0),TRUE)","v":1},null,null,null,null,{"$f":"VLOOKUP(OFFSET($B:$B,,MATCH(L$4,$B$4:$F$4,0)-1),OFFSET('C. PoC Adj Factor Scoring'!$E$5:$J$282,,MATCH(L$4,'C. PoC Adj Factor Scoring'!$E$3:$AH$3,0)-1),MATCH(L$2&\" Score\",'C. PoC Adj Factor Scoring'!$E$4:$J$4,0),TRUE)","v":1},null,null,null,null,{"$f":"VLOOKUP(OFFSET($B:$B,,MATCH(Q$4,$B$4:$F$4,0)-1),OFFSET('C. PoC Adj Factor Scoring'!$E$5:$J$282,,MATCH(Q$4,'C. PoC Adj Factor Scoring'!$E$3:$AH$3,0)-1),MATCH(Q$2&\" Score\",'C. PoC Adj Factor Scoring'!$E$4:$J$4,0),TRUE)","v":1},null,null,null,null,{"$f":"VLOOKUP(OFFSET($B:$B,,MATCH(V$4,$B$4:$F$4,0)-1),OFFSET('C. PoC Adj Factor Scoring'!$E$5:$J$282,,MATCH(V$4,'C. PoC Adj Factor Scoring'!$E$3:$AH$3,0)-1),MATCH(V$2&\" Score\",'C. PoC Adj Factor Scoring'!$E$4:$J$4,0),TRUE)","v":1},null,null,null,null,{"$f":"VLOOKUP(OFFSET($B:$B,,MATCH(AA$4,$B$4:$F$4,0)-1),OFFSET('C. PoC Adj Factor Scoring'!$E$5:$J$282,,MATCH(AA$4,'C. PoC Adj Factor Scoring'!$E$3:$AH$3,0)-1),MATCH(AA$2&\" Score\",'C. PoC Adj Factor Scoring'!$E$4:$J$4,0),TRUE)","v":0}]
[{"$f":"'A. Population Info'!A538","v":533},{"$f":"'A. Population Info'!L538","v":1},null,null,null,null,{"$f":"VLOOKUP(OFFSET($B:$B,,MATCH(G$4,$B$4:$F$4,0)-1),OFFSET('C. PoC Adj Factor Scoring'!$E$5:$J$282,,MATCH(G$4,'C. PoC Adj Factor Scoring'!$E$3:$AH$3,0)-1),MATCH(G$2&\" Score\",'C. PoC Adj Factor Scoring'!$E$4:$J$4,0),TRUE)","v":1},null,null,null,null,{"$f":"VLOOKUP(OFFSET($B:$B,,MATCH(L$4,$B$4:$F$4,0)-1),OFFSET('C. PoC Adj Factor Scoring'!$E$5:$J$282,,MATCH(L$4,'C. PoC Adj Factor Scoring'!$E$3:$AH$3,0)-1),MATCH(L$2&\" Score\",'C. PoC Adj Factor Scoring'!$E$4:$J$4,0),TRUE)","v":1},null,null,null,null,{"$f":"VLOOKUP(OFFSET($B:$B,,MATCH(Q$4,$B$4:$F$4,0)-1),OFFSET('C. PoC Adj Factor Scoring'!$E$5:$J$282,,MATCH(Q$4,'C. PoC Adj Factor Scoring'!$E$3:$AH$3,0)-1),MATCH(Q$2&\" Score\",'C. PoC Adj Factor Scoring'!$E$4:$J$4,0),TRUE)","v":1},null,null,null,null,{"$f":"VLOOKUP(OFFSET($B:$B,,MATCH(V$4,$B$4:$F$4,0)-1),OFFSET('C. PoC Adj Factor Scoring'!$E$5:$J$282,,MATCH(V$4,'C. PoC Adj Factor Scoring'!$E$3:$AH$3,0)-1),MATCH(V$2&\" Score\",'C. PoC Adj Factor Scoring'!$E$4:$J$4,0),TRUE)","v":1},null,null,null,null,{"$f":"VLOOKUP(OFFSET($B:$B,,MATCH(AA$4,$B$4:$F$4,0)-1),OFFSET('C. PoC Adj Factor Scoring'!$E$5:$J$282,,MATCH(AA$4,'C. PoC Adj Factor Scoring'!$E$3:$AH$3,0)-1),MATCH(AA$2&\" Score\",'C. PoC Adj Factor Scoring'!$E$4:$J$4,0),TRUE)","v":0}]
[{"$f":"'A. Population Info'!A539","v":534},{"$f":"'A. Population Info'!L539","v":2},null,null,null,null,{"$f":"VLOOKUP(OFFSET($B:$B,,MATCH(G$4,$B$4:$F$4,0)-1),OFFSET('C. PoC Adj Factor Scoring'!$E$5:$J$282,,MATCH(G$4,'C. PoC Adj Factor Scoring'!$E$3:$AH$3,0)-1),MATCH(G$2&\" Score\",'C. PoC Adj Factor Scoring'!$E$4:$J$4,0),TRUE)","v":2},null,null,null,null,{"$f":"VLOOKUP(OFFSET($B:$B,,MATCH(L$4,$B$4:$F$4,0)-1),OFFSET('C. PoC Adj Factor Scoring'!$E$5:$J$282,,MATCH(L$4,'C. PoC Adj Factor Scoring'!$E$3:$AH$3,0)-1),MATCH(L$2&\" Score\",'C. PoC Adj Factor Scoring'!$E$4:$J$4,0),TRUE)","v":2},null,null,null,null,{"$f":"VLOOKUP(OFFSET($B:$B,,MATCH(Q$4,$B$4:$F$4,0)-1),OFFSET('C. PoC Adj Factor Scoring'!$E$5:$J$282,,MATCH(Q$4,'C. PoC Adj Factor Scoring'!$E$3:$AH$3,0)-1),MATCH(Q$2&\" Score\",'C. PoC Adj Factor Scoring'!$E$4:$J$4,0),TRUE)","v":2},null,null,null,null,{"$f":"VLOOKUP(OFFSET($B:$B,,MATCH(V$4,$B$4:$F$4,0)-1),OFFSET('C. PoC Adj Factor Scoring'!$E$5:$J$282,,MATCH(V$4,'C. PoC Adj Factor Scoring'!$E$3:$AH$3,0)-1),MATCH(V$2&\" Score\",'C. PoC Adj Factor Scoring'!$E$4:$J$4,0),TRUE)","v":2},null,null,null,null,{"$f":"VLOOKUP(OFFSET($B:$B,,MATCH(AA$4,$B$4:$F$4,0)-1),OFFSET('C. PoC Adj Factor Scoring'!$E$5:$J$282,,MATCH(AA$4,'C. PoC Adj Factor Scoring'!$E$3:$AH$3,0)-1),MATCH(AA$2&\" Score\",'C. PoC Adj Factor Scoring'!$E$4:$J$4,0),TRUE)","v":0}]
[{"$f":"'A. Population Info'!A540","v":535},{"$f":"'A. Population Info'!L540","v":1},null,null,null,null,{"$f":"VLOOKUP(OFFSET($B:$B,,MATCH(G$4,$B$4:$F$4,0)-1),OFFSET('C. PoC Adj Factor Scoring'!$E$5:$J$282,,MATCH(G$4,'C. PoC Adj Factor Scoring'!$E$3:$AH$3,0)-1),MATCH(G$2&\" Score\",'C. PoC Adj Factor Scoring'!$E$4:$J$4,0),TRUE)","v":1},null,null,null,null,{"$f":"VLOOKUP(OFFSET($B:$B,,MATCH(L$4,$B$4:$F$4,0)-1),OFFSET('C. PoC Adj Factor Scoring'!$E$5:$J$282,,MATCH(L$4,'C. PoC Adj Factor Scoring'!$E$3:$AH$3,0)-1),MATCH(L$2&\" Score\",'C. PoC Adj Factor Scoring'!$E$4:$J$4,0),TRUE)","v":1},null,null,null,null,{"$f":"VLOOKUP(OFFSET($B:$B,,MATCH(Q$4,$B$4:$F$4,0)-1),OFFSET('C. PoC Adj Factor Scoring'!$E$5:$J$282,,MATCH(Q$4,'C. PoC Adj Factor Scoring'!$E$3:$AH$3,0)-1),MATCH(Q$2&\" Score\",'C. PoC Adj Factor Scoring'!$E$4:$J$4,0),TRUE)","v":1},null,null,null,null,{"$f":"VLOOKUP(OFFSET($B:$B,,MATCH(V$4,$B$4:$F$4,0)-1),OFFSET('C. PoC Adj Factor Scoring'!$E$5:$J$282,,MATCH(V$4,'C. PoC Adj Factor Scoring'!$E$3:$AH$3,0)-1),MATCH(V$2&\" Score\",'C. PoC Adj Factor Scoring'!$E$4:$J$4,0),TRUE)","v":1},null,null,null,null,{"$f":"VLOOKUP(OFFSET($B:$B,,MATCH(AA$4,$B$4:$F$4,0)-1),OFFSET('C. PoC Adj Factor Scoring'!$E$5:$J$282,,MATCH(AA$4,'C. PoC Adj Factor Scoring'!$E$3:$AH$3,0)-1),MATCH(AA$2&\" Score\",'C. PoC Adj Factor Scoring'!$E$4:$J$4,0),TRUE)","v":0}]
[{"$f":"'A. Population Info'!A541","v":536},{"$f":"'A. Population Info'!L541","v":1},null,null,null,null,{"$f":"VLOOKUP(OFFSET($B:$B,,MATCH(G$4,$B$4:$F$4,0)-1),OFFSET('C. PoC Adj Factor Scoring'!$E$5:$J$282,,MATCH(G$4,'C. PoC Adj Factor Scoring'!$E$3:$AH$3,0)-1),MATCH(G$2&\" Score\",'C. PoC Adj Factor Scoring'!$E$4:$J$4,0),TRUE)","v":1},null,null,null,null,{"$f":"VLOOKUP(OFFSET($B:$B,,MATCH(L$4,$B$4:$F$4,0)-1),OFFSET('C. PoC Adj Factor Scoring'!$E$5:$J$282,,MATCH(L$4,'C. PoC Adj Factor Scoring'!$E$3:$AH$3,0)-1),MATCH(L$2&\" Score\",'C. PoC Adj Factor Scoring'!$E$4:$J$4,0),TRUE)","v":1},null,null,null,null,{"$f":"VLOOKUP(OFFSET($B:$B,,MATCH(Q$4,$B$4:$F$4,0)-1),OFFSET('C. PoC Adj Factor Scoring'!$E$5:$J$282,,MATCH(Q$4,'C. PoC Adj Factor Scoring'!$E$3:$AH$3,0)-1),MATCH(Q$2&\" Score\",'C. PoC Adj Factor Scoring'!$E$4:$J$4,0),TRUE)","v":1},null,null,null,null,{"$f":"VLOOKUP(OFFSET($B:$B,,MATCH(V$4,$B$4:$F$4,0)-1),OFFSET('C. PoC Adj Factor Scoring'!$E$5:$J$282,,MATCH(V$4,'C. PoC Adj Factor Scoring'!$E$3:$AH$3,0)-1),MATCH(V$2&\" Score\",'C. PoC Adj Factor Scoring'!$E$4:$J$4,0),TRUE)","v":1},null,null,null,null,{"$f":"VLOOKUP(OFFSET($B:$B,,MATCH(AA$4,$B$4:$F$4,0)-1),OFFSET('C. PoC Adj Factor Scoring'!$E$5:$J$282,,MATCH(AA$4,'C. PoC Adj Factor Scoring'!$E$3:$AH$3,0)-1),MATCH(AA$2&\" Score\",'C. PoC Adj Factor Scoring'!$E$4:$J$4,0),TRUE)","v":0}]
[{"$f":"'A. Population Info'!A542","v":537},{"$f":"'A. Population Info'!L542","v":1},null,null,null,null,{"$f":"VLOOKUP(OFFSET($B:$B,,MATCH(G$4,$B$4:$F$4,0)-1),OFFSET('C. PoC Adj Factor Scoring'!$E$5:$J$282,,MATCH(G$4,'C. PoC Adj Factor Scoring'!$E$3:$AH$3,0)-1),MATCH(G$2&\" Score\",'C. PoC Adj Factor Scoring'!$E$4:$J$4,0),TRUE)","v":1},null,null,null,null,{"$f":"VLOOKUP(OFFSET($B:$B,,MATCH(L$4,$B$4:$F$4,0)-1),OFFSET('C. PoC Adj Factor Scoring'!$E$5:$J$282,,MATCH(L$4,'C. PoC Adj Factor Scoring'!$E$3:$AH$3,0)-1),MATCH(L$2&\" Score\",'C. PoC Adj Factor Scoring'!$E$4:$J$4,0),TRUE)","v":1},null,null,null,null,{"$f":"VLOOKUP(OFFSET($B:$B,,MATCH(Q$4,$B$4:$F$4,0)-1),OFFSET('C. PoC Adj Factor Scoring'!$E$5:$J$282,,MATCH(Q$4,'C. PoC Adj Factor Scoring'!$E$3:$AH$3,0)-1),MATCH(Q$2&\" Score\",'C. PoC Adj Factor Scoring'!$E$4:$J$4,0),TRUE)","v":1},null,null,null,null,{"$f":"VLOOKUP(OFFSET($B:$B,,MATCH(V$4,$B$4:$F$4,0)-1),OFFSET('C. PoC Adj Factor Scoring'!$E$5:$J$282,,MATCH(V$4,'C. PoC Adj Factor Scoring'!$E$3:$AH$3,0)-1),MATCH(V$2&\" Score\",'C. PoC Adj Factor Scoring'!$E$4:$J$4,0),TRUE)","v":1},null,null,null,null,{"$f":"VLOOKUP(OFFSET($B:$B,,MATCH(AA$4,$B$4:$F$4,0)-1),OFFSET('C. PoC Adj Factor Scoring'!$E$5:$J$282,,MATCH(AA$4,'C. PoC Adj Factor Scoring'!$E$3:$AH$3,0)-1),MATCH(AA$2&\" Score\",'C. PoC Adj Factor Scoring'!$E$4:$J$4,0),TRUE)","v":0}]
[{"$f":"'A. Population Info'!A543","v":538},{"$f":"'A. Population Info'!L543","v":1},null,null,null,null,{"$f":"VLOOKUP(OFFSET($B:$B,,MATCH(G$4,$B$4:$F$4,0)-1),OFFSET('C. PoC Adj Factor Scoring'!$E$5:$J$282,,MATCH(G$4,'C. PoC Adj Factor Scoring'!$E$3:$AH$3,0)-1),MATCH(G$2&\" Score\",'C. PoC Adj Factor Scoring'!$E$4:$J$4,0),TRUE)","v":1},null,null,null,null,{"$f":"VLOOKUP(OFFSET($B:$B,,MATCH(L$4,$B$4:$F$4,0)-1),OFFSET('C. PoC Adj Factor Scoring'!$E$5:$J$282,,MATCH(L$4,'C. PoC Adj Factor Scoring'!$E$3:$AH$3,0)-1),MATCH(L$2&\" Score\",'C. PoC Adj Factor Scoring'!$E$4:$J$4,0),TRUE)","v":1},null,null,null,null,{"$f":"VLOOKUP(OFFSET($B:$B,,MATCH(Q$4,$B$4:$F$4,0)-1),OFFSET('C. PoC Adj Factor Scoring'!$E$5:$J$282,,MATCH(Q$4,'C. PoC Adj Factor Scoring'!$E$3:$AH$3,0)-1),MATCH(Q$2&\" Score\",'C. PoC Adj Factor Scoring'!$E$4:$J$4,0),TRUE)","v":1},null,null,null,null,{"$f":"VLOOKUP(OFFSET($B:$B,,MATCH(V$4,$B$4:$F$4,0)-1),OFFSET('C. PoC Adj Factor Scoring'!$E$5:$J$282,,MATCH(V$4,'C. PoC Adj Factor Scoring'!$E$3:$AH$3,0)-1),MATCH(V$2&\" Score\",'C. PoC Adj Factor Scoring'!$E$4:$J$4,0),TRUE)","v":1},null,null,null,null,{"$f":"VLOOKUP(OFFSET($B:$B,,MATCH(AA$4,$B$4:$F$4,0)-1),OFFSET('C. PoC Adj Factor Scoring'!$E$5:$J$282,,MATCH(AA$4,'C. PoC Adj Factor Scoring'!$E$3:$AH$3,0)-1),MATCH(AA$2&\" Score\",'C. PoC Adj Factor Scoring'!$E$4:$J$4,0),TRUE)","v":0}]
[{"$f":"'A. Population Info'!A544","v":539},{"$f":"'A. Population Info'!L544","v":2},null,null,null,null,{"$f":"VLOOKUP(OFFSET($B:$B,,MATCH(G$4,$B$4:$F$4,0)-1),OFFSET('C. PoC Adj Factor Scoring'!$E$5:$J$282,,MATCH(G$4,'C. PoC Adj Factor Scoring'!$E$3:$AH$3,0)-1),MATCH(G$2&\" Score\",'C. PoC Adj Factor Scoring'!$E$4:$J$4,0),TRUE)","v":2},null,null,null,null,{"$f":"VLOOKUP(OFFSET($B:$B,,MATCH(L$4,$B$4:$F$4,0)-1),OFFSET('C. PoC Adj Factor Scoring'!$E$5:$J$282,,MATCH(L$4,'C. PoC Adj Factor Scoring'!$E$3:$AH$3,0)-1),MATCH(L$2&\" Score\",'C. PoC Adj Factor Scoring'!$E$4:$J$4,0),TRUE)","v":2},null,null,null,null,{"$f":"VLOOKUP(OFFSET($B:$B,,MATCH(Q$4,$B$4:$F$4,0)-1),OFFSET('C. PoC Adj Factor Scoring'!$E$5:$J$282,,MATCH(Q$4,'C. PoC Adj Factor Scoring'!$E$3:$AH$3,0)-1),MATCH(Q$2&\" Score\",'C. PoC Adj Factor Scoring'!$E$4:$J$4,0),TRUE)","v":2},null,null,null,null,{"$f":"VLOOKUP(OFFSET($B:$B,,MATCH(V$4,$B$4:$F$4,0)-1),OFFSET('C. PoC Adj Factor Scoring'!$E$5:$J$282,,MATCH(V$4,'C. PoC Adj Factor Scoring'!$E$3:$AH$3,0)-1),MATCH(V$2&\" Score\",'C. PoC Adj Factor Scoring'!$E$4:$J$4,0),TRUE)","v":2},null,null,null,null,{"$f":"VLOOKUP(OFFSET($B:$B,,MATCH(AA$4,$B$4:$F$4,0)-1),OFFSET('C. PoC Adj Factor Scoring'!$E$5:$J$282,,MATCH(AA$4,'C. PoC Adj Factor Scoring'!$E$3:$AH$3,0)-1),MATCH(AA$2&\" Score\",'C. PoC Adj Factor Scoring'!$E$4:$J$4,0),TRUE)","v":0}]
[{"$f":"'A. Population Info'!A545","v":540},{"$f":"'A. Population Info'!L545","v":2},null,null,null,null,{"$f":"VLOOKUP(OFFSET($B:$B,,MATCH(G$4,$B$4:$F$4,0)-1),OFFSET('C. PoC Adj Factor Scoring'!$E$5:$J$282,,MATCH(G$4,'C. PoC Adj Factor Scoring'!$E$3:$AH$3,0)-1),MATCH(G$2&\" Score\",'C. PoC Adj Factor Scoring'!$E$4:$J$4,0),TRUE)","v":2},null,null,null,null,{"$f":"VLOOKUP(OFFSET($B:$B,,MATCH(L$4,$B$4:$F$4,0)-1),OFFSET('C. PoC Adj Factor Scoring'!$E$5:$J$282,,MATCH(L$4,'C. PoC Adj Factor Scoring'!$E$3:$AH$3,0)-1),MATCH(L$2&\" Score\",'C. PoC Adj Factor Scoring'!$E$4:$J$4,0),TRUE)","v":2},null,null,null,null,{"$f":"VLOOKUP(OFFSET($B:$B,,MATCH(Q$4,$B$4:$F$4,0)-1),OFFSET('C. PoC Adj Factor Scoring'!$E$5:$J$282,,MATCH(Q$4,'C. PoC Adj Factor Scoring'!$E$3:$AH$3,0)-1),MATCH(Q$2&\" Score\",'C. PoC Adj Factor Scoring'!$E$4:$J$4,0),TRUE)","v":2},null,null,null,null,{"$f":"VLOOKUP(OFFSET($B:$B,,MATCH(V$4,$B$4:$F$4,0)-1),OFFSET('C. PoC Adj Factor Scoring'!$E$5:$J$282,,MATCH(V$4,'C. PoC Adj Factor Scoring'!$E$3:$AH$3,0)-1),MATCH(V$2&\" Score\",'C. PoC Adj Factor Scoring'!$E$4:$J$4,0),TRUE)","v":2},null,null,null,null,{"$f":"VLOOKUP(OFFSET($B:$B,,MATCH(AA$4,$B$4:$F$4,0)-1),OFFSET('C. PoC Adj Factor Scoring'!$E$5:$J$282,,MATCH(AA$4,'C. PoC Adj Factor Scoring'!$E$3:$AH$3,0)-1),MATCH(AA$2&\" Score\",'C. PoC Adj Factor Scoring'!$E$4:$J$4,0),TRUE)","v":0}]
[{"$f":"'A. Population Info'!A546","v":541},{"$f":"'A. Population Info'!L546","v":2},null,null,null,null,{"$f":"VLOOKUP(OFFSET($B:$B,,MATCH(G$4,$B$4:$F$4,0)-1),OFFSET('C. PoC Adj Factor Scoring'!$E$5:$J$282,,MATCH(G$4,'C. PoC Adj Factor Scoring'!$E$3:$AH$3,0)-1),MATCH(G$2&\" Score\",'C. PoC Adj Factor Scoring'!$E$4:$J$4,0),TRUE)","v":2},null,null,null,null,{"$f":"VLOOKUP(OFFSET($B:$B,,MATCH(L$4,$B$4:$F$4,0)-1),OFFSET('C. PoC Adj Factor Scoring'!$E$5:$J$282,,MATCH(L$4,'C. PoC Adj Factor Scoring'!$E$3:$AH$3,0)-1),MATCH(L$2&\" Score\",'C. PoC Adj Factor Scoring'!$E$4:$J$4,0),TRUE)","v":2},null,null,null,null,{"$f":"VLOOKUP(OFFSET($B:$B,,MATCH(Q$4,$B$4:$F$4,0)-1),OFFSET('C. PoC Adj Factor Scoring'!$E$5:$J$282,,MATCH(Q$4,'C. PoC Adj Factor Scoring'!$E$3:$AH$3,0)-1),MATCH(Q$2&\" Score\",'C. PoC Adj Factor Scoring'!$E$4:$J$4,0),TRUE)","v":2},null,null,null,null,{"$f":"VLOOKUP(OFFSET($B:$B,,MATCH(V$4,$B$4:$F$4,0)-1),OFFSET('C. PoC Adj Factor Scoring'!$E$5:$J$282,,MATCH(V$4,'C. PoC Adj Factor Scoring'!$E$3:$AH$3,0)-1),MATCH(V$2&\" Score\",'C. PoC Adj Factor Scoring'!$E$4:$J$4,0),TRUE)","v":2},null,null,null,null,{"$f":"VLOOKUP(OFFSET($B:$B,,MATCH(AA$4,$B$4:$F$4,0)-1),OFFSET('C. PoC Adj Factor Scoring'!$E$5:$J$282,,MATCH(AA$4,'C. PoC Adj Factor Scoring'!$E$3:$AH$3,0)-1),MATCH(AA$2&\" Score\",'C. PoC Adj Factor Scoring'!$E$4:$J$4,0),TRUE)","v":0}]
[{"$f":"'A. Population Info'!A547","v":542},{"$f":"'A. Population Info'!L547","v":2},null,null,null,null,{"$f":"VLOOKUP(OFFSET($B:$B,,MATCH(G$4,$B$4:$F$4,0)-1),OFFSET('C. PoC Adj Factor Scoring'!$E$5:$J$282,,MATCH(G$4,'C. PoC Adj Factor Scoring'!$E$3:$AH$3,0)-1),MATCH(G$2&\" Score\",'C. PoC Adj Factor Scoring'!$E$4:$J$4,0),TRUE)","v":2},null,null,null,null,{"$f":"VLOOKUP(OFFSET($B:$B,,MATCH(L$4,$B$4:$F$4,0)-1),OFFSET('C. PoC Adj Factor Scoring'!$E$5:$J$282,,MATCH(L$4,'C. PoC Adj Factor Scoring'!$E$3:$AH$3,0)-1),MATCH(L$2&\" Score\",'C. PoC Adj Factor Scoring'!$E$4:$J$4,0),TRUE)","v":2},null,null,null,null,{"$f":"VLOOKUP(OFFSET($B:$B,,MATCH(Q$4,$B$4:$F$4,0)-1),OFFSET('C. PoC Adj Factor Scoring'!$E$5:$J$282,,MATCH(Q$4,'C. PoC Adj Factor Scoring'!$E$3:$AH$3,0)-1),MATCH(Q$2&\" Score\",'C. PoC Adj Factor Scoring'!$E$4:$J$4,0),TRUE)","v":2},null,null,null,null,{"$f":"VLOOKUP(OFFSET($B:$B,,MATCH(V$4,$B$4:$F$4,0)-1),OFFSET('C. PoC Adj Factor Scoring'!$E$5:$J$282,,MATCH(V$4,'C. PoC Adj Factor Scoring'!$E$3:$AH$3,0)-1),MATCH(V$2&\" Score\",'C. PoC Adj Factor Scoring'!$E$4:$J$4,0),TRUE)","v":2},null,null,null,null,{"$f":"VLOOKUP(OFFSET($B:$B,,MATCH(AA$4,$B$4:$F$4,0)-1),OFFSET('C. PoC Adj Factor Scoring'!$E$5:$J$282,,MATCH(AA$4,'C. PoC Adj Factor Scoring'!$E$3:$AH$3,0)-1),MATCH(AA$2&\" Score\",'C. PoC Adj Factor Scoring'!$E$4:$J$4,0),TRUE)","v":0}]
[{"$f":"'A. Population Info'!A548","v":543},{"$f":"'A. Population Info'!L548","v":1},null,null,null,null,{"$f":"VLOOKUP(OFFSET($B:$B,,MATCH(G$4,$B$4:$F$4,0)-1),OFFSET('C. PoC Adj Factor Scoring'!$E$5:$J$282,,MATCH(G$4,'C. PoC Adj Factor Scoring'!$E$3:$AH$3,0)-1),MATCH(G$2&\" Score\",'C. PoC Adj Factor Scoring'!$E$4:$J$4,0),TRUE)","v":1},null,null,null,null,{"$f":"VLOOKUP(OFFSET($B:$B,,MATCH(L$4,$B$4:$F$4,0)-1),OFFSET('C. PoC Adj Factor Scoring'!$E$5:$J$282,,MATCH(L$4,'C. PoC Adj Factor Scoring'!$E$3:$AH$3,0)-1),MATCH(L$2&\" Score\",'C. PoC Adj Factor Scoring'!$E$4:$J$4,0),TRUE)","v":1},null,null,null,null,{"$f":"VLOOKUP(OFFSET($B:$B,,MATCH(Q$4,$B$4:$F$4,0)-1),OFFSET('C. PoC Adj Factor Scoring'!$E$5:$J$282,,MATCH(Q$4,'C. PoC Adj Factor Scoring'!$E$3:$AH$3,0)-1),MATCH(Q$2&\" Score\",'C. PoC Adj Factor Scoring'!$E$4:$J$4,0),TRUE)","v":1},null,null,null,null,{"$f":"VLOOKUP(OFFSET($B:$B,,MATCH(V$4,$B$4:$F$4,0)-1),OFFSET('C. PoC Adj Factor Scoring'!$E$5:$J$282,,MATCH(V$4,'C. PoC Adj Factor Scoring'!$E$3:$AH$3,0)-1),MATCH(V$2&\" Score\",'C. PoC Adj Factor Scoring'!$E$4:$J$4,0),TRUE)","v":1},null,null,null,null,{"$f":"VLOOKUP(OFFSET($B:$B,,MATCH(AA$4,$B$4:$F$4,0)-1),OFFSET('C. PoC Adj Factor Scoring'!$E$5:$J$282,,MATCH(AA$4,'C. PoC Adj Factor Scoring'!$E$3:$AH$3,0)-1),MATCH(AA$2&\" Score\",'C. PoC Adj Factor Scoring'!$E$4:$J$4,0),TRUE)","v":0}]
[{"$f":"'A. Population Info'!A549","v":544},{"$f":"'A. Population Info'!L549","v":1},null,null,null,null,{"$f":"VLOOKUP(OFFSET($B:$B,,MATCH(G$4,$B$4:$F$4,0)-1),OFFSET('C. PoC Adj Factor Scoring'!$E$5:$J$282,,MATCH(G$4,'C. PoC Adj Factor Scoring'!$E$3:$AH$3,0)-1),MATCH(G$2&\" Score\",'C. PoC Adj Factor Scoring'!$E$4:$J$4,0),TRUE)","v":1},null,null,null,null,{"$f":"VLOOKUP(OFFSET($B:$B,,MATCH(L$4,$B$4:$F$4,0)-1),OFFSET('C. PoC Adj Factor Scoring'!$E$5:$J$282,,MATCH(L$4,'C. PoC Adj Factor Scoring'!$E$3:$AH$3,0)-1),MATCH(L$2&\" Score\",'C. PoC Adj Factor Scoring'!$E$4:$J$4,0),TRUE)","v":1},null,null,null,null,{"$f":"VLOOKUP(OFFSET($B:$B,,MATCH(Q$4,$B$4:$F$4,0)-1),OFFSET('C. PoC Adj Factor Scoring'!$E$5:$J$282,,MATCH(Q$4,'C. PoC Adj Factor Scoring'!$E$3:$AH$3,0)-1),MATCH(Q$2&\" Score\",'C. PoC Adj Factor Scoring'!$E$4:$J$4,0),TRUE)","v":1},null,null,null,null,{"$f":"VLOOKUP(OFFSET($B:$B,,MATCH(V$4,$B$4:$F$4,0)-1),OFFSET('C. PoC Adj Factor Scoring'!$E$5:$J$282,,MATCH(V$4,'C. PoC Adj Factor Scoring'!$E$3:$AH$3,0)-1),MATCH(V$2&\" Score\",'C. PoC Adj Factor Scoring'!$E$4:$J$4,0),TRUE)","v":1},null,null,null,null,{"$f":"VLOOKUP(OFFSET($B:$B,,MATCH(AA$4,$B$4:$F$4,0)-1),OFFSET('C. PoC Adj Factor Scoring'!$E$5:$J$282,,MATCH(AA$4,'C. PoC Adj Factor Scoring'!$E$3:$AH$3,0)-1),MATCH(AA$2&\" Score\",'C. PoC Adj Factor Scoring'!$E$4:$J$4,0),TRUE)","v":0}]
[{"$f":"'A. Population Info'!A550","v":545},{"$f":"'A. Population Info'!L550","v":1},null,null,null,null,{"$f":"VLOOKUP(OFFSET($B:$B,,MATCH(G$4,$B$4:$F$4,0)-1),OFFSET('C. PoC Adj Factor Scoring'!$E$5:$J$282,,MATCH(G$4,'C. PoC Adj Factor Scoring'!$E$3:$AH$3,0)-1),MATCH(G$2&\" Score\",'C. PoC Adj Factor Scoring'!$E$4:$J$4,0),TRUE)","v":1},null,null,null,null,{"$f":"VLOOKUP(OFFSET($B:$B,,MATCH(L$4,$B$4:$F$4,0)-1),OFFSET('C. PoC Adj Factor Scoring'!$E$5:$J$282,,MATCH(L$4,'C. PoC Adj Factor Scoring'!$E$3:$AH$3,0)-1),MATCH(L$2&\" Score\",'C. PoC Adj Factor Scoring'!$E$4:$J$4,0),TRUE)","v":1},null,null,null,null,{"$f":"VLOOKUP(OFFSET($B:$B,,MATCH(Q$4,$B$4:$F$4,0)-1),OFFSET('C. PoC Adj Factor Scoring'!$E$5:$J$282,,MATCH(Q$4,'C. PoC Adj Factor Scoring'!$E$3:$AH$3,0)-1),MATCH(Q$2&\" Score\",'C. PoC Adj Factor Scoring'!$E$4:$J$4,0),TRUE)","v":1},null,null,null,null,{"$f":"VLOOKUP(OFFSET($B:$B,,MATCH(V$4,$B$4:$F$4,0)-1),OFFSET('C. PoC Adj Factor Scoring'!$E$5:$J$282,,MATCH(V$4,'C. PoC Adj Factor Scoring'!$E$3:$AH$3,0)-1),MATCH(V$2&\" Score\",'C. PoC Adj Factor Scoring'!$E$4:$J$4,0),TRUE)","v":1},null,null,null,null,{"$f":"VLOOKUP(OFFSET($B:$B,,MATCH(AA$4,$B$4:$F$4,0)-1),OFFSET('C. PoC Adj Factor Scoring'!$E$5:$J$282,,MATCH(AA$4,'C. PoC Adj Factor Scoring'!$E$3:$AH$3,0)-1),MATCH(AA$2&\" Score\",'C. PoC Adj Factor Scoring'!$E$4:$J$4,0),TRUE)","v":0}]
[{"$f":"'A. Population Info'!A551","v":546},{"$f":"'A. Population Info'!L551","v":1},null,null,null,null,{"$f":"VLOOKUP(OFFSET($B:$B,,MATCH(G$4,$B$4:$F$4,0)-1),OFFSET('C. PoC Adj Factor Scoring'!$E$5:$J$282,,MATCH(G$4,'C. PoC Adj Factor Scoring'!$E$3:$AH$3,0)-1),MATCH(G$2&\" Score\",'C. PoC Adj Factor Scoring'!$E$4:$J$4,0),TRUE)","v":1},null,null,null,null,{"$f":"VLOOKUP(OFFSET($B:$B,,MATCH(L$4,$B$4:$F$4,0)-1),OFFSET('C. PoC Adj Factor Scoring'!$E$5:$J$282,,MATCH(L$4,'C. PoC Adj Factor Scoring'!$E$3:$AH$3,0)-1),MATCH(L$2&\" Score\",'C. PoC Adj Factor Scoring'!$E$4:$J$4,0),TRUE)","v":1},null,null,null,null,{"$f":"VLOOKUP(OFFSET($B:$B,,MATCH(Q$4,$B$4:$F$4,0)-1),OFFSET('C. PoC Adj Factor Scoring'!$E$5:$J$282,,MATCH(Q$4,'C. PoC Adj Factor Scoring'!$E$3:$AH$3,0)-1),MATCH(Q$2&\" Score\",'C. PoC Adj Factor Scoring'!$E$4:$J$4,0),TRUE)","v":1},null,null,null,null,{"$f":"VLOOKUP(OFFSET($B:$B,,MATCH(V$4,$B$4:$F$4,0)-1),OFFSET('C. PoC Adj Factor Scoring'!$E$5:$J$282,,MATCH(V$4,'C. PoC Adj Factor Scoring'!$E$3:$AH$3,0)-1),MATCH(V$2&\" Score\",'C. PoC Adj Factor Scoring'!$E$4:$J$4,0),TRUE)","v":1},null,null,null,null,{"$f":"VLOOKUP(OFFSET($B:$B,,MATCH(AA$4,$B$4:$F$4,0)-1),OFFSET('C. PoC Adj Factor Scoring'!$E$5:$J$282,,MATCH(AA$4,'C. PoC Adj Factor Scoring'!$E$3:$AH$3,0)-1),MATCH(AA$2&\" Score\",'C. PoC Adj Factor Scoring'!$E$4:$J$4,0),TRUE)","v":0}]
[{"$f":"'A. Population Info'!A552","v":547},{"$f":"'A. Population Info'!L552","v":1},null,null,null,null,{"$f":"VLOOKUP(OFFSET($B:$B,,MATCH(G$4,$B$4:$F$4,0)-1),OFFSET('C. PoC Adj Factor Scoring'!$E$5:$J$282,,MATCH(G$4,'C. PoC Adj Factor Scoring'!$E$3:$AH$3,0)-1),MATCH(G$2&\" Score\",'C. PoC Adj Factor Scoring'!$E$4:$J$4,0),TRUE)","v":1},null,null,null,null,{"$f":"VLOOKUP(OFFSET($B:$B,,MATCH(L$4,$B$4:$F$4,0)-1),OFFSET('C. PoC Adj Factor Scoring'!$E$5:$J$282,,MATCH(L$4,'C. PoC Adj Factor Scoring'!$E$3:$AH$3,0)-1),MATCH(L$2&\" Score\",'C. PoC Adj Factor Scoring'!$E$4:$J$4,0),TRUE)","v":1},null,null,null,null,{"$f":"VLOOKUP(OFFSET($B:$B,,MATCH(Q$4,$B$4:$F$4,0)-1),OFFSET('C. PoC Adj Factor Scoring'!$E$5:$J$282,,MATCH(Q$4,'C. PoC Adj Factor Scoring'!$E$3:$AH$3,0)-1),MATCH(Q$2&\" Score\",'C. PoC Adj Factor Scoring'!$E$4:$J$4,0),TRUE)","v":1},null,null,null,null,{"$f":"VLOOKUP(OFFSET($B:$B,,MATCH(V$4,$B$4:$F$4,0)-1),OFFSET('C. PoC Adj Factor Scoring'!$E$5:$J$282,,MATCH(V$4,'C. PoC Adj Factor Scoring'!$E$3:$AH$3,0)-1),MATCH(V$2&\" Score\",'C. PoC Adj Factor Scoring'!$E$4:$J$4,0),TRUE)","v":1},null,null,null,null,{"$f":"VLOOKUP(OFFSET($B:$B,,MATCH(AA$4,$B$4:$F$4,0)-1),OFFSET('C. PoC Adj Factor Scoring'!$E$5:$J$282,,MATCH(AA$4,'C. PoC Adj Factor Scoring'!$E$3:$AH$3,0)-1),MATCH(AA$2&\" Score\",'C. PoC Adj Factor Scoring'!$E$4:$J$4,0),TRUE)","v":0}]
[{"$f":"'A. Population Info'!A553","v":548},{"$f":"'A. Population Info'!L553","v":1},null,null,null,null,{"$f":"VLOOKUP(OFFSET($B:$B,,MATCH(G$4,$B$4:$F$4,0)-1),OFFSET('C. PoC Adj Factor Scoring'!$E$5:$J$282,,MATCH(G$4,'C. PoC Adj Factor Scoring'!$E$3:$AH$3,0)-1),MATCH(G$2&\" Score\",'C. PoC Adj Factor Scoring'!$E$4:$J$4,0),TRUE)","v":1},null,null,null,null,{"$f":"VLOOKUP(OFFSET($B:$B,,MATCH(L$4,$B$4:$F$4,0)-1),OFFSET('C. PoC Adj Factor Scoring'!$E$5:$J$282,,MATCH(L$4,'C. PoC Adj Factor Scoring'!$E$3:$AH$3,0)-1),MATCH(L$2&\" Score\",'C. PoC Adj Factor Scoring'!$E$4:$J$4,0),TRUE)","v":1},null,null,null,null,{"$f":"VLOOKUP(OFFSET($B:$B,,MATCH(Q$4,$B$4:$F$4,0)-1),OFFSET('C. PoC Adj Factor Scoring'!$E$5:$J$282,,MATCH(Q$4,'C. PoC Adj Factor Scoring'!$E$3:$AH$3,0)-1),MATCH(Q$2&\" Score\",'C. PoC Adj Factor Scoring'!$E$4:$J$4,0),TRUE)","v":1},null,null,null,null,{"$f":"VLOOKUP(OFFSET($B:$B,,MATCH(V$4,$B$4:$F$4,0)-1),OFFSET('C. PoC Adj Factor Scoring'!$E$5:$J$282,,MATCH(V$4,'C. PoC Adj Factor Scoring'!$E$3:$AH$3,0)-1),MATCH(V$2&\" Score\",'C. PoC Adj Factor Scoring'!$E$4:$J$4,0),TRUE)","v":1},null,null,null,null,{"$f":"VLOOKUP(OFFSET($B:$B,,MATCH(AA$4,$B$4:$F$4,0)-1),OFFSET('C. PoC Adj Factor Scoring'!$E$5:$J$282,,MATCH(AA$4,'C. PoC Adj Factor Scoring'!$E$3:$AH$3,0)-1),MATCH(AA$2&\" Score\",'C. PoC Adj Factor Scoring'!$E$4:$J$4,0),TRUE)","v":0}]
[{"$f":"'A. Population Info'!A554","v":549},{"$f":"'A. Population Info'!L554","v":1},null,null,null,null,{"$f":"VLOOKUP(OFFSET($B:$B,,MATCH(G$4,$B$4:$F$4,0)-1),OFFSET('C. PoC Adj Factor Scoring'!$E$5:$J$282,,MATCH(G$4,'C. PoC Adj Factor Scoring'!$E$3:$AH$3,0)-1),MATCH(G$2&\" Score\",'C. PoC Adj Factor Scoring'!$E$4:$J$4,0),TRUE)","v":1},null,null,null,null,{"$f":"VLOOKUP(OFFSET($B:$B,,MATCH(L$4,$B$4:$F$4,0)-1),OFFSET('C. PoC Adj Factor Scoring'!$E$5:$J$282,,MATCH(L$4,'C. PoC Adj Factor Scoring'!$E$3:$AH$3,0)-1),MATCH(L$2&\" Score\",'C. PoC Adj Factor Scoring'!$E$4:$J$4,0),TRUE)","v":1},null,null,null,null,{"$f":"VLOOKUP(OFFSET($B:$B,,MATCH(Q$4,$B$4:$F$4,0)-1),OFFSET('C. PoC Adj Factor Scoring'!$E$5:$J$282,,MATCH(Q$4,'C. PoC Adj Factor Scoring'!$E$3:$AH$3,0)-1),MATCH(Q$2&\" Score\",'C. PoC Adj Factor Scoring'!$E$4:$J$4,0),TRUE)","v":1},null,null,null,null,{"$f":"VLOOKUP(OFFSET($B:$B,,MATCH(V$4,$B$4:$F$4,0)-1),OFFSET('C. PoC Adj Factor Scoring'!$E$5:$J$282,,MATCH(V$4,'C. PoC Adj Factor Scoring'!$E$3:$AH$3,0)-1),MATCH(V$2&\" Score\",'C. PoC Adj Factor Scoring'!$E$4:$J$4,0),TRUE)","v":1},null,null,null,null,{"$f":"VLOOKUP(OFFSET($B:$B,,MATCH(AA$4,$B$4:$F$4,0)-1),OFFSET('C. PoC Adj Factor Scoring'!$E$5:$J$282,,MATCH(AA$4,'C. PoC Adj Factor Scoring'!$E$3:$AH$3,0)-1),MATCH(AA$2&\" Score\",'C. PoC Adj Factor Scoring'!$E$4:$J$4,0),TRUE)","v":0}]
[{"$f":"'A. Population Info'!A555","v":550},{"$f":"'A. Population Info'!L555","v":1},null,null,null,null,{"$f":"VLOOKUP(OFFSET($B:$B,,MATCH(G$4,$B$4:$F$4,0)-1),OFFSET('C. PoC Adj Factor Scoring'!$E$5:$J$282,,MATCH(G$4,'C. PoC Adj Factor Scoring'!$E$3:$AH$3,0)-1),MATCH(G$2&\" Score\",'C. PoC Adj Factor Scoring'!$E$4:$J$4,0),TRUE)","v":1},null,null,null,null,{"$f":"VLOOKUP(OFFSET($B:$B,,MATCH(L$4,$B$4:$F$4,0)-1),OFFSET('C. PoC Adj Factor Scoring'!$E$5:$J$282,,MATCH(L$4,'C. PoC Adj Factor Scoring'!$E$3:$AH$3,0)-1),MATCH(L$2&\" Score\",'C. PoC Adj Factor Scoring'!$E$4:$J$4,0),TRUE)","v":1},null,null,null,null,{"$f":"VLOOKUP(OFFSET($B:$B,,MATCH(Q$4,$B$4:$F$4,0)-1),OFFSET('C. PoC Adj Factor Scoring'!$E$5:$J$282,,MATCH(Q$4,'C. PoC Adj Factor Scoring'!$E$3:$AH$3,0)-1),MATCH(Q$2&\" Score\",'C. PoC Adj Factor Scoring'!$E$4:$J$4,0),TRUE)","v":1},null,null,null,null,{"$f":"VLOOKUP(OFFSET($B:$B,,MATCH(V$4,$B$4:$F$4,0)-1),OFFSET('C. PoC Adj Factor Scoring'!$E$5:$J$282,,MATCH(V$4,'C. PoC Adj Factor Scoring'!$E$3:$AH$3,0)-1),MATCH(V$2&\" Score\",'C. PoC Adj Factor Scoring'!$E$4:$J$4,0),TRUE)","v":1},null,null,null,null,{"$f":"VLOOKUP(OFFSET($B:$B,,MATCH(AA$4,$B$4:$F$4,0)-1),OFFSET('C. PoC Adj Factor Scoring'!$E$5:$J$282,,MATCH(AA$4,'C. PoC Adj Factor Scoring'!$E$3:$AH$3,0)-1),MATCH(AA$2&\" Score\",'C. PoC Adj Factor Scoring'!$E$4:$J$4,0),TRUE)","v":0}]
[{"$f":"'A. Population Info'!A556","v":551},{"$f":"'A. Population Info'!L556","v":1},null,null,null,null,{"$f":"VLOOKUP(OFFSET($B:$B,,MATCH(G$4,$B$4:$F$4,0)-1),OFFSET('C. PoC Adj Factor Scoring'!$E$5:$J$282,,MATCH(G$4,'C. PoC Adj Factor Scoring'!$E$3:$AH$3,0)-1),MATCH(G$2&\" Score\",'C. PoC Adj Factor Scoring'!$E$4:$J$4,0),TRUE)","v":1},null,null,null,null,{"$f":"VLOOKUP(OFFSET($B:$B,,MATCH(L$4,$B$4:$F$4,0)-1),OFFSET('C. PoC Adj Factor Scoring'!$E$5:$J$282,,MATCH(L$4,'C. PoC Adj Factor Scoring'!$E$3:$AH$3,0)-1),MATCH(L$2&\" Score\",'C. PoC Adj Factor Scoring'!$E$4:$J$4,0),TRUE)","v":1},null,null,null,null,{"$f":"VLOOKUP(OFFSET($B:$B,,MATCH(Q$4,$B$4:$F$4,0)-1),OFFSET('C. PoC Adj Factor Scoring'!$E$5:$J$282,,MATCH(Q$4,'C. PoC Adj Factor Scoring'!$E$3:$AH$3,0)-1),MATCH(Q$2&\" Score\",'C. PoC Adj Factor Scoring'!$E$4:$J$4,0),TRUE)","v":1},null,null,null,null,{"$f":"VLOOKUP(OFFSET($B:$B,,MATCH(V$4,$B$4:$F$4,0)-1),OFFSET('C. PoC Adj Factor Scoring'!$E$5:$J$282,,MATCH(V$4,'C. PoC Adj Factor Scoring'!$E$3:$AH$3,0)-1),MATCH(V$2&\" Score\",'C. PoC Adj Factor Scoring'!$E$4:$J$4,0),TRUE)","v":1},null,null,null,null,{"$f":"VLOOKUP(OFFSET($B:$B,,MATCH(AA$4,$B$4:$F$4,0)-1),OFFSET('C. PoC Adj Factor Scoring'!$E$5:$J$282,,MATCH(AA$4,'C. PoC Adj Factor Scoring'!$E$3:$AH$3,0)-1),MATCH(AA$2&\" Score\",'C. PoC Adj Factor Scoring'!$E$4:$J$4,0),TRUE)","v":0}]
[{"$f":"'A. Population Info'!A557","v":552},{"$f":"'A. Population Info'!L557","v":1},null,null,null,null,{"$f":"VLOOKUP(OFFSET($B:$B,,MATCH(G$4,$B$4:$F$4,0)-1),OFFSET('C. PoC Adj Factor Scoring'!$E$5:$J$282,,MATCH(G$4,'C. PoC Adj Factor Scoring'!$E$3:$AH$3,0)-1),MATCH(G$2&\" Score\",'C. PoC Adj Factor Scoring'!$E$4:$J$4,0),TRUE)","v":1},null,null,null,null,{"$f":"VLOOKUP(OFFSET($B:$B,,MATCH(L$4,$B$4:$F$4,0)-1),OFFSET('C. PoC Adj Factor Scoring'!$E$5:$J$282,,MATCH(L$4,'C. PoC Adj Factor Scoring'!$E$3:$AH$3,0)-1),MATCH(L$2&\" Score\",'C. PoC Adj Factor Scoring'!$E$4:$J$4,0),TRUE)","v":1},null,null,null,null,{"$f":"VLOOKUP(OFFSET($B:$B,,MATCH(Q$4,$B$4:$F$4,0)-1),OFFSET('C. PoC Adj Factor Scoring'!$E$5:$J$282,,MATCH(Q$4,'C. PoC Adj Factor Scoring'!$E$3:$AH$3,0)-1),MATCH(Q$2&\" Score\",'C. PoC Adj Factor Scoring'!$E$4:$J$4,0),TRUE)","v":1},null,null,null,null,{"$f":"VLOOKUP(OFFSET($B:$B,,MATCH(V$4,$B$4:$F$4,0)-1),OFFSET('C. PoC Adj Factor Scoring'!$E$5:$J$282,,MATCH(V$4,'C. PoC Adj Factor Scoring'!$E$3:$AH$3,0)-1),MATCH(V$2&\" Score\",'C. PoC Adj Factor Scoring'!$E$4:$J$4,0),TRUE)","v":1},null,null,null,null,{"$f":"VLOOKUP(OFFSET($B:$B,,MATCH(AA$4,$B$4:$F$4,0)-1),OFFSET('C. PoC Adj Factor Scoring'!$E$5:$J$282,,MATCH(AA$4,'C. PoC Adj Factor Scoring'!$E$3:$AH$3,0)-1),MATCH(AA$2&\" Score\",'C. PoC Adj Factor Scoring'!$E$4:$J$4,0),TRUE)","v":0}]
[{"$f":"'A. Population Info'!A558","v":553},{"$f":"'A. Population Info'!L558","v":1},null,null,null,null,{"$f":"VLOOKUP(OFFSET($B:$B,,MATCH(G$4,$B$4:$F$4,0)-1),OFFSET('C. PoC Adj Factor Scoring'!$E$5:$J$282,,MATCH(G$4,'C. PoC Adj Factor Scoring'!$E$3:$AH$3,0)-1),MATCH(G$2&\" Score\",'C. PoC Adj Factor Scoring'!$E$4:$J$4,0),TRUE)","v":1},null,null,null,null,{"$f":"VLOOKUP(OFFSET($B:$B,,MATCH(L$4,$B$4:$F$4,0)-1),OFFSET('C. PoC Adj Factor Scoring'!$E$5:$J$282,,MATCH(L$4,'C. PoC Adj Factor Scoring'!$E$3:$AH$3,0)-1),MATCH(L$2&\" Score\",'C. PoC Adj Factor Scoring'!$E$4:$J$4,0),TRUE)","v":1},null,null,null,null,{"$f":"VLOOKUP(OFFSET($B:$B,,MATCH(Q$4,$B$4:$F$4,0)-1),OFFSET('C. PoC Adj Factor Scoring'!$E$5:$J$282,,MATCH(Q$4,'C. PoC Adj Factor Scoring'!$E$3:$AH$3,0)-1),MATCH(Q$2&\" Score\",'C. PoC Adj Factor Scoring'!$E$4:$J$4,0),TRUE)","v":1},null,null,null,null,{"$f":"VLOOKUP(OFFSET($B:$B,,MATCH(V$4,$B$4:$F$4,0)-1),OFFSET('C. PoC Adj Factor Scoring'!$E$5:$J$282,,MATCH(V$4,'C. PoC Adj Factor Scoring'!$E$3:$AH$3,0)-1),MATCH(V$2&\" Score\",'C. PoC Adj Factor Scoring'!$E$4:$J$4,0),TRUE)","v":1},null,null,null,null,{"$f":"VLOOKUP(OFFSET($B:$B,,MATCH(AA$4,$B$4:$F$4,0)-1),OFFSET('C. PoC Adj Factor Scoring'!$E$5:$J$282,,MATCH(AA$4,'C. PoC Adj Factor Scoring'!$E$3:$AH$3,0)-1),MATCH(AA$2&\" Score\",'C. PoC Adj Factor Scoring'!$E$4:$J$4,0),TRUE)","v":0}]
[{"$f":"'A. Population Info'!A559","v":554},{"$f":"'A. Population Info'!L559","v":1},null,null,null,null,{"$f":"VLOOKUP(OFFSET($B:$B,,MATCH(G$4,$B$4:$F$4,0)-1),OFFSET('C. PoC Adj Factor Scoring'!$E$5:$J$282,,MATCH(G$4,'C. PoC Adj Factor Scoring'!$E$3:$AH$3,0)-1),MATCH(G$2&\" Score\",'C. PoC Adj Factor Scoring'!$E$4:$J$4,0),TRUE)","v":1},null,null,null,null,{"$f":"VLOOKUP(OFFSET($B:$B,,MATCH(L$4,$B$4:$F$4,0)-1),OFFSET('C. PoC Adj Factor Scoring'!$E$5:$J$282,,MATCH(L$4,'C. PoC Adj Factor Scoring'!$E$3:$AH$3,0)-1),MATCH(L$2&\" Score\",'C. PoC Adj Factor Scoring'!$E$4:$J$4,0),TRUE)","v":1},null,null,null,null,{"$f":"VLOOKUP(OFFSET($B:$B,,MATCH(Q$4,$B$4:$F$4,0)-1),OFFSET('C. PoC Adj Factor Scoring'!$E$5:$J$282,,MATCH(Q$4,'C. PoC Adj Factor Scoring'!$E$3:$AH$3,0)-1),MATCH(Q$2&\" Score\",'C. PoC Adj Factor Scoring'!$E$4:$J$4,0),TRUE)","v":1},null,null,null,null,{"$f":"VLOOKUP(OFFSET($B:$B,,MATCH(V$4,$B$4:$F$4,0)-1),OFFSET('C. PoC Adj Factor Scoring'!$E$5:$J$282,,MATCH(V$4,'C. PoC Adj Factor Scoring'!$E$3:$AH$3,0)-1),MATCH(V$2&\" Score\",'C. PoC Adj Factor Scoring'!$E$4:$J$4,0),TRUE)","v":1},null,null,null,null,{"$f":"VLOOKUP(OFFSET($B:$B,,MATCH(AA$4,$B$4:$F$4,0)-1),OFFSET('C. PoC Adj Factor Scoring'!$E$5:$J$282,,MATCH(AA$4,'C. PoC Adj Factor Scoring'!$E$3:$AH$3,0)-1),MATCH(AA$2&\" Score\",'C. PoC Adj Factor Scoring'!$E$4:$J$4,0),TRUE)","v":0}]
[{"$f":"'A. Population Info'!A560","v":555},{"$f":"'A. Population Info'!L560","v":1},null,null,null,null,{"$f":"VLOOKUP(OFFSET($B:$B,,MATCH(G$4,$B$4:$F$4,0)-1),OFFSET('C. PoC Adj Factor Scoring'!$E$5:$J$282,,MATCH(G$4,'C. PoC Adj Factor Scoring'!$E$3:$AH$3,0)-1),MATCH(G$2&\" Score\",'C. PoC Adj Factor Scoring'!$E$4:$J$4,0),TRUE)","v":1},null,null,null,null,{"$f":"VLOOKUP(OFFSET($B:$B,,MATCH(L$4,$B$4:$F$4,0)-1),OFFSET('C. PoC Adj Factor Scoring'!$E$5:$J$282,,MATCH(L$4,'C. PoC Adj Factor Scoring'!$E$3:$AH$3,0)-1),MATCH(L$2&\" Score\",'C. PoC Adj Factor Scoring'!$E$4:$J$4,0),TRUE)","v":1},null,null,null,null,{"$f":"VLOOKUP(OFFSET($B:$B,,MATCH(Q$4,$B$4:$F$4,0)-1),OFFSET('C. PoC Adj Factor Scoring'!$E$5:$J$282,,MATCH(Q$4,'C. PoC Adj Factor Scoring'!$E$3:$AH$3,0)-1),MATCH(Q$2&\" Score\",'C. PoC Adj Factor Scoring'!$E$4:$J$4,0),TRUE)","v":1},null,null,null,null,{"$f":"VLOOKUP(OFFSET($B:$B,,MATCH(V$4,$B$4:$F$4,0)-1),OFFSET('C. PoC Adj Factor Scoring'!$E$5:$J$282,,MATCH(V$4,'C. PoC Adj Factor Scoring'!$E$3:$AH$3,0)-1),MATCH(V$2&\" Score\",'C. PoC Adj Factor Scoring'!$E$4:$J$4,0),TRUE)","v":1},null,null,null,null,{"$f":"VLOOKUP(OFFSET($B:$B,,MATCH(AA$4,$B$4:$F$4,0)-1),OFFSET('C. PoC Adj Factor Scoring'!$E$5:$J$282,,MATCH(AA$4,'C. PoC Adj Factor Scoring'!$E$3:$AH$3,0)-1),MATCH(AA$2&\" Score\",'C. PoC Adj Factor Scoring'!$E$4:$J$4,0),TRUE)","v":0}]
[{"$f":"'A. Population Info'!A561","v":556},{"$f":"'A. Population Info'!L561","v":1},null,null,null,null,{"$f":"VLOOKUP(OFFSET($B:$B,,MATCH(G$4,$B$4:$F$4,0)-1),OFFSET('C. PoC Adj Factor Scoring'!$E$5:$J$282,,MATCH(G$4,'C. PoC Adj Factor Scoring'!$E$3:$AH$3,0)-1),MATCH(G$2&\" Score\",'C. PoC Adj Factor Scoring'!$E$4:$J$4,0),TRUE)","v":1},null,null,null,null,{"$f":"VLOOKUP(OFFSET($B:$B,,MATCH(L$4,$B$4:$F$4,0)-1),OFFSET('C. PoC Adj Factor Scoring'!$E$5:$J$282,,MATCH(L$4,'C. PoC Adj Factor Scoring'!$E$3:$AH$3,0)-1),MATCH(L$2&\" Score\",'C. PoC Adj Factor Scoring'!$E$4:$J$4,0),TRUE)","v":1},null,null,null,null,{"$f":"VLOOKUP(OFFSET($B:$B,,MATCH(Q$4,$B$4:$F$4,0)-1),OFFSET('C. PoC Adj Factor Scoring'!$E$5:$J$282,,MATCH(Q$4,'C. PoC Adj Factor Scoring'!$E$3:$AH$3,0)-1),MATCH(Q$2&\" Score\",'C. PoC Adj Factor Scoring'!$E$4:$J$4,0),TRUE)","v":1},null,null,null,null,{"$f":"VLOOKUP(OFFSET($B:$B,,MATCH(V$4,$B$4:$F$4,0)-1),OFFSET('C. PoC Adj Factor Scoring'!$E$5:$J$282,,MATCH(V$4,'C. PoC Adj Factor Scoring'!$E$3:$AH$3,0)-1),MATCH(V$2&\" Score\",'C. PoC Adj Factor Scoring'!$E$4:$J$4,0),TRUE)","v":1},null,null,null,null,{"$f":"VLOOKUP(OFFSET($B:$B,,MATCH(AA$4,$B$4:$F$4,0)-1),OFFSET('C. PoC Adj Factor Scoring'!$E$5:$J$282,,MATCH(AA$4,'C. PoC Adj Factor Scoring'!$E$3:$AH$3,0)-1),MATCH(AA$2&\" Score\",'C. PoC Adj Factor Scoring'!$E$4:$J$4,0),TRUE)","v":0}]
[{"$f":"'A. Population Info'!A562","v":557},{"$f":"'A. Population Info'!L562","v":1},null,null,null,null,{"$f":"VLOOKUP(OFFSET($B:$B,,MATCH(G$4,$B$4:$F$4,0)-1),OFFSET('C. PoC Adj Factor Scoring'!$E$5:$J$282,,MATCH(G$4,'C. PoC Adj Factor Scoring'!$E$3:$AH$3,0)-1),MATCH(G$2&\" Score\",'C. PoC Adj Factor Scoring'!$E$4:$J$4,0),TRUE)","v":1},null,null,null,null,{"$f":"VLOOKUP(OFFSET($B:$B,,MATCH(L$4,$B$4:$F$4,0)-1),OFFSET('C. PoC Adj Factor Scoring'!$E$5:$J$282,,MATCH(L$4,'C. PoC Adj Factor Scoring'!$E$3:$AH$3,0)-1),MATCH(L$2&\" Score\",'C. PoC Adj Factor Scoring'!$E$4:$J$4,0),TRUE)","v":1},null,null,null,null,{"$f":"VLOOKUP(OFFSET($B:$B,,MATCH(Q$4,$B$4:$F$4,0)-1),OFFSET('C. PoC Adj Factor Scoring'!$E$5:$J$282,,MATCH(Q$4,'C. PoC Adj Factor Scoring'!$E$3:$AH$3,0)-1),MATCH(Q$2&\" Score\",'C. PoC Adj Factor Scoring'!$E$4:$J$4,0),TRUE)","v":1},null,null,null,null,{"$f":"VLOOKUP(OFFSET($B:$B,,MATCH(V$4,$B$4:$F$4,0)-1),OFFSET('C. PoC Adj Factor Scoring'!$E$5:$J$282,,MATCH(V$4,'C. PoC Adj Factor Scoring'!$E$3:$AH$3,0)-1),MATCH(V$2&\" Score\",'C. PoC Adj Factor Scoring'!$E$4:$J$4,0),TRUE)","v":1},null,null,null,null,{"$f":"VLOOKUP(OFFSET($B:$B,,MATCH(AA$4,$B$4:$F$4,0)-1),OFFSET('C. PoC Adj Factor Scoring'!$E$5:$J$282,,MATCH(AA$4,'C. PoC Adj Factor Scoring'!$E$3:$AH$3,0)-1),MATCH(AA$2&\" Score\",'C. PoC Adj Factor Scoring'!$E$4:$J$4,0),TRUE)","v":0}]
[{"$f":"'A. Population Info'!A563","v":558},{"$f":"'A. Population Info'!L563","v":1},null,null,null,null,{"$f":"VLOOKUP(OFFSET($B:$B,,MATCH(G$4,$B$4:$F$4,0)-1),OFFSET('C. PoC Adj Factor Scoring'!$E$5:$J$282,,MATCH(G$4,'C. PoC Adj Factor Scoring'!$E$3:$AH$3,0)-1),MATCH(G$2&\" Score\",'C. PoC Adj Factor Scoring'!$E$4:$J$4,0),TRUE)","v":1},null,null,null,null,{"$f":"VLOOKUP(OFFSET($B:$B,,MATCH(L$4,$B$4:$F$4,0)-1),OFFSET('C. PoC Adj Factor Scoring'!$E$5:$J$282,,MATCH(L$4,'C. PoC Adj Factor Scoring'!$E$3:$AH$3,0)-1),MATCH(L$2&\" Score\",'C. PoC Adj Factor Scoring'!$E$4:$J$4,0),TRUE)","v":1},null,null,null,null,{"$f":"VLOOKUP(OFFSET($B:$B,,MATCH(Q$4,$B$4:$F$4,0)-1),OFFSET('C. PoC Adj Factor Scoring'!$E$5:$J$282,,MATCH(Q$4,'C. PoC Adj Factor Scoring'!$E$3:$AH$3,0)-1),MATCH(Q$2&\" Score\",'C. PoC Adj Factor Scoring'!$E$4:$J$4,0),TRUE)","v":1},null,null,null,null,{"$f":"VLOOKUP(OFFSET($B:$B,,MATCH(V$4,$B$4:$F$4,0)-1),OFFSET('C. PoC Adj Factor Scoring'!$E$5:$J$282,,MATCH(V$4,'C. PoC Adj Factor Scoring'!$E$3:$AH$3,0)-1),MATCH(V$2&\" Score\",'C. PoC Adj Factor Scoring'!$E$4:$J$4,0),TRUE)","v":1},null,null,null,null,{"$f":"VLOOKUP(OFFSET($B:$B,,MATCH(AA$4,$B$4:$F$4,0)-1),OFFSET('C. PoC Adj Factor Scoring'!$E$5:$J$282,,MATCH(AA$4,'C. PoC Adj Factor Scoring'!$E$3:$AH$3,0)-1),MATCH(AA$2&\" Score\",'C. PoC Adj Factor Scoring'!$E$4:$J$4,0),TRUE)","v":0}]
[{"$f":"'A. Population Info'!A564","v":559},{"$f":"'A. Population Info'!L564","v":2},null,null,null,null,{"$f":"VLOOKUP(OFFSET($B:$B,,MATCH(G$4,$B$4:$F$4,0)-1),OFFSET('C. PoC Adj Factor Scoring'!$E$5:$J$282,,MATCH(G$4,'C. PoC Adj Factor Scoring'!$E$3:$AH$3,0)-1),MATCH(G$2&\" Score\",'C. PoC Adj Factor Scoring'!$E$4:$J$4,0),TRUE)","v":2},null,null,null,null,{"$f":"VLOOKUP(OFFSET($B:$B,,MATCH(L$4,$B$4:$F$4,0)-1),OFFSET('C. PoC Adj Factor Scoring'!$E$5:$J$282,,MATCH(L$4,'C. PoC Adj Factor Scoring'!$E$3:$AH$3,0)-1),MATCH(L$2&\" Score\",'C. PoC Adj Factor Scoring'!$E$4:$J$4,0),TRUE)","v":2},null,null,null,null,{"$f":"VLOOKUP(OFFSET($B:$B,,MATCH(Q$4,$B$4:$F$4,0)-1),OFFSET('C. PoC Adj Factor Scoring'!$E$5:$J$282,,MATCH(Q$4,'C. PoC Adj Factor Scoring'!$E$3:$AH$3,0)-1),MATCH(Q$2&\" Score\",'C. PoC Adj Factor Scoring'!$E$4:$J$4,0),TRUE)","v":2},null,null,null,null,{"$f":"VLOOKUP(OFFSET($B:$B,,MATCH(V$4,$B$4:$F$4,0)-1),OFFSET('C. PoC Adj Factor Scoring'!$E$5:$J$282,,MATCH(V$4,'C. PoC Adj Factor Scoring'!$E$3:$AH$3,0)-1),MATCH(V$2&\" Score\",'C. PoC Adj Factor Scoring'!$E$4:$J$4,0),TRUE)","v":2},null,null,null,null,{"$f":"VLOOKUP(OFFSET($B:$B,,MATCH(AA$4,$B$4:$F$4,0)-1),OFFSET('C. PoC Adj Factor Scoring'!$E$5:$J$282,,MATCH(AA$4,'C. PoC Adj Factor Scoring'!$E$3:$AH$3,0)-1),MATCH(AA$2&\" Score\",'C. PoC Adj Factor Scoring'!$E$4:$J$4,0),TRUE)","v":0}]
[{"$f":"'A. Population Info'!A565","v":560},{"$f":"'A. Population Info'!L565","v":1},null,null,null,null,{"$f":"VLOOKUP(OFFSET($B:$B,,MATCH(G$4,$B$4:$F$4,0)-1),OFFSET('C. PoC Adj Factor Scoring'!$E$5:$J$282,,MATCH(G$4,'C. PoC Adj Factor Scoring'!$E$3:$AH$3,0)-1),MATCH(G$2&\" Score\",'C. PoC Adj Factor Scoring'!$E$4:$J$4,0),TRUE)","v":1},null,null,null,null,{"$f":"VLOOKUP(OFFSET($B:$B,,MATCH(L$4,$B$4:$F$4,0)-1),OFFSET('C. PoC Adj Factor Scoring'!$E$5:$J$282,,MATCH(L$4,'C. PoC Adj Factor Scoring'!$E$3:$AH$3,0)-1),MATCH(L$2&\" Score\",'C. PoC Adj Factor Scoring'!$E$4:$J$4,0),TRUE)","v":1},null,null,null,null,{"$f":"VLOOKUP(OFFSET($B:$B,,MATCH(Q$4,$B$4:$F$4,0)-1),OFFSET('C. PoC Adj Factor Scoring'!$E$5:$J$282,,MATCH(Q$4,'C. PoC Adj Factor Scoring'!$E$3:$AH$3,0)-1),MATCH(Q$2&\" Score\",'C. PoC Adj Factor Scoring'!$E$4:$J$4,0),TRUE)","v":1},null,null,null,null,{"$f":"VLOOKUP(OFFSET($B:$B,,MATCH(V$4,$B$4:$F$4,0)-1),OFFSET('C. PoC Adj Factor Scoring'!$E$5:$J$282,,MATCH(V$4,'C. PoC Adj Factor Scoring'!$E$3:$AH$3,0)-1),MATCH(V$2&\" Score\",'C. PoC Adj Factor Scoring'!$E$4:$J$4,0),TRUE)","v":1},null,null,null,null,{"$f":"VLOOKUP(OFFSET($B:$B,,MATCH(AA$4,$B$4:$F$4,0)-1),OFFSET('C. PoC Adj Factor Scoring'!$E$5:$J$282,,MATCH(AA$4,'C. PoC Adj Factor Scoring'!$E$3:$AH$3,0)-1),MATCH(AA$2&\" Score\",'C. PoC Adj Factor Scoring'!$E$4:$J$4,0),TRUE)","v":0}]
[{"$f":"'A. Population Info'!A566","v":561},{"$f":"'A. Population Info'!L566","v":1},null,null,null,null,{"$f":"VLOOKUP(OFFSET($B:$B,,MATCH(G$4,$B$4:$F$4,0)-1),OFFSET('C. PoC Adj Factor Scoring'!$E$5:$J$282,,MATCH(G$4,'C. PoC Adj Factor Scoring'!$E$3:$AH$3,0)-1),MATCH(G$2&\" Score\",'C. PoC Adj Factor Scoring'!$E$4:$J$4,0),TRUE)","v":1},null,null,null,null,{"$f":"VLOOKUP(OFFSET($B:$B,,MATCH(L$4,$B$4:$F$4,0)-1),OFFSET('C. PoC Adj Factor Scoring'!$E$5:$J$282,,MATCH(L$4,'C. PoC Adj Factor Scoring'!$E$3:$AH$3,0)-1),MATCH(L$2&\" Score\",'C. PoC Adj Factor Scoring'!$E$4:$J$4,0),TRUE)","v":1},null,null,null,null,{"$f":"VLOOKUP(OFFSET($B:$B,,MATCH(Q$4,$B$4:$F$4,0)-1),OFFSET('C. PoC Adj Factor Scoring'!$E$5:$J$282,,MATCH(Q$4,'C. PoC Adj Factor Scoring'!$E$3:$AH$3,0)-1),MATCH(Q$2&\" Score\",'C. PoC Adj Factor Scoring'!$E$4:$J$4,0),TRUE)","v":1},null,null,null,null,{"$f":"VLOOKUP(OFFSET($B:$B,,MATCH(V$4,$B$4:$F$4,0)-1),OFFSET('C. PoC Adj Factor Scoring'!$E$5:$J$282,,MATCH(V$4,'C. PoC Adj Factor Scoring'!$E$3:$AH$3,0)-1),MATCH(V$2&\" Score\",'C. PoC Adj Factor Scoring'!$E$4:$J$4,0),TRUE)","v":1},null,null,null,null,{"$f":"VLOOKUP(OFFSET($B:$B,,MATCH(AA$4,$B$4:$F$4,0)-1),OFFSET('C. PoC Adj Factor Scoring'!$E$5:$J$282,,MATCH(AA$4,'C. PoC Adj Factor Scoring'!$E$3:$AH$3,0)-1),MATCH(AA$2&\" Score\",'C. PoC Adj Factor Scoring'!$E$4:$J$4,0),TRUE)","v":0}]
[{"$f":"'A. Population Info'!A567","v":562},{"$f":"'A. Population Info'!L567","v":1},null,null,null,null,{"$f":"VLOOKUP(OFFSET($B:$B,,MATCH(G$4,$B$4:$F$4,0)-1),OFFSET('C. PoC Adj Factor Scoring'!$E$5:$J$282,,MATCH(G$4,'C. PoC Adj Factor Scoring'!$E$3:$AH$3,0)-1),MATCH(G$2&\" Score\",'C. PoC Adj Factor Scoring'!$E$4:$J$4,0),TRUE)","v":1},null,null,null,null,{"$f":"VLOOKUP(OFFSET($B:$B,,MATCH(L$4,$B$4:$F$4,0)-1),OFFSET('C. PoC Adj Factor Scoring'!$E$5:$J$282,,MATCH(L$4,'C. PoC Adj Factor Scoring'!$E$3:$AH$3,0)-1),MATCH(L$2&\" Score\",'C. PoC Adj Factor Scoring'!$E$4:$J$4,0),TRUE)","v":1},null,null,null,null,{"$f":"VLOOKUP(OFFSET($B:$B,,MATCH(Q$4,$B$4:$F$4,0)-1),OFFSET('C. PoC Adj Factor Scoring'!$E$5:$J$282,,MATCH(Q$4,'C. PoC Adj Factor Scoring'!$E$3:$AH$3,0)-1),MATCH(Q$2&\" Score\",'C. PoC Adj Factor Scoring'!$E$4:$J$4,0),TRUE)","v":1},null,null,null,null,{"$f":"VLOOKUP(OFFSET($B:$B,,MATCH(V$4,$B$4:$F$4,0)-1),OFFSET('C. PoC Adj Factor Scoring'!$E$5:$J$282,,MATCH(V$4,'C. PoC Adj Factor Scoring'!$E$3:$AH$3,0)-1),MATCH(V$2&\" Score\",'C. PoC Adj Factor Scoring'!$E$4:$J$4,0),TRUE)","v":1},null,null,null,null,{"$f":"VLOOKUP(OFFSET($B:$B,,MATCH(AA$4,$B$4:$F$4,0)-1),OFFSET('C. PoC Adj Factor Scoring'!$E$5:$J$282,,MATCH(AA$4,'C. PoC Adj Factor Scoring'!$E$3:$AH$3,0)-1),MATCH(AA$2&\" Score\",'C. PoC Adj Factor Scoring'!$E$4:$J$4,0),TRUE)","v":0}]
[{"$f":"'A. Population Info'!A568","v":563},{"$f":"'A. Population Info'!L568","v":1},null,null,null,null,{"$f":"VLOOKUP(OFFSET($B:$B,,MATCH(G$4,$B$4:$F$4,0)-1),OFFSET('C. PoC Adj Factor Scoring'!$E$5:$J$282,,MATCH(G$4,'C. PoC Adj Factor Scoring'!$E$3:$AH$3,0)-1),MATCH(G$2&\" Score\",'C. PoC Adj Factor Scoring'!$E$4:$J$4,0),TRUE)","v":1},null,null,null,null,{"$f":"VLOOKUP(OFFSET($B:$B,,MATCH(L$4,$B$4:$F$4,0)-1),OFFSET('C. PoC Adj Factor Scoring'!$E$5:$J$282,,MATCH(L$4,'C. PoC Adj Factor Scoring'!$E$3:$AH$3,0)-1),MATCH(L$2&\" Score\",'C. PoC Adj Factor Scoring'!$E$4:$J$4,0),TRUE)","v":1},null,null,null,null,{"$f":"VLOOKUP(OFFSET($B:$B,,MATCH(Q$4,$B$4:$F$4,0)-1),OFFSET('C. PoC Adj Factor Scoring'!$E$5:$J$282,,MATCH(Q$4,'C. PoC Adj Factor Scoring'!$E$3:$AH$3,0)-1),MATCH(Q$2&\" Score\",'C. PoC Adj Factor Scoring'!$E$4:$J$4,0),TRUE)","v":1},null,null,null,null,{"$f":"VLOOKUP(OFFSET($B:$B,,MATCH(V$4,$B$4:$F$4,0)-1),OFFSET('C. PoC Adj Factor Scoring'!$E$5:$J$282,,MATCH(V$4,'C. PoC Adj Factor Scoring'!$E$3:$AH$3,0)-1),MATCH(V$2&\" Score\",'C. PoC Adj Factor Scoring'!$E$4:$J$4,0),TRUE)","v":1},null,null,null,null,{"$f":"VLOOKUP(OFFSET($B:$B,,MATCH(AA$4,$B$4:$F$4,0)-1),OFFSET('C. PoC Adj Factor Scoring'!$E$5:$J$282,,MATCH(AA$4,'C. PoC Adj Factor Scoring'!$E$3:$AH$3,0)-1),MATCH(AA$2&\" Score\",'C. PoC Adj Factor Scoring'!$E$4:$J$4,0),TRUE)","v":0}]
[{"$f":"'A. Population Info'!A569","v":564},{"$f":"'A. Population Info'!L569","v":1},null,null,null,null,{"$f":"VLOOKUP(OFFSET($B:$B,,MATCH(G$4,$B$4:$F$4,0)-1),OFFSET('C. PoC Adj Factor Scoring'!$E$5:$J$282,,MATCH(G$4,'C. PoC Adj Factor Scoring'!$E$3:$AH$3,0)-1),MATCH(G$2&\" Score\",'C. PoC Adj Factor Scoring'!$E$4:$J$4,0),TRUE)","v":1},null,null,null,null,{"$f":"VLOOKUP(OFFSET($B:$B,,MATCH(L$4,$B$4:$F$4,0)-1),OFFSET('C. PoC Adj Factor Scoring'!$E$5:$J$282,,MATCH(L$4,'C. PoC Adj Factor Scoring'!$E$3:$AH$3,0)-1),MATCH(L$2&\" Score\",'C. PoC Adj Factor Scoring'!$E$4:$J$4,0),TRUE)","v":1},null,null,null,null,{"$f":"VLOOKUP(OFFSET($B:$B,,MATCH(Q$4,$B$4:$F$4,0)-1),OFFSET('C. PoC Adj Factor Scoring'!$E$5:$J$282,,MATCH(Q$4,'C. PoC Adj Factor Scoring'!$E$3:$AH$3,0)-1),MATCH(Q$2&\" Score\",'C. PoC Adj Factor Scoring'!$E$4:$J$4,0),TRUE)","v":1},null,null,null,null,{"$f":"VLOOKUP(OFFSET($B:$B,,MATCH(V$4,$B$4:$F$4,0)-1),OFFSET('C. PoC Adj Factor Scoring'!$E$5:$J$282,,MATCH(V$4,'C. PoC Adj Factor Scoring'!$E$3:$AH$3,0)-1),MATCH(V$2&\" Score\",'C. PoC Adj Factor Scoring'!$E$4:$J$4,0),TRUE)","v":1},null,null,null,null,{"$f":"VLOOKUP(OFFSET($B:$B,,MATCH(AA$4,$B$4:$F$4,0)-1),OFFSET('C. PoC Adj Factor Scoring'!$E$5:$J$282,,MATCH(AA$4,'C. PoC Adj Factor Scoring'!$E$3:$AH$3,0)-1),MATCH(AA$2&\" Score\",'C. PoC Adj Factor Scoring'!$E$4:$J$4,0),TRUE)","v":0}]
[{"$f":"'A. Population Info'!A570","v":565},{"$f":"'A. Population Info'!L570","v":1},null,null,null,null,{"$f":"VLOOKUP(OFFSET($B:$B,,MATCH(G$4,$B$4:$F$4,0)-1),OFFSET('C. PoC Adj Factor Scoring'!$E$5:$J$282,,MATCH(G$4,'C. PoC Adj Factor Scoring'!$E$3:$AH$3,0)-1),MATCH(G$2&\" Score\",'C. PoC Adj Factor Scoring'!$E$4:$J$4,0),TRUE)","v":1},null,null,null,null,{"$f":"VLOOKUP(OFFSET($B:$B,,MATCH(L$4,$B$4:$F$4,0)-1),OFFSET('C. PoC Adj Factor Scoring'!$E$5:$J$282,,MATCH(L$4,'C. PoC Adj Factor Scoring'!$E$3:$AH$3,0)-1),MATCH(L$2&\" Score\",'C. PoC Adj Factor Scoring'!$E$4:$J$4,0),TRUE)","v":1},null,null,null,null,{"$f":"VLOOKUP(OFFSET($B:$B,,MATCH(Q$4,$B$4:$F$4,0)-1),OFFSET('C. PoC Adj Factor Scoring'!$E$5:$J$282,,MATCH(Q$4,'C. PoC Adj Factor Scoring'!$E$3:$AH$3,0)-1),MATCH(Q$2&\" Score\",'C. PoC Adj Factor Scoring'!$E$4:$J$4,0),TRUE)","v":1},null,null,null,null,{"$f":"VLOOKUP(OFFSET($B:$B,,MATCH(V$4,$B$4:$F$4,0)-1),OFFSET('C. PoC Adj Factor Scoring'!$E$5:$J$282,,MATCH(V$4,'C. PoC Adj Factor Scoring'!$E$3:$AH$3,0)-1),MATCH(V$2&\" Score\",'C. PoC Adj Factor Scoring'!$E$4:$J$4,0),TRUE)","v":1},null,null,null,null,{"$f":"VLOOKUP(OFFSET($B:$B,,MATCH(AA$4,$B$4:$F$4,0)-1),OFFSET('C. PoC Adj Factor Scoring'!$E$5:$J$282,,MATCH(AA$4,'C. PoC Adj Factor Scoring'!$E$3:$AH$3,0)-1),MATCH(AA$2&\" Score\",'C. PoC Adj Factor Scoring'!$E$4:$J$4,0),TRUE)","v":0}]
[{"$f":"'A. Population Info'!A571","v":566},{"$f":"'A. Population Info'!L571","v":1},null,null,null,null,{"$f":"VLOOKUP(OFFSET($B:$B,,MATCH(G$4,$B$4:$F$4,0)-1),OFFSET('C. PoC Adj Factor Scoring'!$E$5:$J$282,,MATCH(G$4,'C. PoC Adj Factor Scoring'!$E$3:$AH$3,0)-1),MATCH(G$2&\" Score\",'C. PoC Adj Factor Scoring'!$E$4:$J$4,0),TRUE)","v":1},null,null,null,null,{"$f":"VLOOKUP(OFFSET($B:$B,,MATCH(L$4,$B$4:$F$4,0)-1),OFFSET('C. PoC Adj Factor Scoring'!$E$5:$J$282,,MATCH(L$4,'C. PoC Adj Factor Scoring'!$E$3:$AH$3,0)-1),MATCH(L$2&\" Score\",'C. PoC Adj Factor Scoring'!$E$4:$J$4,0),TRUE)","v":1},null,null,null,null,{"$f":"VLOOKUP(OFFSET($B:$B,,MATCH(Q$4,$B$4:$F$4,0)-1),OFFSET('C. PoC Adj Factor Scoring'!$E$5:$J$282,,MATCH(Q$4,'C. PoC Adj Factor Scoring'!$E$3:$AH$3,0)-1),MATCH(Q$2&\" Score\",'C. PoC Adj Factor Scoring'!$E$4:$J$4,0),TRUE)","v":1},null,null,null,null,{"$f":"VLOOKUP(OFFSET($B:$B,,MATCH(V$4,$B$4:$F$4,0)-1),OFFSET('C. PoC Adj Factor Scoring'!$E$5:$J$282,,MATCH(V$4,'C. PoC Adj Factor Scoring'!$E$3:$AH$3,0)-1),MATCH(V$2&\" Score\",'C. PoC Adj Factor Scoring'!$E$4:$J$4,0),TRUE)","v":1},null,null,null,null,{"$f":"VLOOKUP(OFFSET($B:$B,,MATCH(AA$4,$B$4:$F$4,0)-1),OFFSET('C. PoC Adj Factor Scoring'!$E$5:$J$282,,MATCH(AA$4,'C. PoC Adj Factor Scoring'!$E$3:$AH$3,0)-1),MATCH(AA$2&\" Score\",'C. PoC Adj Factor Scoring'!$E$4:$J$4,0),TRUE)","v":0}]
[{"$f":"'A. Population Info'!A572","v":567},{"$f":"'A. Population Info'!L572","v":1},null,null,null,null,{"$f":"VLOOKUP(OFFSET($B:$B,,MATCH(G$4,$B$4:$F$4,0)-1),OFFSET('C. PoC Adj Factor Scoring'!$E$5:$J$282,,MATCH(G$4,'C. PoC Adj Factor Scoring'!$E$3:$AH$3,0)-1),MATCH(G$2&\" Score\",'C. PoC Adj Factor Scoring'!$E$4:$J$4,0),TRUE)","v":1},null,null,null,null,{"$f":"VLOOKUP(OFFSET($B:$B,,MATCH(L$4,$B$4:$F$4,0)-1),OFFSET('C. PoC Adj Factor Scoring'!$E$5:$J$282,,MATCH(L$4,'C. PoC Adj Factor Scoring'!$E$3:$AH$3,0)-1),MATCH(L$2&\" Score\",'C. PoC Adj Factor Scoring'!$E$4:$J$4,0),TRUE)","v":1},null,null,null,null,{"$f":"VLOOKUP(OFFSET($B:$B,,MATCH(Q$4,$B$4:$F$4,0)-1),OFFSET('C. PoC Adj Factor Scoring'!$E$5:$J$282,,MATCH(Q$4,'C. PoC Adj Factor Scoring'!$E$3:$AH$3,0)-1),MATCH(Q$2&\" Score\",'C. PoC Adj Factor Scoring'!$E$4:$J$4,0),TRUE)","v":1},null,null,null,null,{"$f":"VLOOKUP(OFFSET($B:$B,,MATCH(V$4,$B$4:$F$4,0)-1),OFFSET('C. PoC Adj Factor Scoring'!$E$5:$J$282,,MATCH(V$4,'C. PoC Adj Factor Scoring'!$E$3:$AH$3,0)-1),MATCH(V$2&\" Score\",'C. PoC Adj Factor Scoring'!$E$4:$J$4,0),TRUE)","v":1},null,null,null,null,{"$f":"VLOOKUP(OFFSET($B:$B,,MATCH(AA$4,$B$4:$F$4,0)-1),OFFSET('C. PoC Adj Factor Scoring'!$E$5:$J$282,,MATCH(AA$4,'C. PoC Adj Factor Scoring'!$E$3:$AH$3,0)-1),MATCH(AA$2&\" Score\",'C. PoC Adj Factor Scoring'!$E$4:$J$4,0),TRUE)","v":0}]
[{"$f":"'A. Population Info'!A573","v":568},{"$f":"'A. Population Info'!L573","v":1},null,null,null,null,{"$f":"VLOOKUP(OFFSET($B:$B,,MATCH(G$4,$B$4:$F$4,0)-1),OFFSET('C. PoC Adj Factor Scoring'!$E$5:$J$282,,MATCH(G$4,'C. PoC Adj Factor Scoring'!$E$3:$AH$3,0)-1),MATCH(G$2&\" Score\",'C. PoC Adj Factor Scoring'!$E$4:$J$4,0),TRUE)","v":1},null,null,null,null,{"$f":"VLOOKUP(OFFSET($B:$B,,MATCH(L$4,$B$4:$F$4,0)-1),OFFSET('C. PoC Adj Factor Scoring'!$E$5:$J$282,,MATCH(L$4,'C. PoC Adj Factor Scoring'!$E$3:$AH$3,0)-1),MATCH(L$2&\" Score\",'C. PoC Adj Factor Scoring'!$E$4:$J$4,0),TRUE)","v":1},null,null,null,null,{"$f":"VLOOKUP(OFFSET($B:$B,,MATCH(Q$4,$B$4:$F$4,0)-1),OFFSET('C. PoC Adj Factor Scoring'!$E$5:$J$282,,MATCH(Q$4,'C. PoC Adj Factor Scoring'!$E$3:$AH$3,0)-1),MATCH(Q$2&\" Score\",'C. PoC Adj Factor Scoring'!$E$4:$J$4,0),TRUE)","v":1},null,null,null,null,{"$f":"VLOOKUP(OFFSET($B:$B,,MATCH(V$4,$B$4:$F$4,0)-1),OFFSET('C. PoC Adj Factor Scoring'!$E$5:$J$282,,MATCH(V$4,'C. PoC Adj Factor Scoring'!$E$3:$AH$3,0)-1),MATCH(V$2&\" Score\",'C. PoC Adj Factor Scoring'!$E$4:$J$4,0),TRUE)","v":1},null,null,null,null,{"$f":"VLOOKUP(OFFSET($B:$B,,MATCH(AA$4,$B$4:$F$4,0)-1),OFFSET('C. PoC Adj Factor Scoring'!$E$5:$J$282,,MATCH(AA$4,'C. PoC Adj Factor Scoring'!$E$3:$AH$3,0)-1),MATCH(AA$2&\" Score\",'C. PoC Adj Factor Scoring'!$E$4:$J$4,0),TRUE)","v":0}]
[{"$f":"'A. Population Info'!A574","v":569},{"$f":"'A. Population Info'!L574","v":1},null,null,null,null,{"$f":"VLOOKUP(OFFSET($B:$B,,MATCH(G$4,$B$4:$F$4,0)-1),OFFSET('C. PoC Adj Factor Scoring'!$E$5:$J$282,,MATCH(G$4,'C. PoC Adj Factor Scoring'!$E$3:$AH$3,0)-1),MATCH(G$2&\" Score\",'C. PoC Adj Factor Scoring'!$E$4:$J$4,0),TRUE)","v":1},null,null,null,null,{"$f":"VLOOKUP(OFFSET($B:$B,,MATCH(L$4,$B$4:$F$4,0)-1),OFFSET('C. PoC Adj Factor Scoring'!$E$5:$J$282,,MATCH(L$4,'C. PoC Adj Factor Scoring'!$E$3:$AH$3,0)-1),MATCH(L$2&\" Score\",'C. PoC Adj Factor Scoring'!$E$4:$J$4,0),TRUE)","v":1},null,null,null,null,{"$f":"VLOOKUP(OFFSET($B:$B,,MATCH(Q$4,$B$4:$F$4,0)-1),OFFSET('C. PoC Adj Factor Scoring'!$E$5:$J$282,,MATCH(Q$4,'C. PoC Adj Factor Scoring'!$E$3:$AH$3,0)-1),MATCH(Q$2&\" Score\",'C. PoC Adj Factor Scoring'!$E$4:$J$4,0),TRUE)","v":1},null,null,null,null,{"$f":"VLOOKUP(OFFSET($B:$B,,MATCH(V$4,$B$4:$F$4,0)-1),OFFSET('C. PoC Adj Factor Scoring'!$E$5:$J$282,,MATCH(V$4,'C. PoC Adj Factor Scoring'!$E$3:$AH$3,0)-1),MATCH(V$2&\" Score\",'C. PoC Adj Factor Scoring'!$E$4:$J$4,0),TRUE)","v":1},null,null,null,null,{"$f":"VLOOKUP(OFFSET($B:$B,,MATCH(AA$4,$B$4:$F$4,0)-1),OFFSET('C. PoC Adj Factor Scoring'!$E$5:$J$282,,MATCH(AA$4,'C. PoC Adj Factor Scoring'!$E$3:$AH$3,0)-1),MATCH(AA$2&\" Score\",'C. PoC Adj Factor Scoring'!$E$4:$J$4,0),TRUE)","v":0}]
[{"$f":"'A. Population Info'!A575","v":570},{"$f":"'A. Population Info'!L575","v":1},null,null,null,null,{"$f":"VLOOKUP(OFFSET($B:$B,,MATCH(G$4,$B$4:$F$4,0)-1),OFFSET('C. PoC Adj Factor Scoring'!$E$5:$J$282,,MATCH(G$4,'C. PoC Adj Factor Scoring'!$E$3:$AH$3,0)-1),MATCH(G$2&\" Score\",'C. PoC Adj Factor Scoring'!$E$4:$J$4,0),TRUE)","v":1},null,null,null,null,{"$f":"VLOOKUP(OFFSET($B:$B,,MATCH(L$4,$B$4:$F$4,0)-1),OFFSET('C. PoC Adj Factor Scoring'!$E$5:$J$282,,MATCH(L$4,'C. PoC Adj Factor Scoring'!$E$3:$AH$3,0)-1),MATCH(L$2&\" Score\",'C. PoC Adj Factor Scoring'!$E$4:$J$4,0),TRUE)","v":1},null,null,null,null,{"$f":"VLOOKUP(OFFSET($B:$B,,MATCH(Q$4,$B$4:$F$4,0)-1),OFFSET('C. PoC Adj Factor Scoring'!$E$5:$J$282,,MATCH(Q$4,'C. PoC Adj Factor Scoring'!$E$3:$AH$3,0)-1),MATCH(Q$2&\" Score\",'C. PoC Adj Factor Scoring'!$E$4:$J$4,0),TRUE)","v":1},null,null,null,null,{"$f":"VLOOKUP(OFFSET($B:$B,,MATCH(V$4,$B$4:$F$4,0)-1),OFFSET('C. PoC Adj Factor Scoring'!$E$5:$J$282,,MATCH(V$4,'C. PoC Adj Factor Scoring'!$E$3:$AH$3,0)-1),MATCH(V$2&\" Score\",'C. PoC Adj Factor Scoring'!$E$4:$J$4,0),TRUE)","v":1},null,null,null,null,{"$f":"VLOOKUP(OFFSET($B:$B,,MATCH(AA$4,$B$4:$F$4,0)-1),OFFSET('C. PoC Adj Factor Scoring'!$E$5:$J$282,,MATCH(AA$4,'C. PoC Adj Factor Scoring'!$E$3:$AH$3,0)-1),MATCH(AA$2&\" Score\",'C. PoC Adj Factor Scoring'!$E$4:$J$4,0),TRUE)","v":0}]
[{"$f":"'A. Population Info'!A576","v":571},{"$f":"'A. Population Info'!L576","v":1},null,null,null,null,{"$f":"VLOOKUP(OFFSET($B:$B,,MATCH(G$4,$B$4:$F$4,0)-1),OFFSET('C. PoC Adj Factor Scoring'!$E$5:$J$282,,MATCH(G$4,'C. PoC Adj Factor Scoring'!$E$3:$AH$3,0)-1),MATCH(G$2&\" Score\",'C. PoC Adj Factor Scoring'!$E$4:$J$4,0),TRUE)","v":1},null,null,null,null,{"$f":"VLOOKUP(OFFSET($B:$B,,MATCH(L$4,$B$4:$F$4,0)-1),OFFSET('C. PoC Adj Factor Scoring'!$E$5:$J$282,,MATCH(L$4,'C. PoC Adj Factor Scoring'!$E$3:$AH$3,0)-1),MATCH(L$2&\" Score\",'C. PoC Adj Factor Scoring'!$E$4:$J$4,0),TRUE)","v":1},null,null,null,null,{"$f":"VLOOKUP(OFFSET($B:$B,,MATCH(Q$4,$B$4:$F$4,0)-1),OFFSET('C. PoC Adj Factor Scoring'!$E$5:$J$282,,MATCH(Q$4,'C. PoC Adj Factor Scoring'!$E$3:$AH$3,0)-1),MATCH(Q$2&\" Score\",'C. PoC Adj Factor Scoring'!$E$4:$J$4,0),TRUE)","v":1},null,null,null,null,{"$f":"VLOOKUP(OFFSET($B:$B,,MATCH(V$4,$B$4:$F$4,0)-1),OFFSET('C. PoC Adj Factor Scoring'!$E$5:$J$282,,MATCH(V$4,'C. PoC Adj Factor Scoring'!$E$3:$AH$3,0)-1),MATCH(V$2&\" Score\",'C. PoC Adj Factor Scoring'!$E$4:$J$4,0),TRUE)","v":1},null,null,null,null,{"$f":"VLOOKUP(OFFSET($B:$B,,MATCH(AA$4,$B$4:$F$4,0)-1),OFFSET('C. PoC Adj Factor Scoring'!$E$5:$J$282,,MATCH(AA$4,'C. PoC Adj Factor Scoring'!$E$3:$AH$3,0)-1),MATCH(AA$2&\" Score\",'C. PoC Adj Factor Scoring'!$E$4:$J$4,0),TRUE)","v":0}]
[{"$f":"'A. Population Info'!A577","v":572},{"$f":"'A. Population Info'!L577","v":1},null,null,null,null,{"$f":"VLOOKUP(OFFSET($B:$B,,MATCH(G$4,$B$4:$F$4,0)-1),OFFSET('C. PoC Adj Factor Scoring'!$E$5:$J$282,,MATCH(G$4,'C. PoC Adj Factor Scoring'!$E$3:$AH$3,0)-1),MATCH(G$2&\" Score\",'C. PoC Adj Factor Scoring'!$E$4:$J$4,0),TRUE)","v":1},null,null,null,null,{"$f":"VLOOKUP(OFFSET($B:$B,,MATCH(L$4,$B$4:$F$4,0)-1),OFFSET('C. PoC Adj Factor Scoring'!$E$5:$J$282,,MATCH(L$4,'C. PoC Adj Factor Scoring'!$E$3:$AH$3,0)-1),MATCH(L$2&\" Score\",'C. PoC Adj Factor Scoring'!$E$4:$J$4,0),TRUE)","v":1},null,null,null,null,{"$f":"VLOOKUP(OFFSET($B:$B,,MATCH(Q$4,$B$4:$F$4,0)-1),OFFSET('C. PoC Adj Factor Scoring'!$E$5:$J$282,,MATCH(Q$4,'C. PoC Adj Factor Scoring'!$E$3:$AH$3,0)-1),MATCH(Q$2&\" Score\",'C. PoC Adj Factor Scoring'!$E$4:$J$4,0),TRUE)","v":1},null,null,null,null,{"$f":"VLOOKUP(OFFSET($B:$B,,MATCH(V$4,$B$4:$F$4,0)-1),OFFSET('C. PoC Adj Factor Scoring'!$E$5:$J$282,,MATCH(V$4,'C. PoC Adj Factor Scoring'!$E$3:$AH$3,0)-1),MATCH(V$2&\" Score\",'C. PoC Adj Factor Scoring'!$E$4:$J$4,0),TRUE)","v":1},null,null,null,null,{"$f":"VLOOKUP(OFFSET($B:$B,,MATCH(AA$4,$B$4:$F$4,0)-1),OFFSET('C. PoC Adj Factor Scoring'!$E$5:$J$282,,MATCH(AA$4,'C. PoC Adj Factor Scoring'!$E$3:$AH$3,0)-1),MATCH(AA$2&\" Score\",'C. PoC Adj Factor Scoring'!$E$4:$J$4,0),TRUE)","v":0}]
[{"$f":"'A. Population Info'!A578","v":573},{"$f":"'A. Population Info'!L578","v":1},null,null,null,null,{"$f":"VLOOKUP(OFFSET($B:$B,,MATCH(G$4,$B$4:$F$4,0)-1),OFFSET('C. PoC Adj Factor Scoring'!$E$5:$J$282,,MATCH(G$4,'C. PoC Adj Factor Scoring'!$E$3:$AH$3,0)-1),MATCH(G$2&\" Score\",'C. PoC Adj Factor Scoring'!$E$4:$J$4,0),TRUE)","v":1},null,null,null,null,{"$f":"VLOOKUP(OFFSET($B:$B,,MATCH(L$4,$B$4:$F$4,0)-1),OFFSET('C. PoC Adj Factor Scoring'!$E$5:$J$282,,MATCH(L$4,'C. PoC Adj Factor Scoring'!$E$3:$AH$3,0)-1),MATCH(L$2&\" Score\",'C. PoC Adj Factor Scoring'!$E$4:$J$4,0),TRUE)","v":1},null,null,null,null,{"$f":"VLOOKUP(OFFSET($B:$B,,MATCH(Q$4,$B$4:$F$4,0)-1),OFFSET('C. PoC Adj Factor Scoring'!$E$5:$J$282,,MATCH(Q$4,'C. PoC Adj Factor Scoring'!$E$3:$AH$3,0)-1),MATCH(Q$2&\" Score\",'C. PoC Adj Factor Scoring'!$E$4:$J$4,0),TRUE)","v":1},null,null,null,null,{"$f":"VLOOKUP(OFFSET($B:$B,,MATCH(V$4,$B$4:$F$4,0)-1),OFFSET('C. PoC Adj Factor Scoring'!$E$5:$J$282,,MATCH(V$4,'C. PoC Adj Factor Scoring'!$E$3:$AH$3,0)-1),MATCH(V$2&\" Score\",'C. PoC Adj Factor Scoring'!$E$4:$J$4,0),TRUE)","v":1},null,null,null,null,{"$f":"VLOOKUP(OFFSET($B:$B,,MATCH(AA$4,$B$4:$F$4,0)-1),OFFSET('C. PoC Adj Factor Scoring'!$E$5:$J$282,,MATCH(AA$4,'C. PoC Adj Factor Scoring'!$E$3:$AH$3,0)-1),MATCH(AA$2&\" Score\",'C. PoC Adj Factor Scoring'!$E$4:$J$4,0),TRUE)","v":0}]
[{"$f":"'A. Population Info'!A579","v":574},{"$f":"'A. Population Info'!L579","v":1},null,null,null,null,{"$f":"VLOOKUP(OFFSET($B:$B,,MATCH(G$4,$B$4:$F$4,0)-1),OFFSET('C. PoC Adj Factor Scoring'!$E$5:$J$282,,MATCH(G$4,'C. PoC Adj Factor Scoring'!$E$3:$AH$3,0)-1),MATCH(G$2&\" Score\",'C. PoC Adj Factor Scoring'!$E$4:$J$4,0),TRUE)","v":1},null,null,null,null,{"$f":"VLOOKUP(OFFSET($B:$B,,MATCH(L$4,$B$4:$F$4,0)-1),OFFSET('C. PoC Adj Factor Scoring'!$E$5:$J$282,,MATCH(L$4,'C. PoC Adj Factor Scoring'!$E$3:$AH$3,0)-1),MATCH(L$2&\" Score\",'C. PoC Adj Factor Scoring'!$E$4:$J$4,0),TRUE)","v":1},null,null,null,null,{"$f":"VLOOKUP(OFFSET($B:$B,,MATCH(Q$4,$B$4:$F$4,0)-1),OFFSET('C. PoC Adj Factor Scoring'!$E$5:$J$282,,MATCH(Q$4,'C. PoC Adj Factor Scoring'!$E$3:$AH$3,0)-1),MATCH(Q$2&\" Score\",'C. PoC Adj Factor Scoring'!$E$4:$J$4,0),TRUE)","v":1},null,null,null,null,{"$f":"VLOOKUP(OFFSET($B:$B,,MATCH(V$4,$B$4:$F$4,0)-1),OFFSET('C. PoC Adj Factor Scoring'!$E$5:$J$282,,MATCH(V$4,'C. PoC Adj Factor Scoring'!$E$3:$AH$3,0)-1),MATCH(V$2&\" Score\",'C. PoC Adj Factor Scoring'!$E$4:$J$4,0),TRUE)","v":1},null,null,null,null,{"$f":"VLOOKUP(OFFSET($B:$B,,MATCH(AA$4,$B$4:$F$4,0)-1),OFFSET('C. PoC Adj Factor Scoring'!$E$5:$J$282,,MATCH(AA$4,'C. PoC Adj Factor Scoring'!$E$3:$AH$3,0)-1),MATCH(AA$2&\" Score\",'C. PoC Adj Factor Scoring'!$E$4:$J$4,0),TRUE)","v":0}]
[{"$f":"'A. Population Info'!A580","v":575},{"$f":"'A. Population Info'!L580","v":1},null,null,null,null,{"$f":"VLOOKUP(OFFSET($B:$B,,MATCH(G$4,$B$4:$F$4,0)-1),OFFSET('C. PoC Adj Factor Scoring'!$E$5:$J$282,,MATCH(G$4,'C. PoC Adj Factor Scoring'!$E$3:$AH$3,0)-1),MATCH(G$2&\" Score\",'C. PoC Adj Factor Scoring'!$E$4:$J$4,0),TRUE)","v":1},null,null,null,null,{"$f":"VLOOKUP(OFFSET($B:$B,,MATCH(L$4,$B$4:$F$4,0)-1),OFFSET('C. PoC Adj Factor Scoring'!$E$5:$J$282,,MATCH(L$4,'C. PoC Adj Factor Scoring'!$E$3:$AH$3,0)-1),MATCH(L$2&\" Score\",'C. PoC Adj Factor Scoring'!$E$4:$J$4,0),TRUE)","v":1},null,null,null,null,{"$f":"VLOOKUP(OFFSET($B:$B,,MATCH(Q$4,$B$4:$F$4,0)-1),OFFSET('C. PoC Adj Factor Scoring'!$E$5:$J$282,,MATCH(Q$4,'C. PoC Adj Factor Scoring'!$E$3:$AH$3,0)-1),MATCH(Q$2&\" Score\",'C. PoC Adj Factor Scoring'!$E$4:$J$4,0),TRUE)","v":1},null,null,null,null,{"$f":"VLOOKUP(OFFSET($B:$B,,MATCH(V$4,$B$4:$F$4,0)-1),OFFSET('C. PoC Adj Factor Scoring'!$E$5:$J$282,,MATCH(V$4,'C. PoC Adj Factor Scoring'!$E$3:$AH$3,0)-1),MATCH(V$2&\" Score\",'C. PoC Adj Factor Scoring'!$E$4:$J$4,0),TRUE)","v":1},null,null,null,null,{"$f":"VLOOKUP(OFFSET($B:$B,,MATCH(AA$4,$B$4:$F$4,0)-1),OFFSET('C. PoC Adj Factor Scoring'!$E$5:$J$282,,MATCH(AA$4,'C. PoC Adj Factor Scoring'!$E$3:$AH$3,0)-1),MATCH(AA$2&\" Score\",'C. PoC Adj Factor Scoring'!$E$4:$J$4,0),TRUE)","v":0}]
[{"$f":"'A. Population Info'!A581","v":576},{"$f":"'A. Population Info'!L581","v":1},null,null,null,null,{"$f":"VLOOKUP(OFFSET($B:$B,,MATCH(G$4,$B$4:$F$4,0)-1),OFFSET('C. PoC Adj Factor Scoring'!$E$5:$J$282,,MATCH(G$4,'C. PoC Adj Factor Scoring'!$E$3:$AH$3,0)-1),MATCH(G$2&\" Score\",'C. PoC Adj Factor Scoring'!$E$4:$J$4,0),TRUE)","v":1},null,null,null,null,{"$f":"VLOOKUP(OFFSET($B:$B,,MATCH(L$4,$B$4:$F$4,0)-1),OFFSET('C. PoC Adj Factor Scoring'!$E$5:$J$282,,MATCH(L$4,'C. PoC Adj Factor Scoring'!$E$3:$AH$3,0)-1),MATCH(L$2&\" Score\",'C. PoC Adj Factor Scoring'!$E$4:$J$4,0),TRUE)","v":1},null,null,null,null,{"$f":"VLOOKUP(OFFSET($B:$B,,MATCH(Q$4,$B$4:$F$4,0)-1),OFFSET('C. PoC Adj Factor Scoring'!$E$5:$J$282,,MATCH(Q$4,'C. PoC Adj Factor Scoring'!$E$3:$AH$3,0)-1),MATCH(Q$2&\" Score\",'C. PoC Adj Factor Scoring'!$E$4:$J$4,0),TRUE)","v":1},null,null,null,null,{"$f":"VLOOKUP(OFFSET($B:$B,,MATCH(V$4,$B$4:$F$4,0)-1),OFFSET('C. PoC Adj Factor Scoring'!$E$5:$J$282,,MATCH(V$4,'C. PoC Adj Factor Scoring'!$E$3:$AH$3,0)-1),MATCH(V$2&\" Score\",'C. PoC Adj Factor Scoring'!$E$4:$J$4,0),TRUE)","v":1},null,null,null,null,{"$f":"VLOOKUP(OFFSET($B:$B,,MATCH(AA$4,$B$4:$F$4,0)-1),OFFSET('C. PoC Adj Factor Scoring'!$E$5:$J$282,,MATCH(AA$4,'C. PoC Adj Factor Scoring'!$E$3:$AH$3,0)-1),MATCH(AA$2&\" Score\",'C. PoC Adj Factor Scoring'!$E$4:$J$4,0),TRUE)","v":0}]
[{"$f":"'A. Population Info'!A582","v":577},{"$f":"'A. Population Info'!L582","v":2},null,null,null,null,{"$f":"VLOOKUP(OFFSET($B:$B,,MATCH(G$4,$B$4:$F$4,0)-1),OFFSET('C. PoC Adj Factor Scoring'!$E$5:$J$282,,MATCH(G$4,'C. PoC Adj Factor Scoring'!$E$3:$AH$3,0)-1),MATCH(G$2&\" Score\",'C. PoC Adj Factor Scoring'!$E$4:$J$4,0),TRUE)","v":2},null,null,null,null,{"$f":"VLOOKUP(OFFSET($B:$B,,MATCH(L$4,$B$4:$F$4,0)-1),OFFSET('C. PoC Adj Factor Scoring'!$E$5:$J$282,,MATCH(L$4,'C. PoC Adj Factor Scoring'!$E$3:$AH$3,0)-1),MATCH(L$2&\" Score\",'C. PoC Adj Factor Scoring'!$E$4:$J$4,0),TRUE)","v":2},null,null,null,null,{"$f":"VLOOKUP(OFFSET($B:$B,,MATCH(Q$4,$B$4:$F$4,0)-1),OFFSET('C. PoC Adj Factor Scoring'!$E$5:$J$282,,MATCH(Q$4,'C. PoC Adj Factor Scoring'!$E$3:$AH$3,0)-1),MATCH(Q$2&\" Score\",'C. PoC Adj Factor Scoring'!$E$4:$J$4,0),TRUE)","v":2},null,null,null,null,{"$f":"VLOOKUP(OFFSET($B:$B,,MATCH(V$4,$B$4:$F$4,0)-1),OFFSET('C. PoC Adj Factor Scoring'!$E$5:$J$282,,MATCH(V$4,'C. PoC Adj Factor Scoring'!$E$3:$AH$3,0)-1),MATCH(V$2&\" Score\",'C. PoC Adj Factor Scoring'!$E$4:$J$4,0),TRUE)","v":2},null,null,null,null,{"$f":"VLOOKUP(OFFSET($B:$B,,MATCH(AA$4,$B$4:$F$4,0)-1),OFFSET('C. PoC Adj Factor Scoring'!$E$5:$J$282,,MATCH(AA$4,'C. PoC Adj Factor Scoring'!$E$3:$AH$3,0)-1),MATCH(AA$2&\" Score\",'C. PoC Adj Factor Scoring'!$E$4:$J$4,0),TRUE)","v":0}]
[{"$f":"'A. Population Info'!A583","v":578},{"$f":"'A. Population Info'!L583","v":2},null,null,null,null,{"$f":"VLOOKUP(OFFSET($B:$B,,MATCH(G$4,$B$4:$F$4,0)-1),OFFSET('C. PoC Adj Factor Scoring'!$E$5:$J$282,,MATCH(G$4,'C. PoC Adj Factor Scoring'!$E$3:$AH$3,0)-1),MATCH(G$2&\" Score\",'C. PoC Adj Factor Scoring'!$E$4:$J$4,0),TRUE)","v":2},null,null,null,null,{"$f":"VLOOKUP(OFFSET($B:$B,,MATCH(L$4,$B$4:$F$4,0)-1),OFFSET('C. PoC Adj Factor Scoring'!$E$5:$J$282,,MATCH(L$4,'C. PoC Adj Factor Scoring'!$E$3:$AH$3,0)-1),MATCH(L$2&\" Score\",'C. PoC Adj Factor Scoring'!$E$4:$J$4,0),TRUE)","v":2},null,null,null,null,{"$f":"VLOOKUP(OFFSET($B:$B,,MATCH(Q$4,$B$4:$F$4,0)-1),OFFSET('C. PoC Adj Factor Scoring'!$E$5:$J$282,,MATCH(Q$4,'C. PoC Adj Factor Scoring'!$E$3:$AH$3,0)-1),MATCH(Q$2&\" Score\",'C. PoC Adj Factor Scoring'!$E$4:$J$4,0),TRUE)","v":2},null,null,null,null,{"$f":"VLOOKUP(OFFSET($B:$B,,MATCH(V$4,$B$4:$F$4,0)-1),OFFSET('C. PoC Adj Factor Scoring'!$E$5:$J$282,,MATCH(V$4,'C. PoC Adj Factor Scoring'!$E$3:$AH$3,0)-1),MATCH(V$2&\" Score\",'C. PoC Adj Factor Scoring'!$E$4:$J$4,0),TRUE)","v":2},null,null,null,null,{"$f":"VLOOKUP(OFFSET($B:$B,,MATCH(AA$4,$B$4:$F$4,0)-1),OFFSET('C. PoC Adj Factor Scoring'!$E$5:$J$282,,MATCH(AA$4,'C. PoC Adj Factor Scoring'!$E$3:$AH$3,0)-1),MATCH(AA$2&\" Score\",'C. PoC Adj Factor Scoring'!$E$4:$J$4,0),TRUE)","v":0}]
[{"$f":"'A. Population Info'!A584","v":579},{"$f":"'A. Population Info'!L584","v":1},null,null,null,null,{"$f":"VLOOKUP(OFFSET($B:$B,,MATCH(G$4,$B$4:$F$4,0)-1),OFFSET('C. PoC Adj Factor Scoring'!$E$5:$J$282,,MATCH(G$4,'C. PoC Adj Factor Scoring'!$E$3:$AH$3,0)-1),MATCH(G$2&\" Score\",'C. PoC Adj Factor Scoring'!$E$4:$J$4,0),TRUE)","v":1},null,null,null,null,{"$f":"VLOOKUP(OFFSET($B:$B,,MATCH(L$4,$B$4:$F$4,0)-1),OFFSET('C. PoC Adj Factor Scoring'!$E$5:$J$282,,MATCH(L$4,'C. PoC Adj Factor Scoring'!$E$3:$AH$3,0)-1),MATCH(L$2&\" Score\",'C. PoC Adj Factor Scoring'!$E$4:$J$4,0),TRUE)","v":1},null,null,null,null,{"$f":"VLOOKUP(OFFSET($B:$B,,MATCH(Q$4,$B$4:$F$4,0)-1),OFFSET('C. PoC Adj Factor Scoring'!$E$5:$J$282,,MATCH(Q$4,'C. PoC Adj Factor Scoring'!$E$3:$AH$3,0)-1),MATCH(Q$2&\" Score\",'C. PoC Adj Factor Scoring'!$E$4:$J$4,0),TRUE)","v":1},null,null,null,null,{"$f":"VLOOKUP(OFFSET($B:$B,,MATCH(V$4,$B$4:$F$4,0)-1),OFFSET('C. PoC Adj Factor Scoring'!$E$5:$J$282,,MATCH(V$4,'C. PoC Adj Factor Scoring'!$E$3:$AH$3,0)-1),MATCH(V$2&\" Score\",'C. PoC Adj Factor Scoring'!$E$4:$J$4,0),TRUE)","v":1},null,null,null,null,{"$f":"VLOOKUP(OFFSET($B:$B,,MATCH(AA$4,$B$4:$F$4,0)-1),OFFSET('C. PoC Adj Factor Scoring'!$E$5:$J$282,,MATCH(AA$4,'C. PoC Adj Factor Scoring'!$E$3:$AH$3,0)-1),MATCH(AA$2&\" Score\",'C. PoC Adj Factor Scoring'!$E$4:$J$4,0),TRUE)","v":0}]
[{"$f":"'A. Population Info'!A585","v":580},{"$f":"'A. Population Info'!L585","v":1},null,null,null,null,{"$f":"VLOOKUP(OFFSET($B:$B,,MATCH(G$4,$B$4:$F$4,0)-1),OFFSET('C. PoC Adj Factor Scoring'!$E$5:$J$282,,MATCH(G$4,'C. PoC Adj Factor Scoring'!$E$3:$AH$3,0)-1),MATCH(G$2&\" Score\",'C. PoC Adj Factor Scoring'!$E$4:$J$4,0),TRUE)","v":1},null,null,null,null,{"$f":"VLOOKUP(OFFSET($B:$B,,MATCH(L$4,$B$4:$F$4,0)-1),OFFSET('C. PoC Adj Factor Scoring'!$E$5:$J$282,,MATCH(L$4,'C. PoC Adj Factor Scoring'!$E$3:$AH$3,0)-1),MATCH(L$2&\" Score\",'C. PoC Adj Factor Scoring'!$E$4:$J$4,0),TRUE)","v":1},null,null,null,null,{"$f":"VLOOKUP(OFFSET($B:$B,,MATCH(Q$4,$B$4:$F$4,0)-1),OFFSET('C. PoC Adj Factor Scoring'!$E$5:$J$282,,MATCH(Q$4,'C. PoC Adj Factor Scoring'!$E$3:$AH$3,0)-1),MATCH(Q$2&\" Score\",'C. PoC Adj Factor Scoring'!$E$4:$J$4,0),TRUE)","v":1},null,null,null,null,{"$f":"VLOOKUP(OFFSET($B:$B,,MATCH(V$4,$B$4:$F$4,0)-1),OFFSET('C. PoC Adj Factor Scoring'!$E$5:$J$282,,MATCH(V$4,'C. PoC Adj Factor Scoring'!$E$3:$AH$3,0)-1),MATCH(V$2&\" Score\",'C. PoC Adj Factor Scoring'!$E$4:$J$4,0),TRUE)","v":1},null,null,null,null,{"$f":"VLOOKUP(OFFSET($B:$B,,MATCH(AA$4,$B$4:$F$4,0)-1),OFFSET('C. PoC Adj Factor Scoring'!$E$5:$J$282,,MATCH(AA$4,'C. PoC Adj Factor Scoring'!$E$3:$AH$3,0)-1),MATCH(AA$2&\" Score\",'C. PoC Adj Factor Scoring'!$E$4:$J$4,0),TRUE)","v":0}]
[{"$f":"'A. Population Info'!A586","v":581},{"$f":"'A. Population Info'!L586","v":1},null,null,null,null,{"$f":"VLOOKUP(OFFSET($B:$B,,MATCH(G$4,$B$4:$F$4,0)-1),OFFSET('C. PoC Adj Factor Scoring'!$E$5:$J$282,,MATCH(G$4,'C. PoC Adj Factor Scoring'!$E$3:$AH$3,0)-1),MATCH(G$2&\" Score\",'C. PoC Adj Factor Scoring'!$E$4:$J$4,0),TRUE)","v":1},null,null,null,null,{"$f":"VLOOKUP(OFFSET($B:$B,,MATCH(L$4,$B$4:$F$4,0)-1),OFFSET('C. PoC Adj Factor Scoring'!$E$5:$J$282,,MATCH(L$4,'C. PoC Adj Factor Scoring'!$E$3:$AH$3,0)-1),MATCH(L$2&\" Score\",'C. PoC Adj Factor Scoring'!$E$4:$J$4,0),TRUE)","v":1},null,null,null,null,{"$f":"VLOOKUP(OFFSET($B:$B,,MATCH(Q$4,$B$4:$F$4,0)-1),OFFSET('C. PoC Adj Factor Scoring'!$E$5:$J$282,,MATCH(Q$4,'C. PoC Adj Factor Scoring'!$E$3:$AH$3,0)-1),MATCH(Q$2&\" Score\",'C. PoC Adj Factor Scoring'!$E$4:$J$4,0),TRUE)","v":1},null,null,null,null,{"$f":"VLOOKUP(OFFSET($B:$B,,MATCH(V$4,$B$4:$F$4,0)-1),OFFSET('C. PoC Adj Factor Scoring'!$E$5:$J$282,,MATCH(V$4,'C. PoC Adj Factor Scoring'!$E$3:$AH$3,0)-1),MATCH(V$2&\" Score\",'C. PoC Adj Factor Scoring'!$E$4:$J$4,0),TRUE)","v":1},null,null,null,null,{"$f":"VLOOKUP(OFFSET($B:$B,,MATCH(AA$4,$B$4:$F$4,0)-1),OFFSET('C. PoC Adj Factor Scoring'!$E$5:$J$282,,MATCH(AA$4,'C. PoC Adj Factor Scoring'!$E$3:$AH$3,0)-1),MATCH(AA$2&\" Score\",'C. PoC Adj Factor Scoring'!$E$4:$J$4,0),TRUE)","v":0}]
[{"$f":"'A. Population Info'!A587","v":582},{"$f":"'A. Population Info'!L587","v":1},null,null,null,null,{"$f":"VLOOKUP(OFFSET($B:$B,,MATCH(G$4,$B$4:$F$4,0)-1),OFFSET('C. PoC Adj Factor Scoring'!$E$5:$J$282,,MATCH(G$4,'C. PoC Adj Factor Scoring'!$E$3:$AH$3,0)-1),MATCH(G$2&\" Score\",'C. PoC Adj Factor Scoring'!$E$4:$J$4,0),TRUE)","v":1},null,null,null,null,{"$f":"VLOOKUP(OFFSET($B:$B,,MATCH(L$4,$B$4:$F$4,0)-1),OFFSET('C. PoC Adj Factor Scoring'!$E$5:$J$282,,MATCH(L$4,'C. PoC Adj Factor Scoring'!$E$3:$AH$3,0)-1),MATCH(L$2&\" Score\",'C. PoC Adj Factor Scoring'!$E$4:$J$4,0),TRUE)","v":1},null,null,null,null,{"$f":"VLOOKUP(OFFSET($B:$B,,MATCH(Q$4,$B$4:$F$4,0)-1),OFFSET('C. PoC Adj Factor Scoring'!$E$5:$J$282,,MATCH(Q$4,'C. PoC Adj Factor Scoring'!$E$3:$AH$3,0)-1),MATCH(Q$2&\" Score\",'C. PoC Adj Factor Scoring'!$E$4:$J$4,0),TRUE)","v":1},null,null,null,null,{"$f":"VLOOKUP(OFFSET($B:$B,,MATCH(V$4,$B$4:$F$4,0)-1),OFFSET('C. PoC Adj Factor Scoring'!$E$5:$J$282,,MATCH(V$4,'C. PoC Adj Factor Scoring'!$E$3:$AH$3,0)-1),MATCH(V$2&\" Score\",'C. PoC Adj Factor Scoring'!$E$4:$J$4,0),TRUE)","v":1},null,null,null,null,{"$f":"VLOOKUP(OFFSET($B:$B,,MATCH(AA$4,$B$4:$F$4,0)-1),OFFSET('C. PoC Adj Factor Scoring'!$E$5:$J$282,,MATCH(AA$4,'C. PoC Adj Factor Scoring'!$E$3:$AH$3,0)-1),MATCH(AA$2&\" Score\",'C. PoC Adj Factor Scoring'!$E$4:$J$4,0),TRUE)","v":0}]
[{"$f":"'A. Population Info'!A588","v":583},{"$f":"'A. Population Info'!L588","v":1},null,null,null,null,{"$f":"VLOOKUP(OFFSET($B:$B,,MATCH(G$4,$B$4:$F$4,0)-1),OFFSET('C. PoC Adj Factor Scoring'!$E$5:$J$282,,MATCH(G$4,'C. PoC Adj Factor Scoring'!$E$3:$AH$3,0)-1),MATCH(G$2&\" Score\",'C. PoC Adj Factor Scoring'!$E$4:$J$4,0),TRUE)","v":1},null,null,null,null,{"$f":"VLOOKUP(OFFSET($B:$B,,MATCH(L$4,$B$4:$F$4,0)-1),OFFSET('C. PoC Adj Factor Scoring'!$E$5:$J$282,,MATCH(L$4,'C. PoC Adj Factor Scoring'!$E$3:$AH$3,0)-1),MATCH(L$2&\" Score\",'C. PoC Adj Factor Scoring'!$E$4:$J$4,0),TRUE)","v":1},null,null,null,null,{"$f":"VLOOKUP(OFFSET($B:$B,,MATCH(Q$4,$B$4:$F$4,0)-1),OFFSET('C. PoC Adj Factor Scoring'!$E$5:$J$282,,MATCH(Q$4,'C. PoC Adj Factor Scoring'!$E$3:$AH$3,0)-1),MATCH(Q$2&\" Score\",'C. PoC Adj Factor Scoring'!$E$4:$J$4,0),TRUE)","v":1},null,null,null,null,{"$f":"VLOOKUP(OFFSET($B:$B,,MATCH(V$4,$B$4:$F$4,0)-1),OFFSET('C. PoC Adj Factor Scoring'!$E$5:$J$282,,MATCH(V$4,'C. PoC Adj Factor Scoring'!$E$3:$AH$3,0)-1),MATCH(V$2&\" Score\",'C. PoC Adj Factor Scoring'!$E$4:$J$4,0),TRUE)","v":1},null,null,null,null,{"$f":"VLOOKUP(OFFSET($B:$B,,MATCH(AA$4,$B$4:$F$4,0)-1),OFFSET('C. PoC Adj Factor Scoring'!$E$5:$J$282,,MATCH(AA$4,'C. PoC Adj Factor Scoring'!$E$3:$AH$3,0)-1),MATCH(AA$2&\" Score\",'C. PoC Adj Factor Scoring'!$E$4:$J$4,0),TRUE)","v":0}]
[{"$f":"'A. Population Info'!A589","v":584},{"$f":"'A. Population Info'!L589","v":1},null,null,null,null,{"$f":"VLOOKUP(OFFSET($B:$B,,MATCH(G$4,$B$4:$F$4,0)-1),OFFSET('C. PoC Adj Factor Scoring'!$E$5:$J$282,,MATCH(G$4,'C. PoC Adj Factor Scoring'!$E$3:$AH$3,0)-1),MATCH(G$2&\" Score\",'C. PoC Adj Factor Scoring'!$E$4:$J$4,0),TRUE)","v":1},null,null,null,null,{"$f":"VLOOKUP(OFFSET($B:$B,,MATCH(L$4,$B$4:$F$4,0)-1),OFFSET('C. PoC Adj Factor Scoring'!$E$5:$J$282,,MATCH(L$4,'C. PoC Adj Factor Scoring'!$E$3:$AH$3,0)-1),MATCH(L$2&\" Score\",'C. PoC Adj Factor Scoring'!$E$4:$J$4,0),TRUE)","v":1},null,null,null,null,{"$f":"VLOOKUP(OFFSET($B:$B,,MATCH(Q$4,$B$4:$F$4,0)-1),OFFSET('C. PoC Adj Factor Scoring'!$E$5:$J$282,,MATCH(Q$4,'C. PoC Adj Factor Scoring'!$E$3:$AH$3,0)-1),MATCH(Q$2&\" Score\",'C. PoC Adj Factor Scoring'!$E$4:$J$4,0),TRUE)","v":1},null,null,null,null,{"$f":"VLOOKUP(OFFSET($B:$B,,MATCH(V$4,$B$4:$F$4,0)-1),OFFSET('C. PoC Adj Factor Scoring'!$E$5:$J$282,,MATCH(V$4,'C. PoC Adj Factor Scoring'!$E$3:$AH$3,0)-1),MATCH(V$2&\" Score\",'C. PoC Adj Factor Scoring'!$E$4:$J$4,0),TRUE)","v":1},null,null,null,null,{"$f":"VLOOKUP(OFFSET($B:$B,,MATCH(AA$4,$B$4:$F$4,0)-1),OFFSET('C. PoC Adj Factor Scoring'!$E$5:$J$282,,MATCH(AA$4,'C. PoC Adj Factor Scoring'!$E$3:$AH$3,0)-1),MATCH(AA$2&\" Score\",'C. PoC Adj Factor Scoring'!$E$4:$J$4,0),TRUE)","v":0}]
[{"$f":"'A. Population Info'!A590","v":585},{"$f":"'A. Population Info'!L590","v":2},null,null,null,null,{"$f":"VLOOKUP(OFFSET($B:$B,,MATCH(G$4,$B$4:$F$4,0)-1),OFFSET('C. PoC Adj Factor Scoring'!$E$5:$J$282,,MATCH(G$4,'C. PoC Adj Factor Scoring'!$E$3:$AH$3,0)-1),MATCH(G$2&\" Score\",'C. PoC Adj Factor Scoring'!$E$4:$J$4,0),TRUE)","v":2},null,null,null,null,{"$f":"VLOOKUP(OFFSET($B:$B,,MATCH(L$4,$B$4:$F$4,0)-1),OFFSET('C. PoC Adj Factor Scoring'!$E$5:$J$282,,MATCH(L$4,'C. PoC Adj Factor Scoring'!$E$3:$AH$3,0)-1),MATCH(L$2&\" Score\",'C. PoC Adj Factor Scoring'!$E$4:$J$4,0),TRUE)","v":2},null,null,null,null,{"$f":"VLOOKUP(OFFSET($B:$B,,MATCH(Q$4,$B$4:$F$4,0)-1),OFFSET('C. PoC Adj Factor Scoring'!$E$5:$J$282,,MATCH(Q$4,'C. PoC Adj Factor Scoring'!$E$3:$AH$3,0)-1),MATCH(Q$2&\" Score\",'C. PoC Adj Factor Scoring'!$E$4:$J$4,0),TRUE)","v":2},null,null,null,null,{"$f":"VLOOKUP(OFFSET($B:$B,,MATCH(V$4,$B$4:$F$4,0)-1),OFFSET('C. PoC Adj Factor Scoring'!$E$5:$J$282,,MATCH(V$4,'C. PoC Adj Factor Scoring'!$E$3:$AH$3,0)-1),MATCH(V$2&\" Score\",'C. PoC Adj Factor Scoring'!$E$4:$J$4,0),TRUE)","v":2},null,null,null,null,{"$f":"VLOOKUP(OFFSET($B:$B,,MATCH(AA$4,$B$4:$F$4,0)-1),OFFSET('C. PoC Adj Factor Scoring'!$E$5:$J$282,,MATCH(AA$4,'C. PoC Adj Factor Scoring'!$E$3:$AH$3,0)-1),MATCH(AA$2&\" Score\",'C. PoC Adj Factor Scoring'!$E$4:$J$4,0),TRUE)","v":0}]
[{"$f":"'A. Population Info'!A591","v":586},{"$f":"'A. Population Info'!L591","v":2},null,null,null,null,{"$f":"VLOOKUP(OFFSET($B:$B,,MATCH(G$4,$B$4:$F$4,0)-1),OFFSET('C. PoC Adj Factor Scoring'!$E$5:$J$282,,MATCH(G$4,'C. PoC Adj Factor Scoring'!$E$3:$AH$3,0)-1),MATCH(G$2&\" Score\",'C. PoC Adj Factor Scoring'!$E$4:$J$4,0),TRUE)","v":2},null,null,null,null,{"$f":"VLOOKUP(OFFSET($B:$B,,MATCH(L$4,$B$4:$F$4,0)-1),OFFSET('C. PoC Adj Factor Scoring'!$E$5:$J$282,,MATCH(L$4,'C. PoC Adj Factor Scoring'!$E$3:$AH$3,0)-1),MATCH(L$2&\" Score\",'C. PoC Adj Factor Scoring'!$E$4:$J$4,0),TRUE)","v":2},null,null,null,null,{"$f":"VLOOKUP(OFFSET($B:$B,,MATCH(Q$4,$B$4:$F$4,0)-1),OFFSET('C. PoC Adj Factor Scoring'!$E$5:$J$282,,MATCH(Q$4,'C. PoC Adj Factor Scoring'!$E$3:$AH$3,0)-1),MATCH(Q$2&\" Score\",'C. PoC Adj Factor Scoring'!$E$4:$J$4,0),TRUE)","v":2},null,null,null,null,{"$f":"VLOOKUP(OFFSET($B:$B,,MATCH(V$4,$B$4:$F$4,0)-1),OFFSET('C. PoC Adj Factor Scoring'!$E$5:$J$282,,MATCH(V$4,'C. PoC Adj Factor Scoring'!$E$3:$AH$3,0)-1),MATCH(V$2&\" Score\",'C. PoC Adj Factor Scoring'!$E$4:$J$4,0),TRUE)","v":2},null,null,null,null,{"$f":"VLOOKUP(OFFSET($B:$B,,MATCH(AA$4,$B$4:$F$4,0)-1),OFFSET('C. PoC Adj Factor Scoring'!$E$5:$J$282,,MATCH(AA$4,'C. PoC Adj Factor Scoring'!$E$3:$AH$3,0)-1),MATCH(AA$2&\" Score\",'C. PoC Adj Factor Scoring'!$E$4:$J$4,0),TRUE)","v":0}]
[{"$f":"'A. Population Info'!A592","v":587},{"$f":"'A. Population Info'!L592","v":2},null,null,null,null,{"$f":"VLOOKUP(OFFSET($B:$B,,MATCH(G$4,$B$4:$F$4,0)-1),OFFSET('C. PoC Adj Factor Scoring'!$E$5:$J$282,,MATCH(G$4,'C. PoC Adj Factor Scoring'!$E$3:$AH$3,0)-1),MATCH(G$2&\" Score\",'C. PoC Adj Factor Scoring'!$E$4:$J$4,0),TRUE)","v":2},null,null,null,null,{"$f":"VLOOKUP(OFFSET($B:$B,,MATCH(L$4,$B$4:$F$4,0)-1),OFFSET('C. PoC Adj Factor Scoring'!$E$5:$J$282,,MATCH(L$4,'C. PoC Adj Factor Scoring'!$E$3:$AH$3,0)-1),MATCH(L$2&\" Score\",'C. PoC Adj Factor Scoring'!$E$4:$J$4,0),TRUE)","v":2},null,null,null,null,{"$f":"VLOOKUP(OFFSET($B:$B,,MATCH(Q$4,$B$4:$F$4,0)-1),OFFSET('C. PoC Adj Factor Scoring'!$E$5:$J$282,,MATCH(Q$4,'C. PoC Adj Factor Scoring'!$E$3:$AH$3,0)-1),MATCH(Q$2&\" Score\",'C. PoC Adj Factor Scoring'!$E$4:$J$4,0),TRUE)","v":2},null,null,null,null,{"$f":"VLOOKUP(OFFSET($B:$B,,MATCH(V$4,$B$4:$F$4,0)-1),OFFSET('C. PoC Adj Factor Scoring'!$E$5:$J$282,,MATCH(V$4,'C. PoC Adj Factor Scoring'!$E$3:$AH$3,0)-1),MATCH(V$2&\" Score\",'C. PoC Adj Factor Scoring'!$E$4:$J$4,0),TRUE)","v":2},null,null,null,null,{"$f":"VLOOKUP(OFFSET($B:$B,,MATCH(AA$4,$B$4:$F$4,0)-1),OFFSET('C. PoC Adj Factor Scoring'!$E$5:$J$282,,MATCH(AA$4,'C. PoC Adj Factor Scoring'!$E$3:$AH$3,0)-1),MATCH(AA$2&\" Score\",'C. PoC Adj Factor Scoring'!$E$4:$J$4,0),TRUE)","v":0}]
[{"$f":"'A. Population Info'!A593","v":588},{"$f":"'A. Population Info'!L593","v":2},null,null,null,null,{"$f":"VLOOKUP(OFFSET($B:$B,,MATCH(G$4,$B$4:$F$4,0)-1),OFFSET('C. PoC Adj Factor Scoring'!$E$5:$J$282,,MATCH(G$4,'C. PoC Adj Factor Scoring'!$E$3:$AH$3,0)-1),MATCH(G$2&\" Score\",'C. PoC Adj Factor Scoring'!$E$4:$J$4,0),TRUE)","v":2},null,null,null,null,{"$f":"VLOOKUP(OFFSET($B:$B,,MATCH(L$4,$B$4:$F$4,0)-1),OFFSET('C. PoC Adj Factor Scoring'!$E$5:$J$282,,MATCH(L$4,'C. PoC Adj Factor Scoring'!$E$3:$AH$3,0)-1),MATCH(L$2&\" Score\",'C. PoC Adj Factor Scoring'!$E$4:$J$4,0),TRUE)","v":2},null,null,null,null,{"$f":"VLOOKUP(OFFSET($B:$B,,MATCH(Q$4,$B$4:$F$4,0)-1),OFFSET('C. PoC Adj Factor Scoring'!$E$5:$J$282,,MATCH(Q$4,'C. PoC Adj Factor Scoring'!$E$3:$AH$3,0)-1),MATCH(Q$2&\" Score\",'C. PoC Adj Factor Scoring'!$E$4:$J$4,0),TRUE)","v":2},null,null,null,null,{"$f":"VLOOKUP(OFFSET($B:$B,,MATCH(V$4,$B$4:$F$4,0)-1),OFFSET('C. PoC Adj Factor Scoring'!$E$5:$J$282,,MATCH(V$4,'C. PoC Adj Factor Scoring'!$E$3:$AH$3,0)-1),MATCH(V$2&\" Score\",'C. PoC Adj Factor Scoring'!$E$4:$J$4,0),TRUE)","v":2},null,null,null,null,{"$f":"VLOOKUP(OFFSET($B:$B,,MATCH(AA$4,$B$4:$F$4,0)-1),OFFSET('C. PoC Adj Factor Scoring'!$E$5:$J$282,,MATCH(AA$4,'C. PoC Adj Factor Scoring'!$E$3:$AH$3,0)-1),MATCH(AA$2&\" Score\",'C. PoC Adj Factor Scoring'!$E$4:$J$4,0),TRUE)","v":0}]
[{"$f":"'A. Population Info'!A594","v":589},{"$f":"'A. Population Info'!L594","v":2},null,null,null,null,{"$f":"VLOOKUP(OFFSET($B:$B,,MATCH(G$4,$B$4:$F$4,0)-1),OFFSET('C. PoC Adj Factor Scoring'!$E$5:$J$282,,MATCH(G$4,'C. PoC Adj Factor Scoring'!$E$3:$AH$3,0)-1),MATCH(G$2&\" Score\",'C. PoC Adj Factor Scoring'!$E$4:$J$4,0),TRUE)","v":2},null,null,null,null,{"$f":"VLOOKUP(OFFSET($B:$B,,MATCH(L$4,$B$4:$F$4,0)-1),OFFSET('C. PoC Adj Factor Scoring'!$E$5:$J$282,,MATCH(L$4,'C. PoC Adj Factor Scoring'!$E$3:$AH$3,0)-1),MATCH(L$2&\" Score\",'C. PoC Adj Factor Scoring'!$E$4:$J$4,0),TRUE)","v":2},null,null,null,null,{"$f":"VLOOKUP(OFFSET($B:$B,,MATCH(Q$4,$B$4:$F$4,0)-1),OFFSET('C. PoC Adj Factor Scoring'!$E$5:$J$282,,MATCH(Q$4,'C. PoC Adj Factor Scoring'!$E$3:$AH$3,0)-1),MATCH(Q$2&\" Score\",'C. PoC Adj Factor Scoring'!$E$4:$J$4,0),TRUE)","v":2},null,null,null,null,{"$f":"VLOOKUP(OFFSET($B:$B,,MATCH(V$4,$B$4:$F$4,0)-1),OFFSET('C. PoC Adj Factor Scoring'!$E$5:$J$282,,MATCH(V$4,'C. PoC Adj Factor Scoring'!$E$3:$AH$3,0)-1),MATCH(V$2&\" Score\",'C. PoC Adj Factor Scoring'!$E$4:$J$4,0),TRUE)","v":2},null,null,null,null,{"$f":"VLOOKUP(OFFSET($B:$B,,MATCH(AA$4,$B$4:$F$4,0)-1),OFFSET('C. PoC Adj Factor Scoring'!$E$5:$J$282,,MATCH(AA$4,'C. PoC Adj Factor Scoring'!$E$3:$AH$3,0)-1),MATCH(AA$2&\" Score\",'C. PoC Adj Factor Scoring'!$E$4:$J$4,0),TRUE)","v":0}]
[{"$f":"'A. Population Info'!A595","v":590},{"$f":"'A. Population Info'!L595","v":2},null,null,null,null,{"$f":"VLOOKUP(OFFSET($B:$B,,MATCH(G$4,$B$4:$F$4,0)-1),OFFSET('C. PoC Adj Factor Scoring'!$E$5:$J$282,,MATCH(G$4,'C. PoC Adj Factor Scoring'!$E$3:$AH$3,0)-1),MATCH(G$2&\" Score\",'C. PoC Adj Factor Scoring'!$E$4:$J$4,0),TRUE)","v":2},null,null,null,null,{"$f":"VLOOKUP(OFFSET($B:$B,,MATCH(L$4,$B$4:$F$4,0)-1),OFFSET('C. PoC Adj Factor Scoring'!$E$5:$J$282,,MATCH(L$4,'C. PoC Adj Factor Scoring'!$E$3:$AH$3,0)-1),MATCH(L$2&\" Score\",'C. PoC Adj Factor Scoring'!$E$4:$J$4,0),TRUE)","v":2},null,null,null,null,{"$f":"VLOOKUP(OFFSET($B:$B,,MATCH(Q$4,$B$4:$F$4,0)-1),OFFSET('C. PoC Adj Factor Scoring'!$E$5:$J$282,,MATCH(Q$4,'C. PoC Adj Factor Scoring'!$E$3:$AH$3,0)-1),MATCH(Q$2&\" Score\",'C. PoC Adj Factor Scoring'!$E$4:$J$4,0),TRUE)","v":2},null,null,null,null,{"$f":"VLOOKUP(OFFSET($B:$B,,MATCH(V$4,$B$4:$F$4,0)-1),OFFSET('C. PoC Adj Factor Scoring'!$E$5:$J$282,,MATCH(V$4,'C. PoC Adj Factor Scoring'!$E$3:$AH$3,0)-1),MATCH(V$2&\" Score\",'C. PoC Adj Factor Scoring'!$E$4:$J$4,0),TRUE)","v":2},null,null,null,null,{"$f":"VLOOKUP(OFFSET($B:$B,,MATCH(AA$4,$B$4:$F$4,0)-1),OFFSET('C. PoC Adj Factor Scoring'!$E$5:$J$282,,MATCH(AA$4,'C. PoC Adj Factor Scoring'!$E$3:$AH$3,0)-1),MATCH(AA$2&\" Score\",'C. PoC Adj Factor Scoring'!$E$4:$J$4,0),TRUE)","v":0}]
[{"$f":"'A. Population Info'!A596","v":591},{"$f":"'A. Population Info'!L596","v":2},null,null,null,null,{"$f":"VLOOKUP(OFFSET($B:$B,,MATCH(G$4,$B$4:$F$4,0)-1),OFFSET('C. PoC Adj Factor Scoring'!$E$5:$J$282,,MATCH(G$4,'C. PoC Adj Factor Scoring'!$E$3:$AH$3,0)-1),MATCH(G$2&\" Score\",'C. PoC Adj Factor Scoring'!$E$4:$J$4,0),TRUE)","v":2},null,null,null,null,{"$f":"VLOOKUP(OFFSET($B:$B,,MATCH(L$4,$B$4:$F$4,0)-1),OFFSET('C. PoC Adj Factor Scoring'!$E$5:$J$282,,MATCH(L$4,'C. PoC Adj Factor Scoring'!$E$3:$AH$3,0)-1),MATCH(L$2&\" Score\",'C. PoC Adj Factor Scoring'!$E$4:$J$4,0),TRUE)","v":2},null,null,null,null,{"$f":"VLOOKUP(OFFSET($B:$B,,MATCH(Q$4,$B$4:$F$4,0)-1),OFFSET('C. PoC Adj Factor Scoring'!$E$5:$J$282,,MATCH(Q$4,'C. PoC Adj Factor Scoring'!$E$3:$AH$3,0)-1),MATCH(Q$2&\" Score\",'C. PoC Adj Factor Scoring'!$E$4:$J$4,0),TRUE)","v":2},null,null,null,null,{"$f":"VLOOKUP(OFFSET($B:$B,,MATCH(V$4,$B$4:$F$4,0)-1),OFFSET('C. PoC Adj Factor Scoring'!$E$5:$J$282,,MATCH(V$4,'C. PoC Adj Factor Scoring'!$E$3:$AH$3,0)-1),MATCH(V$2&\" Score\",'C. PoC Adj Factor Scoring'!$E$4:$J$4,0),TRUE)","v":2},null,null,null,null,{"$f":"VLOOKUP(OFFSET($B:$B,,MATCH(AA$4,$B$4:$F$4,0)-1),OFFSET('C. PoC Adj Factor Scoring'!$E$5:$J$282,,MATCH(AA$4,'C. PoC Adj Factor Scoring'!$E$3:$AH$3,0)-1),MATCH(AA$2&\" Score\",'C. PoC Adj Factor Scoring'!$E$4:$J$4,0),TRUE)","v":0}]
[{"$f":"'A. Population Info'!A597","v":592},{"$f":"'A. Population Info'!L597","v":2},null,null,null,null,{"$f":"VLOOKUP(OFFSET($B:$B,,MATCH(G$4,$B$4:$F$4,0)-1),OFFSET('C. PoC Adj Factor Scoring'!$E$5:$J$282,,MATCH(G$4,'C. PoC Adj Factor Scoring'!$E$3:$AH$3,0)-1),MATCH(G$2&\" Score\",'C. PoC Adj Factor Scoring'!$E$4:$J$4,0),TRUE)","v":2},null,null,null,null,{"$f":"VLOOKUP(OFFSET($B:$B,,MATCH(L$4,$B$4:$F$4,0)-1),OFFSET('C. PoC Adj Factor Scoring'!$E$5:$J$282,,MATCH(L$4,'C. PoC Adj Factor Scoring'!$E$3:$AH$3,0)-1),MATCH(L$2&\" Score\",'C. PoC Adj Factor Scoring'!$E$4:$J$4,0),TRUE)","v":2},null,null,null,null,{"$f":"VLOOKUP(OFFSET($B:$B,,MATCH(Q$4,$B$4:$F$4,0)-1),OFFSET('C. PoC Adj Factor Scoring'!$E$5:$J$282,,MATCH(Q$4,'C. PoC Adj Factor Scoring'!$E$3:$AH$3,0)-1),MATCH(Q$2&\" Score\",'C. PoC Adj Factor Scoring'!$E$4:$J$4,0),TRUE)","v":2},null,null,null,null,{"$f":"VLOOKUP(OFFSET($B:$B,,MATCH(V$4,$B$4:$F$4,0)-1),OFFSET('C. PoC Adj Factor Scoring'!$E$5:$J$282,,MATCH(V$4,'C. PoC Adj Factor Scoring'!$E$3:$AH$3,0)-1),MATCH(V$2&\" Score\",'C. PoC Adj Factor Scoring'!$E$4:$J$4,0),TRUE)","v":2},null,null,null,null,{"$f":"VLOOKUP(OFFSET($B:$B,,MATCH(AA$4,$B$4:$F$4,0)-1),OFFSET('C. PoC Adj Factor Scoring'!$E$5:$J$282,,MATCH(AA$4,'C. PoC Adj Factor Scoring'!$E$3:$AH$3,0)-1),MATCH(AA$2&\" Score\",'C. PoC Adj Factor Scoring'!$E$4:$J$4,0),TRUE)","v":0}]
[{"$f":"'A. Population Info'!A598","v":593},{"$f":"'A. Population Info'!L598","v":2},null,null,null,null,{"$f":"VLOOKUP(OFFSET($B:$B,,MATCH(G$4,$B$4:$F$4,0)-1),OFFSET('C. PoC Adj Factor Scoring'!$E$5:$J$282,,MATCH(G$4,'C. PoC Adj Factor Scoring'!$E$3:$AH$3,0)-1),MATCH(G$2&\" Score\",'C. PoC Adj Factor Scoring'!$E$4:$J$4,0),TRUE)","v":2},null,null,null,null,{"$f":"VLOOKUP(OFFSET($B:$B,,MATCH(L$4,$B$4:$F$4,0)-1),OFFSET('C. PoC Adj Factor Scoring'!$E$5:$J$282,,MATCH(L$4,'C. PoC Adj Factor Scoring'!$E$3:$AH$3,0)-1),MATCH(L$2&\" Score\",'C. PoC Adj Factor Scoring'!$E$4:$J$4,0),TRUE)","v":2},null,null,null,null,{"$f":"VLOOKUP(OFFSET($B:$B,,MATCH(Q$4,$B$4:$F$4,0)-1),OFFSET('C. PoC Adj Factor Scoring'!$E$5:$J$282,,MATCH(Q$4,'C. PoC Adj Factor Scoring'!$E$3:$AH$3,0)-1),MATCH(Q$2&\" Score\",'C. PoC Adj Factor Scoring'!$E$4:$J$4,0),TRUE)","v":2},null,null,null,null,{"$f":"VLOOKUP(OFFSET($B:$B,,MATCH(V$4,$B$4:$F$4,0)-1),OFFSET('C. PoC Adj Factor Scoring'!$E$5:$J$282,,MATCH(V$4,'C. PoC Adj Factor Scoring'!$E$3:$AH$3,0)-1),MATCH(V$2&\" Score\",'C. PoC Adj Factor Scoring'!$E$4:$J$4,0),TRUE)","v":2},null,null,null,null,{"$f":"VLOOKUP(OFFSET($B:$B,,MATCH(AA$4,$B$4:$F$4,0)-1),OFFSET('C. PoC Adj Factor Scoring'!$E$5:$J$282,,MATCH(AA$4,'C. PoC Adj Factor Scoring'!$E$3:$AH$3,0)-1),MATCH(AA$2&\" Score\",'C. PoC Adj Factor Scoring'!$E$4:$J$4,0),TRUE)","v":0}]
[{"$f":"'A. Population Info'!A599","v":594},{"$f":"'A. Population Info'!L599","v":2},null,null,null,null,{"$f":"VLOOKUP(OFFSET($B:$B,,MATCH(G$4,$B$4:$F$4,0)-1),OFFSET('C. PoC Adj Factor Scoring'!$E$5:$J$282,,MATCH(G$4,'C. PoC Adj Factor Scoring'!$E$3:$AH$3,0)-1),MATCH(G$2&\" Score\",'C. PoC Adj Factor Scoring'!$E$4:$J$4,0),TRUE)","v":2},null,null,null,null,{"$f":"VLOOKUP(OFFSET($B:$B,,MATCH(L$4,$B$4:$F$4,0)-1),OFFSET('C. PoC Adj Factor Scoring'!$E$5:$J$282,,MATCH(L$4,'C. PoC Adj Factor Scoring'!$E$3:$AH$3,0)-1),MATCH(L$2&\" Score\",'C. PoC Adj Factor Scoring'!$E$4:$J$4,0),TRUE)","v":2},null,null,null,null,{"$f":"VLOOKUP(OFFSET($B:$B,,MATCH(Q$4,$B$4:$F$4,0)-1),OFFSET('C. PoC Adj Factor Scoring'!$E$5:$J$282,,MATCH(Q$4,'C. PoC Adj Factor Scoring'!$E$3:$AH$3,0)-1),MATCH(Q$2&\" Score\",'C. PoC Adj Factor Scoring'!$E$4:$J$4,0),TRUE)","v":2},null,null,null,null,{"$f":"VLOOKUP(OFFSET($B:$B,,MATCH(V$4,$B$4:$F$4,0)-1),OFFSET('C. PoC Adj Factor Scoring'!$E$5:$J$282,,MATCH(V$4,'C. PoC Adj Factor Scoring'!$E$3:$AH$3,0)-1),MATCH(V$2&\" Score\",'C. PoC Adj Factor Scoring'!$E$4:$J$4,0),TRUE)","v":2},null,null,null,null,{"$f":"VLOOKUP(OFFSET($B:$B,,MATCH(AA$4,$B$4:$F$4,0)-1),OFFSET('C. PoC Adj Factor Scoring'!$E$5:$J$282,,MATCH(AA$4,'C. PoC Adj Factor Scoring'!$E$3:$AH$3,0)-1),MATCH(AA$2&\" Score\",'C. PoC Adj Factor Scoring'!$E$4:$J$4,0),TRUE)","v":0}]
[{"$f":"'A. Population Info'!A600","v":595},{"$f":"'A. Population Info'!L600","v":1},null,null,null,null,{"$f":"VLOOKUP(OFFSET($B:$B,,MATCH(G$4,$B$4:$F$4,0)-1),OFFSET('C. PoC Adj Factor Scoring'!$E$5:$J$282,,MATCH(G$4,'C. PoC Adj Factor Scoring'!$E$3:$AH$3,0)-1),MATCH(G$2&\" Score\",'C. PoC Adj Factor Scoring'!$E$4:$J$4,0),TRUE)","v":1},null,null,null,null,{"$f":"VLOOKUP(OFFSET($B:$B,,MATCH(L$4,$B$4:$F$4,0)-1),OFFSET('C. PoC Adj Factor Scoring'!$E$5:$J$282,,MATCH(L$4,'C. PoC Adj Factor Scoring'!$E$3:$AH$3,0)-1),MATCH(L$2&\" Score\",'C. PoC Adj Factor Scoring'!$E$4:$J$4,0),TRUE)","v":1},null,null,null,null,{"$f":"VLOOKUP(OFFSET($B:$B,,MATCH(Q$4,$B$4:$F$4,0)-1),OFFSET('C. PoC Adj Factor Scoring'!$E$5:$J$282,,MATCH(Q$4,'C. PoC Adj Factor Scoring'!$E$3:$AH$3,0)-1),MATCH(Q$2&\" Score\",'C. PoC Adj Factor Scoring'!$E$4:$J$4,0),TRUE)","v":1},null,null,null,null,{"$f":"VLOOKUP(OFFSET($B:$B,,MATCH(V$4,$B$4:$F$4,0)-1),OFFSET('C. PoC Adj Factor Scoring'!$E$5:$J$282,,MATCH(V$4,'C. PoC Adj Factor Scoring'!$E$3:$AH$3,0)-1),MATCH(V$2&\" Score\",'C. PoC Adj Factor Scoring'!$E$4:$J$4,0),TRUE)","v":1},null,null,null,null,{"$f":"VLOOKUP(OFFSET($B:$B,,MATCH(AA$4,$B$4:$F$4,0)-1),OFFSET('C. PoC Adj Factor Scoring'!$E$5:$J$282,,MATCH(AA$4,'C. PoC Adj Factor Scoring'!$E$3:$AH$3,0)-1),MATCH(AA$2&\" Score\",'C. PoC Adj Factor Scoring'!$E$4:$J$4,0),TRUE)","v":0}]

{"sheet":"C. Reliability Consequence","index":13,"n_rows":600,"n_cols":12,"rows_kept":600,"cut":false,"hidden":false,"merged":[[2,5,4,5],[2,6,4,6],[2,7,4,7],[2,0,4,0],[2,1,4,1],[2,2,4,2],[2,3,4,3],[2,4,4,4]]}
[null,null,"Value of Unserved Energy"]
[]
["Asset Identifier","Reliability Asset Identifier","Asset Voltage Reliability Impact","Average Energy Usage (kW)","Average Hours Unserved","kWh Lost per Failure","VCR","Value of Unserved Energy"]
[null,null,null,null,null,null,null,null,null,null,"Average kWh lost per failure",{"$f":"AVERAGE(F:F)","v":1.2863999999999887}]
[null,null,null,"Avg Energy Usage","Average hours lost","Load Lost per Consequence","VCR","Value of outage",null,null,"Average value of unserved energy",{"$f":"AVERAGE(H:H)","v":52.393785600000406}]
[{"$f":"'A. Population Info'!A6","v":1},{"$f":"'A. Population Info'!D6","v":1},{"$f":"'A. Population Info'!F6","v":"LV"},{"$f":"'A. Population Info'!E6","v":3.2160000000000002},{"$f":"INDEX('C. PoC Summary Stats & Para'!$E$25:$G$25,,MATCH($C6,'C. PoC Summary Stats & Para'!$E$18:$G$18,0))","v":0.4},{"$f":"D6*E6","v":1.2864000000000002},{"$f":"INDEX('C. PoC Summary Stats & Para'!$E$14:$G$14,,MATCH($C6,'C. PoC Summary Stats & Para'!$E$18:$G$18,0))","v":40.728999999999999},{"$f":"IFERROR(F6*G6,AVERAGEIF(F:F, \">0\")*G6)","v":52.393785600000008}]
[{"$f":"'A. Population Info'!A7","v":2},{"$f":"'A. Population Info'!D7","v":2},{"$f":"'A. Population Info'!F7","v":"LV"},{"$f":"'A. Population Info'!E7","v":3.2160000000000002},{"$f":"INDEX('C. PoC Summary Stats & Para'!$E$25:$G$25,,MATCH($C7,'C. PoC Summary Stats & Para'!$E$18:$G$18,0))","v":0.4},{"$f":"D7*E7","v":1.2864000000000002},{"$f":"INDEX('C. PoC Summary Stats & Para'!$E$14:$G$14,,MATCH($C7,'C. PoC Summary Stats & Para'!$E$18:$G$18,0))","v":40.728999999999999},52.393785600000008]
[{"$f":"'A. Population Info'!A8","v":3},{"$f":"'A. Population Info'!D8","v":3},{"$f":"'A. Population Info'!F8","v":"LV"},{"$f":"'A. Population Info'!E8","v":3.2160000000000002},{"$f":"INDEX('C. PoC Summary Stats & Para'!$E$25:$G$25,,MATCH($C8,'C. PoC Summary Stats & Para'!$E$18:$G$18,0))","v":0.4},1.2864000000000002,{"$f":"INDEX('C. PoC Summary Stats & Para'!$E$14:$G$14,,MATCH($C8,'C. PoC Summary Stats & Para'!$E$18:$G$18,0))","v":40.728999999999999},52.393785600000008]
[{"$f":"'A. Population Info'!A9","v":4},{"$f":"'A. Population Info'!D9","v":4},{"$f":"'A. Population Info'!F9","v":"LV"},{"$f":"'A. Population Info'!E9","v":3.2160000000000002},{"$f":"INDEX('C. PoC Summary Stats & Para'!$E$25:$G$25,,MATCH($C9,'C. PoC Summary Stats & Para'!$E$18:$G$18,0))","v":0.4},1.2864000000000002,{"$f":"INDEX('C. PoC Summary Stats & Para'!$E$14:$G$14,,MATCH($C9,'C. PoC Summary Stats & Para'!$E$18:$G$18,0))","v":40.728999999999999},52.393785600000008]
[{"$f":"'A. Population Info'!A10","v":5},{"$f":"'A. Population Info'!D10","v":5},{"$f":"'A. Population Info'!F10","v":"LV"},{"$f":"'A. Population Info'!E10","v":3.2160000000000002},{"$f":"INDEX('C. PoC Summary Stats & Para'!$E$25:$G$25,,MATCH($C10,'C. PoC Summary Stats & Para'!$E$18:$G$18,0))","v":0.4},1.2864000000000002,{"$f":"INDEX('C. PoC Summary Stats & Para'!$E$14:$G$14,,MATCH($C10,'C. PoC Summary Stats & Para'!$E$18:$G$18,0))","v":40.728999999999999},52.393785600000008]
[{"$f":"'A. Population Info'!A11","v":6},{"$f":"'A. Population Info'!D11","v":6},{"$f":"'A. Population Info'!F11","v":"LV"},{"$f":"'A. Population Info'!E11","v":3.2160000000000002},{"$f":"INDEX('C. PoC Summary Stats & Para'!$E$25:$G$25,,MATCH($C11,'C. PoC Summary Stats & Para'!$E$18:$G$18,0))","v":0.4},1.2864000000000002,{"$f":"INDEX('C. PoC Summary Stats & Para'!$E$14:$G$14,,MATCH($C11,'C. PoC Summary Stats & Para'!$E$18:$G$18,0))","v":40.728999999999999},52.393785600000008]
[{"$f":"'A. Population Info'!A12","v":7},{"$f":"'A. Population Info'!D12","v":7},{"$f":"'A. Population Info'!F12","v":"LV"},{"$f":"'A. Population Info'!E12","v":3.2160000000000002},{"$f":"INDEX('C. PoC Summary Stats & Para'!$E$25:$G$25,,MATCH($C12,'C. PoC Summary Stats & Para'!$E$18:$G$18,0))","v":0.4},1.2864000000000002,{"$f":"INDEX('C. PoC Summary Stats & Para'!$E$14:$G$14,,MATCH($C12,'C. PoC Summary Stats & Para'!$E$18:$G$18,0))","v":40.728999999999999},52.393785600000008]
[{"$f":"'A. Population Info'!A13","v":8},{"$f":"'A. Population Info'!D13","v":8},{"$f":"'A. Population Info'!F13","v":"LV"},{"$f":"'A. Population Info'!E13","v":3.2160000000000002},{"$f":"INDEX('C. PoC Summary Stats & Para'!$E$25:$G$25,,MATCH($C13,'C. PoC Summary Stats & Para'!$E$18:$G$18,0))","v":0.4},1.2864000000000002,{"$f":"INDEX('C. PoC Summary Stats & Para'!$E$14:$G$14,,MATCH($C13,'C. PoC Summary Stats & Para'!$E$18:$G$18,0))","v":40.728999999999999},52.393785600000008]
[{"$f":"'A. Population Info'!A14","v":9},{"$f":"'A. Population Info'!D14","v":9},{"$f":"'A. Population Info'!F14","v":"LV"},{"$f":"'A. Population Info'!E14","v":3.2160000000000002},{"$f":"INDEX('C. PoC Summary Stats & Para'!$E$25:$G$25,,MATCH($C14,'C. PoC Summary Stats & Para'!$E$18:$G$18,0))","v":0.4},1.2864000000000002,{"$f":"INDEX('C. PoC Summary Stats & Para'!$E$14:$G$14,,MATCH($C14,'C. PoC Summary Stats & Para'!$E$18:$G$18,0))","v":40.728999999999999},52.393785600000008]
[{"$f":"'A. Population Info'!A15","v":10},{"$f":"'A. Population Info'!D15","v":10},{"$f":"'A. Population Info'!F15","v":"LV"},{"$f":"'A. Population Info'!E15","v":3.2160000000000002},{"$f":"INDEX('C. PoC Summary Stats & Para'!$E$25:$G$25,,MATCH($C15,'C. PoC Summary Stats & Para'!$E$18:$G$18,0))","v":0.4},1.2864000000000002,{"$f":"INDEX('C. PoC Summary Stats & Para'!$E$14:$G$14,,MATCH($C15,'C. PoC Summary Stats & Para'!$E$18:$G$18,0))","v":40.728999999999999},52.393785600000008]
[{"$f":"'A. Population Info'!A16","v":11},{"$f":"'A. Population Info'!D16","v":11},{"$f":"'A. Population Info'!F16","v":"LV"},{"$f":"'A. Population Info'!E16","v":3.2160000000000002},{"$f":"INDEX('C. PoC Summary Stats & Para'!$E$25:$G$25,,MATCH($C16,'C. PoC Summary Stats & Para'!$E$18:$G$18,0))","v":0.4},1.2864000000000002,{"$f":"INDEX('C. PoC Summary Stats & Para'!$E$14:$G$14,,MATCH($C16,'C. PoC Summary Stats & Para'!$E$18:$G$18,0))","v":40.728999999999999},52.393785600000008]
[{"$f":"'A. Population Info'!A17","v":12},{"$f":"'A. Population Info'!D17","v":12},{"$f":"'A. Population Info'!F17","v":"LV"},{"$f":"'A. Population Info'!E17","v":3.2160000000000002},{"$f":"INDEX('C. PoC Summary Stats & Para'!$E$25:$G$25,,MATCH($C17,'C. PoC Summary Stats & Para'!$E$18:$G$18,0))","v":0.4},1.2864000000000002,{"$f":"INDEX('C. PoC Summary Stats & Para'!$E$14:$G$14,,MATCH($C17,'C. PoC Summary Stats & Para'!$E$18:$G$18,0))","v":40.728999999999999},52.393785600000008]
[{"$f":"'A. Population Info'!A18","v":13},{"$f":"'A. Population Info'!D18","v":13},{"$f":"'A. Population Info'!F18","v":"LV"},{"$f":"'A. Population Info'!E18","v":3.2160000000000002},{"$f":"INDEX('C. PoC Summary Stats & Para'!$E$25:$G$25,,MATCH($C18,'C. PoC Summary Stats & Para'!$E$18:$G$18,0))","v":0.4},1.2864000000000002,{"$f":"INDEX('C. PoC Summary Stats & Para'!$E$14:$G$14,,MATCH($C18,'C. PoC Summary Stats & Para'!$E$18:$G$18,0))","v":40.728999999999999},52.393785600000008]
[{"$f":"'A. Population Info'!A19","v":14},{"$f":"'A. Population Info'!D19","v":14},{"$f":"'A. Population Info'!F19","v":"LV"},{"$f":"'A. Population Info'!E19","v":3.2160000000000002},{"$f":"INDEX('C. PoC Summary Stats & Para'!$E$25:$G$25,,MATCH($C19,'C. PoC Summary Stats & Para'!$E$18:$G$18,0))","v":0.4},1.2864000000000002,{"$f":"INDEX('C. PoC Summary Stats & Para'!$E$14:$G$14,,MATCH($C19,'C. PoC Summary Stats & Para'!$E$18:$G$18,0))","v":40.728999999999999},52.393785600000008]
[{"$f":"'A. Population Info'!A20","v":15},{"$f":"'A. Population Info'!D20","v":15},{"$f":"'A. Population Info'!F20","v":"LV"},{"$f":"'A. Population Info'!E20","v":3.2160000000000002},{"$f":"INDEX('C. PoC Summary Stats & Para'!$E$25:$G$25,,MATCH($C20,'C. PoC Summary Stats & Para'!$E$18:$G$18,0))","v":0.4},1.2864000000000002,{"$f":"INDEX('C. PoC Summary Stats & Para'!$E$14:$G$14,,MATCH($C20,'C. PoC Summary Stats & Para'!$E$18:$G$18,0))","v":40.728999999999999},52.393785600000008]
[{"$f":"'A. Population Info'!A21","v":16},{"$f":"'A. Population Info'!D21","v":16},{"$f":"'A. Population Info'!F21","v":"LV"},{"$f":"'A. Population Info'!E21","v":3.2160000000000002},{"$f":"INDEX('C. PoC Summary Stats & Para'!$E$25:$G$25,,MATCH($C21,'C. PoC Summary Stats & Para'!$E$18:$G$18,0))","v":0.4},1.2864000000000002,{"$f":"INDEX('C. PoC Summary Stats & Para'!$E$14:$G$14,,MATCH($C21,'C. PoC Summary Stats & Para'!$E$18:$G$18,0))","v":40.728999999999999},52.393785600000008]
[{"$f":"'A. Population Info'!A22","v":17},{"$f":"'A. Population Info'!D22","v":17},{"$f":"'A. Population Info'!F22","v":"LV"},{"$f":"'A. Population Info'!E22","v":3.2160000000000002},{"$f":"INDEX('C. PoC Summary Stats & Para'!$E$25:$G$25,,MATCH($C22,'C. PoC Summary Stats & Para'!$E$18:$G$18,0))","v":0.4},1.2864000000000002,{"$f":"INDEX('C. PoC Summary Stats & Para'!$E$14:$G$14,,MATCH($C22,'C. PoC Summary Stats & Para'!$E$18:$G$18,0))","v":40.728999999999999},52.393785600000008]
[{"$f":"'A. Population Info'!A23","v":18},{"$f":"'A. Population Info'!D23","v":18},{"$f":"'A. Population Info'!F23","v":"LV"},{"$f":"'A. Population Info'!E23","v":3.2160000000000002},{"$f":"INDEX('C. PoC Summary Stats & Para'!$E$25:$G$25,,MATCH($C23,'C. PoC Summary Stats & Para'!$E$18:$G$18,0))","v":0.4},1.2864000000000002,{"$f":"INDEX('C. PoC Summary Stats & Para'!$E$14:$G$14,,MATCH($C23,'C. PoC Summary Stats & Para'!$E$18:$G$18,0))","v":40.728999999999999},52.393785600000008]
[{"$f":"'A. Population Info'!A24","v":19},{"$f":"'A. Population Info'!D24","v":19},{"$f":"'A. Population Info'!F24","v":"LV"},{"$f":"'A. Population Info'!E24","v":3.2160000000000002},{"$f":"INDEX('C. PoC Summary Stats & Para'!$E$25:$G$25,,MATCH($C24,'C. PoC Summary Stats & Para'!$E$18:$G$18,0))","v":0.4},1.2864000000000002,{"$f":"INDEX('C. PoC Summary Stats & Para'!$E$14:$G$14,,MATCH($C24,'C. PoC Summary Stats & Para'!$E$18:$G$18,0))","v":40.728999999999999},52.393785600000008]
[{"$f":"'A. Population Info'!A25","v":20},{"$f":"'A. Population Info'!D25","v":20},{"$f":"'A. Population Info'!F25","v":"LV"},{"$f":"'A. Population Info'!E25","v":3.2160000000000002},{"$f":"INDEX('C. PoC Summary Stats & Para'!$E$25:$G$25,,MATCH($C25,'C. PoC Summary Stats & Para'!$E$18:$G$18,0))","v":0.4},1.2864000000000002,{"$f":"INDEX('C. PoC Summary Stats & Para'!$E$14:$G$14,,MATCH($C25,'C. PoC Summary Stats & Para'!$E$18:$G$18,0))","v":40.728999999999999},52.393785600000008]
[{"$f":"'A. Population Info'!A26","v":21},{"$f":"'A. Population Info'!D26","v":21},{"$f":"'A. Population Info'!F26","v":"LV"},{"$f":"'A. Population Info'!E26","v":3.2160000000000002},{"$f":"INDEX('C. PoC Summary Stats & Para'!$E$25:$G$25,,MATCH($C26,'C. PoC Summary Stats & Para'!$E$18:$G$18,0))","v":0.4},1.2864000000000002,{"$f":"INDEX('C. PoC Summary Stats & Para'!$E$14:$G$14,,MATCH($C26,'C. PoC Summary Stats & Para'!$E$18:$G$18,0))","v":40.728999999999999},52.393785600000008]
[{"$f":"'A. Population Info'!A27","v":22},{"$f":"'A. Population Info'!D27","v":22},{"$f":"'A. Population Info'!F27","v":"LV"},{"$f":"'A. Population Info'!E27","v":3.2160000000000002},{"$f":"INDEX('C. PoC Summary Stats & Para'!$E$25:$G$25,,MATCH($C27,'C. PoC Summary Stats & Para'!$E$18:$G$18,0))","v":0.4},1.2864000000000002,{"$f":"INDEX('C. PoC Summary Stats & Para'!$E$14:$G$14,,MATCH($C27,'C. PoC Summary Stats & Para'!$E$18:$G$18,0))","v":40.728999999999999},52.393785600000008]
[{"$f":"'A. Population Info'!A28","v":23},{"$f":"'A. Population Info'!D28","v":23},{"$f":"'A. Population Info'!F28","v":"LV"},{"$f":"'A. Population Info'!E28","v":3.2160000000000002},{"$f":"INDEX('C. PoC Summary Stats & Para'!$E$25:$G$25,,MATCH($C28,'C. PoC Summary Stats & Para'!$E$18:$G$18,0))","v":0.4},1.2864000000000002,{"$f":"INDEX('C. PoC Summary Stats & Para'!$E$14:$G$14,,MATCH($C28,'C. PoC Summary Stats & Para'!$E$18:$G$18,0))","v":40.728999999999999},52.393785600000008]
[{"$f":"'A. Population Info'!A29","v":24},{"$f":"'A. Population Info'!D29","v":24},{"$f":"'A. Population Info'!F29","v":"LV"},{"$f":"'A. Population Info'!E29","v":3.2160000000000002},{"$f":"INDEX('C. PoC Summary Stats & Para'!$E$25:$G$25,,MATCH($C29,'C. PoC Summary Stats & Para'!$E$18:$G$18,0))","v":0.4},1.2864000000000002,{"$f":"INDEX('C. PoC Summary Stats & Para'!$E$14:$G$14,,MATCH($C29,'C. PoC Summary Stats & Para'!$E$18:$G$18,0))","v":40.728999999999999},52.393785600000008]
[{"$f":"'A. Population Info'!A30","v":25},{"$f":"'A. Population Info'!D30","v":25},{"$f":"'A. Population Info'!F30","v":"LV"},{"$f":"'A. Population Info'!E30","v":3.2160000000000002},{"$f":"INDEX('C. PoC Summary Stats & Para'!$E$25:$G$25,,MATCH($C30,'C. PoC Summary Stats & Para'!$E$18:$G$18,0))","v":0.4},1.2864000000000002,{"$f":"INDEX('C. PoC Summary Stats & Para'!$E$14:$G$14,,MATCH($C30,'C. PoC Summary Stats & Para'!$E$18:$G$18,0))","v":40.728999999999999},52.393785600000008]
[{"$f":"'A. Population Info'!A31","v":26},{"$f":"'A. Population Info'!D31","v":26},{"$f":"'A. Population Info'!F31","v":"LV"},{"$f":"'A. Population Info'!E31","v":3.2160000000000002},{"$f":"INDEX('C. PoC Summary Stats & Para'!$E$25:$G$25,,MATCH($C31,'C. PoC Summary Stats & Para'!$E$18:$G$18,0))","v":0.4},1.2864000000000002,{"$f":"INDEX('C. PoC Summary Stats & Para'!$E$14:$G$14,,MATCH($C31,'C. PoC Summary Stats & Para'!$E$18:$G$18,0))","v":40.728999999999999},52.393785600000008]
[{"$f":"'A. Population Info'!A32","v":27},{"$f":"'A. Population Info'!D32","v":27},{"$f":"'A. Population Info'!F32","v":"LV"},{"$f":"'A. Population Info'!E32","v":3.2160000000000002},{"$f":"INDEX('C. PoC Summary Stats & Para'!$E$25:$G$25,,MATCH($C32,'C. PoC Summary Stats & Para'!$E$18:$G$18,0))","v":0.4},1.2864000000000002,{"$f":"INDEX('C. PoC Summary Stats & Para'!$E$14:$G$14,,MATCH($C32,'C. PoC Summary Stats & Para'!$E$18:$G$18,0))","v":40.728999999999999},52.393785600000008]
[{"$f":"'A. Population Info'!A33","v":28},{"$f":"'A. Population Info'!D33","v":28},{"$f":"'A. Population Info'!F33","v":"LV"},{"$f":"'A. Population Info'!E33","v":3.2160000000000002},{"$f":"INDEX('C. PoC Summary Stats & Para'!$E$25:$G$25,,MATCH($C33,'C. PoC Summary Stats & Para'!$E$18:$G$18,0))","v":0.4},1.2864000000000002,{"$f":"INDEX('C. PoC Summary Stats & Para'!$E$14:$G$14,,MATCH($C33,'C. PoC Summary Stats & Para'!$E$18:$G$18,0))","v":40.728999999999999},52.393785600000008]
[{"$f":"'A. Population Info'!A34","v":29},{"$f":"'A. Population Info'!D34","v":29},{"$f":"'A. Population Info'!F34","v":"LV"},{"$f":"'A. Population Info'!E34","v":3.2160000000000002},{"$f":"INDEX('C. PoC Summary Stats & Para'!$E$25:$G$25,,MATCH($C34,'C. PoC Summary Stats & Para'!$E$18:$G$18,0))","v":0.4},1.2864000000000002,{"$f":"INDEX('C. PoC Summary Stats & Para'!$E$14:$G$14,,MATCH($C34,'C. PoC Summary Stats & Para'!$E$18:$G$18,0))","v":40.728999999999999},52.393785600000008]
[{"$f":"'A. Population Info'!A35","v":30},{"$f":"'A. Population Info'!D35","v":30},{"$f":"'A. Population Info'!F35","v":"LV"},{"$f":"'A. Population Info'!E35","v":3.2160000000000002},{"$f":"INDEX('C. PoC Summary Stats & Para'!$E$25:$G$25,,MATCH($C35,'C. PoC Summary Stats & Para'!$E$18:$G$18,0))","v":0.4},1.2864000000000002,{"$f":"INDEX('C. PoC Summary Stats & Para'!$E$14:$G$14,,MATCH($C35,'C. PoC Summary Stats & Para'!$E$18:$G$18,0))","v":40.728999999999999},52.393785600000008]
[{"$f":"'A. Population Info'!A36","v":31},{"$f":"'A. Population Info'!D36","v":31},{"$f":"'A. Population Info'!F36","v":"LV"},{"$f":"'A. Population Info'!E36","v":3.2160000000000002},{"$f":"INDEX('C. PoC Summary Stats & Para'!$E$25:$G$25,,MATCH($C36,'C. PoC Summary Stats & Para'!$E$18:$G$18,0))","v":0.4},1.2864000000000002,{"$f":"INDEX('C. PoC Summary Stats & Para'!$E$14:$G$14,,MATCH($C36,'C. PoC Summary Stats & Para'!$E$18:$G$18,0))","v":40.728999999999999},52.393785600000008]
[{"$f":"'A. Population Info'!A37","v":32},{"$f":"'A. Population Info'!D37","v":32},{"$f":"'A. Population Info'!F37","v":"LV"},{"$f":"'A. Population Info'!E37","v":3.2160000000000002},{"$f":"INDEX('C. PoC Summary Stats & Para'!$E$25:$G$25,,MATCH($C37,'C. PoC Summary Stats & Para'!$E$18:$G$18,0))","v":0.4},1.2864000000000002,{"$f":"INDEX('C. PoC Summary Stats & Para'!$E$14:$G$14,,MATCH($C37,'C. PoC Summary Stats & Para'!$E$18:$G$18,0))","v":40.728999999999999},52.393785600000008]
[{"$f":"'A. Population Info'!A38","v":33},{"$f":"'A. Population Info'!D38","v":33},{"$f":"'A. Population Info'!F38","v":"LV"},{"$f":"'A. Population Info'!E38","v":3.2160000000000002},{"$f":"INDEX('C. PoC Summary Stats & Para'!$E$25:$G$25,,MATCH($C38,'C. PoC Summary Stats & Para'!$E$18:$G$18,0))","v":0.4},1.2864000000000002,{"$f":"INDEX('C. PoC Summary Stats & Para'!$E$14:$G$14,,MATCH($C38,'C. PoC Summary Stats & Para'!$E$18:$G$18,0))","v":40.728999999999999},52.393785600000008]
[{"$f":"'A. Population Info'!A39","v":34},{"$f":"'A. Population Info'!D39","v":34},{"$f":"'A. Population Info'!F39","v":"LV"},{"$f":"'A. Population Info'!E39","v":3.2160000000000002},{"$f":"INDEX('C. PoC Summary Stats & Para'!$E$25:$G$25,,MATCH($C39,'C. PoC Summary Stats & Para'!$E$18:$G$18,0))","v":0.4},1.2864000000000002,{"$f":"INDEX('C. PoC Summary Stats & Para'!$E$14:$G$14,,MATCH($C39,'C. PoC Summary Stats & Para'!$E$18:$G$18,0))","v":40.728999999999999},52.393785600000008]
[{"$f":"'A. Population Info'!A40","v":35},{"$f":"'A. Population Info'!D40","v":35},{"$f":"'A. Population Info'!F40","v":"LV"},{"$f":"'A. Population Info'!E40","v":3.2160000000000002},{"$f":"INDEX('C. PoC Summary Stats & Para'!$E$25:$G$25,,MATCH($C40,'C. PoC Summary Stats & Para'!$E$18:$G$18,0))","v":0.4},1.2864000000000002,{"$f":"INDEX('C. PoC Summary Stats & Para'!$E$14:$G$14,,MATCH($C40,'C. PoC Summary Stats & Para'!$E$18:$G$18,0))","v":40.728999999999999},52.393785600000008]
[{"$f":"'A. Population Info'!A41","v":36},{"$f":"'A. Population Info'!D41","v":36},{"$f":"'A. Population Info'!F41","v":"LV"},{"$f":"'A. Population Info'!E41","v":3.2160000000000002},{"$f":"INDEX('C. PoC Summary Stats & Para'!$E$25:$G$25,,MATCH($C41,'C. PoC Summary Stats & Para'!$E$18:$G$18,0))","v":0.4},1.2864000000000002,{"$f":"INDEX('C. PoC Summary Stats & Para'!$E$14:$G$14,,MATCH($C41,'C. PoC Summary Stats & Para'!$E$18:$G$18,0))","v":40.728999999999999},52.393785600000008]
[{"$f":"'A. Population Info'!A42","v":37},{"$f":"'A. Population Info'!D42","v":37},{"$f":"'A. Population Info'!F42","v":"LV"},{"$f":"'A. Population Info'!E42","v":3.2160000000000002},{"$f":"INDEX('C. PoC Summary Stats & Para'!$E$25:$G$25,,MATCH($C42,'C. PoC Summary Stats & Para'!$E$18:$G$18,0))","v":0.4},1.2864000000000002,{"$f":"INDEX('C. PoC Summary Stats & Para'!$E$14:$G$14,,MATCH($C42,'C. PoC Summary Stats & Para'!$E$18:$G$18,0))","v":40.728999999999999},52.393785600000008]
[{"$f":"'A. Population Info'!A43","v":38},{"$f":"'A. Population Info'!D43","v":38},{"$f":"'A. Population Info'!F43","v":"LV"},{"$f":"'A. Population Info'!E43","v":3.2160000000000002},{"$f":"INDEX('C. PoC Summary Stats & Para'!$E$25:$G$25,,MATCH($C43,'C. PoC Summary Stats & Para'!$E$18:$G$18,0))","v":0.4},1.2864000000000002,{"$f":"INDEX('C. PoC Summary Stats & Para'!$E$14:$G$14,,MATCH($C43,'C. PoC Summary Stats & Para'!$E$18:$G$18,0))","v":40.728999999999999},52.393785600000008]
[{"$f":"'A. Population Info'!A44","v":39},{"$f":"'A. Population Info'!D44","v":39},{"$f":"'A. Population Info'!F44","v":"LV"},{"$f":"'A. Population Info'!E44","v":3.2160000000000002},{"$f":"INDEX('C. PoC Summary Stats & Para'!$E$25:$G$25,,MATCH($C44,'C. PoC Summary Stats & Para'!$E$18:$G$18,0))","v":0.4},1.2864000000000002,{"$f":"INDEX('C. PoC Summary Stats & Para'!$E$14:$G$14,,MATCH($C44,'C. PoC Summary Stats & Para'!$E$18:$G$18,0))","v":40.728999999999999},52.393785600000008]
[{"$f":"'A. Population Info'!A45","v":40},{"$f":"'A. Population Info'!D45","v":40},{"$f":"'A. Population Info'!F45","v":"LV"},{"$f":"'A. Population Info'!E45","v":3.2160000000000002},{"$f":"INDEX('C. PoC Summary Stats & Para'!$E$25:$G$25,,MATCH($C45,'C. PoC Summary Stats & Para'!$E$18:$G$18,0))","v":0.4},1.2864000000000002,{"$f":"INDEX('C. PoC Summary Stats & Para'!$E$14:$G$14,,MATCH($C45,'C. PoC Summary Stats & Para'!$E$18:$G$18,0))","v":40.728999999999999},52.393785600000008]
[{"$f":"'A. Population Info'!A46","v":41},{"$f":"'A. Population Info'!D46","v":41},{"$f":"'A. Population Info'!F46","v":"LV"},{"$f":"'A. Population Info'!E46","v":3.2160000000000002},{"$f":"INDEX('C. PoC Summary Stats & Para'!$E$25:$G$25,,MATCH($C46,'C. PoC Summary Stats & Para'!$E$18:$G$18,0))","v":0.4},1.2864000000000002,{"$f":"INDEX('C. PoC Summary Stats & Para'!$E$14:$G$14,,MATCH($C46,'C. PoC Summary Stats & Para'!$E$18:$G$18,0))","v":40.728999999999999},52.393785600000008]
[{"$f":"'A. Population Info'!A47","v":42},{"$f":"'A. Population Info'!D47","v":42},{"$f":"'A. Population Info'!F47","v":"LV"},{"$f":"'A. Population Info'!E47","v":3.2160000000000002},{"$f":"INDEX('C. PoC Summary Stats & Para'!$E$25:$G$25,,MATCH($C47,'C. PoC Summary Stats & Para'!$E$18:$G$18,0))","v":0.4},1.2864000000000002,{"$f":"INDEX('C. PoC Summary Stats & Para'!$E$14:$G$14,,MATCH($C47,'C. PoC Summary Stats & Para'!$E$18:$G$18,0))","v":40.728999999999999},52.393785600000008]
[{"$f":"'A. Population Info'!A48","v":43},{"$f":"'A. Population Info'!D48","v":43},{"$f":"'A. Population Info'!F48","v":"LV"},{"$f":"'A. Population Info'!E48","v":3.2160000000000002},{"$f":"INDEX('C. PoC Summary Stats & Para'!$E$25:$G$25,,MATCH($C48,'C. PoC Summary Stats & Para'!$E$18:$G$18,0))","v":0.4},1.2864000000000002,{"$f":"INDEX('C. PoC Summary Stats & Para'!$E$14:$G$14,,MATCH($C48,'C. PoC Summary Stats & Para'!$E$18:$G$18,0))","v":40.728999999999999},52.393785600000008]
[{"$f":"'A. Population Info'!A49","v":44},{"$f":"'A. Population Info'!D49","v":44},{"$f":"'A. Population Info'!F49","v":"LV"},{"$f":"'A. Population Info'!E49","v":3.2160000000000002},{"$f":"INDEX('C. PoC Summary Stats & Para'!$E$25:$G$25,,MATCH($C49,'C. PoC Summary Stats & Para'!$E$18:$G$18,0))","v":0.4},1.2864000000000002,{"$f":"INDEX('C. PoC Summary Stats & Para'!$E$14:$G$14,,MATCH($C49,'C. PoC Summary Stats & Para'!$E$18:$G$18,0))","v":40.728999999999999},52.393785600000008]
[{"$f":"'A. Population Info'!A50","v":45},{"$f":"'A. Population Info'!D50","v":45},{"$f":"'A. Population Info'!F50","v":"LV"},{"$f":"'A. Population Info'!E50","v":3.2160000000000002},{"$f":"INDEX('C. PoC Summary Stats & Para'!$E$25:$G$25,,MATCH($C50,'C. PoC Summary Stats & Para'!$E$18:$G$18,0))","v":0.4},1.2864000000000002,{"$f":"INDEX('C. PoC Summary Stats & Para'!$E$14:$G$14,,MATCH($C50,'C. PoC Summary Stats & Para'!$E$18:$G$18,0))","v":40.728999999999999},52.393785600000008]
[{"$f":"'A. Population Info'!A51","v":46},{"$f":"'A. Population Info'!D51","v":46},{"$f":"'A. Population Info'!F51","v":"LV"},{"$f":"'A. Population Info'!E51","v":3.2160000000000002},{"$f":"INDEX('C. PoC Summary Stats & Para'!$E$25:$G$25,,MATCH($C51,'C. PoC Summary Stats & Para'!$E$18:$G$18,0))","v":0.4},1.2864000000000002,{"$f":"INDEX('C. PoC Summary Stats & Para'!$E$14:$G$14,,MATCH($C51,'C. PoC Summary Stats & Para'!$E$18:$G$18,0))","v":40.728999999999999},52.393785600000008]
[{"$f":"'A. Population Info'!A52","v":47},{"$f":"'A. Population Info'!D52","v":47},{"$f":"'A. Population Info'!F52","v":"LV"},{"$f":"'A. Population Info'!E52","v":3.2160000000000002},{"$f":"INDEX('C. PoC Summary Stats & Para'!$E$25:$G$25,,MATCH($C52,'C. PoC Summary Stats & Para'!$E$18:$G$18,0))","v":0.4},1.2864000000000002,{"$f":"INDEX('C. PoC Summary Stats & Para'!$E$14:$G$14,,MATCH($C52,'C. PoC Summary Stats & Para'!$E$18:$G$18,0))","v":40.728999999999999},52.393785600000008]
[{"$f":"'A. Population Info'!A53","v":48},{"$f":"'A. Population Info'!D53","v":48},{"$f":"'A. Population Info'!F53","v":"LV"},{"$f":"'A. Population Info'!E53","v":3.2160000000000002},{"$f":"INDEX('C. PoC Summary Stats & Para'!$E$25:$G$25,,MATCH($C53,'C. PoC Summary Stats & Para'!$E$18:$G$18,0))","v":0.4},1.2864000000000002,{"$f":"INDEX('C. PoC Summary Stats & Para'!$E$14:$G$14,,MATCH($C53,'C. PoC Summary Stats & Para'!$E$18:$G$18,0))","v":40.728999999999999},52.393785600000008]
[{"$f":"'A. Population Info'!A54","v":49},{"$f":"'A. Population Info'!D54","v":49},{"$f":"'A. Population Info'!F54","v":"LV"},{"$f":"'A. Population Info'!E54","v":3.2160000000000002},{"$f":"INDEX('C. PoC Summary Stats & Para'!$E$25:$G$25,,MATCH($C54,'C. PoC Summary Stats & Para'!$E$18:$G$18,0))","v":0.4},1.2864000000000002,{"$f":"INDEX('C. PoC Summary Stats & Para'!$E$14:$G$14,,MATCH($C54,'C. PoC Summary Stats & Para'!$E$18:$G$18,0))","v":40.728999999999999},52.393785600000008]
[{"$f":"'A. Population Info'!A55","v":50},{"$f":"'A. Population Info'!D55","v":50},{"$f":"'A. Population Info'!F55","v":"LV"},{"$f":"'A. Population Info'!E55","v":3.2160000000000002},{"$f":"INDEX('C. PoC Summary Stats & Para'!$E$25:$G$25,,MATCH($C55,'C. PoC Summary Stats & Para'!$E$18:$G$18,0))","v":0.4},1.2864000000000002,{"$f":"INDEX('C. PoC Summary Stats & Para'!$E$14:$G$14,,MATCH($C55,'C. PoC Summary Stats & Para'!$E$18:$G$18,0))","v":40.728999999999999},52.393785600000008]
[{"$f":"'A. Population Info'!A56","v":51},{"$f":"'A. Population Info'!D56","v":51},{"$f":"'A. Population Info'!F56","v":"LV"},{"$f":"'A. Population Info'!E56","v":3.2160000000000002},{"$f":"INDEX('C. PoC Summary Stats & Para'!$E$25:$G$25,,MATCH($C56,'C. PoC Summary Stats & Para'!$E$18:$G$18,0))","v":0.4},1.2864000000000002,{"$f":"INDEX('C. PoC Summary Stats & Para'!$E$14:$G$14,,MATCH($C56,'C. PoC Summary Stats & Para'!$E$18:$G$18,0))","v":40.728999999999999},52.393785600000008]
[{"$f":"'A. Population Info'!A57","v":52},{"$f":"'A. Population Info'!D57","v":52},{"$f":"'A. Population Info'!F57","v":"LV"},{"$f":"'A. Population Info'!E57","v":3.2160000000000002},{"$f":"INDEX('C. PoC Summary Stats & Para'!$E$25:$G$25,,MATCH($C57,'C. PoC Summary Stats & Para'!$E$18:$G$18,0))","v":0.4},1.2864000000000002,{"$f":"INDEX('C. PoC Summary Stats & Para'!$E$14:$G$14,,MATCH($C57,'C. PoC Summary Stats & Para'!$E$18:$G$18,0))","v":40.728999999999999},52.393785600000008]
[{"$f":"'A. Population Info'!A58","v":53},{"$f":"'A. Population Info'!D58","v":53},{"$f":"'A. Population Info'!F58","v":"LV"},{"$f":"'A. Population Info'!E58","v":3.2160000000000002},{"$f":"INDEX('C. PoC Summary Stats & Para'!$E$25:$G$25,,MATCH($C58,'C. PoC Summary Stats & Para'!$E$18:$G$18,0))","v":0.4},1.2864000000000002,{"$f":"INDEX('C. PoC Summary Stats & Para'!$E$14:$G$14,,MATCH($C58,'C. PoC Summary Stats & Para'!$E$18:$G$18,0))","v":40.728999999999999},52.393785600000008]
[{"$f":"'A. Population Info'!A59","v":54},{"$f":"'A. Population Info'!D59","v":54},{"$f":"'A. Population Info'!F59","v":"LV"},{"$f":"'A. Population Info'!E59","v":3.2160000000000002},{"$f":"INDEX('C. PoC Summary Stats & Para'!$E$25:$G$25,,MATCH($C59,'C. PoC Summary Stats & Para'!$E$18:$G$18,0))","v":0.4},1.2864000000000002,{"$f":"INDEX('C. PoC Summary Stats & Para'!$E$14:$G$14,,MATCH($C59,'C. PoC Summary Stats & Para'!$E$18:$G$18,0))","v":40.728999999999999},52.393785600000008]
[{"$f":"'A. Population Info'!A60","v":55},{"$f":"'A. Population Info'!D60","v":55},{"$f":"'A. Population Info'!F60","v":"LV"},{"$f":"'A. Population Info'!E60","v":3.2160000000000002},{"$f":"INDEX('C. PoC Summary Stats & Para'!$E$25:$G$25,,MATCH($C60,'C. PoC Summary Stats & Para'!$E$18:$G$18,0))","v":0.4},1.2864000000000002,{"$f":"INDEX('C. PoC Summary Stats & Para'!$E$14:$G$14,,MATCH($C60,'C. PoC Summary Stats & Para'!$E$18:$G$18,0))","v":40.728999999999999},52.393785600000008]
[{"$f":"'A. Population Info'!A61","v":56},{"$f":"'A. Population Info'!D61","v":56},{"$f":"'A. Population Info'!F61","v":"LV"},{"$f":"'A. Population Info'!E61","v":3.2160000000000002},{"$f":"INDEX('C. PoC Summary Stats & Para'!$E$25:$G$25,,MATCH($C61,'C. PoC Summary Stats & Para'!$E$18:$G$18,0))","v":0.4},1.2864000000000002,{"$f":"INDEX('C. PoC Summary Stats & Para'!$E$14:$G$14,,MATCH($C61,'C. PoC Summary Stats & Para'!$E$18:$G$18,0))","v":40.728999999999999},52.393785600000008]
[{"$f":"'A. Population Info'!A62","v":57},{"$f":"'A. Population Info'!D62","v":57},{"$f":"'A. Population Info'!F62","v":"LV"},{"$f":"'A. Population Info'!E62","v":3.2160000000000002},{"$f":"INDEX('C. PoC Summary Stats & Para'!$E$25:$G$25,,MATCH($C62,'C. PoC Summary Stats & Para'!$E$18:$G$18,0))","v":0.4},1.2864000000000002,{"$f":"INDEX('C. PoC Summary Stats & Para'!$E$14:$G$14,,MATCH($C62,'C. PoC Summary Stats & Para'!$E$18:$G$18,0))","v":40.728999999999999},52.393785600000008]
[{"$f":"'A. Population Info'!A63","v":58},{"$f":"'A. Population Info'!D63","v":58},{"$f":"'A. Population Info'!F63","v":"LV"},{"$f":"'A. Population Info'!E63","v":3.2160000000000002},{"$f":"INDEX('C. PoC Summary Stats & Para'!$E$25:$G$25,,MATCH($C63,'C. PoC Summary Stats & Para'!$E$18:$G$18,0))","v":0.4},1.2864000000000002,{"$f":"INDEX('C. PoC Summary Stats & Para'!$E$14:$G$14,,MATCH($C63,'C. PoC Summary Stats & Para'!$E$18:$G$18,0))","v":40.728999999999999},52.393785600000008]
[{"$f":"'A. Population Info'!A64","v":59},{"$f":"'A. Population Info'!D64","v":59},{"$f":"'A. Population Info'!F64","v":"LV"},{"$f":"'A. Population Info'!E64","v":3.2160000000000002},{"$f":"INDEX('C. PoC Summary Stats & Para'!$E$25:$G$25,,MATCH($C64,'C. PoC Summary Stats & Para'!$E$18:$G$18,0))","v":0.4},1.2864000000000002,{"$f":"INDEX('C. PoC Summary Stats & Para'!$E$14:$G$14,,MATCH($C64,'C. PoC Summary Stats & Para'!$E$18:$G$18,0))","v":40.728999999999999},52.393785600000008]
[{"$f":"'A. Population Info'!A65","v":60},{"$f":"'A. Population Info'!D65","v":60},{"$f":"'A. Population Info'!F65","v":"LV"},{"$f":"'A. Population Info'!E65","v":3.2160000000000002},{"$f":"INDEX('C. PoC Summary Stats & Para'!$E$25:$G$25,,MATCH($C65,'C. PoC Summary Stats & Para'!$E$18:$G$18,0))","v":0.4},1.2864000000000002,{"$f":"INDEX('C. PoC Summary Stats & Para'!$E$14:$G$14,,MATCH($C65,'C. PoC Summary Stats & Para'!$E$18:$G$18,0))","v":40.728999999999999},52.393785600000008]
[{"$f":"'A. Population Info'!A66","v":61},{"$f":"'A. Population Info'!D66","v":61},{"$f":"'A. Population Info'!F66","v":"LV"},{"$f":"'A. Population Info'!E66","v":3.2160000000000002},{"$f":"INDEX('C. PoC Summary Stats & Para'!$E$25:$G$25,,MATCH($C66,'C. PoC Summary Stats & Para'!$E$18:$G$18,0))","v":0.4},1.2864000000000002,{"$f":"INDEX('C. PoC Summary Stats & Para'!$E$14:$G$14,,MATCH($C66,'C. PoC Summary Stats & Para'!$E$18:$G$18,0))","v":40.728999999999999},52.393785600000008]
[{"$f":"'A. Population Info'!A67","v":62},{"$f":"'A. Population Info'!D67","v":62},{"$f":"'A. Population Info'!F67","v":"LV"},{"$f":"'A. Population Info'!E67","v":3.2160000000000002},{"$f":"INDEX('C. PoC Summary Stats & Para'!$E$25:$G$25,,MATCH($C67,'C. PoC Summary Stats & Para'!$E$18:$G$18,0))","v":0.4},1.2864000000000002,{"$f":"INDEX('C. PoC Summary Stats & Para'!$E$14:$G$14,,MATCH($C67,'C. PoC Summary Stats & Para'!$E$18:$G$18,0))","v":40.728999999999999},52.393785600000008]
[{"$f":"'A. Population Info'!A68","v":63},{"$f":"'A. Population Info'!D68","v":63},{"$f":"'A. Population Info'!F68","v":"LV"},{"$f":"'A. Population Info'!E68","v":3.2160000000000002},{"$f":"INDEX('C. PoC Summary Stats & Para'!$E$25:$G$25,,MATCH($C68,'C. PoC Summary Stats & Para'!$E$18:$G$18,0))","v":0.4},1.2864000000000002,{"$f":"INDEX('C. PoC Summary Stats & Para'!$E$14:$G$14,,MATCH($C68,'C. PoC Summary Stats & Para'!$E$18:$G$18,0))","v":40.728999999999999},52.393785600000008]
[{"$f":"'A. Population Info'!A69","v":64},{"$f":"'A. Population Info'!D69","v":64},{"$f":"'A. Population Info'!F69","v":"LV"},{"$f":"'A. Population Info'!E69","v":3.2160000000000002},{"$f":"INDEX('C. PoC Summary Stats & Para'!$E$25:$G$25,,MATCH($C69,'C. PoC Summary Stats & Para'!$E$18:$G$18,0))","v":0.4},1.2864000000000002,{"$f":"INDEX('C. PoC Summary Stats & Para'!$E$14:$G$14,,MATCH($C69,'C. PoC Summary Stats & Para'!$E$18:$G$18,0))","v":40.728999999999999},52.393785600000008]
[{"$f":"'A. Population Info'!A70","v":65},{"$f":"'A. Population Info'!D70","v":65},{"$f":"'A. Population Info'!F70","v":"LV"},{"$f":"'A. Population Info'!E70","v":3.2160000000000002},{"$f":"INDEX('C. PoC Summary Stats & Para'!$E$25:$G$25,,MATCH($C70,'C. PoC Summary Stats & Para'!$E$18:$G$18,0))","v":0.4},1.2864000000000002,{"$f":"INDEX('C. PoC Summary Stats & Para'!$E$14:$G$14,,MATCH($C70,'C. PoC Summary Stats & Para'!$E$18:$G$18,0))","v":40.728999999999999},{"$f":"IFERROR(F70*G70,AVERAGEIF(F:F, \">0\")*G70)","v":52.393785600000008}]
[{"$f":"'A. Population Info'!A71","v":66},{"$f":"'A. Population Info'!D71","v":66},{"$f":"'A. Population Info'!F71","v":"LV"},{"$f":"'A. Population Info'!E71","v":3.2160000000000002},{"$f":"INDEX('C. PoC Summary Stats & Para'!$E$25:$G$25,,MATCH($C71,'C. PoC Summary Stats & Para'!$E$18:$G$18,0))","v":0.4},{"$f":"D71*E71","v":1.2864000000000002},{"$f":"INDEX('C. PoC Summary Stats & Para'!$E$14:$G$14,,MATCH($C71,'C. PoC Summary Stats & Para'!$E$18:$G$18,0))","v":40.728999999999999},52.393785600000008]
[{"$f":"'A. Population Info'!A72","v":67},{"$f":"'A. Population Info'!D72","v":67},{"$f":"'A. Population Info'!F72","v":"LV"},{"$f":"'A. Population Info'!E72","v":3.2160000000000002},{"$f":"INDEX('C. PoC Summary Stats & Para'!$E$25:$G$25,,MATCH($C72,'C. PoC Summary Stats & Para'!$E$18:$G$18,0))","v":0.4},1.2864000000000002,{"$f":"INDEX('C. PoC Summary Stats & Para'!$E$14:$G$14,,MATCH($C72,'C. PoC Summary Stats & Para'!$E$18:$G$18,0))","v":40.728999999999999},52.393785600000008]
[{"$f":"'A. Population Info'!A73","v":68},{"$f":"'A. Population Info'!D73","v":68},{"$f":"'A. Population Info'!F73","v":"LV"},{"$f":"'A. Population Info'!E73","v":3.2160000000000002},{"$f":"INDEX('C. PoC Summary Stats & Para'!$E$25:$G$25,,MATCH($C73,'C. PoC Summary Stats & Para'!$E$18:$G$18,0))","v":0.4},1.2864000000000002,{"$f":"INDEX('C. PoC Summary Stats & Para'!$E$14:$G$14,,MATCH($C73,'C. PoC Summary Stats & Para'!$E$18:$G$18,0))","v":40.728999999999999},52.393785600000008]
[{"$f":"'A. Population Info'!A74","v":69},{"$f":"'A. Population Info'!D74","v":69},{"$f":"'A. Population Info'!F74","v":"LV"},{"$f":"'A. Population Info'!E74","v":3.2160000000000002},{"$f":"INDEX('C. PoC Summary Stats & Para'!$E$25:$G$25,,MATCH($C74,'C. PoC Summary Stats & Para'!$E$18:$G$18,0))","v":0.4},1.2864000000000002,{"$f":"INDEX('C. PoC Summary Stats & Para'!$E$14:$G$14,,MATCH($C74,'C. PoC Summary Stats & Para'!$E$18:$G$18,0))","v":40.728999999999999},52.393785600000008]
[{"$f":"'A. Population Info'!A75","v":70},{"$f":"'A. Population Info'!D75","v":70},{"$f":"'A. Population Info'!F75","v":"LV"},{"$f":"'A. Population Info'!E75","v":3.2160000000000002},{"$f":"INDEX('C. PoC Summary Stats & Para'!$E$25:$G$25,,MATCH($C75,'C. PoC Summary Stats & Para'!$E$18:$G$18,0))","v":0.4},1.2864000000000002,{"$f":"INDEX('C. PoC Summary Stats & Para'!$E$14:$G$14,,MATCH($C75,'C. PoC Summary Stats & Para'!$E$18:$G$18,0))","v":40.728999999999999},52.393785600000008]
[{"$f":"'A. Population Info'!A76","v":71},{"$f":"'A. Population Info'!D76","v":71},{"$f":"'A. Population Info'!F76","v":"LV"},{"$f":"'A. Population Info'!E76","v":3.2160000000000002},{"$f":"INDEX('C. PoC Summary Stats & Para'!$E$25:$G$25,,MATCH($C76,'C. PoC Summary Stats & Para'!$E$18:$G$18,0))","v":0.4},1.2864000000000002,{"$f":"INDEX('C. PoC Summary Stats & Para'!$E$14:$G$14,,MATCH($C76,'C. PoC Summary Stats & Para'!$E$18:$G$18,0))","v":40.728999999999999},52.393785600000008]
[{"$f":"'A. Population Info'!A77","v":72},{"$f":"'A. Population Info'!D77","v":72},{"$f":"'A. Population Info'!F77","v":"LV"},{"$f":"'A. Population Info'!E77","v":3.2160000000000002},{"$f":"INDEX('C. PoC Summary Stats & Para'!$E$25:$G$25,,MATCH($C77,'C. PoC Summary Stats & Para'!$E$18:$G$18,0))","v":0.4},1.2864000000000002,{"$f":"INDEX('C. PoC Summary Stats & Para'!$E$14:$G$14,,MATCH($C77,'C. PoC Summary Stats & Para'!$E$18:$G$18,0))","v":40.728999999999999},52.393785600000008]
[{"$f":"'A. Population Info'!A78","v":73},{"$f":"'A. Population Info'!D78","v":73},{"$f":"'A. Population Info'!F78","v":"LV"},{"$f":"'A. Population Info'!E78","v":3.2160000000000002},{"$f":"INDEX('C. PoC Summary Stats & Para'!$E$25:$G$25,,MATCH($C78,'C. PoC Summary Stats & Para'!$E$18:$G$18,0))","v":0.4},1.2864000000000002,{"$f":"INDEX('C. PoC Summary Stats & Para'!$E$14:$G$14,,MATCH($C78,'C. PoC Summary Stats & Para'!$E$18:$G$18,0))","v":40.728999999999999},52.393785600000008]
[{"$f":"'A. Population Info'!A79","v":74},{"$f":"'A. Population Info'!D79","v":74},{"$f":"'A. Population Info'!F79","v":"LV"},{"$f":"'A. Population Info'!E79","v":3.2160000000000002},{"$f":"INDEX('C. PoC Summary Stats & Para'!$E$25:$G$25,,MATCH($C79,'C. PoC Summary Stats & Para'!$E$18:$G$18,0))","v":0.4},1.2864000000000002,{"$f":"INDEX('C. PoC Summary Stats & Para'!$E$14:$G$14,,MATCH($C79,'C. PoC Summary Stats & Para'!$E$18:$G$18,0))","v":40.728999999999999},52.393785600000008]
[{"$f":"'A. Population Info'!A80","v":75},{"$f":"'A. Population Info'!D80","v":75},{"$f":"'A. Population Info'!F80","v":"LV"},{"$f":"'A. Population Info'!E80","v":3.2160000000000002},{"$f":"INDEX('C. PoC Summary Stats & Para'!$E$25:$G$25,,MATCH($C80,'C. PoC Summary Stats & Para'!$E$18:$G$18,0))","v":0.4},1.2864000000000002,{"$f":"INDEX('C. PoC Summary Stats & Para'!$E$14:$G$14,,MATCH($C80,'C. PoC Summary Stats & Para'!$E$18:$G$18,0))","v":40.728999999999999},52.393785600000008]
[{"$f":"'A. Population Info'!A81","v":76},{"$f":"'A. Population Info'!D81","v":76},{"$f":"'A. Population Info'!F81","v":"LV"},{"$f":"'A. Population Info'!E81","v":3.2160000000000002},{"$f":"INDEX('C. PoC Summary Stats & Para'!$E$25:$G$25,,MATCH($C81,'C. PoC Summary Stats & Para'!$E$18:$G$18,0))","v":0.4},1.2864000000000002,{"$f":"INDEX('C. PoC Summary Stats & Para'!$E$14:$G$14,,MATCH($C81,'C. PoC Summary Stats & Para'!$E$18:$G$18,0))","v":40.728999999999999},52.393785600000008]
[{"$f":"'A. Population Info'!A82","v":77},{"$f":"'A. Population Info'!D82","v":77},{"$f":"'A. Population Info'!F82","v":"LV"},{"$f":"'A. Population Info'!E82","v":3.2160000000000002},{"$f":"INDEX('C. PoC Summary Stats & Para'!$E$25:$G$25,,MATCH($C82,'C. PoC Summary Stats & Para'!$E$18:$G$18,0))","v":0.4},1.2864000000000002,{"$f":"INDEX('C. PoC Summary Stats & Para'!$E$14:$G$14,,MATCH($C82,'C. PoC Summary Stats & Para'!$E$18:$G$18,0))","v":40.728999999999999},52.393785600000008]
[{"$f":"'A. Population Info'!A83","v":78},{"$f":"'A. Population Info'!D83","v":78},{"$f":"'A. Population Info'!F83","v":"LV"},{"$f":"'A. Population Info'!E83","v":3.2160000000000002},{"$f":"INDEX('C. PoC Summary Stats & Para'!$E$25:$G$25,,MATCH($C83,'C. PoC Summary Stats & Para'!$E$18:$G$18,0))","v":0.4},1.2864000000000002,{"$f":"INDEX('C. PoC Summary Stats & Para'!$E$14:$G$14,,MATCH($C83,'C. PoC Summary Stats & Para'!$E$18:$G$18,0))","v":40.728999999999999},52.393785600000008]
[{"$f":"'A. Population Info'!A84","v":79},{"$f":"'A. Population Info'!D84","v":79},{"$f":"'A. Population Info'!F84","v":"LV"},{"$f":"'A. Population Info'!E84","v":3.2160000000000002},{"$f":"INDEX('C. PoC Summary Stats & Para'!$E$25:$G$25,,MATCH($C84,'C. PoC Summary Stats & Para'!$E$18:$G$18,0))","v":0.4},1.2864000000000002,{"$f":"INDEX('C. PoC Summary Stats & Para'!$E$14:$G$14,,MATCH($C84,'C. PoC Summary Stats & Para'!$E$18:$G$18,0))","v":40.728999999999999},52.393785600000008]
[{"$f":"'A. Population Info'!A85","v":80},{"$f":"'A. Population Info'!D85","v":80},{"$f":"'A. Population Info'!F85","v":"LV"},{"$f":"'A. Population Info'!E85","v":3.2160000000000002},{"$f":"INDEX('C. PoC Summary Stats & Para'!$E$25:$G$25,,MATCH($C85,'C. PoC Summary Stats & Para'!$E$18:$G$18,0))","v":0.4},1.2864000000000002,{"$f":"INDEX('C. PoC Summary Stats & Para'!$E$14:$G$14,,MATCH($C85,'C. PoC Summary Stats & Para'!$E$18:$G$18,0))","v":40.728999999999999},52.393785600000008]
[{"$f":"'A. Population Info'!A86","v":81},{"$f":"'A. Population Info'!D86","v":81},{"$f":"'A. Population Info'!F86","v":"LV"},{"$f":"'A. Population Info'!E86","v":3.2160000000000002},{"$f":"INDEX('C. PoC Summary Stats & Para'!$E$25:$G$25,,MATCH($C86,'C. PoC Summary Stats & Para'!$E$18:$G$18,0))","v":0.4},1.2864000000000002,{"$f":"INDEX('C. PoC Summary Stats & Para'!$E$14:$G$14,,MATCH($C86,'C. PoC Summary Stats & Para'!$E$18:$G$18,0))","v":40.728999999999999},52.393785600000008]
[{"$f":"'A. Population Info'!A87","v":82},{"$f":"'A. Population Info'!D87","v":82},{"$f":"'A. Population Info'!F87","v":"LV"},{"$f":"'A. Population Info'!E87","v":3.2160000000000002},{"$f":"INDEX('C. PoC Summary Stats & Para'!$E$25:$G$25,,MATCH($C87,'C. PoC Summary Stats & Para'!$E$18:$G$18,0))","v":0.4},1.2864000000000002,{"$f":"INDEX('C. PoC Summary Stats & Para'!$E$14:$G$14,,MATCH($C87,'C. PoC Summary Stats & Para'!$E$18:$G$18,0))","v":40.728999999999999},52.393785600000008]
[{"$f":"'A. Population Info'!A88","v":83},{"$f":"'A. Population Info'!D88","v":83},{"$f":"'A. Population Info'!F88","v":"LV"},{"$f":"'A. Population Info'!E88","v":3.2160000000000002},{"$f":"INDEX('C. PoC Summary Stats & Para'!$E$25:$G$25,,MATCH($C88,'C. PoC Summary Stats & Para'!$E$18:$G$18,0))","v":0.4},1.2864000000000002,{"$f":"INDEX('C. PoC Summary Stats & Para'!$E$14:$G$14,,MATCH($C88,'C. PoC Summary Stats & Para'!$E$18:$G$18,0))","v":40.728999999999999},52.393785600000008]
[{"$f":"'A. Population Info'!A89","v":84},{"$f":"'A. Population Info'!D89","v":84},{"$f":"'A. Population Info'!F89","v":"LV"},{"$f":"'A. Population Info'!E89","v":3.2160000000000002},{"$f":"INDEX('C. PoC Summary Stats & Para'!$E$25:$G$25,,MATCH($C89,'C. PoC Summary Stats & Para'!$E$18:$G$18,0))","v":0.4},1.2864000000000002,{"$f":"INDEX('C. PoC Summary Stats & Para'!$E$14:$G$14,,MATCH($C89,'C. PoC Summary Stats & Para'!$E$18:$G$18,0))","v":40.728999999999999},52.393785600000008]
[{"$f":"'A. Population Info'!A90","v":85},{"$f":"'A. Population Info'!D90","v":85},{"$f":"'A. Population Info'!F90","v":"LV"},{"$f":"'A. Population Info'!E90","v":3.2160000000000002},{"$f":"INDEX('C. PoC Summary Stats & Para'!$E$25:$G$25,,MATCH($C90,'C. PoC Summary Stats & Para'!$E$18:$G$18,0))","v":0.4},1.2864000000000002,{"$f":"INDEX('C. PoC Summary Stats & Para'!$E$14:$G$14,,MATCH($C90,'C. PoC Summary Stats & Para'!$E$18:$G$18,0))","v":40.728999999999999},52.393785600000008]
[{"$f":"'A. Population Info'!A91","v":86},{"$f":"'A. Population Info'!D91","v":86},{"$f":"'A. Population Info'!F91","v":"LV"},{"$f":"'A. Population Info'!E91","v":3.2160000000000002},{"$f":"INDEX('C. PoC Summary Stats & Para'!$E$25:$G$25,,MATCH($C91,'C. PoC Summary Stats & Para'!$E$18:$G$18,0))","v":0.4},1.2864000000000002,{"$f":"INDEX('C. PoC Summary Stats & Para'!$E$14:$G$14,,MATCH($C91,'C. PoC Summary Stats & Para'!$E$18:$G$18,0))","v":40.728999999999999},52.393785600000008]
[{"$f":"'A. Population Info'!A92","v":87},{"$f":"'A. Population Info'!D92","v":87},{"$f":"'A. Population Info'!F92","v":"LV"},{"$f":"'A. Population Info'!E92","v":3.2160000000000002},{"$f":"INDEX('C. PoC Summary Stats & Para'!$E$25:$G$25,,MATCH($C92,'C. PoC Summary Stats & Para'!$E$18:$G$18,0))","v":0.4},1.2864000000000002,{"$f":"INDEX('C. PoC Summary Stats & Para'!$E$14:$G$14,,MATCH($C92,'C. PoC Summary Stats & Para'!$E$18:$G$18,0))","v":40.728999999999999},52.393785600000008]
[{"$f":"'A. Population Info'!A93","v":88},{"$f":"'A. Population Info'!D93","v":88},{"$f":"'A. Population Info'!F93","v":"LV"},{"$f":"'A. Population Info'!E93","v":3.2160000000000002},{"$f":"INDEX('C. PoC Summary Stats & Para'!$E$25:$G$25,,MATCH($C93,'C. PoC Summary Stats & Para'!$E$18:$G$18,0))","v":0.4},1.2864000000000002,{"$f":"INDEX('C. PoC Summary Stats & Para'!$E$14:$G$14,,MATCH($C93,'C. PoC Summary Stats & Para'!$E$18:$G$18,0))","v":40.728999999999999},52.393785600000008]
[{"$f":"'A. Population Info'!A94","v":89},{"$f":"'A. Population Info'!D94","v":89},{"$f":"'A. Population Info'!F94","v":"LV"},{"$f":"'A. Population Info'!E94","v":3.2160000000000002},{"$f":"INDEX('C. PoC Summary Stats & Para'!$E$25:$G$25,,MATCH($C94,'C. PoC Summary Stats & Para'!$E$18:$G$18,0))","v":0.4},1.2864000000000002,{"$f":"INDEX('C. PoC Summary Stats & Para'!$E$14:$G$14,,MATCH($C94,'C. PoC Summary Stats & Para'!$E$18:$G$18,0))","v":40.728999999999999},52.393785600000008]
[{"$f":"'A. Population Info'!A95","v":90},{"$f":"'A. Population Info'!D95","v":90},{"$f":"'A. Population Info'!F95","v":"LV"},{"$f":"'A. Population Info'!E95","v":3.2160000000000002},{"$f":"INDEX('C. PoC Summary Stats & Para'!$E$25:$G$25,,MATCH($C95,'C. PoC Summary Stats & Para'!$E$18:$G$18,0))","v":0.4},1.2864000000000002,{"$f":"INDEX('C. PoC Summary Stats & Para'!$E$14:$G$14,,MATCH($C95,'C. PoC Summary Stats & Para'!$E$18:$G$18,0))","v":40.728999999999999},52.393785600000008]
[{"$f":"'A. Population Info'!A96","v":91},{"$f":"'A. Population Info'!D96","v":91},{"$f":"'A. Population Info'!F96","v":"LV"},{"$f":"'A. Population Info'!E96","v":3.2160000000000002},{"$f":"INDEX('C. PoC Summary Stats & Para'!$E$25:$G$25,,MATCH($C96,'C. PoC Summary Stats & Para'!$E$18:$G$18,0))","v":0.4},1.2864000000000002,{"$f":"INDEX('C. PoC Summary Stats & Para'!$E$14:$G$14,,MATCH($C96,'C. PoC Summary Stats & Para'!$E$18:$G$18,0))","v":40.728999999999999},52.393785600000008]
[{"$f":"'A. Population Info'!A97","v":92},{"$f":"'A. Population Info'!D97","v":92},{"$f":"'A. Population Info'!F97","v":"LV"},{"$f":"'A. Population Info'!E97","v":3.2160000000000002},{"$f":"INDEX('C. PoC Summary Stats & Para'!$E$25:$G$25,,MATCH($C97,'C. PoC Summary Stats & Para'!$E$18:$G$18,0))","v":0.4},1.2864000000000002,{"$f":"INDEX('C. PoC Summary Stats & Para'!$E$14:$G$14,,MATCH($C97,'C. PoC Summary Stats & Para'!$E$18:$G$18,0))","v":40.728999999999999},52.393785600000008]
[{"$f":"'A. Population Info'!A98","v":93},{"$f":"'A. Population Info'!D98","v":93},{"$f":"'A. Population Info'!F98","v":"LV"},{"$f":"'A. Population Info'!E98","v":3.2160000000000002},{"$f":"INDEX('C. PoC Summary Stats & Para'!$E$25:$G$25,,MATCH($C98,'C. PoC Summary Stats & Para'!$E$18:$G$18,0))","v":0.4},1.2864000000000002,{"$f":"INDEX('C. PoC Summary Stats & Para'!$E$14:$G$14,,MATCH($C98,'C. PoC Summary Stats & Para'!$E$18:$G$18,0))","v":40.728999999999999},52.393785600000008]
[{"$f":"'A. Population Info'!A99","v":94},{"$f":"'A. Population Info'!D99","v":94},{"$f":"'A. Population Info'!F99","v":"LV"},{"$f":"'A. Population Info'!E99","v":3.2160000000000002},{"$f":"INDEX('C. PoC Summary Stats & Para'!$E$25:$G$25,,MATCH($C99,'C. PoC Summary Stats & Para'!$E$18:$G$18,0))","v":0.4},1.2864000000000002,{"$f":"INDEX('C. PoC Summary Stats & Para'!$E$14:$G$14,,MATCH($C99,'C. PoC Summary Stats & Para'!$E$18:$G$18,0))","v":40.728999999999999},52.393785600000008]
[{"$f":"'A. Population Info'!A100","v":95},{"$f":"'A. Population Info'!D100","v":95},{"$f":"'A. Population Info'!F100","v":"LV"},{"$f":"'A. Population Info'!E100","v":3.2160000000000002},{"$f":"INDEX('C. PoC Summary Stats & Para'!$E$25:$G$25,,MATCH($C100,'C. PoC Summary Stats & Para'!$E$18:$G$18,0))","v":0.4},1.2864000000000002,{"$f":"INDEX('C. PoC Summary Stats & Para'!$E$14:$G$14,,MATCH($C100,'C. PoC Summary Stats & Para'!$E$18:$G$18,0))","v":40.728999999999999},52.393785600000008]
[{"$f":"'A. Population Info'!A101","v":96},{"$f":"'A. Population Info'!D101","v":96},{"$f":"'A. Population Info'!F101","v":"LV"},{"$f":"'A. Population Info'!E101","v":3.2160000000000002},{"$f":"INDEX('C. PoC Summary Stats & Para'!$E$25:$G$25,,MATCH($C101,'C. PoC Summary Stats & Para'!$E$18:$G$18,0))","v":0.4},1.2864000000000002,{"$f":"INDEX('C. PoC Summary Stats & Para'!$E$14:$G$14,,MATCH($C101,'C. PoC Summary Stats & Para'!$E$18:$G$18,0))","v":40.728999999999999},52.393785600000008]
[{"$f":"'A. Population Info'!A102","v":97},{"$f":"'A. Population Info'!D102","v":97},{"$f":"'A. Population Info'!F102","v":"LV"},{"$f":"'A. Population Info'!E102","v":3.2160000000000002},{"$f":"INDEX('C. PoC Summary Stats & Para'!$E$25:$G$25,,MATCH($C102,'C. PoC Summary Stats & Para'!$E$18:$G$18,0))","v":0.4},1.2864000000000002,{"$f":"INDEX('C. PoC Summary Stats & Para'!$E$14:$G$14,,MATCH($C102,'C. PoC Summary Stats & Para'!$E$18:$G$18,0))","v":40.728999999999999},52.393785600000008]
[{"$f":"'A. Population Info'!A103","v":98},{"$f":"'A. Population Info'!D103","v":98},{"$f":"'A. Population Info'!F103","v":"LV"},{"$f":"'A. Population Info'!E103","v":3.2160000000000002},{"$f":"INDEX('C. PoC Summary Stats & Para'!$E$25:$G$25,,MATCH($C103,'C. PoC Summary Stats & Para'!$E$18:$G$18,0))","v":0.4},1.2864000000000002,{"$f":"INDEX('C. PoC Summary Stats & Para'!$E$14:$G$14,,MATCH($C103,'C. PoC Summary Stats & Para'!$E$18:$G$18,0))","v":40.728999999999999},52.393785600000008]
[{"$f":"'A. Population Info'!A104","v":99},{"$f":"'A. Population Info'!D104","v":99},{"$f":"'A. Population Info'!F104","v":"LV"},{"$f":"'A. Population Info'!E104","v":3.2160000000000002},{"$f":"INDEX('C. PoC Summary Stats & Para'!$E$25:$G$25,,MATCH($C104,'C. PoC Summary Stats & Para'!$E$18:$G$18,0))","v":0.4},1.2864000000000002,{"$f":"INDEX('C. PoC Summary Stats & Para'!$E$14:$G$14,,MATCH($C104,'C. PoC Summary Stats & Para'!$E$18:$G$18,0))","v":40.728999999999999},52.393785600000008]
[{"$f":"'A. Population Info'!A105","v":100},{"$f":"'A. Population Info'!D105","v":100},{"$f":"'A. Population Info'!F105","v":"LV"},{"$f":"'A. Population Info'!E105","v":3.2160000000000002},{"$f":"INDEX('C. PoC Summary Stats & Para'!$E$25:$G$25,,MATCH($C105,'C. PoC Summary Stats & Para'!$E$18:$G$18,0))","v":0.4},1.2864000000000002,{"$f":"INDEX('C. PoC Summary Stats & Para'!$E$14:$G$14,,MATCH($C105,'C. PoC Summary Stats & Para'!$E$18:$G$18,0))","v":40.728999999999999},52.393785600000008]
[{"$f":"'A. Population Info'!A106","v":101},{"$f":"'A. Population Info'!D106","v":101},{"$f":"'A. Population Info'!F106","v":"LV"},{"$f":"'A. Population Info'!E106","v":3.2160000000000002},{"$f":"INDEX('C. PoC Summary Stats & Para'!$E$25:$G$25,,MATCH($C106,'C. PoC Summary Stats & Para'!$E$18:$G$18,0))","v":0.4},1.2864000000000002,{"$f":"INDEX('C. PoC Summary Stats & Para'!$E$14:$G$14,,MATCH($C106,'C. PoC Summary Stats & Para'!$E$18:$G$18,0))","v":40.728999999999999},52.393785600000008]
[{"$f":"'A. Population Info'!A107","v":102},{"$f":"'A. Population Info'!D107","v":102},{"$f":"'A. Population Info'!F107","v":"LV"},{"$f":"'A. Population Info'!E107","v":3.2160000000000002},{"$f":"INDEX('C. PoC Summary Stats & Para'!$E$25:$G$25,,MATCH($C107,'C. PoC Summary Stats & Para'!$E$18:$G$18,0))","v":0.4},1.2864000000000002,{"$f":"INDEX('C. PoC Summary Stats & Para'!$E$14:$G$14,,MATCH($C107,'C. PoC Summary Stats & Para'!$E$18:$G$18,0))","v":40.728999999999999},52.393785600000008]
[{"$f":"'A. Population Info'!A108","v":103},{"$f":"'A. Population Info'!D108","v":103},{"$f":"'A. Population Info'!F108","v":"LV"},{"$f":"'A. Population Info'!E108","v":3.2160000000000002},{"$f":"INDEX('C. PoC Summary Stats & Para'!$E$25:$G$25,,MATCH($C108,'C. PoC Summary Stats & Para'!$E$18:$G$18,0))","v":0.4},1.2864000000000002,{"$f":"INDEX('C. PoC Summary Stats & Para'!$E$14:$G$14,,MATCH($C108,'C. PoC Summary Stats & Para'!$E$18:$G$18,0))","v":40.728999999999999},52.393785600000008]
[{"$f":"'A. Population Info'!A109","v":104},{"$f":"'A. Population Info'!D109","v":104},{"$f":"'A. Population Info'!F109","v":"LV"},{"$f":"'A. Population Info'!E109","v":3.2160000000000002},{"$f":"INDEX('C. PoC Summary Stats & Para'!$E$25:$G$25,,MATCH($C109,'C. PoC Summary Stats & Para'!$E$18:$G$18,0))","v":0.4},1.2864000000000002,{"$f":"INDEX('C. PoC Summary Stats & Para'!$E$14:$G$14,,MATCH($C109,'C. PoC Summary Stats & Para'!$E$18:$G$18,0))","v":40.728999999999999},52.393785600000008]
[{"$f":"'A. Population Info'!A110","v":105},{"$f":"'A. Population Info'!D110","v":105},{"$f":"'A. Population Info'!F110","v":"LV"},{"$f":"'A. Population Info'!E110","v":3.2160000000000002},{"$f":"INDEX('C. PoC Summary Stats & Para'!$E$25:$G$25,,MATCH($C110,'C. PoC Summary Stats & Para'!$E$18:$G$18,0))","v":0.4},1.2864000000000002,{"$f":"INDEX('C. PoC Summary Stats & Para'!$E$14:$G$14,,MATCH($C110,'C. PoC Summary Stats & Para'!$E$18:$G$18,0))","v":40.728999999999999},52.393785600000008]
[{"$f":"'A. Population Info'!A111","v":106},{"$f":"'A. Population Info'!D111","v":106},{"$f":"'A. Population Info'!F111","v":"LV"},{"$f":"'A. Population Info'!E111","v":3.2160000000000002},{"$f":"INDEX('C. PoC Summary Stats & Para'!$E$25:$G$25,,MATCH($C111,'C. PoC Summary Stats & Para'!$E$18:$G$18,0))","v":0.4},1.2864000000000002,{"$f":"INDEX('C. PoC Summary Stats & Para'!$E$14:$G$14,,MATCH($C111,'C. PoC Summary Stats & Para'!$E$18:$G$18,0))","v":40.728999999999999},52.393785600000008]
[{"$f":"'A. Population Info'!A112","v":107},{"$f":"'A. Population Info'!D112","v":107},{"$f":"'A. Population Info'!F112","v":"LV"},{"$f":"'A. Population Info'!E112","v":3.2160000000000002},{"$f":"INDEX('C. PoC Summary Stats & Para'!$E$25:$G$25,,MATCH($C112,'C. PoC Summary Stats & Para'!$E$18:$G$18,0))","v":0.4},1.2864000000000002,{"$f":"INDEX('C. PoC Summary Stats & Para'!$E$14:$G$14,,MATCH($C112,'C. PoC Summary Stats & Para'!$E$18:$G$18,0))","v":40.728999999999999},52.393785600000008]
[{"$f":"'A. Population Info'!A113","v":108},{"$f":"'A. Population Info'!D113","v":108},{"$f":"'A. Population Info'!F113","v":"LV"},{"$f":"'A. Population Info'!E113","v":3.2160000000000002},{"$f":"INDEX('C. PoC Summary Stats & Para'!$E$25:$G$25,,MATCH($C113,'C. PoC Summary Stats & Para'!$E$18:$G$18,0))","v":0.4},1.2864000000000002,{"$f":"INDEX('C. PoC Summary Stats & Para'!$E$14:$G$14,,MATCH($C113,'C. PoC Summary Stats & Para'!$E$18:$G$18,0))","v":40.728999999999999},52.393785600000008]
[{"$f":"'A. Population Info'!A114","v":109},{"$f":"'A. Population Info'!D114","v":109},{"$f":"'A. Population Info'!F114","v":"LV"},{"$f":"'A. Population Info'!E114","v":3.2160000000000002},{"$f":"INDEX('C. PoC Summary Stats & Para'!$E$25:$G$25,,MATCH($C114,'C. PoC Summary Stats & Para'!$E$18:$G$18,0))","v":0.4},1.2864000000000002,{"$f":"INDEX('C. PoC Summary Stats & Para'!$E$14:$G$14,,MATCH($C114,'C. PoC Summary Stats & Para'!$E$18:$G$18,0))","v":40.728999999999999},52.393785600000008]
[{"$f":"'A. Population Info'!A115","v":110},{"$f":"'A. Population Info'!D115","v":110},{"$f":"'A. Population Info'!F115","v":"LV"},{"$f":"'A. Population Info'!E115","v":3.2160000000000002},{"$f":"INDEX('C. PoC Summary Stats & Para'!$E$25:$G$25,,MATCH($C115,'C. PoC Summary Stats & Para'!$E$18:$G$18,0))","v":0.4},1.2864000000000002,{"$f":"INDEX('C. PoC Summary Stats & Para'!$E$14:$G$14,,MATCH($C115,'C. PoC Summary Stats & Para'!$E$18:$G$18,0))","v":40.728999999999999},52.393785600000008]
[{"$f":"'A. Population Info'!A116","v":111},{"$f":"'A. Population Info'!D116","v":111},{"$f":"'A. Population Info'!F116","v":"LV"},{"$f":"'A. Population Info'!E116","v":3.2160000000000002},{"$f":"INDEX('C. PoC Summary Stats & Para'!$E$25:$G$25,,MATCH($C116,'C. PoC Summary Stats & Para'!$E$18:$G$18,0))","v":0.4},1.2864000000000002,{"$f":"INDEX('C. PoC Summary Stats & Para'!$E$14:$G$14,,MATCH($C116,'C. PoC Summary Stats & Para'!$E$18:$G$18,0))","v":40.728999999999999},52.393785600000008]
[{"$f":"'A. Population Info'!A117","v":112},{"$f":"'A. Population Info'!D117","v":112},{"$f":"'A. Population Info'!F117","v":"LV"},{"$f":"'A. Population Info'!E117","v":3.2160000000000002},{"$f":"INDEX('C. PoC Summary Stats & Para'!$E$25:$G$25,,MATCH($C117,'C. PoC Summary Stats & Para'!$E$18:$G$18,0))","v":0.4},1.2864000000000002,{"$f":"INDEX('C. PoC Summary Stats & Para'!$E$14:$G$14,,MATCH($C117,'C. PoC Summary Stats & Para'!$E$18:$G$18,0))","v":40.728999999999999},52.393785600000008]
[{"$f":"'A. Population Info'!A118","v":113},{"$f":"'A. Population Info'!D118","v":113},{"$f":"'A. Population Info'!F118","v":"LV"},{"$f":"'A. Population Info'!E118","v":3.2160000000000002},{"$f":"INDEX('C. PoC Summary Stats & Para'!$E$25:$G$25,,MATCH($C118,'C. PoC Summary Stats & Para'!$E$18:$G$18,0))","v":0.4},1.2864000000000002,{"$f":"INDEX('C. PoC Summary Stats & Para'!$E$14:$G$14,,MATCH($C118,'C. PoC Summary Stats & Para'!$E$18:$G$18,0))","v":40.728999999999999},52.393785600000008]
[{"$f":"'A. Population Info'!A119","v":114},{"$f":"'A. Population Info'!D119","v":114},{"$f":"'A. Population Info'!F119","v":"LV"},{"$f":"'A. Population Info'!E119","v":3.2160000000000002},{"$f":"INDEX('C. PoC Summary Stats & Para'!$E$25:$G$25,,MATCH($C119,'C. PoC Summary Stats & Para'!$E$18:$G$18,0))","v":0.4},1.2864000000000002,{"$f":"INDEX('C. PoC Summary Stats & Para'!$E$14:$G$14,,MATCH($C119,'C. PoC Summary Stats & Para'!$E$18:$G$18,0))","v":40.728999999999999},52.393785600000008]
[{"$f":"'A. Population Info'!A120","v":115},{"$f":"'A. Population Info'!D120","v":115},{"$f":"'A. Population Info'!F120","v":"LV"},{"$f":"'A. Population Info'!E120","v":3.2160000000000002},{"$f":"INDEX('C. PoC Summary Stats & Para'!$E$25:$G$25,,MATCH($C120,'C. PoC Summary Stats & Para'!$E$18:$G$18,0))","v":0.4},1.2864000000000002,{"$f":"INDEX('C. PoC Summary Stats & Para'!$E$14:$G$14,,MATCH($C120,'C. PoC Summary Stats & Para'!$E$18:$G$18,0))","v":40.728999999999999},52.393785600000008]
[{"$f":"'A. Population Info'!A121","v":116},{"$f":"'A. Population Info'!D121","v":116},{"$f":"'A. Population Info'!F121","v":"LV"},{"$f":"'A. Population Info'!E121","v":3.2160000000000002},{"$f":"INDEX('C. PoC Summary Stats & Para'!$E$25:$G$25,,MATCH($C121,'C. PoC Summary Stats & Para'!$E$18:$G$18,0))","v":0.4},1.2864000000000002,{"$f":"INDEX('C. PoC Summary Stats & Para'!$E$14:$G$14,,MATCH($C121,'C. PoC Summary Stats & Para'!$E$18:$G$18,0))","v":40.728999999999999},52.393785600000008]
[{"$f":"'A. Population Info'!A122","v":117},{"$f":"'A. Population Info'!D122","v":117},{"$f":"'A. Population Info'!F122","v":"LV"},{"$f":"'A. Population Info'!E122","v":3.2160000000000002},{"$f":"INDEX('C. PoC Summary Stats & Para'!$E$25:$G$25,,MATCH($C122,'C. PoC Summary Stats & Para'!$E$18:$G$18,0))","v":0.4},1.2864000000000002,{"$f":"INDEX('C. PoC Summary Stats & Para'!$E$14:$G$14,,MATCH($C122,'C. PoC Summary Stats & Para'!$E$18:$G$18,0))","v":40.728999999999999},52.393785600000008]
[{"$f":"'A. Population Info'!A123","v":118},{"$f":"'A. Population Info'!D123","v":118},{"$f":"'A. Population Info'!F123","v":"LV"},{"$f":"'A. Population Info'!E123","v":3.2160000000000002},{"$f":"INDEX('C. PoC Summary Stats & Para'!$E$25:$G$25,,MATCH($C123,'C. PoC Summary Stats & Para'!$E$18:$G$18,0))","v":0.4},1.2864000000000002,{"$f":"INDEX('C. PoC Summary Stats & Para'!$E$14:$G$14,,MATCH($C123,'C. PoC Summary Stats & Para'!$E$18:$G$18,0))","v":40.728999999999999},52.393785600000008]
[{"$f":"'A. Population Info'!A124","v":119},{"$f":"'A. Population Info'!D124","v":119},{"$f":"'A. Population Info'!F124","v":"LV"},{"$f":"'A. Population Info'!E124","v":3.2160000000000002},{"$f":"INDEX('C. PoC Summary Stats & Para'!$E$25:$G$25,,MATCH($C124,'C. PoC Summary Stats & Para'!$E$18:$G$18,0))","v":0.4},1.2864000000000002,{"$f":"INDEX('C. PoC Summary Stats & Para'!$E$14:$G$14,,MATCH($C124,'C. PoC Summary Stats & Para'!$E$18:$G$18,0))","v":40.728999999999999},52.393785600000008]
[{"$f":"'A. Population Info'!A125","v":120},{"$f":"'A. Population Info'!D125","v":120},{"$f":"'A. Population Info'!F125","v":"LV"},{"$f":"'A. Population Info'!E125","v":3.2160000000000002},{"$f":"INDEX('C. PoC Summary Stats & Para'!$E$25:$G$25,,MATCH($C125,'C. PoC Summary Stats & Para'!$E$18:$G$18,0))","v":0.4},1.2864000000000002,{"$f":"INDEX('C. PoC Summary Stats & Para'!$E$14:$G$14,,MATCH($C125,'C. PoC Summary Stats & Para'!$E$18:$G$18,0))","v":40.728999999999999},52.393785600000008]
[{"$f":"'A. Population Info'!A126","v":121},{"$f":"'A. Population Info'!D126","v":121},{"$f":"'A. Population Info'!F126","v":"LV"},{"$f":"'A. Population Info'!E126","v":3.2160000000000002},{"$f":"INDEX('C. PoC Summary Stats & Para'!$E$25:$G$25,,MATCH($C126,'C. PoC Summary Stats & Para'!$E$18:$G$18,0))","v":0.4},1.2864000000000002,{"$f":"INDEX('C. PoC Summary Stats & Para'!$E$14:$G$14,,MATCH($C126,'C. PoC Summary Stats & Para'!$E$18:$G$18,0))","v":40.728999999999999},52.393785600000008]
[{"$f":"'A. Population Info'!A127","v":122},{"$f":"'A. Population Info'!D127","v":122},{"$f":"'A. Population Info'!F127","v":"LV"},{"$f":"'A. Population Info'!E127","v":3.2160000000000002},{"$f":"INDEX('C. PoC Summary Stats & Para'!$E$25:$G$25,,MATCH($C127,'C. PoC Summary Stats & Para'!$E$18:$G$18,0))","v":0.4},1.2864000000000002,{"$f":"INDEX('C. PoC Summary Stats & Para'!$E$14:$G$14,,MATCH($C127,'C. PoC Summary Stats & Para'!$E$18:$G$18,0))","v":40.728999999999999},52.393785600000008]
[{"$f":"'A. Population Info'!A128","v":123},{"$f":"'A. Population Info'!D128","v":123},{"$f":"'A. Population Info'!F128","v":"LV"},{"$f":"'A. Population Info'!E128","v":3.2160000000000002},{"$f":"INDEX('C. PoC Summary Stats & Para'!$E$25:$G$25,,MATCH($C128,'C. PoC Summary Stats & Para'!$E$18:$G$18,0))","v":0.4},1.2864000000000002,{"$f":"INDEX('C. PoC Summary Stats & Para'!$E$14:$G$14,,MATCH($C128,'C. PoC Summary Stats & Para'!$E$18:$G$18,0))","v":40.728999999999999},52.393785600000008]
[{"$f":"'A. Population Info'!A129","v":124},{"$f":"'A. Population Info'!D129","v":124},{"$f":"'A. Population Info'!F129","v":"LV"},{"$f":"'A. Population Info'!E129","v":3.2160000000000002},{"$f":"INDEX('C. PoC Summary Stats & Para'!$E$25:$G$25,,MATCH($C129,'C. PoC Summary Stats & Para'!$E$18:$G$18,0))","v":0.4},1.2864000000000002,{"$f":"INDEX('C. PoC Summary Stats & Para'!$E$14:$G$14,,MATCH($C129,'C. PoC Summary Stats & Para'!$E$18:$G$18,0))","v":40.728999999999999},52.393785600000008]
[{"$f":"'A. Population Info'!A130","v":125},{"$f":"'A. Population Info'!D130","v":125},{"$f":"'A. Population Info'!F130","v":"LV"},{"$f":"'A. Population Info'!E130","v":3.2160000000000002},{"$f":"INDEX('C. PoC Summary Stats & Para'!$E$25:$G$25,,MATCH($C130,'C. PoC Summary Stats & Para'!$E$18:$G$18,0))","v":0.4},1.2864000000000002,{"$f":"INDEX('C. PoC Summary Stats & Para'!$E$14:$G$14,,MATCH($C130,'C. PoC Summary Stats & Para'!$E$18:$G$18,0))","v":40.728999999999999},52.393785600000008]
[{"$f":"'A. Population Info'!A131","v":126},{"$f":"'A. Population Info'!D131","v":126},{"$f":"'A. Population Info'!F131","v":"LV"},{"$f":"'A. Population Info'!E131","v":3.2160000000000002},{"$f":"INDEX('C. PoC Summary Stats & Para'!$E$25:$G$25,,MATCH($C131,'C. PoC Summary Stats & Para'!$E$18:$G$18,0))","v":0.4},1.2864000000000002,{"$f":"INDEX('C. PoC Summary Stats & Para'!$E$14:$G$14,,MATCH($C131,'C. PoC Summary Stats & Para'!$E$18:$G$18,0))","v":40.728999999999999},52.393785600000008]
[{"$f":"'A. Population Info'!A132","v":127},{"$f":"'A. Population Info'!D132","v":127},{"$f":"'A. Population Info'!F132","v":"LV"},{"$f":"'A. Population Info'!E132","v":3.2160000000000002},{"$f":"INDEX('C. PoC Summary Stats & Para'!$E$25:$G$25,,MATCH($C132,'C. PoC Summary Stats & Para'!$E$18:$G$18,0))","v":0.4},1.2864000000000002,{"$f":"INDEX('C. PoC Summary Stats & Para'!$E$14:$G$14,,MATCH($C132,'C. PoC Summary Stats & Para'!$E$18:$G$18,0))","v":40.728999999999999},52.393785600000008]
[{"$f":"'A. Population Info'!A133","v":128},{"$f":"'A. Population Info'!D133","v":128},{"$f":"'A. Population Info'!F133","v":"LV"},{"$f":"'A. Population Info'!E133","v":3.2160000000000002},{"$f":"INDEX('C. PoC Summary Stats & Para'!$E$25:$G$25,,MATCH($C133,'C. PoC Summary Stats & Para'!$E$18:$G$18,0))","v":0.4},1.2864000000000002,{"$f":"INDEX('C. PoC Summary Stats & Para'!$E$14:$G$14,,MATCH($C133,'C. PoC Summary Stats & Para'!$E$18:$G$18,0))","v":40.728999999999999},52.393785600000008]
[{"$f":"'A. Population Info'!A134","v":129},{"$f":"'A. Population Info'!D134","v":129},{"$f":"'A. Population Info'!F134","v":"LV"},{"$f":"'A. Population Info'!E134","v":3.2160000000000002},{"$f":"INDEX('C. PoC Summary Stats & Para'!$E$25:$G$25,,MATCH($C134,'C. PoC Summary Stats & Para'!$E$18:$G$18,0))","v":0.4},1.2864000000000002,{"$f":"INDEX('C. PoC Summary Stats & Para'!$E$14:$G$14,,MATCH($C134,'C. PoC Summary Stats & Para'!$E$18:$G$18,0))","v":40.728999999999999},{"$f":"IFERROR(F134*G134,AVERAGEIF(F:F, \">0\")*G134)","v":52.393785600000008}]
[{"$f":"'A. Population Info'!A135","v":130},{"$f":"'A. Population Info'!D135","v":130},{"$f":"'A. Population Info'!F135","v":"LV"},{"$f":"'A. Population Info'!E135","v":3.2160000000000002},{"$f":"INDEX('C. PoC Summary Stats & Para'!$E$25:$G$25,,MATCH($C135,'C. PoC Summary Stats & Para'!$E$18:$G$18,0))","v":0.4},{"$f":"D135*E135","v":1.2864000000000002},{"$f":"INDEX('C. PoC Summary Stats & Para'!$E$14:$G$14,,MATCH($C135,'C. PoC Summary Stats & Para'!$E$18:$G$18,0))","v":40.728999999999999},52.393785600000008]
[{"$f":"'A. Population Info'!A136","v":131},{"$f":"'A. Population Info'!D136","v":131},{"$f":"'A. Population Info'!F136","v":"LV"},{"$f":"'A. Population Info'!E136","v":3.2160000000000002},{"$f":"INDEX('C. PoC Summary Stats & Para'!$E$25:$G$25,,MATCH($C136,'C. PoC Summary Stats & Para'!$E$18:$G$18,0))","v":0.4},1.2864000000000002,{"$f":"INDEX('C. PoC Summary Stats & Para'!$E$14:$G$14,,MATCH($C136,'C. PoC Summary Stats & Para'!$E$18:$G$18,0))","v":40.728999999999999},52.393785600000008]
[{"$f":"'A. Population Info'!A137","v":132},{"$f":"'A. Population Info'!D137","v":132},{"$f":"'A. Population Info'!F137","v":"LV"},{"$f":"'A. Population Info'!E137","v":3.2160000000000002},{"$f":"INDEX('C. PoC Summary Stats & Para'!$E$25:$G$25,,MATCH($C137,'C. PoC Summary Stats & Para'!$E$18:$G$18,0))","v":0.4},1.2864000000000002,{"$f":"INDEX('C. PoC Summary Stats & Para'!$E$14:$G$14,,MATCH($C137,'C. PoC Summary Stats & Para'!$E$18:$G$18,0))","v":40.728999999999999},52.393785600000008]
[{"$f":"'A. Population Info'!A138","v":133},{"$f":"'A. Population Info'!D138","v":133},{"$f":"'A. Population Info'!F138","v":"LV"},{"$f":"'A. Population Info'!E138","v":3.2160000000000002},{"$f":"INDEX('C. PoC Summary Stats & Para'!$E$25:$G$25,,MATCH($C138,'C. PoC Summary Stats & Para'!$E$18:$G$18,0))","v":0.4},1.2864000000000002,{"$f":"INDEX('C. PoC Summary Stats & Para'!$E$14:$G$14,,MATCH($C138,'C. PoC Summary Stats & Para'!$E$18:$G$18,0))","v":40.728999999999999},52.393785600000008]
[{"$f":"'A. Population Info'!A139","v":134},{"$f":"'A. Population Info'!D139","v":134},{"$f":"'A. Population Info'!F139","v":"LV"},{"$f":"'A. Population Info'!E139","v":3.2160000000000002},{"$f":"INDEX('C. PoC Summary Stats & Para'!$E$25:$G$25,,MATCH($C139,'C. PoC Summary Stats & Para'!$E$18:$G$18,0))","v":0.4},1.2864000000000002,{"$f":"INDEX('C. PoC Summary Stats & Para'!$E$14:$G$14,,MATCH($C139,'C. PoC Summary Stats & Para'!$E$18:$G$18,0))","v":40.728999999999999},52.393785600000008]
[{"$f":"'A. Population Info'!A140","v":135},{"$f":"'A. Population Info'!D140","v":135},{"$f":"'A. Population Info'!F140","v":"LV"},{"$f":"'A. Population Info'!E140","v":3.2160000000000002},{"$f":"INDEX('C. PoC Summary Stats & Para'!$E$25:$G$25,,MATCH($C140,'C. PoC Summary Stats & Para'!$E$18:$G$18,0))","v":0.4},1.2864000000000002,{"$f":"INDEX('C. PoC Summary Stats & Para'!$E$14:$G$14,,MATCH($C140,'C. PoC Summary Stats & Para'!$E$18:$G$18,0))","v":40.728999999999999},52.393785600000008]
[{"$f":"'A. Population Info'!A141","v":136},{"$f":"'A. Population Info'!D141","v":136},{"$f":"'A. Population Info'!F141","v":"LV"},{"$f":"'A. Population Info'!E141","v":3.2160000000000002},{"$f":"INDEX('C. PoC Summary Stats & Para'!$E$25:$G$25,,MATCH($C141,'C. PoC Summary Stats & Para'!$E$18:$G$18,0))","v":0.4},1.2864000000000002,{"$f":"INDEX('C. PoC Summary Stats & Para'!$E$14:$G$14,,MATCH($C141,'C. PoC Summary Stats & Para'!$E$18:$G$18,0))","v":40.728999999999999},52.393785600000008]
[{"$f":"'A. Population Info'!A142","v":137},{"$f":"'A. Population Info'!D142","v":137},{"$f":"'A. Population Info'!F142","v":"LV"},{"$f":"'A. Population Info'!E142","v":3.2160000000000002},{"$f":"INDEX('C. PoC Summary Stats & Para'!$E$25:$G$25,,MATCH($C142,'C. PoC Summary Stats & Para'!$E$18:$G$18,0))","v":0.4},1.2864000000000002,{"$f":"INDEX('C. PoC Summary Stats & Para'!$E$14:$G$14,,MATCH($C142,'C. PoC Summary Stats & Para'!$E$18:$G$18,0))","v":40.728999999999999},52.393785600000008]
[{"$f":"'A. Population Info'!A143","v":138},{"$f":"'A. Population Info'!D143","v":138},{"$f":"'A. Population Info'!F143","v":"LV"},{"$f":"'A. Population Info'!E143","v":3.2160000000000002},{"$f":"INDEX('C. PoC Summary Stats & Para'!$E$25:$G$25,,MATCH($C143,'C. PoC Summary Stats & Para'!$E$18:$G$18,0))","v":0.4},1.2864000000000002,{"$f":"INDEX('C. PoC Summary Stats & Para'!$E$14:$G$14,,MATCH($C143,'C. PoC Summary Stats & Para'!$E$18:$G$18,0))","v":40.728999999999999},52.393785600000008]
[{"$f":"'A. Population Info'!A144","v":139},{"$f":"'A. Population Info'!D144","v":139},{"$f":"'A. Population Info'!F144","v":"LV"},{"$f":"'A. Population Info'!E144","v":3.2160000000000002},{"$f":"INDEX('C. PoC Summary Stats & Para'!$E$25:$G$25,,MATCH($C144,'C. PoC Summary Stats & Para'!$E$18:$G$18,0))","v":0.4},1.2864000000000002,{"$f":"INDEX('C. PoC Summary Stats & Para'!$E$14:$G$14,,MATCH($C144,'C. PoC Summary Stats & Para'!$E$18:$G$18,0))","v":40.728999999999999},52.393785600000008]
[{"$f":"'A. Population Info'!A145","v":140},{"$f":"'A. Population Info'!D145","v":140},{"$f":"'A. Population Info'!F145","v":"LV"},{"$f":"'A. Population Info'!E145","v":3.2160000000000002},{"$f":"INDEX('C. PoC Summary Stats & Para'!$E$25:$G$25,,MATCH($C145,'C. PoC Summary Stats & Para'!$E$18:$G$18,0))","v":0.4},1.2864000000000002,{"$f":"INDEX('C. PoC Summary Stats & Para'!$E$14:$G$14,,MATCH($C145,'C. PoC Summary Stats & Para'!$E$18:$G$18,0))","v":40.728999999999999},52.393785600000008]
[{"$f":"'A. Population Info'!A146","v":141},{"$f":"'A. Population Info'!D146","v":141},{"$f":"'A. Population Info'!F146","v":"LV"},{"$f":"'A. Population Info'!E146","v":3.2160000000000002},{"$f":"INDEX('C. PoC Summary Stats & Para'!$E$25:$G$25,,MATCH($C146,'C. PoC Summary Stats & Para'!$E$18:$G$18,0))","v":0.4},1.2864000000000002,{"$f":"INDEX('C. PoC Summary Stats & Para'!$E$14:$G$14,,MATCH($C146,'C. PoC Summary Stats & Para'!$E$18:$G$18,0))","v":40.728999999999999},52.393785600000008]
[{"$f":"'A. Population Info'!A147","v":142},{"$f":"'A. Population Info'!D147","v":142},{"$f":"'A. Population Info'!F147","v":"LV"},{"$f":"'A. Population Info'!E147","v":3.2160000000000002},{"$f":"INDEX('C. PoC Summary Stats & Para'!$E$25:$G$25,,MATCH($C147,'C. PoC Summary Stats & Para'!$E$18:$G$18,0))","v":0.4},1.2864000000000002,{"$f":"INDEX('C. PoC Summary Stats & Para'!$E$14:$G$14,,MATCH($C147,'C. PoC Summary Stats & Para'!$E$18:$G$18,0))","v":40.728999999999999},52.393785600000008]
[{"$f":"'A. Population Info'!A148","v":143},{"$f":"'A. Population Info'!D148","v":143},{"$f":"'A. Population Info'!F148","v":"LV"},{"$f":"'A. Population Info'!E148","v":3.2160000000000002},{"$f":"INDEX('C. PoC Summary Stats & Para'!$E$25:$G$25,,MATCH($C148,'C. PoC Summary Stats & Para'!$E$18:$G$18,0))","v":0.4},1.2864000000000002,{"$f":"INDEX('C. PoC Summary Stats & Para'!$E$14:$G$14,,MATCH($C148,'C. PoC Summary Stats & Para'!$E$18:$G$18,0))","v":40.728999999999999},52.393785600000008]
[{"$f":"'A. Population Info'!A149","v":144},{"$f":"'A. Population Info'!D149","v":144},{"$f":"'A. Population Info'!F149","v":"LV"},{"$f":"'A. Population Info'!E149","v":3.2160000000000002},{"$f":"INDEX('C. PoC Summary Stats & Para'!$E$25:$G$25,,MATCH($C149,'C. PoC Summary Stats & Para'!$E$18:$G$18,0))","v":0.4},1.2864000000000002,{"$f":"INDEX('C. PoC Summary Stats & Para'!$E$14:$G$14,,MATCH($C149,'C. PoC Summary Stats & Para'!$E$18:$G$18,0))","v":40.728999999999999},52.393785600000008]
[{"$f":"'A. Population Info'!A150","v":145},{"$f":"'A. Population Info'!D150","v":145},{"$f":"'A. Population Info'!F150","v":"LV"},{"$f":"'A. Population Info'!E150","v":3.2160000000000002},{"$f":"INDEX('C. PoC Summary Stats & Para'!$E$25:$G$25,,MATCH($C150,'C. PoC Summary Stats & Para'!$E$18:$G$18,0))","v":0.4},1.2864000000000002,{"$f":"INDEX('C. PoC Summary Stats & Para'!$E$14:$G$14,,MATCH($C150,'C. PoC Summary Stats & Para'!$E$18:$G$18,0))","v":40.728999999999999},52.393785600000008]
[{"$f":"'A. Population Info'!A151","v":146},{"$f":"'A. Population Info'!D151","v":146},{"$f":"'A. Population Info'!F151","v":"LV"},{"$f":"'A. Population Info'!E151","v":3.2160000000000002},{"$f":"INDEX('C. PoC Summary Stats & Para'!$E$25:$G$25,,MATCH($C151,'C. PoC Summary Stats & Para'!$E$18:$G$18,0))","v":0.4},1.2864000000000002,{"$f":"INDEX('C. PoC Summary Stats & Para'!$E$14:$G$14,,MATCH($C151,'C. PoC Summary Stats & Para'!$E$18:$G$18,0))","v":40.728999999999999},52.393785600000008]
[{"$f":"'A. Population Info'!A152","v":147},{"$f":"'A. Population Info'!D152","v":147},{"$f":"'A. Population Info'!F152","v":"LV"},{"$f":"'A. Population Info'!E152","v":3.2160000000000002},{"$f":"INDEX('C. PoC Summary Stats & Para'!$E$25:$G$25,,MATCH($C152,'C. PoC Summary Stats & Para'!$E$18:$G$18,0))","v":0.4},1.2864000000000002,{"$f":"INDEX('C. PoC Summary Stats & Para'!$E$14:$G$14,,MATCH($C152,'C. PoC Summary Stats & Para'!$E$18:$G$18,0))","v":40.728999999999999},52.393785600000008]
[{"$f":"'A. Population Info'!A153","v":148},{"$f":"'A. Population Info'!D153","v":148},{"$f":"'A. Population Info'!F153","v":"LV"},{"$f":"'A. Population Info'!E153","v":3.2160000000000002},{"$f":"INDEX('C. PoC Summary Stats & Para'!$E$25:$G$25,,MATCH($C153,'C. PoC Summary Stats & Para'!$E$18:$G$18,0))","v":0.4},1.2864000000000002,{"$f":"INDEX('C. PoC Summary Stats & Para'!$E$14:$G$14,,MATCH($C153,'C. PoC Summary Stats & Para'!$E$18:$G$18,0))","v":40.728999999999999},52.393785600000008]
[{"$f":"'A. Population Info'!A154","v":149},{"$f":"'A. Population Info'!D154","v":149},{"$f":"'A. Population Info'!F154","v":"LV"},{"$f":"'A. Population Info'!E154","v":3.2160000000000002},{"$f":"INDEX('C. PoC Summary Stats & Para'!$E$25:$G$25,,MATCH($C154,'C. PoC Summary Stats & Para'!$E$18:$G$18,0))","v":0.4},1.2864000000000002,{"$f":"INDEX('C. PoC Summary Stats & Para'!$E$14:$G$14,,MATCH($C154,'C. PoC Summary Stats & Para'!$E$18:$G$18,0))","v":40.728999999999999},52.393785600000008]
[{"$f":"'A. Population Info'!A155","v":150},{"$f":"'A. Population Info'!D155","v":150},{"$f":"'A. Population Info'!F155","v":"LV"},{"$f":"'A. Population Info'!E155","v":3.2160000000000002},{"$f":"INDEX('C. PoC Summary Stats & Para'!$E$25:$G$25,,MATCH($C155,'C. PoC Summary Stats & Para'!$E$18:$G$18,0))","v":0.4},1.2864000000000002,{"$f":"INDEX('C. PoC Summary Stats & Para'!$E$14:$G$14,,MATCH($C155,'C. PoC Summary Stats & Para'!$E$18:$G$18,0))","v":40.728999999999999},52.393785600000008]
[{"$f":"'A. Population Info'!A156","v":151},{"$f":"'A. Population Info'!D156","v":151},{"$f":"'A. Population Info'!F156","v":"LV"},{"$f":"'A. Population Info'!E156","v":3.2160000000000002},{"$f":"INDEX('C. PoC Summary Stats & Para'!$E$25:$G$25,,MATCH($C156,'C. PoC Summary Stats & Para'!$E$18:$G$18,0))","v":0.4},1.2864000000000002,{"$f":"INDEX('C. PoC Summary Stats & Para'!$E$14:$G$14,,MATCH($C156,'C. PoC Summary Stats & Para'!$E$18:$G$18,0))","v":40.728999999999999},52.393785600000008]
[{"$f":"'A. Population Info'!A157","v":152},{"$f":"'A. Population Info'!D157","v":152},{"$f":"'A. Population Info'!F157","v":"LV"},{"$f":"'A. Population Info'!E157","v":3.2160000000000002},{"$f":"INDEX('C. PoC Summary Stats & Para'!$E$25:$G$25,,MATCH($C157,'C. PoC Summary Stats & Para'!$E$18:$G$18,0))","v":0.4},1.2864000000000002,{"$f":"INDEX('C. PoC Summary Stats & Para'!$E$14:$G$14,,MATCH($C157,'C. PoC Summary Stats & Para'!$E$18:$G$18,0))","v":40.728999999999999},52.393785600000008]
[{"$f":"'A. Population Info'!A158","v":153},{"$f":"'A. Population Info'!D158","v":153},{"$f":"'A. Population Info'!F158","v":"LV"},{"$f":"'A. Population Info'!E158","v":3.2160000000000002},{"$f":"INDEX('C. PoC Summary Stats & Para'!$E$25:$G$25,,MATCH($C158,'C. PoC Summary Stats & Para'!$E$18:$G$18,0))","v":0.4},1.2864000000000002,{"$f":"INDEX('C. PoC Summary Stats & Para'!$E$14:$G$14,,MATCH($C158,'C. PoC Summary Stats & Para'!$E$18:$G$18,0))","v":40.728999999999999},52.393785600000008]
[{"$f":"'A. Population Info'!A159","v":154},{"$f":"'A. Population Info'!D159","v":154},{"$f":"'A. Population Info'!F159","v":"LV"},{"$f":"'A. Population Info'!E159","v":3.2160000000000002},{"$f":"INDEX('C. PoC Summary Stats & Para'!$E$25:$G$25,,MATCH($C159,'C. PoC Summary Stats & Para'!$E$18:$G$18,0))","v":0.4},1.2864000000000002,{"$f":"INDEX('C. PoC Summary Stats & Para'!$E$14:$G$14,,MATCH($C159,'C. PoC Summary Stats & Para'!$E$18:$G$18,0))","v":40.728999999999999},52.393785600000008]
[{"$f":"'A. Population Info'!A160","v":155},{"$f":"'A. Population Info'!D160","v":155},{"$f":"'A. Population Info'!F160","v":"LV"},{"$f":"'A. Population Info'!E160","v":3.2160000000000002},{"$f":"INDEX('C. PoC Summary Stats & Para'!$E$25:$G$25,,MATCH($C160,'C. PoC Summary Stats & Para'!$E$18:$G$18,0))","v":0.4},1.2864000000000002,{"$f":"INDEX('C. PoC Summary Stats & Para'!$E$14:$G$14,,MATCH($C160,'C. PoC Summary Stats & Para'!$E$18:$G$18,0))","v":40.728999999999999},52.393785600000008]
[{"$f":"'A. Population Info'!A161","v":156},{"$f":"'A. Population Info'!D161","v":156},{"$f":"'A. Population Info'!F161","v":"LV"},{"$f":"'A. Population Info'!E161","v":3.2160000000000002},{"$f":"INDEX('C. PoC Summary Stats & Para'!$E$25:$G$25,,MATCH($C161,'C. PoC Summary Stats & Para'!$E$18:$G$18,0))","v":0.4},1.2864000000000002,{"$f":"INDEX('C. PoC Summary Stats & Para'!$E$14:$G$14,,MATCH($C161,'C. PoC Summary Stats & Para'!$E$18:$G$18,0))","v":40.728999999999999},52.393785600000008]
[{"$f":"'A. Population Info'!A162","v":157},{"$f":"'A. Population Info'!D162","v":157},{"$f":"'A. Population Info'!F162","v":"LV"},{"$f":"'A. Population Info'!E162","v":3.2160000000000002},{"$f":"INDEX('C. PoC Summary Stats & Para'!$E$25:$G$25,,MATCH($C162,'C. PoC Summary Stats & Para'!$E$18:$G$18,0))","v":0.4},1.2864000000000002,{"$f":"INDEX('C. PoC Summary Stats & Para'!$E$14:$G$14,,MATCH($C162,'C. PoC Summary Stats & Para'!$E$18:$G$18,0))","v":40.728999999999999},52.393785600000008]
[{"$f":"'A. Population Info'!A163","v":158},{"$f":"'A. Population Info'!D163","v":158},{"$f":"'A. Population Info'!F163","v":"LV"},{"$f":"'A. Population Info'!E163","v":3.2160000000000002},{"$f":"INDEX('C. PoC Summary Stats & Para'!$E$25:$G$25,,MATCH($C163,'C. PoC Summary Stats & Para'!$E$18:$G$18,0))","v":0.4},1.2864000000000002,{"$f":"INDEX('C. PoC Summary Stats & Para'!$E$14:$G$14,,MATCH($C163,'C. PoC Summary Stats & Para'!$E$18:$G$18,0))","v":40.728999999999999},52.393785600000008]
[{"$f":"'A. Population Info'!A164","v":159},{"$f":"'A. Population Info'!D164","v":159},{"$f":"'A. Population Info'!F164","v":"LV"},{"$f":"'A. Population Info'!E164","v":3.2160000000000002},{"$f":"INDEX('C. PoC Summary Stats & Para'!$E$25:$G$25,,MATCH($C164,'C. PoC Summary Stats & Para'!$E$18:$G$18,0))","v":0.4},1.2864000000000002,{"$f":"INDEX('C. PoC Summary Stats & Para'!$E$14:$G$14,,MATCH($C164,'C. PoC Summary Stats & Para'!$E$18:$G$18,0))","v":40.728999999999999},52.393785600000008]
[{"$f":"'A. Population Info'!A165","v":160},{"$f":"'A. Population Info'!D165","v":160},{"$f":"'A. Population Info'!F165","v":"LV"},{"$f":"'A. Population Info'!E165","v":3.2160000000000002},{"$f":"INDEX('C. PoC Summary Stats & Para'!$E$25:$G$25,,MATCH($C165,'C. PoC Summary Stats & Para'!$E$18:$G$18,0))","v":0.4},1.2864000000000002,{"$f":"INDEX('C. PoC Summary Stats & Para'!$E$14:$G$14,,MATCH($C165,'C. PoC Summary Stats & Para'!$E$18:$G$18,0))","v":40.728999999999999},52.393785600000008]
[{"$f":"'A. Population Info'!A166","v":161},{"$f":"'A. Population Info'!D166","v":161},{"$f":"'A. Population Info'!F166","v":"LV"},{"$f":"'A. Population Info'!E166","v":3.2160000000000002},{"$f":"INDEX('C. PoC Summary Stats & Para'!$E$25:$G$25,,MATCH($C166,'C. PoC Summary Stats & Para'!$E$18:$G$18,0))","v":0.4},1.2864000000000002,{"$f":"INDEX('C. PoC Summary Stats & Para'!$E$14:$G$14,,MATCH($C166,'C. PoC Summary Stats & Para'!$E$18:$G$18,0))","v":40.728999999999999},52.393785600000008]
[{"$f":"'A. Population Info'!A167","v":162},{"$f":"'A. Population Info'!D167","v":162},{"$f":"'A. Population Info'!F167","v":"LV"},{"$f":"'A. Population Info'!E167","v":3.2160000000000002},{"$f":"INDEX('C. PoC Summary Stats & Para'!$E$25:$G$25,,MATCH($C167,'C. PoC Summary Stats & Para'!$E$18:$G$18,0))","v":0.4},1.2864000000000002,{"$f":"INDEX('C. PoC Summary Stats & Para'!$E$14:$G$14,,MATCH($C167,'C. PoC Summary Stats & Para'!$E$18:$G$18,0))","v":40.728999999999999},52.393785600000008]
[{"$f":"'A. Population Info'!A168","v":163},{"$f":"'A. Population Info'!D168","v":163},{"$f":"'A. Population Info'!F168","v":"LV"},{"$f":"'A. Population Info'!E168","v":3.2160000000000002},{"$f":"INDEX('C. PoC Summary Stats & Para'!$E$25:$G$25,,MATCH($C168,'C. PoC Summary Stats & Para'!$E$18:$G$18,0))","v":0.4},1.2864000000000002,{"$f":"INDEX('C. PoC Summary Stats & Para'!$E$14:$G$14,,MATCH($C168,'C. PoC Summary Stats & Para'!$E$18:$G$18,0))","v":40.728999999999999},52.393785600000008]
[{"$f":"'A. Population Info'!A169","v":164},{"$f":"'A. Population Info'!D169","v":164},{"$f":"'A. Population Info'!F169","v":"LV"},{"$f":"'A. Population Info'!E169","v":3.2160000000000002},{"$f":"INDEX('C. PoC Summary Stats & Para'!$E$25:$G$25,,MATCH($C169,'C. PoC Summary Stats & Para'!$E$18:$G$18,0))","v":0.4},1.2864000000000002,{"$f":"INDEX('C. PoC Summary Stats & Para'!$E$14:$G$14,,MATCH($C169,'C. PoC Summary Stats & Para'!$E$18:$G$18,0))","v":40.728999999999999},52.393785600000008]
[{"$f":"'A. Population Info'!A170","v":165},{"$f":"'A. Population Info'!D170","v":165},{"$f":"'A. Population Info'!F170","v":"LV"},{"$f":"'A. Population Info'!E170","v":3.2160000000000002},{"$f":"INDEX('C. PoC Summary Stats & Para'!$E$25:$G$25,,MATCH($C170,'C. PoC Summary Stats & Para'!$E$18:$G$18,0))","v":0.4},1.2864000000000002,{"$f":"INDEX('C. PoC Summary Stats & Para'!$E$14:$G$14,,MATCH($C170,'C. PoC Summary Stats & Para'!$E$18:$G$18,0))","v":40.728999999999999},52.393785600000008]
[{"$f":"'A. Population Info'!A171","v":166},{"$f":"'A. Population Info'!D171","v":166},{"$f":"'A. Population Info'!F171","v":"LV"},{"$f":"'A. Population Info'!E171","v":3.2160000000000002},{"$f":"INDEX('C. PoC Summary Stats & Para'!$E$25:$G$25,,MATCH($C171,'C. PoC Summary Stats & Para'!$E$18:$G$18,0))","v":0.4},1.2864000000000002,{"$f":"INDEX('C. PoC Summary Stats & Para'!$E$14:$G$14,,MATCH($C171,'C. PoC Summary Stats & Para'!$E$18:$G$18,0))","v":40.728999999999999},52.393785600000008]
[{"$f":"'A. Population Info'!A172","v":167},{"$f":"'A. Population Info'!D172","v":167},{"$f":"'A. Population Info'!F172","v":"LV"},{"$f":"'A. Population Info'!E172","v":3.2160000000000002},{"$f":"INDEX('C. PoC Summary Stats & Para'!$E$25:$G$25,,MATCH($C172,'C. PoC Summary Stats & Para'!$E$18:$G$18,0))","v":0.4},1.2864000000000002,{"$f":"INDEX('C. PoC Summary Stats & Para'!$E$14:$G$14,,MATCH($C172,'C. PoC Summary Stats & Para'!$E$18:$G$18,0))","v":40.728999999999999},52.393785600000008]
[{"$f":"'A. Population Info'!A173","v":168},{"$f":"'A. Population Info'!D173","v":168},{"$f":"'A. Population Info'!F173","v":"LV"},{"$f":"'A. Population Info'!E173","v":3.2160000000000002},{"$f":"INDEX('C. PoC Summary Stats & Para'!$E$25:$G$25,,MATCH($C173,'C. PoC Summary Stats & Para'!$E$18:$G$18,0))","v":0.4},1.2864000000000002,{"$f":"INDEX('C. PoC Summary Stats & Para'!$E$14:$G$14,,MATCH($C173,'C. PoC Summary Stats & Para'!$E$18:$G$18,0))","v":40.728999999999999},52.393785600000008]
[{"$f":"'A. Population Info'!A174","v":169},{"$f":"'A. Population Info'!D174","v":169},{"$f":"'A. Population Info'!F174","v":"LV"},{"$f":"'A. Population Info'!E174","v":3.2160000000000002},{"$f":"INDEX('C. PoC Summary Stats & Para'!$E$25:$G$25,,MATCH($C174,'C. PoC Summary Stats & Para'!$E$18:$G$18,0))","v":0.4},1.2864000000000002,{"$f":"INDEX('C. PoC Summary Stats & Para'!$E$14:$G$14,,MATCH($C174,'C. PoC Summary Stats & Para'!$E$18:$G$18,0))","v":40.728999999999999},52.393785600000008]
[{"$f":"'A. Population Info'!A175","v":170},{"$f":"'A. Population Info'!D175","v":170},{"$f":"'A. Population Info'!F175","v":"LV"},{"$f":"'A. Population Info'!E175","v":3.2160000000000002},{"$f":"INDEX('C. PoC Summary Stats & Para'!$E$25:$G$25,,MATCH($C175,'C. PoC Summary Stats & Para'!$E$18:$G$18,0))","v":0.4},1.2864000000000002,{"$f":"INDEX('C. PoC Summary Stats & Para'!$E$14:$G$14,,MATCH($C175,'C. PoC Summary Stats & Para'!$E$18:$G$18,0))","v":40.728999999999999},52.393785600000008]
[{"$f":"'A. Population Info'!A176","v":171},{"$f":"'A. Population Info'!D176","v":171},{"$f":"'A. Population Info'!F176","v":"LV"},{"$f":"'A. Population Info'!E176","v":3.2160000000000002},{"$f":"INDEX('C. PoC Summary Stats & Para'!$E$25:$G$25,,MATCH($C176,'C. PoC Summary Stats & Para'!$E$18:$G$18,0))","v":0.4},1.2864000000000002,{"$f":"INDEX('C. PoC Summary Stats & Para'!$E$14:$G$14,,MATCH($C176,'C. PoC Summary Stats & Para'!$E$18:$G$18,0))","v":40.728999999999999},52.393785600000008]
[{"$f":"'A. Population Info'!A177","v":172},{"$f":"'A. Population Info'!D177","v":172},{"$f":"'A. Population Info'!F177","v":"LV"},{"$f":"'A. Population Info'!E177","v":3.2160000000000002},{"$f":"INDEX('C. PoC Summary Stats & Para'!$E$25:$G$25,,MATCH($C177,'C. PoC Summary Stats & Para'!$E$18:$G$18,0))","v":0.4},1.2864000000000002,{"$f":"INDEX('C. PoC Summary Stats & Para'!$E$14:$G$14,,MATCH($C177,'C. PoC Summary Stats & Para'!$E$18:$G$18,0))","v":40.728999999999999},52.393785600000008]
[{"$f":"'A. Population Info'!A178","v":173},{"$f":"'A. Population Info'!D178","v":173},{"$f":"'A. Population Info'!F178","v":"LV"},{"$f":"'A. Population Info'!E178","v":3.2160000000000002},{"$f":"INDEX('C. PoC Summary Stats & Para'!$E$25:$G$25,,MATCH($C178,'C. PoC Summary Stats & Para'!$E$18:$G$18,0))","v":0.4},1.2864000000000002,{"$f":"INDEX('C. PoC Summary Stats & Para'!$E$14:$G$14,,MATCH($C178,'C. PoC Summary Stats & Para'!$E$18:$G$18,0))","v":40.728999999999999},52.393785600000008]
[{"$f":"'A. Population Info'!A179","v":174},{"$f":"'A. Population Info'!D179","v":174},{"$f":"'A. Population Info'!F179","v":"LV"},{"$f":"'A. Population Info'!E179","v":3.2160000000000002},{"$f":"INDEX('C. PoC Summary Stats & Para'!$E$25:$G$25,,MATCH($C179,'C. PoC Summary Stats & Para'!$E$18:$G$18,0))","v":0.4},1.2864000000000002,{"$f":"INDEX('C. PoC Summary Stats & Para'!$E$14:$G$14,,MATCH($C179,'C. PoC Summary Stats & Para'!$E$18:$G$18,0))","v":40.728999999999999},52.393785600000008]
[{"$f":"'A. Population Info'!A180","v":175},{"$f":"'A. Population Info'!D180","v":175},{"$f":"'A. Population Info'!F180","v":"LV"},{"$f":"'A. Population Info'!E180","v":3.2160000000000002},{"$f":"INDEX('C. PoC Summary Stats & Para'!$E$25:$G$25,,MATCH($C180,'C. PoC Summary Stats & Para'!$E$18:$G$18,0))","v":0.4},1.2864000000000002,{"$f":"INDEX('C. PoC Summary Stats & Para'!$E$14:$G$14,,MATCH($C180,'C. PoC Summary Stats & Para'!$E$18:$G$18,0))","v":40.728999999999999},52.393785600000008]
[{"$f":"'A. Population Info'!A181","v":176},{"$f":"'A. Population Info'!D181","v":176},{"$f":"'A. Population Info'!F181","v":"LV"},{"$f":"'A. Population Info'!E181","v":3.2160000000000002},{"$f":"INDEX('C. PoC Summary Stats & Para'!$E$25:$G$25,,MATCH($C181,'C. PoC Summary Stats & Para'!$E$18:$G$18,0))","v":0.4},1.2864000000000002,{"$f":"INDEX('C. PoC Summary Stats & Para'!$E$14:$G$14,,MATCH($C181,'C. PoC Summary Stats & Para'!$E$18:$G$18,0))","v":40.728999999999999},52.393785600000008]
[{"$f":"'A. Population Info'!A182","v":177},{"$f":"'A. Population Info'!D182","v":177},{"$f":"'A. Population Info'!F182","v":"LV"},{"$f":"'A. Population Info'!E182","v":3.2160000000000002},{"$f":"INDEX('C. PoC Summary Stats & Para'!$E$25:$G$25,,MATCH($C182,'C. PoC Summary Stats & Para'!$E$18:$G$18,0))","v":0.4},1.2864000000000002,{"$f":"INDEX('C. PoC Summary Stats & Para'!$E$14:$G$14,,MATCH($C182,'C. PoC Summary Stats & Para'!$E$18:$G$18,0))","v":40.728999999999999},52.393785600000008]
[{"$f":"'A. Population Info'!A183","v":178},{"$f":"'A. Population Info'!D183","v":178},{"$f":"'A. Population Info'!F183","v":"LV"},{"$f":"'A. Population Info'!E183","v":3.2160000000000002},{"$f":"INDEX('C. PoC Summary Stats & Para'!$E$25:$G$25,,MATCH($C183,'C. PoC Summary Stats & Para'!$E$18:$G$18,0))","v":0.4},1.2864000000000002,{"$f":"INDEX('C. PoC Summary Stats & Para'!$E$14:$G$14,,MATCH($C183,'C. PoC Summary Stats & Para'!$E$18:$G$18,0))","v":40.728999999999999},52.393785600000008]
[{"$f":"'A. Population Info'!A184","v":179},{"$f":"'A. Population Info'!D184","v":179},{"$f":"'A. Population Info'!F184","v":"LV"},{"$f":"'A. Population Info'!E184","v":3.2160000000000002},{"$f":"INDEX('C. PoC Summary Stats & Para'!$E$25:$G$25,,MATCH($C184,'C. PoC Summary Stats & Para'!$E$18:$G$18,0))","v":0.4},1.2864000000000002,{"$f":"INDEX('C. PoC Summary Stats & Para'!$E$14:$G$14,,MATCH($C184,'C. PoC Summary Stats & Para'!$E$18:$G$18,0))","v":40.728999999999999},52.393785600000008]
[{"$f":"'A. Population Info'!A185","v":180},{"$f":"'A. Population Info'!D185","v":180},{"$f":"'A. Population Info'!F185","v":"LV"},{"$f":"'A. Population Info'!E185","v":3.2160000000000002},{"$f":"INDEX('C. PoC Summary Stats & Para'!$E$25:$G$25,,MATCH($C185,'C. PoC Summary Stats & Para'!$E$18:$G$18,0))","v":0.4},1.2864000000000002,{"$f":"INDEX('C. PoC Summary Stats & Para'!$E$14:$G$14,,MATCH($C185,'C. PoC Summary Stats & Para'!$E$18:$G$18,0))","v":40.728999999999999},52.393785600000008]
[{"$f":"'A. Population Info'!A186","v":181},{"$f":"'A. Population Info'!D186","v":181},{"$f":"'A. Population Info'!F186","v":"LV"},{"$f":"'A. Population Info'!E186","v":3.2160000000000002},{"$f":"INDEX('C. PoC Summary Stats & Para'!$E$25:$G$25,,MATCH($C186,'C. PoC Summary Stats & Para'!$E$18:$G$18,0))","v":0.4},1.2864000000000002,{"$f":"INDEX('C. PoC Summary Stats & Para'!$E$14:$G$14,,MATCH($C186,'C. PoC Summary Stats & Para'!$E$18:$G$18,0))","v":40.728999999999999},52.393785600000008]
[{"$f":"'A. Population Info'!A187","v":182},{"$f":"'A. Population Info'!D187","v":182},{"$f":"'A. Population Info'!F187","v":"LV"},{"$f":"'A. Population Info'!E187","v":3.2160000000000002},{"$f":"INDEX('C. PoC Summary Stats & Para'!$E$25:$G$25,,MATCH($C187,'C. PoC Summary Stats & Para'!$E$18:$G$18,0))","v":0.4},1.2864000000000002,{"$f":"INDEX('C. PoC Summary Stats & Para'!$E$14:$G$14,,MATCH($C187,'C. PoC Summary Stats & Para'!$E$18:$G$18,0))","v":40.728999999999999},52.393785600000008]
[{"$f":"'A. Population Info'!A188","v":183},{"$f":"'A. Population Info'!D188","v":183},{"$f":"'A. Population Info'!F188","v":"LV"},{"$f":"'A. Population Info'!E188","v":3.2160000000000002},{"$f":"INDEX('C. PoC Summary Stats & Para'!$E$25:$G$25,,MATCH($C188,'C. PoC Summary Stats & Para'!$E$18:$G$18,0))","v":0.4},1.2864000000000002,{"$f":"INDEX('C. PoC Summary Stats & Para'!$E$14:$G$14,,MATCH($C188,'C. PoC Summary Stats & Para'!$E$18:$G$18,0))","v":40.728999999999999},52.393785600000008]
[{"$f":"'A. Population Info'!A189","v":184},{"$f":"'A. Population Info'!D189","v":184},{"$f":"'A. Population Info'!F189","v":"LV"},{"$f":"'A. Population Info'!E189","v":3.2160000000000002},{"$f":"INDEX('C. PoC Summary Stats & Para'!$E$25:$G$25,,MATCH($C189,'C. PoC Summary Stats & Para'!$E$18:$G$18,0))","v":0.4},1.2864000000000002,{"$f":"INDEX('C. PoC Summary Stats & Para'!$E$14:$G$14,,MATCH($C189,'C. PoC Summary Stats & Para'!$E$18:$G$18,0))","v":40.728999999999999},52.393785600000008]
[{"$f":"'A. Population Info'!A190","v":185},{"$f":"'A. Population Info'!D190","v":185},{"$f":"'A. Population Info'!F190","v":"LV"},{"$f":"'A. Population Info'!E190","v":3.2160000000000002},{"$f":"INDEX('C. PoC Summary Stats & Para'!$E$25:$G$25,,MATCH($C190,'C. PoC Summary Stats & Para'!$E$18:$G$18,0))","v":0.4},1.2864000000000002,{"$f":"INDEX('C. PoC Summary Stats & Para'!$E$14:$G$14,,MATCH($C190,'C. PoC Summary Stats & Para'!$E$18:$G$18,0))","v":40.728999999999999},52.393785600000008]
[{"$f":"'A. Population Info'!A191","v":186},{"$f":"'A. Population Info'!D191","v":186},{"$f":"'A. Population Info'!F191","v":"LV"},{"$f":"'A. Population Info'!E191","v":3.2160000000000002},{"$f":"INDEX('C. PoC Summary Stats & Para'!$E$25:$G$25,,MATCH($C191,'C. PoC Summary Stats & Para'!$E$18:$G$18,0))","v":0.4},1.2864000000000002,{"$f":"INDEX('C. PoC Summary Stats & Para'!$E$14:$G$14,,MATCH($C191,'C. PoC Summary Stats & Para'!$E$18:$G$18,0))","v":40.728999999999999},52.393785600000008]
[{"$f":"'A. Population Info'!A192","v":187},{"$f":"'A. Population Info'!D192","v":187},{"$f":"'A. Population Info'!F192","v":"LV"},{"$f":"'A. Population Info'!E192","v":3.2160000000000002},{"$f":"INDEX('C. PoC Summary Stats & Para'!$E$25:$G$25,,MATCH($C192,'C. PoC Summary Stats & Para'!$E$18:$G$18,0))","v":0.4},1.2864000000000002,{"$f":"INDEX('C. PoC Summary Stats & Para'!$E$14:$G$14,,MATCH($C192,'C. PoC Summary Stats & Para'!$E$18:$G$18,0))","v":40.728999999999999},52.393785600000008]
[{"$f":"'A. Population Info'!A193","v":188},{"$f":"'A. Population Info'!D193","v":188},{"$f":"'A. Population Info'!F193","v":"LV"},{"$f":"'A. Population Info'!E193","v":3.2160000000000002},{"$f":"INDEX('C. PoC Summary Stats & Para'!$E$25:$G$25,,MATCH($C193,'C. PoC Summary Stats & Para'!$E$18:$G$18,0))","v":0.4},1.2864000000000002,{"$f":"INDEX('C. PoC Summary Stats & Para'!$E$14:$G$14,,MATCH($C193,'C. PoC Summary Stats & Para'!$E$18:$G$18,0))","v":40.728999999999999},52.393785600000008]
[{"$f":"'A. Population Info'!A194","v":189},{"$f":"'A. Population Info'!D194","v":189},{"$f":"'A. Population Info'!F194","v":"LV"},{"$f":"'A. Population Info'!E194","v":3.2160000000000002},{"$f":"INDEX('C. PoC Summary Stats & Para'!$E$25:$G$25,,MATCH($C194,'C. PoC Summary Stats & Para'!$E$18:$G$18,0))","v":0.4},1.2864000000000002,{"$f":"INDEX('C. PoC Summary Stats & Para'!$E$14:$G$14,,MATCH($C194,'C. PoC Summary Stats & Para'!$E$18:$G$18,0))","v":40.728999999999999},52.393785600000008]
[{"$f":"'A. Population Info'!A195","v":190},{"$f":"'A. Population Info'!D195","v":190},{"$f":"'A. Population Info'!F195","v":"LV"},{"$f":"'A. Population Info'!E195","v":3.2160000000000002},{"$f":"INDEX('C. PoC Summary Stats & Para'!$E$25:$G$25,,MATCH($C195,'C. PoC Summary Stats & Para'!$E$18:$G$18,0))","v":0.4},1.2864000000000002,{"$f":"INDEX('C. PoC Summary Stats & Para'!$E$14:$G$14,,MATCH($C195,'C. PoC Summary Stats & Para'!$E$18:$G$18,0))","v":40.728999999999999},52.393785600000008]
[{"$f":"'A. Population Info'!A196","v":191},{"$f":"'A. Population Info'!D196","v":191},{"$f":"'A. Population Info'!F196","v":"LV"},{"$f":"'A. Population Info'!E196","v":3.2160000000000002},{"$f":"INDEX('C. PoC Summary Stats & Para'!$E$25:$G$25,,MATCH($C196,'C. PoC Summary Stats & Para'!$E$18:$G$18,0))","v":0.4},1.2864000000000002,{"$f":"INDEX('C. PoC Summary Stats & Para'!$E$14:$G$14,,MATCH($C196,'C. PoC Summary Stats & Para'!$E$18:$G$18,0))","v":40.728999999999999},52.393785600000008]
[{"$f":"'A. Population Info'!A197","v":192},{"$f":"'A. Population Info'!D197","v":192},{"$f":"'A. Population Info'!F197","v":"LV"},{"$f":"'A. Population Info'!E197","v":3.2160000000000002},{"$f":"INDEX('C. PoC Summary Stats & Para'!$E$25:$G$25,,MATCH($C197,'C. PoC Summary Stats & Para'!$E$18:$G$18,0))","v":0.4},1.2864000000000002,{"$f":"INDEX('C. PoC Summary Stats & Para'!$E$14:$G$14,,MATCH($C197,'C. PoC Summary Stats & Para'!$E$18:$G$18,0))","v":40.728999999999999},52.393785600000008]
[{"$f":"'A. Population Info'!A198","v":193},{"$f":"'A. Population Info'!D198","v":193},{"$f":"'A. Population Info'!F198","v":"LV"},{"$f":"'A. Population Info'!E198","v":3.2160000000000002},{"$f":"INDEX('C. PoC Summary Stats & Para'!$E$25:$G$25,,MATCH($C198,'C. PoC Summary Stats & Para'!$E$18:$G$18,0))","v":0.4},1.2864000000000002,{"$f":"INDEX('C. PoC Summary Stats & Para'!$E$14:$G$14,,MATCH($C198,'C. PoC Summary Stats & Para'!$E$18:$G$18,0))","v":40.728999999999999},{"$f":"IFERROR(F198*G198,AVERAGEIF(F:F, \">0\")*G198)","v":52.393785600000008}]
[{"$f":"'A. Population Info'!A199","v":194},{"$f":"'A. Population Info'!D199","v":194},{"$f":"'A. Population Info'!F199","v":"LV"},{"$f":"'A. Population Info'!E199","v":3.2160000000000002},{"$f":"INDEX('C. PoC Summary Stats & Para'!$E$25:$G$25,,MATCH($C199,'C. PoC Summary Stats & Para'!$E$18:$G$18,0))","v":0.4},{"$f":"D199*E199","v":1.2864000000000002},{"$f":"INDEX('C. PoC Summary Stats & Para'!$E$14:$G$14,,MATCH($C199,'C. PoC Summary Stats & Para'!$E$18:$G$18,0))","v":40.728999999999999},52.393785600000008]
[{"$f":"'A. Population Info'!A200","v":195},{"$f":"'A. Population Info'!D200","v":195},{"$f":"'A. Population Info'!F200","v":"LV"},{"$f":"'A. Population Info'!E200","v":3.2160000000000002},{"$f":"INDEX('C. PoC Summary Stats & Para'!$E$25:$G$25,,MATCH($C200,'C. PoC Summary Stats & Para'!$E$18:$G$18,0))","v":0.4},1.2864000000000002,{"$f":"INDEX('C. PoC Summary Stats & Para'!$E$14:$G$14,,MATCH($C200,'C. PoC Summary Stats & Para'!$E$18:$G$18,0))","v":40.728999999999999},52.393785600000008]
[{"$f":"'A. Population Info'!A201","v":196},{"$f":"'A. Population Info'!D201","v":196},{"$f":"'A. Population Info'!F201","v":"LV"},{"$f":"'A. Population Info'!E201","v":3.2160000000000002},{"$f":"INDEX('C. PoC Summary Stats & Para'!$E$25:$G$25,,MATCH($C201,'C. PoC Summary Stats & Para'!$E$18:$G$18,0))","v":0.4},1.2864000000000002,{"$f":"INDEX('C. PoC Summary Stats & Para'!$E$14:$G$14,,MATCH($C201,'C. PoC Summary Stats & Para'!$E$18:$G$18,0))","v":40.728999999999999},52.393785600000008]
[{"$f":"'A. Population Info'!A202","v":197},{"$f":"'A. Population Info'!D202","v":197},{"$f":"'A. Population Info'!F202","v":"LV"},{"$f":"'A. Population Info'!E202","v":3.2160000000000002},{"$f":"INDEX('C. PoC Summary Stats & Para'!$E$25:$G$25,,MATCH($C202,'C. PoC Summary Stats & Para'!$E$18:$G$18,0))","v":0.4},{"$f":"D202*E202","v":1.2864000000000002},{"$f":"INDEX('C. PoC Summary Stats & Para'!$E$14:$G$14,,MATCH($C202,'C. PoC Summary Stats & Para'!$E$18:$G$18,0))","v":40.728999999999999},52.393785600000008]
[{"$f":"'A. Population Info'!A203","v":198},{"$f":"'A. Population Info'!D203","v":198},{"$f":"'A. Population Info'!F203","v":"LV"},{"$f":"'A. Population Info'!E203","v":3.2160000000000002},{"$f":"INDEX('C. PoC Summary Stats & Para'!$E$25:$G$25,,MATCH($C203,'C. PoC Summary Stats & Para'!$E$18:$G$18,0))","v":0.4},1.2864000000000002,{"$f":"INDEX('C. PoC Summary Stats & Para'!$E$14:$G$14,,MATCH($C203,'C. PoC Summary Stats & Para'!$E$18:$G$18,0))","v":40.728999999999999},52.393785600000008]
[{"$f":"'A. Population Info'!A204","v":199},{"$f":"'A. Population Info'!D204","v":199},{"$f":"'A. Population Info'!F204","v":"LV"},{"$f":"'A. Population Info'!E204","v":3.2160000000000002},{"$f":"INDEX('C. PoC Summary Stats & Para'!$E$25:$G$25,,MATCH($C204,'C. PoC Summary Stats & Para'!$E$18:$G$18,0))","v":0.4},1.2864000000000002,{"$f":"INDEX('C. PoC Summary Stats & Para'!$E$14:$G$14,,MATCH($C204,'C. PoC Summary Stats & Para'!$E$18:$G$18,0))","v":40.728999999999999},52.393785600000008]
[{"$f":"'A. Population Info'!A205","v":200},{"$f":"'A. Population Info'!D205","v":200},{"$f":"'A. Population Info'!F205","v":"LV"},{"$f":"'A. Population Info'!E205","v":3.2160000000000002},{"$f":"INDEX('C. PoC Summary Stats & Para'!$E$25:$G$25,,MATCH($C205,'C. PoC Summary Stats & Para'!$E$18:$G$18,0))","v":0.4},1.2864000000000002,{"$f":"INDEX('C. PoC Summary Stats & Para'!$E$14:$G$14,,MATCH($C205,'C. PoC Summary Stats & Para'!$E$18:$G$18,0))","v":40.728999999999999},52.393785600000008]
[{"$f":"'A. Population Info'!A206","v":201},{"$f":"'A. Population Info'!D206","v":201},{"$f":"'A. Population Info'!F206","v":"LV"},{"$f":"'A. Population Info'!E206","v":3.2160000000000002},{"$f":"INDEX('C. PoC Summary Stats & Para'!$E$25:$G$25,,MATCH($C206,'C. PoC Summary Stats & Para'!$E$18:$G$18,0))","v":0.4},1.2864000000000002,{"$f":"INDEX('C. PoC Summary Stats & Para'!$E$14:$G$14,,MATCH($C206,'C. PoC Summary Stats & Para'!$E$18:$G$18,0))","v":40.728999999999999},52.393785600000008]
[{"$f":"'A. Population Info'!A207","v":202},{"$f":"'A. Population Info'!D207","v":202},{"$f":"'A. Population Info'!F207","v":"LV"},{"$f":"'A. Population Info'!E207","v":3.2160000000000002},{"$f":"INDEX('C. PoC Summary Stats & Para'!$E$25:$G$25,,MATCH($C207,'C. PoC Summary Stats & Para'!$E$18:$G$18,0))","v":0.4},1.2864000000000002,{"$f":"INDEX('C. PoC Summary Stats & Para'!$E$14:$G$14,,MATCH($C207,'C. PoC Summary Stats & Para'!$E$18:$G$18,0))","v":40.728999999999999},52.393785600000008]
[{"$f":"'A. Population Info'!A208","v":203},{"$f":"'A. Population Info'!D208","v":203},{"$f":"'A. Population Info'!F208","v":"LV"},{"$f":"'A. Population Info'!E208","v":3.2160000000000002},{"$f":"INDEX('C. PoC Summary Stats & Para'!$E$25:$G$25,,MATCH($C208,'C. PoC Summary Stats & Para'!$E$18:$G$18,0))","v":0.4},1.2864000000000002,{"$f":"INDEX('C. PoC Summary Stats & Para'!$E$14:$G$14,,MATCH($C208,'C. PoC Summary Stats & Para'!$E$18:$G$18,0))","v":40.728999999999999},52.393785600000008]
[{"$f":"'A. Population Info'!A209","v":204},{"$f":"'A. Population Info'!D209","v":204},{"$f":"'A. Population Info'!F209","v":"LV"},{"$f":"'A. Population Info'!E209","v":3.2160000000000002},{"$f":"INDEX('C. PoC Summary Stats & Para'!$E$25:$G$25,,MATCH($C209,'C. PoC Summary Stats & Para'!$E$18:$G$18,0))","v":0.4},1.2864000000000002,{"$f":"INDEX('C. PoC Summary Stats & Para'!$E$14:$G$14,,MATCH($C209,'C. PoC Summary Stats & Para'!$E$18:$G$18,0))","v":40.728999999999999},52.393785600000008]
[{"$f":"'A. Population Info'!A210","v":205},{"$f":"'A. Population Info'!D210","v":205},{"$f":"'A. Population Info'!F210","v":"LV"},{"$f":"'A. Population Info'!E210","v":3.2160000000000002},{"$f":"INDEX('C. PoC Summary Stats & Para'!$E$25:$G$25,,MATCH($C210,'C. PoC Summary Stats & Para'!$E$18:$G$18,0))","v":0.4},1.2864000000000002,{"$f":"INDEX('C. PoC Summary Stats & Para'!$E$14:$G$14,,MATCH($C210,'C. PoC Summary Stats & Para'!$E$18:$G$18,0))","v":40.728999999999999},52.393785600000008]
[{"$f":"'A. Population Info'!A211","v":206},{"$f":"'A. Population Info'!D211","v":206},{"$f":"'A. Population Info'!F211","v":"LV"},{"$f":"'A. Population Info'!E211","v":3.2160000000000002},{"$f":"INDEX('C. PoC Summary Stats & Para'!$E$25:$G$25,,MATCH($C211,'C. PoC Summary Stats & Para'!$E$18:$G$18,0))","v":0.4},1.2864000000000002,{"$f":"INDEX('C. PoC Summary Stats & Para'!$E$14:$G$14,,MATCH($C211,'C. PoC Summary Stats & Para'!$E$18:$G$18,0))","v":40.728999999999999},52.393785600000008]
[{"$f":"'A. Population Info'!A212","v":207},{"$f":"'A. Population Info'!D212","v":207},{"$f":"'A. Population Info'!F212","v":"LV"},{"$f":"'A. Population Info'!E212","v":3.2160000000000002},{"$f":"INDEX('C. PoC Summary Stats & Para'!$E$25:$G$25,,MATCH($C212,'C. PoC Summary Stats & Para'!$E$18:$G$18,0))","v":0.4},1.2864000000000002,{"$f":"INDEX('C. PoC Summary Stats & Para'!$E$14:$G$14,,MATCH($C212,'C. PoC Summary Stats & Para'!$E$18:$G$18,0))","v":40.728999999999999},52.393785600000008]
[{"$f":"'A. Population Info'!A213","v":208},{"$f":"'A. Population Info'!D213","v":208},{"$f":"'A. Population Info'!F213","v":"LV"},{"$f":"'A. Population Info'!E213","v":3.2160000000000002},{"$f":"INDEX('C. PoC Summary Stats & Para'!$E$25:$G$25,,MATCH($C213,'C. PoC Summary Stats & Para'!$E$18:$G$18,0))","v":0.4},1.2864000000000002,{"$f":"INDEX('C. PoC Summary Stats & Para'!$E$14:$G$14,,MATCH($C213,'C. PoC Summary Stats & Para'!$E$18:$G$18,0))","v":40.728999999999999},52.393785600000008]
[{"$f":"'A. Population Info'!A214","v":209},{"$f":"'A. Population Info'!D214","v":209},{"$f":"'A. Population Info'!F214","v":"LV"},{"$f":"'A. Population Info'!E214","v":3.2160000000000002},{"$f":"INDEX('C. PoC Summary Stats & Para'!$E$25:$G$25,,MATCH($C214,'C. PoC Summary Stats & Para'!$E$18:$G$18,0))","v":0.4},1.2864000000000002,{"$f":"INDEX('C. PoC Summary Stats & Para'!$E$14:$G$14,,MATCH($C214,'C. PoC Summary Stats & Para'!$E$18:$G$18,0))","v":40.728999999999999},52.393785600000008]
[{"$f":"'A. Population Info'!A215","v":210},{"$f":"'A. Population Info'!D215","v":210},{"$f":"'A. Population Info'!F215","v":"LV"},{"$f":"'A. Population Info'!E215","v":3.2160000000000002},{"$f":"INDEX('C. PoC Summary Stats & Para'!$E$25:$G$25,,MATCH($C215,'C. PoC Summary Stats & Para'!$E$18:$G$18,0))","v":0.4},1.2864000000000002,{"$f":"INDEX('C. PoC Summary Stats & Para'!$E$14:$G$14,,MATCH($C215,'C. PoC Summary Stats & Para'!$E$18:$G$18,0))","v":40.728999999999999},52.393785600000008]
[{"$f":"'A. Population Info'!A216","v":211},{"$f":"'A. Population Info'!D216","v":211},{"$f":"'A. Population Info'!F216","v":"LV"},{"$f":"'A. Population Info'!E216","v":3.2160000000000002},{"$f":"INDEX('C. PoC Summary Stats & Para'!$E$25:$G$25,,MATCH($C216,'C. PoC Summary Stats & Para'!$E$18:$G$18,0))","v":0.4},1.2864000000000002,{"$f":"INDEX('C. PoC Summary Stats & Para'!$E$14:$G$14,,MATCH($C216,'C. PoC Summary Stats & Para'!$E$18:$G$18,0))","v":40.728999999999999},52.393785600000008]
[{"$f":"'A. Population Info'!A217","v":212},{"$f":"'A. Population Info'!D217","v":212},{"$f":"'A. Population Info'!F217","v":"LV"},{"$f":"'A. Population Info'!E217","v":3.2160000000000002},{"$f":"INDEX('C. PoC Summary Stats & Para'!$E$25:$G$25,,MATCH($C217,'C. PoC Summary Stats & Para'!$E$18:$G$18,0))","v":0.4},1.2864000000000002,{"$f":"INDEX('C. PoC Summary Stats & Para'!$E$14:$G$14,,MATCH($C217,'C. PoC Summary Stats & Para'!$E$18:$G$18,0))","v":40.728999999999999},52.393785600000008]
[{"$f":"'A. Population Info'!A218","v":213},{"$f":"'A. Population Info'!D218","v":213},{"$f":"'A. Population Info'!F218","v":"LV"},{"$f":"'A. Population Info'!E218","v":3.2160000000000002},{"$f":"INDEX('C. PoC Summary Stats & Para'!$E$25:$G$25,,MATCH($C218,'C. PoC Summary Stats & Para'!$E$18:$G$18,0))","v":0.4},1.2864000000000002,{"$f":"INDEX('C. PoC Summary Stats & Para'!$E$14:$G$14,,MATCH($C218,'C. PoC Summary Stats & Para'!$E$18:$G$18,0))","v":40.728999999999999},52.393785600000008]
[{"$f":"'A. Population Info'!A219","v":214},{"$f":"'A. Population Info'!D219","v":214},{"$f":"'A. Population Info'!F219","v":"LV"},{"$f":"'A. Population Info'!E219","v":3.2160000000000002},{"$f":"INDEX('C. PoC Summary Stats & Para'!$E$25:$G$25,,MATCH($C219,'C. PoC Summary Stats & Para'!$E$18:$G$18,0))","v":0.4},1.2864000000000002,{"$f":"INDEX('C. PoC Summary Stats & Para'!$E$14:$G$14,,MATCH($C219,'C. PoC Summary Stats & Para'!$E$18:$G$18,0))","v":40.728999999999999},52.393785600000008]
[{"$f":"'A. Population Info'!A220","v":215},{"$f":"'A. Population Info'!D220","v":215},{"$f":"'A. Population Info'!F220","v":"LV"},{"$f":"'A. Population Info'!E220","v":3.2160000000000002},{"$f":"INDEX('C. PoC Summary Stats & Para'!$E$25:$G$25,,MATCH($C220,'C. PoC Summary Stats & Para'!$E$18:$G$18,0))","v":0.4},1.2864000000000002,{"$f":"INDEX('C. PoC Summary Stats & Para'!$E$14:$G$14,,MATCH($C220,'C. PoC Summary Stats & Para'!$E$18:$G$18,0))","v":40.728999999999999},52.393785600000008]
[{"$f":"'A. Population Info'!A221","v":216},{"$f":"'A. Population Info'!D221","v":216},{"$f":"'A. Population Info'!F221","v":"LV"},{"$f":"'A. Population Info'!E221","v":3.2160000000000002},{"$f":"INDEX('C. PoC Summary Stats & Para'!$E$25:$G$25,,MATCH($C221,'C. PoC Summary Stats & Para'!$E$18:$G$18,0))","v":0.4},1.2864000000000002,{"$f":"INDEX('C. PoC Summary Stats & Para'!$E$14:$G$14,,MATCH($C221,'C. PoC Summary Stats & Para'!$E$18:$G$18,0))","v":40.728999999999999},52.393785600000008]
[{"$f":"'A. Population Info'!A222","v":217},{"$f":"'A. Population Info'!D222","v":217},{"$f":"'A. Population Info'!F222","v":"LV"},{"$f":"'A. Population Info'!E222","v":3.2160000000000002},{"$f":"INDEX('C. PoC Summary Stats & Para'!$E$25:$G$25,,MATCH($C222,'C. PoC Summary Stats & Para'!$E$18:$G$18,0))","v":0.4},1.2864000000000002,{"$f":"INDEX('C. PoC Summary Stats & Para'!$E$14:$G$14,,MATCH($C222,'C. PoC Summary Stats & Para'!$E$18:$G$18,0))","v":40.728999999999999},52.393785600000008]
[{"$f":"'A. Population Info'!A223","v":218},{"$f":"'A. Population Info'!D223","v":218},{"$f":"'A. Population Info'!F223","v":"LV"},{"$f":"'A. Population Info'!E223","v":3.2160000000000002},{"$f":"INDEX('C. PoC Summary Stats & Para'!$E$25:$G$25,,MATCH($C223,'C. PoC Summary Stats & Para'!$E$18:$G$18,0))","v":0.4},1.2864000000000002,{"$f":"INDEX('C. PoC Summary Stats & Para'!$E$14:$G$14,,MATCH($C223,'C. PoC Summary Stats & Para'!$E$18:$G$18,0))","v":40.728999999999999},52.393785600000008]
[{"$f":"'A. Population Info'!A224","v":219},{"$f":"'A. Population Info'!D224","v":219},{"$f":"'A. Population Info'!F224","v":"LV"},{"$f":"'A. Population Info'!E224","v":3.2160000000000002},{"$f":"INDEX('C. PoC Summary Stats & Para'!$E$25:$G$25,,MATCH($C224,'C. PoC Summary Stats & Para'!$E$18:$G$18,0))","v":0.4},1.2864000000000002,{"$f":"INDEX('C. PoC Summary Stats & Para'!$E$14:$G$14,,MATCH($C224,'C. PoC Summary Stats & Para'!$E$18:$G$18,0))","v":40.728999999999999},52.393785600000008]
[{"$f":"'A. Population Info'!A225","v":220},{"$f":"'A. Population Info'!D225","v":220},{"$f":"'A. Population Info'!F225","v":"LV"},{"$f":"'A. Population Info'!E225","v":3.2160000000000002},{"$f":"INDEX('C. PoC Summary Stats & Para'!$E$25:$G$25,,MATCH($C225,'C. PoC Summary Stats & Para'!$E$18:$G$18,0))","v":0.4},1.2864000000000002,{"$f":"INDEX('C. PoC Summary Stats & Para'!$E$14:$G$14,,MATCH($C225,'C. PoC Summary Stats & Para'!$E$18:$G$18,0))","v":40.728999999999999},52.393785600000008]
[{"$f":"'A. Population Info'!A226","v":221},{"$f":"'A. Population Info'!D226","v":221},{"$f":"'A. Population Info'!F226","v":"LV"},{"$f":"'A. Population Info'!E226","v":3.2160000000000002},{"$f":"INDEX('C. PoC Summary Stats & Para'!$E$25:$G$25,,MATCH($C226,'C. PoC Summary Stats & Para'!$E$18:$G$18,0))","v":0.4},1.2864000000000002,{"$f":"INDEX('C. PoC Summary Stats & Para'!$E$14:$G$14,,MATCH($C226,'C. PoC Summary Stats & Para'!$E$18:$G$18,0))","v":40.728999999999999},52.393785600000008]
[{"$f":"'A. Population Info'!A227","v":222},{"$f":"'A. Population Info'!D227","v":222},{"$f":"'A. Population Info'!F227","v":"LV"},{"$f":"'A. Population Info'!E227","v":3.2160000000000002},{"$f":"INDEX('C. PoC Summary Stats & Para'!$E$25:$G$25,,MATCH($C227,'C. PoC Summary Stats & Para'!$E$18:$G$18,0))","v":0.4},1.2864000000000002,{"$f":"INDEX('C. PoC Summary Stats & Para'!$E$14:$G$14,,MATCH($C227,'C. PoC Summary Stats & Para'!$E$18:$G$18,0))","v":40.728999999999999},52.393785600000008]
[{"$f":"'A. Population Info'!A228","v":223},{"$f":"'A. Population Info'!D228","v":223},{"$f":"'A. Population Info'!F228","v":"LV"},{"$f":"'A. Population Info'!E228","v":3.2160000000000002},{"$f":"INDEX('C. PoC Summary Stats & Para'!$E$25:$G$25,,MATCH($C228,'C. PoC Summary Stats & Para'!$E$18:$G$18,0))","v":0.4},1.2864000000000002,{"$f":"INDEX('C. PoC Summary Stats & Para'!$E$14:$G$14,,MATCH($C228,'C. PoC Summary Stats & Para'!$E$18:$G$18,0))","v":40.728999999999999},52.393785600000008]
[{"$f":"'A. Population Info'!A229","v":224},{"$f":"'A. Population Info'!D229","v":224},{"$f":"'A. Population Info'!F229","v":"LV"},{"$f":"'A. Population Info'!E229","v":3.2160000000000002},{"$f":"INDEX('C. PoC Summary Stats & Para'!$E$25:$G$25,,MATCH($C229,'C. PoC Summary Stats & Para'!$E$18:$G$18,0))","v":0.4},1.2864000000000002,{"$f":"INDEX('C. PoC Summary Stats & Para'!$E$14:$G$14,,MATCH($C229,'C. PoC Summary Stats & Para'!$E$18:$G$18,0))","v":40.728999999999999},52.393785600000008]
[{"$f":"'A. Population Info'!A230","v":225},{"$f":"'A. Population Info'!D230","v":225},{"$f":"'A. Population Info'!F230","v":"LV"},{"$f":"'A. Population Info'!E230","v":3.2160000000000002},{"$f":"INDEX('C. PoC Summary Stats & Para'!$E$25:$G$25,,MATCH($C230,'C. PoC Summary Stats & Para'!$E$18:$G$18,0))","v":0.4},1.2864000000000002,{"$f":"INDEX('C. PoC Summary Stats & Para'!$E$14:$G$14,,MATCH($C230,'C. PoC Summary Stats & Para'!$E$18:$G$18,0))","v":40.728999999999999},52.393785600000008]
[{"$f":"'A. Population Info'!A231","v":226},{"$f":"'A. Population Info'!D231","v":226},{"$f":"'A. Population Info'!F231","v":"LV"},{"$f":"'A. Population Info'!E231","v":3.2160000000000002},{"$f":"INDEX('C. PoC Summary Stats & Para'!$E$25:$G$25,,MATCH($C231,'C. PoC Summary Stats & Para'!$E$18:$G$18,0))","v":0.4},1.2864000000000002,{"$f":"INDEX('C. PoC Summary Stats & Para'!$E$14:$G$14,,MATCH($C231,'C. PoC Summary Stats & Para'!$E$18:$G$18,0))","v":40.728999999999999},52.393785600000008]
[{"$f":"'A. Population Info'!A232","v":227},{"$f":"'A. Population Info'!D232","v":227},{"$f":"'A. Population Info'!F232","v":"LV"},{"$f":"'A. Population Info'!E232","v":3.2160000000000002},{"$f":"INDEX('C. PoC Summary Stats & Para'!$E$25:$G$25,,MATCH($C232,'C. PoC Summary Stats & Para'!$E$18:$G$18,0))","v":0.4},1.2864000000000002,{"$f":"INDEX('C. PoC Summary Stats & Para'!$E$14:$G$14,,MATCH($C232,'C. PoC Summary Stats & Para'!$E$18:$G$18,0))","v":40.728999999999999},52.393785600000008]
[{"$f":"'A. Population Info'!A233","v":228},{"$f":"'A. Population Info'!D233","v":228},{"$f":"'A. Population Info'!F233","v":"LV"},{"$f":"'A. Population Info'!E233","v":3.2160000000000002},{"$f":"INDEX('C. PoC Summary Stats & Para'!$E$25:$G$25,,MATCH($C233,'C. PoC Summary Stats & Para'!$E$18:$G$18,0))","v":0.4},1.2864000000000002,{"$f":"INDEX('C. PoC Summary Stats & Para'!$E$14:$G$14,,MATCH($C233,'C. PoC Summary Stats & Para'!$E$18:$G$18,0))","v":40.728999999999999},52.393785600000008]
[{"$f":"'A. Population Info'!A234","v":229},{"$f":"'A. Population Info'!D234","v":229},{"$f":"'A. Population Info'!F234","v":"LV"},{"$f":"'A. Population Info'!E234","v":3.2160000000000002},{"$f":"INDEX('C. PoC Summary Stats & Para'!$E$25:$G$25,,MATCH($C234,'C. PoC Summary Stats & Para'!$E$18:$G$18,0))","v":0.4},1.2864000000000002,{"$f":"INDEX('C. PoC Summary Stats & Para'!$E$14:$G$14,,MATCH($C234,'C. PoC Summary Stats & Para'!$E$18:$G$18,0))","v":40.728999999999999},52.393785600000008]
[{"$f":"'A. Population Info'!A235","v":230},{"$f":"'A. Population Info'!D235","v":230},{"$f":"'A. Population Info'!F235","v":"LV"},{"$f":"'A. Population Info'!E235","v":3.2160000000000002},{"$f":"INDEX('C. PoC Summary Stats & Para'!$E$25:$G$25,,MATCH($C235,'C. PoC Summary Stats & Para'!$E$18:$G$18,0))","v":0.4},1.2864000000000002,{"$f":"INDEX('C. PoC Summary Stats & Para'!$E$14:$G$14,,MATCH($C235,'C. PoC Summary Stats & Para'!$E$18:$G$18,0))","v":40.728999999999999},52.393785600000008]
[{"$f":"'A. Population Info'!A236","v":231},{"$f":"'A. Population Info'!D236","v":231},{"$f":"'A. Population Info'!F236","v":"LV"},{"$f":"'A. Population Info'!E236","v":3.2160000000000002},{"$f":"INDEX('C. PoC Summary Stats & Para'!$E$25:$G$25,,MATCH($C236,'C. PoC Summary Stats & Para'!$E$18:$G$18,0))","v":0.4},1.2864000000000002,{"$f":"INDEX('C. PoC Summary Stats & Para'!$E$14:$G$14,,MATCH($C236,'C. PoC Summary Stats & Para'!$E$18:$G$18,0))","v":40.728999999999999},52.393785600000008]
[{"$f":"'A. Population Info'!A237","v":232},{"$f":"'A. Population Info'!D237","v":232},{"$f":"'A. Population Info'!F237","v":"LV"},{"$f":"'A. Population Info'!E237","v":3.2160000000000002},{"$f":"INDEX('C. PoC Summary Stats & Para'!$E$25:$G$25,,MATCH($C237,'C. PoC Summary Stats & Para'!$E$18:$G$18,0))","v":0.4},1.2864000000000002,{"$f":"INDEX('C. PoC Summary Stats & Para'!$E$14:$G$14,,MATCH($C237,'C. PoC Summary Stats & Para'!$E$18:$G$18,0))","v":40.728999999999999},52.393785600000008]
[{"$f":"'A. Population Info'!A238","v":233},{"$f":"'A. Population Info'!D238","v":233},{"$f":"'A. Population Info'!F238","v":"LV"},{"$f":"'A. Population Info'!E238","v":3.2160000000000002},{"$f":"INDEX('C. PoC Summary Stats & Para'!$E$25:$G$25,,MATCH($C238,'C. PoC Summary Stats & Para'!$E$18:$G$18,0))","v":0.4},1.2864000000000002,{"$f":"INDEX('C. PoC Summary Stats & Para'!$E$14:$G$14,,MATCH($C238,'C. PoC Summary Stats & Para'!$E$18:$G$18,0))","v":40.728999999999999},52.393785600000008]
[{"$f":"'A. Population Info'!A239","v":234},{"$f":"'A. Population Info'!D239","v":234},{"$f":"'A. Population Info'!F239","v":"LV"},{"$f":"'A. Population Info'!E239","v":3.2160000000000002},{"$f":"INDEX('C. PoC Summary Stats & Para'!$E$25:$G$25,,MATCH($C239,'C. PoC Summary Stats & Para'!$E$18:$G$18,0))","v":0.4},1.2864000000000002,{"$f":"INDEX('C. PoC Summary Stats & Para'!$E$14:$G$14,,MATCH($C239,'C. PoC Summary Stats & Para'!$E$18:$G$18,0))","v":40.728999999999999},52.393785600000008]
[{"$f":"'A. Population Info'!A240","v":235},{"$f":"'A. Population Info'!D240","v":235},{"$f":"'A. Population Info'!F240","v":"LV"},{"$f":"'A. Population Info'!E240","v":3.2160000000000002},{"$f":"INDEX('C. PoC Summary Stats & Para'!$E$25:$G$25,,MATCH($C240,'C. PoC Summary Stats & Para'!$E$18:$G$18,0))","v":0.4},1.2864000000000002,{"$f":"INDEX('C. PoC Summary Stats & Para'!$E$14:$G$14,,MATCH($C240,'C. PoC Summary Stats & Para'!$E$18:$G$18,0))","v":40.728999999999999},52.393785600000008]
[{"$f":"'A. Population Info'!A241","v":236},{"$f":"'A. Population Info'!D241","v":236},{"$f":"'A. Population Info'!F241","v":"LV"},{"$f":"'A. Population Info'!E241","v":3.2160000000000002},{"$f":"INDEX('C. PoC Summary Stats & Para'!$E$25:$G$25,,MATCH($C241,'C. PoC Summary Stats & Para'!$E$18:$G$18,0))","v":0.4},1.2864000000000002,{"$f":"INDEX('C. PoC Summary Stats & Para'!$E$14:$G$14,,MATCH($C241,'C. PoC Summary Stats & Para'!$E$18:$G$18,0))","v":40.728999999999999},52.393785600000008]
[{"$f":"'A. Population Info'!A242","v":237},{"$f":"'A. Population Info'!D242","v":237},{"$f":"'A. Population Info'!F242","v":"LV"},{"$f":"'A. Population Info'!E242","v":3.2160000000000002},{"$f":"INDEX('C. PoC Summary Stats & Para'!$E$25:$G$25,,MATCH($C242,'C. PoC Summary Stats & Para'!$E$18:$G$18,0))","v":0.4},1.2864000000000002,{"$f":"INDEX('C. PoC Summary Stats & Para'!$E$14:$G$14,,MATCH($C242,'C. PoC Summary Stats & Para'!$E$18:$G$18,0))","v":40.728999999999999},52.393785600000008]
[{"$f":"'A. Population Info'!A243","v":238},{"$f":"'A. Population Info'!D243","v":238},{"$f":"'A. Population Info'!F243","v":"LV"},{"$f":"'A. Population Info'!E243","v":3.2160000000000002},{"$f":"INDEX('C. PoC Summary Stats & Para'!$E$25:$G$25,,MATCH($C243,'C. PoC Summary Stats & Para'!$E$18:$G$18,0))","v":0.4},1.2864000000000002,{"$f":"INDEX('C. PoC Summary Stats & Para'!$E$14:$G$14,,MATCH($C243,'C. PoC Summary Stats & Para'!$E$18:$G$18,0))","v":40.728999999999999},52.393785600000008]
[{"$f":"'A. Population Info'!A244","v":239},{"$f":"'A. Population Info'!D244","v":239},{"$f":"'A. Population Info'!F244","v":"LV"},{"$f":"'A. Population Info'!E244","v":3.2160000000000002},{"$f":"INDEX('C. PoC Summary Stats & Para'!$E$25:$G$25,,MATCH($C244,'C. PoC Summary Stats & Para'!$E$18:$G$18,0))","v":0.4},1.2864000000000002,{"$f":"INDEX('C. PoC Summary Stats & Para'!$E$14:$G$14,,MATCH($C244,'C. PoC Summary Stats & Para'!$E$18:$G$18,0))","v":40.728999999999999},52.393785600000008]
[{"$f":"'A. Population Info'!A245","v":240},{"$f":"'A. Population Info'!D245","v":240},{"$f":"'A. Population Info'!F245","v":"LV"},{"$f":"'A. Population Info'!E245","v":3.2160000000000002},{"$f":"INDEX('C. PoC Summary Stats & Para'!$E$25:$G$25,,MATCH($C245,'C. PoC Summary Stats & Para'!$E$18:$G$18,0))","v":0.4},1.2864000000000002,{"$f":"INDEX('C. PoC Summary Stats & Para'!$E$14:$G$14,,MATCH($C245,'C. PoC Summary Stats & Para'!$E$18:$G$18,0))","v":40.728999999999999},52.393785600000008]
[{"$f":"'A. Population Info'!A246","v":241},{"$f":"'A. Population Info'!D246","v":241},{"$f":"'A. Population Info'!F246","v":"LV"},{"$f":"'A. Population Info'!E246","v":3.2160000000000002},{"$f":"INDEX('C. PoC Summary Stats & Para'!$E$25:$G$25,,MATCH($C246,'C. PoC Summary Stats & Para'!$E$18:$G$18,0))","v":0.4},1.2864000000000002,{"$f":"INDEX('C. PoC Summary Stats & Para'!$E$14:$G$14,,MATCH($C246,'C. PoC Summary Stats & Para'!$E$18:$G$18,0))","v":40.728999999999999},52.393785600000008]
[{"$f":"'A. Population Info'!A247","v":242},{"$f":"'A. Population Info'!D247","v":242},{"$f":"'A. Population Info'!F247","v":"LV"},{"$f":"'A. Population Info'!E247","v":3.2160000000000002},{"$f":"INDEX('C. PoC Summary Stats & Para'!$E$25:$G$25,,MATCH($C247,'C. PoC Summary Stats & Para'!$E$18:$G$18,0))","v":0.4},1.2864000000000002,{"$f":"INDEX('C. PoC Summary Stats & Para'!$E$14:$G$14,,MATCH($C247,'C. PoC Summary Stats & Para'!$E$18:$G$18,0))","v":40.728999999999999},52.393785600000008]
[{"$f":"'A. Population Info'!A248","v":243},{"$f":"'A. Population Info'!D248","v":243},{"$f":"'A. Population Info'!F248","v":"LV"},{"$f":"'A. Population Info'!E248","v":3.2160000000000002},{"$f":"INDEX('C. PoC Summary Stats & Para'!$E$25:$G$25,,MATCH($C248,'C. PoC Summary Stats & Para'!$E$18:$G$18,0))","v":0.4},1.2864000000000002,{"$f":"INDEX('C. PoC Summary Stats & Para'!$E$14:$G$14,,MATCH($C248,'C. PoC Summary Stats & Para'!$E$18:$G$18,0))","v":40.728999999999999},52.393785600000008]
[{"$f":"'A. Population Info'!A249","v":244},{"$f":"'A. Population Info'!D249","v":244},{"$f":"'A. Population Info'!F249","v":"LV"},{"$f":"'A. Population Info'!E249","v":3.2160000000000002},{"$f":"INDEX('C. PoC Summary Stats & Para'!$E$25:$G$25,,MATCH($C249,'C. PoC Summary Stats & Para'!$E$18:$G$18,0))","v":0.4},1.2864000000000002,{"$f":"INDEX('C. PoC Summary Stats & Para'!$E$14:$G$14,,MATCH($C249,'C. PoC Summary Stats & Para'!$E$18:$G$18,0))","v":40.728999999999999},52.393785600000008]
[{"$f":"'A. Population Info'!A250","v":245},{"$f":"'A. Population Info'!D250","v":245},{"$f":"'A. Population Info'!F250","v":"LV"},{"$f":"'A. Population Info'!E250","v":3.2160000000000002},{"$f":"INDEX('C. PoC Summary Stats & Para'!$E$25:$G$25,,MATCH($C250,'C. PoC Summary Stats & Para'!$E$18:$G$18,0))","v":0.4},1.2864000000000002,{"$f":"INDEX('C. PoC Summary Stats & Para'!$E$14:$G$14,,MATCH($C250,'C. PoC Summary Stats & Para'!$E$18:$G$18,0))","v":40.728999999999999},52.393785600000008]
[{"$f":"'A. Population Info'!A251","v":246},{"$f":"'A. Population Info'!D251","v":246},{"$f":"'A. Population Info'!F251","v":"LV"},{"$f":"'A. Population Info'!E251","v":3.2160000000000002},{"$f":"INDEX('C. PoC Summary Stats & Para'!$E$25:$G$25,,MATCH($C251,'C. PoC Summary Stats & Para'!$E$18:$G$18,0))","v":0.4},1.2864000000000002,{"$f":"INDEX('C. PoC Summary Stats & Para'!$E$14:$G$14,,MATCH($C251,'C. PoC Summary Stats & Para'!$E$18:$G$18,0))","v":40.728999999999999},52.393785600000008]
[{"$f":"'A. Population Info'!A252","v":247},{"$f":"'A. Population Info'!D252","v":247},{"$f":"'A. Population Info'!F252","v":"LV"},{"$f":"'A. Population Info'!E252","v":3.2160000000000002},{"$f":"INDEX('C. PoC Summary Stats & Para'!$E$25:$G$25,,MATCH($C252,'C. PoC Summary Stats & Para'!$E$18:$G$18,0))","v":0.4},1.2864000000000002,{"$f":"INDEX('C. PoC Summary Stats & Para'!$E$14:$G$14,,MATCH($C252,'C. PoC Summary Stats & Para'!$E$18:$G$18,0))","v":40.728999999999999},52.393785600000008]
[{"$f":"'A. Population Info'!A253","v":248},{"$f":"'A. Population Info'!D253","v":248},{"$f":"'A. Population Info'!F253","v":"LV"},{"$f":"'A. Population Info'!E253","v":3.2160000000000002},{"$f":"INDEX('C. PoC Summary Stats & Para'!$E$25:$G$25,,MATCH($C253,'C. PoC Summary Stats & Para'!$E$18:$G$18,0))","v":0.4},1.2864000000000002,{"$f":"INDEX('C. PoC Summary Stats & Para'!$E$14:$G$14,,MATCH($C253,'C. PoC Summary Stats & Para'!$E$18:$G$18,0))","v":40.728999999999999},52.393785600000008]
[{"$f":"'A. Population Info'!A254","v":249},{"$f":"'A. Population Info'!D254","v":249},{"$f":"'A. Population Info'!F254","v":"LV"},{"$f":"'A. Population Info'!E254","v":3.2160000000000002},{"$f":"INDEX('C. PoC Summary Stats & Para'!$E$25:$G$25,,MATCH($C254,'C. PoC Summary Stats & Para'!$E$18:$G$18,0))","v":0.4},1.2864000000000002,{"$f":"INDEX('C. PoC Summary Stats & Para'!$E$14:$G$14,,MATCH($C254,'C. PoC Summary Stats & Para'!$E$18:$G$18,0))","v":40.728999999999999},52.393785600000008]
[{"$f":"'A. Population Info'!A255","v":250},{"$f":"'A. Population Info'!D255","v":250},{"$f":"'A. Population Info'!F255","v":"LV"},{"$f":"'A. Population Info'!E255","v":3.2160000000000002},{"$f":"INDEX('C. PoC Summary Stats & Para'!$E$25:$G$25,,MATCH($C255,'C. PoC Summary Stats & Para'!$E$18:$G$18,0))","v":0.4},1.2864000000000002,{"$f":"INDEX('C. PoC Summary Stats & Para'!$E$14:$G$14,,MATCH($C255,'C. PoC Summary Stats & Para'!$E$18:$G$18,0))","v":40.728999999999999},52.393785600000008]
[{"$f":"'A. Population Info'!A256","v":251},{"$f":"'A. Population Info'!D256","v":251},{"$f":"'A. Population Info'!F256","v":"LV"},{"$f":"'A. Population Info'!E256","v":3.2160000000000002},{"$f":"INDEX('C. PoC Summary Stats & Para'!$E$25:$G$25,,MATCH($C256,'C. PoC Summary Stats & Para'!$E$18:$G$18,0))","v":0.4},1.2864000000000002,{"$f":"INDEX('C. PoC Summary Stats & Para'!$E$14:$G$14,,MATCH($C256,'C. PoC Summary Stats & Para'!$E$18:$G$18,0))","v":40.728999999999999},52.393785600000008]
[{"$f":"'A. Population Info'!A257","v":252},{"$f":"'A. Population Info'!D257","v":252},{"$f":"'A. Population Info'!F257","v":"LV"},{"$f":"'A. Population Info'!E257","v":3.2160000000000002},{"$f":"INDEX('C. PoC Summary Stats & Para'!$E$25:$G$25,,MATCH($C257,'C. PoC Summary Stats & Para'!$E$18:$G$18,0))","v":0.4},1.2864000000000002,{"$f":"INDEX('C. PoC Summary Stats & Para'!$E$14:$G$14,,MATCH($C257,'C. PoC Summary Stats & Para'!$E$18:$G$18,0))","v":40.728999999999999},52.393785600000008]
[{"$f":"'A. Population Info'!A258","v":253},{"$f":"'A. Population Info'!D258","v":253},{"$f":"'A. Population Info'!F258","v":"LV"},{"$f":"'A. Population Info'!E258","v":3.2160000000000002},{"$f":"INDEX('C. PoC Summary Stats & Para'!$E$25:$G$25,,MATCH($C258,'C. PoC Summary Stats & Para'!$E$18:$G$18,0))","v":0.4},1.2864000000000002,{"$f":"INDEX('C. PoC Summary Stats & Para'!$E$14:$G$14,,MATCH($C258,'C. PoC Summary Stats & Para'!$E$18:$G$18,0))","v":40.728999999999999},52.393785600000008]
[{"$f":"'A. Population Info'!A259","v":254},{"$f":"'A. Population Info'!D259","v":254},{"$f":"'A. Population Info'!F259","v":"LV"},{"$f":"'A. Population Info'!E259","v":3.2160000000000002},{"$f":"INDEX('C. PoC Summary Stats & Para'!$E$25:$G$25,,MATCH($C259,'C. PoC Summary Stats & Para'!$E$18:$G$18,0))","v":0.4},1.2864000000000002,{"$f":"INDEX('C. PoC Summary Stats & Para'!$E$14:$G$14,,MATCH($C259,'C. PoC Summary Stats & Para'!$E$18:$G$18,0))","v":40.728999999999999},52.393785600000008]
[{"$f":"'A. Population Info'!A260","v":255},{"$f":"'A. Population Info'!D260","v":255},{"$f":"'A. Population Info'!F260","v":"LV"},{"$f":"'A. Population Info'!E260","v":3.2160000000000002},{"$f":"INDEX('C. PoC Summary Stats & Para'!$E$25:$G$25,,MATCH($C260,'C. PoC Summary Stats & Para'!$E$18:$G$18,0))","v":0.4},1.2864000000000002,{"$f":"INDEX('C. PoC Summary Stats & Para'!$E$14:$G$14,,MATCH($C260,'C. PoC Summary Stats & Para'!$E$18:$G$18,0))","v":40.728999999999999},52.393785600000008]
[{"$f":"'A. Population Info'!A261","v":256},{"$f":"'A. Population Info'!D261","v":256},{"$f":"'A. Population Info'!F261","v":"LV"},{"$f":"'A. Population Info'!E261","v":3.2160000000000002},{"$f":"INDEX('C. PoC Summary Stats & Para'!$E$25:$G$25,,MATCH($C261,'C. PoC Summary Stats & Para'!$E$18:$G$18,0))","v":0.4},1.2864000000000002,{"$f":"INDEX('C. PoC Summary Stats & Para'!$E$14:$G$14,,MATCH($C261,'C. PoC Summary Stats & Para'!$E$18:$G$18,0))","v":40.728999999999999},52.393785600000008]
[{"$f":"'A. Population Info'!A262","v":257},{"$f":"'A. Population Info'!D262","v":257},{"$f":"'A. Population Info'!F262","v":"LV"},{"$f":"'A. Population Info'!E262","v":3.2160000000000002},{"$f":"INDEX('C. PoC Summary Stats & Para'!$E$25:$G$25,,MATCH($C262,'C. PoC Summary Stats & Para'!$E$18:$G$18,0))","v":0.4},1.2864000000000002,{"$f":"INDEX('C. PoC Summary Stats & Para'!$E$14:$G$14,,MATCH($C262,'C. PoC Summary Stats & Para'!$E$18:$G$18,0))","v":40.728999999999999},{"$f":"IFERROR(F262*G262,AVERAGEIF(F:F, \">0\")*G262)","v":52.393785600000008}]
[{"$f":"'A. Population Info'!A263","v":258},{"$f":"'A. Population Info'!D263","v":258},{"$f":"'A. Population Info'!F263","v":"LV"},{"$f":"'A. Population Info'!E263","v":3.2160000000000002},{"$f":"INDEX('C. PoC Summary Stats & Para'!$E$25:$G$25,,MATCH($C263,'C. PoC Summary Stats & Para'!$E$18:$G$18,0))","v":0.4},1.2864000000000002,{"$f":"INDEX('C. PoC Summary Stats & Para'!$E$14:$G$14,,MATCH($C263,'C. PoC Summary Stats & Para'!$E$18:$G$18,0))","v":40.728999999999999},52.393785600000008]
[{"$f":"'A. Population Info'!A264","v":259},{"$f":"'A. Population Info'!D264","v":259},{"$f":"'A. Population Info'!F264","v":"LV"},{"$f":"'A. Population Info'!E264","v":3.2160000000000002},{"$f":"INDEX('C. PoC Summary Stats & Para'!$E$25:$G$25,,MATCH($C264,'C. PoC Summary Stats & Para'!$E$18:$G$18,0))","v":0.4},1.2864000000000002,{"$f":"INDEX('C. PoC Summary Stats & Para'!$E$14:$G$14,,MATCH($C264,'C. PoC Summary Stats & Para'!$E$18:$G$18,0))","v":40.728999999999999},52.393785600000008]
[{"$f":"'A. Population Info'!A265","v":260},{"$f":"'A. Population Info'!D265","v":260},{"$f":"'A. Population Info'!F265","v":"LV"},{"$f":"'A. Population Info'!E265","v":3.2160000000000002},{"$f":"INDEX('C. PoC Summary Stats & Para'!$E$25:$G$25,,MATCH($C265,'C. PoC Summary Stats & Para'!$E$18:$G$18,0))","v":0.4},1.2864000000000002,{"$f":"INDEX('C. PoC Summary Stats & Para'!$E$14:$G$14,,MATCH($C265,'C. PoC Summary Stats & Para'!$E$18:$G$18,0))","v":40.728999999999999},52.393785600000008]
[{"$f":"'A. Population Info'!A266","v":261},{"$f":"'A. Population Info'!D266","v":261},{"$f":"'A. Population Info'!F266","v":"LV"},{"$f":"'A. Population Info'!E266","v":3.2160000000000002},{"$f":"INDEX('C. PoC Summary Stats & Para'!$E$25:$G$25,,MATCH($C266,'C. PoC Summary Stats & Para'!$E$18:$G$18,0))","v":0.4},{"$f":"D266*E266","v":1.2864000000000002},{"$f":"INDEX('C. PoC Summary Stats & Para'!$E$14:$G$14,,MATCH($C266,'C. PoC Summary Stats & Para'!$E$18:$G$18,0))","v":40.728999999999999},52.393785600000008]
[{"$f":"'A. Population Info'!A267","v":262},{"$f":"'A. Population Info'!D267","v":262},{"$f":"'A. Population Info'!F267","v":"LV"},{"$f":"'A. Population Info'!E267","v":3.2160000000000002},{"$f":"INDEX('C. PoC Summary Stats & Para'!$E$25:$G$25,,MATCH($C267,'C. PoC Summary Stats & Para'!$E$18:$G$18,0))","v":0.4},1.2864000000000002,{"$f":"INDEX('C. PoC Summary Stats & Para'!$E$14:$G$14,,MATCH($C267,'C. PoC Summary Stats & Para'!$E$18:$G$18,0))","v":40.728999999999999},52.393785600000008]
[{"$f":"'A. Population Info'!A268","v":263},{"$f":"'A. Population Info'!D268","v":263},{"$f":"'A. Population Info'!F268","v":"LV"},{"$f":"'A. Population Info'!E268","v":3.2160000000000002},{"$f":"INDEX('C. PoC Summary Stats & Para'!$E$25:$G$25,,MATCH($C268,'C. PoC Summary Stats & Para'!$E$18:$G$18,0))","v":0.4},1.2864000000000002,{"$f":"INDEX('C. PoC Summary Stats & Para'!$E$14:$G$14,,MATCH($C268,'C. PoC Summary Stats & Para'!$E$18:$G$18,0))","v":40.728999999999999},52.393785600000008]
[{"$f":"'A. Population Info'!A269","v":264},{"$f":"'A. Population Info'!D269","v":264},{"$f":"'A. Population Info'!F269","v":"LV"},{"$f":"'A. Population Info'!E269","v":3.2160000000000002},{"$f":"INDEX('C. PoC Summary Stats & Para'!$E$25:$G$25,,MATCH($C269,'C. PoC Summary Stats & Para'!$E$18:$G$18,0))","v":0.4},1.2864000000000002,{"$f":"INDEX('C. PoC Summary Stats & Para'!$E$14:$G$14,,MATCH($C269,'C. PoC Summary Stats & Para'!$E$18:$G$18,0))","v":40.728999999999999},52.393785600000008]
[{"$f":"'A. Population Info'!A270","v":265},{"$f":"'A. Population Info'!D270","v":265},{"$f":"'A. Population Info'!F270","v":"LV"},{"$f":"'A. Population Info'!E270","v":3.2160000000000002},{"$f":"INDEX('C. PoC Summary Stats & Para'!$E$25:$G$25,,MATCH($C270,'C. PoC Summary Stats & Para'!$E$18:$G$18,0))","v":0.4},1.2864000000000002,{"$f":"INDEX('C. PoC Summary Stats & Para'!$E$14:$G$14,,MATCH($C270,'C. PoC Summary Stats & Para'!$E$18:$G$18,0))","v":40.728999999999999},52.393785600000008]
[{"$f":"'A. Population Info'!A271","v":266},{"$f":"'A. Population Info'!D271","v":266},{"$f":"'A. Population Info'!F271","v":"LV"},{"$f":"'A. Population Info'!E271","v":3.2160000000000002},{"$f":"INDEX('C. PoC Summary Stats & Para'!$E$25:$G$25,,MATCH($C271,'C. PoC Summary Stats & Para'!$E$18:$G$18,0))","v":0.4},1.2864000000000002,{"$f":"INDEX('C. PoC Summary Stats & Para'!$E$14:$G$14,,MATCH($C271,'C. PoC Summary Stats & Para'!$E$18:$G$18,0))","v":40.728999999999999},52.393785600000008]
[{"$f":"'A. Population Info'!A272","v":267},{"$f":"'A. Population Info'!D272","v":267},{"$f":"'A. Population Info'!F272","v":"LV"},{"$f":"'A. Population Info'!E272","v":3.2160000000000002},{"$f":"INDEX('C. PoC Summary Stats & Para'!$E$25:$G$25,,MATCH($C272,'C. PoC Summary Stats & Para'!$E$18:$G$18,0))","v":0.4},1.2864000000000002,{"$f":"INDEX('C. PoC Summary Stats & Para'!$E$14:$G$14,,MATCH($C272,'C. PoC Summary Stats & Para'!$E$18:$G$18,0))","v":40.728999999999999},52.393785600000008]
[{"$f":"'A. Population Info'!A273","v":268},{"$f":"'A. Population Info'!D273","v":268},{"$f":"'A. Population Info'!F273","v":"LV"},{"$f":"'A. Population Info'!E273","v":3.2160000000000002},{"$f":"INDEX('C. PoC Summary Stats & Para'!$E$25:$G$25,,MATCH($C273,'C. PoC Summary Stats & Para'!$E$18:$G$18,0))","v":0.4},1.2864000000000002,{"$f":"INDEX('C. PoC Summary Stats & Para'!$E$14:$G$14,,MATCH($C273,'C. PoC Summary Stats & Para'!$E$18:$G$18,0))","v":40.728999999999999},52.393785600000008]
[{"$f":"'A. Population Info'!A274","v":269},{"$f":"'A. Population Info'!D274","v":269},{"$f":"'A. Population Info'!F274","v":"LV"},{"$f":"'A. Population Info'!E274","v":3.2160000000000002},{"$f":"INDEX('C. PoC Summary Stats & Para'!$E$25:$G$25,,MATCH($C274,'C. PoC Summary Stats & Para'!$E$18:$G$18,0))","v":0.4},1.2864000000000002,{"$f":"INDEX('C. PoC Summary Stats & Para'!$E$14:$G$14,,MATCH($C274,'C. PoC Summary Stats & Para'!$E$18:$G$18,0))","v":40.728999999999999},52.393785600000008]
[{"$f":"'A. Population Info'!A275","v":270},{"$f":"'A. Population Info'!D275","v":270},{"$f":"'A. Population Info'!F275","v":"LV"},{"$f":"'A. Population Info'!E275","v":3.2160000000000002},{"$f":"INDEX('C. PoC Summary Stats & Para'!$E$25:$G$25,,MATCH($C275,'C. PoC Summary Stats & Para'!$E$18:$G$18,0))","v":0.4},1.2864000000000002,{"$f":"INDEX('C. PoC Summary Stats & Para'!$E$14:$G$14,,MATCH($C275,'C. PoC Summary Stats & Para'!$E$18:$G$18,0))","v":40.728999999999999},52.393785600000008]
[{"$f":"'A. Population Info'!A276","v":271},{"$f":"'A. Population Info'!D276","v":271},{"$f":"'A. Population Info'!F276","v":"LV"},{"$f":"'A. Population Info'!E276","v":3.2160000000000002},{"$f":"INDEX('C. PoC Summary Stats & Para'!$E$25:$G$25,,MATCH($C276,'C. PoC Summary Stats & Para'!$E$18:$G$18,0))","v":0.4},1.2864000000000002,{"$f":"INDEX('C. PoC Summary Stats & Para'!$E$14:$G$14,,MATCH($C276,'C. PoC Summary Stats & Para'!$E$18:$G$18,0))","v":40.728999999999999},52.393785600000008]
[{"$f":"'A. Population Info'!A277","v":272},{"$f":"'A. Population Info'!D277","v":272},{"$f":"'A. Population Info'!F277","v":"LV"},{"$f":"'A. Population Info'!E277","v":3.2160000000000002},{"$f":"INDEX('C. PoC Summary Stats & Para'!$E$25:$G$25,,MATCH($C277,'C. PoC Summary Stats & Para'!$E$18:$G$18,0))","v":0.4},1.2864000000000002,{"$f":"INDEX('C. PoC Summary Stats & Para'!$E$14:$G$14,,MATCH($C277,'C. PoC Summary Stats & Para'!$E$18:$G$18,0))","v":40.728999999999999},52.393785600000008]
[{"$f":"'A. Population Info'!A278","v":273},{"$f":"'A. Population Info'!D278","v":273},{"$f":"'A. Population Info'!F278","v":"LV"},{"$f":"'A. Population Info'!E278","v":3.2160000000000002},{"$f":"INDEX('C. PoC Summary Stats & Para'!$E$25:$G$25,,MATCH($C278,'C. PoC Summary Stats & Para'!$E$18:$G$18,0))","v":0.4},1.2864000000000002,{"$f":"INDEX('C. PoC Summary Stats & Para'!$E$14:$G$14,,MATCH($C278,'C. PoC Summary Stats & Para'!$E$18:$G$18,0))","v":40.728999999999999},52.393785600000008]
[{"$f":"'A. Population Info'!A279","v":274},{"$f":"'A. Population Info'!D279","v":274},{"$f":"'A. Population Info'!F279","v":"LV"},{"$f":"'A. Population Info'!E279","v":3.2160000000000002},{"$f":"INDEX('C. PoC Summary Stats & Para'!$E$25:$G$25,,MATCH($C279,'C. PoC Summary Stats & Para'!$E$18:$G$18,0))","v":0.4},1.2864000000000002,{"$f":"INDEX('C. PoC Summary Stats & Para'!$E$14:$G$14,,MATCH($C279,'C. PoC Summary Stats & Para'!$E$18:$G$18,0))","v":40.728999999999999},52.393785600000008]
[{"$f":"'A. Population Info'!A280","v":275},{"$f":"'A. Population Info'!D280","v":275},{"$f":"'A. Population Info'!F280","v":"LV"},{"$f":"'A. Population Info'!E280","v":3.2160000000000002},{"$f":"INDEX('C. PoC Summary Stats & Para'!$E$25:$G$25,,MATCH($C280,'C. PoC Summary Stats & Para'!$E$18:$G$18,0))","v":0.4},1.2864000000000002,{"$f":"INDEX('C. PoC Summary Stats & Para'!$E$14:$G$14,,MATCH($C280,'C. PoC Summary Stats & Para'!$E$18:$G$18,0))","v":40.728999999999999},52.393785600000008]
[{"$f":"'A. Population Info'!A281","v":276},{"$f":"'A. Population Info'!D281","v":276},{"$f":"'A. Population Info'!F281","v":"LV"},{"$f":"'A. Population Info'!E281","v":3.2160000000000002},{"$f":"INDEX('C. PoC Summary Stats & Para'!$E$25:$G$25,,MATCH($C281,'C. PoC Summary Stats & Para'!$E$18:$G$18,0))","v":0.4},1.2864000000000002,{"$f":"INDEX('C. PoC Summary Stats & Para'!$E$14:$G$14,,MATCH($C281,'C. PoC Summary Stats & Para'!$E$18:$G$18,0))","v":40.728999999999999},52.393785600000008]
[{"$f":"'A. Population Info'!A282","v":277},{"$f":"'A. Population Info'!D282","v":277},{"$f":"'A. Population Info'!F282","v":"LV"},{"$f":"'A. Population Info'!E282","v":3.2160000000000002},{"$f":"INDEX('C. PoC Summary Stats & Para'!$E$25:$G$25,,MATCH($C282,'C. PoC Summary Stats & Para'!$E$18:$G$18,0))","v":0.4},1.2864000000000002,{"$f":"INDEX('C. PoC Summary Stats & Para'!$E$14:$G$14,,MATCH($C282,'C. PoC Summary Stats & Para'!$E$18:$G$18,0))","v":40.728999999999999},52.393785600000008]
[{"$f":"'A. Population Info'!A283","v":278},{"$f":"'A. Population Info'!D283","v":278},{"$f":"'A. Population Info'!F283","v":"LV"},{"$f":"'A. Population Info'!E283","v":3.2160000000000002},{"$f":"INDEX('C. PoC Summary Stats & Para'!$E$25:$G$25,,MATCH($C283,'C. PoC Summary Stats & Para'!$E$18:$G$18,0))","v":0.4},1.2864000000000002,{"$f":"INDEX('C. PoC Summary Stats & Para'!$E$14:$G$14,,MATCH($C283,'C. PoC Summary Stats & Para'!$E$18:$G$18,0))","v":40.728999999999999},52.393785600000008]
[{"$f":"'A. Population Info'!A284","v":279},{"$f":"'A. Population Info'!D284","v":279},{"$f":"'A. Population Info'!F284","v":"LV"},{"$f":"'A. Population Info'!E284","v":3.2160000000000002},{"$f":"INDEX('C. PoC Summary Stats & Para'!$E$25:$G$25,,MATCH($C284,'C. PoC Summary Stats & Para'!$E$18:$G$18,0))","v":0.4},1.2864000000000002,{"$f":"INDEX('C. PoC Summary Stats & Para'!$E$14:$G$14,,MATCH($C284,'C. PoC Summary Stats & Para'!$E$18:$G$18,0))","v":40.728999999999999},52.393785600000008]
[{"$f":"'A. Population Info'!A285","v":280},{"$f":"'A. Population Info'!D285","v":280},{"$f":"'A. Population Info'!F285","v":"LV"},{"$f":"'A. Population Info'!E285","v":3.2160000000000002},{"$f":"INDEX('C. PoC Summary Stats & Para'!$E$25:$G$25,,MATCH($C285,'C. PoC Summary Stats & Para'!$E$18:$G$18,0))","v":0.4},1.2864000000000002,{"$f":"INDEX('C. PoC Summary Stats & Para'!$E$14:$G$14,,MATCH($C285,'C. PoC Summary Stats & Para'!$E$18:$G$18,0))","v":40.728999999999999},52.393785600000008]
[{"$f":"'A. Population Info'!A286","v":281},{"$f":"'A. Population Info'!D286","v":281},{"$f":"'A. Population Info'!F286","v":"LV"},{"$f":"'A. Population Info'!E286","v":3.2160000000000002},{"$f":"INDEX('C. PoC Summary Stats & Para'!$E$25:$G$25,,MATCH($C286,'C. PoC Summary Stats & Para'!$E$18:$G$18,0))","v":0.4},1.2864000000000002,{"$f":"INDEX('C. PoC Summary Stats & Para'!$E$14:$G$14,,MATCH($C286,'C. PoC Summary Stats & Para'!$E$18:$G$18,0))","v":40.728999999999999},52.393785600000008]
[{"$f":"'A. Population Info'!A287","v":282},{"$f":"'A. Population Info'!D287","v":282},{"$f":"'A. Population Info'!F287","v":"LV"},{"$f":"'A. Population Info'!E287","v":3.2160000000000002},{"$f":"INDEX('C. PoC Summary Stats & Para'!$E$25:$G$25,,MATCH($C287,'C. PoC Summary Stats & Para'!$E$18:$G$18,0))","v":0.4},1.2864000000000002,{"$f":"INDEX('C. PoC Summary Stats & Para'!$E$14:$G$14,,MATCH($C287,'C. PoC Summary Stats & Para'!$E$18:$G$18,0))","v":40.728999999999999},52.393785600000008]
[{"$f":"'A. Population Info'!A288","v":283},{"$f":"'A. Population Info'!D288","v":283},{"$f":"'A. Population Info'!F288","v":"LV"},{"$f":"'A. Population Info'!E288","v":3.2160000000000002},{"$f":"INDEX('C. PoC Summary Stats & Para'!$E$25:$G$25,,MATCH($C288,'C. PoC Summary Stats & Para'!$E$18:$G$18,0))","v":0.4},1.2864000000000002,{"$f":"INDEX('C. PoC Summary Stats & Para'!$E$14:$G$14,,MATCH($C288,'C. PoC Summary Stats & Para'!$E$18:$G$18,0))","v":40.728999999999999},52.393785600000008]
[{"$f":"'A. Population Info'!A289","v":284},{"$f":"'A. Population Info'!D289","v":284},{"$f":"'A. Population Info'!F289","v":"LV"},{"$f":"'A. Population Info'!E289","v":3.2160000000000002},{"$f":"INDEX('C. PoC Summary Stats & Para'!$E$25:$G$25,,MATCH($C289,'C. PoC Summary Stats & Para'!$E$18:$G$18,0))","v":0.4},1.2864000000000002,{"$f":"INDEX('C. PoC Summary Stats & Para'!$E$14:$G$14,,MATCH($C289,'C. PoC Summary Stats & Para'!$E$18:$G$18,0))","v":40.728999999999999},52.393785600000008]
[{"$f":"'A. Population Info'!A290","v":285},{"$f":"'A. Population Info'!D290","v":285},{"$f":"'A. Population Info'!F290","v":"LV"},{"$f":"'A. Population Info'!E290","v":3.2160000000000002},{"$f":"INDEX('C. PoC Summary Stats & Para'!$E$25:$G$25,,MATCH($C290,'C. PoC Summary Stats & Para'!$E$18:$G$18,0))","v":0.4},1.2864000000000002,{"$f":"INDEX('C. PoC Summary Stats & Para'!$E$14:$G$14,,MATCH($C290,'C. PoC Summary Stats & Para'!$E$18:$G$18,0))","v":40.728999999999999},52.393785600000008]
[{"$f":"'A. Population Info'!A291","v":286},{"$f":"'A. Population Info'!D291","v":286},{"$f":"'A. Population Info'!F291","v":"LV"},{"$f":"'A. Population Info'!E291","v":3.2160000000000002},{"$f":"INDEX('C. PoC Summary Stats & Para'!$E$25:$G$25,,MATCH($C291,'C. PoC Summary Stats & Para'!$E$18:$G$18,0))","v":0.4},1.2864000000000002,{"$f":"INDEX('C. PoC Summary Stats & Para'!$E$14:$G$14,,MATCH($C291,'C. PoC Summary Stats & Para'!$E$18:$G$18,0))","v":40.728999999999999},52.393785600000008]
[{"$f":"'A. Population Info'!A292","v":287},{"$f":"'A. Population Info'!D292","v":287},{"$f":"'A. Population Info'!F292","v":"LV"},{"$f":"'A. Population Info'!E292","v":3.2160000000000002},{"$f":"INDEX('C. PoC Summary Stats & Para'!$E$25:$G$25,,MATCH($C292,'C. PoC Summary Stats & Para'!$E$18:$G$18,0))","v":0.4},1.2864000000000002,{"$f":"INDEX('C. PoC Summary Stats & Para'!$E$14:$G$14,,MATCH($C292,'C. PoC Summary Stats & Para'!$E$18:$G$18,0))","v":40.728999999999999},52.393785600000008]
[{"$f":"'A. Population Info'!A293","v":288},{"$f":"'A. Population Info'!D293","v":288},{"$f":"'A. Population Info'!F293","v":"LV"},{"$f":"'A. Population Info'!E293","v":3.2160000000000002},{"$f":"INDEX('C. PoC Summary Stats & Para'!$E$25:$G$25,,MATCH($C293,'C. PoC Summary Stats & Para'!$E$18:$G$18,0))","v":0.4},1.2864000000000002,{"$f":"INDEX('C. PoC Summary Stats & Para'!$E$14:$G$14,,MATCH($C293,'C. PoC Summary Stats & Para'!$E$18:$G$18,0))","v":40.728999999999999},52.393785600000008]
[{"$f":"'A. Population Info'!A294","v":289},{"$f":"'A. Population Info'!D294","v":289},{"$f":"'A. Population Info'!F294","v":"LV"},{"$f":"'A. Population Info'!E294","v":3.2160000000000002},{"$f":"INDEX('C. PoC Summary Stats & Para'!$E$25:$G$25,,MATCH($C294,'C. PoC Summary Stats & Para'!$E$18:$G$18,0))","v":0.4},1.2864000000000002,{"$f":"INDEX('C. PoC Summary Stats & Para'!$E$14:$G$14,,MATCH($C294,'C. PoC Summary Stats & Para'!$E$18:$G$18,0))","v":40.728999999999999},52.393785600000008]
[{"$f":"'A. Population Info'!A295","v":290},{"$f":"'A. Population Info'!D295","v":290},{"$f":"'A. Population Info'!F295","v":"LV"},{"$f":"'A. Population Info'!E295","v":3.2160000000000002},{"$f":"INDEX('C. PoC Summary Stats & Para'!$E$25:$G$25,,MATCH($C295,'C. PoC Summary Stats & Para'!$E$18:$G$18,0))","v":0.4},1.2864000000000002,{"$f":"INDEX('C. PoC Summary Stats & Para'!$E$14:$G$14,,MATCH($C295,'C. PoC Summary Stats & Para'!$E$18:$G$18,0))","v":40.728999999999999},52.393785600000008]
[{"$f":"'A. Population Info'!A296","v":291},{"$f":"'A. Population Info'!D296","v":291},{"$f":"'A. Population Info'!F296","v":"LV"},{"$f":"'A. Population Info'!E296","v":3.2160000000000002},{"$f":"INDEX('C. PoC Summary Stats & Para'!$E$25:$G$25,,MATCH($C296,'C. PoC Summary Stats & Para'!$E$18:$G$18,0))","v":0.4},1.2864000000000002,{"$f":"INDEX('C. PoC Summary Stats & Para'!$E$14:$G$14,,MATCH($C296,'C. PoC Summary Stats & Para'!$E$18:$G$18,0))","v":40.728999999999999},52.393785600000008]
[{"$f":"'A. Population Info'!A297","v":292},{"$f":"'A. Population Info'!D297","v":292},{"$f":"'A. Population Info'!F297","v":"LV"},{"$f":"'A. Population Info'!E297","v":3.2160000000000002},{"$f":"INDEX('C. PoC Summary Stats & Para'!$E$25:$G$25,,MATCH($C297,'C. PoC Summary Stats & Para'!$E$18:$G$18,0))","v":0.4},1.2864000000000002,{"$f":"INDEX('C. PoC Summary Stats & Para'!$E$14:$G$14,,MATCH($C297,'C. PoC Summary Stats & Para'!$E$18:$G$18,0))","v":40.728999999999999},52.393785600000008]
[{"$f":"'A. Population Info'!A298","v":293},{"$f":"'A. Population Info'!D298","v":293},{"$f":"'A. Population Info'!F298","v":"LV"},{"$f":"'A. Population Info'!E298","v":3.2160000000000002},{"$f":"INDEX('C. PoC Summary Stats & Para'!$E$25:$G$25,,MATCH($C298,'C. PoC Summary Stats & Para'!$E$18:$G$18,0))","v":0.4},1.2864000000000002,{"$f":"INDEX('C. PoC Summary Stats & Para'!$E$14:$G$14,,MATCH($C298,'C. PoC Summary Stats & Para'!$E$18:$G$18,0))","v":40.728999999999999},52.393785600000008]
[{"$f":"'A. Population Info'!A299","v":294},{"$f":"'A. Population Info'!D299","v":294},{"$f":"'A. Population Info'!F299","v":"LV"},{"$f":"'A. Population Info'!E299","v":3.2160000000000002},{"$f":"INDEX('C. PoC Summary Stats & Para'!$E$25:$G$25,,MATCH($C299,'C. PoC Summary Stats & Para'!$E$18:$G$18,0))","v":0.4},1.2864000000000002,{"$f":"INDEX('C. PoC Summary Stats & Para'!$E$14:$G$14,,MATCH($C299,'C. PoC Summary Stats & Para'!$E$18:$G$18,0))","v":40.728999999999999},52.393785600000008]
[{"$f":"'A. Population Info'!A300","v":295},{"$f":"'A. Population Info'!D300","v":295},{"$f":"'A. Population Info'!F300","v":"LV"},{"$f":"'A. Population Info'!E300","v":3.2160000000000002},{"$f":"INDEX('C. PoC Summary Stats & Para'!$E$25:$G$25,,MATCH($C300,'C. PoC Summary Stats & Para'!$E$18:$G$18,0))","v":0.4},1.2864000000000002,{"$f":"INDEX('C. PoC Summary Stats & Para'!$E$14:$G$14,,MATCH($C300,'C. PoC Summary Stats & Para'!$E$18:$G$18,0))","v":40.728999999999999},52.393785600000008]
[{"$f":"'A. Population Info'!A301","v":296},{"$f":"'A. Population Info'!D301","v":296},{"$f":"'A. Population Info'!F301","v":"LV"},{"$f":"'A. Population Info'!E301","v":3.2160000000000002},{"$f":"INDEX('C. PoC Summary Stats & Para'!$E$25:$G$25,,MATCH($C301,'C. PoC Summary Stats & Para'!$E$18:$G$18,0))","v":0.4},1.2864000000000002,{"$f":"INDEX('C. PoC Summary Stats & Para'!$E$14:$G$14,,MATCH($C301,'C. PoC Summary Stats & Para'!$E$18:$G$18,0))","v":40.728999999999999},52.393785600000008]
[{"$f":"'A. Population Info'!A302","v":297},{"$f":"'A. Population Info'!D302","v":297},{"$f":"'A. Population Info'!F302","v":"LV"},{"$f":"'A. Population Info'!E302","v":3.2160000000000002},{"$f":"INDEX('C. PoC Summary Stats & Para'!$E$25:$G$25,,MATCH($C302,'C. PoC Summary Stats & Para'!$E$18:$G$18,0))","v":0.4},1.2864000000000002,{"$f":"INDEX('C. PoC Summary Stats & Para'!$E$14:$G$14,,MATCH($C302,'C. PoC Summary Stats & Para'!$E$18:$G$18,0))","v":40.728999999999999},52.393785600000008]
[{"$f":"'A. Population Info'!A303","v":298},{"$f":"'A. Population Info'!D303","v":298},{"$f":"'A. Population Info'!F303","v":"LV"},{"$f":"'A. Population Info'!E303","v":3.2160000000000002},{"$f":"INDEX('C. PoC Summary Stats & Para'!$E$25:$G$25,,MATCH($C303,'C. PoC Summary Stats & Para'!$E$18:$G$18,0))","v":0.4},1.2864000000000002,{"$f":"INDEX('C. PoC Summary Stats & Para'!$E$14:$G$14,,MATCH($C303,'C. PoC Summary Stats & Para'!$E$18:$G$18,0))","v":40.728999999999999},52.393785600000008]
[{"$f":"'A. Population Info'!A304","v":299},{"$f":"'A. Population Info'!D304","v":299},{"$f":"'A. Population Info'!F304","v":"LV"},{"$f":"'A. Population Info'!E304","v":3.2160000000000002},{"$f":"INDEX('C. PoC Summary Stats & Para'!$E$25:$G$25,,MATCH($C304,'C. PoC Summary Stats & Para'!$E$18:$G$18,0))","v":0.4},1.2864000000000002,{"$f":"INDEX('C. PoC Summary Stats & Para'!$E$14:$G$14,,MATCH($C304,'C. PoC Summary Stats & Para'!$E$18:$G$18,0))","v":40.728999999999999},52.393785600000008]
[{"$f":"'A. Population Info'!A305","v":300},{"$f":"'A. Population Info'!D305","v":300},{"$f":"'A. Population Info'!F305","v":"LV"},{"$f":"'A. Population Info'!E305","v":3.2160000000000002},{"$f":"INDEX('C. PoC Summary Stats & Para'!$E$25:$G$25,,MATCH($C305,'C. PoC Summary Stats & Para'!$E$18:$G$18,0))","v":0.4},1.2864000000000002,{"$f":"INDEX('C. PoC Summary Stats & Para'!$E$14:$G$14,,MATCH($C305,'C. PoC Summary Stats & Para'!$E$18:$G$18,0))","v":40.728999999999999},52.393785600000008]
[{"$f":"'A. Population Info'!A306","v":301},{"$f":"'A. Population Info'!D306","v":301},{"$f":"'A. Population Info'!F306","v":"LV"},{"$f":"'A. Population Info'!E306","v":3.2160000000000002},{"$f":"INDEX('C. PoC Summary Stats & Para'!$E$25:$G$25,,MATCH($C306,'C. PoC Summary Stats & Para'!$E$18:$G$18,0))","v":0.4},1.2864000000000002,{"$f":"INDEX('C. PoC Summary Stats & Para'!$E$14:$G$14,,MATCH($C306,'C. PoC Summary Stats & Para'!$E$18:$G$18,0))","v":40.728999999999999},52.393785600000008]
[{"$f":"'A. Population Info'!A307","v":302},{"$f":"'A. Population Info'!D307","v":302},{"$f":"'A. Population Info'!F307","v":"LV"},{"$f":"'A. Population Info'!E307","v":3.2160000000000002},{"$f":"INDEX('C. PoC Summary Stats & Para'!$E$25:$G$25,,MATCH($C307,'C. PoC Summary Stats & Para'!$E$18:$G$18,0))","v":0.4},1.2864000000000002,{"$f":"INDEX('C. PoC Summary Stats & Para'!$E$14:$G$14,,MATCH($C307,'C. PoC Summary Stats & Para'!$E$18:$G$18,0))","v":40.728999999999999},52.393785600000008]
[{"$f":"'A. Population Info'!A308","v":303},{"$f":"'A. Population Info'!D308","v":303},{"$f":"'A. Population Info'!F308","v":"LV"},{"$f":"'A. Population Info'!E308","v":3.2160000000000002},{"$f":"INDEX('C. PoC Summary Stats & Para'!$E$25:$G$25,,MATCH($C308,'C. PoC Summary Stats & Para'!$E$18:$G$18,0))","v":0.4},1.2864000000000002,{"$f":"INDEX('C. PoC Summary Stats & Para'!$E$14:$G$14,,MATCH($C308,'C. PoC Summary Stats & Para'!$E$18:$G$18,0))","v":40.728999999999999},52.393785600000008]
[{"$f":"'A. Population Info'!A309","v":304},{"$f":"'A. Population Info'!D309","v":304},{"$f":"'A. Population Info'!F309","v":"LV"},{"$f":"'A. Population Info'!E309","v":3.2160000000000002},{"$f":"INDEX('C. PoC Summary Stats & Para'!$E$25:$G$25,,MATCH($C309,'C. PoC Summary Stats & Para'!$E$18:$G$18,0))","v":0.4},1.2864000000000002,{"$f":"INDEX('C. PoC Summary Stats & Para'!$E$14:$G$14,,MATCH($C309,'C. PoC Summary Stats & Para'!$E$18:$G$18,0))","v":40.728999999999999},52.393785600000008]
[{"$f":"'A. Population Info'!A310","v":305},{"$f":"'A. Population Info'!D310","v":305},{"$f":"'A. Population Info'!F310","v":"LV"},{"$f":"'A. Population Info'!E310","v":3.2160000000000002},{"$f":"INDEX('C. PoC Summary Stats & Para'!$E$25:$G$25,,MATCH($C310,'C. PoC Summary Stats & Para'!$E$18:$G$18,0))","v":0.4},1.2864000000000002,{"$f":"INDEX('C. PoC Summary Stats & Para'!$E$14:$G$14,,MATCH($C310,'C. PoC Summary Stats & Para'!$E$18:$G$18,0))","v":40.728999999999999},52.393785600000008]
[{"$f":"'A. Population Info'!A311","v":306},{"$f":"'A. Population Info'!D311","v":306},{"$f":"'A. Population Info'!F311","v":"LV"},{"$f":"'A. Population Info'!E311","v":3.2160000000000002},{"$f":"INDEX('C. PoC Summary Stats & Para'!$E$25:$G$25,,MATCH($C311,'C. PoC Summary Stats & Para'!$E$18:$G$18,0))","v":0.4},1.2864000000000002,{"$f":"INDEX('C. PoC Summary Stats & Para'!$E$14:$G$14,,MATCH($C311,'C. PoC Summary Stats & Para'!$E$18:$G$18,0))","v":40.728999999999999},52.393785600000008]
[{"$f":"'A. Population Info'!A312","v":307},{"$f":"'A. Population Info'!D312","v":307},{"$f":"'A. Population Info'!F312","v":"LV"},{"$f":"'A. Population Info'!E312","v":3.2160000000000002},{"$f":"INDEX('C. PoC Summary Stats & Para'!$E$25:$G$25,,MATCH($C312,'C. PoC Summary Stats & Para'!$E$18:$G$18,0))","v":0.4},1.2864000000000002,{"$f":"INDEX('C. PoC Summary Stats & Para'!$E$14:$G$14,,MATCH($C312,'C. PoC Summary Stats & Para'!$E$18:$G$18,0))","v":40.728999999999999},52.393785600000008]
[{"$f":"'A. Population Info'!A313","v":308},{"$f":"'A. Population Info'!D313","v":308},{"$f":"'A. Population Info'!F313","v":"LV"},{"$f":"'A. Population Info'!E313","v":3.2160000000000002},{"$f":"INDEX('C. PoC Summary Stats & Para'!$E$25:$G$25,,MATCH($C313,'C. PoC Summary Stats & Para'!$E$18:$G$18,0))","v":0.4},1.2864000000000002,{"$f":"INDEX('C. PoC Summary Stats & Para'!$E$14:$G$14,,MATCH($C313,'C. PoC Summary Stats & Para'!$E$18:$G$18,0))","v":40.728999999999999},52.393785600000008]
[{"$f":"'A. Population Info'!A314","v":309},{"$f":"'A. Population Info'!D314","v":309},{"$f":"'A. Population Info'!F314","v":"LV"},{"$f":"'A. Population Info'!E314","v":3.2160000000000002},{"$f":"INDEX('C. PoC Summary Stats & Para'!$E$25:$G$25,,MATCH($C314,'C. PoC Summary Stats & Para'!$E$18:$G$18,0))","v":0.4},1.2864000000000002,{"$f":"INDEX('C. PoC Summary Stats & Para'!$E$14:$G$14,,MATCH($C314,'C. PoC Summary Stats & Para'!$E$18:$G$18,0))","v":40.728999999999999},52.393785600000008]
[{"$f":"'A. Population Info'!A315","v":310},{"$f":"'A. Population Info'!D315","v":310},{"$f":"'A. Population Info'!F315","v":"LV"},{"$f":"'A. Population Info'!E315","v":3.2160000000000002},{"$f":"INDEX('C. PoC Summary Stats & Para'!$E$25:$G$25,,MATCH($C315,'C. PoC Summary Stats & Para'!$E$18:$G$18,0))","v":0.4},1.2864000000000002,{"$f":"INDEX('C. PoC Summary Stats & Para'!$E$14:$G$14,,MATCH($C315,'C. PoC Summary Stats & Para'!$E$18:$G$18,0))","v":40.728999999999999},52.393785600000008]
[{"$f":"'A. Population Info'!A316","v":311},{"$f":"'A. Population Info'!D316","v":311},{"$f":"'A. Population Info'!F316","v":"LV"},{"$f":"'A. Population Info'!E316","v":3.2160000000000002},{"$f":"INDEX('C. PoC Summary Stats & Para'!$E$25:$G$25,,MATCH($C316,'C. PoC Summary Stats & Para'!$E$18:$G$18,0))","v":0.4},1.2864000000000002,{"$f":"INDEX('C. PoC Summary Stats & Para'!$E$14:$G$14,,MATCH($C316,'C. PoC Summary Stats & Para'!$E$18:$G$18,0))","v":40.728999999999999},52.393785600000008]
[{"$f":"'A. Population Info'!A317","v":312},{"$f":"'A. Population Info'!D317","v":312},{"$f":"'A. Population Info'!F317","v":"LV"},{"$f":"'A. Population Info'!E317","v":3.2160000000000002},{"$f":"INDEX('C. PoC Summary Stats & Para'!$E$25:$G$25,,MATCH($C317,'C. PoC Summary Stats & Para'!$E$18:$G$18,0))","v":0.4},1.2864000000000002,{"$f":"INDEX('C. PoC Summary Stats & Para'!$E$14:$G$14,,MATCH($C317,'C. PoC Summary Stats & Para'!$E$18:$G$18,0))","v":40.728999999999999},52.393785600000008]
[{"$f":"'A. Population Info'!A318","v":313},{"$f":"'A. Population Info'!D318","v":313},{"$f":"'A. Population Info'!F318","v":"LV"},{"$f":"'A. Population Info'!E318","v":3.2160000000000002},{"$f":"INDEX('C. PoC Summary Stats & Para'!$E$25:$G$25,,MATCH($C318,'C. PoC Summary Stats & Para'!$E$18:$G$18,0))","v":0.4},1.2864000000000002,{"$f":"INDEX('C. PoC Summary Stats & Para'!$E$14:$G$14,,MATCH($C318,'C. PoC Summary Stats & Para'!$E$18:$G$18,0))","v":40.728999999999999},52.393785600000008]
[{"$f":"'A. Population Info'!A319","v":314},{"$f":"'A. Population Info'!D319","v":314},{"$f":"'A. Population Info'!F319","v":"LV"},{"$f":"'A. Population Info'!E319","v":3.2160000000000002},{"$f":"INDEX('C. PoC Summary Stats & Para'!$E$25:$G$25,,MATCH($C319,'C. PoC Summary Stats & Para'!$E$18:$G$18,0))","v":0.4},1.2864000000000002,{"$f":"INDEX('C. PoC Summary Stats & Para'!$E$14:$G$14,,MATCH($C319,'C. PoC Summary Stats & Para'!$E$18:$G$18,0))","v":40.728999999999999},52.393785600000008]
[{"$f":"'A. Population Info'!A320","v":315},{"$f":"'A. Population Info'!D320","v":315},{"$f":"'A. Population Info'!F320","v":"LV"},{"$f":"'A. Population Info'!E320","v":3.2160000000000002},{"$f":"INDEX('C. PoC Summary Stats & Para'!$E$25:$G$25,,MATCH($C320,'C. PoC Summary Stats & Para'!$E$18:$G$18,0))","v":0.4},1.2864000000000002,{"$f":"INDEX('C. PoC Summary Stats & Para'!$E$14:$G$14,,MATCH($C320,'C. PoC Summary Stats & Para'!$E$18:$G$18,0))","v":40.728999999999999},52.393785600000008]
[{"$f":"'A. Population Info'!A321","v":316},{"$f":"'A. Population Info'!D321","v":316},{"$f":"'A. Population Info'!F321","v":"LV"},{"$f":"'A. Population Info'!E321","v":3.2160000000000002},{"$f":"INDEX('C. PoC Summary Stats & Para'!$E$25:$G$25,,MATCH($C321,'C. PoC Summary Stats & Para'!$E$18:$G$18,0))","v":0.4},1.2864000000000002,{"$f":"INDEX('C. PoC Summary Stats & Para'!$E$14:$G$14,,MATCH($C321,'C. PoC Summary Stats & Para'!$E$18:$G$18,0))","v":40.728999999999999},52.393785600000008]
[{"$f":"'A. Population Info'!A322","v":317},{"$f":"'A. Population Info'!D322","v":317},{"$f":"'A. Population Info'!F322","v":"LV"},{"$f":"'A. Population Info'!E322","v":3.2160000000000002},{"$f":"INDEX('C. PoC Summary Stats & Para'!$E$25:$G$25,,MATCH($C322,'C. PoC Summary Stats & Para'!$E$18:$G$18,0))","v":0.4},1.2864000000000002,{"$f":"INDEX('C. PoC Summary Stats & Para'!$E$14:$G$14,,MATCH($C322,'C. PoC Summary Stats & Para'!$E$18:$G$18,0))","v":40.728999999999999},52.393785600000008]
[{"$f":"'A. Population Info'!A323","v":318},{"$f":"'A. Population Info'!D323","v":318},{"$f":"'A. Population Info'!F323","v":"LV"},{"$f":"'A. Population Info'!E323","v":3.2160000000000002},{"$f":"INDEX('C. PoC Summary Stats & Para'!$E$25:$G$25,,MATCH($C323,'C. PoC Summary Stats & Para'!$E$18:$G$18,0))","v":0.4},1.2864000000000002,{"$f":"INDEX('C. PoC Summary Stats & Para'!$E$14:$G$14,,MATCH($C323,'C. PoC Summary Stats & Para'!$E$18:$G$18,0))","v":40.728999999999999},52.393785600000008]
[{"$f":"'A. Population Info'!A324","v":319},{"$f":"'A. Population Info'!D324","v":319},{"$f":"'A. Population Info'!F324","v":"LV"},{"$f":"'A. Population Info'!E324","v":3.2160000000000002},{"$f":"INDEX('C. PoC Summary Stats & Para'!$E$25:$G$25,,MATCH($C324,'C. PoC Summary Stats & Para'!$E$18:$G$18,0))","v":0.4},1.2864000000000002,{"$f":"INDEX('C. PoC Summary Stats & Para'!$E$14:$G$14,,MATCH($C324,'C. PoC Summary Stats & Para'!$E$18:$G$18,0))","v":40.728999999999999},52.393785600000008]
[{"$f":"'A. Population Info'!A325","v":320},{"$f":"'A. Population Info'!D325","v":320},{"$f":"'A. Population Info'!F325","v":"LV"},{"$f":"'A. Population Info'!E325","v":3.2160000000000002},{"$f":"INDEX('C. PoC Summary Stats & Para'!$E$25:$G$25,,MATCH($C325,'C. PoC Summary Stats & Para'!$E$18:$G$18,0))","v":0.4},1.2864000000000002,{"$f":"INDEX('C. PoC Summary Stats & Para'!$E$14:$G$14,,MATCH($C325,'C. PoC Summary Stats & Para'!$E$18:$G$18,0))","v":40.728999999999999},52.393785600000008]
[{"$f":"'A. Population Info'!A326","v":321},{"$f":"'A. Population Info'!D326","v":321},{"$f":"'A. Population Info'!F326","v":"LV"},{"$f":"'A. Population Info'!E326","v":3.2160000000000002},{"$f":"INDEX('C. PoC Summary Stats & Para'!$E$25:$G$25,,MATCH($C326,'C. PoC Summary Stats & Para'!$E$18:$G$18,0))","v":0.4},1.2864000000000002,{"$f":"INDEX('C. PoC Summary Stats & Para'!$E$14:$G$14,,MATCH($C326,'C. PoC Summary Stats & Para'!$E$18:$G$18,0))","v":40.728999999999999},{"$f":"IFERROR(F326*G326,AVERAGEIF(F:F, \">0\")*G326)","v":52.393785600000008}]
[{"$f":"'A. Population Info'!A327","v":322},{"$f":"'A. Population Info'!D327","v":322},{"$f":"'A. Population Info'!F327","v":"LV"},{"$f":"'A. Population Info'!E327","v":3.2160000000000002},{"$f":"INDEX('C. PoC Summary Stats & Para'!$E$25:$G$25,,MATCH($C327,'C. PoC Summary Stats & Para'!$E$18:$G$18,0))","v":0.4},1.2864000000000002,{"$f":"INDEX('C. PoC Summary Stats & Para'!$E$14:$G$14,,MATCH($C327,'C. PoC Summary Stats & Para'!$E$18:$G$18,0))","v":40.728999999999999},52.393785600000008]
[{"$f":"'A. Population Info'!A328","v":323},{"$f":"'A. Population Info'!D328","v":323},{"$f":"'A. Population Info'!F328","v":"LV"},{"$f":"'A. Population Info'!E328","v":3.2160000000000002},{"$f":"INDEX('C. PoC Summary Stats & Para'!$E$25:$G$25,,MATCH($C328,'C. PoC Summary Stats & Para'!$E$18:$G$18,0))","v":0.4},1.2864000000000002,{"$f":"INDEX('C. PoC Summary Stats & Para'!$E$14:$G$14,,MATCH($C328,'C. PoC Summary Stats & Para'!$E$18:$G$18,0))","v":40.728999999999999},52.393785600000008]
[{"$f":"'A. Population Info'!A329","v":324},{"$f":"'A. Population Info'!D329","v":324},{"$f":"'A. Population Info'!F329","v":"LV"},{"$f":"'A. Population Info'!E329","v":3.2160000000000002},{"$f":"INDEX('C. PoC Summary Stats & Para'!$E$25:$G$25,,MATCH($C329,'C. PoC Summary Stats & Para'!$E$18:$G$18,0))","v":0.4},1.2864000000000002,{"$f":"INDEX('C. PoC Summary Stats & Para'!$E$14:$G$14,,MATCH($C329,'C. PoC Summary Stats & Para'!$E$18:$G$18,0))","v":40.728999999999999},52.393785600000008]
[{"$f":"'A. Population Info'!A330","v":325},{"$f":"'A. Population Info'!D330","v":325},{"$f":"'A. Population Info'!F330","v":"LV"},{"$f":"'A. Population Info'!E330","v":3.2160000000000002},{"$f":"INDEX('C. PoC Summary Stats & Para'!$E$25:$G$25,,MATCH($C330,'C. PoC Summary Stats & Para'!$E$18:$G$18,0))","v":0.4},{"$f":"D330*E330","v":1.2864000000000002},{"$f":"INDEX('C. PoC Summary Stats & Para'!$E$14:$G$14,,MATCH($C330,'C. PoC Summary Stats & Para'!$E$18:$G$18,0))","v":40.728999999999999},52.393785600000008]
[{"$f":"'A. Population Info'!A331","v":326},{"$f":"'A. Population Info'!D331","v":326},{"$f":"'A. Population Info'!F331","v":"LV"},{"$f":"'A. Population Info'!E331","v":3.2160000000000002},{"$f":"INDEX('C. PoC Summary Stats & Para'!$E$25:$G$25,,MATCH($C331,'C. PoC Summary Stats & Para'!$E$18:$G$18,0))","v":0.4},1.2864000000000002,{"$f":"INDEX('C. PoC Summary Stats & Para'!$E$14:$G$14,,MATCH($C331,'C. PoC Summary Stats & Para'!$E$18:$G$18,0))","v":40.728999999999999},52.393785600000008]
[{"$f":"'A. Population Info'!A332","v":327},{"$f":"'A. Population Info'!D332","v":327},{"$f":"'A. Population Info'!F332","v":"LV"},{"$f":"'A. Population Info'!E332","v":3.2160000000000002},{"$f":"INDEX('C. PoC Summary Stats & Para'!$E$25:$G$25,,MATCH($C332,'C. PoC Summary Stats & Para'!$E$18:$G$18,0))","v":0.4},1.2864000000000002,{"$f":"INDEX('C. PoC Summary Stats & Para'!$E$14:$G$14,,MATCH($C332,'C. PoC Summary Stats & Para'!$E$18:$G$18,0))","v":40.728999999999999},52.393785600000008]
[{"$f":"'A. Population Info'!A333","v":328},{"$f":"'A. Population Info'!D333","v":328},{"$f":"'A. Population Info'!F333","v":"LV"},{"$f":"'A. Population Info'!E333","v":3.2160000000000002},{"$f":"INDEX('C. PoC Summary Stats & Para'!$E$25:$G$25,,MATCH($C333,'C. PoC Summary Stats & Para'!$E$18:$G$18,0))","v":0.4},1.2864000000000002,{"$f":"INDEX('C. PoC Summary Stats & Para'!$E$14:$G$14,,MATCH($C333,'C. PoC Summary Stats & Para'!$E$18:$G$18,0))","v":40.728999999999999},52.393785600000008]
[{"$f":"'A. Population Info'!A334","v":329},{"$f":"'A. Population Info'!D334","v":329},{"$f":"'A. Population Info'!F334","v":"LV"},{"$f":"'A. Population Info'!E334","v":3.2160000000000002},{"$f":"INDEX('C. PoC Summary Stats & Para'!$E$25:$G$25,,MATCH($C334,'C. PoC Summary Stats & Para'!$E$18:$G$18,0))","v":0.4},1.2864000000000002,{"$f":"INDEX('C. PoC Summary Stats & Para'!$E$14:$G$14,,MATCH($C334,'C. PoC Summary Stats & Para'!$E$18:$G$18,0))","v":40.728999999999999},52.393785600000008]
[{"$f":"'A. Population Info'!A335","v":330},{"$f":"'A. Population Info'!D335","v":330},{"$f":"'A. Population Info'!F335","v":"LV"},{"$f":"'A. Population Info'!E335","v":3.2160000000000002},{"$f":"INDEX('C. PoC Summary Stats & Para'!$E$25:$G$25,,MATCH($C335,'C. PoC Summary Stats & Para'!$E$18:$G$18,0))","v":0.4},1.2864000000000002,{"$f":"INDEX('C. PoC Summary Stats & Para'!$E$14:$G$14,,MATCH($C335,'C. PoC Summary Stats & Para'!$E$18:$G$18,0))","v":40.728999999999999},52.393785600000008]
[{"$f":"'A. Population Info'!A336","v":331},{"$f":"'A. Population Info'!D336","v":331},{"$f":"'A. Population Info'!F336","v":"LV"},{"$f":"'A. Population Info'!E336","v":3.2160000000000002},{"$f":"INDEX('C. PoC Summary Stats & Para'!$E$25:$G$25,,MATCH($C336,'C. PoC Summary Stats & Para'!$E$18:$G$18,0))","v":0.4},1.2864000000000002,{"$f":"INDEX('C. PoC Summary Stats & Para'!$E$14:$G$14,,MATCH($C336,'C. PoC Summary Stats & Para'!$E$18:$G$18,0))","v":40.728999999999999},52.393785600000008]
[{"$f":"'A. Population Info'!A337","v":332},{"$f":"'A. Population Info'!D337","v":332},{"$f":"'A. Population Info'!F337","v":"LV"},{"$f":"'A. Population Info'!E337","v":3.2160000000000002},{"$f":"INDEX('C. PoC Summary Stats & Para'!$E$25:$G$25,,MATCH($C337,'C. PoC Summary Stats & Para'!$E$18:$G$18,0))","v":0.4},1.2864000000000002,{"$f":"INDEX('C. PoC Summary Stats & Para'!$E$14:$G$14,,MATCH($C337,'C. PoC Summary Stats & Para'!$E$18:$G$18,0))","v":40.728999999999999},52.393785600000008]
[{"$f":"'A. Population Info'!A338","v":333},{"$f":"'A. Population Info'!D338","v":333},{"$f":"'A. Population Info'!F338","v":"LV"},{"$f":"'A. Population Info'!E338","v":3.2160000000000002},{"$f":"INDEX('C. PoC Summary Stats & Para'!$E$25:$G$25,,MATCH($C338,'C. PoC Summary Stats & Para'!$E$18:$G$18,0))","v":0.4},1.2864000000000002,{"$f":"INDEX('C. PoC Summary Stats & Para'!$E$14:$G$14,,MATCH($C338,'C. PoC Summary Stats & Para'!$E$18:$G$18,0))","v":40.728999999999999},52.393785600000008]
[{"$f":"'A. Population Info'!A339","v":334},{"$f":"'A. Population Info'!D339","v":334},{"$f":"'A. Population Info'!F339","v":"LV"},{"$f":"'A. Population Info'!E339","v":3.2160000000000002},{"$f":"INDEX('C. PoC Summary Stats & Para'!$E$25:$G$25,,MATCH($C339,'C. PoC Summary Stats & Para'!$E$18:$G$18,0))","v":0.4},1.2864000000000002,{"$f":"INDEX('C. PoC Summary Stats & Para'!$E$14:$G$14,,MATCH($C339,'C. PoC Summary Stats & Para'!$E$18:$G$18,0))","v":40.728999999999999},52.393785600000008]
[{"$f":"'A. Population Info'!A340","v":335},{"$f":"'A. Population Info'!D340","v":335},{"$f":"'A. Population Info'!F340","v":"LV"},{"$f":"'A. Population Info'!E340","v":3.2160000000000002},{"$f":"INDEX('C. PoC Summary Stats & Para'!$E$25:$G$25,,MATCH($C340,'C. PoC Summary Stats & Para'!$E$18:$G$18,0))","v":0.4},1.2864000000000002,{"$f":"INDEX('C. PoC Summary Stats & Para'!$E$14:$G$14,,MATCH($C340,'C. PoC Summary Stats & Para'!$E$18:$G$18,0))","v":40.728999999999999},52.393785600000008]
[{"$f":"'A. Population Info'!A341","v":336},{"$f":"'A. Population Info'!D341","v":336},{"$f":"'A. Population Info'!F341","v":"LV"},{"$f":"'A. Population Info'!E341","v":3.2160000000000002},{"$f":"INDEX('C. PoC Summary Stats & Para'!$E$25:$G$25,,MATCH($C341,'C. PoC Summary Stats & Para'!$E$18:$G$18,0))","v":0.4},1.2864000000000002,{"$f":"INDEX('C. PoC Summary Stats & Para'!$E$14:$G$14,,MATCH($C341,'C. PoC Summary Stats & Para'!$E$18:$G$18,0))","v":40.728999999999999},52.393785600000008]
[{"$f":"'A. Population Info'!A342","v":337},{"$f":"'A. Population Info'!D342","v":337},{"$f":"'A. Population Info'!F342","v":"LV"},{"$f":"'A. Population Info'!E342","v":3.2160000000000002},{"$f":"INDEX('C. PoC Summary Stats & Para'!$E$25:$G$25,,MATCH($C342,'C. PoC Summary Stats & Para'!$E$18:$G$18,0))","v":0.4},1.2864000000000002,{"$f":"INDEX('C. PoC Summary Stats & Para'!$E$14:$G$14,,MATCH($C342,'C. PoC Summary Stats & Para'!$E$18:$G$18,0))","v":40.728999999999999},52.393785600000008]
[{"$f":"'A. Population Info'!A343","v":338},{"$f":"'A. Population Info'!D343","v":338},{"$f":"'A. Population Info'!F343","v":"LV"},{"$f":"'A. Population Info'!E343","v":3.2160000000000002},{"$f":"INDEX('C. PoC Summary Stats & Para'!$E$25:$G$25,,MATCH($C343,'C. PoC Summary Stats & Para'!$E$18:$G$18,0))","v":0.4},1.2864000000000002,{"$f":"INDEX('C. PoC Summary Stats & Para'!$E$14:$G$14,,MATCH($C343,'C. PoC Summary Stats & Para'!$E$18:$G$18,0))","v":40.728999999999999},52.393785600000008]
[{"$f":"'A. Population Info'!A344","v":339},{"$f":"'A. Population Info'!D344","v":339},{"$f":"'A. Population Info'!F344","v":"LV"},{"$f":"'A. Population Info'!E344","v":3.2160000000000002},{"$f":"INDEX('C. PoC Summary Stats & Para'!$E$25:$G$25,,MATCH($C344,'C. PoC Summary Stats & Para'!$E$18:$G$18,0))","v":0.4},1.2864000000000002,{"$f":"INDEX('C. PoC Summary Stats & Para'!$E$14:$G$14,,MATCH($C344,'C. PoC Summary Stats & Para'!$E$18:$G$18,0))","v":40.728999999999999},52.393785600000008]
[{"$f":"'A. Population Info'!A345","v":340},{"$f":"'A. Population Info'!D345","v":340},{"$f":"'A. Population Info'!F345","v":"LV"},{"$f":"'A. Population Info'!E345","v":3.2160000000000002},{"$f":"INDEX('C. PoC Summary Stats & Para'!$E$25:$G$25,,MATCH($C345,'C. PoC Summary Stats & Para'!$E$18:$G$18,0))","v":0.4},1.2864000000000002,{"$f":"INDEX('C. PoC Summary Stats & Para'!$E$14:$G$14,,MATCH($C345,'C. PoC Summary Stats & Para'!$E$18:$G$18,0))","v":40.728999999999999},52.393785600000008]
[{"$f":"'A. Population Info'!A346","v":341},{"$f":"'A. Population Info'!D346","v":341},{"$f":"'A. Population Info'!F346","v":"LV"},{"$f":"'A. Population Info'!E346","v":3.2160000000000002},{"$f":"INDEX('C. PoC Summary Stats & Para'!$E$25:$G$25,,MATCH($C346,'C. PoC Summary Stats & Para'!$E$18:$G$18,0))","v":0.4},1.2864000000000002,{"$f":"INDEX('C. PoC Summary Stats & Para'!$E$14:$G$14,,MATCH($C346,'C. PoC Summary Stats & Para'!$E$18:$G$18,0))","v":40.728999999999999},52.393785600000008]
[{"$f":"'A. Population Info'!A347","v":342},{"$f":"'A. Population Info'!D347","v":342},{"$f":"'A. Population Info'!F347","v":"LV"},{"$f":"'A. Population Info'!E347","v":3.2160000000000002},{"$f":"INDEX('C. PoC Summary Stats & Para'!$E$25:$G$25,,MATCH($C347,'C. PoC Summary Stats & Para'!$E$18:$G$18,0))","v":0.4},1.2864000000000002,{"$f":"INDEX('C. PoC Summary Stats & Para'!$E$14:$G$14,,MATCH($C347,'C. PoC Summary Stats & Para'!$E$18:$G$18,0))","v":40.728999999999999},52.393785600000008]
[{"$f":"'A. Population Info'!A348","v":343},{"$f":"'A. Population Info'!D348","v":343},{"$f":"'A. Population Info'!F348","v":"LV"},{"$f":"'A. Population Info'!E348","v":3.2160000000000002},{"$f":"INDEX('C. PoC Summary Stats & Para'!$E$25:$G$25,,MATCH($C348,'C. PoC Summary Stats & Para'!$E$18:$G$18,0))","v":0.4},1.2864000000000002,{"$f":"INDEX('C. PoC Summary Stats & Para'!$E$14:$G$14,,MATCH($C348,'C. PoC Summary Stats & Para'!$E$18:$G$18,0))","v":40.728999999999999},52.393785600000008]
[{"$f":"'A. Population Info'!A349","v":344},{"$f":"'A. Population Info'!D349","v":344},{"$f":"'A. Population Info'!F349","v":"LV"},{"$f":"'A. Population Info'!E349","v":3.2160000000000002},{"$f":"INDEX('C. PoC Summary Stats & Para'!$E$25:$G$25,,MATCH($C349,'C. PoC Summary Stats & Para'!$E$18:$G$18,0))","v":0.4},1.2864000000000002,{"$f":"INDEX('C. PoC Summary Stats & Para'!$E$14:$G$14,,MATCH($C349,'C. PoC Summary Stats & Para'!$E$18:$G$18,0))","v":40.728999999999999},52.393785600000008]
[{"$f":"'A. Population Info'!A350","v":345},{"$f":"'A. Population Info'!D350","v":345},{"$f":"'A. Population Info'!F350","v":"LV"},{"$f":"'A. Population Info'!E350","v":3.2160000000000002},{"$f":"INDEX('C. PoC Summary Stats & Para'!$E$25:$G$25,,MATCH($C350,'C. PoC Summary Stats & Para'!$E$18:$G$18,0))","v":0.4},1.2864000000000002,{"$f":"INDEX('C. PoC Summary Stats & Para'!$E$14:$G$14,,MATCH($C350,'C. PoC Summary Stats & Para'!$E$18:$G$18,0))","v":40.728999999999999},52.393785600000008]
[{"$f":"'A. Population Info'!A351","v":346},{"$f":"'A. Population Info'!D351","v":346},{"$f":"'A. Population Info'!F351","v":"LV"},{"$f":"'A. Population Info'!E351","v":3.2160000000000002},{"$f":"INDEX('C. PoC Summary Stats & Para'!$E$25:$G$25,,MATCH($C351,'C. PoC Summary Stats & Para'!$E$18:$G$18,0))","v":0.4},1.2864000000000002,{"$f":"INDEX('C. PoC Summary Stats & Para'!$E$14:$G$14,,MATCH($C351,'C. PoC Summary Stats & Para'!$E$18:$G$18,0))","v":40.728999999999999},52.393785600000008]
[{"$f":"'A. Population Info'!A352","v":347},{"$f":"'A. Population Info'!D352","v":347},{"$f":"'A. Population Info'!F352","v":"LV"},{"$f":"'A. Population Info'!E352","v":3.2160000000000002},{"$f":"INDEX('C. PoC Summary Stats & Para'!$E$25:$G$25,,MATCH($C352,'C. PoC Summary Stats & Para'!$E$18:$G$18,0))","v":0.4},1.2864000000000002,{"$f":"INDEX('C. PoC Summary Stats & Para'!$E$14:$G$14,,MATCH($C352,'C. PoC Summary Stats & Para'!$E$18:$G$18,0))","v":40.728999999999999},52.393785600000008]
[{"$f":"'A. Population Info'!A353","v":348},{"$f":"'A. Population Info'!D353","v":348},{"$f":"'A. Population Info'!F353","v":"LV"},{"$f":"'A. Population Info'!E353","v":3.2160000000000002},{"$f":"INDEX('C. PoC Summary Stats & Para'!$E$25:$G$25,,MATCH($C353,'C. PoC Summary Stats & Para'!$E$18:$G$18,0))","v":0.4},1.2864000000000002,{"$f":"INDEX('C. PoC Summary Stats & Para'!$E$14:$G$14,,MATCH($C353,'C. PoC Summary Stats & Para'!$E$18:$G$18,0))","v":40.728999999999999},52.393785600000008]
[{"$f":"'A. Population Info'!A354","v":349},{"$f":"'A. Population Info'!D354","v":349},{"$f":"'A. Population Info'!F354","v":"LV"},{"$f":"'A. Population Info'!E354","v":3.2160000000000002},{"$f":"INDEX('C. PoC Summary Stats & Para'!$E$25:$G$25,,MATCH($C354,'C. PoC Summary Stats & Para'!$E$18:$G$18,0))","v":0.4},1.2864000000000002,{"$f":"INDEX('C. PoC Summary Stats & Para'!$E$14:$G$14,,MATCH($C354,'C. PoC Summary Stats & Para'!$E$18:$G$18,0))","v":40.728999999999999},52.393785600000008]
[{"$f":"'A. Population Info'!A355","v":350},{"$f":"'A. Population Info'!D355","v":350},{"$f":"'A. Population Info'!F355","v":"LV"},{"$f":"'A. Population Info'!E355","v":3.2160000000000002},{"$f":"INDEX('C. PoC Summary Stats & Para'!$E$25:$G$25,,MATCH($C355,'C. PoC Summary Stats & Para'!$E$18:$G$18,0))","v":0.4},1.2864000000000002,{"$f":"INDEX('C. PoC Summary Stats & Para'!$E$14:$G$14,,MATCH($C355,'C. PoC Summary Stats & Para'!$E$18:$G$18,0))","v":40.728999999999999},52.393785600000008]
[{"$f":"'A. Population Info'!A356","v":351},{"$f":"'A. Population Info'!D356","v":351},{"$f":"'A. Population Info'!F356","v":"LV"},{"$f":"'A. Population Info'!E356","v":3.2160000000000002},{"$f":"INDEX('C. PoC Summary Stats & Para'!$E$25:$G$25,,MATCH($C356,'C. PoC Summary Stats & Para'!$E$18:$G$18,0))","v":0.4},1.2864000000000002,{"$f":"INDEX('C. PoC Summary Stats & Para'!$E$14:$G$14,,MATCH($C356,'C. PoC Summary Stats & Para'!$E$18:$G$18,0))","v":40.728999999999999},52.393785600000008]
[{"$f":"'A. Population Info'!A357","v":352},{"$f":"'A. Population Info'!D357","v":352},{"$f":"'A. Population Info'!F357","v":"LV"},{"$f":"'A. Population Info'!E357","v":3.2160000000000002},{"$f":"INDEX('C. PoC Summary Stats & Para'!$E$25:$G$25,,MATCH($C357,'C. PoC Summary Stats & Para'!$E$18:$G$18,0))","v":0.4},1.2864000000000002,{"$f":"INDEX('C. PoC Summary Stats & Para'!$E$14:$G$14,,MATCH($C357,'C. PoC Summary Stats & Para'!$E$18:$G$18,0))","v":40.728999999999999},52.393785600000008]
[{"$f":"'A. Population Info'!A358","v":353},{"$f":"'A. Population Info'!D358","v":353},{"$f":"'A. Population Info'!F358","v":"LV"},{"$f":"'A. Population Info'!E358","v":3.2160000000000002},{"$f":"INDEX('C. PoC Summary Stats & Para'!$E$25:$G$25,,MATCH($C358,'C. PoC Summary Stats & Para'!$E$18:$G$18,0))","v":0.4},1.2864000000000002,{"$f":"INDEX('C. PoC Summary Stats & Para'!$E$14:$G$14,,MATCH($C358,'C. PoC Summary Stats & Para'!$E$18:$G$18,0))","v":40.728999999999999},52.393785600000008]
[{"$f":"'A. Population Info'!A359","v":354},{"$f":"'A. Population Info'!D359","v":354},{"$f":"'A. Population Info'!F359","v":"LV"},{"$f":"'A. Population Info'!E359","v":3.2160000000000002},{"$f":"INDEX('C. PoC Summary Stats & Para'!$E$25:$G$25,,MATCH($C359,'C. PoC Summary Stats & Para'!$E$18:$G$18,0))","v":0.4},1.2864000000000002,{"$f":"INDEX('C. PoC Summary Stats & Para'!$E$14:$G$14,,MATCH($C359,'C. PoC Summary Stats & Para'!$E$18:$G$18,0))","v":40.728999999999999},52.393785600000008]
[{"$f":"'A. Population Info'!A360","v":355},{"$f":"'A. Population Info'!D360","v":355},{"$f":"'A. Population Info'!F360","v":"LV"},{"$f":"'A. Population Info'!E360","v":3.2160000000000002},{"$f":"INDEX('C. PoC Summary Stats & Para'!$E$25:$G$25,,MATCH($C360,'C. PoC Summary Stats & Para'!$E$18:$G$18,0))","v":0.4},1.2864000000000002,{"$f":"INDEX('C. PoC Summary Stats & Para'!$E$14:$G$14,,MATCH($C360,'C. PoC Summary Stats & Para'!$E$18:$G$18,0))","v":40.728999999999999},52.393785600000008]
[{"$f":"'A. Population Info'!A361","v":356},{"$f":"'A. Population Info'!D361","v":356},{"$f":"'A. Population Info'!F361","v":"LV"},{"$f":"'A. Population Info'!E361","v":3.2160000000000002},{"$f":"INDEX('C. PoC Summary Stats & Para'!$E$25:$G$25,,MATCH($C361,'C. PoC Summary Stats & Para'!$E$18:$G$18,0))","v":0.4},1.2864000000000002,{"$f":"INDEX('C. PoC Summary Stats & Para'!$E$14:$G$14,,MATCH($C361,'C. PoC Summary Stats & Para'!$E$18:$G$18,0))","v":40.728999999999999},52.393785600000008]
[{"$f":"'A. Population Info'!A362","v":357},{"$f":"'A. Population Info'!D362","v":357},{"$f":"'A. Population Info'!F362","v":"LV"},{"$f":"'A. Population Info'!E362","v":3.2160000000000002},{"$f":"INDEX('C. PoC Summary Stats & Para'!$E$25:$G$25,,MATCH($C362,'C. PoC Summary Stats & Para'!$E$18:$G$18,0))","v":0.4},1.2864000000000002,{"$f":"INDEX('C. PoC Summary Stats & Para'!$E$14:$G$14,,MATCH($C362,'C. PoC Summary Stats & Para'!$E$18:$G$18,0))","v":40.728999999999999},52.393785600000008]
[{"$f":"'A. Population Info'!A363","v":358},{"$f":"'A. Population Info'!D363","v":358},{"$f":"'A. Population Info'!F363","v":"LV"},{"$f":"'A. Population Info'!E363","v":3.2160000000000002},{"$f":"INDEX('C. PoC Summary Stats & Para'!$E$25:$G$25,,MATCH($C363,'C. PoC Summary Stats & Para'!$E$18:$G$18,0))","v":0.4},1.2864000000000002,{"$f":"INDEX('C. PoC Summary Stats & Para'!$E$14:$G$14,,MATCH($C363,'C. PoC Summary Stats & Para'!$E$18:$G$18,0))","v":40.728999999999999},52.393785600000008]
[{"$f":"'A. Population Info'!A364","v":359},{"$f":"'A. Population Info'!D364","v":359},{"$f":"'A. Population Info'!F364","v":"LV"},{"$f":"'A. Population Info'!E364","v":3.2160000000000002},{"$f":"INDEX('C. PoC Summary Stats & Para'!$E$25:$G$25,,MATCH($C364,'C. PoC Summary Stats & Para'!$E$18:$G$18,0))","v":0.4},1.2864000000000002,{"$f":"INDEX('C. PoC Summary Stats & Para'!$E$14:$G$14,,MATCH($C364,'C. PoC Summary Stats & Para'!$E$18:$G$18,0))","v":40.728999999999999},52.393785600000008]
[{"$f":"'A. Population Info'!A365","v":360},{"$f":"'A. Population Info'!D365","v":360},{"$f":"'A. Population Info'!F365","v":"LV"},{"$f":"'A. Population Info'!E365","v":3.2160000000000002},{"$f":"INDEX('C. PoC Summary Stats & Para'!$E$25:$G$25,,MATCH($C365,'C. PoC Summary Stats & Para'!$E$18:$G$18,0))","v":0.4},1.2864000000000002,{"$f":"INDEX('C. PoC Summary Stats & Para'!$E$14:$G$14,,MATCH($C365,'C. PoC Summary Stats & Para'!$E$18:$G$18,0))","v":40.728999999999999},52.393785600000008]
[{"$f":"'A. Population Info'!A366","v":361},{"$f":"'A. Population Info'!D366","v":361},{"$f":"'A. Population Info'!F366","v":"LV"},{"$f":"'A. Population Info'!E366","v":3.2160000000000002},{"$f":"INDEX('C. PoC Summary Stats & Para'!$E$25:$G$25,,MATCH($C366,'C. PoC Summary Stats & Para'!$E$18:$G$18,0))","v":0.4},1.2864000000000002,{"$f":"INDEX('C. PoC Summary Stats & Para'!$E$14:$G$14,,MATCH($C366,'C. PoC Summary Stats & Para'!$E$18:$G$18,0))","v":40.728999999999999},52.393785600000008]
[{"$f":"'A. Population Info'!A367","v":362},{"$f":"'A. Population Info'!D367","v":362},{"$f":"'A. Population Info'!F367","v":"LV"},{"$f":"'A. Population Info'!E367","v":3.2160000000000002},{"$f":"INDEX('C. PoC Summary Stats & Para'!$E$25:$G$25,,MATCH($C367,'C. PoC Summary Stats & Para'!$E$18:$G$18,0))","v":0.4},1.2864000000000002,{"$f":"INDEX('C. PoC Summary Stats & Para'!$E$14:$G$14,,MATCH($C367,'C. PoC Summary Stats & Para'!$E$18:$G$18,0))","v":40.728999999999999},52.393785600000008]
[{"$f":"'A. Population Info'!A368","v":363},{"$f":"'A. Population Info'!D368","v":363},{"$f":"'A. Population Info'!F368","v":"LV"},{"$f":"'A. Population Info'!E368","v":3.2160000000000002},{"$f":"INDEX('C. PoC Summary Stats & Para'!$E$25:$G$25,,MATCH($C368,'C. PoC Summary Stats & Para'!$E$18:$G$18,0))","v":0.4},1.2864000000000002,{"$f":"INDEX('C. PoC Summary Stats & Para'!$E$14:$G$14,,MATCH($C368,'C. PoC Summary Stats & Para'!$E$18:$G$18,0))","v":40.728999999999999},52.393785600000008]
[{"$f":"'A. Population Info'!A369","v":364},{"$f":"'A. Population Info'!D369","v":364},{"$f":"'A. Population Info'!F369","v":"LV"},{"$f":"'A. Population Info'!E369","v":3.2160000000000002},{"$f":"INDEX('C. PoC Summary Stats & Para'!$E$25:$G$25,,MATCH($C369,'C. PoC Summary Stats & Para'!$E$18:$G$18,0))","v":0.4},1.2864000000000002,{"$f":"INDEX('C. PoC Summary Stats & Para'!$E$14:$G$14,,MATCH($C369,'C. PoC Summary Stats & Para'!$E$18:$G$18,0))","v":40.728999999999999},52.393785600000008]
[{"$f":"'A. Population Info'!A370","v":365},{"$f":"'A. Population Info'!D370","v":365},{"$f":"'A. Population Info'!F370","v":"LV"},{"$f":"'A. Population Info'!E370","v":3.2160000000000002},{"$f":"INDEX('C. PoC Summary Stats & Para'!$E$25:$G$25,,MATCH($C370,'C. PoC Summary Stats & Para'!$E$18:$G$18,0))","v":0.4},1.2864000000000002,{"$f":"INDEX('C. PoC Summary Stats & Para'!$E$14:$G$14,,MATCH($C370,'C. PoC Summary Stats & Para'!$E$18:$G$18,0))","v":40.728999999999999},52.393785600000008]
[{"$f":"'A. Population Info'!A371","v":366},{"$f":"'A. Population Info'!D371","v":366},{"$f":"'A. Population Info'!F371","v":"LV"},{"$f":"'A. Population Info'!E371","v":3.2160000000000002},{"$f":"INDEX('C. PoC Summary Stats & Para'!$E$25:$G$25,,MATCH($C371,'C. PoC Summary Stats & Para'!$E$18:$G$18,0))","v":0.4},1.2864000000000002,{"$f":"INDEX('C. PoC Summary Stats & Para'!$E$14:$G$14,,MATCH($C371,'C. PoC Summary Stats & Para'!$E$18:$G$18,0))","v":40.728999999999999},52.393785600000008]
[{"$f":"'A. Population Info'!A372","v":367},{"$f":"'A. Population Info'!D372","v":367},{"$f":"'A. Population Info'!F372","v":"LV"},{"$f":"'A. Population Info'!E372","v":3.2160000000000002},{"$f":"INDEX('C. PoC Summary Stats & Para'!$E$25:$G$25,,MATCH($C372,'C. PoC Summary Stats & Para'!$E$18:$G$18,0))","v":0.4},1.2864000000000002,{"$f":"INDEX('C. PoC Summary Stats & Para'!$E$14:$G$14,,MATCH($C372,'C. PoC Summary Stats & Para'!$E$18:$G$18,0))","v":40.728999999999999},52.393785600000008]
[{"$f":"'A. Population Info'!A373","v":368},{"$f":"'A. Population Info'!D373","v":368},{"$f":"'A. Population Info'!F373","v":"LV"},{"$f":"'A. Population Info'!E373","v":3.2160000000000002},{"$f":"INDEX('C. PoC Summary Stats & Para'!$E$25:$G$25,,MATCH($C373,'C. PoC Summary Stats & Para'!$E$18:$G$18,0))","v":0.4},1.2864000000000002,{"$f":"INDEX('C. PoC Summary Stats & Para'!$E$14:$G$14,,MATCH($C373,'C. PoC Summary Stats & Para'!$E$18:$G$18,0))","v":40.728999999999999},52.393785600000008]
[{"$f":"'A. Population Info'!A374","v":369},{"$f":"'A. Population Info'!D374","v":369},{"$f":"'A. Population Info'!F374","v":"LV"},{"$f":"'A. Population Info'!E374","v":3.2160000000000002},{"$f":"INDEX('C. PoC Summary Stats & Para'!$E$25:$G$25,,MATCH($C374,'C. PoC Summary Stats & Para'!$E$18:$G$18,0))","v":0.4},1.2864000000000002,{"$f":"INDEX('C. PoC Summary Stats & Para'!$E$14:$G$14,,MATCH($C374,'C. PoC Summary Stats & Para'!$E$18:$G$18,0))","v":40.728999999999999},52.393785600000008]
[{"$f":"'A. Population Info'!A375","v":370},{"$f":"'A. Population Info'!D375","v":370},{"$f":"'A. Population Info'!F375","v":"LV"},{"$f":"'A. Population Info'!E375","v":3.2160000000000002},{"$f":"INDEX('C. PoC Summary Stats & Para'!$E$25:$G$25,,MATCH($C375,'C. PoC Summary Stats & Para'!$E$18:$G$18,0))","v":0.4},1.2864000000000002,{"$f":"INDEX('C. PoC Summary Stats & Para'!$E$14:$G$14,,MATCH($C375,'C. PoC Summary Stats & Para'!$E$18:$G$18,0))","v":40.728999999999999},52.393785600000008]
[{"$f":"'A. Population Info'!A376","v":371},{"$f":"'A. Population Info'!D376","v":371},{"$f":"'A. Population Info'!F376","v":"LV"},{"$f":"'A. Population Info'!E376","v":3.2160000000000002},{"$f":"INDEX('C. PoC Summary Stats & Para'!$E$25:$G$25,,MATCH($C376,'C. PoC Summary Stats & Para'!$E$18:$G$18,0))","v":0.4},1.2864000000000002,{"$f":"INDEX('C. PoC Summary Stats & Para'!$E$14:$G$14,,MATCH($C376,'C. PoC Summary Stats & Para'!$E$18:$G$18,0))","v":40.728999999999999},52.393785600000008]
[{"$f":"'A. Population Info'!A377","v":372},{"$f":"'A. Population Info'!D377","v":372},{"$f":"'A. Population Info'!F377","v":"LV"},{"$f":"'A. Population Info'!E377","v":3.2160000000000002},{"$f":"INDEX('C. PoC Summary Stats & Para'!$E$25:$G$25,,MATCH($C377,'C. PoC Summary Stats & Para'!$E$18:$G$18,0))","v":0.4},1.2864000000000002,{"$f":"INDEX('C. PoC Summary Stats & Para'!$E$14:$G$14,,MATCH($C377,'C. PoC Summary Stats & Para'!$E$18:$G$18,0))","v":40.728999999999999},52.393785600000008]
[{"$f":"'A. Population Info'!A378","v":373},{"$f":"'A. Population Info'!D378","v":373},{"$f":"'A. Population Info'!F378","v":"LV"},{"$f":"'A. Population Info'!E378","v":3.2160000000000002},{"$f":"INDEX('C. PoC Summary Stats & Para'!$E$25:$G$25,,MATCH($C378,'C. PoC Summary Stats & Para'!$E$18:$G$18,0))","v":0.4},1.2864000000000002,{"$f":"INDEX('C. PoC Summary Stats & Para'!$E$14:$G$14,,MATCH($C378,'C. PoC Summary Stats & Para'!$E$18:$G$18,0))","v":40.728999999999999},52.393785600000008]
[{"$f":"'A. Population Info'!A379","v":374},{"$f":"'A. Population Info'!D379","v":374},{"$f":"'A. Population Info'!F379","v":"LV"},{"$f":"'A. Population Info'!E379","v":3.2160000000000002},{"$f":"INDEX('C. PoC Summary Stats & Para'!$E$25:$G$25,,MATCH($C379,'C. PoC Summary Stats & Para'!$E$18:$G$18,0))","v":0.4},1.2864000000000002,{"$f":"INDEX('C. PoC Summary Stats & Para'!$E$14:$G$14,,MATCH($C379,'C. PoC Summary Stats & Para'!$E$18:$G$18,0))","v":40.728999999999999},52.393785600000008]
[{"$f":"'A. Population Info'!A380","v":375},{"$f":"'A. Population Info'!D380","v":375},{"$f":"'A. Population Info'!F380","v":"LV"},{"$f":"'A. Population Info'!E380","v":3.2160000000000002},{"$f":"INDEX('C. PoC Summary Stats & Para'!$E$25:$G$25,,MATCH($C380,'C. PoC Summary Stats & Para'!$E$18:$G$18,0))","v":0.4},1.2864000000000002,{"$f":"INDEX('C. PoC Summary Stats & Para'!$E$14:$G$14,,MATCH($C380,'C. PoC Summary Stats & Para'!$E$18:$G$18,0))","v":40.728999999999999},52.393785600000008]
[{"$f":"'A. Population Info'!A381","v":376},{"$f":"'A. Population Info'!D381","v":376},{"$f":"'A. Population Info'!F381","v":"LV"},{"$f":"'A. Population Info'!E381","v":3.2160000000000002},{"$f":"INDEX('C. PoC Summary Stats & Para'!$E$25:$G$25,,MATCH($C381,'C. PoC Summary Stats & Para'!$E$18:$G$18,0))","v":0.4},1.2864000000000002,{"$f":"INDEX('C. PoC Summary Stats & Para'!$E$14:$G$14,,MATCH($C381,'C. PoC Summary Stats & Para'!$E$18:$G$18,0))","v":40.728999999999999},52.393785600000008]
[{"$f":"'A. Population Info'!A382","v":377},{"$f":"'A. Population Info'!D382","v":377},{"$f":"'A. Population Info'!F382","v":"LV"},{"$f":"'A. Population Info'!E382","v":3.2160000000000002},{"$f":"INDEX('C. PoC Summary Stats & Para'!$E$25:$G$25,,MATCH($C382,'C. PoC Summary Stats & Para'!$E$18:$G$18,0))","v":0.4},1.2864000000000002,{"$f":"INDEX('C. PoC Summary Stats & Para'!$E$14:$G$14,,MATCH($C382,'C. PoC Summary Stats & Para'!$E$18:$G$18,0))","v":40.728999999999999},52.393785600000008]
[{"$f":"'A. Population Info'!A383","v":378},{"$f":"'A. Population Info'!D383","v":378},{"$f":"'A. Population Info'!F383","v":"LV"},{"$f":"'A. Population Info'!E383","v":3.2160000000000002},{"$f":"INDEX('C. PoC Summary Stats & Para'!$E$25:$G$25,,MATCH($C383,'C. PoC Summary Stats & Para'!$E$18:$G$18,0))","v":0.4},1.2864000000000002,{"$f":"INDEX('C. PoC Summary Stats & Para'!$E$14:$G$14,,MATCH($C383,'C. PoC Summary Stats & Para'!$E$18:$G$18,0))","v":40.728999999999999},52.393785600000008]
[{"$f":"'A. Population Info'!A384","v":379},{"$f":"'A. Population Info'!D384","v":379},{"$f":"'A. Population Info'!F384","v":"LV"},{"$f":"'A. Population Info'!E384","v":3.2160000000000002},{"$f":"INDEX('C. PoC Summary Stats & Para'!$E$25:$G$25,,MATCH($C384,'C. PoC Summary Stats & Para'!$E$18:$G$18,0))","v":0.4},1.2864000000000002,{"$f":"INDEX('C. PoC Summary Stats & Para'!$E$14:$G$14,,MATCH($C384,'C. PoC Summary Stats & Para'!$E$18:$G$18,0))","v":40.728999999999999},52.393785600000008]
[{"$f":"'A. Population Info'!A385","v":380},{"$f":"'A. Population Info'!D385","v":380},{"$f":"'A. Population Info'!F385","v":"LV"},{"$f":"'A. Population Info'!E385","v":3.2160000000000002},{"$f":"INDEX('C. PoC Summary Stats & Para'!$E$25:$G$25,,MATCH($C385,'C. PoC Summary Stats & Para'!$E$18:$G$18,0))","v":0.4},1.2864000000000002,{"$f":"INDEX('C. PoC Summary Stats & Para'!$E$14:$G$14,,MATCH($C385,'C. PoC Summary Stats & Para'!$E$18:$G$18,0))","v":40.728999999999999},52.393785600000008]
[{"$f":"'A. Population Info'!A386","v":381},{"$f":"'A. Population Info'!D386","v":381},{"$f":"'A. Population Info'!F386","v":"LV"},{"$f":"'A. Population Info'!E386","v":3.2160000000000002},{"$f":"INDEX('C. PoC Summary Stats & Para'!$E$25:$G$25,,MATCH($C386,'C. PoC Summary Stats & Para'!$E$18:$G$18,0))","v":0.4},1.2864000000000002,{"$f":"INDEX('C. PoC Summary Stats & Para'!$E$14:$G$14,,MATCH($C386,'C. PoC Summary Stats & Para'!$E$18:$G$18,0))","v":40.728999999999999},52.393785600000008]
[{"$f":"'A. Population Info'!A387","v":382},{"$f":"'A. Population Info'!D387","v":382},{"$f":"'A. Population Info'!F387","v":"LV"},{"$f":"'A. Population Info'!E387","v":3.2160000000000002},{"$f":"INDEX('C. PoC Summary Stats & Para'!$E$25:$G$25,,MATCH($C387,'C. PoC Summary Stats & Para'!$E$18:$G$18,0))","v":0.4},1.2864000000000002,{"$f":"INDEX('C. PoC Summary Stats & Para'!$E$14:$G$14,,MATCH($C387,'C. PoC Summary Stats & Para'!$E$18:$G$18,0))","v":40.728999999999999},52.393785600000008]
[{"$f":"'A. Population Info'!A388","v":383},{"$f":"'A. Population Info'!D388","v":383},{"$f":"'A. Population Info'!F388","v":"LV"},{"$f":"'A. Population Info'!E388","v":3.2160000000000002},{"$f":"INDEX('C. PoC Summary Stats & Para'!$E$25:$G$25,,MATCH($C388,'C. PoC Summary Stats & Para'!$E$18:$G$18,0))","v":0.4},1.2864000000000002,{"$f":"INDEX('C. PoC Summary Stats & Para'!$E$14:$G$14,,MATCH($C388,'C. PoC Summary Stats & Para'!$E$18:$G$18,0))","v":40.728999999999999},52.393785600000008]
[{"$f":"'A. Population Info'!A389","v":384},{"$f":"'A. Population Info'!D389","v":384},{"$f":"'A. Population Info'!F389","v":"LV"},{"$f":"'A. Population Info'!E389","v":3.2160000000000002},{"$f":"INDEX('C. PoC Summary Stats & Para'!$E$25:$G$25,,MATCH($C389,'C. PoC Summary Stats & Para'!$E$18:$G$18,0))","v":0.4},1.2864000000000002,{"$f":"INDEX('C. PoC Summary Stats & Para'!$E$14:$G$14,,MATCH($C389,'C. PoC Summary Stats & Para'!$E$18:$G$18,0))","v":40.728999999999999},52.393785600000008]
[{"$f":"'A. Population Info'!A390","v":385},{"$f":"'A. Population Info'!D390","v":385},{"$f":"'A. Population Info'!F390","v":"LV"},{"$f":"'A. Population Info'!E390","v":3.2160000000000002},{"$f":"INDEX('C. PoC Summary Stats & Para'!$E$25:$G$25,,MATCH($C390,'C. PoC Summary Stats & Para'!$E$18:$G$18,0))","v":0.4},1.2864000000000002,{"$f":"INDEX('C. PoC Summary Stats & Para'!$E$14:$G$14,,MATCH($C390,'C. PoC Summary Stats & Para'!$E$18:$G$18,0))","v":40.728999999999999},{"$f":"IFERROR(F390*G390,AVERAGEIF(F:F, \">0\")*G390)","v":52.393785600000008}]
[{"$f":"'A. Population Info'!A391","v":386},{"$f":"'A. Population Info'!D391","v":386},{"$f":"'A. Population Info'!F391","v":"LV"},{"$f":"'A. Population Info'!E391","v":3.2160000000000002},{"$f":"INDEX('C. PoC Summary Stats & Para'!$E$25:$G$25,,MATCH($C391,'C. PoC Summary Stats & Para'!$E$18:$G$18,0))","v":0.4},1.2864000000000002,{"$f":"INDEX('C. PoC Summary Stats & Para'!$E$14:$G$14,,MATCH($C391,'C. PoC Summary Stats & Para'!$E$18:$G$18,0))","v":40.728999999999999},52.393785600000008]
[{"$f":"'A. Population Info'!A392","v":387},{"$f":"'A. Population Info'!D392","v":387},{"$f":"'A. Population Info'!F392","v":"LV"},{"$f":"'A. Population Info'!E392","v":3.2160000000000002},{"$f":"INDEX('C. PoC Summary Stats & Para'!$E$25:$G$25,,MATCH($C392,'C. PoC Summary Stats & Para'!$E$18:$G$18,0))","v":0.4},1.2864000000000002,{"$f":"INDEX('C. PoC Summary Stats & Para'!$E$14:$G$14,,MATCH($C392,'C. PoC Summary Stats & Para'!$E$18:$G$18,0))","v":40.728999999999999},52.393785600000008]
[{"$f":"'A. Population Info'!A393","v":388},{"$f":"'A. Population Info'!D393","v":388},{"$f":"'A. Population Info'!F393","v":"LV"},{"$f":"'A. Population Info'!E393","v":3.2160000000000002},{"$f":"INDEX('C. PoC Summary Stats & Para'!$E$25:$G$25,,MATCH($C393,'C. PoC Summary Stats & Para'!$E$18:$G$18,0))","v":0.4},1.2864000000000002,{"$f":"INDEX('C. PoC Summary Stats & Para'!$E$14:$G$14,,MATCH($C393,'C. PoC Summary Stats & Para'!$E$18:$G$18,0))","v":40.728999999999999},52.393785600000008]
[{"$f":"'A. Population Info'!A394","v":389},{"$f":"'A. Population Info'!D394","v":389},{"$f":"'A. Population Info'!F394","v":"LV"},{"$f":"'A. Population Info'!E394","v":3.2160000000000002},{"$f":"INDEX('C. PoC Summary Stats & Para'!$E$25:$G$25,,MATCH($C394,'C. PoC Summary Stats & Para'!$E$18:$G$18,0))","v":0.4},{"$f":"D394*E394","v":1.2864000000000002},{"$f":"INDEX('C. PoC Summary Stats & Para'!$E$14:$G$14,,MATCH($C394,'C. PoC Summary Stats & Para'!$E$18:$G$18,0))","v":40.728999999999999},52.393785600000008]
[{"$f":"'A. Population Info'!A395","v":390},{"$f":"'A. Population Info'!D395","v":390},{"$f":"'A. Population Info'!F395","v":"LV"},{"$f":"'A. Population Info'!E395","v":3.2160000000000002},{"$f":"INDEX('C. PoC Summary Stats & Para'!$E$25:$G$25,,MATCH($C395,'C. PoC Summary Stats & Para'!$E$18:$G$18,0))","v":0.4},1.2864000000000002,{"$f":"INDEX('C. PoC Summary Stats & Para'!$E$14:$G$14,,MATCH($C395,'C. PoC Summary Stats & Para'!$E$18:$G$18,0))","v":40.728999999999999},52.393785600000008]
[{"$f":"'A. Population Info'!A396","v":391},{"$f":"'A. Population Info'!D396","v":391},{"$f":"'A. Population Info'!F396","v":"LV"},{"$f":"'A. Population Info'!E396","v":3.2160000000000002},{"$f":"INDEX('C. PoC Summary Stats & Para'!$E$25:$G$25,,MATCH($C396,'C. PoC Summary Stats & Para'!$E$18:$G$18,0))","v":0.4},1.2864000000000002,{"$f":"INDEX('C. PoC Summary Stats & Para'!$E$14:$G$14,,MATCH($C396,'C. PoC Summary Stats & Para'!$E$18:$G$18,0))","v":40.728999999999999},52.393785600000008]
[{"$f":"'A. Population Info'!A397","v":392},{"$f":"'A. Population Info'!D397","v":392},{"$f":"'A. Population Info'!F397","v":"LV"},{"$f":"'A. Population Info'!E397","v":3.2160000000000002},{"$f":"INDEX('C. PoC Summary Stats & Para'!$E$25:$G$25,,MATCH($C397,'C. PoC Summary Stats & Para'!$E$18:$G$18,0))","v":0.4},1.2864000000000002,{"$f":"INDEX('C. PoC Summary Stats & Para'!$E$14:$G$14,,MATCH($C397,'C. PoC Summary Stats & Para'!$E$18:$G$18,0))","v":40.728999999999999},52.393785600000008]
[{"$f":"'A. Population Info'!A398","v":393},{"$f":"'A. Population Info'!D398","v":393},{"$f":"'A. Population Info'!F398","v":"LV"},{"$f":"'A. Population Info'!E398","v":3.2160000000000002},{"$f":"INDEX('C. PoC Summary Stats & Para'!$E$25:$G$25,,MATCH($C398,'C. PoC Summary Stats & Para'!$E$18:$G$18,0))","v":0.4},1.2864000000000002,{"$f":"INDEX('C. PoC Summary Stats & Para'!$E$14:$G$14,,MATCH($C398,'C. PoC Summary Stats & Para'!$E$18:$G$18,0))","v":40.728999999999999},52.393785600000008]
[{"$f":"'A. Population Info'!A399","v":394},{"$f":"'A. Population Info'!D399","v":394},{"$f":"'A. Population Info'!F399","v":"LV"},{"$f":"'A. Population Info'!E399","v":3.2160000000000002},{"$f":"INDEX('C. PoC Summary Stats & Para'!$E$25:$G$25,,MATCH($C399,'C. PoC Summary Stats & Para'!$E$18:$G$18,0))","v":0.4},1.2864000000000002,{"$f":"INDEX('C. PoC Summary Stats & Para'!$E$14:$G$14,,MATCH($C399,'C. PoC Summary Stats & Para'!$E$18:$G$18,0))","v":40.728999999999999},52.393785600000008]
[{"$f":"'A. Population Info'!A400","v":395},{"$f":"'A. Population Info'!D400","v":395},{"$f":"'A. Population Info'!F400","v":"LV"},{"$f":"'A. Population Info'!E400","v":3.2160000000000002},{"$f":"INDEX('C. PoC Summary Stats & Para'!$E$25:$G$25,,MATCH($C400,'C. PoC Summary Stats & Para'!$E$18:$G$18,0))","v":0.4},1.2864000000000002,{"$f":"INDEX('C. PoC Summary Stats & Para'!$E$14:$G$14,,MATCH($C400,'C. PoC Summary Stats & Para'!$E$18:$G$18,0))","v":40.728999999999999},52.393785600000008]
[{"$f":"'A. Population Info'!A401","v":396},{"$f":"'A. Population Info'!D401","v":396},{"$f":"'A. Population Info'!F401","v":"LV"},{"$f":"'A. Population Info'!E401","v":3.2160000000000002},{"$f":"INDEX('C. PoC Summary Stats & Para'!$E$25:$G$25,,MATCH($C401,'C. PoC Summary Stats & Para'!$E$18:$G$18,0))","v":0.4},1.2864000000000002,{"$f":"INDEX('C. PoC Summary Stats & Para'!$E$14:$G$14,,MATCH($C401,'C. PoC Summary Stats & Para'!$E$18:$G$18,0))","v":40.728999999999999},52.393785600000008]
[{"$f":"'A. Population Info'!A402","v":397},{"$f":"'A. Population Info'!D402","v":397},{"$f":"'A. Population Info'!F402","v":"LV"},{"$f":"'A. Population Info'!E402","v":3.2160000000000002},{"$f":"INDEX('C. PoC Summary Stats & Para'!$E$25:$G$25,,MATCH($C402,'C. PoC Summary Stats & Para'!$E$18:$G$18,0))","v":0.4},1.2864000000000002,{"$f":"INDEX('C. PoC Summary Stats & Para'!$E$14:$G$14,,MATCH($C402,'C. PoC Summary Stats & Para'!$E$18:$G$18,0))","v":40.728999999999999},52.393785600000008]
[{"$f":"'A. Population Info'!A403","v":398},{"$f":"'A. Population Info'!D403","v":398},{"$f":"'A. Population Info'!F403","v":"LV"},{"$f":"'A. Population Info'!E403","v":3.2160000000000002},{"$f":"INDEX('C. PoC Summary Stats & Para'!$E$25:$G$25,,MATCH($C403,'C. PoC Summary Stats & Para'!$E$18:$G$18,0))","v":0.4},1.2864000000000002,{"$f":"INDEX('C. PoC Summary Stats & Para'!$E$14:$G$14,,MATCH($C403,'C. PoC Summary Stats & Para'!$E$18:$G$18,0))","v":40.728999999999999},52.393785600000008]
[{"$f":"'A. Population Info'!A404","v":399},{"$f":"'A. Population Info'!D404","v":399},{"$f":"'A. Population Info'!F404","v":"LV"},{"$f":"'A. Population Info'!E404","v":3.2160000000000002},{"$f":"INDEX('C. PoC Summary Stats & Para'!$E$25:$G$25,,MATCH($C404,'C. PoC Summary Stats & Para'!$E$18:$G$18,0))","v":0.4},1.2864000000000002,{"$f":"INDEX('C. PoC Summary Stats & Para'!$E$14:$G$14,,MATCH($C404,'C. PoC Summary Stats & Para'!$E$18:$G$18,0))","v":40.728999999999999},52.393785600000008]
[{"$f":"'A. Population Info'!A405","v":400},{"$f":"'A. Population Info'!D405","v":400},{"$f":"'A. Population Info'!F405","v":"LV"},{"$f":"'A. Population Info'!E405","v":3.2160000000000002},{"$f":"INDEX('C. PoC Summary Stats & Para'!$E$25:$G$25,,MATCH($C405,'C. PoC Summary Stats & Para'!$E$18:$G$18,0))","v":0.4},1.2864000000000002,{"$f":"INDEX('C. PoC Summary Stats & Para'!$E$14:$G$14,,MATCH($C405,'C. PoC Summary Stats & Para'!$E$18:$G$18,0))","v":40.728999999999999},52.393785600000008]
[{"$f":"'A. Population Info'!A406","v":401},{"$f":"'A. Population Info'!D406","v":401},{"$f":"'A. Population Info'!F406","v":"LV"},{"$f":"'A. Population Info'!E406","v":3.2160000000000002},{"$f":"INDEX('C. PoC Summary Stats & Para'!$E$25:$G$25,,MATCH($C406,'C. PoC Summary Stats & Para'!$E$18:$G$18,0))","v":0.4},1.2864000000000002,{"$f":"INDEX('C. PoC Summary Stats & Para'!$E$14:$G$14,,MATCH($C406,'C. PoC Summary Stats & Para'!$E$18:$G$18,0))","v":40.728999999999999},52.393785600000008]
[{"$f":"'A. Population Info'!A407","v":402},{"$f":"'A. Population Info'!D407","v":402},{"$f":"'A. Population Info'!F407","v":"LV"},{"$f":"'A. Population Info'!E407","v":3.2160000000000002},{"$f":"INDEX('C. PoC Summary Stats & Para'!$E$25:$G$25,,MATCH($C407,'C. PoC Summary Stats & Para'!$E$18:$G$18,0))","v":0.4},1.2864000000000002,{"$f":"INDEX('C. PoC Summary Stats & Para'!$E$14:$G$14,,MATCH($C407,'C. PoC Summary Stats & Para'!$E$18:$G$18,0))","v":40.728999999999999},52.393785600000008]
[{"$f":"'A. Population Info'!A408","v":403},{"$f":"'A. Population Info'!D408","v":403},{"$f":"'A. Population Info'!F408","v":"LV"},{"$f":"'A. Population Info'!E408","v":3.2160000000000002},{"$f":"INDEX('C. PoC Summary Stats & Para'!$E$25:$G$25,,MATCH($C408,'C. PoC Summary Stats & Para'!$E$18:$G$18,0))","v":0.4},1.2864000000000002,{"$f":"INDEX('C. PoC Summary Stats & Para'!$E$14:$G$14,,MATCH($C408,'C. PoC Summary Stats & Para'!$E$18:$G$18,0))","v":40.728999999999999},52.393785600000008]
[{"$f":"'A. Population Info'!A409","v":404},{"$f":"'A. Population Info'!D409","v":404},{"$f":"'A. Population Info'!F409","v":"LV"},{"$f":"'A. Population Info'!E409","v":3.2160000000000002},{"$f":"INDEX('C. PoC Summary Stats & Para'!$E$25:$G$25,,MATCH($C409,'C. PoC Summary Stats & Para'!$E$18:$G$18,0))","v":0.4},1.2864000000000002,{"$f":"INDEX('C. PoC Summary Stats & Para'!$E$14:$G$14,,MATCH($C409,'C. PoC Summary Stats & Para'!$E$18:$G$18,0))","v":40.728999999999999},52.393785600000008]
[{"$f":"'A. Population Info'!A410","v":405},{"$f":"'A. Population Info'!D410","v":405},{"$f":"'A. Population Info'!F410","v":"LV"},{"$f":"'A. Population Info'!E410","v":3.2160000000000002},{"$f":"INDEX('C. PoC Summary Stats & Para'!$E$25:$G$25,,MATCH($C410,'C. PoC Summary Stats & Para'!$E$18:$G$18,0))","v":0.4},1.2864000000000002,{"$f":"INDEX('C. PoC Summary Stats & Para'!$E$14:$G$14,,MATCH($C410,'C. PoC Summary Stats & Para'!$E$18:$G$18,0))","v":40.728999999999999},52.393785600000008]
[{"$f":"'A. Population Info'!A411","v":406},{"$f":"'A. Population Info'!D411","v":406},{"$f":"'A. Population Info'!F411","v":"LV"},{"$f":"'A. Population Info'!E411","v":3.2160000000000002},{"$f":"INDEX('C. PoC Summary Stats & Para'!$E$25:$G$25,,MATCH($C411,'C. PoC Summary Stats & Para'!$E$18:$G$18,0))","v":0.4},1.2864000000000002,{"$f":"INDEX('C. PoC Summary Stats & Para'!$E$14:$G$14,,MATCH($C411,'C. PoC Summary Stats & Para'!$E$18:$G$18,0))","v":40.728999999999999},52.393785600000008]
[{"$f":"'A. Population Info'!A412","v":407},{"$f":"'A. Population Info'!D412","v":407},{"$f":"'A. Population Info'!F412","v":"LV"},{"$f":"'A. Population Info'!E412","v":3.2160000000000002},{"$f":"INDEX('C. PoC Summary Stats & Para'!$E$25:$G$25,,MATCH($C412,'C. PoC Summary Stats & Para'!$E$18:$G$18,0))","v":0.4},1.2864000000000002,{"$f":"INDEX('C. PoC Summary Stats & Para'!$E$14:$G$14,,MATCH($C412,'C. PoC Summary Stats & Para'!$E$18:$G$18,0))","v":40.728999999999999},52.393785600000008]
[{"$f":"'A. Population Info'!A413","v":408},{"$f":"'A. Population Info'!D413","v":408},{"$f":"'A. Population Info'!F413","v":"LV"},{"$f":"'A. Population Info'!E413","v":3.2160000000000002},{"$f":"INDEX('C. PoC Summary Stats & Para'!$E$25:$G$25,,MATCH($C413,'C. PoC Summary Stats & Para'!$E$18:$G$18,0))","v":0.4},1.2864000000000002,{"$f":"INDEX('C. PoC Summary Stats & Para'!$E$14:$G$14,,MATCH($C413,'C. PoC Summary Stats & Para'!$E$18:$G$18,0))","v":40.728999999999999},52.393785600000008]
[{"$f":"'A. Population Info'!A414","v":409},{"$f":"'A. Population Info'!D414","v":409},{"$f":"'A. Population Info'!F414","v":"LV"},{"$f":"'A. Population Info'!E414","v":3.2160000000000002},{"$f":"INDEX('C. PoC Summary Stats & Para'!$E$25:$G$25,,MATCH($C414,'C. PoC Summary Stats & Para'!$E$18:$G$18,0))","v":0.4},1.2864000000000002,{"$f":"INDEX('C. PoC Summary Stats & Para'!$E$14:$G$14,,MATCH($C414,'C. PoC Summary Stats & Para'!$E$18:$G$18,0))","v":40.728999999999999},52.393785600000008]
[{"$f":"'A. Population Info'!A415","v":410},{"$f":"'A. Population Info'!D415","v":410},{"$f":"'A. Population Info'!F415","v":"LV"},{"$f":"'A. Population Info'!E415","v":3.2160000000000002},{"$f":"INDEX('C. PoC Summary Stats & Para'!$E$25:$G$25,,MATCH($C415,'C. PoC Summary Stats & Para'!$E$18:$G$18,0))","v":0.4},1.2864000000000002,{"$f":"INDEX('C. PoC Summary Stats & Para'!$E$14:$G$14,,MATCH($C415,'C. PoC Summary Stats & Para'!$E$18:$G$18,0))","v":40.728999999999999},52.393785600000008]
[{"$f":"'A. Population Info'!A416","v":411},{"$f":"'A. Population Info'!D416","v":411},{"$f":"'A. Population Info'!F416","v":"LV"},{"$f":"'A. Population Info'!E416","v":3.2160000000000002},{"$f":"INDEX('C. PoC Summary Stats & Para'!$E$25:$G$25,,MATCH($C416,'C. PoC Summary Stats & Para'!$E$18:$G$18,0))","v":0.4},1.2864000000000002,{"$f":"INDEX('C. PoC Summary Stats & Para'!$E$14:$G$14,,MATCH($C416,'C. PoC Summary Stats & Para'!$E$18:$G$18,0))","v":40.728999999999999},52.393785600000008]
[{"$f":"'A. Population Info'!A417","v":412},{"$f":"'A. Population Info'!D417","v":412},{"$f":"'A. Population Info'!F417","v":"LV"},{"$f":"'A. Population Info'!E417","v":3.2160000000000002},{"$f":"INDEX('C. PoC Summary Stats & Para'!$E$25:$G$25,,MATCH($C417,'C. PoC Summary Stats & Para'!$E$18:$G$18,0))","v":0.4},1.2864000000000002,{"$f":"INDEX('C. PoC Summary Stats & Para'!$E$14:$G$14,,MATCH($C417,'C. PoC Summary Stats & Para'!$E$18:$G$18,0))","v":40.728999999999999},52.393785600000008]
[{"$f":"'A. Population Info'!A418","v":413},{"$f":"'A. Population Info'!D418","v":413},{"$f":"'A. Population Info'!F418","v":"LV"},{"$f":"'A. Population Info'!E418","v":3.2160000000000002},{"$f":"INDEX('C. PoC Summary Stats & Para'!$E$25:$G$25,,MATCH($C418,'C. PoC Summary Stats & Para'!$E$18:$G$18,0))","v":0.4},1.2864000000000002,{"$f":"INDEX('C. PoC Summary Stats & Para'!$E$14:$G$14,,MATCH($C418,'C. PoC Summary Stats & Para'!$E$18:$G$18,0))","v":40.728999999999999},52.393785600000008]
[{"$f":"'A. Population Info'!A419","v":414},{"$f":"'A. Population Info'!D419","v":414},{"$f":"'A. Population Info'!F419","v":"LV"},{"$f":"'A. Population Info'!E419","v":3.2160000000000002},{"$f":"INDEX('C. PoC Summary Stats & Para'!$E$25:$G$25,,MATCH($C419,'C. PoC Summary Stats & Para'!$E$18:$G$18,0))","v":0.4},1.2864000000000002,{"$f":"INDEX('C. PoC Summary Stats & Para'!$E$14:$G$14,,MATCH($C419,'C. PoC Summary Stats & Para'!$E$18:$G$18,0))","v":40.728999999999999},52.393785600000008]
[{"$f":"'A. Population Info'!A420","v":415},{"$f":"'A. Population Info'!D420","v":415},{"$f":"'A. Population Info'!F420","v":"LV"},{"$f":"'A. Population Info'!E420","v":3.2160000000000002},{"$f":"INDEX('C. PoC Summary Stats & Para'!$E$25:$G$25,,MATCH($C420,'C. PoC Summary Stats & Para'!$E$18:$G$18,0))","v":0.4},1.2864000000000002,{"$f":"INDEX('C. PoC Summary Stats & Para'!$E$14:$G$14,,MATCH($C420,'C. PoC Summary Stats & Para'!$E$18:$G$18,0))","v":40.728999999999999},52.393785600000008]
[{"$f":"'A. Population Info'!A421","v":416},{"$f":"'A. Population Info'!D421","v":416},{"$f":"'A. Population Info'!F421","v":"LV"},{"$f":"'A. Population Info'!E421","v":3.2160000000000002},{"$f":"INDEX('C. PoC Summary Stats & Para'!$E$25:$G$25,,MATCH($C421,'C. PoC Summary Stats & Para'!$E$18:$G$18,0))","v":0.4},1.2864000000000002,{"$f":"INDEX('C. PoC Summary Stats & Para'!$E$14:$G$14,,MATCH($C421,'C. PoC Summary Stats & Para'!$E$18:$G$18,0))","v":40.728999999999999},52.393785600000008]
[{"$f":"'A. Population Info'!A422","v":417},{"$f":"'A. Population Info'!D422","v":417},{"$f":"'A. Population Info'!F422","v":"LV"},{"$f":"'A. Population Info'!E422","v":3.2160000000000002},{"$f":"INDEX('C. PoC Summary Stats & Para'!$E$25:$G$25,,MATCH($C422,'C. PoC Summary Stats & Para'!$E$18:$G$18,0))","v":0.4},1.2864000000000002,{"$f":"INDEX('C. PoC Summary Stats & Para'!$E$14:$G$14,,MATCH($C422,'C. PoC Summary Stats & Para'!$E$18:$G$18,0))","v":40.728999999999999},52.393785600000008]
[{"$f":"'A. Population Info'!A423","v":418},{"$f":"'A. Population Info'!D423","v":418},{"$f":"'A. Population Info'!F423","v":"LV"},{"$f":"'A. Population Info'!E423","v":3.2160000000000002},{"$f":"INDEX('C. PoC Summary Stats & Para'!$E$25:$G$25,,MATCH($C423,'C. PoC Summary Stats & Para'!$E$18:$G$18,0))","v":0.4},1.2864000000000002,{"$f":"INDEX('C. PoC Summary Stats & Para'!$E$14:$G$14,,MATCH($C423,'C. PoC Summary Stats & Para'!$E$18:$G$18,0))","v":40.728999999999999},52.393785600000008]
[{"$f":"'A. Population Info'!A424","v":419},{"$f":"'A. Population Info'!D424","v":419},{"$f":"'A. Population Info'!F424","v":"LV"},{"$f":"'A. Population Info'!E424","v":3.2160000000000002},{"$f":"INDEX('C. PoC Summary Stats & Para'!$E$25:$G$25,,MATCH($C424,'C. PoC Summary Stats & Para'!$E$18:$G$18,0))","v":0.4},1.2864000000000002,{"$f":"INDEX('C. PoC Summary Stats & Para'!$E$14:$G$14,,MATCH($C424,'C. PoC Summary Stats & Para'!$E$18:$G$18,0))","v":40.728999999999999},52.393785600000008]
[{"$f":"'A. Population Info'!A425","v":420},{"$f":"'A. Population Info'!D425","v":420},{"$f":"'A. Population Info'!F425","v":"LV"},{"$f":"'A. Population Info'!E425","v":3.2160000000000002},{"$f":"INDEX('C. PoC Summary Stats & Para'!$E$25:$G$25,,MATCH($C425,'C. PoC Summary Stats & Para'!$E$18:$G$18,0))","v":0.4},1.2864000000000002,{"$f":"INDEX('C. PoC Summary Stats & Para'!$E$14:$G$14,,MATCH($C425,'C. PoC Summary Stats & Para'!$E$18:$G$18,0))","v":40.728999999999999},52.393785600000008]
[{"$f":"'A. Population Info'!A426","v":421},{"$f":"'A. Population Info'!D426","v":421},{"$f":"'A. Population Info'!F426","v":"LV"},{"$f":"'A. Population Info'!E426","v":3.2160000000000002},{"$f":"INDEX('C. PoC Summary Stats & Para'!$E$25:$G$25,,MATCH($C426,'C. PoC Summary Stats & Para'!$E$18:$G$18,0))","v":0.4},1.2864000000000002,{"$f":"INDEX('C. PoC Summary Stats & Para'!$E$14:$G$14,,MATCH($C426,'C. PoC Summary Stats & Para'!$E$18:$G$18,0))","v":40.728999999999999},52.393785600000008]
[{"$f":"'A. Population Info'!A427","v":422},{"$f":"'A. Population Info'!D427","v":422},{"$f":"'A. Population Info'!F427","v":"LV"},{"$f":"'A. Population Info'!E427","v":3.2160000000000002},{"$f":"INDEX('C. PoC Summary Stats & Para'!$E$25:$G$25,,MATCH($C427,'C. PoC Summary Stats & Para'!$E$18:$G$18,0))","v":0.4},1.2864000000000002,{"$f":"INDEX('C. PoC Summary Stats & Para'!$E$14:$G$14,,MATCH($C427,'C. PoC Summary Stats & Para'!$E$18:$G$18,0))","v":40.728999999999999},52.393785600000008]
[{"$f":"'A. Population Info'!A428","v":423},{"$f":"'A. Population Info'!D428","v":423},{"$f":"'A. Population Info'!F428","v":"LV"},{"$f":"'A. Population Info'!E428","v":3.2160000000000002},{"$f":"INDEX('C. PoC Summary Stats & Para'!$E$25:$G$25,,MATCH($C428,'C. PoC Summary Stats & Para'!$E$18:$G$18,0))","v":0.4},1.2864000000000002,{"$f":"INDEX('C. PoC Summary Stats & Para'!$E$14:$G$14,,MATCH($C428,'C. PoC Summary Stats & Para'!$E$18:$G$18,0))","v":40.728999999999999},52.393785600000008]
[{"$f":"'A. Population Info'!A429","v":424},{"$f":"'A. Population Info'!D429","v":424},{"$f":"'A. Population Info'!F429","v":"LV"},{"$f":"'A. Population Info'!E429","v":3.2160000000000002},{"$f":"INDEX('C. PoC Summary Stats & Para'!$E$25:$G$25,,MATCH($C429,'C. PoC Summary Stats & Para'!$E$18:$G$18,0))","v":0.4},1.2864000000000002,{"$f":"INDEX('C. PoC Summary Stats & Para'!$E$14:$G$14,,MATCH($C429,'C. PoC Summary Stats & Para'!$E$18:$G$18,0))","v":40.728999999999999},52.393785600000008]
[{"$f":"'A. Population Info'!A430","v":425},{"$f":"'A. Population Info'!D430","v":425},{"$f":"'A. Population Info'!F430","v":"LV"},{"$f":"'A. Population Info'!E430","v":3.2160000000000002},{"$f":"INDEX('C. PoC Summary Stats & Para'!$E$25:$G$25,,MATCH($C430,'C. PoC Summary Stats & Para'!$E$18:$G$18,0))","v":0.4},1.2864000000000002,{"$f":"INDEX('C. PoC Summary Stats & Para'!$E$14:$G$14,,MATCH($C430,'C. PoC Summary Stats & Para'!$E$18:$G$18,0))","v":40.728999999999999},52.393785600000008]
[{"$f":"'A. Population Info'!A431","v":426},{"$f":"'A. Population Info'!D431","v":426},{"$f":"'A. Population Info'!F431","v":"LV"},{"$f":"'A. Population Info'!E431","v":3.2160000000000002},{"$f":"INDEX('C. PoC Summary Stats & Para'!$E$25:$G$25,,MATCH($C431,'C. PoC Summary Stats & Para'!$E$18:$G$18,0))","v":0.4},1.2864000000000002,{"$f":"INDEX('C. PoC Summary Stats & Para'!$E$14:$G$14,,MATCH($C431,'C. PoC Summary Stats & Para'!$E$18:$G$18,0))","v":40.728999999999999},52.393785600000008]
[{"$f":"'A. Population Info'!A432","v":427},{"$f":"'A. Population Info'!D432","v":427},{"$f":"'A. Population Info'!F432","v":"LV"},{"$f":"'A. Population Info'!E432","v":3.2160000000000002},{"$f":"INDEX('C. PoC Summary Stats & Para'!$E$25:$G$25,,MATCH($C432,'C. PoC Summary Stats & Para'!$E$18:$G$18,0))","v":0.4},1.2864000000000002,{"$f":"INDEX('C. PoC Summary Stats & Para'!$E$14:$G$14,,MATCH($C432,'C. PoC Summary Stats & Para'!$E$18:$G$18,0))","v":40.728999999999999},52.393785600000008]
[{"$f":"'A. Population Info'!A433","v":428},{"$f":"'A. Population Info'!D433","v":428},{"$f":"'A. Population Info'!F433","v":"LV"},{"$f":"'A. Population Info'!E433","v":3.2160000000000002},{"$f":"INDEX('C. PoC Summary Stats & Para'!$E$25:$G$25,,MATCH($C433,'C. PoC Summary Stats & Para'!$E$18:$G$18,0))","v":0.4},1.2864000000000002,{"$f":"INDEX('C. PoC Summary Stats & Para'!$E$14:$G$14,,MATCH($C433,'C. PoC Summary Stats & Para'!$E$18:$G$18,0))","v":40.728999999999999},52.393785600000008]
[{"$f":"'A. Population Info'!A434","v":429},{"$f":"'A. Population Info'!D434","v":429},{"$f":"'A. Population Info'!F434","v":"LV"},{"$f":"'A. Population Info'!E434","v":3.2160000000000002},{"$f":"INDEX('C. PoC Summary Stats & Para'!$E$25:$G$25,,MATCH($C434,'C. PoC Summary Stats & Para'!$E$18:$G$18,0))","v":0.4},1.2864000000000002,{"$f":"INDEX('C. PoC Summary Stats & Para'!$E$14:$G$14,,MATCH($C434,'C. PoC Summary Stats & Para'!$E$18:$G$18,0))","v":40.728999999999999},52.393785600000008]
[{"$f":"'A. Population Info'!A435","v":430},{"$f":"'A. Population Info'!D435","v":430},{"$f":"'A. Population Info'!F435","v":"LV"},{"$f":"'A. Population Info'!E435","v":3.2160000000000002},{"$f":"INDEX('C. PoC Summary Stats & Para'!$E$25:$G$25,,MATCH($C435,'C. PoC Summary Stats & Para'!$E$18:$G$18,0))","v":0.4},1.2864000000000002,{"$f":"INDEX('C. PoC Summary Stats & Para'!$E$14:$G$14,,MATCH($C435,'C. PoC Summary Stats & Para'!$E$18:$G$18,0))","v":40.728999999999999},52.393785600000008]
[{"$f":"'A. Population Info'!A436","v":431},{"$f":"'A. Population Info'!D436","v":431},{"$f":"'A. Population Info'!F436","v":"LV"},{"$f":"'A. Population Info'!E436","v":3.2160000000000002},{"$f":"INDEX('C. PoC Summary Stats & Para'!$E$25:$G$25,,MATCH($C436,'C. PoC Summary Stats & Para'!$E$18:$G$18,0))","v":0.4},1.2864000000000002,{"$f":"INDEX('C. PoC Summary Stats & Para'!$E$14:$G$14,,MATCH($C436,'C. PoC Summary Stats & Para'!$E$18:$G$18,0))","v":40.728999999999999},52.393785600000008]
[{"$f":"'A. Population Info'!A437","v":432},{"$f":"'A. Population Info'!D437","v":432},{"$f":"'A. Population Info'!F437","v":"LV"},{"$f":"'A. Population Info'!E437","v":3.2160000000000002},{"$f":"INDEX('C. PoC Summary Stats & Para'!$E$25:$G$25,,MATCH($C437,'C. PoC Summary Stats & Para'!$E$18:$G$18,0))","v":0.4},1.2864000000000002,{"$f":"INDEX('C. PoC Summary Stats & Para'!$E$14:$G$14,,MATCH($C437,'C. PoC Summary Stats & Para'!$E$18:$G$18,0))","v":40.728999999999999},52.393785600000008]
[{"$f":"'A. Population Info'!A438","v":433},{"$f":"'A. Population Info'!D438","v":433},{"$f":"'A. Population Info'!F438","v":"LV"},{"$f":"'A. Population Info'!E438","v":3.2160000000000002},{"$f":"INDEX('C. PoC Summary Stats & Para'!$E$25:$G$25,,MATCH($C438,'C. PoC Summary Stats & Para'!$E$18:$G$18,0))","v":0.4},1.2864000000000002,{"$f":"INDEX('C. PoC Summary Stats & Para'!$E$14:$G$14,,MATCH($C438,'C. PoC Summary Stats & Para'!$E$18:$G$18,0))","v":40.728999999999999},52.393785600000008]
[{"$f":"'A. Population Info'!A439","v":434},{"$f":"'A. Population Info'!D439","v":434},{"$f":"'A. Population Info'!F439","v":"LV"},{"$f":"'A. Population Info'!E439","v":3.2160000000000002},{"$f":"INDEX('C. PoC Summary Stats & Para'!$E$25:$G$25,,MATCH($C439,'C. PoC Summary Stats & Para'!$E$18:$G$18,0))","v":0.4},1.2864000000000002,{"$f":"INDEX('C. PoC Summary Stats & Para'!$E$14:$G$14,,MATCH($C439,'C. PoC Summary Stats & Para'!$E$18:$G$18,0))","v":40.728999999999999},52.393785600000008]
[{"$f":"'A. Population Info'!A440","v":435},{"$f":"'A. Population Info'!D440","v":435},{"$f":"'A. Population Info'!F440","v":"LV"},{"$f":"'A. Population Info'!E440","v":3.2160000000000002},{"$f":"INDEX('C. PoC Summary Stats & Para'!$E$25:$G$25,,MATCH($C440,'C. PoC Summary Stats & Para'!$E$18:$G$18,0))","v":0.4},1.2864000000000002,{"$f":"INDEX('C. PoC Summary Stats & Para'!$E$14:$G$14,,MATCH($C440,'C. PoC Summary Stats & Para'!$E$18:$G$18,0))","v":40.728999999999999},52.393785600000008]
[{"$f":"'A. Population Info'!A441","v":436},{"$f":"'A. Population Info'!D441","v":436},{"$f":"'A. Population Info'!F441","v":"LV"},{"$f":"'A. Population Info'!E441","v":3.2160000000000002},{"$f":"INDEX('C. PoC Summary Stats & Para'!$E$25:$G$25,,MATCH($C441,'C. PoC Summary Stats & Para'!$E$18:$G$18,0))","v":0.4},1.2864000000000002,{"$f":"INDEX('C. PoC Summary Stats & Para'!$E$14:$G$14,,MATCH($C441,'C. PoC Summary Stats & Para'!$E$18:$G$18,0))","v":40.728999999999999},52.393785600000008]
[{"$f":"'A. Population Info'!A442","v":437},{"$f":"'A. Population Info'!D442","v":437},{"$f":"'A. Population Info'!F442","v":"LV"},{"$f":"'A. Population Info'!E442","v":3.2160000000000002},{"$f":"INDEX('C. PoC Summary Stats & Para'!$E$25:$G$25,,MATCH($C442,'C. PoC Summary Stats & Para'!$E$18:$G$18,0))","v":0.4},1.2864000000000002,{"$f":"INDEX('C. PoC Summary Stats & Para'!$E$14:$G$14,,MATCH($C442,'C. PoC Summary Stats & Para'!$E$18:$G$18,0))","v":40.728999999999999},52.393785600000008]
[{"$f":"'A. Population Info'!A443","v":438},{"$f":"'A. Population Info'!D443","v":438},{"$f":"'A. Population Info'!F443","v":"LV"},{"$f":"'A. Population Info'!E443","v":3.2160000000000002},{"$f":"INDEX('C. PoC Summary Stats & Para'!$E$25:$G$25,,MATCH($C443,'C. PoC Summary Stats & Para'!$E$18:$G$18,0))","v":0.4},1.2864000000000002,{"$f":"INDEX('C. PoC Summary Stats & Para'!$E$14:$G$14,,MATCH($C443,'C. PoC Summary Stats & Para'!$E$18:$G$18,0))","v":40.728999999999999},52.393785600000008]
[{"$f":"'A. Population Info'!A444","v":439},{"$f":"'A. Population Info'!D444","v":439},{"$f":"'A. Population Info'!F444","v":"LV"},{"$f":"'A. Population Info'!E444","v":3.2160000000000002},{"$f":"INDEX('C. PoC Summary Stats & Para'!$E$25:$G$25,,MATCH($C444,'C. PoC Summary Stats & Para'!$E$18:$G$18,0))","v":0.4},1.2864000000000002,{"$f":"INDEX('C. PoC Summary Stats & Para'!$E$14:$G$14,,MATCH($C444,'C. PoC Summary Stats & Para'!$E$18:$G$18,0))","v":40.728999999999999},52.393785600000008]
[{"$f":"'A. Population Info'!A445","v":440},{"$f":"'A. Population Info'!D445","v":440},{"$f":"'A. Population Info'!F445","v":"LV"},{"$f":"'A. Population Info'!E445","v":3.2160000000000002},{"$f":"INDEX('C. PoC Summary Stats & Para'!$E$25:$G$25,,MATCH($C445,'C. PoC Summary Stats & Para'!$E$18:$G$18,0))","v":0.4},1.2864000000000002,{"$f":"INDEX('C. PoC Summary Stats & Para'!$E$14:$G$14,,MATCH($C445,'C. PoC Summary Stats & Para'!$E$18:$G$18,0))","v":40.728999999999999},52.393785600000008]
[{"$f":"'A. Population Info'!A446","v":441},{"$f":"'A. Population Info'!D446","v":441},{"$f":"'A. Population Info'!F446","v":"LV"},{"$f":"'A. Population Info'!E446","v":3.2160000000000002},{"$f":"INDEX('C. PoC Summary Stats & Para'!$E$25:$G$25,,MATCH($C446,'C. PoC Summary Stats & Para'!$E$18:$G$18,0))","v":0.4},1.2864000000000002,{"$f":"INDEX('C. PoC Summary Stats & Para'!$E$14:$G$14,,MATCH($C446,'C. PoC Summary Stats & Para'!$E$18:$G$18,0))","v":40.728999999999999},52.393785600000008]
[{"$f":"'A. Population Info'!A447","v":442},{"$f":"'A. Population Info'!D447","v":442},{"$f":"'A. Population Info'!F447","v":"LV"},{"$f":"'A. Population Info'!E447","v":3.2160000000000002},{"$f":"INDEX('C. PoC Summary Stats & Para'!$E$25:$G$25,,MATCH($C447,'C. PoC Summary Stats & Para'!$E$18:$G$18,0))","v":0.4},1.2864000000000002,{"$f":"INDEX('C. PoC Summary Stats & Para'!$E$14:$G$14,,MATCH($C447,'C. PoC Summary Stats & Para'!$E$18:$G$18,0))","v":40.728999999999999},52.393785600000008]
[{"$f":"'A. Population Info'!A448","v":443},{"$f":"'A. Population Info'!D448","v":443},{"$f":"'A. Population Info'!F448","v":"LV"},{"$f":"'A. Population Info'!E448","v":3.2160000000000002},{"$f":"INDEX('C. PoC Summary Stats & Para'!$E$25:$G$25,,MATCH($C448,'C. PoC Summary Stats & Para'!$E$18:$G$18,0))","v":0.4},1.2864000000000002,{"$f":"INDEX('C. PoC Summary Stats & Para'!$E$14:$G$14,,MATCH($C448,'C. PoC Summary Stats & Para'!$E$18:$G$18,0))","v":40.728999999999999},52.393785600000008]
[{"$f":"'A. Population Info'!A449","v":444},{"$f":"'A. Population Info'!D449","v":444},{"$f":"'A. Population Info'!F449","v":"LV"},{"$f":"'A. Population Info'!E449","v":3.2160000000000002},{"$f":"INDEX('C. PoC Summary Stats & Para'!$E$25:$G$25,,MATCH($C449,'C. PoC Summary Stats & Para'!$E$18:$G$18,0))","v":0.4},1.2864000000000002,{"$f":"INDEX('C. PoC Summary Stats & Para'!$E$14:$G$14,,MATCH($C449,'C. PoC Summary Stats & Para'!$E$18:$G$18,0))","v":40.728999999999999},52.393785600000008]
[{"$f":"'A. Population Info'!A450","v":445},{"$f":"'A. Population Info'!D450","v":445},{"$f":"'A. Population Info'!F450","v":"LV"},{"$f":"'A. Population Info'!E450","v":3.2160000000000002},{"$f":"INDEX('C. PoC Summary Stats & Para'!$E$25:$G$25,,MATCH($C450,'C. PoC Summary Stats & Para'!$E$18:$G$18,0))","v":0.4},1.2864000000000002,{"$f":"INDEX('C. PoC Summary Stats & Para'!$E$14:$G$14,,MATCH($C450,'C. PoC Summary Stats & Para'!$E$18:$G$18,0))","v":40.728999999999999},52.393785600000008]
[{"$f":"'A. Population Info'!A451","v":446},{"$f":"'A. Population Info'!D451","v":446},{"$f":"'A. Population Info'!F451","v":"LV"},{"$f":"'A. Population Info'!E451","v":3.2160000000000002},{"$f":"INDEX('C. PoC Summary Stats & Para'!$E$25:$G$25,,MATCH($C451,'C. PoC Summary Stats & Para'!$E$18:$G$18,0))","v":0.4},1.2864000000000002,{"$f":"INDEX('C. PoC Summary Stats & Para'!$E$14:$G$14,,MATCH($C451,'C. PoC Summary Stats & Para'!$E$18:$G$18,0))","v":40.728999999999999},52.393785600000008]
[{"$f":"'A. Population Info'!A452","v":447},{"$f":"'A. Population Info'!D452","v":447},{"$f":"'A. Population Info'!F452","v":"LV"},{"$f":"'A. Population Info'!E452","v":3.2160000000000002},{"$f":"INDEX('C. PoC Summary Stats & Para'!$E$25:$G$25,,MATCH($C452,'C. PoC Summary Stats & Para'!$E$18:$G$18,0))","v":0.4},1.2864000000000002,{"$f":"INDEX('C. PoC Summary Stats & Para'!$E$14:$G$14,,MATCH($C452,'C. PoC Summary Stats & Para'!$E$18:$G$18,0))","v":40.728999999999999},52.393785600000008]
[{"$f":"'A. Population Info'!A453","v":448},{"$f":"'A. Population Info'!D453","v":448},{"$f":"'A. Population Info'!F453","v":"LV"},{"$f":"'A. Population Info'!E453","v":3.2160000000000002},{"$f":"INDEX('C. PoC Summary Stats & Para'!$E$25:$G$25,,MATCH($C453,'C. PoC Summary Stats & Para'!$E$18:$G$18,0))","v":0.4},1.2864000000000002,{"$f":"INDEX('C. PoC Summary Stats & Para'!$E$14:$G$14,,MATCH($C453,'C. PoC Summary Stats & Para'!$E$18:$G$18,0))","v":40.728999999999999},52.393785600000008]
[{"$f":"'A. Population Info'!A454","v":449},{"$f":"'A. Population Info'!D454","v":449},{"$f":"'A. Population Info'!F454","v":"LV"},{"$f":"'A. Population Info'!E454","v":3.2160000000000002},{"$f":"INDEX('C. PoC Summary Stats & Para'!$E$25:$G$25,,MATCH($C454,'C. PoC Summary Stats & Para'!$E$18:$G$18,0))","v":0.4},1.2864000000000002,{"$f":"INDEX('C. PoC Summary Stats & Para'!$E$14:$G$14,,MATCH($C454,'C. PoC Summary Stats & Para'!$E$18:$G$18,0))","v":40.728999999999999},{"$f":"IFERROR(F454*G454,AVERAGEIF(F:F, \">0\")*G454)","v":52.393785600000008}]
[{"$f":"'A. Population Info'!A455","v":450},{"$f":"'A. Population Info'!D455","v":450},{"$f":"'A. Population Info'!F455","v":"LV"},{"$f":"'A. Population Info'!E455","v":3.2160000000000002},{"$f":"INDEX('C. PoC Summary Stats & Para'!$E$25:$G$25,,MATCH($C455,'C. PoC Summary Stats & Para'!$E$18:$G$18,0))","v":0.4},1.2864000000000002,{"$f":"INDEX('C. PoC Summary Stats & Para'!$E$14:$G$14,,MATCH($C455,'C. PoC Summary Stats & Para'!$E$18:$G$18,0))","v":40.728999999999999},52.393785600000008]
[{"$f":"'A. Population Info'!A456","v":451},{"$f":"'A. Population Info'!D456","v":451},{"$f":"'A. Population Info'!F456","v":"LV"},{"$f":"'A. Population Info'!E456","v":3.2160000000000002},{"$f":"INDEX('C. PoC Summary Stats & Para'!$E$25:$G$25,,MATCH($C456,'C. PoC Summary Stats & Para'!$E$18:$G$18,0))","v":0.4},1.2864000000000002,{"$f":"INDEX('C. PoC Summary Stats & Para'!$E$14:$G$14,,MATCH($C456,'C. PoC Summary Stats & Para'!$E$18:$G$18,0))","v":40.728999999999999},52.393785600000008]
[{"$f":"'A. Population Info'!A457","v":452},{"$f":"'A. Population Info'!D457","v":452},{"$f":"'A. Population Info'!F457","v":"LV"},{"$f":"'A. Population Info'!E457","v":3.2160000000000002},{"$f":"INDEX('C. PoC Summary Stats & Para'!$E$25:$G$25,,MATCH($C457,'C. PoC Summary Stats & Para'!$E$18:$G$18,0))","v":0.4},1.2864000000000002,{"$f":"INDEX('C. PoC Summary Stats & Para'!$E$14:$G$14,,MATCH($C457,'C. PoC Summary Stats & Para'!$E$18:$G$18,0))","v":40.728999999999999},52.393785600000008]
[{"$f":"'A. Population Info'!A458","v":453},{"$f":"'A. Population Info'!D458","v":453},{"$f":"'A. Population Info'!F458","v":"LV"},{"$f":"'A. Population Info'!E458","v":3.2160000000000002},{"$f":"INDEX('C. PoC Summary Stats & Para'!$E$25:$G$25,,MATCH($C458,'C. PoC Summary Stats & Para'!$E$18:$G$18,0))","v":0.4},{"$f":"D458*E458","v":1.2864000000000002},{"$f":"INDEX('C. PoC Summary Stats & Para'!$E$14:$G$14,,MATCH($C458,'C. PoC Summary Stats & Para'!$E$18:$G$18,0))","v":40.728999999999999},52.393785600000008]
[{"$f":"'A. Population Info'!A459","v":454},{"$f":"'A. Population Info'!D459","v":454},{"$f":"'A. Population Info'!F459","v":"LV"},{"$f":"'A. Population Info'!E459","v":3.2160000000000002},{"$f":"INDEX('C. PoC Summary Stats & Para'!$E$25:$G$25,,MATCH($C459,'C. PoC Summary Stats & Para'!$E$18:$G$18,0))","v":0.4},1.2864000000000002,{"$f":"INDEX('C. PoC Summary Stats & Para'!$E$14:$G$14,,MATCH($C459,'C. PoC Summary Stats & Para'!$E$18:$G$18,0))","v":40.728999999999999},52.393785600000008]
[{"$f":"'A. Population Info'!A460","v":455},{"$f":"'A. Population Info'!D460","v":455},{"$f":"'A. Population Info'!F460","v":"LV"},{"$f":"'A. Population Info'!E460","v":3.2160000000000002},{"$f":"INDEX('C. PoC Summary Stats & Para'!$E$25:$G$25,,MATCH($C460,'C. PoC Summary Stats & Para'!$E$18:$G$18,0))","v":0.4},1.2864000000000002,{"$f":"INDEX('C. PoC Summary Stats & Para'!$E$14:$G$14,,MATCH($C460,'C. PoC Summary Stats & Para'!$E$18:$G$18,0))","v":40.728999999999999},52.393785600000008]
[{"$f":"'A. Population Info'!A461","v":456},{"$f":"'A. Population Info'!D461","v":456},{"$f":"'A. Population Info'!F461","v":"LV"},{"$f":"'A. Population Info'!E461","v":3.2160000000000002},{"$f":"INDEX('C. PoC Summary Stats & Para'!$E$25:$G$25,,MATCH($C461,'C. PoC Summary Stats & Para'!$E$18:$G$18,0))","v":0.4},1.2864000000000002,{"$f":"INDEX('C. PoC Summary Stats & Para'!$E$14:$G$14,,MATCH($C461,'C. PoC Summary Stats & Para'!$E$18:$G$18,0))","v":40.728999999999999},52.393785600000008]
[{"$f":"'A. Population Info'!A462","v":457},{"$f":"'A. Population Info'!D462","v":457},{"$f":"'A. Population Info'!F462","v":"LV"},{"$f":"'A. Population Info'!E462","v":3.2160000000000002},{"$f":"INDEX('C. PoC Summary Stats & Para'!$E$25:$G$25,,MATCH($C462,'C. PoC Summary Stats & Para'!$E$18:$G$18,0))","v":0.4},1.2864000000000002,{"$f":"INDEX('C. PoC Summary Stats & Para'!$E$14:$G$14,,MATCH($C462,'C. PoC Summary Stats & Para'!$E$18:$G$18,0))","v":40.728999999999999},52.393785600000008]
[{"$f":"'A. Population Info'!A463","v":458},{"$f":"'A. Population Info'!D463","v":458},{"$f":"'A. Population Info'!F463","v":"LV"},{"$f":"'A. Population Info'!E463","v":3.2160000000000002},{"$f":"INDEX('C. PoC Summary Stats & Para'!$E$25:$G$25,,MATCH($C463,'C. PoC Summary Stats & Para'!$E$18:$G$18,0))","v":0.4},1.2864000000000002,{"$f":"INDEX('C. PoC Summary Stats & Para'!$E$14:$G$14,,MATCH($C463,'C. PoC Summary Stats & Para'!$E$18:$G$18,0))","v":40.728999999999999},52.393785600000008]
[{"$f":"'A. Population Info'!A464","v":459},{"$f":"'A. Population Info'!D464","v":459},{"$f":"'A. Population Info'!F464","v":"LV"},{"$f":"'A. Population Info'!E464","v":3.2160000000000002},{"$f":"INDEX('C. PoC Summary Stats & Para'!$E$25:$G$25,,MATCH($C464,'C. PoC Summary Stats & Para'!$E$18:$G$18,0))","v":0.4},1.2864000000000002,{"$f":"INDEX('C. PoC Summary Stats & Para'!$E$14:$G$14,,MATCH($C464,'C. PoC Summary Stats & Para'!$E$18:$G$18,0))","v":40.728999999999999},52.393785600000008]
[{"$f":"'A. Population Info'!A465","v":460},{"$f":"'A. Population Info'!D465","v":460},{"$f":"'A. Population Info'!F465","v":"LV"},{"$f":"'A. Population Info'!E465","v":3.2160000000000002},{"$f":"INDEX('C. PoC Summary Stats & Para'!$E$25:$G$25,,MATCH($C465,'C. PoC Summary Stats & Para'!$E$18:$G$18,0))","v":0.4},1.2864000000000002,{"$f":"INDEX('C. PoC Summary Stats & Para'!$E$14:$G$14,,MATCH($C465,'C. PoC Summary Stats & Para'!$E$18:$G$18,0))","v":40.728999999999999},52.393785600000008]
[{"$f":"'A. Population Info'!A466","v":461},{"$f":"'A. Population Info'!D466","v":461},{"$f":"'A. Population Info'!F466","v":"LV"},{"$f":"'A. Population Info'!E466","v":3.2160000000000002},{"$f":"INDEX('C. PoC Summary Stats & Para'!$E$25:$G$25,,MATCH($C466,'C. PoC Summary Stats & Para'!$E$18:$G$18,0))","v":0.4},1.2864000000000002,{"$f":"INDEX('C. PoC Summary Stats & Para'!$E$14:$G$14,,MATCH($C466,'C. PoC Summary Stats & Para'!$E$18:$G$18,0))","v":40.728999999999999},52.393785600000008]
[{"$f":"'A. Population Info'!A467","v":462},{"$f":"'A. Population Info'!D467","v":462},{"$f":"'A. Population Info'!F467","v":"LV"},{"$f":"'A. Population Info'!E467","v":3.2160000000000002},{"$f":"INDEX('C. PoC Summary Stats & Para'!$E$25:$G$25,,MATCH($C467,'C. PoC Summary Stats & Para'!$E$18:$G$18,0))","v":0.4},1.2864000000000002,{"$f":"INDEX('C. PoC Summary Stats & Para'!$E$14:$G$14,,MATCH($C467,'C. PoC Summary Stats & Para'!$E$18:$G$18,0))","v":40.728999999999999},52.393785600000008]
[{"$f":"'A. Population Info'!A468","v":463},{"$f":"'A. Population Info'!D468","v":463},{"$f":"'A. Population Info'!F468","v":"LV"},{"$f":"'A. Population Info'!E468","v":3.2160000000000002},{"$f":"INDEX('C. PoC Summary Stats & Para'!$E$25:$G$25,,MATCH($C468,'C. PoC Summary Stats & Para'!$E$18:$G$18,0))","v":0.4},1.2864000000000002,{"$f":"INDEX('C. PoC Summary Stats & Para'!$E$14:$G$14,,MATCH($C468,'C. PoC Summary Stats & Para'!$E$18:$G$18,0))","v":40.728999999999999},52.393785600000008]
[{"$f":"'A. Population Info'!A469","v":464},{"$f":"'A. Population Info'!D469","v":464},{"$f":"'A. Population Info'!F469","v":"LV"},{"$f":"'A. Population Info'!E469","v":3.2160000000000002},{"$f":"INDEX('C. PoC Summary Stats & Para'!$E$25:$G$25,,MATCH($C469,'C. PoC Summary Stats & Para'!$E$18:$G$18,0))","v":0.4},1.2864000000000002,{"$f":"INDEX('C. PoC Summary Stats & Para'!$E$14:$G$14,,MATCH($C469,'C. PoC Summary Stats & Para'!$E$18:$G$18,0))","v":40.728999999999999},52.393785600000008]
[{"$f":"'A. Population Info'!A470","v":465},{"$f":"'A. Population Info'!D470","v":465},{"$f":"'A. Population Info'!F470","v":"LV"},{"$f":"'A. Population Info'!E470","v":3.2160000000000002},{"$f":"INDEX('C. PoC Summary Stats & Para'!$E$25:$G$25,,MATCH($C470,'C. PoC Summary Stats & Para'!$E$18:$G$18,0))","v":0.4},1.2864000000000002,{"$f":"INDEX('C. PoC Summary Stats & Para'!$E$14:$G$14,,MATCH($C470,'C. PoC Summary Stats & Para'!$E$18:$G$18,0))","v":40.728999999999999},52.393785600000008]
[{"$f":"'A. Population Info'!A471","v":466},{"$f":"'A. Population Info'!D471","v":466},{"$f":"'A. Population Info'!F471","v":"LV"},{"$f":"'A. Population Info'!E471","v":3.2160000000000002},{"$f":"INDEX('C. PoC Summary Stats & Para'!$E$25:$G$25,,MATCH($C471,'C. PoC Summary Stats & Para'!$E$18:$G$18,0))","v":0.4},1.2864000000000002,{"$f":"INDEX('C. PoC Summary Stats & Para'!$E$14:$G$14,,MATCH($C471,'C. PoC Summary Stats & Para'!$E$18:$G$18,0))","v":40.728999999999999},52.393785600000008]
[{"$f":"'A. Population Info'!A472","v":467},{"$f":"'A. Population Info'!D472","v":467},{"$f":"'A. Population Info'!F472","v":"LV"},{"$f":"'A. Population Info'!E472","v":3.2160000000000002},{"$f":"INDEX('C. PoC Summary Stats & Para'!$E$25:$G$25,,MATCH($C472,'C. PoC Summary Stats & Para'!$E$18:$G$18,0))","v":0.4},1.2864000000000002,{"$f":"INDEX('C. PoC Summary Stats & Para'!$E$14:$G$14,,MATCH($C472,'C. PoC Summary Stats & Para'!$E$18:$G$18,0))","v":40.728999999999999},52.393785600000008]
[{"$f":"'A. Population Info'!A473","v":468},{"$f":"'A. Population Info'!D473","v":468},{"$f":"'A. Population Info'!F473","v":"LV"},{"$f":"'A. Population Info'!E473","v":3.2160000000000002},{"$f":"INDEX('C. PoC Summary Stats & Para'!$E$25:$G$25,,MATCH($C473,'C. PoC Summary Stats & Para'!$E$18:$G$18,0))","v":0.4},1.2864000000000002,{"$f":"INDEX('C. PoC Summary Stats & Para'!$E$14:$G$14,,MATCH($C473,'C. PoC Summary Stats & Para'!$E$18:$G$18,0))","v":40.728999999999999},52.393785600000008]
[{"$f":"'A. Population Info'!A474","v":469},{"$f":"'A. Population Info'!D474","v":469},{"$f":"'A. Population Info'!F474","v":"LV"},{"$f":"'A. Population Info'!E474","v":3.2160000000000002},{"$f":"INDEX('C. PoC Summary Stats & Para'!$E$25:$G$25,,MATCH($C474,'C. PoC Summary Stats & Para'!$E$18:$G$18,0))","v":0.4},1.2864000000000002,{"$f":"INDEX('C. PoC Summary Stats & Para'!$E$14:$G$14,,MATCH($C474,'C. PoC Summary Stats & Para'!$E$18:$G$18,0))","v":40.728999999999999},52.393785600000008]
[{"$f":"'A. Population Info'!A475","v":470},{"$f":"'A. Population Info'!D475","v":470},{"$f":"'A. Population Info'!F475","v":"LV"},{"$f":"'A. Population Info'!E475","v":3.2160000000000002},{"$f":"INDEX('C. PoC Summary Stats & Para'!$E$25:$G$25,,MATCH($C475,'C. PoC Summary Stats & Para'!$E$18:$G$18,0))","v":0.4},1.2864000000000002,{"$f":"INDEX('C. PoC Summary Stats & Para'!$E$14:$G$14,,MATCH($C475,'C. PoC Summary Stats & Para'!$E$18:$G$18,0))","v":40.728999999999999},52.393785600000008]
[{"$f":"'A. Population Info'!A476","v":471},{"$f":"'A. Population Info'!D476","v":471},{"$f":"'A. Population Info'!F476","v":"LV"},{"$f":"'A. Population Info'!E476","v":3.2160000000000002},{"$f":"INDEX('C. PoC Summary Stats & Para'!$E$25:$G$25,,MATCH($C476,'C. PoC Summary Stats & Para'!$E$18:$G$18,0))","v":0.4},1.2864000000000002,{"$f":"INDEX('C. PoC Summary Stats & Para'!$E$14:$G$14,,MATCH($C476,'C. PoC Summary Stats & Para'!$E$18:$G$18,0))","v":40.728999999999999},52.393785600000008]
[{"$f":"'A. Population Info'!A477","v":472},{"$f":"'A. Population Info'!D477","v":472},{"$f":"'A. Population Info'!F477","v":"LV"},{"$f":"'A. Population Info'!E477","v":3.2160000000000002},{"$f":"INDEX('C. PoC Summary Stats & Para'!$E$25:$G$25,,MATCH($C477,'C. PoC Summary Stats & Para'!$E$18:$G$18,0))","v":0.4},1.2864000000000002,{"$f":"INDEX('C. PoC Summary Stats & Para'!$E$14:$G$14,,MATCH($C477,'C. PoC Summary Stats & Para'!$E$18:$G$18,0))","v":40.728999999999999},52.393785600000008]
[{"$f":"'A. Population Info'!A478","v":473},{"$f":"'A. Population Info'!D478","v":473},{"$f":"'A. Population Info'!F478","v":"LV"},{"$f":"'A. Population Info'!E478","v":3.2160000000000002},{"$f":"INDEX('C. PoC Summary Stats & Para'!$E$25:$G$25,,MATCH($C478,'C. PoC Summary Stats & Para'!$E$18:$G$18,0))","v":0.4},1.2864000000000002,{"$f":"INDEX('C. PoC Summary Stats & Para'!$E$14:$G$14,,MATCH($C478,'C. PoC Summary Stats & Para'!$E$18:$G$18,0))","v":40.728999999999999},52.393785600000008]
[{"$f":"'A. Population Info'!A479","v":474},{"$f":"'A. Population Info'!D479","v":474},{"$f":"'A. Population Info'!F479","v":"LV"},{"$f":"'A. Population Info'!E479","v":3.2160000000000002},{"$f":"INDEX('C. PoC Summary Stats & Para'!$E$25:$G$25,,MATCH($C479,'C. PoC Summary Stats & Para'!$E$18:$G$18,0))","v":0.4},1.2864000000000002,{"$f":"INDEX('C. PoC Summary Stats & Para'!$E$14:$G$14,,MATCH($C479,'C. PoC Summary Stats & Para'!$E$18:$G$18,0))","v":40.728999999999999},52.393785600000008]
[{"$f":"'A. Population Info'!A480","v":475},{"$f":"'A. Population Info'!D480","v":475},{"$f":"'A. Population Info'!F480","v":"LV"},{"$f":"'A. Population Info'!E480","v":3.2160000000000002},{"$f":"INDEX('C. PoC Summary Stats & Para'!$E$25:$G$25,,MATCH($C480,'C. PoC Summary Stats & Para'!$E$18:$G$18,0))","v":0.4},1.2864000000000002,{"$f":"INDEX('C. PoC Summary Stats & Para'!$E$14:$G$14,,MATCH($C480,'C. PoC Summary Stats & Para'!$E$18:$G$18,0))","v":40.728999999999999},52.393785600000008]
[{"$f":"'A. Population Info'!A481","v":476},{"$f":"'A. Population Info'!D481","v":476},{"$f":"'A. Population Info'!F481","v":"LV"},{"$f":"'A. Population Info'!E481","v":3.2160000000000002},{"$f":"INDEX('C. PoC Summary Stats & Para'!$E$25:$G$25,,MATCH($C481,'C. PoC Summary Stats & Para'!$E$18:$G$18,0))","v":0.4},1.2864000000000002,{"$f":"INDEX('C. PoC Summary Stats & Para'!$E$14:$G$14,,MATCH($C481,'C. PoC Summary Stats & Para'!$E$18:$G$18,0))","v":40.728999999999999},52.393785600000008]
[{"$f":"'A. Population Info'!A482","v":477},{"$f":"'A. Population Info'!D482","v":477},{"$f":"'A. Population Info'!F482","v":"LV"},{"$f":"'A. Population Info'!E482","v":3.2160000000000002},{"$f":"INDEX('C. PoC Summary Stats & Para'!$E$25:$G$25,,MATCH($C482,'C. PoC Summary Stats & Para'!$E$18:$G$18,0))","v":0.4},1.2864000000000002,{"$f":"INDEX('C. PoC Summary Stats & Para'!$E$14:$G$14,,MATCH($C482,'C. PoC Summary Stats & Para'!$E$18:$G$18,0))","v":40.728999999999999},52.393785600000008]
[{"$f":"'A. Population Info'!A483","v":478},{"$f":"'A. Population Info'!D483","v":478},{"$f":"'A. Population Info'!F483","v":"LV"},{"$f":"'A. Population Info'!E483","v":3.2160000000000002},{"$f":"INDEX('C. PoC Summary Stats & Para'!$E$25:$G$25,,MATCH($C483,'C. PoC Summary Stats & Para'!$E$18:$G$18,0))","v":0.4},1.2864000000000002,{"$f":"INDEX('C. PoC Summary Stats & Para'!$E$14:$G$14,,MATCH($C483,'C. PoC Summary Stats & Para'!$E$18:$G$18,0))","v":40.728999999999999},52.393785600000008]
[{"$f":"'A. Population Info'!A484","v":479},{"$f":"'A. Population Info'!D484","v":479},{"$f":"'A. Population Info'!F484","v":"LV"},{"$f":"'A. Population Info'!E484","v":3.2160000000000002},{"$f":"INDEX('C. PoC Summary Stats & Para'!$E$25:$G$25,,MATCH($C484,'C. PoC Summary Stats & Para'!$E$18:$G$18,0))","v":0.4},1.2864000000000002,{"$f":"INDEX('C. PoC Summary Stats & Para'!$E$14:$G$14,,MATCH($C484,'C. PoC Summary Stats & Para'!$E$18:$G$18,0))","v":40.728999999999999},52.393785600000008]
[{"$f":"'A. Population Info'!A485","v":480},{"$f":"'A. Population Info'!D485","v":480},{"$f":"'A. Population Info'!F485","v":"LV"},{"$f":"'A. Population Info'!E485","v":3.2160000000000002},{"$f":"INDEX('C. PoC Summary Stats & Para'!$E$25:$G$25,,MATCH($C485,'C. PoC Summary Stats & Para'!$E$18:$G$18,0))","v":0.4},1.2864000000000002,{"$f":"INDEX('C. PoC Summary Stats & Para'!$E$14:$G$14,,MATCH($C485,'C. PoC Summary Stats & Para'!$E$18:$G$18,0))","v":40.728999999999999},52.393785600000008]
[{"$f":"'A. Population Info'!A486","v":481},{"$f":"'A. Population Info'!D486","v":481},{"$f":"'A. Population Info'!F486","v":"LV"},{"$f":"'A. Population Info'!E486","v":3.2160000000000002},{"$f":"INDEX('C. PoC Summary Stats & Para'!$E$25:$G$25,,MATCH($C486,'C. PoC Summary Stats & Para'!$E$18:$G$18,0))","v":0.4},1.2864000000000002,{"$f":"INDEX('C. PoC Summary Stats & Para'!$E$14:$G$14,,MATCH($C486,'C. PoC Summary Stats & Para'!$E$18:$G$18,0))","v":40.728999999999999},52.393785600000008]
[{"$f":"'A. Population Info'!A487","v":482},{"$f":"'A. Population Info'!D487","v":482},{"$f":"'A. Population Info'!F487","v":"LV"},{"$f":"'A. Population Info'!E487","v":3.2160000000000002},{"$f":"INDEX('C. PoC Summary Stats & Para'!$E$25:$G$25,,MATCH($C487,'C. PoC Summary Stats & Para'!$E$18:$G$18,0))","v":0.4},1.2864000000000002,{"$f":"INDEX('C. PoC Summary Stats & Para'!$E$14:$G$14,,MATCH($C487,'C. PoC Summary Stats & Para'!$E$18:$G$18,0))","v":40.728999999999999},52.393785600000008]
[{"$f":"'A. Population Info'!A488","v":483},{"$f":"'A. Population Info'!D488","v":483},{"$f":"'A. Population Info'!F488","v":"LV"},{"$f":"'A. Population Info'!E488","v":3.2160000000000002},{"$f":"INDEX('C. PoC Summary Stats & Para'!$E$25:$G$25,,MATCH($C488,'C. PoC Summary Stats & Para'!$E$18:$G$18,0))","v":0.4},1.2864000000000002,{"$f":"INDEX('C. PoC Summary Stats & Para'!$E$14:$G$14,,MATCH($C488,'C. PoC Summary Stats & Para'!$E$18:$G$18,0))","v":40.728999999999999},52.393785600000008]
[{"$f":"'A. Population Info'!A489","v":484},{"$f":"'A. Population Info'!D489","v":484},{"$f":"'A. Population Info'!F489","v":"LV"},{"$f":"'A. Population Info'!E489","v":3.2160000000000002},{"$f":"INDEX('C. PoC Summary Stats & Para'!$E$25:$G$25,,MATCH($C489,'C. PoC Summary Stats & Para'!$E$18:$G$18,0))","v":0.4},1.2864000000000002,{"$f":"INDEX('C. PoC Summary Stats & Para'!$E$14:$G$14,,MATCH($C489,'C. PoC Summary Stats & Para'!$E$18:$G$18,0))","v":40.728999999999999},52.393785600000008]
[{"$f":"'A. Population Info'!A490","v":485},{"$f":"'A. Population Info'!D490","v":485},{"$f":"'A. Population Info'!F490","v":"LV"},{"$f":"'A. Population Info'!E490","v":3.2160000000000002},{"$f":"INDEX('C. PoC Summary Stats & Para'!$E$25:$G$25,,MATCH($C490,'C. PoC Summary Stats & Para'!$E$18:$G$18,0))","v":0.4},1.2864000000000002,{"$f":"INDEX('C. PoC Summary Stats & Para'!$E$14:$G$14,,MATCH($C490,'C. PoC Summary Stats & Para'!$E$18:$G$18,0))","v":40.728999999999999},52.393785600000008]
[{"$f":"'A. Population Info'!A491","v":486},{"$f":"'A. Population Info'!D491","v":486},{"$f":"'A. Population Info'!F491","v":"LV"},{"$f":"'A. Population Info'!E491","v":3.2160000000000002},{"$f":"INDEX('C. PoC Summary Stats & Para'!$E$25:$G$25,,MATCH($C491,'C. PoC Summary Stats & Para'!$E$18:$G$18,0))","v":0.4},1.2864000000000002,{"$f":"INDEX('C. PoC Summary Stats & Para'!$E$14:$G$14,,MATCH($C491,'C. PoC Summary Stats & Para'!$E$18:$G$18,0))","v":40.728999999999999},52.393785600000008]
[{"$f":"'A. Population Info'!A492","v":487},{"$f":"'A. Population Info'!D492","v":487},{"$f":"'A. Population Info'!F492","v":"LV"},{"$f":"'A. Population Info'!E492","v":3.2160000000000002},{"$f":"INDEX('C. PoC Summary Stats & Para'!$E$25:$G$25,,MATCH($C492,'C. PoC Summary Stats & Para'!$E$18:$G$18,0))","v":0.4},1.2864000000000002,{"$f":"INDEX('C. PoC Summary Stats & Para'!$E$14:$G$14,,MATCH($C492,'C. PoC Summary Stats & Para'!$E$18:$G$18,0))","v":40.728999999999999},52.393785600000008]
[{"$f":"'A. Population Info'!A493","v":488},{"$f":"'A. Population Info'!D493","v":488},{"$f":"'A. Population Info'!F493","v":"LV"},{"$f":"'A. Population Info'!E493","v":3.2160000000000002},{"$f":"INDEX('C. PoC Summary Stats & Para'!$E$25:$G$25,,MATCH($C493,'C. PoC Summary Stats & Para'!$E$18:$G$18,0))","v":0.4},1.2864000000000002,{"$f":"INDEX('C. PoC Summary Stats & Para'!$E$14:$G$14,,MATCH($C493,'C. PoC Summary Stats & Para'!$E$18:$G$18,0))","v":40.728999999999999},52.393785600000008]
[{"$f":"'A. Population Info'!A494","v":489},{"$f":"'A. Population Info'!D494","v":489},{"$f":"'A. Population Info'!F494","v":"LV"},{"$f":"'A. Population Info'!E494","v":3.2160000000000002},{"$f":"INDEX('C. PoC Summary Stats & Para'!$E$25:$G$25,,MATCH($C494,'C. PoC Summary Stats & Para'!$E$18:$G$18,0))","v":0.4},1.2864000000000002,{"$f":"INDEX('C. PoC Summary Stats & Para'!$E$14:$G$14,,MATCH($C494,'C. PoC Summary Stats & Para'!$E$18:$G$18,0))","v":40.728999999999999},52.393785600000008]
[{"$f":"'A. Population Info'!A495","v":490},{"$f":"'A. Population Info'!D495","v":490},{"$f":"'A. Population Info'!F495","v":"LV"},{"$f":"'A. Population Info'!E495","v":3.2160000000000002},{"$f":"INDEX('C. PoC Summary Stats & Para'!$E$25:$G$25,,MATCH($C495,'C. PoC Summary Stats & Para'!$E$18:$G$18,0))","v":0.4},1.2864000000000002,{"$f":"INDEX('C. PoC Summary Stats & Para'!$E$14:$G$14,,MATCH($C495,'C. PoC Summary Stats & Para'!$E$18:$G$18,0))","v":40.728999999999999},52.393785600000008]
[{"$f":"'A. Population Info'!A496","v":491},{"$f":"'A. Population Info'!D496","v":491},{"$f":"'A. Population Info'!F496","v":"LV"},{"$f":"'A. Population Info'!E496","v":3.2160000000000002},{"$f":"INDEX('C. PoC Summary Stats & Para'!$E$25:$G$25,,MATCH($C496,'C. PoC Summary Stats & Para'!$E$18:$G$18,0))","v":0.4},1.2864000000000002,{"$f":"INDEX('C. PoC Summary Stats & Para'!$E$14:$G$14,,MATCH($C496,'C. PoC Summary Stats & Para'!$E$18:$G$18,0))","v":40.728999999999999},52.393785600000008]
[{"$f":"'A. Population Info'!A497","v":492},{"$f":"'A. Population Info'!D497","v":492},{"$f":"'A. Population Info'!F497","v":"LV"},{"$f":"'A. Population Info'!E497","v":3.2160000000000002},{"$f":"INDEX('C. PoC Summary Stats & Para'!$E$25:$G$25,,MATCH($C497,'C. PoC Summary Stats & Para'!$E$18:$G$18,0))","v":0.4},1.2864000000000002,{"$f":"INDEX('C. PoC Summary Stats & Para'!$E$14:$G$14,,MATCH($C497,'C. PoC Summary Stats & Para'!$E$18:$G$18,0))","v":40.728999999999999},52.393785600000008]
[{"$f":"'A. Population Info'!A498","v":493},{"$f":"'A. Population Info'!D498","v":493},{"$f":"'A. Population Info'!F498","v":"LV"},{"$f":"'A. Population Info'!E498","v":3.2160000000000002},{"$f":"INDEX('C. PoC Summary Stats & Para'!$E$25:$G$25,,MATCH($C498,'C. PoC Summary Stats & Para'!$E$18:$G$18,0))","v":0.4},1.2864000000000002,{"$f":"INDEX('C. PoC Summary Stats & Para'!$E$14:$G$14,,MATCH($C498,'C. PoC Summary Stats & Para'!$E$18:$G$18,0))","v":40.728999999999999},52.393785600000008]
[{"$f":"'A. Population Info'!A499","v":494},{"$f":"'A. Population Info'!D499","v":494},{"$f":"'A. Population Info'!F499","v":"LV"},{"$f":"'A. Population Info'!E499","v":3.2160000000000002},{"$f":"INDEX('C. PoC Summary Stats & Para'!$E$25:$G$25,,MATCH($C499,'C. PoC Summary Stats & Para'!$E$18:$G$18,0))","v":0.4},1.2864000000000002,{"$f":"INDEX('C. PoC Summary Stats & Para'!$E$14:$G$14,,MATCH($C499,'C. PoC Summary Stats & Para'!$E$18:$G$18,0))","v":40.728999999999999},52.393785600000008]
[{"$f":"'A. Population Info'!A500","v":495},{"$f":"'A. Population Info'!D500","v":495},{"$f":"'A. Population Info'!F500","v":"LV"},{"$f":"'A. Population Info'!E500","v":3.2160000000000002},{"$f":"INDEX('C. PoC Summary Stats & Para'!$E$25:$G$25,,MATCH($C500,'C. PoC Summary Stats & Para'!$E$18:$G$18,0))","v":0.4},1.2864000000000002,{"$f":"INDEX('C. PoC Summary Stats & Para'!$E$14:$G$14,,MATCH($C500,'C. PoC Summary Stats & Para'!$E$18:$G$18,0))","v":40.728999999999999},52.393785600000008]
[{"$f":"'A. Population Info'!A501","v":496},{"$f":"'A. Population Info'!D501","v":496},{"$f":"'A. Population Info'!F501","v":"LV"},{"$f":"'A. Population Info'!E501","v":3.2160000000000002},{"$f":"INDEX('C. PoC Summary Stats & Para'!$E$25:$G$25,,MATCH($C501,'C. PoC Summary Stats & Para'!$E$18:$G$18,0))","v":0.4},1.2864000000000002,{"$f":"INDEX('C. PoC Summary Stats & Para'!$E$14:$G$14,,MATCH($C501,'C. PoC Summary Stats & Para'!$E$18:$G$18,0))","v":40.728999999999999},52.393785600000008]
[{"$f":"'A. Population Info'!A502","v":497},{"$f":"'A. Population Info'!D502","v":497},{"$f":"'A. Population Info'!F502","v":"LV"},{"$f":"'A. Population Info'!E502","v":3.2160000000000002},{"$f":"INDEX('C. PoC Summary Stats & Para'!$E$25:$G$25,,MATCH($C502,'C. PoC Summary Stats & Para'!$E$18:$G$18,0))","v":0.4},1.2864000000000002,{"$f":"INDEX('C. PoC Summary Stats & Para'!$E$14:$G$14,,MATCH($C502,'C. PoC Summary Stats & Para'!$E$18:$G$18,0))","v":40.728999999999999},52.393785600000008]
[{"$f":"'A. Population Info'!A503","v":498},{"$f":"'A. Population Info'!D503","v":498},{"$f":"'A. Population Info'!F503","v":"LV"},{"$f":"'A. Population Info'!E503","v":3.2160000000000002},{"$f":"INDEX('C. PoC Summary Stats & Para'!$E$25:$G$25,,MATCH($C503,'C. PoC Summary Stats & Para'!$E$18:$G$18,0))","v":0.4},1.2864000000000002,{"$f":"INDEX('C. PoC Summary Stats & Para'!$E$14:$G$14,,MATCH($C503,'C. PoC Summary Stats & Para'!$E$18:$G$18,0))","v":40.728999999999999},52.393785600000008]
[{"$f":"'A. Population Info'!A504","v":499},{"$f":"'A. Population Info'!D504","v":499},{"$f":"'A. Population Info'!F504","v":"LV"},{"$f":"'A. Population Info'!E504","v":3.2160000000000002},{"$f":"INDEX('C. PoC Summary Stats & Para'!$E$25:$G$25,,MATCH($C504,'C. PoC Summary Stats & Para'!$E$18:$G$18,0))","v":0.4},1.2864000000000002,{"$f":"INDEX('C. PoC Summary Stats & Para'!$E$14:$G$14,,MATCH($C504,'C. PoC Summary Stats & Para'!$E$18:$G$18,0))","v":40.728999999999999},52.393785600000008]
[{"$f":"'A. Population Info'!A505","v":500},{"$f":"'A. Population Info'!D505","v":500},{"$f":"'A. Population Info'!F505","v":"LV"},{"$f":"'A. Population Info'!E505","v":3.2160000000000002},{"$f":"INDEX('C. PoC Summary Stats & Para'!$E$25:$G$25,,MATCH($C505,'C. PoC Summary Stats & Para'!$E$18:$G$18,0))","v":0.4},1.2864000000000002,{"$f":"INDEX('C. PoC Summary Stats & Para'!$E$14:$G$14,,MATCH($C505,'C. PoC Summary Stats & Para'!$E$18:$G$18,0))","v":40.728999999999999},52.393785600000008]
[{"$f":"'A. Population Info'!A506","v":501},{"$f":"'A. Population Info'!D506","v":501},{"$f":"'A. Population Info'!F506","v":"LV"},{"$f":"'A. Population Info'!E506","v":3.2160000000000002},{"$f":"INDEX('C. PoC Summary Stats & Para'!$E$25:$G$25,,MATCH($C506,'C. PoC Summary Stats & Para'!$E$18:$G$18,0))","v":0.4},1.2864000000000002,{"$f":"INDEX('C. PoC Summary Stats & Para'!$E$14:$G$14,,MATCH($C506,'C. PoC Summary Stats & Para'!$E$18:$G$18,0))","v":40.728999999999999},52.393785600000008]
[{"$f":"'A. Population Info'!A507","v":502},{"$f":"'A. Population Info'!D507","v":502},{"$f":"'A. Population Info'!F507","v":"LV"},{"$f":"'A. Population Info'!E507","v":3.2160000000000002},{"$f":"INDEX('C. PoC Summary Stats & Para'!$E$25:$G$25,,MATCH($C507,'C. PoC Summary Stats & Para'!$E$18:$G$18,0))","v":0.4},1.2864000000000002,{"$f":"INDEX('C. PoC Summary Stats & Para'!$E$14:$G$14,,MATCH($C507,'C. PoC Summary Stats & Para'!$E$18:$G$18,0))","v":40.728999999999999},52.393785600000008]
[{"$f":"'A. Population Info'!A508","v":503},{"$f":"'A. Population Info'!D508","v":503},{"$f":"'A. Population Info'!F508","v":"LV"},{"$f":"'A. Population Info'!E508","v":3.2160000000000002},{"$f":"INDEX('C. PoC Summary Stats & Para'!$E$25:$G$25,,MATCH($C508,'C. PoC Summary Stats & Para'!$E$18:$G$18,0))","v":0.4},1.2864000000000002,{"$f":"INDEX('C. PoC Summary Stats & Para'!$E$14:$G$14,,MATCH($C508,'C. PoC Summary Stats & Para'!$E$18:$G$18,0))","v":40.728999999999999},52.393785600000008]
[{"$f":"'A. Population Info'!A509","v":504},{"$f":"'A. Population Info'!D509","v":504},{"$f":"'A. Population Info'!F509","v":"LV"},{"$f":"'A. Population Info'!E509","v":3.2160000000000002},{"$f":"INDEX('C. PoC Summary Stats & Para'!$E$25:$G$25,,MATCH($C509,'C. PoC Summary Stats & Para'!$E$18:$G$18,0))","v":0.4},1.2864000000000002,{"$f":"INDEX('C. PoC Summary Stats & Para'!$E$14:$G$14,,MATCH($C509,'C. PoC Summary Stats & Para'!$E$18:$G$18,0))","v":40.728999999999999},52.393785600000008]
[{"$f":"'A. Population Info'!A510","v":505},{"$f":"'A. Population Info'!D510","v":505},{"$f":"'A. Population Info'!F510","v":"LV"},{"$f":"'A. Population Info'!E510","v":3.2160000000000002},{"$f":"INDEX('C. PoC Summary Stats & Para'!$E$25:$G$25,,MATCH($C510,'C. PoC Summary Stats & Para'!$E$18:$G$18,0))","v":0.4},1.2864000000000002,{"$f":"INDEX('C. PoC Summary Stats & Para'!$E$14:$G$14,,MATCH($C510,'C. PoC Summary Stats & Para'!$E$18:$G$18,0))","v":40.728999999999999},52.393785600000008]
[{"$f":"'A. Population Info'!A511","v":506},{"$f":"'A. Population Info'!D511","v":506},{"$f":"'A. Population Info'!F511","v":"LV"},{"$f":"'A. Population Info'!E511","v":3.2160000000000002},{"$f":"INDEX('C. PoC Summary Stats & Para'!$E$25:$G$25,,MATCH($C511,'C. PoC Summary Stats & Para'!$E$18:$G$18,0))","v":0.4},1.2864000000000002,{"$f":"INDEX('C. PoC Summary Stats & Para'!$E$14:$G$14,,MATCH($C511,'C. PoC Summary Stats & Para'!$E$18:$G$18,0))","v":40.728999999999999},52.393785600000008]
[{"$f":"'A. Population Info'!A512","v":507},{"$f":"'A. Population Info'!D512","v":507},{"$f":"'A. Population Info'!F512","v":"LV"},{"$f":"'A. Population Info'!E512","v":3.2160000000000002},{"$f":"INDEX('C. PoC Summary Stats & Para'!$E$25:$G$25,,MATCH($C512,'C. PoC Summary Stats & Para'!$E$18:$G$18,0))","v":0.4},1.2864000000000002,{"$f":"INDEX('C. PoC Summary Stats & Para'!$E$14:$G$14,,MATCH($C512,'C. PoC Summary Stats & Para'!$E$18:$G$18,0))","v":40.728999999999999},52.393785600000008]
[{"$f":"'A. Population Info'!A513","v":508},{"$f":"'A. Population Info'!D513","v":508},{"$f":"'A. Population Info'!F513","v":"LV"},{"$f":"'A. Population Info'!E513","v":3.2160000000000002},{"$f":"INDEX('C. PoC Summary Stats & Para'!$E$25:$G$25,,MATCH($C513,'C. PoC Summary Stats & Para'!$E$18:$G$18,0))","v":0.4},1.2864000000000002,{"$f":"INDEX('C. PoC Summary Stats & Para'!$E$14:$G$14,,MATCH($C513,'C. PoC Summary Stats & Para'!$E$18:$G$18,0))","v":40.728999999999999},52.393785600000008]
[{"$f":"'A. Population Info'!A514","v":509},{"$f":"'A. Population Info'!D514","v":509},{"$f":"'A. Population Info'!F514","v":"LV"},{"$f":"'A. Population Info'!E514","v":3.2160000000000002},{"$f":"INDEX('C. PoC Summary Stats & Para'!$E$25:$G$25,,MATCH($C514,'C. PoC Summary Stats & Para'!$E$18:$G$18,0))","v":0.4},1.2864000000000002,{"$f":"INDEX('C. PoC Summary Stats & Para'!$E$14:$G$14,,MATCH($C514,'C. PoC Summary Stats & Para'!$E$18:$G$18,0))","v":40.728999999999999},52.393785600000008]
[{"$f":"'A. Population Info'!A515","v":510},{"$f":"'A. Population Info'!D515","v":510},{"$f":"'A. Population Info'!F515","v":"LV"},{"$f":"'A. Population Info'!E515","v":3.2160000000000002},{"$f":"INDEX('C. PoC Summary Stats & Para'!$E$25:$G$25,,MATCH($C515,'C. PoC Summary Stats & Para'!$E$18:$G$18,0))","v":0.4},1.2864000000000002,{"$f":"INDEX('C. PoC Summary Stats & Para'!$E$14:$G$14,,MATCH($C515,'C. PoC Summary Stats & Para'!$E$18:$G$18,0))","v":40.728999999999999},52.393785600000008]
[{"$f":"'A. Population Info'!A516","v":511},{"$f":"'A. Population Info'!D516","v":511},{"$f":"'A. Population Info'!F516","v":"LV"},{"$f":"'A. Population Info'!E516","v":3.2160000000000002},{"$f":"INDEX('C. PoC Summary Stats & Para'!$E$25:$G$25,,MATCH($C516,'C. PoC Summary Stats & Para'!$E$18:$G$18,0))","v":0.4},1.2864000000000002,{"$f":"INDEX('C. PoC Summary Stats & Para'!$E$14:$G$14,,MATCH($C516,'C. PoC Summary Stats & Para'!$E$18:$G$18,0))","v":40.728999999999999},52.393785600000008]
[{"$f":"'A. Population Info'!A517","v":512},{"$f":"'A. Population Info'!D517","v":512},{"$f":"'A. Population Info'!F517","v":"LV"},{"$f":"'A. Population Info'!E517","v":3.2160000000000002},{"$f":"INDEX('C. PoC Summary Stats & Para'!$E$25:$G$25,,MATCH($C517,'C. PoC Summary Stats & Para'!$E$18:$G$18,0))","v":0.4},1.2864000000000002,{"$f":"INDEX('C. PoC Summary Stats & Para'!$E$14:$G$14,,MATCH($C517,'C. PoC Summary Stats & Para'!$E$18:$G$18,0))","v":40.728999999999999},52.393785600000008]
[{"$f":"'A. Population Info'!A518","v":513},{"$f":"'A. Population Info'!D518","v":513},{"$f":"'A. Population Info'!F518","v":"LV"},{"$f":"'A. Population Info'!E518","v":3.2160000000000002},{"$f":"INDEX('C. PoC Summary Stats & Para'!$E$25:$G$25,,MATCH($C518,'C. PoC Summary Stats & Para'!$E$18:$G$18,0))","v":0.4},1.2864000000000002,{"$f":"INDEX('C. PoC Summary Stats & Para'!$E$14:$G$14,,MATCH($C518,'C. PoC Summary Stats & Para'!$E$18:$G$18,0))","v":40.728999999999999},{"$f":"IFERROR(F518*G518,AVERAGEIF(F:F, \">0\")*G518)","v":52.393785600000008}]
[{"$f":"'A. Population Info'!A519","v":514},{"$f":"'A. Population Info'!D519","v":514},{"$f":"'A. Population Info'!F519","v":"LV"},{"$f":"'A. Population Info'!E519","v":3.2160000000000002},{"$f":"INDEX('C. PoC Summary Stats & Para'!$E$25:$G$25,,MATCH($C519,'C. PoC Summary Stats & Para'!$E$18:$G$18,0))","v":0.4},1.2864000000000002,{"$f":"INDEX('C. PoC Summary Stats & Para'!$E$14:$G$14,,MATCH($C519,'C. PoC Summary Stats & Para'!$E$18:$G$18,0))","v":40.728999999999999},52.393785600000008]
[{"$f":"'A. Population Info'!A520","v":515},{"$f":"'A. Population Info'!D520","v":515},{"$f":"'A. Population Info'!F520","v":"LV"},{"$f":"'A. Population Info'!E520","v":3.2160000000000002},{"$f":"INDEX('C. PoC Summary Stats & Para'!$E$25:$G$25,,MATCH($C520,'C. PoC Summary Stats & Para'!$E$18:$G$18,0))","v":0.4},1.2864000000000002,{"$f":"INDEX('C. PoC Summary Stats & Para'!$E$14:$G$14,,MATCH($C520,'C. PoC Summary Stats & Para'!$E$18:$G$18,0))","v":40.728999999999999},52.393785600000008]
[{"$f":"'A. Population Info'!A521","v":516},{"$f":"'A. Population Info'!D521","v":516},{"$f":"'A. Population Info'!F521","v":"LV"},{"$f":"'A. Population Info'!E521","v":3.2160000000000002},{"$f":"INDEX('C. PoC Summary Stats & Para'!$E$25:$G$25,,MATCH($C521,'C. PoC Summary Stats & Para'!$E$18:$G$18,0))","v":0.4},1.2864000000000002,{"$f":"INDEX('C. PoC Summary Stats & Para'!$E$14:$G$14,,MATCH($C521,'C. PoC Summary Stats & Para'!$E$18:$G$18,0))","v":40.728999999999999},52.393785600000008]
[{"$f":"'A. Population Info'!A522","v":517},{"$f":"'A. Population Info'!D522","v":517},{"$f":"'A. Population Info'!F522","v":"LV"},{"$f":"'A. Population Info'!E522","v":3.2160000000000002},{"$f":"INDEX('C. PoC Summary Stats & Para'!$E$25:$G$25,,MATCH($C522,'C. PoC Summary Stats & Para'!$E$18:$G$18,0))","v":0.4},{"$f":"D522*E522","v":1.2864000000000002},{"$f":"INDEX('C. PoC Summary Stats & Para'!$E$14:$G$14,,MATCH($C522,'C. PoC Summary Stats & Para'!$E$18:$G$18,0))","v":40.728999999999999},52.393785600000008]
[{"$f":"'A. Population Info'!A523","v":518},{"$f":"'A. Population Info'!D523","v":518},{"$f":"'A. Population Info'!F523","v":"LV"},{"$f":"'A. Population Info'!E523","v":3.2160000000000002},{"$f":"INDEX('C. PoC Summary Stats & Para'!$E$25:$G$25,,MATCH($C523,'C. PoC Summary Stats & Para'!$E$18:$G$18,0))","v":0.4},1.2864000000000002,{"$f":"INDEX('C. PoC Summary Stats & Para'!$E$14:$G$14,,MATCH($C523,'C. PoC Summary Stats & Para'!$E$18:$G$18,0))","v":40.728999999999999},52.393785600000008]
[{"$f":"'A. Population Info'!A524","v":519},{"$f":"'A. Population Info'!D524","v":519},{"$f":"'A. Population Info'!F524","v":"LV"},{"$f":"'A. Population Info'!E524","v":3.2160000000000002},{"$f":"INDEX('C. PoC Summary Stats & Para'!$E$25:$G$25,,MATCH($C524,'C. PoC Summary Stats & Para'!$E$18:$G$18,0))","v":0.4},1.2864000000000002,{"$f":"INDEX('C. PoC Summary Stats & Para'!$E$14:$G$14,,MATCH($C524,'C. PoC Summary Stats & Para'!$E$18:$G$18,0))","v":40.728999999999999},52.393785600000008]
[{"$f":"'A. Population Info'!A525","v":520},{"$f":"'A. Population Info'!D525","v":520},{"$f":"'A. Population Info'!F525","v":"LV"},{"$f":"'A. Population Info'!E525","v":3.2160000000000002},{"$f":"INDEX('C. PoC Summary Stats & Para'!$E$25:$G$25,,MATCH($C525,'C. PoC Summary Stats & Para'!$E$18:$G$18,0))","v":0.4},1.2864000000000002,{"$f":"INDEX('C. PoC Summary Stats & Para'!$E$14:$G$14,,MATCH($C525,'C. PoC Summary Stats & Para'!$E$18:$G$18,0))","v":40.728999999999999},52.393785600000008]
[{"$f":"'A. Population Info'!A526","v":521},{"$f":"'A. Population Info'!D526","v":521},{"$f":"'A. Population Info'!F526","v":"LV"},{"$f":"'A. Population Info'!E526","v":3.2160000000000002},{"$f":"INDEX('C. PoC Summary Stats & Para'!$E$25:$G$25,,MATCH($C526,'C. PoC Summary Stats & Para'!$E$18:$G$18,0))","v":0.4},1.2864000000000002,{"$f":"INDEX('C. PoC Summary Stats & Para'!$E$14:$G$14,,MATCH($C526,'C. PoC Summary Stats & Para'!$E$18:$G$18,0))","v":40.728999999999999},52.393785600000008]
[{"$f":"'A. Population Info'!A527","v":522},{"$f":"'A. Population Info'!D527","v":522},{"$f":"'A. Population Info'!F527","v":"LV"},{"$f":"'A. Population Info'!E527","v":3.2160000000000002},{"$f":"INDEX('C. PoC Summary Stats & Para'!$E$25:$G$25,,MATCH($C527,'C. PoC Summary Stats & Para'!$E$18:$G$18,0))","v":0.4},1.2864000000000002,{"$f":"INDEX('C. PoC Summary Stats & Para'!$E$14:$G$14,,MATCH($C527,'C. PoC Summary Stats & Para'!$E$18:$G$18,0))","v":40.728999999999999},52.393785600000008]
[{"$f":"'A. Population Info'!A528","v":523},{"$f":"'A. Population Info'!D528","v":523},{"$f":"'A. Population Info'!F528","v":"LV"},{"$f":"'A. Population Info'!E528","v":3.2160000000000002},{"$f":"INDEX('C. PoC Summary Stats & Para'!$E$25:$G$25,,MATCH($C528,'C. PoC Summary Stats & Para'!$E$18:$G$18,0))","v":0.4},1.2864000000000002,{"$f":"INDEX('C. PoC Summary Stats & Para'!$E$14:$G$14,,MATCH($C528,'C. PoC Summary Stats & Para'!$E$18:$G$18,0))","v":40.728999999999999},52.393785600000008]
[{"$f":"'A. Population Info'!A529","v":524},{"$f":"'A. Population Info'!D529","v":524},{"$f":"'A. Population Info'!F529","v":"LV"},{"$f":"'A. Population Info'!E529","v":3.2160000000000002},{"$f":"INDEX('C. PoC Summary Stats & Para'!$E$25:$G$25,,MATCH($C529,'C. PoC Summary Stats & Para'!$E$18:$G$18,0))","v":0.4},1.2864000000000002,{"$f":"INDEX('C. PoC Summary Stats & Para'!$E$14:$G$14,,MATCH($C529,'C. PoC Summary Stats & Para'!$E$18:$G$18,0))","v":40.728999999999999},52.393785600000008]
[{"$f":"'A. Population Info'!A530","v":525},{"$f":"'A. Population Info'!D530","v":525},{"$f":"'A. Population Info'!F530","v":"LV"},{"$f":"'A. Population Info'!E530","v":3.2160000000000002},{"$f":"INDEX('C. PoC Summary Stats & Para'!$E$25:$G$25,,MATCH($C530,'C. PoC Summary Stats & Para'!$E$18:$G$18,0))","v":0.4},1.2864000000000002,{"$f":"INDEX('C. PoC Summary Stats & Para'!$E$14:$G$14,,MATCH($C530,'C. PoC Summary Stats & Para'!$E$18:$G$18,0))","v":40.728999999999999},52.393785600000008]
[{"$f":"'A. Population Info'!A531","v":526},{"$f":"'A. Population Info'!D531","v":526},{"$f":"'A. Population Info'!F531","v":"LV"},{"$f":"'A. Population Info'!E531","v":3.2160000000000002},{"$f":"INDEX('C. PoC Summary Stats & Para'!$E$25:$G$25,,MATCH($C531,'C. PoC Summary Stats & Para'!$E$18:$G$18,0))","v":0.4},1.2864000000000002,{"$f":"INDEX('C. PoC Summary Stats & Para'!$E$14:$G$14,,MATCH($C531,'C. PoC Summary Stats & Para'!$E$18:$G$18,0))","v":40.728999999999999},52.393785600000008]
[{"$f":"'A. Population Info'!A532","v":527},{"$f":"'A. Population Info'!D532","v":527},{"$f":"'A. Population Info'!F532","v":"LV"},{"$f":"'A. Population Info'!E532","v":3.2160000000000002},{"$f":"INDEX('C. PoC Summary Stats & Para'!$E$25:$G$25,,MATCH($C532,'C. PoC Summary Stats & Para'!$E$18:$G$18,0))","v":0.4},1.2864000000000002,{"$f":"INDEX('C. PoC Summary Stats & Para'!$E$14:$G$14,,MATCH($C532,'C. PoC Summary Stats & Para'!$E$18:$G$18,0))","v":40.728999999999999},52.393785600000008]
[{"$f":"'A. Population Info'!A533","v":528},{"$f":"'A. Population Info'!D533","v":528},{"$f":"'A. Population Info'!F533","v":"LV"},{"$f":"'A. Population Info'!E533","v":3.2160000000000002},{"$f":"INDEX('C. PoC Summary Stats & Para'!$E$25:$G$25,,MATCH($C533,'C. PoC Summary Stats & Para'!$E$18:$G$18,0))","v":0.4},1.2864000000000002,{"$f":"INDEX('C. PoC Summary Stats & Para'!$E$14:$G$14,,MATCH($C533,'C. PoC Summary Stats & Para'!$E$18:$G$18,0))","v":40.728999999999999},52.393785600000008]
[{"$f":"'A. Population Info'!A534","v":529},{"$f":"'A. Population Info'!D534","v":529},{"$f":"'A. Population Info'!F534","v":"LV"},{"$f":"'A. Population Info'!E534","v":3.2160000000000002},{"$f":"INDEX('C. PoC Summary Stats & Para'!$E$25:$G$25,,MATCH($C534,'C. PoC Summary Stats & Para'!$E$18:$G$18,0))","v":0.4},1.2864000000000002,{"$f":"INDEX('C. PoC Summary Stats & Para'!$E$14:$G$14,,MATCH($C534,'C. PoC Summary Stats & Para'!$E$18:$G$18,0))","v":40.728999999999999},52.393785600000008]
[{"$f":"'A. Population Info'!A535","v":530},{"$f":"'A. Population Info'!D535","v":530},{"$f":"'A. Population Info'!F535","v":"LV"},{"$f":"'A. Population Info'!E535","v":3.2160000000000002},{"$f":"INDEX('C. PoC Summary Stats & Para'!$E$25:$G$25,,MATCH($C535,'C. PoC Summary Stats & Para'!$E$18:$G$18,0))","v":0.4},1.2864000000000002,{"$f":"INDEX('C. PoC Summary Stats & Para'!$E$14:$G$14,,MATCH($C535,'C. PoC Summary Stats & Para'!$E$18:$G$18,0))","v":40.728999999999999},52.393785600000008]
[{"$f":"'A. Population Info'!A536","v":531},{"$f":"'A. Population Info'!D536","v":531},{"$f":"'A. Population Info'!F536","v":"LV"},{"$f":"'A. Population Info'!E536","v":3.2160000000000002},{"$f":"INDEX('C. PoC Summary Stats & Para'!$E$25:$G$25,,MATCH($C536,'C. PoC Summary Stats & Para'!$E$18:$G$18,0))","v":0.4},1.2864000000000002,{"$f":"INDEX('C. PoC Summary Stats & Para'!$E$14:$G$14,,MATCH($C536,'C. PoC Summary Stats & Para'!$E$18:$G$18,0))","v":40.728999999999999},52.393785600000008]
[{"$f":"'A. Population Info'!A537","v":532},{"$f":"'A. Population Info'!D537","v":532},{"$f":"'A. Population Info'!F537","v":"LV"},{"$f":"'A. Population Info'!E537","v":3.2160000000000002},{"$f":"INDEX('C. PoC Summary Stats & Para'!$E$25:$G$25,,MATCH($C537,'C. PoC Summary Stats & Para'!$E$18:$G$18,0))","v":0.4},1.2864000000000002,{"$f":"INDEX('C. PoC Summary Stats & Para'!$E$14:$G$14,,MATCH($C537,'C. PoC Summary Stats & Para'!$E$18:$G$18,0))","v":40.728999999999999},52.393785600000008]
[{"$f":"'A. Population Info'!A538","v":533},{"$f":"'A. Population Info'!D538","v":533},{"$f":"'A. Population Info'!F538","v":"LV"},{"$f":"'A. Population Info'!E538","v":3.2160000000000002},{"$f":"INDEX('C. PoC Summary Stats & Para'!$E$25:$G$25,,MATCH($C538,'C. PoC Summary Stats & Para'!$E$18:$G$18,0))","v":0.4},1.2864000000000002,{"$f":"INDEX('C. PoC Summary Stats & Para'!$E$14:$G$14,,MATCH($C538,'C. PoC Summary Stats & Para'!$E$18:$G$18,0))","v":40.728999999999999},52.393785600000008]
[{"$f":"'A. Population Info'!A539","v":534},{"$f":"'A. Population Info'!D539","v":534},{"$f":"'A. Population Info'!F539","v":"LV"},{"$f":"'A. Population Info'!E539","v":3.2160000000000002},{"$f":"INDEX('C. PoC Summary Stats & Para'!$E$25:$G$25,,MATCH($C539,'C. PoC Summary Stats & Para'!$E$18:$G$18,0))","v":0.4},1.2864000000000002,{"$f":"INDEX('C. PoC Summary Stats & Para'!$E$14:$G$14,,MATCH($C539,'C. PoC Summary Stats & Para'!$E$18:$G$18,0))","v":40.728999999999999},52.393785600000008]
[{"$f":"'A. Population Info'!A540","v":535},{"$f":"'A. Population Info'!D540","v":535},{"$f":"'A. Population Info'!F540","v":"LV"},{"$f":"'A. Population Info'!E540","v":3.2160000000000002},{"$f":"INDEX('C. PoC Summary Stats & Para'!$E$25:$G$25,,MATCH($C540,'C. PoC Summary Stats & Para'!$E$18:$G$18,0))","v":0.4},1.2864000000000002,{"$f":"INDEX('C. PoC Summary Stats & Para'!$E$14:$G$14,,MATCH($C540,'C. PoC Summary Stats & Para'!$E$18:$G$18,0))","v":40.728999999999999},52.393785600000008]
[{"$f":"'A. Population Info'!A541","v":536},{"$f":"'A. Population Info'!D541","v":536},{"$f":"'A. Population Info'!F541","v":"LV"},{"$f":"'A. Population Info'!E541","v":3.2160000000000002},{"$f":"INDEX('C. PoC Summary Stats & Para'!$E$25:$G$25,,MATCH($C541,'C. PoC Summary Stats & Para'!$E$18:$G$18,0))","v":0.4},1.2864000000000002,{"$f":"INDEX('C. PoC Summary Stats & Para'!$E$14:$G$14,,MATCH($C541,'C. PoC Summary Stats & Para'!$E$18:$G$18,0))","v":40.728999999999999},52.393785600000008]
[{"$f":"'A. Population Info'!A542","v":537},{"$f":"'A. Population Info'!D542","v":537},{"$f":"'A. Population Info'!F542","v":"LV"},{"$f":"'A. Population Info'!E542","v":3.2160000000000002},{"$f":"INDEX('C. PoC Summary Stats & Para'!$E$25:$G$25,,MATCH($C542,'C. PoC Summary Stats & Para'!$E$18:$G$18,0))","v":0.4},1.2864000000000002,{"$f":"INDEX('C. PoC Summary Stats & Para'!$E$14:$G$14,,MATCH($C542,'C. PoC Summary Stats & Para'!$E$18:$G$18,0))","v":40.728999999999999},52.393785600000008]
[{"$f":"'A. Population Info'!A543","v":538},{"$f":"'A. Population Info'!D543","v":538},{"$f":"'A. Population Info'!F543","v":"LV"},{"$f":"'A. Population Info'!E543","v":3.2160000000000002},{"$f":"INDEX('C. PoC Summary Stats & Para'!$E$25:$G$25,,MATCH($C543,'C. PoC Summary Stats & Para'!$E$18:$G$18,0))","v":0.4},1.2864000000000002,{"$f":"INDEX('C. PoC Summary Stats & Para'!$E$14:$G$14,,MATCH($C543,'C. PoC Summary Stats & Para'!$E$18:$G$18,0))","v":40.728999999999999},52.393785600000008]
[{"$f":"'A. Population Info'!A544","v":539},{"$f":"'A. Population Info'!D544","v":539},{"$f":"'A. Population Info'!F544","v":"LV"},{"$f":"'A. Population Info'!E544","v":3.2160000000000002},{"$f":"INDEX('C. PoC Summary Stats & Para'!$E$25:$G$25,,MATCH($C544,'C. PoC Summary Stats & Para'!$E$18:$G$18,0))","v":0.4},1.2864000000000002,{"$f":"INDEX('C. PoC Summary Stats & Para'!$E$14:$G$14,,MATCH($C544,'C. PoC Summary Stats & Para'!$E$18:$G$18,0))","v":40.728999999999999},52.393785600000008]
[{"$f":"'A. Population Info'!A545","v":540},{"$f":"'A. Population Info'!D545","v":540},{"$f":"'A. Population Info'!F545","v":"LV"},{"$f":"'A. Population Info'!E545","v":3.2160000000000002},{"$f":"INDEX('C. PoC Summary Stats & Para'!$E$25:$G$25,,MATCH($C545,'C. PoC Summary Stats & Para'!$E$18:$G$18,0))","v":0.4},1.2864000000000002,{"$f":"INDEX('C. PoC Summary Stats & Para'!$E$14:$G$14,,MATCH($C545,'C. PoC Summary Stats & Para'!$E$18:$G$18,0))","v":40.728999999999999},52.393785600000008]
[{"$f":"'A. Population Info'!A546","v":541},{"$f":"'A. Population Info'!D546","v":541},{"$f":"'A. Population Info'!F546","v":"LV"},{"$f":"'A. Population Info'!E546","v":3.2160000000000002},{"$f":"INDEX('C. PoC Summary Stats & Para'!$E$25:$G$25,,MATCH($C546,'C. PoC Summary Stats & Para'!$E$18:$G$18,0))","v":0.4},1.2864000000000002,{"$f":"INDEX('C. PoC Summary Stats & Para'!$E$14:$G$14,,MATCH($C546,'C. PoC Summary Stats & Para'!$E$18:$G$18,0))","v":40.728999999999999},52.393785600000008]
[{"$f":"'A. Population Info'!A547","v":542},{"$f":"'A. Population Info'!D547","v":542},{"$f":"'A. Population Info'!F547","v":"LV"},{"$f":"'A. Population Info'!E547","v":3.2160000000000002},{"$f":"INDEX('C. PoC Summary Stats & Para'!$E$25:$G$25,,MATCH($C547,'C. PoC Summary Stats & Para'!$E$18:$G$18,0))","v":0.4},1.2864000000000002,{"$f":"INDEX('C. PoC Summary Stats & Para'!$E$14:$G$14,,MATCH($C547,'C. PoC Summary Stats & Para'!$E$18:$G$18,0))","v":40.728999999999999},52.393785600000008]
[{"$f":"'A. Population Info'!A548","v":543},{"$f":"'A. Population Info'!D548","v":543},{"$f":"'A. Population Info'!F548","v":"LV"},{"$f":"'A. Population Info'!E548","v":3.2160000000000002},{"$f":"INDEX('C. PoC Summary Stats & Para'!$E$25:$G$25,,MATCH($C548,'C. PoC Summary Stats & Para'!$E$18:$G$18,0))","v":0.4},1.2864000000000002,{"$f":"INDEX('C. PoC Summary Stats & Para'!$E$14:$G$14,,MATCH($C548,'C. PoC Summary Stats & Para'!$E$18:$G$18,0))","v":40.728999999999999},52.393785600000008]
[{"$f":"'A. Population Info'!A549","v":544},{"$f":"'A. Population Info'!D549","v":544},{"$f":"'A. Population Info'!F549","v":"LV"},{"$f":"'A. Population Info'!E549","v":3.2160000000000002},{"$f":"INDEX('C. PoC Summary Stats & Para'!$E$25:$G$25,,MATCH($C549,'C. PoC Summary Stats & Para'!$E$18:$G$18,0))","v":0.4},1.2864000000000002,{"$f":"INDEX('C. PoC Summary Stats & Para'!$E$14:$G$14,,MATCH($C549,'C. PoC Summary Stats & Para'!$E$18:$G$18,0))","v":40.728999999999999},52.393785600000008]
[{"$f":"'A. Population Info'!A550","v":545},{"$f":"'A. Population Info'!D550","v":545},{"$f":"'A. Population Info'!F550","v":"LV"},{"$f":"'A. Population Info'!E550","v":3.2160000000000002},{"$f":"INDEX('C. PoC Summary Stats & Para'!$E$25:$G$25,,MATCH($C550,'C. PoC Summary Stats & Para'!$E$18:$G$18,0))","v":0.4},1.2864000000000002,{"$f":"INDEX('C. PoC Summary Stats & Para'!$E$14:$G$14,,MATCH($C550,'C. PoC Summary Stats & Para'!$E$18:$G$18,0))","v":40.728999999999999},52.393785600000008]
[{"$f":"'A. Population Info'!A551","v":546},{"$f":"'A. Population Info'!D551","v":546},{"$f":"'A. Population Info'!F551","v":"LV"},{"$f":"'A. Population Info'!E551","v":3.2160000000000002},{"$f":"INDEX('C. PoC Summary Stats & Para'!$E$25:$G$25,,MATCH($C551,'C. PoC Summary Stats & Para'!$E$18:$G$18,0))","v":0.4},1.2864000000000002,{"$f":"INDEX('C. PoC Summary Stats & Para'!$E$14:$G$14,,MATCH($C551,'C. PoC Summary Stats & Para'!$E$18:$G$18,0))","v":40.728999999999999},52.393785600000008]
[{"$f":"'A. Population Info'!A552","v":547},{"$f":"'A. Population Info'!D552","v":547},{"$f":"'A. Population Info'!F552","v":"LV"},{"$f":"'A. Population Info'!E552","v":3.2160000000000002},{"$f":"INDEX('C. PoC Summary Stats & Para'!$E$25:$G$25,,MATCH($C552,'C. PoC Summary Stats & Para'!$E$18:$G$18,0))","v":0.4},1.2864000000000002,{"$f":"INDEX('C. PoC Summary Stats & Para'!$E$14:$G$14,,MATCH($C552,'C. PoC Summary Stats & Para'!$E$18:$G$18,0))","v":40.728999999999999},52.393785600000008]
[{"$f":"'A. Population Info'!A553","v":548},{"$f":"'A. Population Info'!D553","v":548},{"$f":"'A. Population Info'!F553","v":"LV"},{"$f":"'A. Population Info'!E553","v":3.2160000000000002},{"$f":"INDEX('C. PoC Summary Stats & Para'!$E$25:$G$25,,MATCH($C553,'C. PoC Summary Stats & Para'!$E$18:$G$18,0))","v":0.4},1.2864000000000002,{"$f":"INDEX('C. PoC Summary Stats & Para'!$E$14:$G$14,,MATCH($C553,'C. PoC Summary Stats & Para'!$E$18:$G$18,0))","v":40.728999999999999},52.393785600000008]
[{"$f":"'A. Population Info'!A554","v":549},{"$f":"'A. Population Info'!D554","v":549},{"$f":"'A. Population Info'!F554","v":"LV"},{"$f":"'A. Population Info'!E554","v":3.2160000000000002},{"$f":"INDEX('C. PoC Summary Stats & Para'!$E$25:$G$25,,MATCH($C554,'C. PoC Summary Stats & Para'!$E$18:$G$18,0))","v":0.4},1.2864000000000002,{"$f":"INDEX('C. PoC Summary Stats & Para'!$E$14:$G$14,,MATCH($C554,'C. PoC Summary Stats & Para'!$E$18:$G$18,0))","v":40.728999999999999},52.393785600000008]
[{"$f":"'A. Population Info'!A555","v":550},{"$f":"'A. Population Info'!D555","v":550},{"$f":"'A. Population Info'!F555","v":"LV"},{"$f":"'A. Population Info'!E555","v":3.2160000000000002},{"$f":"INDEX('C. PoC Summary Stats & Para'!$E$25:$G$25,,MATCH($C555,'C. PoC Summary Stats & Para'!$E$18:$G$18,0))","v":0.4},1.2864000000000002,{"$f":"INDEX('C. PoC Summary Stats & Para'!$E$14:$G$14,,MATCH($C555,'C. PoC Summary Stats & Para'!$E$18:$G$18,0))","v":40.728999999999999},52.393785600000008]
[{"$f":"'A. Population Info'!A556","v":551},{"$f":"'A. Population Info'!D556","v":551},{"$f":"'A. Population Info'!F556","v":"LV"},{"$f":"'A. Population Info'!E556","v":3.2160000000000002},{"$f":"INDEX('C. PoC Summary Stats & Para'!$E$25:$G$25,,MATCH($C556,'C. PoC Summary Stats & Para'!$E$18:$G$18,0))","v":0.4},1.2864000000000002,{"$f":"INDEX('C. PoC Summary Stats & Para'!$E$14:$G$14,,MATCH($C556,'C. PoC Summary Stats & Para'!$E$18:$G$18,0))","v":40.728999999999999},52.393785600000008]
[{"$f":"'A. Population Info'!A557","v":552},{"$f":"'A. Population Info'!D557","v":552},{"$f":"'A. Population Info'!F557","v":"LV"},{"$f":"'A. Population Info'!E557","v":3.2160000000000002},{"$f":"INDEX('C. PoC Summary Stats & Para'!$E$25:$G$25,,MATCH($C557,'C. PoC Summary Stats & Para'!$E$18:$G$18,0))","v":0.4},1.2864000000000002,{"$f":"INDEX('C. PoC Summary Stats & Para'!$E$14:$G$14,,MATCH($C557,'C. PoC Summary Stats & Para'!$E$18:$G$18,0))","v":40.728999999999999},52.393785600000008]
[{"$f":"'A. Population Info'!A558","v":553},{"$f":"'A. Population Info'!D558","v":553},{"$f":"'A. Population Info'!F558","v":"LV"},{"$f":"'A. Population Info'!E558","v":3.2160000000000002},{"$f":"INDEX('C. PoC Summary Stats & Para'!$E$25:$G$25,,MATCH($C558,'C. PoC Summary Stats & Para'!$E$18:$G$18,0))","v":0.4},1.2864000000000002,{"$f":"INDEX('C. PoC Summary Stats & Para'!$E$14:$G$14,,MATCH($C558,'C. PoC Summary Stats & Para'!$E$18:$G$18,0))","v":40.728999999999999},52.393785600000008]
[{"$f":"'A. Population Info'!A559","v":554},{"$f":"'A. Population Info'!D559","v":554},{"$f":"'A. Population Info'!F559","v":"LV"},{"$f":"'A. Population Info'!E559","v":3.2160000000000002},{"$f":"INDEX('C. PoC Summary Stats & Para'!$E$25:$G$25,,MATCH($C559,'C. PoC Summary Stats & Para'!$E$18:$G$18,0))","v":0.4},1.2864000000000002,{"$f":"INDEX('C. PoC Summary Stats & Para'!$E$14:$G$14,,MATCH($C559,'C. PoC Summary Stats & Para'!$E$18:$G$18,0))","v":40.728999999999999},52.393785600000008]
[{"$f":"'A. Population Info'!A560","v":555},{"$f":"'A. Population Info'!D560","v":555},{"$f":"'A. Population Info'!F560","v":"LV"},{"$f":"'A. Population Info'!E560","v":3.2160000000000002},{"$f":"INDEX('C. PoC Summary Stats & Para'!$E$25:$G$25,,MATCH($C560,'C. PoC Summary Stats & Para'!$E$18:$G$18,0))","v":0.4},1.2864000000000002,{"$f":"INDEX('C. PoC Summary Stats & Para'!$E$14:$G$14,,MATCH($C560,'C. PoC Summary Stats & Para'!$E$18:$G$18,0))","v":40.728999999999999},52.393785600000008]
[{"$f":"'A. Population Info'!A561","v":556},{"$f":"'A. Population Info'!D561","v":556},{"$f":"'A. Population Info'!F561","v":"LV"},{"$f":"'A. Population Info'!E561","v":3.2160000000000002},{"$f":"INDEX('C. PoC Summary Stats & Para'!$E$25:$G$25,,MATCH($C561,'C. PoC Summary Stats & Para'!$E$18:$G$18,0))","v":0.4},1.2864000000000002,{"$f":"INDEX('C. PoC Summary Stats & Para'!$E$14:$G$14,,MATCH($C561,'C. PoC Summary Stats & Para'!$E$18:$G$18,0))","v":40.728999999999999},52.393785600000008]
[{"$f":"'A. Population Info'!A562","v":557},{"$f":"'A. Population Info'!D562","v":557},{"$f":"'A. Population Info'!F562","v":"LV"},{"$f":"'A. Population Info'!E562","v":3.2160000000000002},{"$f":"INDEX('C. PoC Summary Stats & Para'!$E$25:$G$25,,MATCH($C562,'C. PoC Summary Stats & Para'!$E$18:$G$18,0))","v":0.4},1.2864000000000002,{"$f":"INDEX('C. PoC Summary Stats & Para'!$E$14:$G$14,,MATCH($C562,'C. PoC Summary Stats & Para'!$E$18:$G$18,0))","v":40.728999999999999},52.393785600000008]
[{"$f":"'A. Population Info'!A563","v":558},{"$f":"'A. Population Info'!D563","v":558},{"$f":"'A. Population Info'!F563","v":"LV"},{"$f":"'A. Population Info'!E563","v":3.2160000000000002},{"$f":"INDEX('C. PoC Summary Stats & Para'!$E$25:$G$25,,MATCH($C563,'C. PoC Summary Stats & Para'!$E$18:$G$18,0))","v":0.4},1.2864000000000002,{"$f":"INDEX('C. PoC Summary Stats & Para'!$E$14:$G$14,,MATCH($C563,'C. PoC Summary Stats & Para'!$E$18:$G$18,0))","v":40.728999999999999},52.393785600000008]
[{"$f":"'A. Population Info'!A564","v":559},{"$f":"'A. Population Info'!D564","v":559},{"$f":"'A. Population Info'!F564","v":"LV"},{"$f":"'A. Population Info'!E564","v":3.2160000000000002},{"$f":"INDEX('C. PoC Summary Stats & Para'!$E$25:$G$25,,MATCH($C564,'C. PoC Summary Stats & Para'!$E$18:$G$18,0))","v":0.4},1.2864000000000002,{"$f":"INDEX('C. PoC Summary Stats & Para'!$E$14:$G$14,,MATCH($C564,'C. PoC Summary Stats & Para'!$E$18:$G$18,0))","v":40.728999999999999},52.393785600000008]
[{"$f":"'A. Population Info'!A565","v":560},{"$f":"'A. Population Info'!D565","v":560},{"$f":"'A. Population Info'!F565","v":"LV"},{"$f":"'A. Population Info'!E565","v":3.2160000000000002},{"$f":"INDEX('C. PoC Summary Stats & Para'!$E$25:$G$25,,MATCH($C565,'C. PoC Summary Stats & Para'!$E$18:$G$18,0))","v":0.4},1.2864000000000002,{"$f":"INDEX('C. PoC Summary Stats & Para'!$E$14:$G$14,,MATCH($C565,'C. PoC Summary Stats & Para'!$E$18:$G$18,0))","v":40.728999999999999},52.393785600000008]
[{"$f":"'A. Population Info'!A566","v":561},{"$f":"'A. Population Info'!D566","v":561},{"$f":"'A. Population Info'!F566","v":"LV"},{"$f":"'A. Population Info'!E566","v":3.2160000000000002},{"$f":"INDEX('C. PoC Summary Stats & Para'!$E$25:$G$25,,MATCH($C566,'C. PoC Summary Stats & Para'!$E$18:$G$18,0))","v":0.4},1.2864000000000002,{"$f":"INDEX('C. PoC Summary Stats & Para'!$E$14:$G$14,,MATCH($C566,'C. PoC Summary Stats & Para'!$E$18:$G$18,0))","v":40.728999999999999},52.393785600000008]
[{"$f":"'A. Population Info'!A567","v":562},{"$f":"'A. Population Info'!D567","v":562},{"$f":"'A. Population Info'!F567","v":"LV"},{"$f":"'A. Population Info'!E567","v":3.2160000000000002},{"$f":"INDEX('C. PoC Summary Stats & Para'!$E$25:$G$25,,MATCH($C567,'C. PoC Summary Stats & Para'!$E$18:$G$18,0))","v":0.4},1.2864000000000002,{"$f":"INDEX('C. PoC Summary Stats & Para'!$E$14:$G$14,,MATCH($C567,'C. PoC Summary Stats & Para'!$E$18:$G$18,0))","v":40.728999999999999},52.393785600000008]
[{"$f":"'A. Population Info'!A568","v":563},{"$f":"'A. Population Info'!D568","v":563},{"$f":"'A. Population Info'!F568","v":"LV"},{"$f":"'A. Population Info'!E568","v":3.2160000000000002},{"$f":"INDEX('C. PoC Summary Stats & Para'!$E$25:$G$25,,MATCH($C568,'C. PoC Summary Stats & Para'!$E$18:$G$18,0))","v":0.4},1.2864000000000002,{"$f":"INDEX('C. PoC Summary Stats & Para'!$E$14:$G$14,,MATCH($C568,'C. PoC Summary Stats & Para'!$E$18:$G$18,0))","v":40.728999999999999},52.393785600000008]
[{"$f":"'A. Population Info'!A569","v":564},{"$f":"'A. Population Info'!D569","v":564},{"$f":"'A. Population Info'!F569","v":"LV"},{"$f":"'A. Population Info'!E569","v":3.2160000000000002},{"$f":"INDEX('C. PoC Summary Stats & Para'!$E$25:$G$25,,MATCH($C569,'C. PoC Summary Stats & Para'!$E$18:$G$18,0))","v":0.4},1.2864000000000002,{"$f":"INDEX('C. PoC Summary Stats & Para'!$E$14:$G$14,,MATCH($C569,'C. PoC Summary Stats & Para'!$E$18:$G$18,0))","v":40.728999999999999},52.393785600000008]
[{"$f":"'A. Population Info'!A570","v":565},{"$f":"'A. Population Info'!D570","v":565},{"$f":"'A. Population Info'!F570","v":"LV"},{"$f":"'A. Population Info'!E570","v":3.2160000000000002},{"$f":"INDEX('C. PoC Summary Stats & Para'!$E$25:$G$25,,MATCH($C570,'C. PoC Summary Stats & Para'!$E$18:$G$18,0))","v":0.4},1.2864000000000002,{"$f":"INDEX('C. PoC Summary Stats & Para'!$E$14:$G$14,,MATCH($C570,'C. PoC Summary Stats & Para'!$E$18:$G$18,0))","v":40.728999999999999},52.393785600000008]
[{"$f":"'A. Population Info'!A571","v":566},{"$f":"'A. Population Info'!D571","v":566},{"$f":"'A. Population Info'!F571","v":"LV"},{"$f":"'A. Population Info'!E571","v":3.2160000000000002},{"$f":"INDEX('C. PoC Summary Stats & Para'!$E$25:$G$25,,MATCH($C571,'C. PoC Summary Stats & Para'!$E$18:$G$18,0))","v":0.4},1.2864000000000002,{"$f":"INDEX('C. PoC Summary Stats & Para'!$E$14:$G$14,,MATCH($C571,'C. PoC Summary Stats & Para'!$E$18:$G$18,0))","v":40.728999999999999},52.393785600000008]
[{"$f":"'A. Population Info'!A572","v":567},{"$f":"'A. Population Info'!D572","v":567},{"$f":"'A. Population Info'!F572","v":"LV"},{"$f":"'A. Population Info'!E572","v":3.2160000000000002},{"$f":"INDEX('C. PoC Summary Stats & Para'!$E$25:$G$25,,MATCH($C572,'C. PoC Summary Stats & Para'!$E$18:$G$18,0))","v":0.4},1.2864000000000002,{"$f":"INDEX('C. PoC Summary Stats & Para'!$E$14:$G$14,,MATCH($C572,'C. PoC Summary Stats & Para'!$E$18:$G$18,0))","v":40.728999999999999},52.393785600000008]
[{"$f":"'A. Population Info'!A573","v":568},{"$f":"'A. Population Info'!D573","v":568},{"$f":"'A. Population Info'!F573","v":"LV"},{"$f":"'A. Population Info'!E573","v":3.2160000000000002},{"$f":"INDEX('C. PoC Summary Stats & Para'!$E$25:$G$25,,MATCH($C573,'C. PoC Summary Stats & Para'!$E$18:$G$18,0))","v":0.4},1.2864000000000002,{"$f":"INDEX('C. PoC Summary Stats & Para'!$E$14:$G$14,,MATCH($C573,'C. PoC Summary Stats & Para'!$E$18:$G$18,0))","v":40.728999999999999},52.393785600000008]
[{"$f":"'A. Population Info'!A574","v":569},{"$f":"'A. Population Info'!D574","v":569},{"$f":"'A. Population Info'!F574","v":"LV"},{"$f":"'A. Population Info'!E574","v":3.2160000000000002},{"$f":"INDEX('C. PoC Summary Stats & Para'!$E$25:$G$25,,MATCH($C574,'C. PoC Summary Stats & Para'!$E$18:$G$18,0))","v":0.4},1.2864000000000002,{"$f":"INDEX('C. PoC Summary Stats & Para'!$E$14:$G$14,,MATCH($C574,'C. PoC Summary Stats & Para'!$E$18:$G$18,0))","v":40.728999999999999},52.393785600000008]
[{"$f":"'A. Population Info'!A575","v":570},{"$f":"'A. Population Info'!D575","v":570},{"$f":"'A. Population Info'!F575","v":"LV"},{"$f":"'A. Population Info'!E575","v":3.2160000000000002},{"$f":"INDEX('C. PoC Summary Stats & Para'!$E$25:$G$25,,MATCH($C575,'C. PoC Summary Stats & Para'!$E$18:$G$18,0))","v":0.4},1.2864000000000002,{"$f":"INDEX('C. PoC Summary Stats & Para'!$E$14:$G$14,,MATCH($C575,'C. PoC Summary Stats & Para'!$E$18:$G$18,0))","v":40.728999999999999},52.393785600000008]
[{"$f":"'A. Population Info'!A576","v":571},{"$f":"'A. Population Info'!D576","v":571},{"$f":"'A. Population Info'!F576","v":"LV"},{"$f":"'A. Population Info'!E576","v":3.2160000000000002},{"$f":"INDEX('C. PoC Summary Stats & Para'!$E$25:$G$25,,MATCH($C576,'C. PoC Summary Stats & Para'!$E$18:$G$18,0))","v":0.4},1.2864000000000002,{"$f":"INDEX('C. PoC Summary Stats & Para'!$E$14:$G$14,,MATCH($C576,'C. PoC Summary Stats & Para'!$E$18:$G$18,0))","v":40.728999999999999},52.393785600000008]
[{"$f":"'A. Population Info'!A577","v":572},{"$f":"'A. Population Info'!D577","v":572},{"$f":"'A. Population Info'!F577","v":"LV"},{"$f":"'A. Population Info'!E577","v":3.2160000000000002},{"$f":"INDEX('C. PoC Summary Stats & Para'!$E$25:$G$25,,MATCH($C577,'C. PoC Summary Stats & Para'!$E$18:$G$18,0))","v":0.4},1.2864000000000002,{"$f":"INDEX('C. PoC Summary Stats & Para'!$E$14:$G$14,,MATCH($C577,'C. PoC Summary Stats & Para'!$E$18:$G$18,0))","v":40.728999999999999},52.393785600000008]
[{"$f":"'A. Population Info'!A578","v":573},{"$f":"'A. Population Info'!D578","v":573},{"$f":"'A. Population Info'!F578","v":"LV"},{"$f":"'A. Population Info'!E578","v":3.2160000000000002},{"$f":"INDEX('C. PoC Summary Stats & Para'!$E$25:$G$25,,MATCH($C578,'C. PoC Summary Stats & Para'!$E$18:$G$18,0))","v":0.4},1.2864000000000002,{"$f":"INDEX('C. PoC Summary Stats & Para'!$E$14:$G$14,,MATCH($C578,'C. PoC Summary Stats & Para'!$E$18:$G$18,0))","v":40.728999999999999},52.393785600000008]
[{"$f":"'A. Population Info'!A579","v":574},{"$f":"'A. Population Info'!D579","v":574},{"$f":"'A. Population Info'!F579","v":"LV"},{"$f":"'A. Population Info'!E579","v":3.2160000000000002},{"$f":"INDEX('C. PoC Summary Stats & Para'!$E$25:$G$25,,MATCH($C579,'C. PoC Summary Stats & Para'!$E$18:$G$18,0))","v":0.4},1.2864000000000002,{"$f":"INDEX('C. PoC Summary Stats & Para'!$E$14:$G$14,,MATCH($C579,'C. PoC Summary Stats & Para'!$E$18:$G$18,0))","v":40.728999999999999},52.393785600000008]
[{"$f":"'A. Population Info'!A580","v":575},{"$f":"'A. Population Info'!D580","v":575},{"$f":"'A. Population Info'!F580","v":"LV"},{"$f":"'A. Population Info'!E580","v":3.2160000000000002},{"$f":"INDEX('C. PoC Summary Stats & Para'!$E$25:$G$25,,MATCH($C580,'C. PoC Summary Stats & Para'!$E$18:$G$18,0))","v":0.4},1.2864000000000002,{"$f":"INDEX('C. PoC Summary Stats & Para'!$E$14:$G$14,,MATCH($C580,'C. PoC Summary Stats & Para'!$E$18:$G$18,0))","v":40.728999999999999},52.393785600000008]
[{"$f":"'A. Population Info'!A581","v":576},{"$f":"'A. Population Info'!D581","v":576},{"$f":"'A. Population Info'!F581","v":"LV"},{"$f":"'A. Population Info'!E581","v":3.2160000000000002},{"$f":"INDEX('C. PoC Summary Stats & Para'!$E$25:$G$25,,MATCH($C581,'C. PoC Summary Stats & Para'!$E$18:$G$18,0))","v":0.4},1.2864000000000002,{"$f":"INDEX('C. PoC Summary Stats & Para'!$E$14:$G$14,,MATCH($C581,'C. PoC Summary Stats & Para'!$E$18:$G$18,0))","v":40.728999999999999},52.393785600000008]
[{"$f":"'A. Population Info'!A582","v":577},{"$f":"'A. Population Info'!D582","v":577},{"$f":"'A. Population Info'!F582","v":"LV"},{"$f":"'A. Population Info'!E582","v":3.2160000000000002},{"$f":"INDEX('C. PoC Summary Stats & Para'!$E$25:$G$25,,MATCH($C582,'C. PoC Summary Stats & Para'!$E$18:$G$18,0))","v":0.4},1.2864000000000002,{"$f":"INDEX('C. PoC Summary Stats & Para'!$E$14:$G$14,,MATCH($C582,'C. PoC Summary Stats & Para'!$E$18:$G$18,0))","v":40.728999999999999},{"$f":"IFERROR(F582*G582,AVERAGEIF(F:F, \">0\")*G582)","v":52.393785600000008}]
[{"$f":"'A. Population Info'!A583","v":578},{"$f":"'A. Population Info'!D583","v":578},{"$f":"'A. Population Info'!F583","v":"LV"},{"$f":"'A. Population Info'!E583","v":3.2160000000000002},{"$f":"INDEX('C. PoC Summary Stats & Para'!$E$25:$G$25,,MATCH($C583,'C. PoC Summary Stats & Para'!$E$18:$G$18,0))","v":0.4},1.2864000000000002,{"$f":"INDEX('C. PoC Summary Stats & Para'!$E$14:$G$14,,MATCH($C583,'C. PoC Summary Stats & Para'!$E$18:$G$18,0))","v":40.728999999999999},52.393785600000008]
[{"$f":"'A. Population Info'!A584","v":579},{"$f":"'A. Population Info'!D584","v":579},{"$f":"'A. Population Info'!F584","v":"LV"},{"$f":"'A. Population Info'!E584","v":3.2160000000000002},{"$f":"INDEX('C. PoC Summary Stats & Para'!$E$25:$G$25,,MATCH($C584,'C. PoC Summary Stats & Para'!$E$18:$G$18,0))","v":0.4},1.2864000000000002,{"$f":"INDEX('C. PoC Summary Stats & Para'!$E$14:$G$14,,MATCH($C584,'C. PoC Summary Stats & Para'!$E$18:$G$18,0))","v":40.728999999999999},52.393785600000008]
[{"$f":"'A. Population Info'!A585","v":580},{"$f":"'A. Population Info'!D585","v":580},{"$f":"'A. Population Info'!F585","v":"LV"},{"$f":"'A. Population Info'!E585","v":3.2160000000000002},{"$f":"INDEX('C. PoC Summary Stats & Para'!$E$25:$G$25,,MATCH($C585,'C. PoC Summary Stats & Para'!$E$18:$G$18,0))","v":0.4},1.2864000000000002,{"$f":"INDEX('C. PoC Summary Stats & Para'!$E$14:$G$14,,MATCH($C585,'C. PoC Summary Stats & Para'!$E$18:$G$18,0))","v":40.728999999999999},52.393785600000008]
[{"$f":"'A. Population Info'!A586","v":581},{"$f":"'A. Population Info'!D586","v":581},{"$f":"'A. Population Info'!F586","v":"LV"},{"$f":"'A. Population Info'!E586","v":3.2160000000000002},{"$f":"INDEX('C. PoC Summary Stats & Para'!$E$25:$G$25,,MATCH($C586,'C. PoC Summary Stats & Para'!$E$18:$G$18,0))","v":0.4},{"$f":"D586*E586","v":1.2864000000000002},{"$f":"INDEX('C. PoC Summary Stats & Para'!$E$14:$G$14,,MATCH($C586,'C. PoC Summary Stats & Para'!$E$18:$G$18,0))","v":40.728999999999999},52.393785600000008]
[{"$f":"'A. Population Info'!A587","v":582},{"$f":"'A. Population Info'!D587","v":582},{"$f":"'A. Population Info'!F587","v":"LV"},{"$f":"'A. Population Info'!E587","v":3.2160000000000002},{"$f":"INDEX('C. PoC Summary Stats & Para'!$E$25:$G$25,,MATCH($C587,'C. PoC Summary Stats & Para'!$E$18:$G$18,0))","v":0.4},1.2864000000000002,{"$f":"INDEX('C. PoC Summary Stats & Para'!$E$14:$G$14,,MATCH($C587,'C. PoC Summary Stats & Para'!$E$18:$G$18,0))","v":40.728999999999999},52.393785600000008]
[{"$f":"'A. Population Info'!A588","v":583},{"$f":"'A. Population Info'!D588","v":583},{"$f":"'A. Population Info'!F588","v":"LV"},{"$f":"'A. Population Info'!E588","v":3.2160000000000002},{"$f":"INDEX('C. PoC Summary Stats & Para'!$E$25:$G$25,,MATCH($C588,'C. PoC Summary Stats & Para'!$E$18:$G$18,0))","v":0.4},1.2864000000000002,{"$f":"INDEX('C. PoC Summary Stats & Para'!$E$14:$G$14,,MATCH($C588,'C. PoC Summary Stats & Para'!$E$18:$G$18,0))","v":40.728999999999999},52.393785600000008]
[{"$f":"'A. Population Info'!A589","v":584},{"$f":"'A. Population Info'!D589","v":584},{"$f":"'A. Population Info'!F589","v":"LV"},{"$f":"'A. Population Info'!E589","v":3.2160000000000002},{"$f":"INDEX('C. PoC Summary Stats & Para'!$E$25:$G$25,,MATCH($C589,'C. PoC Summary Stats & Para'!$E$18:$G$18,0))","v":0.4},1.2864000000000002,{"$f":"INDEX('C. PoC Summary Stats & Para'!$E$14:$G$14,,MATCH($C589,'C. PoC Summary Stats & Para'!$E$18:$G$18,0))","v":40.728999999999999},52.393785600000008]
[{"$f":"'A. Population Info'!A590","v":585},{"$f":"'A. Population Info'!D590","v":585},{"$f":"'A. Population Info'!F590","v":"LV"},{"$f":"'A. Population Info'!E590","v":3.2160000000000002},{"$f":"INDEX('C. PoC Summary Stats & Para'!$E$25:$G$25,,MATCH($C590,'C. PoC Summary Stats & Para'!$E$18:$G$18,0))","v":0.4},1.2864000000000002,{"$f":"INDEX('C. PoC Summary Stats & Para'!$E$14:$G$14,,MATCH($C590,'C. PoC Summary Stats & Para'!$E$18:$G$18,0))","v":40.728999999999999},52.393785600000008]
[{"$f":"'A. Population Info'!A591","v":586},{"$f":"'A. Population Info'!D591","v":586},{"$f":"'A. Population Info'!F591","v":"LV"},{"$f":"'A. Population Info'!E591","v":3.2160000000000002},{"$f":"INDEX('C. PoC Summary Stats & Para'!$E$25:$G$25,,MATCH($C591,'C. PoC Summary Stats & Para'!$E$18:$G$18,0))","v":0.4},1.2864000000000002,{"$f":"INDEX('C. PoC Summary Stats & Para'!$E$14:$G$14,,MATCH($C591,'C. PoC Summary Stats & Para'!$E$18:$G$18,0))","v":40.728999999999999},52.393785600000008]
[{"$f":"'A. Population Info'!A592","v":587},{"$f":"'A. Population Info'!D592","v":587},{"$f":"'A. Population Info'!F592","v":"LV"},{"$f":"'A. Population Info'!E592","v":3.2160000000000002},{"$f":"INDEX('C. PoC Summary Stats & Para'!$E$25:$G$25,,MATCH($C592,'C. PoC Summary Stats & Para'!$E$18:$G$18,0))","v":0.4},1.2864000000000002,{"$f":"INDEX('C. PoC Summary Stats & Para'!$E$14:$G$14,,MATCH($C592,'C. PoC Summary Stats & Para'!$E$18:$G$18,0))","v":40.728999999999999},52.393785600000008]
[{"$f":"'A. Population Info'!A593","v":588},{"$f":"'A. Population Info'!D593","v":588},{"$f":"'A. Population Info'!F593","v":"LV"},{"$f":"'A. Population Info'!E593","v":3.2160000000000002},{"$f":"INDEX('C. PoC Summary Stats & Para'!$E$25:$G$25,,MATCH($C593,'C. PoC Summary Stats & Para'!$E$18:$G$18,0))","v":0.4},1.2864000000000002,{"$f":"INDEX('C. PoC Summary Stats & Para'!$E$14:$G$14,,MATCH($C593,'C. PoC Summary Stats & Para'!$E$18:$G$18,0))","v":40.728999999999999},52.393785600000008]
[{"$f":"'A. Population Info'!A594","v":589},{"$f":"'A. Population Info'!D594","v":589},{"$f":"'A. Population Info'!F594","v":"LV"},{"$f":"'A. Population Info'!E594","v":3.2160000000000002},{"$f":"INDEX('C. PoC Summary Stats & Para'!$E$25:$G$25,,MATCH($C594,'C. PoC Summary Stats & Para'!$E$18:$G$18,0))","v":0.4},1.2864000000000002,{"$f":"INDEX('C. PoC Summary Stats & Para'!$E$14:$G$14,,MATCH($C594,'C. PoC Summary Stats & Para'!$E$18:$G$18,0))","v":40.728999999999999},52.393785600000008]
[{"$f":"'A. Population Info'!A595","v":590},{"$f":"'A. Population Info'!D595","v":590},{"$f":"'A. Population Info'!F595","v":"LV"},{"$f":"'A. Population Info'!E595","v":3.2160000000000002},{"$f":"INDEX('C. PoC Summary Stats & Para'!$E$25:$G$25,,MATCH($C595,'C. PoC Summary Stats & Para'!$E$18:$G$18,0))","v":0.4},1.2864000000000002,{"$f":"INDEX('C. PoC Summary Stats & Para'!$E$14:$G$14,,MATCH($C595,'C. PoC Summary Stats & Para'!$E$18:$G$18,0))","v":40.728999999999999},52.393785600000008]
[{"$f":"'A. Population Info'!A596","v":591},{"$f":"'A. Population Info'!D596","v":591},{"$f":"'A. Population Info'!F596","v":"LV"},{"$f":"'A. Population Info'!E596","v":3.2160000000000002},{"$f":"INDEX('C. PoC Summary Stats & Para'!$E$25:$G$25,,MATCH($C596,'C. PoC Summary Stats & Para'!$E$18:$G$18,0))","v":0.4},{"$f":"D596*E596","v":1.2864000000000002},{"$f":"INDEX('C. PoC Summary Stats & Para'!$E$14:$G$14,,MATCH($C596,'C. PoC Summary Stats & Para'!$E$18:$G$18,0))","v":40.728999999999999},52.393785600000008]
[{"$f":"'A. Population Info'!A597","v":592},{"$f":"'A. Population Info'!D597","v":592},{"$f":"'A. Population Info'!F597","v":"LV"},{"$f":"'A. Population Info'!E597","v":3.2160000000000002},{"$f":"INDEX('C. PoC Summary Stats & Para'!$E$25:$G$25,,MATCH($C597,'C. PoC Summary Stats & Para'!$E$18:$G$18,0))","v":0.4},1.2864000000000002,{"$f":"INDEX('C. PoC Summary Stats & Para'!$E$14:$G$14,,MATCH($C597,'C. PoC Summary Stats & Para'!$E$18:$G$18,0))","v":40.728999999999999},52.393785600000008]
[{"$f":"'A. Population Info'!A598","v":593},{"$f":"'A. Population Info'!D598","v":593},{"$f":"'A. Population Info'!F598","v":"LV"},{"$f":"'A. Population Info'!E598","v":3.2160000000000002},{"$f":"INDEX('C. PoC Summary Stats & Para'!$E$25:$G$25,,MATCH($C598,'C. PoC Summary Stats & Para'!$E$18:$G$18,0))","v":0.4},1.2864000000000002,{"$f":"INDEX('C. PoC Summary Stats & Para'!$E$14:$G$14,,MATCH($C598,'C. PoC Summary Stats & Para'!$E$18:$G$18,0))","v":40.728999999999999},52.393785600000008]
[{"$f":"'A. Population Info'!A599","v":594},{"$f":"'A. Population Info'!D599","v":594},{"$f":"'A. Population Info'!F599","v":"LV"},{"$f":"'A. Population Info'!E599","v":3.2160000000000002},{"$f":"INDEX('C. PoC Summary Stats & Para'!$E$25:$G$25,,MATCH($C599,'C. PoC Summary Stats & Para'!$E$18:$G$18,0))","v":0.4},1.2864000000000002,{"$f":"INDEX('C. PoC Summary Stats & Para'!$E$14:$G$14,,MATCH($C599,'C. PoC Summary Stats & Para'!$E$18:$G$18,0))","v":40.728999999999999},52.393785600000008]
[{"$f":"'A. Population Info'!A600","v":595},{"$f":"'A. Population Info'!D600","v":595},{"$f":"'A. Population Info'!F600","v":"LV"},{"$f":"'A. Population Info'!E600","v":3.2160000000000002},{"$f":"INDEX('C. PoC Summary Stats & Para'!$E$25:$G$25,,MATCH($C600,'C. PoC Summary Stats & Para'!$E$18:$G$18,0))","v":0.4},1.2864000000000002,{"$f":"INDEX('C. PoC Summary Stats & Para'!$E$14:$G$14,,MATCH($C600,'C. PoC Summary Stats & Para'!$E$18:$G$18,0))","v":40.728999999999999},52.393785600000008]

{"sheet":"C. Population PoC & Risk","index":14,"n_rows":600,"n_cols":117,"rows_kept":600,"cut":false,"hidden":false,"merged":[[1,0,4,0],[1,1,1,5],[1,11,1,15],[1,16,1,20],[1,21,1,116],[1,6,1,10]]}
[null,null,"Population PoC and Risk"]
["Asset Identifier","Total PoC Score",null,null,null,null,"Population Normalised PoC Score",null,null,null,null,"Z-Scores",null,null,null,null,"Adjusted PoC",null,null,null,null,"Risk Cost ($) - Per Risk Category, Per Asset, Per Annum"]
[null,"C1","C2","C3","C4","C5",{"$f":"B3","v":"C1"},{"$f":"C3","v":"C2"},"C3","C4","C5","C1","C2","C3","C4","C5","C1","C2","C3","C4","C5",{"$f":"$B$3","v":"C1"},{"$f":"V3","v":"C1"},{"$f":"V3","v":"C1"},{"$f":"V3","v":"C1"},{"$f":"V3","v":"C1"},{"$f":"V3","v":"C1"},{"$f":"V3","v":"C1"},{"$f":"V3","v":"C1"},{"$f":"V3","v":"C1"},{"$f":"V3","v":"C1"},{"$f":"V3","v":"C1"},{"$f":"V3","v":"C1"},{"$f":"$C$3","v":"C2"},{"$f":"AH3","v":"C2"},{"$f":"AH3","v":"C2"},{"$f":"AH3","v":"C2"},{"$f":"AH3","v":"C2"},{"$f":"AH3","v":"C2"},{"$f":"AH3","v":"C2"},{"$f":"AH3","v":"C2"},{"$f":"AH3","v":"C2"},{"$f":"AH3","v":"C2"},{"$f":"AH3","v":"C2"},{"$f":"AH3","v":"C2"},{"$f":"$D$3","v":"C3"},{"$f":"AT3","v":"C3"},{"$f":"AT3","v":"C3"},{"$f":"AT3","v":"C3"},{"$f":"AT3","v":"C3"},{"$f":"AT3","v":"C3"},{"$f":"AT3","v":"C3"},{"$f":"AT3","v":"C3"},{"$f":"AT3","v":"C3"},{"$f":"AT3","v":"C3"},{"$f":"AT3","v":"C3"},{"$f":"AT3","v":"C3"},{"$f":"$E$3","v":"C4"},{"$f":"BF3","v":"C4"},{"$f":"BF3","v":"C4"},{"$f":"BF3","v":"C4"},{"$f":"BF3","v":"C4"},{"$f":"BF3","v":"C4"},{"$f":"BF3","v":"C4"},{"$f":"BF3","v":"C4"},{"$f":"BF3","v":"C4"},{"$f":"BF3","v":"C4"},{"$f":"BF3","v":"C4"},{"$f":"BF3","v":"C4"},{"$f":"$F$3","v":"C5"},{"$f":"BR3","v":"C5"},{"$f":"BR3","v":"C5"},{"$f":"BR3","v":"C5"},{"$f":"BR3","v":"C5"},{"$f":"BR3","v":"C5"},{"$f":"BR3","v":"C5"},{"$f":"BR3","v":"C5"},{"$f":"BR3","v":"C5"},{"$f":"BR3","v":"C5"},{"$f":"BR3","v":"C5"},{"$f":"BR3","v":"C5"},"Reliability","Reliability","Reliability","Reliability","Reliability","Reliability","Reliability","Reliability","Reliability","Reliability","Reliability","Reliability","Finance","Finance","Finance","Finance","Finance","Finance","Finance","Finance","Finance","Finance","Finance","Finance","Total",{"$f":"DB3","v":"Total"},{"$f":"DB3","v":"Total"},{"$f":"DB3","v":"Total"},{"$f":"DB3","v":"Total"},{"$f":"DB3","v":"Total"},{"$f":"DB3","v":"Total"},{"$f":"DB3","v":"Total"},{"$f":"DB3","v":"Total"},{"$f":"DB3","v":"Total"},{"$f":"DB3","v":"Total"},{"$f":"DB3","v":"Total"}]
[null,{"$f":"INDEX('C. PoC Summary Stats & Para'!$N$7:$N$11, MATCH(B3, 'C. PoC Summary Stats & Para'!$O$7:$O$11, 0))","v":"Worker Safety"},{"$f":"INDEX('C. PoC Summary Stats & Para'!$N$7:$N$11, MATCH(C3, 'C. PoC Summary Stats & Para'!$O$7:$O$11, 0))","v":"Physical Impact"},{"$f":"INDEX('C. PoC Summary Stats & Para'!$N$7:$N$11, MATCH(D3, 'C. PoC Summary Stats & Para'!$O$7:$O$11, 0))","v":"Shock"},{"$f":"INDEX('C. PoC Summary Stats & Para'!$N$7:$N$11, MATCH(E3, 'C. PoC Summary Stats & Para'!$O$7:$O$11, 0))","v":"Fire"},{"$f":"INDEX('C. PoC Summary Stats & Para'!$N$7:$N$11, MATCH(F3, 'C. PoC Summary Stats & Para'!$O$7:$O$11, 0))","v":"Environment"},{"$f":"B4","v":"Worker Safety"},{"$f":"C4","v":"Physical Impact"},{"$f":"D4","v":"Shock"},{"$f":"E4","v":"Fire"},{"$f":"F4","v":"Environment"},{"$f":"$B$4","v":"Worker Safety"},{"$f":"$C$4","v":"Physical Impact"},{"$f":"$D$4","v":"Shock"},{"$f":"$E$4","v":"Fire"},{"$f":"$F$4","v":"Environment"},{"$f":"$B$4","v":"Worker Safety"},{"$f":"$C$4","v":"Physical Impact"},{"$f":"$D$4","v":"Shock"},{"$f":"$E$4","v":"Fire"},{"$f":"$F$4","v":"Environment"},{"$f":"IFERROR(INDEX('C. PoC Summary Stats & Para'!$N$7:$N$11, MATCH(V3, 'C. PoC Summary Stats & Para'!$O$7:$O$11, 0)), \"\")","v":"Worker Safety"},{"$f":"IFERROR(INDEX('C. PoC Summary Stats & Para'!$N$7:$N$11, MATCH(W3, 'C. PoC Summary Stats & Para'!$O$7:$O$11, 0)), \"\")","v":"Worker Safety"},{"$f":"IFERROR(INDEX('C. PoC Summary Stats & Para'!$N$7:$N$11, MATCH(X3, 'C. PoC Summary Stats & Para'!$O$7:$O$11, 0)), \"\")","v":"Worker Safety"},{"$f":"IFERROR(INDEX('C. PoC Summary Stats & Para'!$N$7:$N$11, MATCH(Y3, 'C. PoC Summary Stats & Para'!$O$7:$O$11, 0)), \"\")","v":"Worker Safety"},{"$f":"IFERROR(INDEX('C. PoC Summary Stats & Para'!$N$7:$N$11, MATCH(Z3, 'C. PoC Summary Stats & Para'!$O$7:$O$11, 0)), \"\")","v":"Worker Safety"},{"$f":"IFERROR(INDEX('C. PoC Summary Stats & Para'!$N$7:$N$11, MATCH(AA3, 'C. PoC Summary Stats & Para'!$O$7:$O$11, 0)), \"\")","v":"Worker Safety"},{"$f":"IFERROR(INDEX('C. PoC Summary Stats & Para'!$N$7:$N$11, MATCH(AB3, 'C. PoC Summary Stats & Para'!$O$7:$O$11, 0)), \"\")","v":"Worker Safety"},{"$f":"IFERROR(INDEX('C. PoC Summary Stats & Para'!$N$7:$N$11, MATCH(AC3, 'C. PoC Summary Stats & Para'!$O$7:$O$11, 0)), \"\")","v":"Worker Safety"},{"$f":"IFERROR(INDEX('C. PoC Summary Stats & Para'!$N$7:$N$11, MATCH(AD3, 'C. PoC Summary Stats & Para'!$O$7:$O$11, 0)), \"\")","v":"Worker Safety"},{"$f":"IFERROR(INDEX('C. PoC Summary Stats & Para'!$N$7:$N$11, MATCH(AE3, 'C. PoC Summary Stats & Para'!$O$7:$O$11, 0)), \"\")","v":"Worker Safety"},{"$f":"IFERROR(INDEX('C. PoC Summary Stats & Para'!$N$7:$N$11, MATCH(AF3, 'C. PoC Summary Stats & Para'!$O$7:$O$11, 0)), \"\")","v":"Worker Safety"},{"$f":"IFERROR(INDEX('C. PoC Summary Stats & Para'!$N$7:$N$11, MATCH(AG3, 'C. PoC Summary Stats & Para'!$O$7:$O$11, 0)), \"\")","v":"Worker Safety"},{"$f":"IFERROR(INDEX('C. PoC Summary Stats & Para'!$N$7:$N$11, MATCH(AH3, 'C. PoC Summary Stats & Para'!$O$7:$O$11, 0)), \"\")","v":"Physical Impact"},{"$f":"IFERROR(INDEX('C. PoC Summary Stats & Para'!$N$7:$N$11, MATCH(AI3, 'C. PoC Summary Stats & Para'!$O$7:$O$11, 0)), \"\")","v":"Physical Impact"},{"$f":"IFERROR(INDEX('C. PoC Summary Stats & Para'!$N$7:$N$11, MATCH(AJ3, 'C. PoC Summary Stats & Para'!$O$7:$O$11, 0)), \"\")","v":"Physical Impact"},{"$f":"IFERROR(INDEX('C. PoC Summary Stats & Para'!$N$7:$N$11, MATCH(AK3, 'C. PoC Summary Stats & Para'!$O$7:$O$11, 0)), \"\")","v":"Physical Impact"},{"$f":"IFERROR(INDEX('C. PoC Summary Stats & Para'!$N$7:$N$11, MATCH(AL3, 'C. PoC Summary Stats & Para'!$O$7:$O$11, 0)), \"\")","v":"Physical Impact"},{"$f":"IFERROR(INDEX('C. PoC Summary Stats & Para'!$N$7:$N$11, MATCH(AM3, 'C. PoC Summary Stats & Para'!$O$7:$O$11, 0)), \"\")","v":"Physical Impact"},{"$f":"IFERROR(INDEX('C. PoC Summary Stats & Para'!$N$7:$N$11, MATCH(AN3, 'C. PoC Summary Stats & Para'!$O$7:$O$11, 0)), \"\")","v":"Physical Impact"},{"$f":"IFERROR(INDEX('C. PoC Summary Stats & Para'!$N$7:$N$11, MATCH(AO3, 'C. PoC Summary Stats & Para'!$O$7:$O$11, 0)), \"\")","v":"Physical Impact"},{"$f":"IFERROR(INDEX('C. PoC Summary Stats & Para'!$N$7:$N$11, MATCH(AP3, 'C. PoC Summary Stats & Para'!$O$7:$O$11, 0)), \"\")","v":"Physical Impact"},{"$f":"IFERROR(INDEX('C. PoC Summary Stats & Para'!$N$7:$N$11, MATCH(AQ3, 'C. PoC Summary Stats & Para'!$O$7:$O$11, 0)), \"\")","v":"Physical Impact"},{"$f":"IFERROR(INDEX('C. PoC Summary Stats & Para'!$N$7:$N$11, MATCH(AR3, 'C. PoC Summary Stats & Para'!$O$7:$O$11, 0)), \"\")","v":"Physical Impact"},{"$f":"IFERROR(INDEX('C. PoC Summary Stats & Para'!$N$7:$N$11, MATCH(AS3, 'C. PoC Summary Stats & Para'!$O$7:$O$11, 0)), \"\")","v":"Physical Impact"},{"$f":"IFERROR(INDEX('C. PoC Summary Stats & Para'!$N$7:$N$11, MATCH(AT3, 'C. PoC Summary Stats & Para'!$O$7:$O$11, 0)), \"\")","v":"Shock"},{"$f":"IFERROR(INDEX('C. PoC Summary Stats & Para'!$N$7:$N$11, MATCH(AU3, 'C. PoC Summary Stats & Para'!$O$7:$O$11, 0)), \"\")","v":"Shock"},{"$f":"IFERROR(INDEX('C. PoC Summary Stats & Para'!$N$7:$N$11, MATCH(AV3, 'C. PoC Summary Stats & Para'!$O$7:$O$11, 0)), \"\")","v":"Shock"},{"$f":"IFERROR(INDEX('C. PoC Summary Stats & Para'!$N$7:$N$11, MATCH(AW3, 'C. PoC Summary Stats & Para'!$O$7:$O$11, 0)), \"\")","v":"Shock"},{"$f":"IFERROR(INDEX('C. PoC Summary Stats & Para'!$N$7:$N$11, MATCH(AX3, 'C. PoC Summary Stats & Para'!$O$7:$O$11, 0)), \"\")","v":"Shock"},{"$f":"IFERROR(INDEX('C. PoC Summary Stats & Para'!$N$7:$N$11, MATCH(AY3, 'C. PoC Summary Stats & Para'!$O$7:$O$11, 0)), \"\")","v":"Shock"},{"$f":"IFERROR(INDEX('C. PoC Summary Stats & Para'!$N$7:$N$11, MATCH(AZ3, 'C. PoC Summary Stats & Para'!$O$7:$O$11, 0)), \"\")","v":"Shock"},{"$f":"IFERROR(INDEX('C. PoC Summary Stats & Para'!$N$7:$N$11, MATCH(BA3, 'C. PoC Summary Stats & Para'!$O$7:$O$11, 0)), \"\")","v":"Shock"},{"$f":"IFERROR(INDEX('C. PoC Summary Stats & Para'!$N$7:$N$11, MATCH(BB3, 'C. PoC Summary Stats & Para'!$O$7:$O$11, 0)), \"\")","v":"Shock"},{"$f":"IFERROR(INDEX('C. PoC Summary Stats & Para'!$N$7:$N$11, MATCH(BC3, 'C. PoC Summary Stats & Para'!$O$7:$O$11, 0)), \"\")","v":"Shock"},{"$f":"IFERROR(INDEX('C. PoC Summary Stats & Para'!$N$7:$N$11, MATCH(BD3, 'C. PoC Summary Stats & Para'!$O$7:$O$11, 0)), \"\")","v":"Shock"},{"$f":"IFERROR(INDEX('C. PoC Summary Stats & Para'!$N$7:$N$11, MATCH(BE3, 'C. PoC Summary Stats & Para'!$O$7:$O$11, 0)), \"\")","v":"Shock"},{"$f":"IFERROR(INDEX('C. PoC Summary Stats & Para'!$N$7:$N$11, MATCH(BF3, 'C. PoC Summary Stats & Para'!$O$7:$O$11, 0)), \"\")","v":"Fire"},{"$f":"IFERROR(INDEX('C. PoC Summary Stats & Para'!$N$7:$N$11, MATCH(BG3, 'C. PoC Summary Stats & Para'!$O$7:$O$11, 0)), \"\")","v":"Fire"},{"$f":"IFERROR(INDEX('C. PoC Summary Stats & Para'!$N$7:$N$11, MATCH(BH3, 'C. PoC Summary Stats & Para'!$O$7:$O$11, 0)), \"\")","v":"Fire"},{"$f":"IFERROR(INDEX('C. PoC Summary Stats & Para'!$N$7:$N$11, MATCH(BI3, 'C. PoC Summary Stats & Para'!$O$7:$O$11, 0)), \"\")","v":"Fire"},{"$f":"IFERROR(INDEX('C. PoC Summary Stats & Para'!$N$7:$N$11, MATCH(BJ3, 'C. PoC Summary Stats & Para'!$O$7:$O$11, 0)), \"\")","v":"Fire"},{"$f":"IFERROR(INDEX('C. PoC Summary Stats & Para'!$N$7:$N$11, MATCH(BK3, 'C. PoC Summary Stats & Para'!$O$7:$O$11, 0)), \"\")","v":"Fire"},{"$f":"IFERROR(INDEX('C. PoC Summary Stats & Para'!$N$7:$N$11, MATCH(BL3, 'C. PoC Summary Stats & Para'!$O$7:$O$11, 0)), \"\")","v":"Fire"},{"$f":"IFERROR(INDEX('C. PoC Summary Stats & Para'!$N$7:$N$11, MATCH(BM3, 'C. PoC Summary Stats & Para'!$O$7:$O$11, 0)), \"\")","v":"Fire"},{"$f":"IFERROR(INDEX('C. PoC Summary Stats & Para'!$N$7:$N$11, MATCH(BN3, 'C. PoC Summary Stats & Para'!$O$7:$O$11, 0)), \"\")","v":"Fire"},{"$f":"IFERROR(INDEX('C. PoC Summary Stats & Para'!$N$7:$N$11, MATCH(BO3, 'C. PoC Summary Stats & Para'!$O$7:$O$11, 0)), \"\")","v":"Fire"},{"$f":"IFERROR(INDEX('C. PoC Summary Stats & Para'!$N$7:$N$11, MATCH(BP3, 'C. PoC Summary Stats & Para'!$O$7:$O$11, 0)), \"\")","v":"Fire"},{"$f":"IFERROR(INDEX('C. PoC Summary Stats & Para'!$N$7:$N$11, MATCH(BQ3, 'C. PoC Summary Stats & Para'!$O$7:$O$11, 0)), \"\")","v":"Fire"},{"$f":"IFERROR(INDEX('C. PoC Summary Stats & Para'!$N$7:$N$11, MATCH(BR3, 'C. PoC Summary Stats & Para'!$O$7:$O$11, 0)), \"\")","v":"Environment"},{"$f":"IFERROR(INDEX('C. PoC Summary Stats & Para'!$N$7:$N$11, MATCH(BS3, 'C. PoC Summary Stats & Para'!$O$7:$O$11, 0)), \"\")","v":"Environment"},{"$f":"IFERROR(INDEX('C. PoC Summary Stats & Para'!$N$7:$N$11, MATCH(BT3, 'C. PoC Summary Stats & Para'!$O$7:$O$11, 0)), \"\")","v":"Environment"},{"$f":"IFERROR(INDEX('C. PoC Summary Stats & Para'!$N$7:$N$11, MATCH(BU3, 'C. PoC Summary Stats & Para'!$O$7:$O$11, 0)), \"\")","v":"Environment"},{"$f":"IFERROR(INDEX('C. PoC Summary Stats & Para'!$N$7:$N$11, MATCH(BV3, 'C. PoC Summary Stats & Para'!$O$7:$O$11, 0)), \"\")","v":"Environment"},{"$f":"IFERROR(INDEX('C. PoC Summary Stats & Para'!$N$7:$N$11, MATCH(BW3, 'C. PoC Summary Stats & Para'!$O$7:$O$11, 0)), \"\")","v":"Environment"},{"$f":"IFERROR(INDEX('C. PoC Summary Stats & Para'!$N$7:$N$11, MATCH(BX3, 'C. PoC Summary Stats & Para'!$O$7:$O$11, 0)), \"\")","v":"Environment"},{"$f":"IFERROR(INDEX('C. PoC Summary Stats & Para'!$N$7:$N$11, MATCH(BY3, 'C. PoC Summary Stats & Para'!$O$7:$O$11, 0)), \"\")","v":"Environment"},{"$f":"IFERROR(INDEX('C. PoC Summary Stats & Para'!$N$7:$N$11, MATCH(BZ3, 'C. PoC Summary Stats & Para'!$O$7:$O$11, 0)), \"\")","v":"Environment"},{"$f":"IFERROR(INDEX('C. PoC Summary Stats & Para'!$N$7:$N$11, MATCH(CA3, 'C. PoC Summary Stats & Para'!$O$7:$O$11, 0)), \"\")","v":"Environment"},{"$f":"IFERROR(INDEX('C. PoC Summary Stats & Para'!$N$7:$N$11, MATCH(CB3, 'C. PoC Summary Stats & Para'!$O$7:$O$11, 0)), \"\")","v":"Environment"},{"$f":"IFERROR(INDEX('C. PoC Summary Stats & Para'!$N$7:$N$11, MATCH(CC3, 'C. PoC Summary Stats & Para'!$O$7:$O$11, 0)), \"\")","v":"Environment"},{"$f":"SUM(CD6:CD1048576)","v":209997.80860182209},{"$f":"SUM(CE6:CE1048576)","v":217331.01027336626},224855.27119145417,232568.82812562899,240470.10337740133,248557.6635931358,256830.19190501905,265286.46798052575,273925.35313068843,282745.77883657004,291746.73768449877,300927.27605632943,74742.157636808639,77352.181612612563,80030.207156710283,82775.606702320627,85587.818716968526,88466.333043219245,91410.680983126091,94420.428197461631,97495.169405471286,100634.52430123015,103838.13432732299,107105.66007317117,8781850.4522063415,9089153.4503707495,9404999.0911831073,9729303.4288636968,10061991.646463918,10402995.98296259,10752254.345418314,11109709.322164439,11475307.450001454,11848998.65174704,12230735.79316406,12620474.326494884]
[null,null,null,null,null,null,null,null,null,null,null,null,null,null,null,null,null,null,null,null,null,2019,2020,2021,2022,2023,2024,2025,2026,2027,2028,2029,2030,2019,2020,2021,2022,2023,2024,2025,2026,2027,2028,2029,2030,2019,2020,2021,2022,2023,2024,2025,2026,2027,2028,2029,2030,2019,2020,2021,2022,2023,2024,2025,2026,2027,2028,2029,2030,2019,2020,2021,2022,2023,2024,2025,2026,2027,2028,2029,2030,2019,2020,2021,2022,2023,2024,2025,2026,2027,2028,2029,2030,2019,2020,2021,2022,2023,2024,2025,2026,2027,2028,2029,2030,2019,2020,2021,2022,2023,2024,2025,2026,2027,2028,2029,2030]
[1,4,4,4,4,0,6.8786127167630058,6.8786127167630058,6.8786127167630058,6.8786127167630058,"",2.7425933536194993,2.7425933536194993,2.7425933536194993,2.7425933536194993,"",2.0439393063583817E-4,0,3.976921907514451E-2,1.751947976878613E-3,"",7.7065517558256758E-5,1.7036474273888114E-4,2.9461110325812505E-4,4.4847689816524162E-4,6.3097829706838229E-4,8.4133832123452147E-4,1.0789177043687816E-3,1.3431751830789115E-3,1.633642628998054E-3,1.9499084721081811E-3,2.2916061147253094E-3,2.658405526057958E-3,0,0,0,0,0,0,0,0,0,0,0,0,1.4994747844906526E-2,3.3148111372908018E-2,5.7322903233938037E-2,8.7260790757294149E-2,0.12277034865816237,0.16370039907448827,0.20992655905004004,0.26134351419335389,0.31786018009933559,0.37939647700162032,0.44588107546512445,0.51724976092727692,0.11610792875693075,0.25667377627959054,0.4438649875054303,0.67568123060921725,0.95064025370106686,1.2675714503380702,1.6255116934593314,2.0236455084741714,2.461267606989153,2.9377579121677626,3.4525641030871941,4.0051889509888667,"","","","","","","","","","","","",9.6489670459087493E-4,2.1330471014219068E-3,3.6886702597534221E-3,5.6151427361486169E-3,7.9001465090973721E-3,1.0533953437625782E-2,1.3508559605574885E-2,1.681718813944735E-2,2.04539778508308E-2,2.4413775688572319E-2,2.8691991676397261E-2,3.3284493672808321E-2,3.4342482942054179E-4,7.5919145900949436E-4,1.3128669097088182E-3,1.9985345863021511E-3,2.8118102739654763E-3,3.7492315449190678E-3,4.8079496553248445E-3,5.9855525888356138E-3,7.279954238595435E-3,8.6893205370769059E-3,1.0212017825659718E-2,1.1846575397705426E-2,0.13248806365340696,0.29288449095566887,0.50648403901208872,0.77100417558712742,1.0847535374393604,1.4463963727163378,1.8548336794746401,2.3091349385788873,2.8084953618069126,3.3522073938671402,3.9396407941691005,4.5702281865127157]
[2,1,1,1,1,0,1.7196531791907514,1.7196531791907514,1.7196531791907514,1.7196531791907514,"",-0.90534191926485708,-0.90534191926485708,-0.90534191926485708,-0.90534191926485708,"",2.5635982658959534E-5,0,4.9880297687861248E-3,2.1973699421965316E-4,"",1.0683946379830209E-4,1.8475707939974315E-4,2.8124969143022586E-4,3.9570031828989707E-4,5.2762169958740725E-4,6.7661293741940484E-4,8.4233459365055691E-4,1.0244930947227446E-3,1.2228303360579046E-3,1.4371164162142428E-3,1.6671443656496357E-3,1.9127262055207419E-3,0,0,0,0,0,0,0,0,0,0,0,0,2.0787907099041054E-2,3.5948448877492871E-2,5.47231542468525E-2,7.6991976215834229E-2,0.10266010783400692,0.13164954582360416,0.16389424522172255,0.19933708500176825,0.2379278453872665,0.27962179412625682,0.32437866085925754,0.37216187027417852,0.16096575023640888,0.27835746118317806,0.42373450760003045,0.59616733684254342,0.79492183595595589,1.0193940068529785,1.2690724475462718,1.5435148562275702,1.8423323691234097,2.1651786136787141,2.511741766841967,2.8817386171997885,"","","","","","","","","","","","",1.0665235507109535E-2,1.8443351298767108E-2,2.8075713680743082E-2,3.9500732545486847E-2,5.2669767188128894E-2,6.7542798027874426E-2,8.4085940697236738E-2,0.10226988925415399,0.1220688784428616,0.14345995838198627,0.16642246836404162,0.19093764342556446,3.7959572950474717E-3,6.564334548544091E-3,9.9926729315107533E-3,1.4059051369827377E-2,1.8746157724595335E-2,2.4039748276624223E-2,2.9927762944178066E-2,3.6399771192977173E-2,4.3446602685384528E-2,5.1060089128298583E-2,5.9232876988527132E-2,6.795828746372197E-2,0.19632168960140525,0.3394983529873819,0.51680729815056692,0.72711479729198181,0.96952549040227443,1.2433027119185007,1.5478227310030597,1.8825460947711923,2.2469985259749801,2.64075757173147,3.0634429174194429,3.5147091445687741]
[3,1,1,1,1,0,1.7196531791907514,1.7196531791907514,1.7196531791907514,1.7196531791907514,"",-0.90534191926485708,-0.90534191926485708,-0.90534191926485708,-0.90534191926485708,"",2.5635982658959534E-5,0,4.9880297687861248E-3,2.1973699421965316E-4,"",6.4103678278981246E-5,1.1085424763984591E-4,1.6874981485813555E-4,2.3742019097393826E-4,3.1657301975244437E-4,4.0596776245164292E-4,5.0540075619033412E-4,6.1469585683364685E-4,7.3369820163474272E-4,8.622698497285457E-4,1.0002866193897814E-3,1.1476357233124452E-3,0,0,0,0,0,0,0,0,0,0,0,0,1.2472744259424632E-2,2.1569069326495726E-2,3.2833892548111504E-2,4.6195185729500536E-2,6.1596064700404157E-2,7.8989727494162498E-2,9.8336547133033553E-2,0.11960225100106096,0.14275670723235989,0.16777307647575412,0.19462719651555455,0.22329712216450712,9.6579450141845338E-2,0.16701447670990685,0.25424070456001829,0.35770040210552606,0.47695310157357351,0.6116364041117871,0.76144346852776312,0.92610891373654214,1.1053994214740459,1.2991071682072286,1.5070450601051801,1.7290431703198732,"","","","","","","","","","","","",6.3991413042657208E-3,1.1066010779260267E-2,1.6845428208445853E-2,2.370043952729211E-2,3.1601860312877338E-2,4.0525678816724656E-2,5.0451564418342046E-2,6.13619335524924E-2,7.3241327065716968E-2,8.6075975029191773E-2,9.9853481018424964E-2,0.11456258605533869,2.2775743770284832E-3,3.938600729126455E-3,5.9956037589064528E-3,8.4354308218964266E-3,1.1247694634757202E-2,1.4423848965974534E-2,1.7956657766506842E-2,2.1839862715786303E-2,2.6067961611230719E-2,3.0636053476979151E-2,3.5539726193116281E-2,4.0774972478233189E-2,0.11779301376084315,0.20369901179242914,0.31008437889034024,0.43626887837518907,0.58171529424136459,0.7459816271511005,0.92869363860183585,1.1295276568627155,1.3481991155849884,1.5844545430388821,1.838065750451666,2.1088254867412646]
[4,1,1,1,1,0,1.7196531791907514,1.7196531791907514,1.7196531791907514,1.7196531791907514,"",-0.90534191926485708,-0.90534191926485708,-0.90534191926485708,-0.90534191926485708,"",2.5635982658959534E-5,0,4.9880297687861248E-3,2.1973699421965316E-4,"",8.5471571038641661E-5,1.4780566351979451E-4,2.2499975314418071E-4,3.1656025463191778E-4,4.2209735966992586E-4,5.4129034993552385E-4,6.7386767492044557E-4,8.195944757781958E-4,9.7826426884632363E-4,1.1496931329713943E-3,1.3337154925197087E-3,1.5301809644165938E-3,0,0,0,0,0,0,0,0,0,0,0,0,1.6630325679232845E-2,2.8758759101994297E-2,4.3778523397482005E-2,6.1593580972667407E-2,8.2128086267205552E-2,0.10531963665888333,0.13111539617737805,0.15946966800141463,0.19034227630981324,0.2236974353010055,0.25950292868740604,0.29772949621934286,0.12877260018912712,0.22268596894654244,0.33898760608002437,0.47693386947403488,0.63593746876476476,0.81551520548238277,1.0152579580370173,1.2348118849820562,1.4738658952987278,1.7321428909429717,2.0093934134735734,2.3053908937598311,"","","","","","","","","","","","",8.5321884056876272E-3,1.4754681039013689E-2,2.2460570944594468E-2,3.1600586036389489E-2,4.2135813750503126E-2,5.4034238422299541E-2,6.7268752557789399E-2,8.1815911403323199E-2,9.7655102754289277E-2,0.11476796670558904,0.13313797469123329,0.15275011474045158,3.0367658360379774E-3,5.251467638835273E-3,7.9941383452086043E-3,1.1247241095861905E-2,1.4996926179676271E-2,1.9231798621299378E-2,2.3942210355342455E-2,2.911981695438174E-2,3.4757282148307624E-2,4.0848071302638872E-2,4.7386301590821703E-2,5.4366629970977583E-2,0.1570573516811242,0.27159868238990548,0.41344583852045363,0.58169183783358558,0.77562039232181967,0.99464216953480056,1.2382581848024479,1.506036875816954,1.7975988207799842,2.1126060573851762,2.4507543339355542,2.8117673156550196]
[5,3,3,3,3,0,5.1589595375722546,5.1589595375722546,5.1589595375722546,5.1589595375722546,"",1.526614929324714,1.526614929324714,1.526614929324714,1.526614929324714,"",1.4480794797687863E-4,0,2.8175489306358388E-2,1.2412109826589596E-3,"",2.1725842694245365E-3,3.7570417343771923E-3,5.7192224076991717E-3,8.0465799467684656E-3,1.0729205894319147E-2,1.3758947977328663E-2,1.7128903709327608E-2,2.0833103261643945E-2,2.486629806856766E-2,2.9223813076160805E-2,3.3901439551475059E-2,3.8895354938092534E-2,0,0,0,0,0,0,0,0,0,0,0,0,0.42272282499374553,0.73101297746024796,1.1127972741837531,1.5656345553569502,2.0875969182946683,2.677098163588806,3.332795264586315,4.0535266631941509,4.8382711384841643,5.686119058533003,6.5962515241584336,7.567924775097433,3.2732442156387771,5.6604088034849767,8.6166561764306451,12.123083848623853,16.164763607203991,20.729413129735548,25.806633038745584,31.387429111342911,37.463893788961236,44.028983573460778,51.076357532076756,58.600256550716367,"","","","","","","","","","","","",3.8394847825594325E-2,6.6396064675561597E-2,0.10107256925067511,0.1422026371637527,0.18961116187726407,0.24315407290034793,0.3027093865100523,0.36817160131495441,0.43944796239430178,0.51645585017515061,0.5991208861105497,0.68737551633203209,1.3665446262170899E-2,2.3631604374758728E-2,3.5973622553438715E-2,5.0612584931378574E-2,6.7486167808543218E-2,8.6543093795847209E-2,0.10773994659904106,0.13103917629471781,0.15640776966738432,0.18381632086187491,0.21323835715869766,0.24464983486939912,3.7501999189897126,6.4852064917299215,9.8722188648262108,13.889580206022703,18.520187061078783,23.749967407997879,29.56700654015032,35.960999655408379,42.922886957575656,50.444598616106965,58.518869739055916,67.139102031953328]
[6,2,2,2,2,0,3.4393063583815029,3.4393063583815029,3.4393063583815029,3.4393063583815029,"",0.3106365050299284,0.3106365050299284,0.3106365050299284,0.3106365050299284,"",8.5221965317919067E-5,0,1.6581759537572256E-2,7.3047398843930635E-4,"",3.9068430180670367E-3,6.7560888086637405E-3,1.0284574203517752E-2,1.4469737780379584E-2,1.9293761686273874E-2,2.4741986121169963E-2,3.0801998709884121E-2,3.7463064226264442E-2,4.4715744453074607E-2,5.2551632488868447E-2,6.0963159992493222E-2,6.9943453063560992E-2,0,0,0,0,0,0,0,0,0,0,0,0,0.76016002722961495,1.3145418510571454,2.0010842950273116,2.8153975509824285,3.7540147738150034,4.8140835852904988,5.9931888918374545,7.2892419251674543,8.7004062778696607,10.225046207119835,11.861689129967967,13.608997581795727,5.8861014001928265,10.178812819609526,15.49487561690254,21.800298454698211,29.06823671987496,37.276603763676249,46.406698937365796,56.442348407136642,67.369332429980631,79.174985056909122,91.847903724970294,105.37773212485995,"","","","","","","","","","","","",0.1173175905782049,0.2028768642864382,0.30883285048817394,0.43450805800035541,0.5793674390694179,0.74297077830661873,0.92494534766960423,1.1249687817956939,1.3427576628714775,1.5780595422018493,1.8306471520044576,2.1003140776812095,4.1755530245522199E-2,7.2207680033984992E-2,0.10991940224661831,0.15464956506810118,0.2062077349705487,0.26443723104286648,0.32920539238595875,0.40039748312274887,0.47791262953922981,0.56166098041128443,0.65156164687379836,0.74754116210094179,6.8092413912642353,11.775195303795758,17.92499673886816,25.219323366529476,33.627120429416202,43.1228373444374,53.684840567968699,65.294419661448799,77.935124744714074,91.592303419130957,106.25276481380902,121.90452839950137]
[7,2,2,2,2,0,3.4393063583815029,3.4393063583815029,3.4393063583815029,3.4393063583815029,"",0.3106365050299284,0.3106365050299284,0.3106365050299284,0.3106365050299284,"",8.5221965317919067E-5,0,1.6581759537572256E-2,7.3047398843930635E-4,"",4.2620105651640388E-4,7.3702787003604453E-4,1.1219535494746639E-3,1.5785168487686817E-3,2.1047740021389681E-3,2.6991257586730867E-3,3.3602180410782674E-3,4.0868797337743033E-3,4.8780812130626849E-3,5.7329053624220116E-3,6.6505265446356234E-3,7.6301948796611997E-3,0,0,0,0,0,0,0,0,0,0,0,0,8.2926548425048888E-2,0.14340456556987041,0.21830010491207033,0.30713427828899215,0.40952888441618218,0.52517275475896352,0.65380242456408599,0.79519002820008589,0.94913523031305402,1.1154595862312546,1.2940024505419603,1.4846179180140795,0.64212015274830814,1.1104159439574028,1.690350067298459,2.3782143768761679,3.1710803694409049,4.0665385924010451,5.0625489749853596,6.1573470989603605,7.3493817196342528,8.6372710971173579,10.019771315451306,11.495752595439267,"","","","","","","","","","","","",1.2798282608531442E-2,2.2132021558520534E-2,3.3690856416891707E-2,4.7400879054584219E-2,6.3203720625754675E-2,8.1051357633449311E-2,0.10090312883668409,0.1227238671049848,0.14648265413143394,0.17215195005838355,0.19970696203684993,0.22912517211067737,4.5551487540569664E-3,7.8772014582529099E-3,1.1991207517812906E-2,1.6870861643792853E-2,2.2495389269514405E-2,2.8847697931949069E-2,3.5913315533013683E-2,4.3679725431572607E-2,5.2135923222461439E-2,6.1272106953958301E-2,7.1079452386232561E-2,8.1549944956466378E-2,0.74282633359246175,1.2845667604140827,1.9554541896947086,2.7511989127123058,3.6684131377544951,4.7043095284840799,5.8565280619602218,7.1230275994307775,8.5020136085142646,9.9918876457233772,11.591210706960984,13.298675825400151]
[8,2,2,2,2,0,3.4393063583815029,3.4393063583815029,3.4393063583815029,3.4393063583815029,"",0.3106365050299284,0.3106365050299284,0.3106365050299284,0.3106365050299284,"",8.5221965317919067E-5,0,1.6581759537572256E-2,7.3047398843930635E-4,"",3.8144994558218154E-2,6.5963994368225976E-2,0.10041484267798241,0.14127725796479704,0.18837727319143766,0.24157175540124121,0.30073951467650495,0.36577573617280013,0.43658826856911026,0.51309502993677003,0.59522212574488831,0.68290244172967718,0,0,0,0,0,0,0,0,0,0,0,0,7.4219260840418766,12.834708618503401,19.537859389630295,27.4885179068648,36.652835155248304,47.002961550927225,58.515316998485687,71.169507523907697,84.947603113018332,99.83363296769727,115.81321932350544,132.8733036622601,57.469753670973589,99.382226984187568,151.28633102321206,212.85018673041705,283.81169306496105,363.95520401989347,453.09813326118973,551.08256535695227,657.76966390726545,773.0357631920034,896.76953273289178,1028.8698572918142,"","","","","","","","","","","","",1.1454462934635641,1.9808159294875876,3.0153316493118076,4.2423786753852877,5.6567329960050445,7.2540965081937117,9.0308300308832248,10.98378610589614,13.110197544763334,15.407599530225328,17.873773102298067,20.506702903905623,0.40768581348809851,0.70500953051363535,1.073213072844255,1.5099421171194605,2.0133373396215393,2.5818689649094413,3.2142417402047241,3.9093354261257485,4.6661651284102987,5.4838535723792674,6.3616109885678132,7.2987200736037403,66.482956856525348,114.96872505706042,175.01314997767639,246.2323026877514,328.32297582902737,421.03570279932512,524.1592615454399,637.51097014905463,760.93021796202652,894.27394429224205,1037.4133582730078,1190.2314863733134]
[9,2,2,2,2,0,3.4393063583815029,3.4393063583815029,3.4393063583815029,3.4393063583815029,"",0.3106365050299284,0.3106365050299284,0.3106365050299284,0.3106365050299284,"",8.5221965317919067E-5,0,1.6581759537572256E-2,7.3047398843930635E-4,"",0.57096734871314248,0.98737166989162095,1.5030437717795582,2.1146864050671108,2.8196955715321717,3.615928808035711,4.501572102364519,5.4750565500129733,6.535002798432977,7.6801822171913559,8.9094887276301904,10.221917740452788,0,0,0,0,0,0,0,0,0,0,0,0,111.09393270675717,192.11431634176972,292.44937388053694,411.45755481448651,548.63219548954544,703.5564337920913,875.87731477435375,1065.2895744453817,1271.524830209388,1494.3440256878041,1733.5319495760461,1988.8931374995284,860.22696463181694,1487.5872262549342,2264.5056401575021,3186.0145268884398,4248.1906682609997,5447.8062009532659,6782.1281101553868,8248.7926635738968,9845.7217104033516,11571.064179771554,13423.153638932934,15400.476560356807,"","","","","","","","","","","","",17.145432601229288,29.649531547898007,45.13451731316259,63.501377640124666,84.671917731636029,108.5818021096109,135.17655826487777,164.40907396497795,196.23792898474429,230.62622909488118,267.54076014203326,306.95135557093749,6.1023809475183164,10.552824220239481,16.064221004696691,22.601330982134495,30.136323158059469,38.646299329501097,48.111871709060658,58.516272169830096,69.844758477024172,82.084199282652804,95.222773046756217,109.24974292667946,995.1396782360348,1720.8912700347332,2619.6567961276778,3685.6894767302529,4914.4508002117727,6302.2066649925046,7845.7954270060436,9542.4826407041,11389.864230872941,13385.798816054083,15528.358610425399,17815.792714094405]
[10,2,2,2,2,0,3.4393063583815029,3.4393063583815029,3.4393063583815029,3.4393063583815029,"",0.3106365050299284,0.3106365050299284,0.3106365050299284,0.3106365050299284,"",8.5221965317919067E-5,0,1.6581759537572256E-2,7.3047398843930635E-4,"",1.2283797833934076E-3,1.8699225824577728E-3,2.6308614146144695E-3,3.5079566702316137E-3,4.4985429311218111E-3,5.6003634017971126E-3,6.8114662229571714E-3,8.1301353551044737E-3,9.5548422707033513E-3,1.1084210907726041E-2,1.2716991466101999E-2,1.4452040321936527E-2,0,0,0,0,0,0,0,0,0,0,0,0,0.23900760928311732,0.36383350818678384,0.51189046381498682,0.6825481406936369,0.87528792459827254,1.0896707076068097,1.3253167136668098,1.5818920505217566,1.8590993103854239,2.1566707509032668,2.474363196690132,2.8119541312110794,1.850693239929005,2.817250112164098,3.9636906281269462,5.2851339490681744,6.7775643206684091,8.4375816249755982,10.262245164933935,12.248969532723752,14.395451828528929,16.699618859085511,19.159587659065444,21.773635229572498,"","","","","","","","","","","","",3.6886702597534217E-2,5.6151427361486164E-2,7.9001465090973694E-2,0.10533953437625779,0.13508559605574885,0.16817188139447348,0.20453977850830798,0.2441377568857232,0.28691991676397255,0.33284493672808324,0.38187528685112893,0.43397662554343402,1.3128669097088182E-2,1.9985345863021507E-2,2.8118102739654753E-2,3.7492315449190669E-2,4.8079496553248446E-2,5.9855525888356131E-2,7.2799542385954347E-2,8.6893205370769055E-2,0.10212017825659717,0.11846575397705426,0.13591657492744394,0.15446041829208007,2.1409446006901383,3.2590903161578471,4.5853315211871752,6.1140218962574915,7.8405158808068016,9.7608801032670343,11.871712665717965,14.170022680857105,16.653146076205626,19.318684511601642,22.164459709000251,25.18847844494103]
[11,2,2,2,2,0,3.4393063583815029,3.4393063583815029,3.4393063583815029,3.4393063583815029,"",0.3106365050299284,0.3106365050299284,0.3106365050299284,0.3106365050299284,"",8.5221965317919067E-5,0,1.6581759537572256E-2,7.3047398843930635E-4,"",1.3512177617327483E-3,2.0569148407035501E-3,2.8939475560759171E-3,3.8587523372547758E-3,4.9483972242339927E-3,6.1603997419768259E-3,7.4926128452528886E-3,8.9431488906149218E-3,1.0510326497773689E-2,1.2192631998498644E-2,1.3988690612712198E-2,1.5897244354130181E-2,0,0,0,0,0,0,0,0,0,0,0,0,0.26290837021142904,0.40021685900546228,0.56307951019648561,0.75080295476300074,0.9628167170580999,1.1986377783674911,1.4578483850334907,1.740081255573932,2.0450092414239669,2.3723378259935934,2.7217995163591451,3.0931495443321877,2.0357625639219057,3.0989751233805083,4.3600596909396421,5.8136473439749929,7.4553207527352505,9.2813397874731614,11.288469681427326,13.473866485996128,15.834997011381823,18.36958074499406,21.075546424971989,23.950998752529753,"","","","","","","","","","","","",4.0575372857287649E-2,6.1766570097634789E-2,8.690161160007108E-2,0.1158734878138836,0.14859415566132375,0.18498906953392086,0.22499375635913876,0.26855153257429548,0.31561190844036985,0.36612943040089152,0.42006281553624186,0.47737428809777754,1.4441536006797002E-2,2.1983880449323662E-2,3.0929913013620233E-2,4.124154699410975E-2,5.2887446208573302E-2,6.5841078477191756E-2,8.0079496624549773E-2,9.5582525907845967E-2,0.11233219608225689,0.13031232937475967,0.14950823242018835,0.16990646012128813,2.355039060759152,3.5849993477736328,5.0438646733058947,6.7254240858832413,8.6245674688874825,10.736968113593743,13.058883932289758,15.587024948942817,18.318460683826189,21.250552962761802,24.380905679900277,27.707326289435134]
[12,2,2,2,2,0,3.4393063583815029,3.4393063583815029,3.4393063583815029,3.4393063583815029,"",0.3106365050299284,0.3106365050299284,0.3106365050299284,0.3106365050299284,"",8.5221965317919067E-5,0,1.6581759537572256E-2,7.3047398843930635E-4,"",1.9654076534294518E-3,2.9918761319324368E-3,4.2093782633831527E-3,5.6127306723705826E-3,7.1976686897948974E-3,8.9605814428753809E-3,1.0898345956731474E-2,1.300821656816716E-2,1.5287747633125365E-2,1.7734737452361666E-2,2.0347186345763199E-2,2.3123264515098448E-2,0,0,0,0,0,0,0,0,0,0,0,0,0.38241217485298773,0.58213361309885425,0.81902474210397913,1.0920770251098193,1.4004606793572358,1.7434731321708958,2.1205067418668961,2.5310272808348109,2.9745588966166787,3.4506732014452277,3.9589811147042115,4.4991266099377274,2.9611091838864079,4.5076001794625569,6.3419050050031158,8.4562143185090797,10.844102913069452,13.50013059996096,16.419592263894295,19.598351252358007,23.03272292564629,26.719390174536816,30.655340254504711,34.837816367316009,"","","","","","","","","","","","",5.9018724156054754E-2,8.9842283778377871E-2,0.12640234414555795,0.1685432550020125,0.21613695368919816,0.2690750102311576,0.3272636456132928,0.39062041101715711,0.45907186682235618,0.53255189876493314,0.61100045896180633,0.69436260086949464,2.1005870555341092E-2,3.1976553380834417E-2,4.498896438344762E-2,5.9987704718705084E-2,7.6927194485197511E-2,9.5768841421369821E-2,0.11647926781752696,0.13902912859323049,0.16339228521055549,0.18954520636328681,0.21746651988391033,0.24713666926732816,3.4255113611042209,5.2145445058525555,7.3365304338994832,9.7824350340119874,12.54482540929088,15.617408165227259,18.994740265148746,22.672036289371373,26.645033721929003,30.909895218562625,35.463135534400408,40.301565511905658]
[13,3,3,3,3,0,5.1589595375722546,5.1589595375722546,5.1589595375722546,5.1589595375722546,"",1.526614929324714,1.526614929324714,1.526614929324714,1.526614929324714,"",1.4480794797687863E-4,0,2.8175489306358388E-2,1.2412109826589596E-3,"",8.3489816319493159E-3,1.270938312822038E-2,1.7881288770596582E-2,2.3842679765153654E-2,3.0575439949619254E-2,3.8064230465172454E-2,4.6295785025875426E-2,5.5258440152372572E-2,6.4941806835912899E-2,7.533653233661125E-2,8.6434122084650067E-2,9.82268031623863E-2,0,0,0,0,0,0,0,0,0,0,0,0,1.6244732832449957,2.4728828315194509,3.4791879007932214,4.6391042628770398,5.9491070301973474,7.4062116990806981,9.0078370293203331,10.751713641075922,12.635820130073338,14.658336720352075,16.81761061132763,19.112129415310022,12.578686229966614,19.14812483651254,26.940186330275225,35.92169690489775,46.065362510523443,57.34807341943462,69.749842469650915,83.253097308802737,97.84218571880173,113.50301673794836,130.22279233492523,147.98980172913264,"","","","","","","","","","","","",0.14754681039013687,0.22460570944594466,0.31600586036389477,0.42135813750503115,0.54034238422299541,0.67268752557789391,0.81815911403323194,0.9765510275428928,1.1476796670558902,1.331379746912333,1.5275011474045157,1.7359065021737361,5.2514676388352728E-2,7.9941383452086026E-2,0.11247241095861901,0.14996926179676268,0.19231798621299379,0.23942210355342453,0.29119816954381739,0.34757282148307622,0.40848071302638866,0.47386301590821706,0.54366629970977576,0.61784167316832028,14.411569981622048,21.938264144058241,30.865733791161556,41.155971246841737,52.777705351106398,65.704458978111802,79.913332567574173,95.384193239056998,112.09910803579326,130.04193275345762,149.1980045154518,169.5539061229471]
[14,2,2,2,2,0,3.4393063583815029,3.4393063583815029,3.4393063583815029,3.4393063583815029,"",0.3106365050299284,0.3106365050299284,0.3106365050299284,0.3106365050299284,"",8.5221965317919067E-5,0,1.6581759537572256E-2,7.3047398843930635E-4,"",1.2283797833934077E-2,1.8699225824577729E-2,2.6308614146144698E-2,3.5079566702316142E-2,4.4985429311218107E-2,5.6003634017971135E-2,6.8114662229571729E-2,8.1301353551044758E-2,9.5548422707033537E-2,0.11084210907726043,0.12716991466101998,0.14452040321936532,0,0,0,0,0,0,0,0,0,0,0,0,2.3900760928311735,3.6383350818678388,5.1189046381498695,6.8254814069363698,8.752879245982724,10.8967070760681,13.2531671366681,15.818920505217568,18.590993103854245,21.566707509032675,24.743631966901319,28.119541312110801,18.506932399290051,28.17250112164098,39.636906281269468,52.851339490681752,67.77564320668408,84.375816249756014,102.62245164933935,122.48969532723753,143.95451828528931,166.99618859085513,191.59587659065446,217.73635229572506,"","","","","","","","","","","","",0.36886702597534227,0.56151427361486173,0.79001465090973699,1.053395343762578,1.3508559605574884,1.681718813944735,2.0453977850830802,2.4413775688572321,2.8691991676397262,3.3284493672808324,3.8187528685112895,4.3397662554343412,0.13128669097088183,0.19985345863021509,0.2811810273965476,0.37492315449190677,0.48079496553248446,0.59855525888356143,0.72799542385954352,0.86893205370769067,1.0212017825659718,1.1846575397705428,1.3591657492744396,1.544604182920801,21.40944600690138,32.590903161578474,45.853315211871767,61.14021896257492,78.405158808067995,97.608801032670371,118.71712665717965,141.70022680857107,166.5314607620563,193.18684511601643,221.64459709000252,251.88478444941038]
[15,2,2,2,2,0,3.4393063583815029,3.4393063583815029,3.4393063583815029,3.4393063583815029,"",0.3106365050299284,0.3106365050299284,0.3106365050299284,0.3106365050299284,"",8.5221965317919067E-5,0,1.6581759537572256E-2,7.3047398843930635E-4,"",2.2110836101081333E-3,3.3658606484239912E-3,4.7355505463060462E-3,6.314322006416905E-3,8.0973772760192589E-3,1.0080654123234804E-2,1.226063920132291E-2,1.4634243639188055E-2,1.7198716087266034E-2,1.9951579633906872E-2,2.2890584638983597E-2,2.6013672579485753E-2,0,0,0,0,0,0,0,0,0,0,0,0,0.43021369670961118,0.65490031473621102,0.92140283486697661,1.2285866532485465,1.5755182642768903,1.9614072736922581,2.3855700846002579,2.8474056909391621,3.346378758693763,3.8820073516258806,4.453853754042238,5.0615174361799431,3.3312478318722087,5.0710502018953765,7.134643130628505,9.5132411083227169,12.199615777203134,15.187646924956082,18.472041296881084,22.048145158902756,25.911813291352072,30.059313946353917,34.487257786317798,39.192543413230503,"","","","","","","","","","","","",6.6396064675561597E-2,0.10107256925067511,0.1422026371637527,0.18961116187726407,0.24315407290034793,0.3027093865100523,0.36817160131495441,0.43944796239430178,0.51645585017515061,0.5991208861105497,0.68737551633203209,0.78115792597818134,2.3631604374758728E-2,3.5973622553438715E-2,5.0612584931378574E-2,6.7486167808543218E-2,8.6543093795847209E-2,0.10773994659904106,0.13103917629471781,0.15640776966738432,0.18381632086187491,0.21323835715869766,0.24464983486939912,0.27802875292574414,3.8537002812422481,5.8663625690841252,8.2535967381369186,11.005239413263489,14.11292858545224,17.569584185880672,21.369082798292336,25.506040825542794,29.975662937170124,34.773632120882951,39.896027476200452,45.339261200893858]
[16,2,2,2,2,0,3.4393063583815029,3.4393063583815029,3.4393063583815029,3.4393063583815029,"",0.3106365050299284,0.3106365050299284,0.3106365050299284,0.3106365050299284,"",8.5221965317919067E-5,0,1.6581759537572256E-2,7.3047398843930635E-4,"",0.10969431465703131,0.16698408661347913,0.23493592432507215,0.31326053065168308,0.40171988374917772,0.50011245178048214,0.60826393371007548,0.7260210872108297,0.85324741477380961,0.98982003405993557,1.1356273379229087,1.2905672007489319,0,0,0,0,0,0,0,0,0,0,0,0,21.34337950898238,32.490332281079809,45.711818418678334,60.951548963941775,78.163211666625728,97.307594189288125,118.35078253044614,141.26296011159289,166.0175684174184,192.59069805566176,220.96063346442884,251.10750391714939,165.26690632566016,251.580435016254,353.95757309173638,471.96246165178803,605.23649383568886,753.47603911032104,916.41849322860048,1093.8329792722311,1285.5138482876337,1491.2759641163361,1710.9511779545444,1944.3856260008245,"","","","","","","","","","","","",3.2939825419598066,5.014322463380716,7.0548308326239519,9.4068204197998213,12.063143727778373,15.017749008526483,18.265402220791906,21.801501689895083,25.621948567022756,29.723052849817833,34.101463115805821,38.754112661028664,1.172390150369975,1.784691385567821,2.5109465746511699,3.3480637696127271,4.2934990422050863,5.3450984618302027,6.5009991350657232,7.7595632396096779,9.1193319183141277,10.578991830150946,12.137350141020747,13.793315353482752,191.18635284162934,291.03676523289585,409.4701048420149,545.982155335794,700.15806815604719,871.64659322174634,1060.1439410486144,1265.3830254005397,1487.1259446051627,1725.1585268860265,1979.2862520137226,2249.3311251332343]
[17,2,2,2,2,0,3.4393063583815029,3.4393063583815029,3.4393063583815029,3.4393063583815029,"",0.3106365050299284,0.3106365050299284,0.3106365050299284,0.3106365050299284,"",8.5221965317919067E-5,0,1.6581759537572256E-2,7.3047398843930635E-4,"",2.2092410404330431,3.363055764550305,4.7316042541841243,6.3090600714115572,8.0906294616225765,10.072253578132106,12.250422001988472,14.622048436155399,17.184383823859982,19.934953317545283,22.871509151784444,25.991994519002848,0,0,0,0,0,0,0,0,0,0,0,0,429.85518529568651,654.35456447393096,920.63499917125409,1227.5628310375059,1574.2053323899927,1959.7727676308473,2383.5821095297574,2845.0328528633795,3343.5901097281853,3878.7723454995257,4450.1422092472021,5057.2995049831261,3328.4717920123153,5066.8243267271309,7128.697594686314,9505.3134073991132,12189.44943072213,15174.990552518613,18456.64792913368,22029.771704603671,25890.220113609281,30034.264518065291,34458.518404829199,39159.882960386145,"","","","","","","","","","","","",66.340734621665291,100.98834210963288,142.08413496611621,189.45315257569965,242.95144450626427,302.45712868796051,367.86479164719191,439.0817557589732,516.02547030000471,598.62161870545765,686.80270340175537,780.50696103986616,23.611911371113095,35.943644534644186,50.570407777269089,67.429929335369422,86.470974551017321,107.6501633102085,130.92997698113888,156.27742985932815,183.66314059449002,213.06065852773207,244.44596000700795,277.79706229830606,3850.4888643412132,5861.4739336098892,8246.7187408551381,10996.068380419101,14101.167811631029,17554.942865725759,21351.275229293755,25484.785791521506,29950.683218055823,34744.654094115554,39862.780786636948,45301.478483226441]
[18,1,1,1,1,0,1.7196531791907514,1.7196531791907514,1.7196531791907514,1.7196531791907514,"",-0.90534191926485708,-0.90534191926485708,-0.90534191926485708,-0.90534191926485708,"",2.5635982658959534E-5,0,4.9880297687861248E-3,2.1973699421965316E-4,"",3.374996297162711E-4,4.7484038194787651E-4,6.3314603950488874E-4,8.1193552490328583E-4,1.0108015123806682E-3,1.2293917136672937E-3,1.4673964032694854E-3,1.7245396994570914E-3,2.0005732387795628E-3,2.2952714466248905E-3,2.6084279119658921E-3,2.9398525497349283E-3,0,0,0,0,0,0,0,0,0,0,0,0,6.5667785096223008E-2,9.2390371459001072E-2,0.12319212940080831,0.157979454988325,0.19667309426606711,0.23920450200212193,0.28551341446471978,0.33554615295150825,0.38925439303110909,0.44659424432901423,0.50752554515679194,0.57201131039128161,0.50848140912003659,0.71540080421105212,0.95390620314714702,1.2232728082235742,1.5228869370555262,1.8522178274730843,2.2107988429480918,2.5982143364144572,3.0140901202103603,3.4580863406397464,3.9298920161171003,4.4292207619636415,"","","","","","","","","","","","",3.3690856416891707E-2,4.7400879054584219E-2,6.3203720625754675E-2,8.1051357633449311E-2,0.10090312883668409,0.1227238671049848,0.14648265413143394,0.17215195005838355,0.19970696203684993,0.22912517211067737,0.26038597532606045,0.29347039646597095,1.1991207517812906E-2,1.6870861643792853E-2,2.2495389269514405E-2,2.8847697931949069E-2,3.5913315533013683E-2,4.3679725431572607E-2,5.2135923222461439E-2,6.1272106953958301E-2,7.1079452386232561E-2,8.1549944956466378E-2,9.2676250975248051E-2,0.10445161680704319,0.62016875778068048,0.87253775675037815,1.1634305884827292,1.491963254302201,1.8573872772036717,2.259055313725431,2.6963982311699768,3.1689090860777642,3.676131500903332,4.2176509734825292,4.7930882154871668,5.4020939381776722]
[19,2,2,2,2,0,3.4393063583815029,3.4393063583815029,3.4393063583815029,3.4393063583815029,"",0.3106365050299284,0.3106365050299284,0.3106365050299284,0.3106365050299284,"",8.5221965317919067E-5,0,1.6581759537572256E-2,7.3047398843930635E-4,"",1.458539614317063E-2,2.0520719033992867E-2,2.736206202780659E-2,3.5088634862750129E-2,4.3682834534017487E-2,5.3129436539065954E-2,6.3415055769814904E-2,7.4527769711486155E-2,8.6456845080263134E-2,9.9192533435595601E-2,0.11272591451110495,0.12704877358366759,0,0,0,0,0,0,0,0,0,0,0,0,2.8379013638569148,3.9927456177568987,5.3238754974103681,6.8272458118665256,8.4994315193331182,10.337470366601119,12.338757994069702,14.500974621006311,16.822031857045484,19.300032934183033,21.93324222344642,24.720061374422187,21.974550874879966,30.916786899390189,41.224044802731768,52.865001701213586,65.813136674809684,80.045512286484694,95.541962355245275,112.28452426252566,130.25702710086699,149.44478374071048,169.83435479066554,191.41336384014787,"","","","","","","","","","","","",0.43798113341959216,0.61621142770959503,0.8216483681348109,1.0536676492348411,1.3117406748768934,1.5954102723648027,1.904274503708641,2.2379753507589863,2.5961905064790494,2.9786272374388059,3.3850176792387865,3.8151151540576227,0.1558856977315678,0.21932120136930716,0.29244006050368726,0.37502007311533792,0.46687310192917791,0.56783643061044398,0.67776700189199868,0.79653739040145799,0.92403288102102332,1.060149284434063,1.2047912626782249,1.3578710184915617,25.420904466031214,35.765585865259986,47.689370790808439,61.156023870293041,76.134864805482891,92.599358792600128,110.52617691068542,129.89453939440392,150.6857391904928,172.88278573020199,196.47013187054009,221.43346016070291]
[20,2,2,2,2,0,3.4393063583815029,3.4393063583815029,3.4393063583815029,3.4393063583815029,"",0.3106365050299284,0.3106365050299284,0.3106365050299284,0.3106365050299284,"",8.5221965317919067E-5,0,1.6581759537572256E-2,7.3047398843930635E-4,"",1.8699225824577728E-3,2.6308614146144695E-3,3.5079566702316137E-3,4.4985429311218111E-3,5.6003634017971126E-3,6.8114662229571714E-3,8.1301353551044737E-3,9.5548422707033513E-3,1.1084210907726041E-2,1.2716991466101999E-2,1.4452040321936527E-2,1.6288304305598408E-2,0,0,0,0,0,0,0,0,0,0,0,0,0.36383350818678384,0.51189046381498682,0.6825481406936369,0.87528792459827254,1.0896707076068097,1.3253167136668098,1.5818920505217566,1.8590993103854239,2.1566707509032668,2.474363196690132,2.8119541312110794,3.169238637746433,2.817250112164098,3.9636906281269462,5.2851339490681744,6.7775643206684091,8.4375816249755982,10.262245164933935,12.248969532723752,14.395451828528929,16.699618859085511,19.159587659065444,21.773635229572498,24.540174851301007,"","","","","","","","","","","","",5.6151427361486164E-2,7.9001465090973694E-2,0.10533953437625779,0.13508559605574885,0.16817188139447348,0.20453977850830798,0.2441377568857232,0.28691991676397255,0.33284493672808324,0.38187528685112893,0.43397662554343402,0.48911732744328479,1.9985345863021507E-2,2.8118102739654753E-2,3.7492315449190669E-2,4.8079496553248446E-2,5.9855525888356131E-2,7.2799542385954347E-2,8.6893205370769055E-2,0.10212017825659717,0.11846575397705426,0.13591657492744394,0.15446041829208007,0.17408602801173864,3.2590903161578471,4.5853315211871752,6.1140218962574915,7.8405158808068016,9.7608801032670343,11.871712665717965,14.170022680857105,16.653146076205626,19.318684511601642,22.164459709000251,25.18847844494103,28.38890514880806]
[21,3,3,3,3,0,5.1589595375722546,5.1589595375722546,5.1589595375722546,5.1589595375722546,"",1.526614929324714,1.526614929324714,1.526614929324714,1.526614929324714,"",1.4480794797687863E-4,0,2.8175489306358388E-2,1.2412109826589596E-3,"",5.750995865519723E-2,8.0912831686949557E-2,0.10788812593732031,0.13835386577202713,0.1722406428549054,0.20948842724208627,0.25004444168948592,0.29386167593250589,0.34089780882316595,0.39111440243304152,0.44447628430979802,0.5009510639456588,0,0,0,0,0,0,0,0,0,0,0,0,11.18979481262552,15.743325251089331,20.991946789518607,26.919709311642997,33.513107938340163,40.760462557674508,48.651504225868543,57.177086088581866,66.328973659593146,76.099688016257517,86.482385604277852,97.470764156283892,86.645264885219277,121.90434314449543,162.54567849466233,208.44576536011857,259.50003222294174,315.6180371751704,376.72026532233247,442.73589037757785,513.60115073921634,589.25813531553672,669.65385282432533,754.73950329785987,"","","","","","","","","","","","",1.0163408352429,1.4299265181466243,1.9066455722102664,2.445049288609054,3.0439110532399702,3.7021699910003747,4.4188933996315898,5.1932504934279038,6.0244933547783068,6.9119426920054332,7.8549769223361565,8.8530236267234557,0.36173476012068939,0.50893765958775117,0.6786109096303512,0.87023888761379686,1.0833850185792462,1.3176717171857735,1.57276701721092,1.8483752264444089,2.1442301469846821,2.4600900061867352,2.7957335710866493,3.1509571070124696,99.270645251863584,139.66744540500608,186.23076989195886,238.81911671375644,297.31267687595602,361.60782986827314,431.61347440673308,507.24846386196452,588.43974570939565,675.12097043241943,767.23142520633576,864.71519925182531]
[22,2,2,2,2,0,3.4393063583815029,3.4393063583815029,3.4393063583815029,3.4393063583815029,"",0.3106365050299284,0.3106365050299284,0.3106365050299284,0.3106365050299284,"",8.5221965317919067E-5,0,1.6581759537572256E-2,7.3047398843930635E-4,"",2.1317117440018615E-2,2.9991820126604958E-2,3.9990706040640395E-2,5.128338941478864E-2,6.3844142780487098E-2,7.7650714941711774E-2,9.2683543048191014E-2,0.10892520188601823,0.12636000434807684,0.1449737027135628,0.16475325967007645,0.18568666908382186,0,0,0,0,0,0,0,0,0,0,0,0,4.1477019933293366,5.8355512874908513,7.7810488039074608,9.9782823404203054,12.422246066717635,15.108610535801635,18.033569375948026,21.193732138393834,24.586046560297245,28.207740442267507,32.056277095806308,36.129320470309345,32.116651278670723,45.186073160647197,60.250527019377188,77.264233255619857,96.188430524721852,116.98959488024687,139.63825267305077,164.1081508452298,190.37565499357481,218.41929931334607,248.21944161712651,279.75799330483147,"","","","","","","","","","","","",0.6401262719209424,0.9006167020371002,1.2008706918893388,1.5399757950355368,1.917159447896998,2.3317534749947115,2.7831704284972445,3.2708870511092876,3.7944322787001488,4.35337827010287,4.9473335311951496,5.5759375328534482,0.22783294283844524,0.32054637123206425,0.42741239612077364,0.54810626070703228,0.68235299512726011,0.82991478319987966,0.99058254122676737,1.1641700321252078,1.3505095953384185,1.5494489541728611,1.7608487685297132,1.9845807193338207,37.153629604199466,52.27277934153382,69.699849617335403,89.381881041197531,111.27403317724422,135.33752438918481,161.53825856177099,189.84586526874415,220.2330034322587,252.67484068260291,287.14865427232775,323.6335186964119]
[23,2,2,2,2,0,3.4393063583815029,3.4393063583815029,3.4393063583815029,3.4393063583815029,"",0.3106365050299284,0.3106365050299284,0.3106365050299284,0.3106365050299284,"",8.5221965317919067E-5,0,1.6581759537572256E-2,7.3047398843930635E-4,"",5.0487909726359874E-3,7.1033258194590689E-3,9.4714830096253554E-3,1.2146065914028888E-2,1.5120981184852205E-2,1.8390958801984363E-2,2.1951365458782082E-2,2.5798074130899053E-2,2.9927369450860306E-2,3.4335876958475398E-2,3.9020508869228629E-2,4.3978421625115699E-2,0,0,0,0,0,0,0,0,0,0,0,0,0.98235047210431647,1.3821042523004647,1.8428799798728197,2.3632773964153357,2.9421109105383865,3.5783551269003868,4.2711085364087431,5.0195681380406452,5.8230110274388203,6.6807806310633566,7.5922761542699142,8.5569443219153705,7.6065753028430647,10.701964695942756,14.269861662484072,18.299423665804699,22.781470387434119,27.708061945321621,33.072217738354134,38.867719937028113,45.08897091953088,51.730886679476704,58.788815119845758,66.258472098512726,"","","","","","","","","","","","",0.15160885387601264,0.21330395574562899,0.28441674281589607,0.36473110935052189,0.4540640797650784,0.55225740197243156,0.65917194359145259,0.77468377526272603,0.89868132916582466,1.0310632744980481,1.1717368889672721,1.3206167840968692,5.3960433830158069E-2,7.5918877397067847E-2,0.10122925171281481,0.1298146406937708,0.16160991989856155,0.19655876444207673,0.23461165450107646,0.27572448129281235,0.31985753573804648,0.36697475230409871,0.41704312938861626,0.47003227563169442,8.7995438536261865,12.380395107205377,16.50785911989523,21.169392878178353,26.354376278821,32.053624197438502,38.259061238314182,44.963494405755192,52.160448181324426,59.844041214300681,68.008891801340795,76.650043901781771]
[24,2,2,2,2,0,3.4393063583815029,3.4393063583815029,3.4393063583815029,3.4393063583815029,"",0.3106365050299284,0.3106365050299284,0.3106365050299284,0.3106365050299284,"",8.5221965317919067E-5,0,1.6581759537572256E-2,7.3047398843930635E-4,"",0.14005720142608721,0.19705151995462378,0.26274595460034783,0.33694086554102365,0.41946721879460375,0.51017882009949211,0.60894713809732515,0.71565768607568114,0.83020739698868029,0.95250266081103985,1.0824578201130461,1.2199939924893208,0,0,0,0,0,0,0,0,0,0,0,0,27.251129763190118,38.340595739742525,51.122855737953394,65.559065552410601,81.616335999750049,99.266221853644055,118.48371458407958,139.24653834786827,161.53463924265469,185.3298034320909,210.61536442770986,237.3759739672079,211.01203340109095,296.88042804670829,395.85653278520624,507.63956761806372,631.97486371067237,768.64216285355167,917.44781800100918,1078.2193419568168,1250.8014525455046,1435.053115664002,1630.8452786949804,1838.0590963624456,"","","","","","","","","","","","",4.2057419093753143,5.9172097353139304,7.8899311247817083,10.117911144575588,12.596073916446064,15.320029410272268,18.285917990740668,21.490301765621545,24.930085760933434,28.602458985149561,32.504849253203218,36.634887825502041,1.496902405140311,2.1060458952001415,2.8081744271443814,3.6011542918383084,4.4831788890378741,5.4526857247079796,6.5083010822706022,7.6488013514191273,8.8730849728813634,10.180151462065554,11.569085330076799,13.039043498079227,244.10586468022277,343.44133093691954,457.94024002968609,587.25463947242929,731.08991973470097,889.19127866227541,1061.3346987961975,1247.3206411078013,1446.9694699189629,1660.1180322041189,1886.6170355260833,2126.3289956457243]
[25,2,2,2,2,0,3.4393063583815029,3.4393063583815029,3.4393063583815029,3.4393063583815029,"",0.3106365050299284,0.3106365050299284,0.3106365050299284,0.3106365050299284,"",8.5221965317919067E-5,0,1.6581759537572256E-2,7.3047398843930635E-4,"",4.2370575795910685,5.9612688793749271,7.9486790190778125,10.193248427628911,12.68986343213208,15.434101314598657,18.422073701131232,21.650317101186729,25.115713495816436,28.815430963040516,32.746878165475984,36.907668726055434,0,0,0,0,0,0,0,0,0,0,0,0,824.41034620043365,1159.8926019583789,1546.5858319977119,1983.3149083472256,2469.0848563662703,3003.0351414976244,3584.4091972772489,4212.5331274023329,4886.8002544717137,5606.6595673801694,6371.6068659111852,7181.1778292696445,6383.6070291526303,8981.3265942728485,11975.585015193576,15357.282994202544,19118.716204032211,23253.221319223801,27754.940064198752,32618.654298263704,37839.666372801854,43413.709676676393,49336.880066688325,55605.582195562951,"","","","","","","","","","","","",127.23351925839152,179.00941974963732,238.68885094316252,306.09045210272131,381.06066605173748,463.46668412197511,553.19174332736031,650.13183939548549,754.19334213216382,865.291212475973,983.34763581886727,1108.2909522537391,45.284795191020436,63.712808997783718,84.953837576321135,108.94333124000565,135.62663611042618,164.95648309233394,196.89131404962563,231.39411191162353,268.43155193660726,307.97336712809522,349.99186180802428,394.46153087179863,7384.7727473820678,10389.902693858025,13853.76221472985,17765.824934320128,22117.178225992779,26900.113729250337,32107.854392554116,37734.363694074331,43774.207234838163,50222.449254623672,57074.573308391875,64326.420176684187]
[26,1,1,1,1,0,1.7196531791907514,1.7196531791907514,1.7196531791907514,1.7196531791907514,"",-0.90534191926485708,-0.90534191926485708,-0.90534191926485708,-0.90534191926485708,"",2.5635982658959534E-5,0,4.9880297687861248E-3,2.1973699421965316E-4,"",2.1367817187654447E-3,2.8491571777719991E-3,3.6537098620647865E-3,4.5486068057130069E-3,5.5322627115028215E-3,6.6032838147126851E-3,7.7604286475569124E-3,9.0025795745080333E-3,1.0328721509812008E-2,1.1737925603846514E-2,1.3229336473807181E-2,1.4802162028730199E-2,0,0,0,0,0,0,0,0,0,0,0,0,0.41575667156550494,0.55436458230363739,0.71090754744746243,0.88502892419730195,1.0764202590095486,1.2848103650912392,1.5099576882817871,1.7516447686399907,2.0096740994805642,2.2838649532055637,2.5740508967607676,2.8800778118757888,3.219303618949735,4.2925779141621616,5.5047276370060834,6.8529912167498672,8.3349802236288788,9.9485947932664125,11.691964513865058,13.56340554094662,15.561388532878857,17.684514072526955,19.931493428836387,22.30113322707734,"","","","","","","","","","","","",0.21330395574562899,0.28441674281589607,0.36473110935052189,0.4540640797650784,0.55225740197243156,0.65917194359145259,0.77468377526272603,0.89868132916582466,1.0310632744980481,1.1717368889672721,1.3206167840968692,1.4776238895099238,7.5918877397067847E-2,0.10122925171281481,0.1298146406937708,0.16160991989856155,0.19655876444207673,0.23461165450107646,0.27572448129281235,0.31985753573804648,0.36697475230409871,0.41704312938861626,0.47003227563169442,0.52591404840358291,3.9264199053767022,5.2354376481722822,6.7138346443599035,8.3582427474165222,10.165748911764439,12.133792040264893,14.260090887349941,16.54259175406499,18.979429380671377,21.568896969692254,24.309422721799521,27.199551138895366]
[27,2,2,2,2,0,3.4393063583815029,3.4393063583815029,3.4393063583815029,3.4393063583815029,"",0.3106365050299284,0.3106365050299284,0.3106365050299284,0.3106365050299284,"",8.5221965317919067E-5,0,1.6581759537572256E-2,7.3047398843930635E-4,"",3.9989093502139944E-2,5.3320941387520526E-2,6.8377852553051524E-2,8.5125523707316117E-2,0.10353428658894902,0.12357805739758801,0.14523360251469097,0.16848000579743583,0.19329827028475038,0.2196710128934353,0.24758222544509587,0.27701708424513777,0,0,0,0,0,0,0,0,0,0,0,0,7.7807350499878014,10.374731738543282,13.304376453893743,16.56299475562351,20.144814047735512,24.044759167930703,28.25830951785845,32.781395413729662,37.610320589690012,42.741702794408418,48.172427293745805,53.899609820268253,60.248097547529603,80.334036025836255,103.01897767415981,128.25124069962914,155.98612650699582,186.18433689740104,218.81086779363977,253.83420665809979,291.22573241779475,330.95925548950208,373.01065773977541,417.35760559413944,"","","","","","","","","","","","",1.2008222693828003,1.6011609225191186,2.0533010600473824,2.556212597195997,3.1090046333262817,3.7108939046629925,4.3611827348123837,5.0592430382668656,5.8045043601371606,6.5964447082601998,7.4345833771379315,8.3184752298336466,0.42739516164275237,0.56988319482769823,0.73080834760937641,0.90980399350301333,1.1065530442665061,1.3207767216356898,1.5522267095002771,1.8006794604512251,2.0659319388971484,2.347798358039618,2.6461076257784284,2.9607013095312822,69.697039122045098,92.933132823113894,119.17584138826336,148.36537756965899,180.45003251891305,215.384344749028,253.12782035832555,293.64400457634503,336.89978757680376,382.86487236310376,431.51135826188266,482.81340903801777]
[28,2,2,2,2,0,3.4393063583815029,3.4393063583815029,3.4393063583815029,3.4393063583815029,"",0.3106365050299284,0.3106365050299284,0.3106365050299284,0.3106365050299284,"",8.5221965317919067E-5,0,1.6581759537572256E-2,7.3047398843930635E-4,"",3.1570336975373634E-3,4.2095480042779361E-3,5.3982515173461735E-3,6.7204360821565348E-3,8.1737594675486067E-3,9.7561624261253699E-3,1.1465810724844023E-2,1.3301053089271247E-2,1.5260389759322399E-2,1.7342448386323834E-2,1.9545965166718093E-2,2.1869769808826663E-2,0,0,0,0,0,0,0,0,0,0,0,0,0.61426855657798429,0.81905776883236436,1.050345509517927,1.307604849128172,1.5903800564001718,1.898270460626108,2.2309191724625093,2.5880049010839206,2.969235836028159,3.3743449574532951,3.8030863652957203,4.255232354231703,4.7564287537523358,6.3421607388818098,8.1330771848020902,10.125097949970719,12.314694197920721,14.698763439268506,17.274542194234716,20.039542630902613,22.991505190878534,26.128362275487,29.44820982156121,32.949284652168892,"","","","","","","","","","","","",9.4801758109168438E-2,0.12640744125150935,0.16210271526689862,0.20180625767336818,0.2454477342099696,0.29296530826286787,0.34430390011676709,0.39941392407369986,0.45825034422135474,0.5207719506521209,0.5869407929319419,0.65672172867107725,3.3741723287585706E-2,4.499077853902881E-2,5.7695395863898137E-2,7.1826631066027366E-2,8.7359450863145213E-2,0.10427184644492288,0.1225442139079166,0.14215890477246512,0.16309988991293276,0.1853525019504961,0.20890323361408639,0.23373957706825907,5.5023978254246115,7.3368262755089901,9.4086190569681598,11.713056123920444,14.246055198861555,17.004027217028529,19.983775291446754,23.182421413921968,26.597351650800302,30.226174133929234,34.066686178569682,38.116848081948753]
[29,3,3,3,3,0,5.1589595375722546,5.1589595375722546,5.1589595375722546,5.1589595375722546,"",1.526614929324714,1.526614929324714,1.526614929324714,1.526614929324714,"",1.4480794797687863E-4,0,2.8175489306358388E-2,1.2412109826589596E-3,"",0.10013521711534089,0.13351900668486047,0.17122246371786784,0.21315969060496578,0.25925639614490242,0.30944726485328639,0.36367411828111218,0.42188458108502302,0.48403108367404046,0.55007009770936333,0.61996153770070483,0.69366828418006354,0,0,0,0,0,0,0,0,0,0,0,0,19.483452244442045,25.978983872111424,33.314999369105145,41.474785514851916,50.44388736419387,60.209596390025155,70.7605927284107,82.086685633971626,94.178619423434725,107.02792472573614,120.62680204976571,134.96802900760667,150.8650434495413,201.16150266742741,257.96603005893127,321.14921114883396,390.59911783004515,466.21734492929539,547.91624002528965,635.61689373251068,729.24763707558145,828.74288968314295,934.04225822497585,1045.0898180192935,"","","","","","","","","","","","",1.7696328180378111,2.3596055700281751,3.0259173516487743,3.7670501432362067,4.5816910385860989,5.4686857542401999,6.4270061355129862,7.4557265827090635,8.554006425465289,9.7210764121729234,10.95622813472958,12.258805601860109,0.62984550136826667,0.8398278660618711,1.0769807227927652,1.3407637798991776,1.6307097494453773,1.946407800305227,2.2874919929477766,2.6536328890860155,3.0445312783747447,3.4599133697425941,3.8995270274629457,4.3631387719408359,172.84810923050478,230.47343898231372,295.55514996619581,367.94497027742625,447.51466237841538,534.15148213871919,627.75500500044222,728.23482341936244,835.50882528653028,949.50187428850404,1070.1447769746346,1197.3734596848813]
[30,2,2,2,2,0,3.4393063583815029,3.4393063583815029,3.4393063583815029,3.4393063583815029,"",0.3106365050299284,0.3106365050299284,0.3106365050299284,0.3106365050299284,"",8.5221965317919067E-5,0,1.6581759537572256E-2,7.3047398843930635E-4,"",3.5253542955833897E-2,4.7006619381103627E-2,6.0280475277032258E-2,7.5044869584081325E-2,9.1273647387626097E-2,0.10894381375839997,0.12803488642742494,0.14852842616352896,0.1704076856457668,0.19365734031394949,0.21826327769501871,0.24421242953189778,0,0,0,0,0,0,0,0,0,0,0,0,6.8593322151208262,9.1461450852947355,11.728858189616851,14.601587481931253,17.759243963135255,21.197353476991541,24.911930759164687,28.899388062103782,33.15646683564777,37.680185358228464,42.467797745802216,47.516761288920691,53.113454416901099,70.820794917513552,90.819361896956664,113.06359377467305,137.51408521011473,164.1361917384983,192.8990545022877,223.77489271174585,256.73847463147695,291.76671207627152,328.83834300743359,367.93367861588604,"","","","","","","","","","","","",1.0586196322190478,1.4115497606418546,1.8101469871470344,2.2535032106859449,2.7408330320113272,3.271445942268691,3.8447268846372333,4.4601221521563152,5.1171288438051281,5.8152867822820173,6.5541721877400185,7.3333926368270301,0.37678257671137383,0.50239702701915501,0.64426525381352917,0.80206404690397226,0.97551386797178818,1.1643689519683056,1.3684103886384023,1.5874411032925271,1.8212821040277491,2.0697696051138732,2.3327527753572985,2.610091943928893,61.443442383908184,81.927893409850398,105.06291280281111,130.79579338377829,159.08094972062071,189.87830392348522,223.15215742115544,258.87037245546202,297.00376010060342,337.52561116220983,380.41132899402817,425.63813691509455]
[31,2,2,2,2,0,3.4393063583815029,3.4393063583815029,3.4393063583815029,3.4393063583815029,"",0.3106365050299284,0.3106365050299284,0.3106365050299284,0.3106365050299284,"",8.5221965317919067E-5,0,1.6581759537572256E-2,7.3047398843930635E-4,"",5.5248089706903857E-3,7.366709007486389E-3,9.446940155355802E-3,1.1760763143773938E-2,1.4304079068210062E-2,1.7073284245719401E-2,2.0065168768477044E-2,2.3276842906224685E-2,2.6705682078814203E-2,3.034928467606671E-2,3.4205439041756651E-2,3.8272097165446661E-2,0,0,0,0,0,0,0,0,0,0,0,0,1.0749699740114724,1.4333510954566377,1.838104641656372,2.2883084859743006,2.7831650987003007,3.3219733060956895,3.9041085518093914,4.5290085768968611,5.1961627130492785,5.9051036755432653,6.6554011392675099,7.4466566199054798,8.3237503190665887,11.098781293043167,14.232885073403654,17.718921412448758,21.550714846361263,25.722836018719885,30.230448839910753,35.069199604079571,40.235134084037433,45.72463398210224,51.534367187732109,57.661248141295559,"","","","","","","","","","","","",0.16590307669104476,0.22121302219014138,0.28367975171707255,0.35316095092839433,0.42953353486744683,0.51268928946001879,0.60253182520434245,0.69897436712897476,0.80193810238737084,0.91135091364121146,1.0271463876308982,1.1492630251743852,5.9048015753274986E-2,7.8733862443300412E-2,0.10096694276182173,0.12569660436554789,0.15287903901050412,0.18247573127861505,0.21445237433885406,0.24877808335181395,0.28542480734763231,0.32436687841336814,0.36558065882465113,0.40904425986945336,9.6291961944930708,12.839445982140735,16.465083349694275,20.497848216860774,24.930596598007725,29.757047629799928,34.971606760031818,40.569237474363455,46.545365388900528,52.895804734376149,59.616700812496923,66.704484143410326]
[32,1,1,1,1,0,1.7196531791907514,1.7196531791907514,1.7196531791907514,1.7196531791907514,"",-0.90534191926485708,-0.90534191926485708,-0.90534191926485708,-0.90534191926485708,"",2.5635982658959534E-5,0,4.9880297687861248E-3,2.1973699421965316E-4,"",6.0304728507380327E-2,8.0409547017120886E-2,0.10311581166271731,0.12837179207234486,0.15613274763574631,0.18635934321522463,0.2190165418310506,0.25407280132500448,0.29149947372136104,0.33127034481966827,0.37336127381633594,0.4177499061441633,0,0,0,0,0,0,0,0,0,0,0,0,11.733577175293139,15.645400433902656,20.063390783517274,24.977482971790522,30.378971754269482,36.260203637019409,42.614361424841547,49.435307914950847,56.717469029784802,64.455744234912572,72.645436419692757,81.282196024050037,90.855902134803628,121.14608779968768,155.35564664439394,193.40664100605184,235.23166408908168,280.77145305440757,329.97322072463601,382.78944526671575,439.17696526124769,499.09628604687168,562.51103676938237,629.38753774196027,"","","","","","","","","","","","",6.0199116399321966,8.0268725194708459,10.293522419448063,12.81469736225888,15.585931122333069,18.603297074692104,21.863297657414709,25.362784178679938,29.098896858056023,33.069018866409671,37.270740351178304,41.701829770613401,2.1425994287616925,2.8569144372283297,3.6636576373575318,4.5609910726927376,5.5473251298097201,6.6212622492526014,7.7815575831527033,9.0270904530515335,10.356843009471229,11.769883873856502,13.265355334494485,14.842463143834449,110.81229510729803,147.75568473730664,189.47933329637951,235.88818420486635,286.9000248431297,342.44257535858691,402.45145393187602,466.86870061472302,535.64167363228114,608.72220336687008,686.06593014856423,767.63177658660231]
[33,1,1,1,1,0,1.7196531791907514,1.7196531791907514,1.7196531791907514,1.7196531791907514,"",-0.90534191926485708,-0.90534191926485708,-0.90534191926485708,-0.90534191926485708,"",2.5635982658959534E-5,0,4.9880297687861248E-3,2.1973699421965316E-4,"",1.7157565801049941,2.2877676894109982,2.93379369665054,3.6523627980688147,4.4422020587178226,5.3021923371470754,6.2313367807049582,7.2287379694568212,8.293580827137939,9.4251195219034241,10.62266721304221,11.885587880847066,0,0,0,0,0,0,0,0,0,0,0,0,333.83720887185734,445.13422756825406,570.83243069114758,710.64544728138912,864.32560056766738,1031.6551375991876,1212.44009933145,1406.5058734857409,1613.6938695088384,1833.8589698332082,2066.8675348804977,2312.5958133876707,2584.981572549269,3446.781080705025,4420.0924137145148,5502.6981325606348,6692.6804166027468,7988.3531525191047,9388.2144689109064,10890.912301026769,12495.218644178283,14200.009818236456,16004.251019895291,17906.984013445803,"","","","","","","","","","","","",171.27517631723103,228.37611052772692,292.86557224886349,364.59663886321852,443.44223980601186,529.29065692824793,622.04237954429266,721.60782282648449,827.90562189324771,940.86132417816509,1060.4063658970417,1186.4772564657462,60.960046739571524,81.28333989384538,104.23634852744263,129.7667801259561,157.82940789274906,188.38446924382734,221.39654646030269,256.83375462225365,294.66713444269851,334.87018685722961,377.41850872944946,422.28950256998809,3152.769761058034,4203.8625263842623,5390.9605588786189,6711.3593616292674,8162.7198669278932,9742.985608627514,11450.324831027658,13283.088489930706,15239.778850850207,17319.025418626963,19519.566096615323,21840.232173750053]
[34,1,1,1,1,0,1.7196531791907514,1.7196531791907514,1.7196531791907514,1.7196531791907514,"",-0.90534191926485708,-0.90534191926485708,-0.90534191926485708,-0.90534191926485708,"",2.5635982658959534E-5,0,4.9880297687861248E-3,2.1973699421965316E-4,"",1.6883894386797034E-3,2.1651613997420954E-3,2.6954706996817823E-3,3.2783779031127832E-3,3.9130570753852945E-3,4.5987725318855774E-3,5.3348619700788347E-3,6.1207238576663752E-3,6.9558077652423786E-3,7.8396067992931445E-3,8.7716515725808578E-3,9.7515053249974913E-3,0,0,0,0,0,0,0,0,0,0,0,0,0.32851234506882221,0.42127854663553332,0.52446158470951221,0.63787867200565851,0.76136910523925294,0.89478974120402199,1.0380117147496242,1.1909179848773714,1.3534014537514452,1.5253634943767511,1.706712777407875,1.8973643218066538,2.543749875059059,3.2620608219295311,4.0610318321480694,4.9392475399282247,5.8954635811949112,6.9285715637718868,8.0375736538942935,9.2215635750393243,10.479712042978937,11.811255365236377,13.21548635678657,14.691746989069998,"","","","","","","","","","","","",0.1685432550020125,0.21613695368919816,0.2690750102311576,0.3272636456132928,0.39062041101715711,0.45907186682235618,0.53255189876493314,0.61100045896180633,0.69436260086949464,0.78258772390925579,0.87562897156143626,0.97344274430534694,5.9987704718705084E-2,7.6927194485197511E-2,9.5768841421369821E-2,0.11647926781752696,0.13902912859323049,0.16339228521055549,0.18954520636328681,0.21746651988391033,0.24713666926732816,0.27853764481878185,0.31165276942434539,0.34646652519709448,3.1024815692872787,3.9785686781392022,4.9530327392097915,6.024147503267816,7.1903952831199369,8.4504242295407046,9.8030173357422168,11.247069262620078,12.781568574632448,14.405583835140458,16.118252526752809,17.918772085704092]
[35,2,2,2,2,0,3.4393063583815029,3.4393063583815029,3.4393063583815029,3.4393063583815029,"",0.3106365050299284,0.3106365050299284,0.3106365050299284,0.3106365050299284,"",8.5221965317919067E-5,0,1.6581759537572256E-2,7.3047398843930635E-4,"",6.314322006416905E-3,8.0973772760192589E-3,1.0080654123234804E-2,1.226063920132291E-2,1.4634243639188055E-2,1.7198716087266034E-2,1.9951579633906872E-2,2.2890584638983597E-2,2.6013672579485753E-2,2.9318947750077141E-2,3.2804654713240004E-2,3.6469160052003992E-2,0,0,0,0,0,0,0,0,0,0,0,0,1.2285866532485465,1.5755182642768903,1.9614072736922581,2.3855700846002579,2.8474056909391621,3.346378758693763,3.8820073516258806,4.453853754042238,5.0615174361799431,5.7046295479435818,6.3828485313475563,7.0958565701184932,9.5132411083227169,12.199615777203134,15.187646924956082,18.472041296881084,22.048145158902756,25.911813291352072,30.059313946353917,34.487257786317798,39.192543413230503,44.172314732341825,49.423926978253355,54.94491922333841,"","","","","","","","","","","","",0.18961116187726407,0.24315407290034793,0.3027093865100523,0.36817160131495441,0.43944796239430178,0.51645585017515061,0.5991208861105497,0.68737551633203209,0.78115792597818134,0.88041118939791296,0.98508259300661605,1.0951230873435154,6.7486167808543218E-2,8.6543093795847209E-2,0.10773994659904106,0.13103917629471781,0.15640776966738432,0.18381632086187491,0.21323835715869766,0.24464983486939912,0.27802875292574414,0.31335485042112965,0.35060936560238865,0.38977484084673131,11.005239413263489,14.11292858545224,17.569584185880672,21.369082798292336,25.506040825542794,29.975662937170124,34.773632120882951,39.896027476200452,45.339261200893858,51.100029267854531,57.175272122923154,63.562142881699152]
[36,2,2,2,2,0,3.4393063583815029,3.4393063583815029,3.4393063583815029,3.4393063583815029,"",0.3106365050299284,0.3106365050299284,0.3106365050299284,0.3106365050299284,"",8.5221965317919067E-5,0,1.6581759537572256E-2,7.3047398843930635E-4,"",4.2095480042779361E-3,5.3982515173461735E-3,6.7204360821565348E-3,8.1737594675486067E-3,9.7561624261253699E-3,1.1465810724844023E-2,1.3301053089271247E-2,1.5260389759322399E-2,1.7342448386323834E-2,1.9545965166718093E-2,2.1869769808826663E-2,2.4312773368002659E-2,0,0,0,0,0,0,0,0,0,0,0,0,0.81905776883236436,1.050345509517927,1.307604849128172,1.5903800564001718,1.898270460626108,2.2309191724625093,2.5880049010839206,2.969235836028159,3.3743449574532951,3.8030863652957203,4.255232354231703,4.730571046745661,6.3421607388818098,8.1330771848020902,10.125097949970719,12.314694197920721,14.698763439268506,17.274542194234716,20.039542630902613,22.991505190878534,26.128362275487,29.44820982156121,32.949284652168892,36.629946148892266,"","","","","","","","","","","","",0.12640744125150935,0.16210271526689862,0.20180625767336818,0.2454477342099696,0.29296530826286787,0.34430390011676709,0.39941392407369986,0.45825034422135474,0.5207719506521209,0.5869407929319419,0.65672172867107725,0.73008205822901007,4.499077853902881E-2,5.7695395863898137E-2,7.1826631066027366E-2,8.7359450863145213E-2,0.10427184644492288,0.1225442139079166,0.14215890477246512,0.16309988991293276,0.1853525019504961,0.20890323361408639,0.23373957706825907,0.25984989389782087,7.3368262755089901,9.4086190569681598,11.713056123920444,14.246055198861555,17.004027217028529,19.983775291446754,23.182421413921968,26.597351650800302,30.226174133929234,34.066686178569682,38.116848081948753,42.374761921132759]
[37,2,2,2,2,0,3.4393063583815029,3.4393063583815029,3.4393063583815029,3.4393063583815029,"",0.3106365050299284,0.3106365050299284,0.3106365050299284,0.3106365050299284,"",8.5221965317919067E-5,0,1.6581759537572256E-2,7.3047398843930635E-4,"",1.6838192017111744E-2,2.1593006069384694E-2,2.6881744328626139E-2,3.2695037870194427E-2,3.902464970450148E-2,4.5863242899376093E-2,5.3204212357084987E-2,6.1041559037289597E-2,6.9369793545295336E-2,7.8183860666872371E-2,8.747907923530665E-2,9.7251093472010636E-2,0,0,0,0,0,0,0,0,0,0,0,0,3.2762310753294575,4.2013820380717082,5.2304193965126879,6.3615202256006871,7.5930818425044322,8.923676689850037,10.352019604335682,11.876943344112636,13.49737982981318,15.212345461182881,17.020929416926812,18.922284186982644,25.368642955527239,32.532308739208361,40.500391799882877,49.258776791682884,58.795053757074022,69.098168776938863,80.158170523610451,91.966020763514138,104.513449101948,117.79283928624484,131.79713860867557,146.51978459556906,"","","","","","","","","","","","",0.5056297650060374,0.64841086106759449,0.80722503069347273,0.98179093683987839,1.1718612330514715,1.3772156004670684,1.5976556962947994,1.833001376885419,2.0830878026084836,2.3477631717277676,2.626886914684309,2.9203282329160403,0.17996311415611524,0.23078158345559255,0.28730652426410946,0.34943780345258085,0.41708738577969151,0.49017685563166641,0.56863561908986049,0.65239955965173102,0.74141000780198441,0.83561293445634555,0.93495830827303628,1.0393995755912835,29.347305102035961,37.634476227872639,46.852224495681774,56.98422079544622,68.016108868114117,79.935101165787017,92.729685655687874,106.38940660320121,120.90469653571694,136.26674471427873,152.46739232779501,169.49904768453104]
[38,2,2,2,2,0,3.4393063583815029,3.4393063583815029,3.4393063583815029,3.4393063583815029,"",0.3106365050299284,0.3106365050299284,0.3106365050299284,0.3106365050299284,"",8.5221965317919067E-5,0,1.6581759537572256E-2,7.3047398843930635E-4,"",6.3844811398215365E-2,8.1873481346416963E-2,0.10192661391270744,0.12396868525782054,0.14796846346290146,0.17389812932680104,0.20173263852061396,0.23144924468305639,0.26302713385924481,0.29644713836189096,0.33169150876720438,0.36874372941470707,0,0,0,0,0,0,0,0,0,0,0,0,12.422376160624191,15.930240227688557,19.832006878443938,24.120764188735944,28.790435319495973,33.835607449014724,39.251407666439462,45.033410179760409,51.17756518804164,57.680143206985086,64.537690705847481,71.746994208975863,96.189437873040774,123.35167063616503,153.56398557455589,186.77286200179762,222.93124549557231,261.99722327922655,303.93306323535631,348.70449539499111,396.28016117821949,446.63118229367831,499.73081722456158,555.55418325819949,"","","","","","","","","","","","",1.9171795256478918,2.4585578482146291,3.060728241379417,3.7226239688512059,4.4433071753201627,5.2219424851043019,6.0577778484511153,6.9501302206905464,7.8983745848904992,8.9019353594677835,9.9602795515113378,11.072911216473321,0.68236014117527022,0.87504683726912169,1.0893705711680817,1.3249516714243692,1.5814563377479971,1.8585872442700686,2.1560767223823878,2.4736816636794798,2.8111796129158573,3.1683657098136435,3.5450502522019289,3.9410567241169496,111.27519851188634,142.69738903068372,177.64801787946001,216.06517051606693,257.89441279159939,303.08725858694243,351.60005811114991,403.39316670380458,458.43030769792671,516.67807370830678,578.10552924288959,642.68388913718036]
[39,2,2,2,2,0,3.4393063583815029,3.4393063583815029,3.4393063583815029,3.4393063583815029,"",0.3106365050299284,0.3106365050299284,0.3106365050299284,0.3106365050299284,"",8.5221965317919067E-5,0,1.6581759537572256E-2,7.3047398843930635E-4,"",5.6127306723705826E-3,7.1976686897948974E-3,8.9605814428753809E-3,1.0898345956731474E-2,1.300821656816716E-2,1.5287747633125365E-2,1.7734737452361666E-2,2.0347186345763199E-2,2.3123264515098448E-2,2.6061286888957452E-2,2.915969307843555E-2,3.2417031157336886E-2,0,0,0,0,0,0,0,0,0,0,0,0,1.0920770251098193,1.4004606793572358,1.7434731321708958,2.1205067418668961,2.5310272808348109,2.9745588966166787,3.4506732014452277,3.9589811147042115,4.4991266099377274,5.0707818203942931,5.6736431389756046,6.3074280623275492,8.4562143185090797,10.844102913069452,13.50013059996096,16.419592263894295,19.598351252358007,23.03272292564629,26.719390174536816,30.655340254504711,34.837816367316009,39.264279762081614,43.932379536225191,48.839928198523033,"","","","","","","","","","","","",0.1685432550020125,0.21613695368919816,0.2690750102311576,0.3272636456132928,0.39062041101715711,0.45907186682235618,0.53255189876493314,0.61100045896180633,0.69436260086949464,0.78258772390925579,0.87562897156143626,0.97344274430534694,5.9987704718705084E-2,7.6927194485197511E-2,9.5768841421369821E-2,0.11647926781752696,0.13902912859323049,0.16339228521055549,0.18954520636328681,0.21746651988391033,0.24713666926732816,0.27853764481878185,0.31165276942434539,0.34646652519709448,9.7824350340119874,12.54482540929088,15.617408165227259,18.994740265148746,22.672036289371373,26.645033721929003,30.909895218562625,35.463135534400408,40.301565511905658,45.422248238092905,50.822464109265013,56.499682561510355]
[40,1,1,1,1,0,1.7196531791907514,1.7196531791907514,1.7196531791907514,1.7196531791907514,"",-0.90534191926485708,-0.90534191926485708,-0.90534191926485708,-0.90534191926485708,"",2.5635982658959534E-5,0,4.9880297687861248E-3,2.1973699421965316E-4,"",0.10415252349855421,0.13356339384659052,0.16627684878661991,0.2022349368982698,0.24138670833783038,0.28368678056069158,0.3290942977792381,0.37757215296979452,0.42908639151838923,0.48360574443139576,0.54110125638358175,0.60154598473578269,0,0,0,0,0,0,0,0,0,0,0,0,20.26510528643297,25.987620345579458,32.352724006768035,39.349140579349054,46.966956679446405,55.197342160523114,64.03234765361745,73.464753192122856,83.487952178292275,94.095860559365832,105.28284445634829,117.04366160144797,156.91757041770569,201.22837695277792,250.51490114563404,304.68983261932237,363.67640966496106,427.40625834017828,495.81782477460428,568.85520303523822,646.46723665126308,728.60681534301909,815.23031463427162,906.29714238825534,"","","","","","","","","","","","",10.397012042936646,13.332948330702411,16.598564693634533,20.188076138769997,24.096396604620878,28.318995784604098,32.851795255061816,37.691090812206433,42.833492941136946,48.275880218652219,54.015362183196103,60.049249289336089,3.7004915348351197,4.7454463098056214,5.9077404051807498,7.1853148334936927,8.5763593700949059,10.079261593926141,11.692569917535257,13.41496594533872,15.245243285428305,17.182290964758607,19.225080213864306,21.372653773095767,191.38433180540898,245.42795533271203,305.54020710000395,371.61459910783339,443.55750902746104,521.28554465979232,604.723631898598,693.8035851378761,788.46301144763902,888.64445283022724,994.2947027440639,1105.3642530368709]
[41,1,1,1,1,0,1.7196531791907514,1.7196531791907514,1.7196531791907514,1.7196531791907514,"",-0.90534191926485708,-0.90534191926485708,-0.90534191926485708,-0.90534191926485708,"",2.5635982658959534E-5,0,4.9880297687861248E-3,2.1973699421965316E-4,"",1.9158999155417935,2.4569168983573433,3.0586853764639019,3.7201393255572306,4.4403415162934641,5.2184571305571597,6.0537346205469582,6.9454913974869186,7.8931028616087895,8.8959938154978957,9.9536316219861316,11.065520667540904,0,0,0,0,0,0,0,0,0,0,0,0,372.77938356684592,478.04583079467142,595.13278324911903,723.83282305842101,863.96359217024212,1015.362658831264,1177.8837933121363,1351.394183339597,1535.7722996444525,1730.9062252440183,1936.6923241635868,2153.0341641701007,2886.5201707232673,3701.6235176845357,4608.255871530022,5604.8111459335532,6689.8772987609264,7862.196581990147,9120.6367037565506,10464.169266775871,11891.853240770348,13402.82202570198,14996.273143363565,16671.45989584718,"","","","","","","","","","","","",191.25445861353367,245.26140819881761,305.33286785980607,371.36242185968399,443.25651140171908,520.9318008766686,604.3132671235079,693.33277080690971,787.927961336659,888.04141970602814,993.61997547934016,1104.6141541004924,68.071047929550588,87.293133942077887,108.6736928028994,132.17484915593872,157.76330367116833,185.40939564267782,215.08642292073975,246.77013343826727,280.43833545110061,316.07059245811274,353.64798010427603,393.15288946740304,3520.5409607487395,4514.6808075184599,5620.4539008183101,6835.9013793331542,8159.3010475203491,9589.118894471314,11123.973921733481,12762.611845758132,14503.884940064167,16346.736256925638,18290.187054732753,20333.326624252717]
[42,1,1,1,1,0,1.7196531791907514,1.7196531791907514,1.7196531791907514,1.7196531791907514,"",-0.90534191926485708,-0.90534191926485708,-0.90534191926485708,-0.90534191926485708,"",2.5635982658959534E-5,0,4.9880297687861248E-3,2.1973699421965316E-4,"",1.7591936372904529E-3,2.1900699434914479E-3,2.6636820462791365E-3,3.1793588737505521E-3,3.7365026821570319E-3,4.3345753506890536E-3,4.9730881343539295E-3,5.6515938092594337E-3,6.3696805244256799E-3,7.1269669027219486E-3,7.923098076560461E-3,8.7577424366191842E-3,0,0,0,0,0,0,0,0,0,0,0,0,0.34228881914137088,0.42612503757647868,0.51827642100459737,0.61861239800689294,0.72701666472826798,0.84338451823406979,0.9676208627128644,1.0996386811730494,1.2393578391811104,1.3867041316438988,1.5416085114679066,1.7040064569536177,2.6504244178177445,3.2995883636203067,4.013138626191683,4.790064159720866,5.6294643955646579,6.5305285937891151,7.4925204047194507,8.5147660349203864,9.5966449842545583,10.737582664889089,11.937044428619373,13.194530668451801,"","","","","","","","","","","","",0.17561127487247352,0.21862344581281554,0.26590171206080038,0.31737908395144016,0.37299589179316439,0.43269841774650825,0.49643787290646774,0.56416961320646442,0.63585252567627049,0.71144853939366715,0.79092222974809445,0.87424049388232972,6.2503345519222986E-2,7.7812183654862976E-2,9.463940510174064E-2,0.11296116698199979,0.13275623173357631,0.15400548017017057,0.17669154740567719,0.20079854377970416,0.22631183641526029,0.25321787515728073,0.28150405172263926,0.3111585841837568,3.2325870509881027,4.0243391006079552,4.8946198464051003,5.842196167534949,6.865969686501824,7.9649515852905521,9.1382437758788146,10.385024466888865,11.704536866051624,13.096080177986659,14.559002319634573,16.092693945908124]
[43,2,2,2,2,0,3.4393063583815029,3.4393063583815029,3.4393063583815029,3.4393063583815029,"",0.3106365050299284,0.3106365050299284,0.3106365050299284,0.3106365050299284,"",8.5221965317919067E-5,0,1.6581759537572256E-2,7.3047398843930635E-4,"",6.297960103570535E-3,7.8405087625159596E-3,9.5360527121400411E-3,1.1382189497146264E-2,1.3376779178984693E-2,1.5517895270816455E-2,1.7803788052542801E-2,2.0232856450711142E-2,2.2803626027837771E-2,2.5514731443631106E-2,2.8364902262669765E-2,3.1352951314743568E-2,0,0,0,0,0,0,0,0,0,0,0,0,1.2254030944375816,1.525538990649534,1.855443399133534,2.2146488707304592,2.602739034539594,3.0193390512645739,3.464108475366185,3.9367357836955112,4.4369340928450063,4.9644377466036538,5.5189995545366051,6.1003885272401073,9.4885900489357713,11.81261427496584,14.367143230907509,17.148557345813256,20.153632559940505,23.379466402719711,26.823422722691625,30.483089321401501,34.35624479182141,38.440832094197042,42.73493717370765,47.236771424001716,"","","","","","","","","","","","",0.18911983447804839,0.23544063395226292,0.28635568991163118,0.34179285964001249,0.40168788346956164,0.46598291141931647,0.53462540159158056,0.60756727576080771,0.68476425842059874,0.76617535011625681,0.85176240126717839,0.94148976264250883,6.7311295174547828E-2,8.3797736243698601E-2,0.10191935934033608,0.12165048751907669,0.14296824955923604,0.16585205556787597,0.19028320489842154,0.21624458560891213,0.2437204392164341,0.27269617324630224,0.30315820954745765,0.33509385989019957,10.976722233129518,13.665232144573853,16.620397732005149,19.838031753199953,23.314404506687879,27.046158316242291,31.030243592600353,35.263869822917442,39.744467208331287,44.469656095606886,49.437222241321564,54.645096525089279]
[44,2,2,2,2,0,3.4393063583815029,3.4393063583815029,3.4393063583815029,3.4393063583815029,"",0.3106365050299284,0.3106365050299284,0.3106365050299284,0.3106365050299284,"",8.5221965317919067E-5,0,1.6581759537572256E-2,7.3047398843930635E-4,"",2.6991257586730867E-3,3.3602180410782674E-3,4.0868797337743033E-3,4.8780812130626849E-3,5.7329053624220116E-3,6.6505265446356234E-3,7.6301948796611997E-3,8.671224193161917E-3,9.7729825833590463E-3,1.0934884904413331E-2,1.2156386684001329E-2,1.3436979134890102E-2,0,0,0,0,0,0,0,0,0,0,0,0,0.52517275475896352,0.65380242456408599,0.79519002820008589,0.94913523031305402,1.1154595862312546,1.2940024505419603,1.4846179180140795,1.6871724787266476,1.9015431826478602,2.1276161771158515,2.3652855233728305,2.6144522259600462,4.0665385924010451,5.0625489749853596,6.1573470989603605,7.3493817196342528,8.6372710971173579,10.019771315451306,11.495752595439267,13.0641811377435,14.724104910780605,16.474642326084446,18.314973074446133,20.244330610286454,"","","","","","","","","","","","",8.1051357633449311E-2,0.10090312883668409,0.1227238671049848,0.14648265413143394,0.17215195005838355,0.19970696203684993,0.22912517211067737,0.26038597532606045,0.29347039646597095,0.32836086433553863,0.36504102911450503,0.40349561256107525,2.8847697931949069E-2,3.5913315533013683E-2,4.3679725431572607E-2,5.2135923222461439E-2,6.1272106953958301E-2,7.1079452386232561E-2,8.1549944956466378E-2,9.2676250975248051E-2,0.10445161680704319,0.11686978853412953,0.12992494694891044,0.14361165423865699,4.7043095284840799,5.8565280619602218,7.1230275994307775,8.5020136085142646,9.9918876457233772,11.591210706960984,13.298675825400151,15.113087066964617,17.033343089284841,19.058424040974376,21.187380960566379,23.419327082181123]
[45,2,2,2,2,0,3.4393063583815029,3.4393063583815029,3.4393063583815029,3.4393063583815029,"",0.3106365050299284,0.3106365050299284,0.3106365050299284,0.3106365050299284,"",8.5221965317919067E-5,0,1.6581759537572256E-2,7.3047398843930635E-4,"",9.0420712915548401E-2,0.11256730437612196,0.13691047108143917,0.16341572063759993,0.19205232964113741,0.22279263924529341,0.25561152846865021,0.29048601047092426,0.327394916542528,0.36631864429784666,0.40723895391404452,0.45013880101881837,0,0,0,0,0,0,0,0,0,0,0,0,17.593287284425276,21.902381222896878,26.638865944702879,31.796030215487306,37.367896138747028,43.349082093155666,49.734700253471665,56.520278037342699,63.701696618703316,71.275141933381022,79.237065032989833,87.584149569661548,136.229042845435,169.59539066200955,206.27112781517209,246.2042876077474,289.34858175343146,335.6623390676188,385.10771194721548,437.6500681144073,493.2575145111503,551.90051792382894,613.55159799394551,678.18507544459612,"","","","","","","","","","","","",2.7152204807205518,3.3802548160289168,4.1112495480169908,4.9071689134030363,5.7670903269558487,6.6901832282344724,7.6756932657076931,8.7229301734230251,9.831258281610026,11.000088955240544,12.228874475335919,13.51710302079602,0.96639788072029376,1.2030960703559581,1.4632708019576823,1.7465534279524579,2.0526155829576029,2.3811616549387908,2.7319231560416237,3.10465440767081,3.4991291630359473,3.9151379158933395,4.352485722788499,4.8109904169950086,157.59436920421669,196.1936900756674,238.62142458093109,284.81745588522779,334.72823613173307,388.30555868319306,445.50564015090509,506.28841674331477,570.61699349104208,638.45720537264174,709.77726217897384,784.54745725306759]
[46,2,2,2,2,0,3.4393063583815029,3.4393063583815029,3.4393063583815029,3.4393063583815029,"",0.3106365050299284,0.3106365050299284,0.3106365050299284,0.3106365050299284,"",8.5221965317919067E-5,0,1.6581759537572256E-2,7.3047398843930635E-4,"",0.22897583519410017,0.28505849715147302,0.34670363074852001,0.41382388957481769,0.48634147157880064,0.56418633520325545,0.64729486562459171,0.73560885238656948,0.82907468915495897,0.92764273605773118,1.0312668036927797,1.1399037299431771,0,0,0,0,0,0,0,0,0,0,0,0,44.552155362052076,55.464239017186621,67.458620725640628,80.518305371557403,94.628154898618092,109.77454122097629,125.94508671152772,143.12846527864394,161.31424666129348,180.49277235866145,200.65505523279515,221.79269716894393,344.97802392202198,429.47290471125802,522.34827889513735,623.47254921563899,732.72849807212253,850.0105999274524,975.22301184643106,1108.2780331852402,1249.0948999312213,1397.5988239961641,1553.7202158155139,1717.3940467726343,"","","","","","","","","","","","",6.8758568392376169,8.559948762978701,10.411074726072878,12.42661182548331,14.604223763286205,16.941807279459432,19.437452100722464,22.089410240160795,24.8960719668632,27.855946657798199,30.967647303213852,34.22987779893122,2.4472463745603461,3.0466462677173274,3.705496707445076,4.4228641533721449,5.197917073260796,6.0299068774320617,6.9181536638068968,7.8620352910668769,8.8609788257974973,9.9144537273119901,11.021966332832569,12.183055334579402,399.08225833306608,496.82879725629215,604.27017468504448,721.25415445562669,847.64513527886641,983.32104164052339,1128.1709991881128,1282.0935528474984,1444.9952720743306,1616.7896394759937,1797.3961514880482,1986.7395808050321]
[47,2,2,2,2,0,3.4393063583815029,3.4393063583815029,3.4393063583815029,3.4393063583815029,"",0.3106365050299284,0.3106365050299284,0.3106365050299284,0.3106365050299284,"",8.5221965317919067E-5,0,1.6581759537572256E-2,7.3047398843930635E-4,"",1.0346648741580165E-2,1.2880835824133361E-2,1.5666372312801498E-2,1.8699311316740293E-2,2.1976137222617716E-2,2.5493685087769894E-2,2.9249080372034605E-2,3.3239692740454019E-2,3.7463099902876343E-2,4.1917058800251109E-2,4.6599482288671772E-2,5.1508420017078733E-2,0,0,0,0,0,0,0,0,0,0,0,0,2.0131622265760267,2.5062426274956628,3.0482284414336629,3.6383517162000407,4.2759284138864766,4.9603427270775144,5.6910353523873054,6.4674945017854837,7.2892488668167985,8.1558620122774315,9.0669278395958521,10.022066866180177,15.588397937537339,19.406437737443881,23.603163879348052,28.172629925264633,33.109539205616542,38.409123375896677,44.067051615850531,50.079361028016756,56.442402157992319,63.152795583323723,70.207396785376858,77.603267339431412,"","","","","","","","","","","","",0.31069687092822235,0.38679532720728904,0.47044149056910844,0.56151684083716336,0.65991580855713705,0.76554335447459143,0.87831315975759672,0.9981462387498985,1.1249698531195553,1.2587166466195649,1.3993239449389363,1.5467331814841219,0.11058284207247143,0.13766770954321911,0.167438947487695,0.19985437235276884,0.23487640999017351,0.27247123414722479,0.31260812233312119,0.35525896207178426,0.40039786442699898,0.44800085604749662,0.49804562997082336,0.55051134124818513,18.033186525855641,22.450024237514185,27.304939131151322,32.591052165971341,38.302235975272943,44.432974376683774,50.978257330700586,57.933500423364372,65.294481842258548,73.05729215706846,81.218293682171137,89.774087148360977]
[48,1,1,1,1,0,1.7196531791907514,1.7196531791907514,1.7196531791907514,1.7196531791907514,"",-0.90534191926485708,-0.90534191926485708,-0.90534191926485708,-0.90534191926485708,"",2.5635982658959534E-5,0,4.9880297687861248E-3,2.1973699421965316E-4,"",0.15819210476865692,0.19693782799550022,0.23952648554617775,0.28589773257033807,0.33599781811089002,0.38977835268888483,0.4471953868507495,0.50820870484802139,0.57278127177335525,0.64087879302168915,0.71246935780762921,0.78752314680060198,0,0,0,0,0,0,0,0,0,0,0,0,30.77966381355866,38.318474532838742,46.605010473413429,55.627530251542908,65.375575466718857,75.839730908894424,87.011445270102939,98.882893714714967,111.44687030790136,124.69670229936288,138.62618076199865,153.22950370605994,238.33431880222642,296.70913823631838,360.87377338600595,430.73730790105321,506.2187598780834,587.24522508765187,673.75048870131059,765.67396114014855,862.95984512258269,965.55647194271899,1073.4157643889266,1186.4927962630888,"","","","","","","","","","","","",15.791506178917043,19.659292935013951,23.910700107621206,28.539703779941043,33.540938269708398,38.909573103512926,44.641221032896979,50.73186752602745,57.177815578120004,63.975641734707452,71.122160505809418,78.614395180649495,5.620493147074745,6.9971109763488331,8.5102665049180644,10.157815707842904,11.937848838196208,13.848646639917643,15.8886476090182,18.056422898344163,20.350656674572249,22.770130466066242,25.313710497212718,27.980337300831668,290.68417404654554,361.8809545085154,440.13927695750476,525.34825537295035,617.40912027081765,716.23295409266575,821.73899800017944,933.85335398408313,1052.5079689549498,1177.6398252358774,1309.1902855117551,1447.1045555974304]
[49,2,2,2,2,0,3.4393063583815029,3.4393063583815029,3.4393063583815029,3.4393063583815029,"",0.3106365050299284,0.3106365050299284,0.3106365050299284,0.3106365050299284,"",8.5221965317919067E-5,0,1.6581759537572256E-2,7.3047398843930635E-4,"",9.1563342820053357,11.398979668017846,13.86405835020703,16.548077501779648,19.447925957789604,22.560802881585584,25.884164430104011,29.41568287126961,33.153214583614997,37.094774557404833,41.23851576102718,45.582712218592185,0,0,0,0,0,0,0,0,0,0,0,0,1781.5610417273242,2217.9157582629014,2697.5496389974251,3219.7830796319836,3784.0107363584921,4389.6876463885101,5036.3188505430953,5723.4514386670298,6450.6683232690912,7217.5832781693407,8023.8369237884326,8869.0934345317946,13795.054418288481,17173.853639475339,20887.773808706534,24931.552586905931,29300.502651787785,33990.404225782644,38997.424721261807,44318.057146271865,49949.07189233807,55887.478317520472,62130.493659546111,68675.51754029507,"","","","","","","","","","","","",274.95322221187126,342.29704739031138,416.32026517581016,496.91799036520104,583.99679858138984,677.47258421634058,777.26895885678789,883.31602363110574,995.54940827806206,1113.9095054475922,1238.3408510994393,1368.7916163446876,97.8610072844819,121.82993739316009,148.1761885723715,176.86243021166337,207.85541082347788,241.12519564489625,276.64459660731944,314.38873539169981,354.33470141509287,396.46127930394545,440.74872836635382,487.17860172893734,15958.586023794162,19867.295362189729,24163.683959802347,28841.664164616559,33895.813523508936,39321.250454913978,45113.541291699119,51268.629026832969,57782.777539883937,64652.527154998752,71874.658678561362,79446.163905119072]
[50,2,2,2,2,0,3.4393063583815029,3.4393063583815029,3.4393063583815029,3.4393063583815029,"",0.3106365050299284,0.3106365050299284,0.3106365050299284,0.3106365050299284,"",8.5221965317919067E-5,0,1.6581759537572256E-2,7.3047398843930635E-4,"",8.9605814428753809E-3,1.0898345956731474E-2,1.300821656816716E-2,1.5287747633125365E-2,1.7734737452361666E-2,2.0347186345763199E-2,2.3123264515098448E-2,2.6061286888957452E-2,2.915969307843555E-2,3.2417031157336886E-2,3.5831944359706935E-2,3.9403160040283179E-2,0,0,0,0,0,0,0,0,0,0,0,0,1.7434731321708958,2.1205067418668961,2.5310272808348109,2.9745588966166787,3.4506732014452277,3.9589811147042115,4.4991266099377274,5.0707818203942931,5.6736431389756046,6.3074280623275492,6.9718726025601221,7.6667291392665291,13.50013059996096,16.419592263894295,19.598351252358007,23.03272292564629,26.719390174536816,30.655340254504711,34.837816367316009,39.264279762081614,43.932379536225191,48.839928198523033,53.984881627430539,59.365322438751022,"","","","","","","","","","","","",0.2690750102311576,0.3272636456132928,0.39062041101715711,0.45907186682235618,0.53255189876493314,0.61100045896180633,0.69436260086949464,0.78258772390925579,0.87562897156143626,0.97344274430534694,1.0759883001628672,1.1832274231946389,9.5768841421369821E-2,0.11647926781752696,0.13902912859323049,0.16339228521055549,0.18954520636328681,0.21746651988391033,0.24713666926732816,0.27853764481878185,0.31165276942434539,0.34646652519709448,0.38296441130308523,0.42113282597293356,15.617408165227259,18.994740265148746,22.672036289371373,26.645033721929003,30.909895218562625,35.463135534400408,40.301565511905658,45.422248238092905,50.822464109265013,56.499682561510355,62.451538885816326,68.675814987225408]
[51,2,2,2,2,0,3.4393063583815029,3.4393063583815029,3.4393063583815029,3.4393063583815029,"",0.3106365050299284,0.3106365050299284,0.3106365050299284,0.3106365050299284,"",8.5221965317919067E-5,0,1.6581759537572256E-2,7.3047398843930635E-4,"",1.4560944844672494E-2,1.7709812179688644E-2,2.1138351923271636E-2,2.4842589903828722E-2,2.881894836008771E-2,3.30641778118652E-2,3.757530483703498E-2,4.234959119455587E-2,4.7384501252457786E-2,5.2677675630672438E-2,5.8226909584523777E-2,6.4030135065460167E-2,0,0,0,0,0,0,0,0,0,0,0,0,2.8331438397777058,3.4458234555337057,4.1129193313565668,4.8336582070021032,5.6073439523484954,6.4333443113943449,7.3110807411488077,8.2400204581407284,9.2196701008353585,10.249570601282269,11.329292979160201,12.458434851308109,21.937712224936561,26.681837428828228,31.847320785081756,37.428174754175217,43.419009033622331,49.814927913570166,56.611451596888514,63.804454613382639,71.390116746365948,79.364883322599937,87.725432644574624,96.468648962970406,"","","","","","","","","","","","",0.43724689162563107,0.53180342412160075,0.63475816790288031,0.74599178358632878,0.86539683549301649,0.99287574581293547,1.1283392264129288,1.271705051352541,1.4228970787873343,1.5818444594961889,1.7484809877646594,1.9227445626912882,0.15562436730972595,0.18927881020348128,0.22592233396399958,0.26551246346715263,0.30801096034034114,0.35338309481135438,0.40159708755940832,0.45262367283052057,0.50643575031456145,0.56300810344527852,0.62231716836751361,0.6843408422060171,25.378288268494295,30.866452930866703,36.842058970228472,43.298179798134626,50.22857973016427,57.627595243400663,65.490043956846691,73.811153386900983,82.586504177555653,91.811984162454351,101.48375068945151,111.59819935424129]
[52,2,2,2,2,0,3.4393063583815029,3.4393063583815029,3.4393063583815029,3.4393063583815029,"",0.3106365050299284,0.3106365050299284,0.3106365050299284,0.3106365050299284,"",8.5221965317919067E-5,0,1.6581759537572256E-2,7.3047398843930635E-4,"",7.2804724223362472E-3,8.8549060898443221E-3,1.0569175961635818E-2,1.2421294951914361E-2,1.4409474180043855E-2,1.65320889059326E-2,1.878765241851749E-2,2.1174795597277935E-2,2.3692250626228893E-2,2.6338837815336219E-2,2.9113454792261888E-2,3.2015067532730083E-2,0,0,0,0,0,0,0,0,0,0,0,0,1.4165719198888529,1.7229117277668529,2.0564596656782834,2.4168291035010516,2.8036719761742477,3.2166721556971725,3.6555403705744038,4.1200102290703642,4.6098350504176793,5.1247853006411344,5.6646464895801003,6.2292174256540545,10.968856112468281,13.340918714414114,15.923660392540878,18.714087377087608,21.709504516811165,24.907463956785083,28.305725798444257,31.902227306691319,35.695058373182974,39.682441661299968,43.862716322287312,48.234324481485203,"","","","","","","","","","","","",0.21862344581281554,0.26590171206080038,0.31737908395144016,0.37299589179316439,0.43269841774650825,0.49643787290646774,0.56416961320646442,0.63585252567627049,0.71144853939366715,0.79092222974809445,0.87424049388232972,0.96137228134564412,7.7812183654862976E-2,9.463940510174064E-2,0.11296116698199979,0.13275623173357631,0.15400548017017057,0.17669154740567719,0.20079854377970416,0.22631183641526029,0.25321787515728073,0.28150405172263926,0.3111585841837568,0.34217042110300855,12.689144134247147,15.433226465433352,18.421029485114236,21.649089899067313,25.114289865082135,28.813797621700331,32.745021978423345,36.905576693450492,41.293252088777827,45.905992081227176,50.741875344725756,55.799099677120644]
[53,2,2,2,2,0,3.4393063583815029,3.4393063583815029,3.4393063583815029,3.4393063583815029,"",0.3106365050299284,0.3106365050299284,0.3106365050299284,0.3106365050299284,"",8.5221965317919067E-5,0,1.6581759537572256E-2,7.3047398843930635E-4,"",6.8884469842104501E-2,8.378103454237322E-2,0.10000066486778504,0.11752455992965125,0.13633579416503031,0.15641899503305459,0.17776009595981931,0.20034614295886041,0.22416514054047332,0.24920592702202732,0.27545807226524716,0.30291179280967695,0,0,0,0,0,0,0,0,0,0,0,0,13.402949703563763,16.301395578101761,19.457272221417611,22.866921517740714,26.527050236110185,30.434667319288629,34.587035813896279,38.981635244281136,43.61613163087496,48.48835322914303,53.596270632180946,58.93798025811143,103.78225398719989,126.22561552868741,150.66232525250217,177.06405749090584,205.40531196675178,235.66292820650497,267.81571332374176,301.84415067100241,337.73016768473116,375.45694802614582,415.00877751087233,456.37091624789849,"","","","","","","","","","","","",2.0685141411520243,2.5158392756521888,3.0028944096943957,3.5291149761968628,4.0939927217554235,4.6970660282688863,5.3379124941842395,6.0161431275524038,6.7313977188785428,7.4833410968473553,8.2716600575020429,9.0960608158087854,0.73622296842678059,0.89543437134723847,1.0687864260604596,1.2560781925561453,1.4571287739177674,1.6717738716075607,1.8998631449925851,2.1412581445443855,2.3958306649496555,2.6634614124526639,2.9440389118924681,3.2374585996669265,120.05882527018457,146.02206578833096,174.29127897454242,204.83369673732921,237.6198194927002,272.62285442070311,309.81828487277471,349.18353333033912,390.69769283997482,434.34130969161089,480.09620518471303,527.94532771429533]
[54,1,1,1,1,0,1.7196531791907514,1.7196531791907514,1.7196531791907514,1.7196531791907514,"",-0.90534191926485708,-0.90534191926485708,-0.90534191926485708,-0.90534191926485708,"",2.5635982658959534E-5,0,4.9880297687861248E-3,2.1973699421965316E-4,"",7.3283109647598446E-2,8.9130899240878803E-2,0.1063862392370377,0.12502912821063913,0.14504155981151831,0.16640717988030454,0.18911102361752716,0.21313930985578231,0.23847927712954206,0.26511905102336925,0.29304753537918032,0.32225432201052989,0,0,0,0,0,0,0,0,0,0,0,0,14.258799334289863,17.34232639515384,20.699722548692183,24.327096088984348,28.22094349475541,32.37808271385353,36.795602023867417,41.470820003367912,46.401253635776605,51.584592499118394,57.018677598063356,62.701483796905947,110.40930293652563,134.28579249179862,160.28291611373663,188.37053939004815,218.52153371525111,250.71125969638157,284.9171711684898,321.11850524236394,359.29603532513488,399.43187126534048,441.5092954443486,485.51262675070262,"","","","","","","","","","","","",7.3154768406595965,8.8974803651113987,10.619992424528959,12.481016379232809,14.478754747671619,16.611574978024109,18.87798321113938,21.276603743782889,23.80616266432655,26.465474610801618,29.25343191067795,32.168995568104243,2.6037153761434921,3.166780093789014,3.7798544336284543,4.4422277541619772,5.15326029800186,5.9123710093438122,6.7190281957054836,7.5727422185106308,8.4730596687243906,9.4195586537960061,10.41184493230263,11.449548706139131,134.66057759726618,163.78151024509373,195.48887175982327,229.7459087406379,266.51953381549157,305.77969557748332,347.49889562281959,391.65181051788113,438.21499057109196,487.16661608007985,538.48629742077173,592.15490914386237]
[55,3,3,3,3,0,5.1589595375722546,5.1589595375722546,5.1589595375722546,5.1589595375722546,"",1.526614929324714,1.526614929324714,1.526614929324714,1.526614929324714,"",1.4480794797687863E-4,0,2.8175489306358388E-2,1.2412109826589596E-3,"",2.8548172848879342E-2,3.4721838769406571E-2,4.1443830114279441E-2,4.8706355126934678E-2,5.6502399252458438E-2,6.482559156348755E-2,7.3670102371789739E-2,8.3030563084915826E-2,9.2902002345544243E-2,0.10327979435564304,0.11415961649516447,0.12553741415033576,0,0,0,0,0,0,0,0,0,0,0,0,5.554658774310524,6.7558777719902494,8.0637852308069409,9.4768650975550042,10.993752540264058,12.613207958495725,14.33409706148252,16.155375274522196,18.076075313518754,20.095297130340832,22.212199666630575,24.425994010393904,43.01105506457597,52.312381852238182,62.439822981602063,73.381639289101315,85.127262553461264,97.667094251193944,110.99235129684951,125.09494529798786,139.96738634186968,155.60270513995513,171.99438917566806,189.13632971423343,"","","","","","","","","","","","",0.50451564418342043,0.61361933552492398,0.73241327065716966,0.86075975029191787,0.99853481018424961,1.1456258605533869,1.3019298766303022,1.4673519823298549,1.6418043216776934,1.8252051455725256,2.0174780628053761,2.2185514184899482,0.17956657766506839,0.21839862715786301,0.26067961611230722,0.30636053476979153,0.35539726193116278,0.4077497247823319,0.46338125487624032,0.52225808403521601,0.58434894267064774,0.64962473474455218,0.71805827119328491,0.78962404869925051,49.278344233583866,59.934999425680623,71.538144929292756,84.074331026844973,97.531449565093183,111.89850338658887,127.16542959221036,143.32296120196006,160.36251692208231,178.2761119449687,197.05628479279244,216.69603660596687]
[56,2,2,2,2,0,3.4393063583815029,3.4393063583815029,3.4393063583815029,3.4393063583815029,"",0.3106365050299284,0.3106365050299284,0.3106365050299284,0.3106365050299284,"",8.5221965317919067E-5,0,1.6581759537572256E-2,7.3047398843930635E-4,"",0.54659546801539816,0.66479910336061998,0.79350121065819668,0.93255260562064746,1.0818189845940616,1.241178367091555,1.4105191354210052,1.5897385002264048,1.7787412777845686,1.9774389005975499,2.1857486059421234,2.4035927624572735,0,0,0,0,0,0,0,0,0,0,0,0,106.35186106242463,129.35091125388064,154.39266413092344,181.44809269361741,210.49106528815889,241.49784799695692,274.44672320620134,309.31769104405191,346.0922314775118,384.75311180198048,425.28422875616752,467.67047749525818,823.50796659761841,1001.5951280975519,1195.4994263938381,1404.9960984644238,1629.8828006467459,1869.9757555247875,2125.1067984062761,2395.1210654869783,2679.8751517097371,2979.2356201099051,3293.0777792732633,3621.2846687638121,"","","","","","","","","","","","",16.413575624100609,19.96308238241086,23.827845072046582,28.003383876163731,32.48566582466092,37.271027996670185,42.356118653039168,47.737851158464608,53.413367265247615,59.380007402626163,65.635286309934912,72.176872814872965,5.8418993267035582,7.1052353368691437,8.4807768441870603,9.9669293978438844,11.562257588160495,13.265457712918531,15.075336825307017,16.990796333945696,19.010818934885069,21.134458037022764,23.360829089488202,25.689102384348946,952.66189807886258,1158.6791561740731,1382.9942136516534,1625.3470570376694,1885.5036083323203,2163.2512675984244,2458.3954962262451,2770.757142523667,3100.1703106651662,3446.4806362521322,3809.5438720347961,4189.2247142207489]
[57,2,2,2,2,0,3.4393063583815029,3.4393063583815029,3.4393063583815029,3.4393063583815029,"",0.3106365050299284,0.3106365050299284,0.3106365050299284,0.3106365050299284,"",8.5221965317919067E-5,0,1.6581759537572256E-2,7.3047398843930635E-4,"",9.6824682853670296,11.776343952870654,14.056191015440126,16.519366801819025,19.163492238367549,21.986406545743744,24.986132512596061,28.160849313949086,31.50887085206702,35.028628229949831,38.718655377185833,42.57757712102849,0,0,0,0,0,0,0,0,0,0,0,0,1883.9316863814136,2291.3400662585477,2734.9331661470642,3214.1967977253598,3728.6680612366581,4277.9265307575697,4861.5874974508351,5479.2966807998091,6130.7260143593267,6815.5702355988124,7533.5440891038725,8284.3800055486881,14587.734871420314,17742.39566565428,21177.243425126093,24888.296666343664,28871.971045472936,33125.011103758246,37644.437948407896,42427.508300414309,47471.681862612342,52774.594914016539,58334.038653540403,64147.941227722906,"","","","","","","","","","","","",290.75236574290523,353.62882306301367,422.08976787972676,496.05584409323217,575.455611109183,660.22418343691686,750.30218790204322,845.63494741669524,946.17183058285468,1051.8657253934464,1162.6726075947383,1278.5511824757571,103.48421870837892,125.86312883107647,150.22966276552262,176.55557618783084,204.81544205092911,234.98616639205784,267.04661718517724,300.97733382949497,336.76029566109429,374.37873463328543,413.81698168869008,455.06033926537805,16875.585610538379,20525.004027759791,24498.552212933846,28791.624251151905,33400.073652108069,38320.134390890533,43548.360383458545,49081.578111774259,54916.848874067684,61051.438237872033,67482.790987304892,74208.510332133766]
[58,1,1,1,1,0,1.7196531791907514,1.7196531791907514,1.7196531791907514,1.7196531791907514,"",-0.90534191926485708,-0.90534191926485708,-0.90534191926485708,-0.90534191926485708,"",2.5635982658959534E-5,0,4.9880297687861248E-3,2.1973699421965316E-4,"",1.4342903326118428E-3,1.7119624704810665E-3,2.01196298269994E-3,2.3340021119094899E-3,2.677816687729039E-3,3.0431658972935407E-3,3.4298279746907494E-3,3.8375975630041254E-3,4.2662835796864014E-3,4.7157074658718675E-3,5.1857017335027802E-3,5.6761087469047074E-3,0,0,0,0,0,0,0,0,0,0,0,0,0.27907191900247558,0.3330989835421731,0.39147051177675962,0.45413012520296059,0.52102661838385,0.59211313601625726,0.66734652878982859,0.74668684011594522,0.83009689079041105,0.91754193835964026,1.0089893944329693,1.1044085876120298,2.1609207987185988,2.5792653167727733,3.0312500591502003,3.5164384735787535,4.0344340640797043,4.5848740188032844,5.167424222290915,5.7817752810941245,6.4276393077181231,7.1047472830125074,7.8128468672526861,8.5517005644451682,"","","","","","","","","","","","",0.14317784495581559,0.17089642982000625,0.20084394173478082,0.23299145570965824,0.26731270079579028,0.30378363788040386,0.34238212921029937,0.38308767505812841,0.4258812006335892,0.47074488132125442,0.51766199764765453,0.56661681365219618,5.095967967016804E-2,6.0825243759538343E-2,7.1484124779618019E-2,8.2926027783937983E-2,9.5141602449210771E-2,0.10812229280445607,0.12186021960821705,0.13634808662315112,0.15157910477372882,0.16754692994509979,0.18424561136315842,0.20166954830447312,2.6355645326796697,3.1457979363649717,3.6970606004240585,4.2888200843872193,4.9205928023962846,5.5919362514016946,6.302442927873952,7.0517354804543535,7.8394627874955392,8.6652967401043739,9.5289295724299716,10.430071622760771]
[59,2,2,2,2,0,3.4393063583815029,3.4393063583815029,3.4393063583815029,3.4393063583815029,"",0.3106365050299284,0.3106365050299284,0.3106365050299284,0.3106365050299284,"",8.5221965317919067E-5,0,1.6581759537572256E-2,7.3047398843930635E-4,"",9.5360527121400411E-3,1.1382189497146264E-2,1.3376779178984693E-2,1.5517895270816455E-2,1.7803788052542801E-2,2.0232856450711142E-2,2.2803626027837771E-2,2.5514731443631106E-2,2.8364902262669765E-2,3.1352951314743568E-2,3.4477765035247784E-2,3.7738295364339487E-2,0,0,0,0,0,0,0,0,0,0,0,0,1.855443399133534,2.2146488707304592,2.602739034539594,3.0193390512645739,3.464108475366185,3.9367357836955112,4.4369340928450063,4.9644377466036538,5.5189995545366051,6.1003885272401073,6.7083879968582121,7.3427940408900554,14.367143230907509,17.148557345813256,20.153632559940505,23.379466402719711,26.823422722691625,30.483089321401501,34.35624479182141,38.440832094197042,42.73493717370765,47.236771424001716,51.944657133907143,56.857015282592954,"","","","","","","","","","","","",0.28635568991163118,0.34179285964001249,0.40168788346956164,0.46598291141931647,0.53462540159158056,0.60756727576080771,0.68476425842059874,0.76617535011625681,0.85176240126717839,0.94148976264250883,1.0353239952953091,1.1332336273043924,0.10191935934033608,0.12165048751907669,0.14296824955923604,0.16585205556787597,0.19028320489842154,0.21624458560891213,0.2437204392164341,0.27269617324630224,0.30315820954745765,0.33509385989019957,0.36849122272631685,0.40333909660894623,16.620397732005149,19.838031753199953,23.314404506687879,27.046158316242291,31.030243592600353,35.263869822917442,39.744467208331287,44.469656095606886,49.437222241321564,54.645096525089279,60.091338113822232,65.774120342760682]
[60,2,2,2,2,0,3.4393063583815029,3.4393063583815029,3.4393063583815029,3.4393063583815029,"",0.3106365050299284,0.3106365050299284,0.3106365050299284,0.3106365050299284,"",8.5221965317919067E-5,0,1.6581759537572256E-2,7.3047398843930635E-4,"",8.8549060898443221E-3,1.0569175961635818E-2,1.2421294951914361E-2,1.4409474180043855E-2,1.65320889059326E-2,1.878765241851749E-2,2.1174795597277935E-2,2.3692250626228893E-2,2.6338837815336219E-2,2.9113454792261888E-2,3.2015067532730083E-2,3.5042702838315246E-2,0,0,0,0,0,0,0,0,0,0,0,0,1.7229117277668529,2.0564596656782834,2.4168291035010516,2.8036719761742477,3.2166721556971725,3.6555403705744038,4.1200102290703642,4.6098350504176793,5.1247853006411344,5.6646464895801003,6.2292174256540545,6.8183087522550521,13.340918714414114,15.923660392540878,18.714087377087608,21.709504516811165,24.907463956785083,28.305725798444257,31.902227306691319,35.695058373182974,39.682441661299968,43.862716322287312,48.234324481485203,52.795799905264893,"","","","","","","","","","","","",0.26590171206080038,0.31737908395144016,0.37299589179316439,0.43269841774650825,0.49643787290646774,0.56416961320646442,0.63585252567627049,0.71144853939366715,0.79092222974809445,0.87424049388232972,0.96137228134564412,1.0522883682112216,9.463940510174064E-2,0.11296116698199979,0.13275623173357631,0.15400548017017057,0.17669154740567719,0.20079854377970416,0.22631183641526029,0.25321787515728073,0.28150405172263926,0.3111585841837568,0.34217042110300855,0.37452916113687873,15.433226465433352,18.421029485114236,21.649089899067313,25.114289865082135,28.813797621700331,32.745021978423345,36.905576693450492,41.293252088777827,45.905992081227176,50.741875344725756,55.799099677120644,61.07596888970636]
[61,1,1,1,1,0,1.7196531791907514,1.7196531791907514,1.7196531791907514,1.7196531791907514,"",-0.90534191926485708,-0.90534191926485708,-0.90534191926485708,-0.90534191926485708,"",2.5635982658959534E-5,0,4.9880297687861248E-3,2.1973699421965316E-4,"",0.10121991775860717,0.12081563720252098,0.1419871019219672,0.16471386332618398,0.18897734910544928,0.21476056475185842,0.24204785992817579,0.27082474230343406,0.30107772690929757,0.33279421259152903,0.36596237947862481,0.40057110299584658,0,0,0,0,0,0,0,0,0,0,0,0,19.694503998174703,23.50727112426193,27.626633259674179,32.048611692894646,36.769592783088839,41.786269884575866,47.095597888882189,52.694757002468151,58.581123435780448,64.752245364237481,71.205822978555247,77.939691754334689,152.49926779528391,182.02243806939288,213.91964703145698,248.16008656398634,284.71577537933911,323.56110932697459,364.67250940167315,408.02814126578545,453.60768828753618,501.39216540116848,551.36376463183251,603.50572554798771,"","","","","","","","","","","","",10.104265058310414,12.060405190154727,14.173843888140247,16.442539874367309,18.86463917044577,21.438445301845643,24.162395975698274,27.035044496959351,30.055044730427589,33.221138767528529,36.532146691134471,39.986957992026426,3.5962973938661444,4.292524345315992,5.0447368058759006,5.8522082464664802,6.7142788014157313,7.6303446636287564,8.5998497837798897,9.6222792559766663,10.697153965460293,11.824026198982759,13.002476001914324,14.232108123201391,185.99555416339379,222.00345436632804,260.90684808706925,302.66816024104099,347.25326348339496,394.63092974177675,444.77240090996168,497.65104676349307,553.24208814611382,611.52236994450891,672.47017268291529,736.06505452054614]
[62,2,2,2,2,0,3.4393063583815029,3.4393063583815029,3.4393063583815029,3.4393063583815029,"",0.3106365050299284,0.3106365050299284,0.3106365050299284,0.3106365050299284,"",8.5221965317919067E-5,0,1.6581759537572256E-2,7.3047398843930635E-4,"",0.4740780491178192,0.56585742071527145,0.66501702204095337,0.77146107917773232,0.8851026060406989,1.0058620064067822,1.1336659796696491,1.2684466489119461,1.4101408553441539,1.5586895796472517,1.7140374617523182,1.8761323981128777,0,0,0,0,0,0,0,0,0,0,0,0,92.24204327120998,110.09968671631427,129.39331200282552,150.10428426286737,172.21567848963318,195.7120075322911,220.57900918715174,246.80347654543874,274.3731207112483,303.27645821136531,333.50271755809393,365.0417608899628,714.25226347940179,852.52827947757316,1001.9234472656134,1162.2934725923515,1333.5073010709548,1515.4450119782457,1707.99616965055,1911.0585098257959,2124.5368766357515,2348.342350793228,2582.3915260856693,2826.6059026203361,"","","","","","","","","","","","",14.235968584178236,16.991987879246334,19.969626206772492,23.166007596274589,26.57851996483857,30.204773137823008,34.042565990052623,38.089860262922478,42.344759377282585,46.805491057084723,51.470392908966787,56.337900328846949,5.0668481500624223,6.0477670938055264,7.1075644066591623,8.2452164768029768,9.4597936149500974,10.750445113128773,12.116387549617009,13.556895469959024,15.071293846073607,16.658951891684207,18.319277929822608,20.051715088559046,826.27120153397016,986.23357858765462,1159.0589669039116,1344.5804420074742,1542.6463957464171,1753.1180997678953,1975.867798357041,2210.777188753028,2457.7361914257003,2716.6419415330097,2987.3979519443051,3269.9134113258178]
[63,2,2,2,2,0,3.4393063583815029,3.4393063583815029,3.4393063583815029,3.4393063583815029,"",0.3106365050299284,0.3106365050299284,0.3106365050299284,0.3106365050299284,"",8.5221965317919067E-5,0,1.6581759537572256E-2,7.3047398843930635E-4,"",1.7709812179688644E-2,2.1138351923271636E-2,2.4842589903828722E-2,2.881894836008771E-2,3.30641778118652E-2,3.757530483703498E-2,4.234959119455587E-2,4.7384501252457786E-2,5.2677675630672438E-2,5.8226909584523777E-2,6.4030135065460167E-2,7.0085405676630491E-2,0,0,0,0,0,0,0,0,0,0,0,0,3.4458234555337057,4.1129193313565668,4.8336582070021032,5.6073439523484954,6.4333443113943449,7.3110807411488077,8.2400204581407284,9.2196701008353585,10.249570601282269,11.329292979160201,12.458434851308109,13.636617504510104,26.681837428828228,31.847320785081756,37.428174754175217,43.419009033622331,49.814927913570166,56.611451596888514,63.804454613382639,71.390116746365948,79.364883322599937,87.725432644574624,96.468648962970406,105.59159981052979,"","","","","","","","","","","","",0.53180342412160075,0.63475816790288031,0.74599178358632878,0.86539683549301649,0.99287574581293547,1.1283392264129288,1.271705051352541,1.4228970787873343,1.5818444594961889,1.7484809877646594,1.9227445626912882,2.1045767364224433,0.18927881020348128,0.22592233396399958,0.26551246346715263,0.30801096034034114,0.35338309481135438,0.40159708755940832,0.45262367283052057,0.50643575031456145,0.56300810344527852,0.62231716836751361,0.6843408422060171,0.74905832227375746,30.866452930866703,36.842058970228472,43.298179798134626,50.22857973016427,57.627595243400663,65.490043956846691,73.811153386900983,82.586504177555653,91.811984162454351,101.48375068945151,111.59819935424129,122.15193777941272]
[64,1,1,1,1,0,1.7196531791907514,1.7196531791907514,1.7196531791907514,1.7196531791907514,"",-0.90534191926485708,-0.90534191926485708,-0.90534191926485708,-0.90534191926485708,"",2.5635982658959534E-5,0,4.9880297687861248E-3,2.1973699421965316E-4,"",0.16002582139569277,0.19100609849224473,0.22447758421266475,0.26040794991447308,0.29876783330233997,0.33953036654089364,0.3826708068904966,0.42816624238660317,0.47599535367644003,0.52613821869227562,0.57857615055223877,0.63329156161893951,0,0,0,0,0,0,0,0,0,0,0,0,31.136452677276207,37.164329449491035,43.676924242521324,50.667946826216031,58.131684136826692,66.062908461242429,74.456805569265171,83.308917447221901,92.615095958187297,102.37146483698272,112.574388150307,123.22044384642791,241.09702054274649,287.77231605707664,338.20089945661522,392.3340639807152,450.12757200660695,511.54094409790935,576.53690251560079,645.08092779064441,717.14089990397929,792.68680400468133,871.6904861891926,954.12544869023975,"","","","","","","","","","","","",15.974556701498857,19.067158812774984,22.408445499266261,25.995189558463299,29.824459903073176,33.893574454942204,38.200063273320552,42.741639174342609,47.516173956404749,52.521678901699964,57.756288594688307,63.218247351766472,5.6856442603430351,6.7863593394570643,7.9755859218402394,9.2521753856079378,10.615084501833374,12.063358668611457,13.59611878771679,15.212550807525862,16.911897261183174,18.693450326731849,20.556546067803819,22.500559603684788,294.0537000032603,350.98116975729198,412.48633270445566,478.50978370091696,548.99756838164251,623.90031604924627,703.17256095279379,786.77220146212142,874.66006243343099,966.79953628878809,1063.1562851525439,1163.697991053738]
[65,2,2,2,2,0,3.4393063583815029,3.4393063583815029,3.4393063583815029,3.4393063583815029,"",0.3106365050299284,0.3106365050299284,0.3106365050299284,0.3106365050299284,"",8.5221965317919067E-5,0,1.6581759537572256E-2,7.3047398843930635E-4,"",10.80026084312089,12.891142619053653,15.150157904427239,17.575124815290408,20.164061668651332,22.915155134462562,25.826735306956834,28.897255840729635,32.125277876920848,35.509456860469577,39.048531599920629,42.741315092640498,0,0,0,0,0,0,0,0,0,0,0,0,2101.4221811900934,2508.248035307297,2947.7878665471289,3419.6171426322203,3923.3502846718739,4458.6344704482881,5025.1447840107448,5622.5803507248247,6250.6612097666002,6909.1257491370816,7597.7285770131284,8316.2387365966242,16271.815933519243,19421.966091086782,22825.428419315474,26478.915662965985,30379.44219221417,34524.276020010162,38910.901244222878,43536.988120399168,48400.368844736317,53499.017692783658,58831.034536802254,64394.631022913847,"","","","","","","","","","","","",324.31827280277309,387.10482731800266,454.940220020955,527.75893167604875,605.50145483115011,688.11333746166918,775.54443439407248,867.74831081738353,964.68175960659869,1066.3044054614015,1172.5783763858869,1283.4680281813178,115.4309544071692,137.77786643589141,161.92175464366051,187.83929950601723,215.50932120495514,244.91243924392222,276.03080601541279,308.84789449952632,343.34832647032061,379.51773160135747,417.34263053917715,456.81033684510373,18823.787602762397,22467.987962767027,26405.228418431645,30631.706161595564,35143.967314590802,39938.851422298503,45013.448003950063,50365.061932281642,55991.185418456756,61889.475035843963,68057.732652340375,74493.889439629536]
[66,1,1,1,1,0,1.7196531791907514,1.7196531791907514,1.7196531791907514,1.7196531791907514,"",-0.90534191926485708,-0.90534191926485708,-0.90534191926485708,-0.90534191926485708,"",2.5635982658959534E-5,0,4.9880297687861248E-3,2.1973699421965316E-4,"",3.9130570753852945E-3,4.5987725318855774E-3,5.3348619700788347E-3,6.1207238576663752E-3,6.9558077652423786E-3,7.8396067992931445E-3,8.7716515725808578E-3,9.7515053249974913E-3,1.0778759921992842E-2,1.1853032533720642E-2,1.2973962850067904E-2,1.4141210723130265E-2,0,0,0,0,0,0,0,0,0,0,0,0,0.76136910523925294,0.89478974120402199,1.0380117147496242,1.1909179848773714,1.3534014537514452,1.5253634943767511,1.706712777407875,1.8973643218066538,2.0972387162506063,2.306261472989644,2.5243624859703537,2.7514755721290594,5.8954635811949112,6.9285715637718868,8.0375736538942935,9.2215635750393243,10.479712042978937,11.811255365236377,13.21548635678657,14.691746989069998,16.239422361171446,17.85793569657757,19.546744147303244,21.305335242013712,"","","","","","","","","","","","",0.39062041101715711,0.45907186682235618,0.53255189876493314,0.61100045896180633,0.69436260086949464,0.78258772390925579,0.87562897156143626,0.97344274430534694,1.0759883001628672,1.1832274231946389,1.2951241454907343,1.4116445118310661,0.13902912859323049,0.16339228521055549,0.18954520636328681,0.21746651988391033,0.24713666926732816,0.27853764481878185,0.31165276942434539,0.34646652519709448,0.38296441130308523,0.42113282597293356,0.46095896755308147,0.50243075074402377,7.1903952831199369,8.4504242295407046,9.8030173357422168,11.247069262620078,12.781568574632448,14.405583835140458,16.118252526752809,17.918772085704092,19.806392548809999,21.780410451268509,23.840163709167481,25.985027287440992]
[67,1,1,1,1,0,1.7196531791907514,1.7196531791907514,1.7196531791907514,1.7196531791907514,"",-0.90534191926485708,-0.90534191926485708,-0.90534191926485708,-0.90534191926485708,"",2.5635982658959534E-5,0,4.9880297687861248E-3,2.1973699421965316E-4,"",5.625019545866361E-3,6.6107355145855187E-3,7.668864081988325E-3,8.7985405453954151E-3,9.9989736625359198E-3,1.1269434773983896E-2,1.2609249135584985E-2,1.4017788904683894E-2,1.5494467387864712E-2,1.703873426722342E-2,1.8650071596972614E-2,2.0327990414499758E-2,0,0,0,0,0,0,0,0,0,0,0,0,1.094468088781426,1.2862602529807816,1.492141839952585,1.7119446032612218,1.9455145897677029,2.1927100231665797,2.4533996175238206,2.7274612125970652,3.0147806546102469,3.3152508674226131,3.6287710735823846,3.955246134935523,8.4747288979676849,9.9598216229220871,11.554012127473047,13.255997639119029,15.06458606178222,16.978679587527296,18.997261637880698,21.119386296788122,23.344169644183957,25.670782563830254,28.098444711748417,30.626419410394718,"","","","","","","","","","","","",0.56151684083716336,0.65991580855713705,0.76554335447459143,0.87831315975759672,0.9981462387498985,1.1249698531195553,1.2587166466195649,1.3993239449389363,1.5467331814841219,1.7008894208422933,1.8617409591429308,2.0292389857571576,0.19985437235276884,0.23487640999017351,0.27247123414722479,0.31260812233312119,0.35525896207178426,0.40039786442699898,0.44800085604749662,0.49804562997082336,0.55051134124818513,0.60537843733609198,0.66262851585755467,0.72224420419453428,10.336193219484908,12.147484829964766,14.091837420129437,16.167662065016366,18.373504826034143,20.708026763014413,23.169988007207166,25.75823487319963,28.471689288914373,31.309340023698475,34.270235331928262,37.353476725696432]
[68,2,2,2,2,0,3.4393063583815029,3.4393063583815029,3.4393063583815029,3.4393063583815029,"",0.3106365050299284,0.3106365050299284,0.3106365050299284,0.3106365050299284,"",8.5221965317919067E-5,0,1.6581759537572256E-2,7.3047398843930635E-4,"",1.7073284245719401E-2,2.0065168768477044E-2,2.3276842906224685E-2,2.6705682078814203E-2,3.034928467606671E-2,3.4205439041756651E-2,3.8272097165446661E-2,4.2547353394004651E-2,4.7029426972115353E-2,5.171664755287167E-2,5.6607443046509227E-2,6.1700329334155021E-2,0,0,0,0,0,0,0,0,0,0,0,0,3.3219733060956895,3.9041085518093914,4.5290085768968611,5.1961627130492785,5.9051036755432653,6.6554011392675099,7.4466566199054798,8.2784993318049072,9.1505827908601596,10.062581995287317,11.014191061335083,12.005121221874164,25.722836018719885,30.230448839910753,35.069199604079571,40.235134084037433,45.72463398210224,51.534367187732109,57.661248141295559,64.102405760561467,70.855157136002575,77.916985700860707,85.285522923889431,92.958532811951514,"","","","","","","","","","","","",0.51268928946001879,0.60253182520434245,0.69897436712897476,0.80193810238737084,0.91135091364121146,1.0271463876308982,1.1492630251743852,1.2776436019007678,1.4122346439637632,1.5529859929429635,1.6998504409565887,1.8527834217782742,0.18247573127861505,0.21445237433885406,0.24877808335181395,0.28542480734763231,0.32436687841336814,0.36558065882465113,0.40904425986945336,0.45473731432118647,0.50264078983529936,0.55273683408947527,0.60500864491341932,0.6594403603515312,29.757047629799928,34.971606760031818,40.569237474363455,46.545365388900528,52.895804734376149,59.616700812496923,66.704484143410326,74.155833361982332,81.967644787633915,90.137007170733327,98.661180514141023,107.53757814528964]
[69,2,2,2,2,0,3.4393063583815029,3.4393063583815029,3.4393063583815029,3.4393063583815029,"",0.3106365050299284,0.3106365050299284,0.3106365050299284,0.3106365050299284,"",8.5221965317919067E-5,0,1.6581759537572256E-2,7.3047398843930635E-4,"",0.18861914023842385,0.2216723406803178,0.25715369305924413,0.29503420201356639,0.33528733546892747,0.37788865988988302,0.42281554963731549,0.47004695178138489,0.51956319321575073,0.5713458205841061,0.6253774660376259,0.68164173359637936,0,0,0,0,0,0,0,0,0,0,0,0,36.699895572104758,43.131104000941846,50.034761420955789,57.405226163211076,65.237335844097046,73.526336395717266,82.267825515146257,91.457706903749468,101.09215273712179,111.16757251936467,121.68058696332093,132.62800587975269,284.17609315919105,333.97448242187124,387.43115753078382,444.5024336903183,505.14833732608207,569.33205655018332,637.01950327526527,708.17895887858401,782.78078359774292,860.79717536188991,942.20196754011204,1026.9704577320358,"","","","","","","","","","","","",5.663995959748779,6.656542068924165,7.7220025320915306,8.8595066549461912,10.068257712607672,11.347521996684209,12.696620087640827,14.114919792427532,15.601830352361578,17.156797636322267,18.779300109615647,20.468845421550462,2.0159223646018423,2.3691881355530544,2.7484054922676586,3.1532645383166997,3.5834817043762581,4.0387958498723364,4.5189651566530085,5.0237646153578712,5.5529839638947376,6.1064259766075377,6.6839050295196811,7.2852458857883455,328.74452619588487,386.35298896797059,448.19348066915808,514.2154652488058,584.37269992263202,658.622599452347,736.92572958434266,819.24539714190018,905.54731384433671,995.79931731476847,1089.9711371086059,1188.0341966527235]
[70,2,2,2,2,0,3.4393063583815029,3.4393063583815029,3.4393063583815029,3.4393063583815029,"",0.3106365050299284,0.3106365050299284,0.3106365050299284,0.3106365050299284,"",8.5221965317919067E-5,0,1.6581759537572256E-2,7.3047398843930635E-4,"",0.30894514349397001,0.36308400628672743,0.42120001449358957,0.48324567571187593,0.54917753223358823,0.61895556361273951,0.69254271061284445,0.76990448998675087,0.85100867854303985,0.93582505095672563,1.0243251598892147,1.1164821498561386,0,0,0,0,0,0,0,0,0,0,0,0,60.111897919826752,70.645773794646118,81.953488534324151,94.02580147422502,106.85425698602103,120.43106823436447,134.74902455067061,149.80141648027927,165.58197431080291,182.08481705758007,199.30440968130154,217.23552687200873,465.46084224350255,547.02716948409932,634.58551664524941,728.06433104448683,827.3981387237551,932.52664434943836,1043.3940139853482,1159.9482947149218,1282.1409386514754,1409.9264079203367,1543.2618433846662,1682.1067842162661,"","","","","","","","","","","","",9.2772347616574802,10.90295683703096,12.648107595667161,14.511260900342901,16.491111770650498,18.586458442844826,20.796188074584116,23.119265177251989,25.554722128868097,28.101651300872675,30.759198455404942,33.526557155987824,3.3019418040892243,3.8805667737506924,4.5016986511280619,5.1648298472428706,5.8694958950990443,6.6152690644460685,7.4017532738282039,8.2285799734309943,9.0954047684482742,10.001904616857173,10.947775479385685,11.932730330170568,538.46086187256992,632.81955089581379,734.11001144086242,842.24946894200946,957.16218090775919,1078.7783956547064,1207.0335225950439,1341.867460835871,1483.2240485381376,1631.0506059466034,1785.2975521606475,1945.9180807242894]
[71,2,2,2,2,0,3.4393063583815029,3.4393063583815029,3.4393063583815029,3.4393063583815029,"",0.3106365050299284,0.3106365050299284,0.3106365050299284,0.3106365050299284,"",8.5221965317919067E-5,0,1.6581759537572256E-2,7.3047398843930635E-4,"",2.1951365458782082E-2,2.5798074130899053E-2,2.9927369450860306E-2,3.4335876958475398E-2,3.9020508869228629E-2,4.3978421625115699E-2,4.9206982069859996E-2,5.4703740078005991E-2,6.0466406107005467E-2,6.6492832567977875E-2,7.2780998202654726E-2,7.9328994858199317E-2,0,0,0,0,0,0,0,0,0,0,0,0,4.2711085364087431,5.0195681380406452,5.8230110274388203,6.6807806310633566,7.5922761542699142,8.5569443219153705,9.574272797021333,10.643784855177739,11.765035016820208,12.937605422512267,14.161102793145108,15.435155856695355,33.072217738354134,38.867719937028113,45.08897091953088,51.730886679476704,58.788815119845758,66.258472098512726,74.135890467380023,82.417378835007611,91.099487746289043,100.17898161539235,109.65281518785785,119.51811361536623,"","","","","","","","","","","","",0.65917194359145259,0.77468377526272603,0.89868132916582466,1.0310632744980481,1.1717368889672721,1.3206167840968692,1.4776238895099238,1.6426846310152727,1.8157302565248388,1.9966962766409531,2.185521995515614,2.3821501137149239,0.23461165450107646,0.27572448129281235,0.31985753573804648,0.36697475230409871,0.41704312938861626,0.47003227563169442,0.52591404840358291,0.58466226127009691,0.64625244407395643,0.7106616438293254,0.77786825774582491,0.84785189188054011,38.259061238314182,44.963494405755192,52.160448181324426,59.844041214300681,68.008891801340795,76.650043901781771,85.762908184384727,95.343214322548732,105.38697186981506,115.89043779094285,126.85008923246706,138.26260047251526]
[72,2,2,2,2,0,3.4393063583815029,3.4393063583815029,3.4393063583815029,3.4393063583815029,"",0.3106365050299284,0.3106365050299284,0.3106365050299284,0.3106365050299284,"",8.5221965317919067E-5,0,1.6581759537572256E-2,7.3047398843930635E-4,"",0.97480322907702643,1.1456255882573323,1.3289968878363523,1.5247672767856297,1.7327996346001902,1.9529676862412491,2.1851545000652641,2.4292512723529325,2.6851563304555386,2.9527743055187208,3.2320154387030748,3.5227949938881844,0,0,0,0,0,0,0,0,0,0,0,0,189.66885685755864,222.90600731521238,258.58482303330169,296.67614728314686,337.15330033220846,379.99171266579742,425.16863272698436,472.66289042067075,522.4547031543492,574.52551487378548,628.8578610733698,685.43525452510119,1468.651446973578,1726.0146742406189,2002.2843012043527,2297.2345603219469,2610.6588640257432,2942.3669646709909,3292.1826914958756,3659.9421193768198,4045.4920669555754,4448.688850253905,4869.3972374163541,5307.4895638823755,"","","","","","","","","","","","",29.272117050598212,34.401698020000318,39.908107913697172,45.786846893450367,52.033797402657754,58.645167560449856,65.617446056385148,72.947365651381944,80.631873243454862,88.668105025648259,97.053365652711904,105.78511060534052,10.418495323955211,12.244209372966003,14.204043901848806,16.296397333800531,18.519804153220406,20.872914758607465,23.354479408736886,25.96333523195727,28.69839557202495,31.558641146346709,34.543112631009038,37.650904383880281,1698.9857194347671,1996.7122145370552,2316.3102729410366,2657.51871910913,3020.0985655484301,3403.8297273420867,3808.5084041880477,4233.9449619531833,4679.9621952558591,5146.3938856052036,5633.0835922121478,6139.8836283905857]
[73,2,2,2,2,0,3.4393063583815029,3.4393063583815029,3.4393063583815029,3.4393063583815029,"",0.3106365050299284,0.3106365050299284,0.3106365050299284,0.3106365050299284,"",8.5221965317919067E-5,0,1.6581759537572256E-2,7.3047398843930635E-4,"",20.154605545303994,23.686453989073616,27.477758840252857,31.525421844466859,35.826607958080658,40.378706373578453,45.179299463401087,50.226137649398837,55.51711879232095,61.050271087413741,66.823738720141137,72.835769723509657,0,0,0,0,0,0,0,0,0,0,0,0,3921.5103932434349,4608.7071904454679,5346.3867914891989,6133.9463645948381,6970.8342912722665,7856.5425829734095,8790.6008384503275,9772.5713540687466,10802.045113591592,11878.638460151074,13001.99030526175,14171.759766202882,30365.195471622181,35686.325082923227,41398.355151672979,47496.617806823248,53976.841734110232,60835.093456375202,68067.730543938917,75671.363752586636,83642.825971500206,91979.146453539855,100677.52920396283,109735.33468610849,"","","","","","","","","","","","",605.21749931970783,711.27447365788817,825.12259814891831,946.66883610394882,1075.8280547221732,1212.5218547319032,1356.6776378130007,1508.2278519580971,1667.1093725648427,1833.2629888121933,2006.6329729197064,2187.1667155182581,215.40825611413652,253.15592189810442,293.67660410911753,336.93718924513365,382.90737694606656,431.55926344110014,482.86700962684529,536.80657247724832,593.35548476271777,652.49267224181392,714.19830035255552,778.45364443402184,35127.486225844768,41283.149122913768,47891.018904260462,54945.695618611637,62442.238065008816,70376.0958638952,78743.055329292489,87539.195668740125,96760.853061211688,106404.59084583235,116467.17452121696,126945.55058198716]
[74,1,1,1,1,0,1.7196531791907514,1.7196531791907514,1.7196531791907514,1.7196531791907514,"",-0.90534191926485708,-0.90534191926485708,-0.90534191926485708,-0.90534191926485708,"",2.5635982658959534E-5,0,4.9880297687861248E-3,2.1973699421965316E-4,"",3.1616561156713342E-3,3.6677176044291986E-3,4.2079976521456324E-3,4.7821178386041356E-3,5.389729674514036E-3,6.0305104561493416E-3,6.7041599109357751E-3,7.4103974463700789E-3,8.1489598669329411E-3,8.919599459421685E-3,9.7220823721520574E-3,1.0556187231337995E-2,0,0,0,0,0,0,0,0,0,0,0,0,0.61516794707776512,0.71363305389036669,0.81875611460319275,0.93046349945411855,1.0486874023840165,1.1733650344679141,1.3044379712420746,1.441851617422292,1.5855547626803803,1.7354992091046189,1.8916394558387286,2.0539324298689063,4.7633929500931718,5.5258318870523269,6.339824957839534,7.2048020295480182,8.1202380636000093,9.085646870290768,10.100576054985623,11.16460287330537,12.277330791397079,13.438386601270983,14.647417978884429,15.904091399561334,"","","","","","","","","","","","",0.31561190844036985,0.36612943040089152,0.42006281553624186,0.47737428809777754,0.53802906018761343,0.60199491794848758,0.66924188670992601,0.73974195636197126,0.81346885344631426,0.89039785002488003,0.97050560188385804,1.0537700104139935,0.11233219608225689,0.13031232937475967,0.14950823242018835,0.16990646012128813,0.19149463081291254,0.2142612789792375,0.23819573607300248,0.26328803277087109,0.28952881785639184,0.31690929019274355,0.3454211411365164,0.37505650537831747,5.8096666578092355,6.7395744183227739,7.7323601180513029,8.7873283950598058,9.9038388866590665,11.081298612142556,12.319155808921563,13.616894877306875,14.974032185247097,16.390112550052645,17.864706260115685,19.397406532453893]
[75,4,4,4,4,0,6.8786127167630058,6.8786127167630058,6.8786127167630058,6.8786127167630058,"",2.7425933536194993,2.7425933536194993,2.7425933536194993,2.7425933536194993,"",2.0439393063583817E-4,0,3.976921907514451E-2,1.751947976878613E-3,"",2.7499273376703708E-2,3.1900866312695501E-2,3.6600083491467643E-2,4.1593633511107946E-2,4.6878485301214565E-2,5.2451832067608714E-2,5.8311062116511755E-2,6.4453734926351369E-2,7.0877561290056207E-2,7.7580386661771125E-2,8.4560177059570363E-2,9.1815007031083751E-2,0,0,0,0,0,0,0,0,0,0,0,0,5.350572905581493,6.2069971311273235,7.121330530768418,8.0929326917327167,9.1212138543220327,10.205627896583296,11.345666657527001,12.540855281384363,13.79074835386522,15.094926661904609,16.452994450733545,17.864577082333721,41.43076923704632,48.062267411866401,55.142170210076628,62.665518761992594,70.627746416829069,79.024624421326834,87.852217963071837,97.106850119961564,106.78507194232346,116.88363736285561,127.39948195746776,138.32970481413466,"","","","","","","","","","","","",0.34430390011676709,0.39941392407369986,0.45825034422135474,0.5207719506521209,0.5869407929319419,0.65672172867107725,0.73008205822901007,0.80699122512215049,0.88742056739597908,0.97134310911805055,1.0587333838732995,1.1495672840879927,0.1225442139079166,0.14215890477246512,0.16309988991293276,0.1853525019504961,0.20890323361408639,0.23373957706825907,0.25984989389782087,0.28722330847731398,0.31584961947970014,0.34571922566481106,0.37682306305801777,0.40915255132180073,47.275689530029204,54.842738238152585,62.921451058470801,71.506169539839036,80.591682782998362,90.173165455717069,100.24612763484218,110.80637366987175,121.84996804435443,133.37320674620483,145.37259303219219,157.84481673890923]
[76,2,2,2,2,0,3.4393063583815029,3.4393063583815029,3.4393063583815029,3.4393063583815029,"",0.3106365050299284,0.3106365050299284,0.3106365050299284,0.3106365050299284,"",8.5221965317919067E-5,0,1.6581759537572256E-2,7.3047398843930635E-4,"",1.4332263406055031E-2,1.6626316361589059E-2,1.9075487199152998E-2,2.1678060482904795E-2,2.4432456458397613E-2,2.733721226103333E-2,3.0390966710003329E-2,3.3592447837225259E-2,3.6940462537765485E-2,4.0433887890363743E-2,4.4071663810110732E-2,4.7852786776289125E-2,0,0,0,0,0,0,0,0,0,0,0,0,2.7886489655781364,3.2350061263549006,3.7115447950351981,4.2179311968166191,4.753857956619651,5.3190404427896301,5.9132138084320776,6.536130564900116,7.1875585680623706,7.8672793295250596,8.5750865870529758,9.3107850841865432,21.593177742793397,25.049428288628263,28.73938148859817,32.660452844358751,36.810262276951512,41.186605815211124,45.787432686115345,50.610826525716135,55.654989786329089,60.918230659921022,66.39895200853681,72.095641914581563,"","","","","","","","","","","","",0.43037987514595893,0.49926740509212481,0.57281293027669344,0.65096493831515112,0.73367599116492743,0.82090216083884671,0.91260257278626278,1.0087390314026881,1.1092757092449741,1.2141788863975633,1.3234167298416246,1.436959105109991,0.15318026738489576,0.17769863096558139,0.20387486239116595,0.23169062743812016,0.261129042017608,0.29217447133532387,0.32481236737227609,0.35902913559664246,0.39481202434962526,0.43214903208101385,0.47102882882252234,0.51144068915225094,24.979719114308441,28.978026767402458,33.246689563500382,37.782717667411546,42.583357723212103,47.646060102435953,52.968452401415959,58.548317705452803,64.383576550523827,70.472271795815018,76.812555818064055,83.402679579806644]
[77,3,3,3,3,0,5.1589595375722546,5.1589595375722546,5.1589595375722546,5.1589595375722546,"",1.526614929324714,1.526614929324714,1.526614929324714,1.526614929324714,"",1.4480794797687863E-4,0,2.8175489306358388E-2,1.2412109826589596E-3,"",7.4683077861299837E-2,8.6637012187102944E-2,9.9399240397347599E-2,0.11296082363674426,0.12731353006353763,0.14244973692983451,0.15836235134531934,0.17504474529258554,0.19249070169718147,0.21069436920028578,0.22965022387301304,0.24935303653322061,0,0,0,0,0,0,0,0,0,0,0,0,14.531193149584343,16.85708722840489,19.340252203026779,21.97894882760653,24.771575420934035,27.716648814062086,30.812788933189278,34.058706155500218,37.453190815937312,40.99510440725561,44.683372130720542,48.516976536892358,112.518513576622,130.52846924864062,149.75621118516406,170.18827198850261,191.81224945691471,214.61665905753352,238.59081454793122,263.72473006935775,290.00903889515786,317.4349252906855,345.99406683156968,375.67858516278318,"","","","","","","","","","","","",1.3198316171142741,1.5310867089491829,1.7566263195151934,1.996292477499797,2.2499397062391107,2.5174332932391299,2.7986478898778726,3.0934663629682437,3.4017788416845867,3.7234819182858616,4.0584779715143151,4.4066745890039725,0.46975281998034701,0.54494246829444959,0.62521624466624237,0.71051792414356851,0.80079572885399797,0.89600171209499324,0.99609125994164671,1.1010226824963703,1.210756874672184,1.3252570317151093,1.4444884083890686,1.5684181134002364,128.91397424116226,149.54822266647625,171.57770519276963,194.98699204138924,219.76187384300539,245.88919261385959,273.35670498228535,302.15297001561515,332.26725612914913,363.68946301714237,396.41005556606666,430.42000743861291]
[78,3,3,3,3,0,5.1589595375722546,5.1589595375722546,5.1589595375722546,5.1589595375722546,"",1.526614929324714,1.526614929324714,1.526614929324714,1.526614929324714,"",1.4480794797687863E-4,0,2.8175489306358388E-2,1.2412109826589596E-3,"",1.2127882426606733,1.4069097413862153,1.61415722993084,1.8343855490575642,2.0674610208144042,2.3132598584040509,2.5716668794555115,2.8425744507295949,3.1258816123433597,3.421493343317684,3.7293199398508849,4.049276484572081,0,0,0,0,0,0,0,0,0,0,0,0,235.97394092911958,273.74443825257504,314.06887816654347,356.91901683091464,402.26884433560264,450.09427530661679,500.37289854548669,553.08377169910136,608.20725085880804,665.72484765695503,725.61910829670092,787.87351028388218,1827.2028182986223,2119.6688375811855,2431.9106468547288,2763.7095472915526,3114.8641379198975,3485.1879199125542,3874.5073579848822,4282.6602904741349,4709.4946098844111,5154.8671563509142,5618.6427809387505,6100.6935460130226,"","","","","","","","","","","","",21.432917782268753,24.863516773587815,28.526083927779329,32.418053928094523,36.537064360013382,40.880927609774552,45.447608124755874,50.235203763853868,55.241930320399696,60.466108542598654,65.906153146112899,71.560563434477544,7.6283773157678079,8.849391822085952,10.152968147080061,11.538193246418382,13.004226292476877,14.550288672499125,16.175655895139347,17.879650952712794,19.661638812611333,21.521021797634489,23.457235675361609,25.469746319782097,2093.4508425684389,2428.5330941708207,2786.2727343260626,3166.4191968460377,3568.7417339288049,3993.0266713598485,4439.0751874297193,4906.7014913405328,5395.7313114885737,5906.00062769142,6437.3545979967766,6989.6466425357366]
[79,3,3,3,3,0,5.1589595375722546,5.1589595375722546,5.1589595375722546,5.1589595375722546,"",1.526614929324714,1.526614929324714,1.526614929324714,1.526614929324714,"",1.4480794797687863E-4,0,2.8175489306358388E-2,1.2412109826589596E-3,"",3.7341538930649919E-2,4.3318506093551472E-2,4.96996201986738E-2,5.6480411818372128E-2,6.3656765031768814E-2,7.1224868464917254E-2,7.918117567265967E-2,8.752237264629277E-2,9.6245350848590733E-2,0.10534718460014289,0.11482511193650652,0.1246765182666103,0,0,0,0,0,0,0,0,0,0,0,0,7.2655965747921716,8.4285436142024448,9.6701261015133895,10.989474413803265,12.385787710467017,13.858324407031043,15.406394466594639,17.029353077750109,18.726595407968656,20.497552203627805,22.341686065360271,24.258488268446179,56.259256788310999,65.264234624320309,74.878105592582031,85.094135994251303,95.906124728457357,107.30832952876676,119.29540727396561,131.86236503467887,145.00451944757893,158.71746264534275,172.99703341578484,187.83929258139159,"","","","","","","","","","","","",0.65991580855713705,0.76554335447459143,0.87831315975759672,0.9981462387498985,1.1249698531195553,1.2587166466195649,1.3993239449389363,1.5467331814841219,1.7008894208422933,1.8617409591429308,2.0292389857571576,2.2033372945019862,0.23487640999017351,0.27247123414722479,0.31260812233312119,0.35525896207178426,0.40039786442699898,0.44800085604749662,0.49804562997082336,0.55051134124818513,0.60537843733609198,0.66262851585755467,0.72224420419453428,0.7842090567001182,64.456987120581132,74.774111333238125,85.788852596384814,97.493496020694622,109.88093692150269,122.9445963069298,136.67835249114268,151.07648500780758,166.13362806457457,181.84473150857119,198.20502778303333,215.21000371930646]
[80,2,2,2,2,0,3.4393063583815029,3.4393063583815029,3.4393063583815029,3.4393063583815029,"",0.3106365050299284,0.3106365050299284,0.3106365050299284,0.3106365050299284,"",8.5221965317919067E-5,0,1.6581759537572256E-2,7.3047398843930635E-4,"",0.99083714347193763,1.1494326711311902,1.3187520150347773,1.498676581384818,1.6890971564905548,1.8899126076461041,2.1010288318848964,2.3223578938135057,2.553817310110853,2.7953294494871463,3.0468210247389882,3.3082226591341217,0,0,0,0,0,0,0,0,0,0,0,0,192.78859848696848,223.64675686866877,256.59146349676666,291.59964340658894,328.65004673430519,367.72299594485634,408.80018128960421,451.86449305342791,496.89988233871179,543.89124431449909,592.82431938492891,643.68560882009626,1492.8083546184503,1731.7504756871674,1986.8492402450868,2257.9259733066683,2544.8161320799145,2847.3673486915955,3165.4378463667736,3498.8951404778413,3847.6149605615501,4211.4803462892069,4590.3808821901775,4984.2120443614049,"","","","","","","","","","","","",29.753595368423959,34.516019938702229,39.600467246462074,45.003376068854109,50.721466855868641,56.751702719325593,63.091257865290288,69.737491704305825,76.687927365802508,83.940233679618203,91.492209923050964,99.34177279993736,10.589862485209126,12.284898687420526,14.094548819975939,16.017545376888705,18.052721104817298,20.198995118315388,22.455361664336682,24.820880907581209,27.29467128337075,29.875903084534087,32.56379303259704,35.357599643392277,1726.9312481025238,2003.3475838530899,2298.4544718233265,2612.0452147403848,2943.9294639313962,3293.9309550817388,3661.8856760178896,4047.6403640369699,4451.0512588595466,4871.9830568173456,5310.3080255554933,5765.9052482839652]
[81,2,2,2,2,0,3.4393063583815029,3.4393063583815029,3.4393063583815029,3.4393063583815029,"",0.3106365050299284,0.3106365050299284,0.3106365050299284,0.3106365050299284,"",8.5221965317919067E-5,0,1.6581759537572256E-2,7.3047398843930635E-4,"",17.83411309826781,20.688679659270651,23.736264571479381,26.974733260894535,30.402119986399434,34.01660445681248,37.816492909480807,41.800202592120627,45.966248884492849,50.313234498242615,54.839840334381122,59.544817678629116,0,0,0,0,0,0,0,0,0,0,0,0,3470.0088628343942,4025.4259565609482,4618.398906622132,5248.5123859054802,5915.3839173537199,6618.6593243112293,7358.0090489589811,8133.125132924044,8943.7187115256111,9789.5179123723519,10670.266076489586,11585.720239756123,26869.110837949247,31169.838600483101,35761.370365645656,40640.490155997075,45804.236359953342,51249.866502727717,56974.82873908952,62976.738473499441,69253.358957455494,75802.585017828402,82622.429282622645,89711.010422377673,"","","","","","","","","","","","",535.5360246399548,621.25507440296724,712.77022290763227,810.01737157681987,912.93749167289138,1021.4759221371384,1135.5818014037063,1255.2076014087449,1380.308740870496,1510.843260974035,1646.7715508329284,1788.0561131251989,190.6073127159386,221.11632979817176,253.68828710207416,288.3003707421675,324.93157128391027,363.56243383158807,404.17485580023555,446.75192106075542,491.27776229905038,537.73744558614169,586.11687266482534,636.40269753511768,31083.097151237802,36058.324640904459,41369.964046848974,47014.295017482436,52987.891460250263,59287.580787464482,65910.41093816192,72853.623331485098,80114.630421035137,87690.99687125918,95580.423622944363,103780.73429047274]
[82,1,1,1,1,0,1.7196531791907514,1.7196531791907514,1.7196531791907514,1.7196531791907514,"",-0.90534191926485708,-0.90534191926485708,-0.90534191926485708,-0.90534191926485708,"",2.5635982658959534E-5,0,4.9880297687861248E-3,2.1973699421965316E-4,"",7.0020063357284701E-3,8.033450063187118E-3,9.1294976918806208E-3,1.028948392407225E-2,1.1512792689012376E-2,1.2798850739059205E-2,1.4147122397615603E-2,1.5557105200508339E-2,1.7028326240714122E-2,1.8560339074108471E-2,2.0152721078008896E-2,2.1805071179053906E-2,0,0,0,0,0,0,0,0,0,0,0,0,1.362390375608882,1.5630798551515499,1.7763394080487716,2.0020395863694853,2.2400605203478356,2.4902906723712328,2.7526258150789205,3.0269681832989077,3.3132257628360895,3.6113116884193901,3.9211437297497294,4.242643849410201,10.549315420736262,12.103302192239113,13.75462205640985,15.502272666872742,17.345325843282371,19.282917923154368,21.314241849037522,23.438540601758056,25.655101693335503,27.963252505143,30.36235630825345,32.851808840232017,"","","","","","","","","","","","",0.69897436712897476,0.80193810238737084,0.91135091364121146,1.0271463876308982,1.1492630251743852,1.2776436019007678,1.4122346439637632,1.5529859929429635,1.6998504409565887,1.8527834217782742,2.0117427471539875,2.1766883799878478,0.24877808335181395,0.28542480734763231,0.32436687841336814,0.36558065882465113,0.40904425986945336,0.45473731432118647,0.50264078983529936,0.55273683408947527,0.60500864491341932,0.6594403603515312,0.71601696481315136,0.77472420834514211,12.866460253161661,14.761778407188853,16.77580875420508,18.907328783621846,21.155206441363056,23.518388362486615,25.995890220313122,28.58678871728991,31.290214868282312,34.105348314766303,37.031412471048327,40.067670349154263]
[83,2,2,2,2,0,3.4393063583815029,3.4393063583815029,3.4393063583815029,3.4393063583815029,"",0.3106365050299284,0.3106365050299284,0.3106365050299284,0.3106365050299284,"",8.5221965317919067E-5,0,1.6581759537572256E-2,7.3047398843930635E-4,"",1.9951579633906872E-2,2.2890584638983597E-2,2.6013672579485753E-2,2.9318947750077141E-2,3.2804654713240004E-2,3.6469160052003992E-2,4.0310937404670316E-2,4.4328555045318581E-2,4.8520665468436489E-2,5.288599657213288E-2,5.7423344131546962E-2,6.2131565324646428E-2,0,0,0,0,0,0,0,0,0,0,0,0,3.8820073516258806,4.453853754042238,5.0615174361799431,5.7046295479435818,6.3828485313475563,7.0958565701184932,7.8433566778801396,8.6250702816748444,9.4407351954300722,10.290103904463569,11.172942101023853,12.089027424595493,30.059313946353917,34.487257786317798,39.192543413230503,44.172314732341825,49.423926978253355,54.94491922333841,60.732991830859362,66.785987743594902,73.101876791905227,79.678742410244169,86.514770297497876,93.60823866286664,"","","","","","","","","","","","",0.5991208861105497,0.68737551633203209,0.78115792597818134,0.88041118939791296,0.98508259300661605,1.0951230873435154,1.2104868376832258,1.3311308510939688,1.4570146636770762,1.5881000758099495,1.7243509261319891,1.8657328971324409,0.21323835715869766,0.24464983486939912,0.27802875292574414,0.31335485042112965,0.35060936560238865,0.38977484084673131,0.43083496271597099,0.47377442921955026,0.51857883849721664,0.56523459458702674,0.61372882698270115,0.66404932143869322,34.773632120882951,39.896027476200452,45.339261200893858,51.100029267854531,57.175272122923154,63.562142881699152,70.257981246543366,77.260291860628598,84.566726154978028,92.175066981676835,100.08321549576796,108.2891798713579]
[84,2,2,2,2,0,3.4393063583815029,3.4393063583815029,3.4393063583815029,3.4393063583815029,"",0.3106365050299284,0.3106365050299284,0.3106365050299284,0.3106365050299284,"",8.5221965317919067E-5,0,1.6581759537572256E-2,7.3047398843930635E-4,"",9.975789816953436E-3,1.1445292319491799E-2,1.3006836289742876E-2,1.465947387503857E-2,1.6402327356620002E-2,1.8234580026001996E-2,2.0155468702335158E-2,2.216427752265929E-2,2.4260332734218244E-2,2.644299828606644E-2,2.8711672065773481E-2,3.1065782662323214E-2,0,0,0,0,0,0,0,0,0,0,0,0,1.9410036758129403,2.226926877021119,2.5307587180899715,2.8523147739717909,3.1914242656737781,3.5479282850592466,3.9216783389400698,4.3125351408374222,4.7203675977150361,5.1450519522317846,5.5864710505119266,6.0445137122977464,15.029656973176959,17.243628893158899,19.596271706615251,22.086157366170912,24.711963489126678,27.472459611669205,30.366495915429681,33.392993871797451,36.550938395952613,39.839371205122085,43.257385148748938,46.80411933143332,"","","","","","","","","","","","",0.29956044305527485,0.34368775816601604,0.39057896298909067,0.44020559469895648,0.49254129650330802,0.54756154367175769,0.60524341884161292,0.66556542554698439,0.72850733183853811,0.79405003790497475,0.86217546306599457,0.93286644856622047,0.10661917857934883,0.12232491743469956,0.13901437646287207,0.15667742521056482,0.17530468280119432,0.19488742042336565,0.2154174813579855,0.23688721460977513,0.25928941924860832,0.28261729729351337,0.30686441349135057,0.33202466071934661,17.386816060441475,19.948013738100226,22.669630600446929,25.550014633927265,28.587636061461577,31.781071440849576,35.128990623271683,38.630145930314299,42.283363077489014,46.087533490838418,50.04160774788398,54.144589935678951]
[85,2,2,2,2,0,3.4393063583815029,3.4393063583815029,3.4393063583815029,3.4393063583815029,"",0.3106365050299284,0.3106365050299284,0.3106365050299284,0.3106365050299284,"",8.5221965317919067E-5,0,1.6581759537572256E-2,7.3047398843930635E-4,"",0.18288947997747965,0.20983035919068294,0.23845866531195276,0.26875702104237376,0.30070933487136658,0.33430063381003655,0.36951692620947779,0.40634508791542018,0.44477276679400107,0.48478830191121791,0.52638065453918026,0.56953934880925883,0,0,0,0,0,0,0,0,0,0,0,0,35.585067389903905,40.826992745387173,46.397243164982811,52.292437522816151,58.509444870685911,65.045351892752834,71.897436213901258,79.063144248686058,86.540072624775632,94.325952457582702,102.41863592605195,110.81608472545865,275.54371117491087,316.13319637457982,359.26498128794628,404.91288504646661,453.05266396732225,503.66175954726867,556.7190917828774,612.20488764961976,670.1005372591311,730.38847209390462,793.05206106039702,858.07552107627737,"","","","","","","","","","","","",5.4919414560133726,6.3009422330436271,7.1606143214666629,8.0704359028142001,9.0299237692273113,10.038628300648888,11.096129345429567,12.202032801694711,13.355967750373194,14.557584028257866,15.806550156209898,17.102551557047374,1.9546849406213951,2.2426234863028252,2.5485969018193217,2.872419462193688,3.213919184688562,3.5729360410950366,3.9493204915630664,4.3429322678458773,4.7536393528911516,5.1813171170477439,5.6258475806747592,6.0871187798546869,318.75829444142698,365.71358519850418,415.60989434152702,468.41693495533303,524.10666112679542,582.65297641557538,644.03149475998077,708.21934205576179,775.19498975396516,844.93811399870413,917.42947537787279,992.65081548744729]
[86,2,2,2,2,0,3.4393063583815029,3.4393063583815029,3.4393063583815029,3.4393063583815029,"",0.3106365050299284,0.3106365050299284,0.3106365050299284,0.3106365050299284,"",8.5221965317919067E-5,0,1.6581759537572256E-2,7.3047398843930635E-4,"",9.643263489721654E-2,0.11063782575508736,0.12573275080084778,0.14170824745870614,0.15855583111399327,0.17626760691801924,0.19483619745590647,0.21425468271903977,0.23451654976410971,0.25561565009864223,0.27754616330247694,0.300302565735791,0,0,0,0,0,0,0,0,0,0,0,0,18.763035532858421,21.526959811204147,24.464000941536387,27.572376148393968,30.850434568179843,34.296640088906038,37.909557276420664,41.687839694761742,45.63022011124535,49.735502204907256,54.002553488281954,58.430299218878204,145.28668407404393,166.68841263386935,189.43062649728071,213.49952120631875,238.88231372822449,265.56710957946893,293.5427938491535,322.79894076070866,353.32573782754201,385.11392164951349,418.15472310457307,452.43982020385539,"","","","","","","","","","","","",2.8957509495343237,3.3223149956048212,3.7755966422278759,4.2553207487565778,4.7612325328653098,5.2930949221603232,5.8506863821355903,6.4337991136208483,7.0422375411058686,7.6758170330814224,8.3343628096379483,9.0177090028067983,1.0306520596003721,1.1824742018687622,1.3438056391410966,1.5145484437021262,1.694611933744878,1.8839117307592008,2.0823689864605259,2.289909741227826,2.5064643860698808,2.7319672071706296,2.9663559970830558,3.2095717202870171,168.07255525093427,192.83079946830213,219.13976247098691,246.98347479463013,276.3471485941285,307.21702392821254,339.58024269162621,373.42474399303813,408.73917641572723,445.51282374477148,483.7355415628785,523.39770271156328]
[87,1,1,1,1,0,1.7196531791907514,1.7196531791907514,1.7196531791907514,1.7196531791907514,"",-0.90534191926485708,-0.90534191926485708,-0.90534191926485708,-0.90534191926485708,"",2.5635982658959534E-5,0,4.9880297687861248E-3,2.1973699421965316E-4,"",4.0011464775591256E-3,4.590542893249781E-3,5.2168558239317842E-3,5.8797050994698567E-3,6.5787386794356438E-3,7.3136289937481176E-3,8.0840699414946315E-3,8.8897744002904792E-3,9.7304721375509259E-3,1.0605908042347697E-2,1.1515840616005083E-2,1.2460040673745088E-2,0,0,0,0,0,0,0,0,0,0,0,0,0.77850878606221818,0.89318848865802847,1.0150510903135839,1.1440226207825632,1.2800345830559063,1.4230232413549904,1.572929037187955,1.729696104742233,1.8932718644777655,2.063606679096794,2.2406535598569879,2.4243679139486862,6.0281802404207205,6.9161726812794928,7.8597840322342005,8.8584415239272829,9.9116147675899278,11.018810241802496,12.179566770878585,13.393451772433176,14.660058110477433,15.979001431510284,17.34991789043054,18.772462194418296,"","","","","","","","","","","","",0.39941392407369986,0.45825034422135474,0.5207719506521209,0.5869407929319419,0.65672172867107725,0.73008205822901007,0.80699122512215049,0.88742056739597908,0.97134310911805055,1.0587333838732995,1.1495672840879927,1.2438219314216272,0.14215890477246512,0.16309988991293276,0.1853525019504961,0.20890323361408639,0.23373957706825907,0.25984989389782087,0.28722330847731398,0.31584961947970014,0.34571922566481106,0.37682306305801777,0.40915255132180073,0.44269954762579544,7.3522630018066639,8.4353019469650583,9.5861764309743336,10.804187876355344,12.088689395064605,13.439079064278065,14.854794411607498,16.335307838451378,17.88012278187561,19.488770465580743,21.160807126313326,22.895811628088147]
[88,2,2,2,2,0,3.4393063583815029,3.4393063583815029,3.4393063583815029,3.4393063583815029,"",0.3106365050299284,0.3106365050299284,0.3106365050299284,0.3106365050299284,"",8.5221965317919067E-5,0,1.6581759537572256E-2,7.3047398843930635E-4,"",0.75705160499768853,0.86857051713476652,0.98707435398826493,1.1124911840723712,1.2447543982857177,1.3838020175288182,1.5295761248549899,1.682022394219588,1.8410896952745621,2.0067297588203754,2.1788968912136983,2.3575477287074174,0,0,0,0,0,0,0,0,0,0,0,0,147.30061228669314,168.99900633393602,192.05646716171671,216.45899895808139,242.1936414950211,269.24833541060724,297.61181172178522,327.27350013243989,358.22345213770768,390.45227593047883,423.95108083329393,458.71142949992895,1140.5839680755403,1308.59983711417,1487.1392861798015,1676.0939423438588,1875.3634514526127,2084.8544349744516,2304.4796344709407,2534.1572016041841,2773.8101027150701,3023.3656147887091,3282.7548951772801,3551.9126114854398,"","","","","","","","","","","","",22.733309178528085,26.082082091932108,29.640603524616544,33.406713464376352,37.378411723528814,41.553837147534495,45.931250563202397,50.50902062762114,55.285611960635713,60.259575098788638,65.429537919341584,70.794198263414287,8.0912109966328067,9.2831020675444229,10.549646569349068,11.89007571320175,13.303677594801746,14.789789794350972,16.347793307500453,17.977107508719598,19.677185927422162,21.447512672385518,23.287599379399158,25.196982585701527,1319.466152142392,1513.8325981247172,1720.3730777894721,1938.9622216635905,2169.48393666425,2411.8301993444729,2665.9000661882837,2931.5988522671842,3208.8374424361105,3497.531708249182,3797.6020102005286,4108.9727695631918]
[89,2,2,2,2,0,3.4393063583815029,3.4393063583815029,3.4393063583815029,3.4393063583815029,"",0.3106365050299284,0.3106365050299284,0.3106365050299284,0.3106365050299284,"",8.5221965317919067E-5,0,1.6581759537572256E-2,7.3047398843930635E-4,"",18.132660623949029,20.80372633939626,23.64209276265597,26.646037013528439,29.813963691882943,33.144388293929623,36.63592361127786,40.287268443687026,44.097198133230684,48.064556551306765,52.188249258220921,56.467237619216164,0,0,0,0,0,0,0,0,0,0,0,0,3528.0976814026544,4047.8107534653873,4600.0757632482055,5184.557487489391,5800.9455069063688,6448.9509794760224,7128.3039940800654,7838.7513743288209,8580.0548367800293,9351.9894318399747,10154.342212813843,10986.911091053204,27318.906491577985,31343.169451465157,35619.489872057653,40145.272039243326,44918.112302069239,49935.774087477381,55196.167408946007,60697.331860970495,66437.422357709875,72414.69706051024,78627.507072042645,85074.287571435314,"","","","","","","","","","","","",544.50103199347132,624.70978175976188,709.94236172650392,800.14703596446975,895.27589661084596,995.28436588069792,1100.1307876477715,1209.7760885025684,1324.1834935051825,1443.3182855652756,1567.147600032956,1695.6402480105337,193.79812693106305,222.34592492380557,252.68179828401384,284.78733322440331,318.64547843830411,354.24036785620422,391.55717528169822,430.58199375570121,471.30173438755367,513.7040407138428,557.77721558944484,603.51015830086578,31603.435992529125,36258.839637953512,41205.831888079032,46441.409932935123,51962.793147716642,57767.394188984232,63852.79528956682,70216.728586001263,76857.059620515865,83771.773375180637,90958.962349737121,98416.816306419132]
[90,1,1,1,1,0,1.7196531791907514,1.7196531791907514,1.7196531791907514,1.7196531791907514,"",-0.90534191926485708,-0.90534191926485708,-0.90534191926485708,-0.90534191926485708,"",2.5635982658959534E-5,0,4.9880297687861248E-3,2.1973699421965316E-4,"",1.0711266750916156E-2,1.2172663589174163E-2,1.3719311898762998E-2,1.5350390252016502E-2,1.7065134318745605E-2,1.886282986348747E-2,2.0742806934011121E-2,2.270443498761883E-2,2.4747118765477964E-2,2.6870294770678531E-2,2.9073428238738541E-2,3.135601051366077E-2,0,0,0,0,0,0,0,0,0,0,0,0,2.0841064735354,2.368452544065029,2.6693861151593143,2.9867473604637809,3.3203875631616442,3.6701677534385611,4.0359575777318772,4.417634350448119,4.8150822512258529,5.2281916396663064,5.6568584658802674,6.1009837599437082,16.137736256318817,18.339496075213138,20.66969688916366,23.127101124376498,25.710557230872492,28.418989132050029,31.251387469010744,34.206802257780673,37.284336673523995,40.483141744337935,43.802411786976023,47.241380453580526,"","","","","","","","","","","","",1.0692508031831611,1.2151345515216154,1.3695285168411975,1.5323507002325136,1.7035248025343568,1.8829795252850177,2.0706479905906181,2.2664672546087847,2.4703778957043654,2.6823236628719833,2.9022511733171301,3.1301096505213781,0.38056640979684309,0.43248917121782426,0.48744087843286821,0.54539234649260449,0.60631641909491529,0.67018771978039915,0.73698244545263369,0.80667819321789247,0.87925381380204159,0.95468928641753514,1.0329656111268561,1.1140647156150125,19.682371209585138,22.367745005606778,25.209771711495808,28.206941921817414,31.357851149982157,34.661186960417496,38.115718289719887,41.720286491043083,45.473797753021728,49.375216628064443,53.423560465539019,57.617894590174288]
[91,2,2,2,2,0,3.4393063583815029,3.4393063583815029,3.4393063583815029,3.4393063583815029,"",0.3106365050299284,0.3106365050299284,0.3106365050299284,0.3106365050299284,"",8.5221965317919067E-5,0,1.6581759537572256E-2,7.3047398843930635E-4,"",0.23653604126949718,0.26880794998801949,0.30296246008413036,0.3389814320368133,0.37684798720404128,0.41654635318159317,0.45806173546829193,0.50138020984051035,0.54648863124537306,0.59337455602598521,0.6420261750213464,0.69243225562202304,0,0,0,0,0,0,0,0,0,0,0,0,46.023155458436456,52.302346840526091,58.947838662083669,65.956101490591394,73.323851224557757,81.048019004761443,89.125726243973389,97.554263686110758,106.33107367945691,115.45373504391314,124.91995005415342,134.72753316531367,356.36833045861727,404.98961527004855,456.44725223419874,510.71391210861793,567.76416530783024,627.57424891888013,690.12187335048077,755.38606018302073,823.34700490585647,893.9859597408115,967.28513284962185,1043.2276010342457,"","","","","","","","","","","","",7.1028803354309984,8.071965235107875,9.0975822904450983,10.179186794401698,11.316271902549659,12.508363989393333,13.755018794637678,15.055818191329788,16.410367450036144,17.81829290336389,19.279239937035225,20.792871249892013,2.5280482936504578,2.8729637802326899,3.2380001210183393,3.6229634445580157,4.0276733554162236,4.4519612813983667,4.8956691019353533,5.3586479978045718,5.8407574773992774,6.3418645454879128,6.8618429881998297,7.4005727537282979,412.25895058740468,468.50569907590318,528.03363576782999,590.81114527020588,656.80880977755794,725.99913954761485,798.35634922649547,873.85617026810633,952.47569214399414,1034.1932267896025,1118.9881920040316,1206.8410104588015]
[92,2,2,2,2,0,3.4393063583815029,3.4393063583815029,3.4393063583815029,3.4393063583815029,"",0.3106365050299284,0.3106365050299284,0.3106365050299284,0.3106365050299284,"",8.5221965317919067E-5,0,1.6581759537572256E-2,7.3047398843930635E-4,"",2.0347186345763199E-2,2.3123264515098448E-2,2.6061286888957452E-2,2.915969307843555E-2,3.2417031157336886E-2,3.5831944359706935E-2,3.9403160040283179E-2,4.3129480416387991E-2,4.7009774730784777E-2,5.104297256137507E-2,5.5228058066352378E-2,5.9564064999743919E-2,0,0,0,0,0,0,0,0,0,0,0,0,3.9589811147042115,4.4991266099377274,5.0707818203942931,5.6736431389756046,6.3074280623275492,6.9718726025601221,7.6667291392665291,8.3917646181600638,9.146759026189839,9.9315040897989793,10.745802155195992,11.589465218521607,30.655340254504711,34.837816367316009,39.264279762081614,43.932379536225191,48.839928198523033,53.984881627430539,59.365322438751022,64.97944603724909,70.825548809105925,76.902018042220334,83.207323255881462,89.740008691117922,"","","","","","","","","","","","",0.61100045896180633,0.69436260086949464,0.78258772390925579,0.87562897156143626,0.97344274430534694,1.0759883001628672,1.1832274231946389,1.2951241454907343,1.4116445118310661,1.5327563787839904,1.6584292418955031,1.7886340860122163,0.21746651988391033,0.24713666926732816,0.27853764481878185,0.31165276942434539,0.34646652519709448,0.38296441130308523,0.42113282597293356,0.46095896755308147,0.50243075074402377,0.54553673509573442,0.5902660635010607,0.63660840892286441,35.463135534400408,40.301565511905658,45.422248238092905,50.822464109265013,56.499682561510355,62.451538885816326,68.675814987225408,75.170423248869355,81.933392872601644,88.962858218460411,96.257048774540365,103.81428046957436]
[93,2,2,2,2,0,3.4393063583815029,3.4393063583815029,3.4393063583815029,3.4393063583815029,"",0.3106365050299284,0.3106365050299284,0.3106365050299284,0.3106365050299284,"",8.5221965317919067E-5,0,1.6581759537572256E-2,7.3047398843930635E-4,"",0.26197002420170118,0.2977120306318925,0.33553906869532718,0.37543104838485775,0.41736927615071234,0.46133628363122675,0.50731568551864581,0.55529206036099532,0.60525084965885401,0.65717827172770404,0.71106124760428691,0.76688733687170296,0,0,0,0,0,0,0,0,0,0,0,0,50.971881851816725,57.92625510294824,65.286315937576532,73.048155414310898,81.208136302467182,89.762859757961564,98.709137668056528,108.04396945881082,117.76452246219418,127.86811515616183,138.35220274814839,149.21436468846565,394.6875057767482,448.5368857291935,505.52760193680081,565.62938652889932,628.814075555984,695.05535095316804,764.32852639891928,836.61036772958209,911.87894091723876,990.11348229358657,1071.2942869194735,1155.402611898143,"","","","","","","","","","","","",7.8666309091332565,8.9399184861947418,10.075816945331669,11.273723008853493,12.533075332931341,13.853349364596914,15.234053073630971,16.674723373193203,18.174923089824976,19.734238376843873,21.352276489404602,23.028663857407281,2.7998814435053454,3.1818846168168498,3.5861721770418162,4.0125294063384471,4.4607565119125914,4.9306667955272214,5.4220851344015184,5.9348467072459234,6.4687959158293058,7.0237854643575792,7.5996755675761554,8.1963332648818774,456.58787000540519,518.88265596578526,584.81144606544615,654.33922540678702,727.43341297944585,804.06356315488495,884.20111796052697,967.819199329193,1054.892433234746,1145.3967995626774,1239.3095029722067,1336.6088610457693]
[94,2,2,2,2,0,3.4393063583815029,3.4393063583815029,3.4393063583815029,3.4393063583815029,"",0.3106365050299284,0.3106365050299284,0.3106365050299284,0.3106365050299284,"",8.5221965317919067E-5,0,1.6581759537572256E-2,7.3047398843930635E-4,"",0.3459021678779744,0.3930954967566736,0.44304187711227666,0.49571478233340438,0.55108952967472691,0.60914305411501801,0.66985372068481408,0.73320116707859584,0.79916617042334115,0.86773053354337626,0.93887698712799017,1.0125891049956466,0,0,0,0,0,0,0,0,0,0,0,0,67.302678949971593,76.485152368941357,86.203290946702992,96.451933362585279,107.2262770595683,118.52183424352208,130.33439536753099,142.65999850872109,155.49490344522727,168.83556952658267,182.67863663833185,197.02090871486729,521.14078432658016,592.24287824437204,667.49275595538745,746.85045211582826,830.27877937489143,917.74298766631932,1009.2104814587674,1104.6505826332348,1204.0343297548006,1307.3343067177457,1414.5244953499844,1525.5801477490045,"","","","","","","","","","","","",10.387007802350707,11.804164214781407,13.303991306457348,14.885692516544417,16.548526653190894,18.291801102768744,20.11486619430886,22.017110473342484,23.997956701128125,26.056858439327836,28.193297112223547,30.406779462207673,3.6969308380264758,4.2013233775445782,4.7351399619192911,5.2980970802138723,5.8899309283506058,6.5103949921524498,7.1592580415398706,7.8363024484023844,8.5413227626484041,9.2741244966274845,10.03452307951803,10.822342951688693,602.87330408480682,685.12661370239607,772.17822004757932,863.98188985750517,960.494603545676,1061.6761610588776,1167.488854782832,1277.8971952307793,1392.8676788342277,1512.3685897138271,1636.3698291671858,1764.8427679827639]
[95,2,2,2,2,0,3.4393063583815029,3.4393063583815029,3.4393063583815029,3.4393063583815029,"",0.3106365050299284,0.3106365050299284,0.3106365050299284,0.3106365050299284,"",8.5221965317919067E-5,0,1.6581759537572256E-2,7.3047398843930635E-4,"",3.4335876958475398E-2,3.9020508869228629E-2,4.3978421625115699E-2,4.9206982069859996E-2,5.4703740078005991E-2,6.0466406107005467E-2,6.6492832567977875E-2,7.2780998202654726E-2,7.9328994858199317E-2,8.6135016197320433E-2,9.3197347986969631E-2,0.10051435968706787,0,0,0,0,0,0,0,0,0,0,0,0,6.6807806310633566,7.5922761542699142,8.5569443219153705,9.574272797021333,10.643784855177739,11.765035016820208,12.937605422512267,14.161102793145108,15.435155856695355,16.759413151535774,18.133541136893239,19.557222556255208,51.730886679476704,58.788815119845758,66.258472098512726,74.135890467380023,82.417378835007611,91.099487746289043,100.17898161539235,109.65281518785785,119.51811361536623,129.77215544624681,140.41235799429992,151.43626466626148,"","","","","","","","","","","","",1.0310632744980481,1.1717368889672721,1.3206167840968692,1.4776238895099238,1.6426846310152727,1.8157302565248388,1.9966962766409531,2.185521995515614,2.3821501137149239,2.5865263891979837,2.7985993456986611,3.0183200201456146,0.36697475230409871,0.41704312938861626,0.47003227563169442,0.52591404840358291,0.58466226127009691,0.64625244407395643,0.7106616438293254,0.77786825774582491,0.84785189188054011,0.92059324047405167,0.99607398215803977,1.0742766900573335,59.844041214300681,68.008891801340795,76.650043901781771,85.762908184384727,95.343214322548732,105.38697186981506,115.89043779094285,126.85008923246706,138.26260047251526,150.12482324365195,162.43376980703684,175.18659829240667]
[96,2,2,2,2,0,3.4393063583815029,3.4393063583815029,3.4393063583815029,3.4393063583815029,"",0.3106365050299284,0.3106365050299284,0.3106365050299284,0.3106365050299284,"",8.5221965317919067E-5,0,1.6581759537572256E-2,7.3047398843930635E-4,"",1.58962393326275,1.8065050402420662,2.0360380381998007,2.2781010217527773,2.5325805591669437,2.7993706531021041,3.0783718781471228,3.369490657530311,3.6726386508425608,3.9877322313574277,4.3146920364337795,4.6534425781049942,0,0,0,0,0,0,0,0,0,0,0,0,309.29539958626651,351.49426640138489,396.15482971830414,443.25337023246902,492.7678173693397,544.67754707500956,598.96321400519741,655.60661079375495,714.59054892108111,775.89875701554524,839.51579337468684,905.4269701970004,2394.9484573831805,2721.7044036965626,3067.5218564126253,3432.2171512675927,3815.6193905096115,4217.5688771430096,4637.9158155274235,5076.5192216600844,5533.2460007113996,6007.9701595484639,6500.5721293657389,7010.938178993586,"","","","","","","","","","","","",47.734410856391115,54.247078192929258,61.139665930410601,68.408513403237208,76.050214398855218,84.061585950223986,92.439642437081147,101.18157386646361,110.28472748680203,119.74659209249926,129.56478452308619,139.73703796970437,16.989571865930493,19.30755228651001,21.760753501467327,24.347872611276983,27.067697281023005,29.919094633053529,32.901002029135427,36.012419340084485,39.252402401876857,42.620057429354247,46.114536211020365,49.735031947098776,2770.5574636250317,3148.5598056176286,3548.6131436010069,3970.5050085363287,4414.0377001179959,4879.0264754543996,5365.2980458769844,5872.6893163179175,6401.0463181720015,6950.2232983172198,7520.0819355109661,8110.4906616854942]
[97,2,2,2,2,0,3.4393063583815029,3.4393063583815029,3.4393063583815029,3.4393063583815029,"",0.3106365050299284,0.3106365050299284,0.3106365050299284,0.3106365050299284,"",8.5221965317919067E-5,0,1.6581759537572256E-2,7.3047398843930635E-4,"",19.841050085412341,22.548073310285371,25.41301237759464,28.434345713109465,31.610657507298132,34.94062474375923,38.423006434281135,42.056634591030338,45.840406584356508,49.773278618910872,53.85426012195186,58.082408882875292,0,0,0,0,0,0,0,0,0,0,0,0,3860.501459475945,4387.210835515526,4944.6461226119854,5532.5112658935859,6150.5307892771516,6798.4472715714401,7476.0192519272723,8183.0194732833334,8919.2333954133683,9684.4579255652316,10478.500326585494,11301.177271210881,29892.78866567391,33971.225685179023,38287.580802999837,42839.561595261592,47625.034984584774,52642.007696948211,57888.610043087094,63363.08231707252,69063.763282479427,74989.080343420108,81137.541089891412,87507.725974926361,"","","","","","","","","","","","",595.80182254513147,677.09033117286594,763.12085427701311,853.84770089384563,949.22835604075146,1049.2230911963161,1153.7946410426721,1262.9079323716524,1376.5298545992684,1494.6290638617388,1617.1758145033525,1744.1418131226621,212.05704020179809,240.98914461930337,271.60902090391465,303.90040678491482,337.84817038281682,373.43817157192103,410.6571469268568,449.49261323519858,489.9327858192662,531.96650881022799,575.58319517147174,620.77277475090807,34580.990037982199,39299.064069797008,44292.36981317035,49558.255314547045,55094.252957792793,60898.056856031646,66967.504089418173,73300.558970553728,79895.299724895682,86749.907120276228,93862.654686273672,101231.90024289369]
[98,2,2,2,2,0,3.4393063583815029,3.4393063583815029,3.4393063583815029,3.4393063583815029,"",0.3106365050299284,0.3106365050299284,0.3106365050299284,0.3106365050299284,"",8.5221965317919067E-5,0,1.6581759537572256E-2,7.3047398843930635E-4,"",0.16908887176665738,0.19057316037550137,0.21323025563605999,0.23704954033802589,0.26202109313035693,0.2881356077945707,0.31538432554483709,0.34375897771886371,0.37325173685505519,0.40385517461020176,0.43556222531062744,0.46836615418337163,0,0,0,0,0,0,0,0,0,0,0,0,32.899863335169627,37.080092061633273,41.488515453759106,46.123067705770197,50.981818406220889,56.062956830886485,61.364778770295459,66.885675379013207,72.62412365665503,78.578678259870699,84.747964410439238,91.130671713964617,254.75153218599823,287.12004576022184,321.25552535864676,357.14197495169958,394.76444690058577,434.10892033336683,475.16219914738394,517.91182566658711,562.34600693373613,608.45355130863311,656.22381355379969,705.64664697115518,"","","","","","","","","","","","",5.0775265188581784,5.7226727310864334,6.4030368545430036,7.1183000677328483,7.868164444940966,8.6523505321107947,9.4705953139009935,10.322650492764671,11.20828101985793,12.127263831360866,13.07938675396433,14.064447550892192,1.807186894017337,2.0368065277373422,2.278960876415526,2.5335364655037531,2.8004272576538103,3.0795337899270763,3.3707624502319073,3.6740248648156739,3.9892373753875572,4.3163205893515055,4.6551989902484454,5.0058005982177187,294.70519780581003,332.15019024105436,371.63926879900043,413.1539287310444,456.67687810253176,502.19189709408573,549.68372000735724,599.13793538089953,650.54090072249176,703.87966916382629,759.1419259337622,816.31593298841312]
[99,2,2,2,2,0,3.4393063583815029,3.4393063583815029,3.4393063583815029,3.4393063583815029,"",0.3106365050299284,0.3106365050299284,0.3106365050299284,0.3106365050299284,"",8.5221965317919067E-5,0,1.6581759537572256E-2,7.3047398843930635E-4,"",4.1910916933615934E-2,4.7236082486235377E-2,5.2851943704664436E-2,5.8755868972673111E-2,6.4945399151968841E-2,7.1418227573013263E-2,7.8172183254703237E-2,8.520521669954742E-2,9.2515387767492324E-2,0.10010085524526369,0.10795986781203587,0.11609075616510922,0,0,0,0,0,0,0,0,0,0,0,0,8.1546669805121308,9.1907920494646582,10.283478189393282,11.432213362968684,12.636519092140224,13.895946564920584,15.210073370415117,16.578500734969086,18.000851162760654,19.476766406292736,21.005905708570413,22.587944270982685,63.143542165760259,71.166507068772916,79.627437909408158,88.522369859823002,97.847597949717866,107.59964692023624,117.775245942514,128.37130721650448,139.38490770152438,150.81327340128516,162.65376575265122,174.9038697620812,"","","","","","","","","","","","",1.2585322140759589,1.4184402495855262,1.5870775109551034,1.7643649740534415,1.9502287940451972,2.1445997045402834,2.3474125137019559,2.5586056776938078,2.7781209365459829,3.0059030009355996,3.2418992808971421,3.4860596493664406,0.44793521304703227,0.50484948123404205,0.56487064458162606,0.6279705769197339,0.6941229954868422,0.76330324707594222,0.83548812868996014,0.91065573572354319,0.98878533236101862,1.0698572400956725,1.1538527411726918,1.2407539944300328,73.046587490329003,82.327824931543375,92.115716198042833,102.40567464273752,113.19341423054209,124.47491466434606,136.24639213857574,148.50427458159044,161.24518052095954,174.46590090385445,188.16338335110353,202.33471843302547]
[100,2,2,2,2,0,3.4393063583815029,3.4393063583815029,3.4393063583815029,3.4393063583815029,"",0.3106365050299284,0.3106365050299284,0.3106365050299284,0.3106365050299284,"",8.5221965317919067E-5,0,1.6581759537572256E-2,7.3047398843930635E-4,"",4.335612096580959E-2,4.8864912916795226E-2,5.467442452206666E-2,6.0781933420006658E-2,6.7184895674450518E-2,7.388092507553097E-2,8.0867775780727486E-2,8.8143327620221465E-2,9.5705573552578249E-2,0.10355260887441071,0.11168262187451987,0.12009388568804405,0,0,0,0,0,0,0,0,0,0,0,0,8.4358623936332382,9.5077159132393021,10.63808088557926,11.826427616864155,13.072261129800232,14.375117136124741,15.734558659050119,17.150173174105952,18.621570168373086,20.148379040992488,21.730247284728012,23.366838901016575,65.320905688717502,73.620524553903024,82.373211630422247,91.57486537223069,101.22165305143227,111.30997957265818,121.83646131984204,132.79790401707362,144.19128382916313,156.01373110477772,168.2625162958461,180.93503768491163,"","","","","","","","","","","","",1.3019298766303022,1.4673519823298549,1.6418043216776934,1.8252051455725256,2.0174780628053761,2.2185514184899482,2.4283577727951267,2.6468334596832492,2.8739182102199821,3.1095548285540686,3.3536889112729056,3.6062686027928699,0.46338125487624032,0.52225808403521601,0.58434894267064774,0.64962473474455218,0.71805827119328491,0.78962404869925051,0.8642980641620277,0.94205765764504468,1.0228813783045019,1.1067488690644887,1.1936407667303708,1.2835386149276204,75.565435334823093,85.166715446424206,95.292120204871907,105.93690480283192,117.09663541090561,128.76715310104765,140.94454359163004,153.62511163612811,166.80535915961329,180.48196645226321,194.65177588045191,209.31177768933674]
[101,2,2,2,2,0,3.4393063583815029,3.4393063583815029,3.4393063583815029,3.4393063583815029,"",0.3106365050299284,0.3106365050299284,0.3106365050299284,0.3106365050299284,"",8.5221965317919067E-5,0,1.6581759537572256E-2,7.3047398843930635E-4,"",0.13873958709059067,0.15636772133374474,0.1749581584706133,0.19450218694402127,0.21499166615824164,0.23641896024169906,0.25877688249832792,0.28205864838470862,0.30625783536825041,0.33136834839811424,0.3573843899984635,0.38430043420174087,0,0,0,0,0,0,0,0,0,0,0,0,26.994759659626361,30.424690922365762,34.041858833853624,37.844568373965288,41.83123561536074,46.000374835599168,50.350587708960376,54.880554157139031,59.589024538793872,64.474812931175947,69.536791311129633,74.773884483253013,209.026898203896,235.58567857248968,263.59427721735113,293.03956919113813,323.90928976458326,356.1919346325061,389.87667622349454,424.95329285463549,461.41210825332189,499.24393953528875,538.44005214670744,578.99212059171703,"","","","","","","","","","","","",4.1661756052169672,4.6955263434555352,5.253773829368618,5.8406564658320805,6.4559298009772039,7.0993645391678326,7.7707448729444044,8.4698670709863961,9.1965382727039415,9.9505754513730178,10.731804516073296,11.540059528937181,1.4828200156039688,1.6712258689126911,1.8699166165460726,2.078799151182567,2.2977864678185118,2.5267969558376011,2.7657538053184885,3.0145845044641422,3.2732204105744058,3.5415963810063635,3.8196504535371858,4.1073235677683844,241.80939307143387,272.53348942855746,304.93478465559002,338.99809536906207,374.70923331489797,412.05488992335239,451.02253949321613,491.60035723560975,533.77714931076241,577.54229264724222,622.88568281744608,669.79768860587728]
[102,2,2,2,2,0,3.4393063583815029,3.4393063583815029,3.4393063583815029,3.4393063583815029,"",0.3106365050299284,0.3106365050299284,0.3106365050299284,0.3106365050299284,"",8.5221965317919067E-5,0,1.6581759537572256E-2,7.3047398843930635E-4,"",0.51304743142874687,0.57823480284874351,0.64698069017778881,0.71925287880341204,0.79502126548099772,0.87425761339378305,0.95693534673860869,1.0430293768392873,1.1325159537055094,1.2253725383471934,1.3215776921818183,1.4211109806418545,0,0,0,0,0,0,0,0,0,0,0,0,99.824371657993339,112.5079716399984,125.88395714602122,139.94606013289248,154.68842336930271,170.10555277747608,186.19227746542646,202.94371589358707,220.35524699241483,238.42248531841111,257.14125953594811,276.50759366202942,772.96405064982389,871.1762072211859,974.74967095999648,1083.6359069047298,1197.7895611086151,1317.1680916097882,1441.7314589514644,1571.441864202038,1706.2635253117637,1846.1624847398698,1991.1064428341788,2141.0646126047877,"","","","","","","","","","","","",15.406170206791913,17.363665124236615,19.428017806519371,21.598260889274883,23.873490409863617,26.252858452131047,28.735566978075671,31.320862606251783,34.008032154269785,36.796398804556475,39.685318783396049,42.674178466382294,5.4833448493688444,6.1800539944167232,6.9147958216026648,7.6872260278105342,8.4970228757872039,9.3438845762744638,10.227527092583996,11.147682282133029,12.104096309936606,13.096528283929784,14.124749072976053,15.188540276643506,894.19098479540673,1007.8061327826865,1127.6234224243176,1253.586706833511,1385.6435190290495,1523.7446450290638,1667.8437658342893,1817.8971543608491,1973.8634167220903,2135.7032696851143,2303.3793479186811,2476.856035990485]
[103,2,2,2,2,0,3.4393063583815029,3.4393063583815029,3.4393063583815029,3.4393063583815029,"",0.3106365050299284,0.3106365050299284,0.3106365050299284,0.3106365050299284,"",8.5221965317919067E-5,0,1.6581759537572256E-2,7.3047398843930635E-4,"",8.5267037899425538E-2,9.6100995403030604E-2,0.1075263682267311,0.11953780239267973,0.13213029482641933,0.14529915264854421,0.15903995903543069,0.17334854431976887,0.18822096132007057,0.20365346411967442,0.21964248968655575,0.2361846418531533,0,0,0,0,0,0,0,0,0,0,0,0,16.590529374145369,18.69850796270396,20.921559074972542,23.258640979832833,25.708780221940451,28.271063701045321,30.944632029465236,33.728673909075034,36.622421331133744,39.625145447285227,42.736152993298425,45.95478317199926,128.46444785447775,144.78703162267595,162.00064953983042,180.09723523205366,199.06925100115012,218.90962649289438,239.61170726235602,261.1692112335781,283.57619153068748,306.82700450606285,330.91628204849735,355.83890744699289,"","","","","","","","","","","","",2.5604620907062614,2.885792231915381,3.2288818326327968,3.5895701196259662,3.9677068568505733,4.3631511230302307,4.7757702864970826,5.2054391373770565,5.652039146765965,6.1154578294896673,6.5955881921700481,7.0923282521593114,0.9113164679232727,1.0271075652692581,1.1492195872522739,1.2775953116642857,1.412181266680127,1.5529272957751925,1.6997861928519877,1.8527133933685878,2.0116667106655206,2.176606109160161,2.3474935079030623,2.5242926093576532,148.61202282515208,167.49454037796758,187.40783640291477,208.34257944556944,230.29004964144769,253.24206776539364,277.19093573020581,302.12938621771855,328.0505396805728,354.94786735611757,382.81515923155547,411.64649612236229]
[104,1,1,1,1,0,1.7196531791907514,1.7196531791907514,1.7196531791907514,1.7196531791907514,"",-0.90534191926485708,-0.90534191926485708,-0.90534191926485708,-0.90534191926485708,"",2.5635982658959534E-5,0,4.9880297687861248E-3,2.1973699421965316E-4,"",1.4959334075124389,1.6860054372729816,1.8864533163281709,2.0971831139572727,2.3181070557235861,2.5491428092832953,2.7902128854427288,3.0412441311432032,3.3021672966394577,3.5729166631964042,3.8534297206252406,4.1436468862239328,0,0,0,0,0,0,0,0,0,0,0,0,291.06590014742017,328.04848650940005,367.04991669128111,408.05191445854348,451.03740141364614,495.99035803483531,542.89570713899934,591.7392152310058,642.50740828899143,695.18749932478579,749.76732564165366,806.23529414814197,2253.7930712431571,2540.1581069861481,2842.1555346064119,3159.6438368368658,3492.4907715494351,3840.572295745214,4203.7716631794046,4581.9786604855744,4975.0889550809588,5383.0035342494466,5805.6282193132356,6242.8732421848308,"","","","","","","","","","","","",149.33135684949568,168.30527237323432,188.31495569643141,209.35103019716865,231.40473380377668,254.46784770079702,278.53263653960107,303.59179782566866,329.63841871223195,356.66593883515168,384.66811812300227,413.63900874034221,53.149829934304755,59.903002238839271,67.024823724323284,74.511957075200129,82.361283705869795,90.569878385804031,99.134987959384603,108.05401333188662,117.32449409152638,126.94409528169686,136.91059594397353,147.22187913219804,2748.8360915818898,3098.1008735448945,3466.431684034776,3853.6559216817354,4259.6122975284516,4684.1495226759343,5127.125207702833,5588.4049310052787,6067.8614434703486,6565.3739843542771,7080.8276887424909,7614.1130710917369]
[105,2,2,2,2,0,3.4393063583815029,3.4393063583815029,3.4393063583815029,3.4393063583815029,"",0.3106365050299284,0.3106365050299284,0.3106365050299284,0.3106365050299284,"",8.5221965317919067E-5,0,1.6581759537572256E-2,7.3047398843930635E-4,"",9.428511106031392,10.626489728972398,11.889864852732094,13.218044454404112,14.610475312670504,16.066638506425463,17.586045639782203,19.168235646477495,20.812772061900681,22.519240676555182,24.287247503645588,26.116417007626637,0,0,0,0,0,0,0,0,0,0,0,0,1834.5188752021079,2067.6112872657732,2313.4279899173021,2571.8537924140574,2842.7810536938896,3126.1088065359263,3421.7420230547659,3729.5909929289073,4049.5707926155333,4381.6008287811655,4725.6044428521845,5081.50856634107,14205.119623773096,16010.010072988776,17913.42775589582,19914.480722947763,22012.335483584804,24206.210224400726,26495.369121688316,28879.117526912938,31356.797856715333,33927.786057585661,36591.488543803331,39347.339528545446,"","","","","","","","","","","","",283.12635050453639,319.10014442399898,357.03771315417561,396.92127899050513,438.73422939140909,482.4609818076139,528.08687032384682,575.59804969911727,624.98141344917201,676.22452338289133,729.31554857148114,784.24321215402267,100.76997689375304,113.57372467485828,127.07641673277683,141.27172564911527,156.153738708833,171.71690979046363,187.95601901976895,204.86613861587568,222.44260373528564,240.68098739255745,259.57707873829793,279.12686412625976,16432.963337479527,18520.92171908238,20722.859740552805,23037.745564455843,25464.614980691607,28002.563561041152,30650.740079726478,33408.34094380332,36274.605438577222,39248.811637818828,42330.27286146894,45518.334588174432]
[106,1,1,1,1,0,1.7196531791907514,1.7196531791907514,1.7196531791907514,1.7196531791907514,"",-0.90534191926485708,-0.90534191926485708,-0.90534191926485708,-0.90534191926485708,"",2.5635982658959534E-5,0,4.9880297687861248E-3,2.1973699421965316E-4,"",2.4988746672746896E-2,2.7959639387601491E-2,3.1082923223429502E-2,3.4357297251352191E-2,3.7781541201234545E-2,4.1354506584591444E-2,4.5075109179977722E-2,4.8942322618021603E-2,5.2955172863416632E-2,5.7112733435596419E-2,6.1414121243074847E-2,6.5858492931671675E-2,0,0,0,0,0,0,0,0,0,0,0,0,4.8620961383258932,5.4401469779876024,6.0478487757587089,6.6849484080488093,7.3512084451544908,8.0464054240305032,8.7703283861613759,9.5227776293922002,10.303563634281918,11.112506134183185,11.949433304723987,12.814181053276686,37.648376476690949,42.124362762257199,46.829943527660618,51.763158776233993,56.922170032841002,62.305246969529094,67.910756083918727,73.737151034329813,79.782964326277764,86.046800111878824,92.527327913811789,99.223277123506463,"","","","","","","","","","","","",2.4944983699607528,2.7910673468520786,3.1028487474732933,3.4297127067691404,3.7715374114329117,4.1282082137517158,4.4996168814615238,4.88566095737397,5.2862432085419169,5.7012711491639392,6.1306566247478784,6.5743154475729382,0.88783874285986708,0.99339320254010111,1.1043620490657386,1.2206990610285846,1.3423608827887259,1.4693067090754472,1.6014980179965759,1.7388983431176535,1.8814730774096311,2.0291893034416302,2.1820156453769544,2.3399221392272138,45.917798474510214,51.376929929024584,57.116086023181786,63.132876249331886,69.425058313418361,75.99052182297136,82.827274478718181,89.933430286831651,97.307199419374641,104.94687943210319,112.85084760990368,121.01755425651497]
[107,2,2,2,2,0,3.4393063583815029,3.4393063583815029,3.4393063583815029,3.4393063583815029,"",0.3106365050299284,0.3106365050299284,0.3106365050299284,0.3106365050299284,"",8.5221965317919067E-5,0,1.6581759537572256E-2,7.3047398843930635E-4,"",2.4432456458397613E-2,2.733721226103333E-2,3.0390966710003329E-2,3.3592447837225259E-2,3.6940462537765485E-2,4.0433887890363743E-2,4.4071663810110732E-2,4.7852786776289125E-2,5.1776304437205357E-2,5.5841310937259934E-2,6.0046942844022025E-2,6.4392375577749475E-2,0,0,0,0,0,0,0,0,0,0,0,0,4.753857956619651,5.3190404427896301,5.9132138084320776,6.536130564900116,7.1875585680623706,7.8672793295250596,8.5750865870529758,9.3107850841865432,10.074189520496244,10.865123642364006,11.683419450508287,12.528916505270685,36.810262276951512,41.186605815211124,45.787432686115345,50.610826525716135,55.654989786329089,60.918230659921022,66.39895200853681,72.095641914581563,78.006865552388859,84.131258147923049,90.467518842455817,97.014405313233894,"","","","","","","","","","","","",0.73367599116492743,0.82090216083884671,0.91260257278626278,1.0087390314026881,1.1092757092449741,1.2141788863975633,1.3234167298416246,1.436959105109991,1.5547774142770343,1.6768444556364528,1.8031343013964349,1.9336221904626292,0.261129042017608,0.29217447133532387,0.32481236737227609,0.35902913559664246,0.39481202434962526,0.43214903208101385,0.47102882882252234,0.51144068915225094,0.55337443453224433,0.59682038336518539,0.64176930746381022,0.68821239389035704,42.583357723212103,47.646060102435953,52.968452401415959,58.548317705452803,64.383576550523827,70.472271795815018,76.812555818064055,83.402679579806644,90.240983226131604,97.325887940225954,104.65588884466837,112.22954877843532]
[108,2,2,2,2,0,3.4393063583815029,3.4393063583815029,3.4393063583815029,3.4393063583815029,"",0.3106365050299284,0.3106365050299284,0.3106365050299284,0.3106365050299284,"",8.5221965317919067E-5,0,1.6581759537572256E-2,7.3047398843930635E-4,"",3.7463099902876343E-2,4.1917058800251109E-2,4.6599482288671772E-2,5.1508420017078733E-2,5.6642042557907071E-2,6.1998628098557738E-2,6.7576551175503125E-2,7.3374273056976677E-2,7.9390333470381547E-2,8.5623343437131891E-2,9.2071979027500417E-2,9.8734975885882509E-2,0,0,0,0,0,0,0,0,0,0,0,0,7.2892488668167985,8.1558620122774315,9.0669278395958521,10.022066866180177,11.020923137695634,12.063161638605095,13.148466100147894,14.276537129086035,15.447090598094242,16.659856251624809,17.914576490779371,19.211005308081717,56.442402157992319,63.152795583323723,70.207396785376858,77.603267339431412,85.337651005704586,93.407953678545596,101.81172641308977,110.54665093569174,119.6105271803296,129.00126249348199,138.71686222509891,148.75542148029194,"","","","","","","","","","","","",1.1249698531195553,1.2587166466195649,1.3993239449389363,1.5467331814841219,1.7008894208422933,1.8617409591429308,2.0292389857571576,2.2033372945019862,2.3839920352247859,2.5711614986425606,2.764805928807867,2.9648873587093645,0.40039786442699898,0.44800085604749662,0.49804562997082336,0.55051134124818513,0.60537843733609198,0.66262851585755467,0.72224420419453428,0.7842090567001182,0.84850746628277474,0.91512458782661754,0.98404627144450885,1.0552590039652141,65.294481842258548,73.05729215706846,81.218293682171137,89.774087148360977,98.721484044136517,108.05748342024974,117.77925225436486,127.88410868903685,138.36950761340177,149.23302817501312,160.47236289515817,172.08530812693414]
[109,2,2,2,2,0,3.4393063583815029,3.4393063583815029,3.4393063583815029,3.4393063583815029,"",0.3106365050299284,0.3106365050299284,0.3106365050299284,0.3106365050299284,"",8.5221965317919067E-5,0,1.6581759537572256E-2,7.3047398843930635E-4,"",0.15473889090318488,0.17313567765321111,0.19247612249668772,0.21275216963575996,0.23395626273918141,0.25608128997230367,0.27912053746403465,0.30306764958316451,0.32791659476896723,0.35366163593597955,0.38029730467880613,0.40781837865907994,0,0,0,0,0,0,0,0,0,0,0,0,30.107767058591119,33.687256137667653,37.450354120069818,41.395493577700726,45.521204264395017,49.826102420325384,54.308881718002183,58.968305533181443,63.803200296476213,68.812449734972034,73.994989853219153,79.34980453338099,233.13166108735959,260.84850349633706,289.98707367873044,320.53523466286885,352.48160198008418,385.81546084616656,420.52669605406652,456.60573212568323,494.0434818317961,532.83130160351266,572.96095266888688,614.42456698381466,"","","","","","","","","","","","",4.6466146107112065,5.1990470186460289,5.7798162943129974,6.3886805322170241,7.0254128252181687,7.6897996138512354,8.381639288996956,9.1007409990299433,9.8469236237545505,10.620014885697534,11.419850575510756,12.246273872929983,1.6538172661115171,1.850438318457051,2.0571449933577486,2.2738511921120685,2.5004761542142933,2.7369438698464212,2.9831825825426419,3.2391243646309231,3.5047047520375476,3.7798624279795074,4.0645389472707976,4.3586784946389274,269.6945989136766,301.75838064876098,335.46686520896776,370.8060121345344,407.76265148665084,446.32438804016186,486.47952018107236,528.21697067210869,571.52622709883337,616.39729028809768,662.82062934956639,710.78714226342356]
[110,2,2,2,2,0,3.4393063583815029,3.4393063583815029,3.4393063583815029,3.4393063583815029,"",0.3106365050299284,0.3106365050299284,0.3106365050299284,0.3106365050299284,"",8.5221965317919067E-5,0,1.6581759537572256E-2,7.3047398843930635E-4,"",0.35345620343148543,0.39547833737628213,0.43965598507138159,0.48597074537852541,0.5344053580463406,0.58494357814726217,0.63757006978626862,0.69227031536364936,0.74903053752490434,0.8078376315590271,0.86867910647685187,0.93154303335810895,0,0,0,0,0,0,0,0,0,0,0,0,68.772478439097611,76.948785072356628,85.544493095317392,94.556022172221674,103.98001395130228,113.81330763379589,124.05291929269971,134.69602421789867,145.73994172984567,157.18212202619929,169.02013471735319,181.25165877624923,532.52179427323188,595.83289746005414,662.39152619246875,732.16995707202682,805.1421855755608,881.28373688019099,960.57150572349917,1042.9836196976134,1128.4993216578923,1217.0988678732867,1308.7634392541941,1403.4750635314501,"","","","","","","","","","","","",10.613846005519283,11.875717926801981,13.202317219641269,14.593091320958889,16.047521927077291,17.565121223218085,19.145428691708837,20.788008387257872,22.492446593207763,24.258349791540684,26.085342893535092,27.973067688692698,3.7776668078547293,4.2267906853176846,4.698952247985595,5.1939548282980939,5.7116139522579115,6.2517559974386678,6.8142170569658234,7.3988419697358978,8.0054834862331354,8.6340015460163482,9.284262647976453,9.9561392982804975,616.03924172913503,689.27966948190669,766.2769447404844,846.99899613888397,931.41574076424467,1019.4988653127911,1111.2216408346599,1206.5587645878695,1305.4862240047039,1407.9811788686022,1514.0218586195356,1623.5874723280308]
[111,2,2,2,2,0,3.4393063583815029,3.4393063583815029,3.4393063583815029,3.4393063583815029,"",0.3106365050299284,0.3106365050299284,0.3106365050299284,0.3106365050299284,"",8.5221965317919067E-5,0,1.6581759537572256E-2,7.3047398843930635E-4,"",5.3751404208474754E-2,6.0141866974273324E-2,6.686012676200731E-2,7.3903385241895561E-2,8.1269017583084066E-2,8.8954553358800231E-2,9.6957660382243613E-2,0.10527613090783608,0.1139078697618518,0.12285088406197185,0.13210327425684845,0.14166322627104883,0,0,0,0,0,0,0,0,0,0,0,0,10.458487504563232,11.701888974137184,13.009070378550568,14.379487242780252,15.812628849737216,17.308014524955134,18.865190491516543,20.483727185210395,22.163216945091737,23.903272013200812,25.703522791118232,27.563616311595503,80.982577009293337,90.610532793464458,100.73235190945374,111.3438183565755,122.44097752992398,134.02010745182625,146.07769441878096,158.61041221207941,171.61510421525551,185.08876792543072,199.0285414534028,213.43169168911456,"","","","","","","","","","","","",1.6140871805628401,1.8059847538454623,2.0077256601297777,2.2192258690859137,2.4404065603389427,2.6711935500746393,2.9115168056515737,3.16131003124198,3.4205103114094757,3.6890578024001961,3.9668954630721571,4.2539688190177838,0.57448389243873765,0.64278383693771246,0.71458720821900734,0.78986409831261339,0.86858645356917552,0.95072787057823038,1.0362634234095491,1.1251695161349522,1.2174237559709378,1.3130048434034078,1.4118924764203824,1.5140672665587855,93.683386991066627,104.8213322253591,116.5305952831151,128.80629895199615,141.6438684111524,155.03899795079306,168.98762279974088,183.48589507557458,198.53016309748952,214.11695346849709,230.24295545827044,246.90500731255767]
[112,1,1,1,1,0,1.7196531791907514,1.7196531791907514,1.7196531791907514,1.7196531791907514,"",-0.90534191926485708,-0.90534191926485708,-0.90534191926485708,-0.90534191926485708,"",2.5635982658959534E-5,0,4.9880297687861248E-3,2.1973699421965316E-4,"",1.5777208683577451,1.7652948789818976,1.9624904466557449,2.1692254343010595,2.3854227974112794,2.6110100235761657,2.8459186580299662,3.090083898628031,3.3434442474549324,3.6059412090709895,3.8775190275039413,4.1581244556859378,0,0,0,0,0,0,0,0,0,0,0,0,306.97940324332114,343.47594645333487,381.84456976358911,422.06929164543459,464.13512143916591,508.02795030153379,553.73445889097331,601.24203856162524,650.53872357623095,701.61313239352648,754.45441649433803,809.05221552060641,2377.0151422538211,2659.6166293032975,2956.7140815503367,3268.183750185754,3593.9095589362364,3933.7822596447782,4287.6987174552605,4655.5613005988625,5037.2773555022432,5432.7587521617606,5841.9214878916464,6264.6853399547226,"","","","","","","","","","","","",157.49577943673773,176.22033052673905,195.90535229145104,216.54264540777706,238.12451891792108,260.64373428001028,284.09345800600209,308.46722123027808,333.75888493147005,359.96260980995851,387.07283003310135,415.08423021931105,56.055701019779853,62.720119846649517,69.726388195915263,77.071587774745922,84.752981227052885,92.76799222005765,101.11418858723481,109.78926793801655,118.79104527958846,128.11744229572645,137.76647800223125,147.73626055512997,2899.1237468220174,3243.7983210090028,3606.1528822479481,3986.0365004480127,4383.3076033177877,4797.8329464699564,5229.4867415975014,5678.1499122274108,6143.709453536987,6626.0578778700437,7125.0927314488208,7640.7161707054556]
[113,2,2,2,2,0,3.4393063583815029,3.4393063583815029,3.4393063583815029,3.4393063583815029,"",0.3106365050299284,0.3106365050299284,0.3106365050299284,0.3106365050299284,"",8.5221965317919067E-5,0,1.6581759537572256E-2,7.3047398843930635E-4,"",11.514202313627514,12.883116898216308,14.3222495782009,15.831000917423021,17.408808645297611,19.055143566465418,20.76950609824485,22.551423314772524,24.400446404440313,26.31614846769936,28.298122597626097,30.345980197274063,0,0,0,0,0,0,0,0,0,0,0,0,2240.3347930229538,2506.686459338659,2786.7005607870892,3080.2604642185943,3387.2567678421929,3707.5865053608436,4041.1524722584986,4387.8626506743112,4747.6297146925299,5120.370601858077,5506.0061397095369,5904.4607183838971,17347.449602384684,19409.874433848494,21578.090777209953,23851.195514019153,26228.341519970687,28708.731502332117,31291.612783223114,33976.272846278473,36762.035505989123,39648.257589844528,42634.326046487993,45719.655410616688,"","","","","","","","","","","","",345.7570387696581,386.86382499798708,430.079172468406,475.38508086570681,522.76466591018141,572.20203652962505,623.68219088336286,677.19092760150181,732.71476943495691,790.24089712627222,849.7570917714263,911.25168429202154,123.06141320149806,137.6920891912936,153.07324166364128,169.19846396884435,186.06174667516672,203.65743385204578,221.98018606309401,241.02494877448416,260.78692518056238,281.26155266723299,302.44448229744484,324.33156082739555,20068.117049692424,22453.999924274653,24962.266001707289,27591.870523989721,30341.833509043528,33211.232621641102,36199.197138526317,39304.902796643539,42527.567361701607,45866.446789963811,49320.831882864026,52890.04535431727]
[114,1,1,1,1,0,1.7196531791907514,1.7196531791907514,1.7196531791907514,1.7196531791907514,"",-0.90534191926485708,-0.90534191926485708,-0.90534191926485708,-0.90534191926485708,"",2.5635982658959534E-5,0,4.9880297687861248E-3,2.1973699421965316E-4,"",1.8639759591734324E-2,2.0721948815619666E-2,2.2904864834234793E-2,2.5187694134156363E-2,2.7569671056394296E-2,3.0050072786651814E-2,3.2628215078681071E-2,3.5303448575611074E-2,3.8075155623730934E-2,4.0942747495383229E-2,4.3905661954447776E-2,4.6963361110815914E-2,0,0,0,0,0,0,0,0,0,0,0,0,3.6267646519917345,4.0318991838391387,4.4566322720325386,4.900805630102993,5.364270282687003,5.8468855907742512,6.348518419594801,6.8690424228546094,7.4083374227887893,7.9662888698159904,8.5427873688511227,9.1377282618473217,28.08290850817146,31.219962351773738,34.508772517489327,37.948113355227335,41.536831313019391,45.273837389279144,49.158100689553208,53.188642884185164,57.364533407919204,61.684885275874514,66.148851415670975,70.755621434951564,"","","","","","","","","","","","",1.8607115645680521,2.0685658316488618,2.286475137846093,2.5143582742886075,2.7521388091678105,2.9997445876410156,3.2571073049159796,3.5241621390279434,3.8008474327759592,4.087104416498585,4.3828769650486255,4.6881113836162944,0.66226213502673403,0.73624136604382573,0.81379937401905622,0.89490725519248382,0.97953780605029805,1.0676653453310505,1.1592655620784356,1.2543153849397537,1.3527928689610866,1.4546770969179694,1.5599480928181424,1.6685867456720009,34.251286619349713,38.077390682121184,42.088584166221246,46.283372208945572,50.660347881980897,55.218182985812113,59.955620191221108,64.871466279583075,69.964586288068773,75.233898406602449,80.678369504343323,86.297011187197995]
[115,1,1,1,1,0,1.7196531791907514,1.7196531791907514,1.7196531791907514,1.7196531791907514,"",-0.90534191926485708,-0.90534191926485708,-0.90534191926485708,-0.90534191926485708,"",2.5635982658959534E-5,0,4.9880297687861248E-3,2.1973699421965316E-4,"",1.3705705582157592E-2,1.523672707030858E-2,1.6841812378113816E-2,1.8520363333938503E-2,2.02718169532311E-2,2.2095641754891038E-2,2.3991334616677257E-2,2.5958418070302268E-2,2.7996437958625692E-2,3.0104961393664142E-2,3.2283574966505725E-2,3.4531883169717593E-2,0,0,0,0,0,0,0,0,0,0,0,0,2.6667387146998047,2.9646317528228967,3.2769354941415725,3.6035335515463189,3.9443163843286784,4.2991805814516555,4.6680282497020595,5.0507664873930969,5.4473069285211677,5.8575653454529357,6.2814613006258266,6.7189178395936207,20.649197432479017,22.955854670421871,25.374097439330384,27.903024525902456,30.541787730161317,33.289586315646424,36.145662271730302,39.109296238371456,42.179803976411186,45.356533291084212,48.638861335052191,52.026192231582044,"","","","","","","","","","","","",1.3681702680647443,1.5210042879771046,1.6812317190044801,1.8487928487416234,2.0236314773292725,2.205694549736041,2.3949318418499854,2.5912956904617239,2.7947407593940881,3.005223835660725,3.2227036507710483,3.4471407232472764,0.48695745222553971,0.54135394562046013,0.59838189266107067,0.6580200405827088,0.72024838680168979,0.78504804803753714,0.85240114858708504,0.92229072422040737,0.99470063894197558,1.0696155124396836,1.1470206564839283,1.2269020188764714,25.184769573051263,27.998081383912641,30.947488357515621,34.031891330107051,37.250255795574191,40.601605136626546,44.085014846486111,47.699607558516988,51.444548741227045,55.319042946031217,59.322330517899502,63.453684696469132]
[116,3,3,3,3,0,5.1589595375722546,5.1589595375722546,5.1589595375722546,5.1589595375722546,"",1.526614929324714,1.526614929324714,1.526614929324714,1.526614929324714,"",1.4480794797687863E-4,0,2.8175489306358388E-2,1.2412109826589596E-3,"",3.4064067526699555E-2,3.7869257930402453E-2,4.1858526048226978E-2,4.6030385188456445E-2,5.0383436113111822E-2,5.4916357882677035E-2,5.9627900040552753E-2,6.4516875890301542E-2,6.9582156672852613E-2,7.4822666491353426E-2,8.0237377862103387E-2,8.5825307793616259E-2,0,0,0,0,0,0,0,0,0,0,0,0,6.6278942816235418,7.3682756144583061,8.1444732110978766,8.9561978038110954,9.803177140865472,10.685154205172305,11.601885693604693,12.55314070894153,13.538699626917897,14.558353108746195,15.611901235454974,16.699152744986478,51.321374992018882,57.054325217983553,63.064609364411631,69.349987561885584,75.90835169994655,82.737711633636238,89.83618340849165,97.201979131953578,104.83339820066622,112.72881965419148,120.88669547198676,129.30554466606841,"","","","","","","","","","","","",0.60199491794848758,0.66924188670992601,0.73974195636197126,0.81346885344631426,0.89039785002488003,0.97050560188385804,1.0537700104139935,1.1401701038031584,1.2296859341333988,1.3222984876907189,1.4179896063392614,1.5167419182288016,0.2142612789792375,0.23819573607300248,0.26328803277087109,0.28952881785639184,0.31690929019274355,0.3454211411365164,0.37505650537831747,0.40580791865697924,0.43766828113446926,0.4706308254734608,0.50468908885292851,0.53983688830564747,58.799589538096846,65.367907713155191,72.253971090690584,79.455213422187839,86.969219417142753,94.793708939711593,102.9265235179292,111.36561473924554,120.10903419952484,129.15492474259321,138.501512780496,148.14710152538296]
[117,2,2,2,2,0,3.4393063583815029,3.4393063583815029,3.4393063583815029,3.4393063583815029,"",0.3106365050299284,0.3106365050299284,0.3106365050299284,0.3106365050299284,"",8.5221965317919067E-5,0,1.6581759537572256E-2,7.3047398843930635E-4,"",8.9301560052708881E-2,9.9277157919344189E-2,0.10973532960160248,0.12067217762336722,0.13208403377518821,0.14396743511302837,0.15631910346921116,0.16913592782820416,0.18241494906171576,0.19615334662380524,0.21034842688731487,0.22499761286483211,0,0,0,0,0,0,0,0,0,0,0,0,17.375532113112786,19.316498440878117,21.351359845340372,23.479357989003741,25.699779143115194,28.011949517706384,30.415231275009372,32.909019100287729,35.492737231722415,38.165836871660396,40.927793917217556,43.778106960271629,134.54291232968967,149.57228010797675,165.32869998400602,181.80629996867498,198.99955348907534,216.90324322788689,235.51243025429977,254.82242747113696,274.82877661654862,295.52722821868895,316.91372402323066,338.98438150683006,"","","","","","","","","","","","",2.681613725406899,2.9811684044351243,3.2952141692487809,3.6236339835335811,3.9663176955653734,4.32316131748264,4.6940664100259708,5.0789395533049779,5.4776918884124122,5.89023871789502,6.316499155511254,6.7563958175646608,0.95443660636205785,1.0610537334161017,1.1728285096156985,1.2897192795421089,1.4116868381313119,1.5386941741535727,1.6707062512306865,1.8076898194719984,1.9496132523262721,2.0964464043817794,2.2481604867084992,2.4047279569978839,155.64379633462414,173.03027784462543,191.25783783781247,210.31968339837778,230.20942119966242,250.92101567234255,272.44875329403504,294.78721187202984,317.93123393807139,341.87590355924999,366.61652600955529,392.14860985452913]
[118,2,2,2,2,0,3.4393063583815029,3.4393063583815029,3.4393063583815029,3.4393063583815029,"",0.3106365050299284,0.3106365050299284,0.3106365050299284,0.3106365050299284,"",8.5221965317919067E-5,0,1.6581759537572256E-2,7.3047398843930635E-4,"",0.27337212261033328,0.30390966710003325,0.33592447837225259,0.36940462537765478,0.40433887890363734,0.44071663810110728,0.4785278677628913,0.51776304437205345,0.55841310937259925,0.60046942844022,0.6439237557774945,0.68876820264744509,0,0,0,0,0,0,0,0,0,0,0,0,53.190404427896283,59.132138084320765,65.361305649001153,71.875585680623686,78.672793295250599,85.750865870529736,93.107850841865428,100.74189520496242,108.65123642364004,116.83419450508283,125.28916505270682,134.01461314368865,411.86605815211118,457.87432686115341,506.10826525716129,556.54989786329077,609.18230659921016,663.9895200853681,720.95641914581563,780.06865552388854,841.3125814792304,904.67518842455786,970.14405313233863,1037.7072903270307,"","","","","","","","","","","","",8.2090216083884648,9.1260257278626273,10.087390314026882,11.092757092449737,12.141788863975632,13.234167298416244,14.36959105109991,15.54777414277034,16.768444556364525,18.031343013964346,19.336221904626285,20.682844339483651,2.9217447133532382,3.2481236737227608,3.5902913559664245,3.9481202434962519,4.3214903208101383,4.7102882882252226,5.1144068915225098,5.5337443453224431,5.9682038336518533,6.4176930746381,6.8821239389035691,7.3614121132588268,476.46060102435951,529.68452401415959,585.48317705452791,643.8357655052381,704.72271795815016,768.12555818064038,834.02679579806636,902.40983226131584,973.25887940225948,1046.5588884466833,1122.2954877843526,1200.4549281261093]
[119,2,2,2,2,0,3.4393063583815029,3.4393063583815029,3.4393063583815029,3.4393063583815029,"",0.3106365050299284,0.3106365050299284,0.3106365050299284,0.3106365050299284,"",8.5221965317919067E-5,0,1.6581759537572256E-2,7.3047398843930635E-4,"",5.467442452206666E-2,6.0781933420006658E-2,6.7184895674450518E-2,7.388092507553097E-2,8.0867775780727486E-2,8.8143327620221465E-2,9.5705573552578249E-2,0.10355260887441071,0.11168262187451987,0.12009388568804405,0.12878475115549895,0.13775364052948907,0,0,0,0,0,0,0,0,0,0,0,0,10.63808088557926,11.826427616864155,13.072261129800232,14.375117136124741,15.734558659050119,17.150173174105952,18.621570168373086,20.148379040992488,21.730247284728012,23.366838901016575,25.057833010541369,26.802922628737736,82.373211630422247,91.57486537223069,101.22165305143227,111.30997957265818,121.83646131984204,132.79790401707362,144.19128382916313,156.01373110477772,168.2625162958461,180.93503768491163,194.02881062646779,207.5414580654062,"","","","","","","","","","","","",1.6418043216776934,1.8252051455725256,2.0174780628053761,2.2185514184899482,2.4283577727951267,2.6468334596832492,2.8739182102199821,3.1095548285540686,3.3536889112729056,3.6062686027928699,3.8672443809252584,4.1365688678967318,0.58434894267064774,0.64962473474455218,0.71805827119328491,0.78962404869925051,0.8642980641620277,0.94205765764504468,1.0228813783045019,1.1067488690644887,1.1936407667303708,1.2835386149276204,1.3764247877807141,1.4722824226517659,95.292120204871907,105.93690480283192,117.09663541090561,128.76715310104765,140.94454359163004,153.62511163612811,166.80535915961329,180.48196645226321,194.65177588045191,209.31177768933674,224.45909755687063,240.09098562522195]
[120,1,1,1,1,0,1.7196531791907514,1.7196531791907514,1.7196531791907514,1.7196531791907514,"",-0.90534191926485708,-0.90534191926485708,-0.90534191926485708,-0.90534191926485708,"",2.5635982658959534E-5,0,4.9880297687861248E-3,2.1973699421965316E-4,"",1.1578580075806733,1.2871987028996685,1.4227963097030552,1.5646002944511246,1.7125630962089633,1.8666398154531949,2.0267879484168945,2.1929671585791359,2.3651390787446989,2.5432671385367471,2.7273164131704037,2.9172534901777429,0,0,0,0,0,0,0,0,0,0,0,0,225.28608661783949,250.45209047847831,276.83551054508007,304.42651443463302,333.21584814808671,363.19477552103581,394.35502653482996,426.68875285496887,460.18848932146835,494.84712038386402,530.65785067686977,567.61417908886904,1744.4441990958273,1939.3106025572395,2143.603751674631,2357.2475119482392,2580.1702274440281,2812.3042519458104,3053.5855487157755,3303.9533462176209,3563.3498399272171,3831.7199324307944,4109.0110055852092,4395.1727197240507,"","","","","","","","","","","","",115.58302424610959,128.49444224830577,142.03045562149848,156.18601986169233,170.95638720477692,186.33707556170071,202.32384199948672,218.91265993020644,236.09969935361255,253.88130963661806,272.25400441713816,291.21444829992993,41.138165564013597,45.73358132601647,50.551302292007257,55.589533028427233,60.846583717006745,66.320859098211145,72.010849032636941,77.915120382140017,84.032309977818102,90.361118490904474,96.900305059762275,103.64868255468431,2127.6093335313708,2365.2779153129395,2614.4438164429198,2875.0141795674431,3146.9016096101077,3430.0236019422114,3724.302054231146,4029.6628465435151,4346.0354776588611,4673.3527480807179,5011.5504821521499,5360.5672831577122]
[121,2,2,2,2,0,3.4393063583815029,3.4393063583815029,3.4393063583815029,3.4393063583815029,"",0.3106365050299284,0.3106365050299284,0.3106365050299284,0.3106365050299284,"",8.5221965317919067E-5,0,1.6581759537572256E-2,7.3047398843930635E-4,"",11.694859405270059,13.001255558539421,14.370849184764964,15.803129873656072,17.297617239497608,18.85385777796537,20.47142218289649,22.149903038236452,23.888912818959795,25.688082148672617,27.547058272161223,29.46550370925771,0,0,0,0,0,0,0,0,0,0,0,0,2275.4855014254031,2529.6728672472423,2796.1566556642692,3074.8375554170821,3365.6220971708208,3668.4220419412627,3983.153859015003,4309.7382768682928,4648.0998942033211,4998.1668409274444,5359.870480954798,5733.1451502870004,17619.629967747314,19587.863703120143,21651.311587701359,23809.204630591583,26060.819076314216,28405.471669252049,30842.515611057996,33371.337083311955,35991.352235681479,38702.00456080259,41502.762593001455,44393.117880190373,"","","","","","","","","","","","",351.18194440685858,390.41138063796313,431.53855763406995,474.54814841499984,519.42572760087762,566.15767702624692,614.73110516605414,665.13377782771522,717.35405812127442,771.38085413739475,827.20357307991264,884.81208084311072,124.99223883725153,138.95473076185971,153.59266420824363,168.90058401676967,184.87335592425774,201.50613297027505,218.79432681933295,236.73358309289415,255.31976000362627,274.54890973301792,294.41726210629474,314.92121020521267,20382.984511822098,22659.903937325747,25046.970314392707,27543.294048314092,30148.037874249672,32860.411378967794,35679.666324241283,38605.092624139092,41636.014860828662,44771.789247749119,48011.800967414623,51355.461825234961]
[122,2,2,2,2,0,3.4393063583815029,3.4393063583815029,3.4393063583815029,3.4393063583815029,"",0.3106365050299284,0.3106365050299284,0.3106365050299284,0.3106365050299284,"",8.5221965317919067E-5,0,1.6581759537572256E-2,7.3047398843930635E-4,"",0.10940748015601198,0.12093281221401093,0.13298566513595575,0.14556199640530945,0.15865798971639863,0.17227003239464087,0.18639469597393926,0.20102871937413574,0.21616899423847924,0.23181255207989801,0.24795655295308025,0.26459827542233699,0,0,0,0,0,0,0,0,0,0,0,0,21.287569710355477,23.530070033640417,25.875210845024533,28.322205586290217,30.870311713390709,33.518826303071549,36.267082273786478,39.114445112510417,42.060310021829821,45.10409941897445,48.245260731727917,51.483264446460439,164.83475767001522,182.19897549257809,200.35796323078469,219.30563037571571,239.03622723073246,259.54431089249363,280.82471598859985,302.87252933252296,325.68306783284089,349.25185912764192,373.57462451773102,398.64726385207956,"","","","","","","","","","","","",3.2853692620305455,3.6314605130496775,3.9933925532819061,4.371043991031228,4.7643002274298478,5.1730527783959674,5.5971986913973222,6.0366400402912292,6.4912834850271652,6.9610398856654623,7.4458239622141145,7.9455539933762926,1.1693245225401938,1.2925048881479129,1.4213232876586508,1.5557365154916498,1.6957037837610802,1.8411864809481033,1.9921479643160795,2.148553380114667,2.3103695068697161,2.4775646180052844,2.6501083607731779,2.8279716490315425,190.68642864509746,210.77394373963011,231.78087558188571,253.70017846493411,276.52520094503052,300.24964648730389,324.86753961407368,350.37319658481334,376.76119984080611,404.02637560236701,432.1637741253993,461.16865221637016]
[123,2,2,2,2,0,3.4393063583815029,3.4393063583815029,3.4393063583815029,3.4393063583815029,"",0.3106365050299284,0.3106365050299284,0.3106365050299284,0.3106365050299284,"",8.5221965317919067E-5,0,1.6581759537572256E-2,7.3047398843930635E-4,"",3.4443095604670432E-2,3.8071440882188626E-2,4.186585754280088E-2,4.582507294241224E-2,4.9947885651458822E-2,5.4233158346461016E-2,5.8679811695499386E-2,6.3286819062227911E-2,6.8053201889891612E-2,7.2978025654782716E-2,7.8060396300043786E-2,8.3299457077402383E-2,0,0,0,0,0,0,0,0,0,0,0,0,6.701642316223019,7.4076146402201299,8.1458997104706867,8.916249906795068,9.7184314653267041,10.552223095411417,11.417414789895741,12.313806794679206,13.241208710576055,14.19943870597344,15.188322822951379,16.207694362774582,51.892423710930714,57.358936729144958,63.075655091172962,69.040661414577173,75.25214560967504,81.708394169859105,88.407780959374023,95.34875923431278,102.52985468811659,109.94965935499839,117.60682623706347,125.50006454602504,"","","","","","","","","","","","",1.0342829158244309,1.1432375689230465,1.2571791371443037,1.3760694045839053,1.4998722938205078,1.6285536524579898,1.7620810695139717,1.9004237163879796,2.0435522082492925,2.1914384825243127,2.3440556918081472,2.5013781090258695,0.36812068302191286,0.40689968700952811,0.44745362759624191,0.48976890302514903,0.53383267266552525,0.57963278103921778,0.62715769246987685,0.67639643448054332,0.72733854845898471,0.7799740464090712,0.83429337283600047,0.89028737099141142,60.03091272160475,66.35476006617985,72.968053423927003,79.868574701923706,87.054229927139232,94.523036857114192,102.27311432294911,110.30267299892274,118.61000735729083,127.19348861555999,136.05155852095905,145.18272384589432]
[124,2,2,2,2,0,3.4393063583815029,3.4393063583815029,3.4393063583815029,3.4393063583815029,"",0.3106365050299284,0.3106365050299284,0.3106365050299284,0.3106365050299284,"",8.5221965317919067E-5,0,1.6581759537572256E-2,7.3047398843930635E-4,"",1.6208515578668443E-2,1.7915972179853468E-2,1.970158002014159E-2,2.1564740208193996E-2,2.3504887365392389E-2,2.5521486280687535E-2,2.7614029033176189E-2,2.978203249987196E-2,3.2025036183478413E-2,3.4342600308133055E-2,3.6734304141197077E-2,3.9199744507012899E-2,0,0,0,0,0,0,0,0,0,0,0,0,3.1537140311637746,3.485936301280061,3.8333645696332646,4.1958823090800319,4.5733795130949195,4.9657520448994896,5.3729010775979962,5.7947326092608034,6.2311570402710856,6.6820888028110312,7.1474460343300619,7.6271502883645113,24.419964099261517,26.99244081371527,29.682661219375511,32.489723018624545,35.412774404552962,38.451009021110167,41.603661627940731,44.870004345558961,48.249343382643097,51.741016167058078,55.34438881744164,59.058853904011798,"","","","","","","","","","","","",0.48672137215267347,0.53799415008143359,0.59161371159731946,0.64756207274536715,0.70582225591553305,0.7663781893919952,0.82921462094775156,0.89431704300610815,0.96167162741143197,1.0312651682467355,1.1030850314391283,1.1771191101298213,0.17323326259854724,0.19148220565154261,0.21056641298646678,0.23047948377654073,0.25121537537201188,0.27276836754786721,0.29513303175053035,0.31830420446143221,0.34227696398069873,0.36704661007485712,0.39260864604047085,0.41895876281948785,28.249841280755177,31.225769442908163,34.337907493612704,37.585211624434677,40.966696436300822,44.481429109230206,48.128524387270183,51.907140234787178,55.816474050489788,59.855759348498836,64.024262833392498,68.321281809832641]
[125,2,2,2,2,0,3.4393063583815029,3.4393063583815029,3.4393063583815029,3.4393063583815029,"",0.3106365050299284,0.3106365050299284,0.3106365050299284,0.3106365050299284,"",8.5221965317919067E-5,0,1.6581759537572256E-2,7.3047398843930635E-4,"",0.10940748015601198,0.12093281221401093,0.13298566513595575,0.14556199640530945,0.15865798971639863,0.17227003239464087,0.18639469597393926,0.20102871937413574,0.21616899423847924,0.23181255207989801,0.24795655295308025,0.26459827542233699,0,0,0,0,0,0,0,0,0,0,0,0,21.287569710355477,23.530070033640417,25.875210845024533,28.322205586290217,30.870311713390709,33.518826303071549,36.267082273786478,39.114445112510417,42.060310021829821,45.10409941897445,48.245260731727917,51.483264446460439,164.83475767001522,182.19897549257809,200.35796323078469,219.30563037571571,239.03622723073246,259.54431089249363,280.82471598859985,302.87252933252296,325.68306783284089,349.25185912764192,373.57462451773102,398.64726385207956,"","","","","","","","","","","","",3.2853692620305455,3.6314605130496775,3.9933925532819061,4.371043991031228,4.7643002274298478,5.1730527783959674,5.5971986913973222,6.0366400402912292,6.4912834850271652,6.9610398856654623,7.4458239622141145,7.9455539933762926,1.1693245225401938,1.2925048881479129,1.4213232876586508,1.5557365154916498,1.6957037837610802,1.8411864809481033,1.9921479643160795,2.148553380114667,2.3103695068697161,2.4775646180052844,2.6501083607731779,2.8279716490315425,190.68642864509746,210.77394373963011,231.78087558188571,253.70017846493411,276.52520094503052,300.24964648730389,324.86753961407368,350.37319658481334,376.76119984080611,404.02637560236701,432.1637741253993,461.16865221637016]
[126,2,2,2,2,0,3.4393063583815029,3.4393063583815029,3.4393063583815029,3.4393063583815029,"",0.3106365050299284,0.3106365050299284,0.3106365050299284,0.3106365050299284,"",8.5221965317919067E-5,0,1.6581759537572256E-2,7.3047398843930635E-4,"",0.24110166923269308,0.26650008617532039,0.29306100279960606,0.32077551059688569,0.34963519956021183,0.37963210842522704,0.41075868186849579,0.44300773343559546,0.47637241322924134,0.51084617958347911,0.54642277410030671,0.5830961995418168,0,0,0,0,0,0,0,0,0,0,0,0,46.911496213561144,51.853302481540915,57.021297973294793,62.413749347565478,68.02902025728693,73.865561667879902,79.921903529270196,86.19664756275445,92.688460974032409,99.396070941814088,106.3182597606597,113.4538605394221,363.24696597651501,401.51255710401466,441.52958563821062,483.28462990204014,526.76501926772528,571.95875918901368,618.85446671561829,667.44131464018949,717.70898281681616,769.64761548498893,823.24778365944462,878.50045182217548,"","","","","","","","","","","","",7.2399804107710173,8.0026629824613256,8.8002539600101244,9.6324858320873368,10.499106056743555,11.399875567205928,12.334567486597804,13.302966014715858,14.304865457745052,15.34006937767019,16.408389842657037,17.509646763181092,2.5768447811533903,2.8482978090666968,3.1321753931736929,3.4283823211760431,3.7368287086586771,4.0574294672745239,4.3901038472891383,4.7347750413638039,5.0913698392128941,5.4598183248634991,5.8400536098520046,6.2320115969398815,420.21638905123325,464.48332046325891,510.77637396748884,559.08002291346577,609.37960948997465,661.6612579997992,715.91180026064387,772.11871099245923,830.27005150103571,890.35442030892023,952.36090964671359,1016.2790669212603]
[127,2,2,2,2,0,3.4393063583815029,3.4393063583815029,3.4393063583815029,3.4393063583815029,"",0.3106365050299284,0.3106365050299284,0.3106365050299284,0.3106365050299284,"",8.5221965317919067E-5,0,1.6581759537572256E-2,7.3047398843930635E-4,"",4.4573417841338211E-2,4.9268923494597043E-2,5.417934505538937E-2,5.9303035572533504E-2,6.463844025482908E-2,7.0184087271890738E-2,7.5938579841234533E-2,8.1900589374647906E-2,8.8068849504565616E-2,9.4442150847365888E-2,0.10101933638829198,0.10779929739428545,0,0,0,0,0,0,0,0,0,0,0,0,8.6727135857003788,9.5863248285201692,10.541752566491477,11.538676349970091,12.576793661011031,13.655818123473599,14.775477963394493,15.935514675467209,17.135681860745485,18.375744207730335,19.65547659440767,20.974663293002404,67.15490127296917,74.229212237716993,81.627318353282661,89.346738301217528,97.385129612520657,105.74027480805297,114.41006947683702,123.39251195028713,132.68569430226853,142.28779445940972,152.19706924796452,162.41184823603243,"","","","","","","","","","","","",1.338483773419852,1.4794839127239425,1.6269377068926285,1.7807957000497601,1.9410112037677161,2.1075400208279871,2.2803402076063168,2.4593718682667975,2.6445969753814378,2.8359792126785228,3.0334838364576031,3.2370775528570084,0.47639147214600497,0.52657606554174219,0.57905763571278368,0.63381858038548711,0.69084228227303279,0.75011301075663495,0.81161583731395848,0.87533656226893852,0.9412616509469216,1.009378177705857,1.0796737766112949,1.1521365977535916,77.687063522076741,85.870865967997446,94.42924560743495,103.3593319671954,112.65841519982727,122.32393005038308,132.353442064993,142.74463564566472,153.49530363884693,164.60333820837181,176.06672279182939,187.88352497703971]
[128,1,1,1,1,0,1.7196531791907514,1.7196531791907514,1.7196531791907514,1.7196531791907514,"",-0.90534191926485708,-0.90534191926485708,-0.90534191926485708,-0.90534191926485708,"",2.5635982658959534E-5,0,4.9880297687861248E-3,2.1973699421965316E-4,"",1.1537249737637656,1.275262033270778,1.4023619116458232,1.534981979698659,1.6730819936803494,1.8166238571748019,1.9655714162832878,2.119890282227137,2.279547676728249,2.4445122964638135,2.6147541936110161,2.7902446700560315,0,0,0,0,0,0,0,0,0,0,0,0,224.48191632374974,248.1295556163999,272.85956052308723,298.66363662136752,325.53395362751928,353.46309906743988,382.44403842540532,412.47008062762285,443.53484795769629,475.63224968338756,508.75645881402892,542.90189151661616,1738.2173156443439,1921.3266581060971,2112.8170171013335,2312.6241669278152,2520.6874758207473,2736.9495472154181,2961.3559111694863,3193.8547570938545,3434.3967008008963,3682.9345802901521,3939.4232757753921,4203.8195502984927,"","","","","","","","","","","","",115.17044468562636,127.30286576301924,139.99059450671569,153.22937546337249,167.01519130601301,181.34423906488087,196.21290968176172,211.61777030132032,227.55554883623009,244.02312043638378,261.01749556428376,278.53580943446894,40.991320762381243,45.309476912296276,49.8252774729227,54.53720784862395,59.443838197402314,64.543814971014072,69.835853637969237,75.318732380686384,80.991286601932842,86.852404108963057,92.901020869326416,99.136117252161313,2120.0147223898653,2343.3438184310835,2576.894811515705,2820.5893688408778,3074.3535409453621,3338.1173241759279,3611.8142843309056,3895.3812306857112,4188.7579318734834,4491.88686681535,4804.7130052166412,5127.1836131717955]
[129,2,2,2,2,0,3.4393063583815029,3.4393063583815029,3.4393063583815029,3.4393063583815029,"",0.3106365050299284,0.3106365050299284,0.3106365050299284,0.3106365050299284,"",8.5221965317919067E-5,0,1.6581759537572256E-2,7.3047398843930635E-4,"",10.665203250763835,11.788709694343583,12.963639653253166,14.189599056991648,15.466215886428193,16.793137972692399,18.170031103829931,19.596577384915751,21.072473808728795,22.597431002751541,24.171172124907681,25.793431885614485,0,0,0,0,0,0,0,0,0,0,0,0,2075.1438325057638,2293.7460862422804,2522.3538868186879,2760.8905593746613,3009.2837196164573,3267.4648455438642,3535.3689090594821,3812.9340568936082,4100.1013324983742,4396.8144322496582,4703.0194905891813,5018.6648897438481,16068.336377314077,17761.026055424649,19531.191082349087,21378.237746254952,23301.605558195854,25300.763935890489,27375.209351185,29524.462859377792,31748.067945779159,34045.588637924215,36416.607841876605,38860.725868839763,"","","","","","","","","","","","",320.26266287645916,354.00015075358334,389.28182223103619,426.09584386645162,464.4310443924208,504.27684861993282,545.62322058362054,588.4606142980191,632.7799308367222,678.57248070635194,725.82995068694652,774.54437446542238,113.98748678984408,125.99529131871506,138.55269974509514,151.65550032496381,165.29971699478384,179.48158584649661,194.19753489184896,209.44416653562237,225.21824229929976,241.51666942925596,258.33648909462983,275.67486593522301,18588.395562736907,20546.556293433572,22594.343130797159,24731.069248878019,26956.086255085942,29268.780353873473,31668.569046823781,34154.898274489955,36727.239925222282,39385.089651312235,42127.964944372274,44955.403430869868]
[130,1,1,1,1,0,1.7196531791907514,1.7196531791907514,1.7196531791907514,1.7196531791907514,"",-0.90534191926485708,-0.90534191926485708,-0.90534191926485708,-0.90534191926485708,"",2.5635982658959534E-5,0,4.9880297687861248E-3,2.1973699421965316E-4,"",4.1767694697722263E-2,4.5930501068167491E-2,5.0274106044013132E-2,5.4797191552129774E-2,5.9498509849359602E-2,6.4376876814349629E-2,6.9431166137391712E-2,7.4660304256287058E-2,8.0063265916934204E-2,8.5639070260899619E-2,9.1386777360525043E-2,9.7305485136469139E-2,0,0,0,0,0,0,0,0,0,0,0,0,8.1268000254711001,8.9367632078348702,9.781904633135122,10.661967842000104,11.576710059261108,12.525900888734881,13.509321182732497,14.526762056723276,15.578024025552045,16.662916242192175,17.781255823576441,18.932867250838704,62.927761649539356,69.199500824238086,75.743633570800071,82.558174062803133,89.641242433891151,96.991054671161208,104.60591386149973,112.48420256188881,120.62437611092943,129.02495673432341,137.68452832462043,146.60173179714525,"","","","","","","","","","","","",4.1694546631311109,4.585006264879226,5.0186060637765957,5.4701224833453814,5.9394309677879633,6.4264133123450744,6.9309570832973373,7.4529551124385964,7.9923050539121991,8.5489089936532441,9.1226731035061128,9.7135073335184838,1.4839870937994555,1.6318897006451176,1.7862159992681907,1.9469191591330921,2.1139548484959709,2.2872809960666101,2.4668575845760992,2.6526464708504149,2.8446112280801419,3.0427170068136489,3.24693041185103,3.4572193927257753,76.749771126638748,84.399090498665473,92.380634373023994,100.69198073883385,109.33083681928555,118.29502674512213,127.58248087824305,137.19122650615739,147.11937968439076,157.36513804724339,167.92677444091453,178.80263125936469]
[131,2,2,2,2,0,3.4393063583815029,3.4393063583815029,3.4393063583815029,3.4393063583815029,"",0.3106365050299284,0.3106365050299284,0.3106365050299284,0.3106365050299284,"",8.5221965317919067E-5,0,1.6581759537572256E-2,7.3047398843930635E-4,"",5.8226909584523777E-2,6.4030135065460167E-2,7.0085405676630491E-2,7.6390883937525259E-2,8.2944830412234494E-2,8.9745594357822617E-2,9.6791605624583887E-2,0.10408136759630482,0.11161345100143241,0.11938648845889054,0.12739916964779194,0.13565023701028889,0,0,0,0,0,0,0,0,0,0,0,0,11.329292979160201,12.458434851308109,13.636617504510104,14.86348341755849,16.138694145923342,17.461928502193491,18.83288098009761,20.251260380881025,21.716788609135854,23.229199611572703,24.788238437184663,26.393660401144789,87.725432644574624,96.468648962970406,105.59159981052979,115.09151681479713,124.96577931860804,135.21190029080736,145.82751412306661,156.81036599359007,168.15830254293877,179.86926365668538,191.94127518803836,204.37244248369996,"","","","","","","","","","","","",1.7484809877646594,1.9227445626912882,2.1045767364224433,2.2939223317254824,2.4907291155239846,2.6949475180801929,2.9065303897698511,3.1254327890871538,3.3516117968018908,3.5850263521771675,3.8256371079219198,4.0734063011529127,0.62231716836751361,0.6843408422060171,0.74905832227375746,0.81644996995903862,0.88649719453056841,0.95918235318922362,1.0344886644996545,1.1124001329372708,1.1929014827432858,1.2759780996315304,1.3616159791633355,1.4498016808204865,101.48375068945151,111.59819935424129,122.15193777941272,133.14176341797767,144.56464460499816,156.41770425862811,168.6982057630583,181.40354066409185,194.53121788262123,208.07885420852568,222.04416588195608,236.42496110382842]
[132,2,2,2,2,0,3.4393063583815029,3.4393063583815029,3.4393063583815029,3.4393063583815029,"",0.3106365050299284,0.3106365050299284,0.3106365050299284,0.3106365050299284,"",8.5221965317919067E-5,0,1.6581759537572256E-2,7.3047398843930635E-4,"",2.6873958269780205E-2,2.9552370030212383E-2,3.234711031229099E-2,3.5257331048088578E-2,3.8282229421031301E-2,4.142104354976428E-2,4.4673048749807938E-2,4.8037554275217609E-2,5.1513900462199565E-2,5.5101456211795616E-2,5.8799616760519341E-2,6.2607801697056403E-2,0,0,0,0,0,0,0,0,0,0,0,0,5.2289044519200925,5.7500468544498959,6.293823463620047,6.8600692696423788,7.448628067349234,8.0593516163969934,8.6920989138912041,9.3467355604066267,10.023133204216547,10.721169051495091,11.440725432546763,12.181689415912977,40.488661220572908,44.523991829063263,48.734584527936818,53.119161606829437,57.676513531665236,62.405492441911093,67.305006518338431,72.374015073964628,77.611524250587095,83.016583226162453,88.588280856017676,94.325742684784572,"","","","","","","","","","","","",0.80699122512215049,0.88742056739597908,0.97134310911805055,1.0587333838732995,1.1495672840879927,1.2438219314216272,1.3414755645091621,1.4425074411171477,1.5468977523701031,1.6546275471586922,1.7656786651947316,1.8800336774551902,0.28722330847731398,0.31584961947970014,0.34571922566481106,0.37682306305801777,0.40915255132180073,0.44269954762579544,0.47745630669214822,0.51341544597104805,0.55056991511228559,0.58891296906070623,0.62843814422923161,0.66913923730176295,46.838654164362246,51.506861240419049,56.377817436652016,61.450044654451219,66.722143663845301,72.192786580905278,77.86071035218076,83.72471107573466,89.783639022748233,96.036394250088748,102.48192271474892,109.11921281715155]
[133,2,2,2,2,0,3.4393063583815029,3.4393063583815029,3.4393063583815029,3.4393063583815029,"",0.3106365050299284,0.3106365050299284,0.3106365050299284,0.3106365050299284,"",8.5221965317919067E-5,0,1.6581759537572256E-2,7.3047398843930635E-4,"",9.6298350466712396E-2,0.10589599260826105,0.11591047861904272,0.1263387695889841,0.13717798875869552,0.14842540605332202,0.16007842468681183,0.17213456948619643,0.18459147665621514,0.19744688475893432,0.21069862672519432,0.22434462274778552,0,0,0,0,0,0,0,0,0,0,0,0,18.736907619380332,20.604334561778796,22.552867411305172,24.581914882885194,26.690917241334756,28.879343292089231,31.146687774776815,33.492469091457082,35.916227315109296,38.417522434524081,40.995932799959242,43.65105374035484,145.0843693737196,159.5443040541434,174.63226122510696,190.34366242447217,206.67417348846715,223.61968125018143,241.17627335737942,259.34022068170663,278.10796189793717,297.47608989374879,317.44133973406338,338.0005779538115,"","","","","","","","","","","","",2.8917185566877062,3.1799236998355918,3.4806461410063481,3.7937946255459902,4.1192827679819741,4.4570285875941646,4.8069541061578311,5.1689849973364463,5.5430502793262031,5.9290820439853142,6.3270152169477889,6.7367873442144335,1.0292168553770418,1.1317944698022591,1.2388272252989063,1.350282642624564,1.4661299755697863,1.5863400456591006,1.710885098980198,1.8397386813962555,1.9728755291523568,2.1102714724675309,2.251903350154747,2.3977489336646509,167.8385107556314,184.56625277816829,202.02051248133645,220.1959933451169,239.08768146211236,258.69081858157722,279.00087876198103,300.01354802138263,321.72470649818126,344.13041272948465,367.22688972785039,391.01051259479317]
[134,2,2,2,2,0,3.4393063583815029,3.4393063583815029,3.4393063583815029,3.4393063583815029,"",0.3106365050299284,0.3106365050299284,0.3106365050299284,0.3106365050299284,"",8.5221965317919067E-5,0,1.6581759537572256E-2,7.3047398843930635E-4,"",0.26426058965283866,0.29059830529708841,0.31807991807086139,0.34669708863953774,0.37644192264014115,0.40730692823934883,0.43928497937311151,0.4723692837063066,0.50655335454496253,0.54183098608265701,0.57819623147844024,0.61564338335438817,0,0,0,0,0,0,0,0,0,0,0,0,51.417560443880902,56.542127402090642,61.889264058930472,67.457347818150069,73.244842662267487,79.250290894570455,85.472305986596851,91.90956634399852,98.560809841462714,105.42482900636841,112.50046675337653,119.78661258981096,398.13850200230024,437.81925298578875,479.22341452471204,522.33842246715619,567.15238306137496,613.6540090121257,661.8325640969947,711.67781489398578,763.17998846410671,816.32973505726432,871.118095084174,927.53646973371531,"","","","","","","","","","","","",7.9354137137011467,8.7263022460604613,9.5515405729941651,10.410878274754113,11.30407829353193,12.230915658979335,13.191176384340096,14.184656504318623,15.21116123163935,16.270504213727143,17.362506874414866,18.486997828309374,2.824362533360254,3.105854591550385,3.3995723857039755,3.7054267867371755,4.0233334213310412,4.3532122183203219,4.6949870158061247,5.0485852187153064,5.4139374986041426,5.7909775290969456,6.1796417515874458,6.5798691668006706,460.58009928289539,506.48413553078728,554.38187146041162,604.25877243543709,656.10107936114559,709.89573471223514,765.63031846311094,823.29299224472459,882.87245039035793,944.35787679253951,1007.7389066950312,1073.0055927019907]
[135,2,2,2,2,0,3.4393063583815029,3.4393063583815029,3.4393063583815029,3.4393063583815029,"",0.3106365050299284,0.3106365050299284,0.3106365050299284,0.3106365050299284,"",8.5221965317919067E-5,0,1.6581759537572256E-2,7.3047398843930635E-4,"",5.374791653956041E-2,5.9104740060424765E-2,6.469422062458198E-2,7.0514662096177155E-2,7.6564458842062602E-2,8.2842087099528561E-2,8.9346097499615876E-2,9.6075108550435218E-2,0.10302780092439913,0.11020291242359123,0.11759923352103868,0.12521560339411281,0,0,0,0,0,0,0,0,0,0,0,0,10.457808903840185,11.500093708899792,12.587646927240094,13.720138539284758,14.897256134698468,16.118703232793987,17.384197827782408,18.693471120813253,20.046266408433095,21.442338102990181,22.881450865093527,24.363378831825955,80.977322441145816,89.047983658126526,97.469169055873635,106.23832321365887,115.35302706333047,124.81098488382219,134.61001303667686,144.74803014792926,155.22304850117419,166.03316645232491,177.17656171203535,188.65148536956914,"","","","","","","","","","","","",1.613982450244301,1.7748411347919582,1.9426862182361011,2.117466767746599,2.2991345681759854,2.4876438628432544,2.6829511290183241,2.8850148822342954,3.0937955047402061,3.3092550943173844,3.5313573303894632,3.7600673549103805,0.57444661695462795,0.63169923895940028,0.69143845132962212,0.75364612611603554,0.81830510264360146,0.88539909525159088,0.95491261338429645,1.0268308919420961,1.1011398302245712,1.1778259381214125,1.2568762884584632,1.3382784746035259,93.677308328724493,103.0137224808381,112.75563487330403,122.90008930890244,133.4442873276906,144.38557316181056,155.72142070436152,167.44942215146932,179.56727804549647,192.0727885001775,204.96384542949784,218.2384256343031]
[136,1,1,1,1,0,1.7196531791907514,1.7196531791907514,1.7196531791907514,1.7196531791907514,"",-0.90534191926485708,-0.90534191926485708,-0.90534191926485708,-0.90534191926485708,"",2.5635982658959534E-5,0,4.9880297687861248E-3,2.1973699421965316E-4,"",1.478711126798393,1.6260879007198006,1.7798655284936906,1.9399973460794333,2.1064391793442629,2.2791491065725387,2.4580872527673359,2.6432156103637117,2.8344978820592024,3.0318993423012044,3.2353867146185884,3.4449280624927385,0,0,0,0,0,0,0,0,0,0,0,0,287.7149363856301,316.39024582576678,346.31097854405795,377.46805505145534,409.85288032384079,443.45729759311382,478.27354832415858,514.2942373307676,551.51230219494744,589.92098631631984,629.51381504435938,670.28457444501544,2227.8457551732081,2449.8855533742353,2681.5689627081638,2922.8256785137564,3173.5891474579198,3433.7962097290128,3703.3867891289024,3982.3036229571931,4270.4920252175825,4567.8996779329018,4874.4764463313204,5190.1742144311911,"","","","","","","","","","","","",147.61214492859335,162.32401211951452,177.6748437095101,193.65998146682441,210.27501571442866,227.51576162253929,245.37823867480091,263.85865277101163,282.95338053769802,302.65895550111077,322.97205584186969,343.88949350117861,52.537930175642011,57.774159563161824,63.237808361188364,68.927218617695772,74.840820845946055,80.97712558655175,87.334716099105449,93.912241992204201,100.70841363928891,107.72199725735418,114.95181054859695,122.39671882311416,2717.1894777898719,2988.0000587833983,3270.572458851414,3564.8209309958115,3870.6643035214797,4188.0255436377902,4516.831379479735,4857.0119706615405,5208.500619471577,5571.2335163499883,5945.149514480765,6330.1899292629923]
[137,1,1,1,1,0,1.7196531791907514,1.7196531791907514,1.7196531791907514,1.7196531791907514,"",-0.90534191926485708,-0.90534191926485708,-0.90534191926485708,-0.90534191926485708,"",2.5635982658959534E-5,0,4.9880297687861248E-3,2.1973699421965316E-4,"",3.0375892805166078,3.3403327309091475,3.6562249056847609,3.9851699469121478,4.3270771114639102,4.6818602831597174,5.0494375502177302,5.429730836961264,5.8226655809589722,6.2281704484902649,6.6461770825581858,7.0766198787151522,0,0,0,0,0,0,0,0,0,0,0,0,591.02808572337392,649.93331135689402,711.39690307752028,775.40020967062048,841.92557511626342,910.95624366621894,982.47627762807804,1056.4704857058912,1132.9243601808739,1211.8240215491053,1293.1561694920351,1376.9080392585763,4576.4722141576276,5032.5895034917658,5508.5168350118956,6004.1097878899891,6519.2316473292767,7053.7526695526758,7607.5494451855211,8180.5043443799477,8772.5050303900134,9383.4440308881367,10013.218358317961,10661.729172150452,"","","","","","","","","","","","",303.22695283964805,333.44827819903912,364.98217325110755,397.81906899039234,431.94990699606331,467.36609073167648,504.05944336431776,542.02217099976826,581.2468304530662,621.72630084487866,663.45375844692046,706.42265430378779,107.92415816035071,118.68049451949733,129.90399904355277,141.59126594405021,153.73907115916666,166.34435502039267,179.40420723957473,192.91585382362132,206.87664560344129,221.2840481245604,236.13563269413382,251.42906841613745,5581.6890001615175,6137.9919202981046,6718.4561352897617,7322.905502441964,7951.1732777122343,8603.101219254122,9278.5388109677115,9977.3425857461898,10699.375532208354,11444.506571855172,12212.61009603361,13003.565554007668]
[138,2,2,2,2,0,3.4393063583815029,3.4393063583815029,3.4393063583815029,3.4393063583815029,"",0.3106365050299284,0.3106365050299284,0.3106365050299284,0.3106365050299284,"",8.5221965317919067E-5,0,1.6581759537572256E-2,7.3047398843930635E-4,"",9.8507900100707924E-2,0.10782370104096996,0.11752443682696195,0.12760743140343767,0.13807014516588095,0.14891016249935979,0.16012518091739203,0.17171300154066524,0.18367152070598541,0.19599872253506445,0.20869267232352134,0.22175151063483356,0,0,0,0,0,0,0,0,0,0,0,0,19.166822848166319,20.979411545400158,22.866897565474602,24.828760224497451,26.864505387989983,28.973663046304008,31.155785201355425,33.410444014055152,35.73723017165031,38.135751441822549,40.605631386376594,43.146508212091909,148.41330609687753,162.4486150931227,177.0638720227648,192.25504510555083,208.01830813970363,224.35002172779477,241.24671691321547,258.70508083529035,276.72194408720821,295.29426952005895,314.41914228261533,334.09376092320161,"","","","","","","","","","","","",2.9580685579865968,3.2378103637268354,3.5291112795776653,3.8318909469599762,4.1460731047387576,4.4715852150305402,4.8083581370571595,5.1563258412336772,5.5154251571956419,5.8855955506491053,6.2667789248506347,6.6589194432560799,1.0528320649323337,1.1523974188827035,1.2560768768600594,1.363841837739336,1.4756651587526515,1.5915210223071607,1.7113848199034936,1.8352330503742853,1.9630432302023542,2.0947938140974389,2.23046412433921,2.3700342876546445,171.68953746806349,187.92605812217334,204.83348218150408,222.40714554615104,240.64262193635091,259.53570117393582,279.08237025244892,299.27879674249408,320.12131416696252,341.60640904916312,363.7307093905053,386.49097437683906]
[139,2,2,2,2,0,3.4393063583815029,3.4393063583815029,3.4393063583815029,3.4393063583815029,"",0.3106365050299284,0.3106365050299284,0.3106365050299284,0.3106365050299284,"",8.5221965317919067E-5,0,1.6581759537572256E-2,7.3047398843930635E-4,"",4.186585754280088E-2,4.582507294241224E-2,4.9947885651458822E-2,5.4233158346461016E-2,5.8679811695499386E-2,6.3286819062227911E-2,6.8053201889891612E-2,7.2978025654782716E-2,7.8060396300043786E-2,8.3299457077402383E-2,8.8694385737496578E-2,9.4244392019804266E-2,0,0,0,0,0,0,0,0,0,0,0,0,8.1458997104706867,8.916249906795068,9.7184314653267041,10.552223095411417,11.417414789895741,12.313806794679206,13.241208710576055,14.19943870597344,15.188322822951379,16.207694362774582,17.257393339210051,18.337265990139063,63.075655091172962,69.040661414577173,75.25214560967504,81.708394169859105,88.407780959374023,95.34875923431278,102.52985468811659,109.94965935499839,117.60682623706347,125.50006454602504,133.62813547011149,141.9898483923607,"","","","","","","","","","","","",1.2571791371443037,1.3760694045839053,1.4998722938205078,1.6285536524579898,1.7620810695139717,1.9004237163879796,2.0435522082492925,2.1914384825243127,2.3440556918081472,2.5013781090258695,2.6633810430615195,2.8300407633838338,0.44745362759624191,0.48976890302514903,0.53383267266552525,0.57963278103921778,0.62715769246987685,0.67639643448054332,0.72733854845898471,0.7799740464090712,0.83429337283600047,0.89028737099141142,0.94794725284416426,1.0072645722532239,72.968053423927003,79.868574701923706,87.054229927139232,94.523036857114192,102.27311432294911,110.30267299892274,118.61000735729083,127.19348861555999,136.05155852095905,145.18272384589432,154.58555149096469,164.25866411015664]
[140,2,2,2,2,0,3.4393063583815029,3.4393063583815029,3.4393063583815029,3.4393063583815029,"",0.3106365050299284,0.3106365050299284,0.3106365050299284,0.3106365050299284,"",8.5221965317919067E-5,0,1.6581759537572256E-2,7.3047398843930635E-4,"",2.4626975025176981E-2,2.6955925260242489E-2,2.9381109206740488E-2,3.1901857850859416E-2,3.4517536291470238E-2,3.7227540624839947E-2,4.0031295229348007E-2,4.292825038516631E-2,4.5917880176496353E-2,4.8999680633766113E-2,5.2173168080880336E-2,5.543787765870839E-2,0,0,0,0,0,0,0,0,0,0,0,0,4.7917057120415798,5.2448528863500394,5.7167243913686505,6.2071900561243627,6.7161263469974957,7.243415761576002,7.7889463003388562,8.3526110035137879,8.9343075429125776,9.5339378604556373,10.151407846594148,10.786627053022977,37.103326524219383,40.612153773280674,44.265968005691199,48.063761276387709,52.004577034925909,56.087505431948692,60.311679228303866,64.676270208822586,69.180486021802054,73.823567380014737,78.604785570653831,83.523440230800404,"","","","","","","","","","","","",0.73951713949664921,0.80945259093170885,0.88227781989441634,0.95797273673999406,1.0365182761846894,1.117896303757635,1.2020895342642899,1.2890814603084193,1.3788562892989105,1.4713988876622763,1.5666947312126587,1.66472986081402,0.26320801623308343,0.28809935472067588,0.31401921921501486,0.340960459434834,0.36891628968816287,0.39788025557679019,0.42784620497587339,0.45880826259357133,0.49076080755058854,0.52369845352435973,0.55761603108480251,0.59250857191366113,42.922384367015873,46.981514530543336,51.20837054537602,55.601786386537761,60.160655484087727,64.883925293483955,69.770592563112231,74.81969918562352,80.03032854174063,85.40160226229078,90.932677347626324,96.622743594209766]
[141,2,2,2,2,0,3.4393063583815029,3.4393063583815029,3.4393063583815029,3.4393063583815029,"",0.3106365050299284,0.3106365050299284,0.3106365050299284,0.3106365050299284,"",8.5221965317919067E-5,0,1.6581759537572256E-2,7.3047398843930635E-4,"",9.8507900100707924E-2,0.10782370104096996,0.11752443682696195,0.12760743140343767,0.13807014516588095,0.14891016249935979,0.16012518091739203,0.17171300154066524,0.18367152070598541,0.19599872253506445,0.20869267232352134,0.22175151063483356,0,0,0,0,0,0,0,0,0,0,0,0,19.166822848166319,20.979411545400158,22.866897565474602,24.828760224497451,26.864505387989983,28.973663046304008,31.155785201355425,33.410444014055152,35.73723017165031,38.135751441822549,40.605631386376594,43.146508212091909,148.41330609687753,162.4486150931227,177.0638720227648,192.25504510555083,208.01830813970363,224.35002172779477,241.24671691321547,258.70508083529035,276.72194408720821,295.29426952005895,314.41914228261533,334.09376092320161,"","","","","","","","","","","","",2.9580685579865968,3.2378103637268354,3.5291112795776653,3.8318909469599762,4.1460731047387576,4.4715852150305402,4.8083581370571595,5.1563258412336772,5.5154251571956419,5.8855955506491053,6.2667789248506347,6.6589194432560799,1.0528320649323337,1.1523974188827035,1.2560768768600594,1.363841837739336,1.4756651587526515,1.5915210223071607,1.7113848199034936,1.8352330503742853,1.9630432302023542,2.0947938140974389,2.23046412433921,2.3700342876546445,171.68953746806349,187.92605812217334,204.83348218150408,222.40714554615104,240.64262193635091,259.53570117393582,279.08237025244892,299.27879674249408,320.12131416696252,341.60640904916312,363.7307093905053,386.49097437683906]
[142,2,2,2,2,0,3.4393063583815029,3.4393063583815029,3.4393063583815029,3.4393063583815029,"",0.3106365050299284,0.3106365050299284,0.3106365050299284,0.3106365050299284,"",8.5221965317919067E-5,0,1.6581759537572256E-2,7.3047398843930635E-4,"",0.24380705274925218,0.26686366007640067,0.29087298114673082,0.31582839272350827,0.34172360928555534,0.36855265218591554,0.39630982277054533,0.42498967881314642,0.45458701374731392,0.48509683827428457,0.51651436400071538,0.54883498882121318,0,0,0,0,0,0,0,0,0,0,0,0,47.437886549211647,51.924043574865401,56.595571474549637,61.451181555631194,66.489650835275214,71.70981603960243,77.110568373354681,82.690848934786516,88.449644674834531,94.385984818510821,100.49893768128207,106.78760782492749,367.32293258977194,402.06032235547877,438.23308325634298,475.83123663623837,514.84531264576651,555.26630377629203,597.08562436020839,640.29507506734365,684.88681161584043,730.85331706214595,778.18737714947281,826.88205828492426,"","","","","","","","","","","","",7.321219681016828,8.0135806502239184,8.7345504169547237,9.4839300937259416,10.261530934228427,11.067173407200588,11.900686389216471,12.761906457053351,13.650677264059214,14.566848987856538,15.510277839005321,16.480825622058802,2.6057593607075265,2.8521836117346915,3.1087902702286474,3.3755085484048566,3.6522712679128131,3.9390145302102231,4.2356774292611465,4.5422017996763557,4.8585319947508268,5.1846146898911618,5.5203987077395453,5.8658348619452463,424.93160523345722,465.11699385237915,506.96286839922271,550.45768522672381,595.59048929246853,642.35086040549118,690.72886637481122,740.71502193767299,792.30025256323233,845.47586239667874,900.23350574150049,956.56516158267698]
[143,2,2,2,2,0,3.4393063583815029,3.4393063583815029,3.4393063583815029,3.4393063583815029,"",0.3106365050299284,0.3106365050299284,0.3106365050299284,0.3106365050299284,"",8.5221965317919067E-5,0,1.6581759537572256E-2,7.3047398843930635E-4,"",6.6492832567977875E-2,7.2780998202654726E-2,7.9328994858199317E-2,8.6135016197320433E-2,9.3197347986969631E-2,0.10051435968706787,0.10808449711923962,0.115906276039949,0.12397827647654013,0.1322991377111685,0.1408675538183769,0.14968226967851264,0,0,0,0,0,0,0,0,0,0,0,0,12.937605422512267,14.161102793145108,15.435155856695355,16.759413151535774,18.133541136893239,19.557222556255208,21.03015501091491,22.552049709487225,24.122630365863959,25.741632223230219,27.408801185804197,29.123893043162038,100.17898161539235,109.65281518785785,119.51811361536623,129.77215544624681,140.41235799429992,151.43626466626148,162.84153391642045,174.62592956382096,186.78731225886551,199.32363192603978,212.23292104076532,225.51328862316109,"","","","","","","","","","","","",1.9966962766409531,2.185521995515614,2.3821501137149239,2.5865263891979837,2.7985993456986611,3.0183200201456146,3.2456417425135826,3.4805199428327311,3.7229119811070572,3.9727769966881463,4.2300757742741784,4.4947706241978533,0.7106616438293254,0.77786825774582491,0.84785189188054011,0.92059324047405167,0.99607398215803977,1.0742766900573335,1.155184753434858,1.2387823090026422,1.325054180386589,1.4139858245157713,1.5055632839289668,1.599773144166885,115.89043779094285,126.85008923246706,138.26260047251526,150.12482324365195,162.43376980703684,175.18659829240667,188.38059992040306,202.01318780118351,216.08188706269965,230.58432610818508,245.51822883859103,260.88140770436638]
[144,1,1,1,1,0,1.7196531791907514,1.7196531791907514,1.7196531791907514,1.7196531791907514,"",-0.90534191926485708,-0.90534191926485708,-0.90534191926485708,-0.90534191926485708,"",2.5635982658959534E-5,0,4.9880297687861248E-3,2.1973699421965316E-4,"",1.6875755069884761,1.8471679607784179,2.0133548767056717,2.1860904102716323,2.3653310545659427,2.5510354267899733,2.7431640821906766,2.9416793509480019,3.1465451944246667,3.357727077859292,3.5751918571109154,3.7989076774802797,0,0,0,0,0,0,0,0,0,0,0,0,328.35397721690055,359.40610894002918,391.74133458187481,425.35073411285163,460.22584233125895,496.35860732684893,533.74135427767146,572.36675371302522,612.22779354377076,653.31775429205061,695.63018705500917,739.15889381830561,2542.5235948002314,2782.9676979722994,3033.3471050817025,3293.592746200065,3563.6390732404066,3843.4237383305876,4132.8873134835931,4431.9730448499558,4740.6266361417556,5058.7960568304097,5386.4313715144663,5723.4845874824096,"","","","","","","","","","","","",168.46200437733671,184.39330021424331,200.98288737194804,218.22618942937066,236.11886331487224,254.6567779959893,273.83599590540524,293.65275665825789,314.10346270229178,335.1846666094666,356.89305977024367,379.22546229343379,59.958786097896414,65.629033005369976,71.533578137180385,77.670792659255198,84.039130790963512,90.637122220392826,97.463365493503971,104.51652221881555,111.79531196002408,119.29850771284916,127.02493188111802,134.97345268193203,3100.9859379993536,3394.2433080927203,3699.6182600494117,4017.0265528118143,4346.3882407320671,4687.627281300609,5040.6711932423641,5405.4507567910023,5781.8997495422673,6169.9547125226354,6569.5547420779476,6980.6413039535619]
[145,2,2,2,2,0,3.4393063583815029,3.4393063583815029,3.4393063583815029,3.4393063583815029,"",0.3106365050299284,0.3106365050299284,0.3106365050299284,0.3106365050299284,"",8.5221965317919067E-5,0,1.6581759537572256E-2,7.3047398843930635E-4,"",5.0165148126285528,5.4909219755113963,5.9849319454130381,6.4984084442200647,7.0312221425724868,7.5832500252798987,8.1543748382181889,8.7444846034583747,9.3534721919523065,9.9812349450981568,10.627674338075327,11.292695679078902,0,0,0,0,0,0,0,0,0,0,0,0,976.07045354287004,1068.3765329495031,1164.4967585217939,1264.4046144325328,1368.0749368833897,1475.483790633032,1586.6083613790252,1701.4268614157586,1819.9184464912921,1942.0631421748133,2067.8417783512277,2197.235930700781,7557.9476129834902,8272.6957236172748,9016.9776827592996,9790.588172000178,10593.332342014408,11425.024856487949,12285.489058805499,13174.556241537161,14092.065002641077,15037.860675309003,16011.794820742183,17013.724775014045,"","","","","","","","","","","","",150.63964131546749,164.88549277278912,179.71999191249262,195.13904647393679,211.13877285882123,227.71547707543027,244.86563812963584,262.58589346482501,280.87302613018807,299.72395341680573,319.13571674801858,339.10547264781587,53.615472906679109,58.685838556601681,63.96571495409853,69.453645586875695,75.14824820947878,81.048208060992167,87.152271953585412,93.459243090310466,99.967976498054895,106.67737498291208,113.58638553197427,120.69399609881278,8743.2896955611359,9570.1345098716811,10431.145080093098,11326.083886937744,12254.725522108669,13216.855582282684,14212.269705105962,15240.772724111514,16302.177923952566,17396.306380828632,18522.98637571148,19682.052870140531]
[146,2,2,2,2,0,3.4393063583815029,3.4393063583815029,3.4393063583815029,3.4393063583815029,"",0.3106365050299284,0.3106365050299284,0.3106365050299284,0.3106365050299284,"",8.5221965317919067E-5,0,1.6581759537572256E-2,7.3047398843930635E-4,"",7.0085405676630491E-2,7.6390883937525259E-2,8.2944830412234494E-2,8.9745594357822617E-2,9.6791605624583887E-2,0.10408136759630482,0.11161345100143241,0.11938648845889054,0.12739916964779194,0.13565023701028889,0.14413848191264186,0.15286274120222507,0,0,0,0,0,0,0,0,0,0,0,0,13.636617504510104,14.86348341755849,16.138694145923342,17.461928502193491,18.83288098009761,20.251260380881025,21.716788609135854,23.229199611572703,24.788238437184663,26.393660401144789,28.045230337859746,29.742721931061514,105.59159981052979,115.09151681479713,124.96577931860804,135.21190029080736,145.82751412306661,156.81036599359007,168.15830254293877,179.86926365668538,191.94127518803836,204.37244248369996,217.16094460008114,230.30502911604108,"","","","","","","","","","","","",2.1045767364224433,2.2939223317254824,2.4907291155239846,2.6949475180801929,2.9065303897698511,3.1254327890871538,3.3516117968018908,3.5850263521771675,3.8256371079219198,4.0734063011529127,4.3282976381164531,4.5902761907995915,0.74905832227375746,0.81644996995903862,0.88649719453056841,0.95918235318922362,1.0344886644996545,1.1124001329372708,1.1929014827432858,1.2759780996315304,1.3616159791633355,1.4498016808204865,1.5405222869755193,1.6337653660937086,122.15193777941272,133.14176341797767,144.56464460499816,156.41770425862811,168.6982057630583,181.40354066409185,194.53121788262123,208.07885420852568,222.04416588195608,236.42496110382842,251.2191333449455,266.42465534519812]
[147,2,2,2,2,0,3.4393063583815029,3.4393063583815029,3.4393063583815029,3.4393063583815029,"",0.3106365050299284,0.3106365050299284,0.3106365050299284,0.3106365050299284,"",8.5221965317919067E-5,0,1.6581759537572256E-2,7.3047398843930635E-4,"",7.0085405676630491E-2,7.6390883937525259E-2,8.2944830412234494E-2,8.9745594357822617E-2,9.6791605624583887E-2,0.10408136759630482,0.11161345100143241,0.11938648845889054,0.12739916964779194,0.13565023701028889,0.14413848191264186,0.15286274120222507,0,0,0,0,0,0,0,0,0,0,0,0,13.636617504510104,14.86348341755849,16.138694145923342,17.461928502193491,18.83288098009761,20.251260380881025,21.716788609135854,23.229199611572703,24.788238437184663,26.393660401144789,28.045230337859746,29.742721931061514,105.59159981052979,115.09151681479713,124.96577931860804,135.21190029080736,145.82751412306661,156.81036599359007,168.15830254293877,179.86926365668538,191.94127518803836,204.37244248369996,217.16094460008114,230.30502911604108,"","","","","","","","","","","","",2.1045767364224433,2.2939223317254824,2.4907291155239846,2.6949475180801929,2.9065303897698511,3.1254327890871538,3.3516117968018908,3.5850263521771675,3.8256371079219198,4.0734063011529127,4.3282976381164531,4.5902761907995915,0.74905832227375746,0.81644996995903862,0.88649719453056841,0.95918235318922362,1.0344886644996545,1.1124001329372708,1.1929014827432858,1.2759780996315304,1.3616159791633355,1.4498016808204865,1.5405222869755193,1.6337653660937086,122.15193777941272,133.14176341797767,144.56464460499816,156.41770425862811,168.6982057630583,181.40354066409185,194.53121788262123,208.07885420852568,222.04416588195608,236.42496110382842,251.2191333449455,266.42465534519812]
[148,2,2,2,2,0,3.4393063583815029,3.4393063583815029,3.4393063583815029,3.4393063583815029,"",0.3106365050299284,0.3106365050299284,0.3106365050299284,0.3106365050299284,"",8.5221965317919067E-5,0,1.6581759537572256E-2,7.3047398843930635E-4,"",6.1998628098557738E-2,6.7576551175503125E-2,7.3374273056976677E-2,7.9390333470381547E-2,8.5623343437131891E-2,9.2071979027500417E-2,9.8734975885882509E-2,0.10561112440594163,0.1126992654576621,0.11999828658602481,0.12750711861502936,0.13522473260196832,0,0,0,0,0,0,0,0,0,0,0,0,12.063161638605095,13.148466100147894,14.276537129086035,15.447090598094242,16.659856251624809,17.914576490779371,19.211005308081717,20.548907348698933,21.928057079047971,23.34823804716655,24.809242221952854,26.310869400554417,93.407953678545596,101.81172641308977,110.54665093569174,119.6105271803296,129.00126249348199,138.71686222509891,148.75542148029194,159.11511785014474,169.79420497403396,180.79100681250384,192.10391253084103,203.731371910344,"","","","","","","","","","","","",1.8617409591429308,2.0292389857571576,2.2033372945019862,2.3839920352247859,2.5711614986425606,2.764805928807867,2.9648873587093645,3.1713694653874942,3.3842174416232371,3.6033978817891161,3.8288786798722474,4.0606289380150224,0.66262851585755467,0.72224420419453428,0.7842090567001182,0.84850746628277474,0.91512458782661754,0.98404627144450885,1.0552590039652141,1.1287498573663539,1.2045064431060277,1.2825168714950461,1.3627697154014209,1.4452539776982807,108.05748342024974,117.77925225436486,127.88410868903685,138.36950761340177,149.23302817501312,160.47236289515817,172.08530812693414,184.06975564600347,196.42368520326883,209.14515789954058,222.23231026668256,235.68334895921367]
[149,2,2,2,2,0,3.4393063583815029,3.4393063583815029,3.4393063583815029,3.4393063583815029,"",0.3106365050299284,0.3106365050299284,0.3106365050299284,0.3106365050299284,"",8.5221965317919067E-5,0,1.6581759537572256E-2,7.3047398843930635E-4,"",0.10512810851494574,0.11458632590628791,0.12441724561835174,0.13461839153673391,0.14518740843687583,0.15612205139445726,0.16742017650214863,0.1790797326883358,0.19109875447168789,0.20347535551543336,0.21620772286896275,0.22929411180333756,0,0,0,0,0,0,0,0,0,0,0,0,20.454926256765159,22.295225126337737,24.208041218885015,26.192892753290238,28.24932147014642,30.376890571321546,32.575182913703777,34.843799417359051,37.18235765577699,39.590490601717178,42.067845506789617,44.614082896592258,158.38739971579469,172.63727522219571,187.44866897791209,202.81785043621105,218.74127118459995,235.21554899038512,252.23745381440816,269.80389548502802,287.91191278205753,306.55866372554993,325.74141690012169,345.45754367406147,"","","","","","","","","","","","",3.1568651046336651,3.4408834975882239,3.7360936732859771,4.0424212771202894,4.359795584654778,4.6881491836307312,5.0274176952028355,5.3775395282657508,5.7384556618828793,6.1101094517293699,6.4924464571746796,6.885414286199385,1.1235874834106361,1.224674954938558,1.3297457917958526,1.4387735297838353,1.5517329967494822,1.6686001994059065,1.7893522241149284,1.9139671494472956,2.0424239687450032,2.17470252123073,2.3107834304632786,2.4506480491405624,183.22790666911911,199.71264512696652,216.84696690749729,234.62655638794214,253.0473086445875,272.10531099613775,291.79682682393184,312.11828131278844,333.06624882293409,354.63744165574263,376.82870001741821,399.63698301779698]
[150,2,2,2,2,0,3.4393063583815029,3.4393063583815029,3.4393063583815029,3.4393063583815029,"",0.3106365050299284,0.3106365050299284,0.3106365050299284,0.3106365050299284,"",8.5221965317919067E-5,0,1.6581759537572256E-2,7.3047398843930635E-4,"",0.23182095723808543,0.2526775391779682,0.27435597751739105,0.29685081210664405,0.32015684937362365,0.34426913897239286,0.36918295331243028,0.39489376951786864,0.42139725345038864,0.44868924549557104,0.47676574786489229,0.50562291320735986,0,0,0,0,0,0,0,0,0,0,0,0,45.105734822610344,49.163829765770387,53.381834482669511,57.758686584178463,62.29337554955363,66.984938182914163,71.832454630218592,76.835044869048161,81.991865599918484,87.30210748070968,92.764992655997631,98.379772541203465,349.26452245021392,380.68732484894434,413.34834697693429,447.23936250036286,482.35254671475883,518.68044136341325,556.21592379587435,594.95217978749758,634.88267946812675,676.001155907623,718.30158598488379,761.77817322998192,"","","","","","","","","","","","",6.9612922820126961,7.5875892510919805,8.2385655359639482,8.9140571751883293,9.6139082123156623,10.337969994672893,11.086100558652406,11.858164087970628,12.654030433895578,13.473574688428867,14.316676803000574,15.183221246490954,2.4776544505978126,2.700565285249128,2.9322599511395726,3.1726800913182012,3.4217701979603961,3.679477362792511,3.9457510583047135,4.2205429449350618,4.5038067003094939,4.7954978673293018,5.0955737184574863,5.403993134002266,404.04102496267291,440.39198669023381,478.17536292422471,517.38163716315444,558.00175752396206,600.02709604276527,643.44941299636253,688.26082545896929,734.45377945570078,782.02102518958634,830.95559491020435,881.25078306488604]
[151,2,2,2,2,0,3.4393063583815029,3.4393063583815029,3.4393063583815029,3.4393063583815029,"",0.3106365050299284,0.3106365050299284,0.3106365050299284,0.3106365050299284,"",8.5221965317919067E-5,0,1.6581759537572256E-2,7.3047398843930635E-4,"",4.8520665468436489E-2,5.288599657213288E-2,5.7423344131546962E-2,6.2131565324646428E-2,6.7009573124711924E-2,7.2056331412826413E-2,7.7270850693299351E-2,8.2652184317693431E-2,8.8199425140779011E-2,9.3911702545584619E-2,9.9788179785675113E-2,0.10582805160154042,0,0,0,0,0,0,0,0,0,0,0,0,9.4407351954300722,10.290103904463569,11.172942101023853,12.089027424595493,13.038148370836806,14.020103340609943,15.03469980632482,16.08175357724264,17.161088148820149,18.272534123869466,19.415928695441362,20.591115183042586,73.101876791905227,79.678742410244169,86.514770297497876,93.60823866286664,100.95750977750767,108.56102261094696,116.41728637588066,124.52487483924369,132.88242128402655,141.48861402717688,150.34219241544076,159.44194323418225,"","","","","","","","","","","","",1.4570146636770762,1.5881000758099495,1.7243509261319891,1.8657328971324409,2.0122133467637431,2.1637611616757217,2.3203466285551548,2.4819413207380387,2.6485179977920978,2.8200505161827856,2.9965137494652363,3.1778835167074089,0.51857883849721664,0.56523459458702674,0.61372882698270115,0.66404932143869322,0.71618446003822245,0.77012316895657218,0.82585487266842839,0.88336945359105934,0.94265721634384758,1.0037088559526446,1.0665154294445902,1.1310683303725673,84.566726154978028,92.175066981676835,100.08321549576796,108.2891798713579,116.79106552827115,125.58706661360202,134.67545853412238,144.05459137513313,153.72288407212341,163.67881922572738,173.92093846957761,184.44783831590635]
[152,1,1,1,1,0,1.7196531791907514,1.7196531791907514,1.7196531791907514,1.7196531791907514,"",-0.90534191926485708,-0.90534191926485708,-0.90534191926485708,-0.90534191926485708,"",2.5635982658959534E-5,0,4.9880297687861248E-3,2.1973699421965316E-4,"",1.5211971441704617,1.6580569572870236,1.8003097496354616,1.9479196919954822,2.1008527044152716,2.2590763029805565,2.4225594654865894,2.5912725130556078,2.7651870052958873,2.9442756470325184,3.128512204983759,3.3178714330311734,0,0,0,0,0,0,0,0,0,0,0,0,295.98150148002401,322.61051083213215,350.28883985764253,379.00951721397797,408.76591191622839,439.55170352278816,471.36085599896194,504.18759468310532,538.026385887571,572.87191875118401,608.71908902683981,645.56298454120804,2291.8557512713055,2498.0505571261078,2712.3704968706415,2934.7615897273936,3165.1724903898948,3403.5542581629584,3649.8601545823158,3904.0454650579163,4166.0673409191604,4435.8846588942661,4713.4578955737488,4998.7490148214256,"","","","","","","","","","","","",151.8533060587886,165.51531901219249,179.71568541242289,194.45082861224776,209.71734658493233,225.51199662798075,241.83168195385943,258.67343987247557,276.03443132544305,293.91193157549475,312.30332188871017,331.20608207461657,54.047438945598799,58.910005524736789,63.964182189974856,69.208695945499358,74.642335946205833,80.26394805347384,86.072430062553963,92.066727496490415,98.245829881169897,104.60876743150895,111.15460809100283,117.88245487660755,2795.259194899887,3046.7444494524561,3308.139514080317,3579.3785511911146,3860.3989375416768,4151.140982670182,4451.5476820631775,4761.564499623043,5081.1391750186413,5410.2215522994866,5748.7634267852854,6096.7184077468892]
[153,2,2,2,2,0,3.4393063583815029,3.4393063583815029,3.4393063583815029,3.4393063583815029,"",0.3106365050299284,0.3106365050299284,0.3106365050299284,0.3106365050299284,"",8.5221965317919067E-5,0,1.6581759537572256E-2,7.3047398843930635E-4,"",5.3965762371005477,5.8820980631894457,6.3867519417420553,6.9104107655523412,7.4529536330929602,8.0142653049154724,8.5942357271102949,9.1927596113345711,9.8097360628799795,10.445068249792245,11.098663107273422,11.770431072571331,0,0,0,0,0,0,0,0,0,0,0,0,1050.0195478472781,1144.4882231520037,1242.6794492360975,1344.5684946688987,1450.1318354675163,1559.3470493278394,1672.1927229034607,1788.6483700910983,1908.6943596632191,2032.3118508881487,2159.4827360152008,2290.1895886917364,8130.553185410793,8862.046794739379,9622.3650075328187,10411.316322392167,11228.718587476131,12074.398181506438,12948.189295806285,13849.933301564774,14779.478189478956,15736.678071244896,16721.392734206245,17733.48724193516,"","","","","","","","","","","","",162.05240870452815,176.63201954286217,191.78614189534682,207.51095889217484,223.80284001227861,240.65832475971089,258.07410835374554,276.0470291176419,294.57405730998784,313.65228518877427,333.27891813496689,353.45126669156849,57.677490815079324,62.86664768684598,68.260283978853764,73.857041195570218,79.655627166473423,85.654810236169865,91.853414171232984,98.250313671627836,104.84443039557685,111.63472942317748,118.62021609711498,125.79993318921555,9405.6992090147796,10251.91578318428,11131.477634584859,12044.163227914363,12989.761843755494,13968.072631135074,14978.903776961835,16022.071774056476,17097.400772910623,18204.722004994786,19343.873267560801,20514.69846158025]
[154,2,2,2,2,0,3.4393063583815029,3.4393063583815029,3.4393063583815029,3.4393063583815029,"",0.3106365050299284,0.3106365050299284,0.3106365050299284,0.3106365050299284,"",8.5221965317919067E-5,0,1.6581759537572256E-2,7.3047398843930635E-4,"",0.13221499143033219,0.1435583603288674,0.15532891331161605,0.1675239328117798,0.18014082853206606,0.19317712673324841,0.20663046079423361,0.22049856285194758,0.23477925636396157,0.24947044946418784,0.26457012900385113,0.2800763551875482,0,0,0,0,0,0,0,0,0,0,0,0,25.725259761158927,27.932355252559628,30.222568561488732,32.595370927092013,35.05025835152486,37.586749515812052,40.204383943106599,42.902720372050375,45.681335309673671,48.539821738603408,51.477787957606466,54.4948565379201,199.19685602561043,216.28692574374469,234.02059665716658,252.39377444376913,271.40255652736744,291.04321593970167,311.31218709810923,332.20605321006639,353.72153506794223,375.85548103860197,398.6048580854557,421.96674368707471,"","","","","","","","","","","","",3.9702501895248736,4.3108773153299733,4.6643322428311027,5.0305333669093582,5.4094029041893048,5.8008665713878873,6.2048533018450973,6.6212949944802455,7.0501262904569648,7.4912843736630919,7.9447087917685231,8.4103412951528203,1.413086486467567,1.5343220674567528,1.6601233035967331,1.7904611500955558,1.9253079223914304,2.0646371816710709,2.2084236339776488,2.3566430408596193,2.5092721398816118,2.6662885736114754,2.8276708259314187,2.9933981647093195,230.43766745419214,250.20803873941989,270.72294967839474,291.97766382067783,313.9676665340051,336.68864633530592,360.13647843783286,384.30721018030863,409.19704806431844,434.8023461739441,461.11959578976592,488.14541604004449]
[155,2,2,2,2,0,3.4393063583815029,3.4393063583815029,3.4393063583815029,3.4393063583815029,"",0.3106365050299284,0.3106365050299284,0.3106365050299284,0.3106365050299284,"",8.5221965317919067E-5,0,1.6581759537572256E-2,7.3047398843930635E-4,"",0.19097720984381317,0.20736207603058626,0.22436398589455656,0.24197901406145969,0.26020341899076205,0.27903362750358102,0.29846622114722632,0.31849792411947975,0.33912559252572227,0.36034620478160462,0.38215685300556268,0.40455473527090291,0,0,0,0,0,0,0,0,0,0,0,0,37.158708543896225,40.346735364808353,43.654821255483725,47.082202450244026,50.628150952202567,54.291971522839631,58.072999028931754,61.97059609296165,65.984151002861964,70.113075844649359,74.356804827653775,78.714792776995694,287.72879203699279,312.41444829652016,338.02975072701844,364.56878530766653,392.02591498397516,420.39575635734684,449.67315914171337,479.85318797009586,510.93110620924989,542.90236150020269,575.76257279010258,609.50751865910786,"","","","","","","","","","","","",5.7348058293137063,6.2268227888099617,6.7373687952004815,7.2663259744246282,7.8135819727178841,8.3790294920047259,8.9625658804429182,9.5640927698047982,10.183515752882283,10.820744095291131,11.475690476998977,12.148270759665182,2.0411249248975967,2.2162429863264212,2.3979558829730592,2.5862216612491364,2.7810003323431771,2.9822537068582138,3.1899452490788258,3.4040399479083385,3.6245042020512166,3.8513057174387977,4.0844134152342715,4.3237973490245718,332.85440854494414,361.41161151249548,391.04426064657031,421.74551440764583,453.5088516602296,486.32804470655299,520.19713552131418,555.1104147048901,591.06240275957111,628.04783336236358,666.06163836299504,705.09893428006421]
[156,1,1,1,1,0,1.7196531791907514,1.7196531791907514,1.7196531791907514,1.7196531791907514,"",-0.90534191926485708,-0.90534191926485708,-0.90534191926485708,-0.90534191926485708,"",2.5635982658959534E-5,0,4.9880297687861248E-3,2.1973699421965316E-4,"",9.7220823721520574E-3,1.0556187231337995E-2,1.1421703950933001E-2,1.2318432701795305E-2,1.3246183013212223E-2,1.420477298526252E-2,1.5194028594675741E-2,1.6213783080093157E-2,1.7263876395180011E-2,1.8344154720054025E-2,1.9454470023103899E-2,2.0594679666566001E-2,0,0,0,0,0,0,0,0,0,0,0,0,1.8916394558387286,2.0539324298689063,2.2223372544529627,2.3968150485493145,2.5773287519992918,2.7638429722753637,2.9563238494211932,3.1547389364409817,3.3590570928907382,3.5692483898162246,3.7852840244953572,4.0071362436946973,14.647417978884429,15.904091399561334,17.208090344883438,18.55911374962092,19.956874648077054,21.401098987422966,22.891524581896096,24.427900186626211,26.009984673687061,27.637546296008125,29.31036202720453,31.028216967333709,"","","","","","","","","","","","",0.97050560188385804,1.0537700104139935,1.1401701038031584,1.2296859341333988,1.3222984876907189,1.4179896063392614,1.5167419182288016,1.6185387764285042,1.7233642043339246,1.8312028468954222,1.9420399268767499,2.0558612054818002,0.3454211411365164,0.37505650537831747,0.40580791865697924,0.43766828113446926,0.4706308254734608,0.50468908885292851,0.53983688830564747,0.57606829887679578,0.61337763419328284,0.65175942910502727,0.69120842411656902,0.73171955137338918,17.864706260115685,19.397406532453893,20.987827325747471,22.635601446139898,24.340378896253739,26.101825427875781,27.919621266446413,29.793459981452585,31.723047481500185,33.708101116544853,35.748348872716313,37.843528647550158]
[157,2,2,2,2,0,3.4393063583815029,3.4393063583815029,3.4393063583815029,3.4393063583815029,"",0.3106365050299284,0.3106365050299284,0.3106365050299284,0.3106365050299284,"",8.5221965317919067E-5,0,1.6581759537572256E-2,7.3047398843930635E-4,"",0.14984365695437649,0.16269947503938306,0.17603943508649822,0.18986045718668376,0.20415960566967487,0.21893407696434816,0.2341811889001314,0.24989837123220723,0.26608315721248976,0.28273317605941284,0.29984614620436456,0.31741986921255461,0,0,0,0,0,0,0,0,0,0,0,0,29.155294395980118,31.656669286234248,34.252244369687233,36.94142038403762,39.723626131728167,42.598316117920326,45.564968468854154,48.62308308832376,51.772180017630163,55.011797970417192,58.34149301862066,61.760837409642775,225.75643682902512,245.12518250957731,265.2233428781222,286.04627770293837,307.58956406434976,329.84897806499521,352.8204787111905,376.50019363807525,400.88440641033452,425.96954517708224,451.75217249684977,478.22897617868466,"","","","","","","","","","","","",4.4996168814615238,4.88566095737397,5.2862432085419169,5.7012711491639392,6.1306566247478784,6.5743154475729382,7.032167075424443,7.5041343270776109,7.9901431291845606,8.4901222901515023,9.0040032973376594,9.5317201345065286,1.6014980179965759,1.7388983431176535,1.8814730774096311,2.0291893034416302,2.1820156453769544,2.3399221392272138,2.5028801185080018,2.6708621129742349,2.8438417585324931,3.0217937167596722,3.2046936027222745,3.3925179200038951,261.16268978141773,283.56911057134261,306.81934296884748,330.90801899676825,355.83002207187246,381.58046584668,408.15467556287723,435.54817153768312,463.75665447289424,492.77599233047005,522.60220856173464,553.23147151205046]
[158,2,2,2,2,0,3.4393063583815029,3.4393063583815029,3.4393063583815029,3.4393063583815029,"",0.3106365050299284,0.3106365050299284,0.3106365050299284,0.3106365050299284,"",8.5221965317919067E-5,0,1.6581759537572256E-2,7.3047398843930635E-4,"",2.9381109206740486E-3,3.1901857850859419E-3,3.4517536291470237E-3,3.722754062483995E-3,4.0031295229348016E-3,4.2928250385166318E-3,4.5917880176496347E-3,4.8999680633766123E-3,5.2173168080880345E-3,5.5437877658708404E-3,5.8793362000855798E-3,6.2239190041677361E-3,0,0,0,0,0,0,0,0,0,0,0,0,0.57167243913686494,0.6207190056124362,0.67161263469974952,0.72434157615760042,0.7788946300338857,0.8352611003513789,0.89343075429125773,0.95339378604556391,1.0151407846594147,1.0786627053022979,1.1439508435023658,1.2109968119537797,4.4265968005691203,4.8063761276387709,5.2004577034925914,5.6087505431948701,6.0311679228303872,6.4676270208822597,6.918048602180205,7.3823567380014747,7.8604785570653819,8.3523440230800414,8.8578857352323475,9.3770387486016578,"","","","","","","","","","","","",8.8227781989441631E-2,9.57972736739994E-2,0.10365182761846894,0.11178963037576352,0.120208953426429,0.12890814603084194,0.13788562892989104,0.14713988876622766,0.15666947312126586,0.16647298608140201,0.17654908426152272,0.18689647322561817,3.1401921921501486E-2,3.4096045943483401E-2,3.6891628968816294E-2,3.9788025557679026E-2,4.2784620497587342E-2,4.5880826259357139E-2,4.9076080755058857E-2,5.2369845352435981E-2,5.5761603108480252E-2,5.9250857191366121E-2,6.2837129465142624E-2,6.6519959215762647E-2,5.1208370545376027,5.5601786386537757,6.0160655484087728,6.4883925293483973,6.9770592563112235,7.4819699185623545,8.0030328541740623,8.5401602262290801,9.0932677347626303,9.6622743594209783,10.247102128661462,10.847675912000986]
[159,2,2,2,2,0,3.4393063583815029,3.4393063583815029,3.4393063583815029,3.4393063583815029,"",0.3106365050299284,0.3106365050299284,0.3106365050299284,0.3106365050299284,"",8.5221965317919067E-5,0,1.6581759537572256E-2,7.3047398843930635E-4,"",0.48185019099054394,0.52319046875409447,0.56608759518011187,0.6105316662473752,0.65651324176130721,0.70402330631672738,0.75305323489454012,0.80359476239376426,0.85563995652643754,0.90918119360281757,0.96421113681403503,1.0207227166835087,0,0,0,0,0,0,0,0,0,0,0,0,93.75428001844584,101.79791692043955,110.14447209075892,118.79201848984646,127.73871932555724,136.9828204576261,146.52264370376625,156.35658091147246,166.48308868414404,176.90068366957681,187.607938334388,198.60347716041986,725.96187529333565,788.24568493275842,852.87506337278478,919.83508908395856,989.11153934418337,1060.6908314246903,1134.5599707575536,1210.7065050322417,1289.1184833587226,1369.7844197851268,1452.6932605781049,1537.834354770672,"","","","","","","","","","","","",14.469356246268426,15.710752882535902,16.998899729428906,18.333499381625217,19.714268361934352,21.140935949058072,22.613243144502128,24.130941757661333,25.693793591887601,27.301569717349924,28.954049818889722,30.651021609001379,5.1499151951262432,5.5917515347312774,6.0502271508858714,6.5252361914593591,7.0166777616043232,7.5244555065345686,8.0484772438296517,8.5886546377995003,9.1449029097907601,9.7171405793840417,10.305289232283391,10.909273311385073,839.81727694416668,911.86929673921929,986.63474993903856,1064.0963748131371,1144.2377180350406,1227.0430666442257,1312.4973880845464,1400.5862771015688,1491.2959085010716,1584.6129949450406,1680.52474910048,1779.0188495681621]
[160,2,2,2,2,0,3.4393063583815029,3.4393063583815029,3.4393063583815029,3.4393063583815029,"",0.3106365050299284,0.3106365050299284,0.3106365050299284,0.3106365050299284,"",8.5221965317919067E-5,0,1.6581759537572256E-2,7.3047398843930635E-4,"",7.3452773016851214E-2,7.9754644627148555E-2,8.6293840728675603E-2,9.3068851562099889E-2,0.10007823807337002,0.10732062596291578,0.11479470044124089,0.12249920158441528,0.13043292020220085,0.13859469414677097,0.14698340500213947,0.15559797510419343,0,0,0,0,0,0,0,0,0,0,0,0,14.291810978421626,15.517975140310906,16.790315867493742,18.108539403940011,19.472365750847143,20.881527508784473,22.335768857281447,23.834844651139097,25.378519616485374,26.966567632557446,28.59877108755914,30.274920298844496,110.664920014228,120.15940319096929,130.0114425873148,140.21876357987173,150.77919807075969,161.69067552205647,172.95121505450516,184.55891845003686,196.51196392663456,208.80860057700104,221.44714338080865,234.42596871504148,"","","","","","","","","","","","",2.205694549736041,2.3949318418499854,2.5912956904617239,2.7947407593940881,3.005223835660725,3.2227036507710483,3.4471407232472764,3.6784972191556911,3.9167368280316466,4.1618246520350501,4.413727106538067,4.6724118306404545,0.78504804803753714,0.85240114858708504,0.92229072422040737,0.99470063894197558,1.0696155124396836,1.1470206564839283,1.2269020188764714,1.3092461338108994,1.3940400777120063,1.4812714297841527,1.5709282366285655,1.6629989803940661,128.02092636344005,139.00446596634441,150.40163871021934,162.20981323370989,174.42648140778059,187.04924796405885,200.0758213543516,213.50400565572696,227.33169336906579,241.55685898552449,256.17755321653652,271.19189780002466]
[161,1,1,1,1,0,1.7196531791907514,1.7196531791907514,1.7196531791907514,1.7196531791907514,"",-0.90534191926485708,-0.90534191926485708,-0.90534191926485708,-0.90534191926485708,"",2.5635982658959534E-5,0,4.9880297687861248E-3,2.1973699421965316E-4,"",1.7720704687422615,1.9241050362575158,2.081865129238242,2.245314324281781,2.4144179037718638,2.5891427123137594,2.7694570302113513,2.9553304614169802,3.1467338338487201,3.3436391103371208,3.5460193087566654,3.7538484301331674,0,0,0,0,0,0,0,0,0,0,0,0,344.79428263242278,374.37586562610517,405.07147228892632,436.87401566739783,469.77674070532538,503.77319631019128,538.85721073540833,575.02286977856079,612.26449738599365,650.57663832559376,689.95404264665365,730.39165169162459,2669.8248225148436,2898.8821141927701,3136.5655583173902,3382.8202789081774,3637.5939699449536,3900.8366790711862,4172.5006169728795,4452.5399885623237,4740.9108427947785,5037.5709384996635,5342.4796240495525,5655.5977290458259,"","","","","","","","","","","","",176.89670288883048,192.07353371636879,207.82191437503025,224.13820890340588,241.01895161999013,258.46083279183807,276.46068600443152,295.01547697628649,314.12229360813808,333.77833709321106,353.98091394435306,374.72742881736451,62.960853452610479,68.36257211668422,73.967716082476656,79.774991243146459,85.78316409766262,91.99105665001106,98.397541913893008,105.00153993163416,111.80201423250291,118.79796866868908,125.98844457761098,133.37251822760413,3256.2487319574498,3535.6181906881861,3825.5085261930617,4125.8528090464097,4436.5872442717036,4757.6509075355398,5088.9855126568236,5430.5352057102227,5782.2463818552615,6144.0675216974942,6515.9490445269266,6897.843176212552]
[162,2,2,2,2,0,3.4393063583815029,3.4393063583815029,3.4393063583815029,3.4393063583815029,"",0.3106365050299284,0.3106365050299284,0.3106365050299284,0.3106365050299284,"",8.5221965317919067E-5,0,1.6581759537572256E-2,7.3047398843930635E-4,"",5.7322544062350689,6.2240524667026724,6.7343713304658426,7.2630931759062767,7.8101056992457965,8.3753016501459463,8.9585784224344387,9.5598376916477683,10.178985092579756,10.815929931214008,11.470584926366966,12.142865977131256,0,0,0,0,0,0,0,0,0,0,0,0,1115.3329287560236,1211.022779949863,1310.3162502992113,1413.1904150834785,1519.6234231961109,1629.5944067855403,1743.0834016222439,1860.0712765748949,1980.5396708705184,2104.4709380447835,2231.8480956731155,2362.6547801218244,8636.2903579103531,9377.2398250232418,10146.092979514044,10942.672309773192,11766.808617442086,12618.340317741289,13497.112822853582,14402.977995840876,15335.793664834562,16295.423189029163,17281.735069438309,18294.60259852184,"","","","","","","","","","","","",172.13240266140062,186.90048093797282,202.22471568363292,218.10156886311464,234.52766813496297,251.49979290617262,269.01486204221743,287.06992298291016,305.66214205958971,324.78879584481535,344.44726339423079,364.63501926318111,61.265149668849403,66.52138563573611,71.975568118160581,77.626437863031782,83.472794590792901,89.513492032005772,95.747433553119834,102.17356828260259,108.79088766464498,115.5984223803553,122.59523958649326,129.78044042995293,9990.7530934028637,10847.908524013515,11737.343884945514,12658.853824758724,13612.2426090632,14597.323311115153,15613.917098493597,16661.852601372932,17740.965350521896,18851.097275230328,19992.096253018513,21163.815704313929]
[163,1,1,1,1,0,1.7196531791907514,1.7196531791907514,1.7196531791907514,1.7196531791907514,"",-0.90534191926485708,-0.90534191926485708,-0.90534191926485708,-0.90534191926485708,"",2.5635982658959534E-5,0,4.9880297687861248E-3,2.1973699421965316E-4,"",2.4950988001344349E-2,2.6996754793114357E-2,2.911629547697072E-2,3.1309159849410705E-2,3.3574917965165957E-2,3.5913158496506302E-2,3.8323487280220191E-2,4.0805526024970937E-2,4.3358911156491341E-2,4.598329278188195E-2,4.8678333757337822E-2,5.1443708846111977E-2,0,0,0,0,0,0,0,0,0,0,0,0,4.8547493796901415,5.2527971468888204,5.6651992056620157,6.0918679592710516,6.53271975265086,6.9876745531773654,7.456655667951412,7.9395894922871983,8.4364052850201698,8.9470349669890261,9.471412939642013,10.009475921200641,37.591488762599511,40.673668087906314,43.86699613546763,47.170794622727577,50.584415788454294,54.107239920845323,57.738673168389234,61.47814559235124,65.325109426928307,69.279037518847076,73.339421922788773,77.50577263276567,"","","","","","","","","","","","",2.4907291155239846,2.6949475180801929,2.9065303897698511,3.1254327890871538,3.3516117968018908,3.5850263521771675,3.8256371079219198,4.0734063011529127,4.3282976381164531,4.5902761907995915,4.8593083038660732,5.1353615106001467,0.88649719453056841,0.95918235318922362,1.0344886644996545,1.1124001329372708,1.1929014827432858,1.2759780996315304,1.3616159791633355,1.4498016808204865,1.5405222869755193,1.6337653660937086,1.7295189396098289,1.827771452010978,45.848415440345548,49.607591860857667,53.502330690876114,57.531804663872464,61.695223738615503,65.991832084327896,70.420905410706126,74.981748592636805,79.673693548196937,84.49609733551128,89.448340439664022,94.529825225423551]
[164,2,2,2,2,0,3.4393063583815029,3.4393063583815029,3.4393063583815029,3.4393063583815029,"",0.3106365050299284,0.3106365050299284,0.3106365050299284,0.3106365050299284,"",8.5221965317919067E-5,0,1.6581759537572256E-2,7.3047398843930635E-4,"",0.10208594512275014,0.11045611613270476,0.11912812999948784,0.12810014473391365,0.13737040123253222,0.14693721656478831,0.15679897802805159,0.1669541378588171,0.17740120850786689,0.18813875840273855,0.19916540813336756,0.21047982700692913,0,0,0,0,0,0,0,0,0,0,0,0,19.863008179597959,21.491604310391985,23.178930437043213,24.924628161084343,26.728355211244125,28.589784137320247,30.508601153458045,32.484505109101271,34.517206569673533,36.606426992075704,38.751897982520951,40.953360626205352,153.80403608444067,166.41464651176292,179.48001738223584,192.99737353057239,206.96406466823231,221.37755526976656,236.23541561604719,251.53531382609222,267.27500873856133,283.45234352743512,300.06523995525305,317.11169318259289,"","","","","","","","","","","","",3.0655127575679808,3.3168584837910062,3.5772681720244326,3.8466865096457279,4.1250606729869421,4.4123401257565131,4.7084764405192852,5.0134231398805076,5.3271355546048644,5.6495706963687269,5.9806871432197815,6.3204449361232573,1.0910734701914688,1.1805321270021214,1.2732168178457288,1.3691078559227949,1.4681864402994285,1.5704345841618834,1.6758350512779514,1.7843712994713681,1.8960274301237159,2.010788142884564,2.1286386949044047,2.2495648640135113,177.92571643692082,192.51409754908073,207.62856093914871,223.26589620195915,239.42303739399534,256.09705133356999,273.28512723933056,290.98456751240417,309.19277950147131,327.90726811716678,347.12562918403154,366.84554343594186]
[165,2,2,2,2,0,3.4393063583815029,3.4393063583815029,3.4393063583815029,3.4393063583815029,"",0.3106365050299284,0.3106365050299284,0.3106365050299284,0.3106365050299284,"",8.5221965317919067E-5,0,1.6581759537572256E-2,7.3047398843930635E-4,"",2.5521486280687535E-2,2.7614029033176189E-2,2.978203249987196E-2,3.2025036183478413E-2,3.4342600308133055E-2,3.6734304141197077E-2,3.9199744507012899E-2,4.1738534464704276E-2,4.4350302126966723E-2,4.7034689600684638E-2,4.9791352033341889E-2,5.2619956751732283E-2,0,0,0,0,0,0,0,0,0,0,0,0,4.9657520448994896,5.3729010775979962,5.7947326092608034,6.2311570402710856,6.6820888028110312,7.1474460343300619,7.6271502883645113,8.1211262772753177,8.6293016424183833,9.151606748018926,9.6879744956302378,10.238340156551338,38.451009021110167,41.603661627940731,44.870004345558961,48.249343382643097,51.741016167058078,55.34438881744164,59.058853904011798,62.883828456523055,66.818752184640331,70.86308588185878,75.016309988813262,79.277923295648222,"","","","","","","","","","","","",0.7663781893919952,0.82921462094775156,0.89431704300610815,0.96167162741143197,1.0312651682467355,1.1030850314391283,1.1771191101298213,1.2533557849701269,1.3317838886512161,1.4123926740921817,1.4951717858049454,1.5801112340308143,0.27276836754786721,0.29513303175053035,0.31830420446143221,0.34227696398069873,0.36704661007485712,0.39260864604047085,0.41895876281948785,0.44609282486784202,0.47400685753092897,0.50269703572114099,0.53215967372610118,0.56239121600337783,44.481429109230206,48.128524387270183,51.907140234787178,55.816474050489788,59.855759348498836,64.024262833392498,68.321281809832641,72.746141878101042,77.298194875367827,81.976817029291695,86.781407296007885,91.711385858985466]
[166,2,2,2,2,0,3.4393063583815029,3.4393063583815029,3.4393063583815029,3.4393063583815029,"",0.3106365050299284,0.3106365050299284,0.3106365050299284,0.3106365050299284,"",8.5221965317919067E-5,0,1.6581759537572256E-2,7.3047398843930635E-4,"",9.8895759337664202E-2,0.10700436250355774,0.11540537593700384,0.12409701521097881,0.13307757619401556,0.14234542854713866,0.15189900996467495,0.16173682105072903,0.17185742074199603,0.18225942220265295,0.19294148912919984,0.20390233241296257,0,0,0,0,0,0,0,0,0,0,0,0,19.242289173985522,20.81999167569224,22.454588860885611,24.145733531050453,25.893094110892743,27.696353383028985,29.555207367412471,31.469364324441855,33.438543864371226,35.462476148573337,37.540901170567174,39.673568106636445,148.9976599568019,161.21418880827031,173.87126683904094,186.96620560774198,200.49643764735001,214.45950666758634,228.85305887804566,243.67483526902683,258.92266471548129,274.59445779220277,290.6882012066514,307.20195277063686,"","","","","","","","","","","","",2.9697154838939817,3.2132066561725372,3.4654785416486686,3.7264775562192982,3.9961525269560996,4.274454496826622,4.5613365517530564,4.8567536667592419,5.1606625685234615,5.4730216121072042,5.7937906699941637,6.1229310318694052,1.0569774242479855,1.143640498033305,1.2334287922880496,1.3263232354252075,1.4223056140400709,1.5213585034068244,1.623465205925515,1.7286096963628876,1.8367765729323493,1.9479510134194213,2.0621187356886419,2.1792659620130888,172.36553779826704,186.49803200067194,201.14016840980028,216.28883694564794,231.94106747543293,248.09401847939591,264.74496701310136,281.89129977764156,299.53050514205034,317.66016598850541,336.27795327203057,355.38162020356873]
[167,2,2,2,2,0,3.4393063583815029,3.4393063583815029,3.4393063583815029,3.4393063583815029,"",0.3106365050299284,0.3106365050299284,0.3106365050299284,0.3106365050299284,"",8.5221965317919067E-5,0,1.6581759537572256E-2,7.3047398843930635E-4,"",0.44981619569711784,0.48669726170973038,0.52490832281024336,0.56444126273380701,0.60528833043084496,0.64744211048859857,0.6908954969361023,0.73564166994041291,0.78167407498778851,0.82898640421206671,0.87757257958765111,0.92742673774928164,0,0,0,0,0,0,0,0,0,0,0,0,87.521379791353525,94.69738149266469,102.13216223822165,109.82414283477789,117.77181514954442,125.97373635506735,134.42852383242447,143.13485063697749,152.09144144762399,161.29706893383354,170.75055048548299,180.4507452592174,677.69903399706675,733.26453619245535,790.83382659047663,850.39467711908458,911.93540994439854,975.44485290740886,1040.9123000582081,1108.327476546219,1177.6805072542861,1248.9618886677611,1322.1624635528342,1397.2733980858002,"","","","","","","","","","","","",13.507415588033917,14.614907694204122,15.762337882982656,16.949462433126488,18.17604859034871,19.441873679114636,20.746724316038097,22.090395710098488,23.472691037477684,24.8934208808747,26.352402724812173,27.849460499793107,4.8075424780311593,5.2017196846030966,5.6101116036327427,6.0326314901598153,6.4691965025693552,6.9197273864632987,7.3841481946934726,7.8623860382957158,8.3543708639826235,8.8600352545851102,9.379314249422535,9.9121451820595361,783.9851880501825,848.26524232563702,914.86334663812397,983.76535513988267,1054.9577585172919,1128.4276324385428,1204.1625918983,1282.1507506015312,1362.3806846783582,1444.8414001412666,1529.5223035921397,1616.4131757646196]
[168,2,2,2,2,0,3.4393063583815029,3.4393063583815029,3.4393063583815029,3.4393063583815029,"",0.3106365050299284,0.3106365050299284,0.3106365050299284,0.3106365050299284,"",8.5221965317919067E-5,0,1.6581759537572256E-2,7.3047398843930635E-4,"",5.7423344131546962E-2,6.2131565324646428E-2,6.7009573124711924E-2,7.2056331412826413E-2,7.7270850693299351E-2,8.2652184317693431E-2,8.8199425140779011E-2,9.3911702545584619E-2,9.9788179785675113E-2,0.10582805160154042,0.11203054207501928,0.11839490269139766,0,0,0,0,0,0,0,0,0,0,0,0,11.172942101023853,12.089027424595493,13.038148370836806,14.020103340609943,15.03469980632482,16.08175357724264,17.161088148820149,18.272534123869466,19.415928695441362,20.591115183042586,21.797942615168036,23.03626535224052,86.514770297497876,93.60823866286664,100.95750977750767,108.56102261094696,116.41728637588066,124.52487483924369,132.88242128402655,141.48861402717688,150.34219241544076,159.44194323418225,168.78669747482988,178.37532741520852,"","","","","","","","","","","","",1.7243509261319891,1.8657328971324409,2.0122133467637431,2.1637611616757217,2.3203466285551548,2.4819413207380387,2.6485179977920978,2.8200505161827856,2.9965137494652363,3.1778835167074089,3.3641365180611276,3.5552502765693328,0.61372882698270115,0.66404932143869322,0.71618446003822245,0.77012316895657218,0.82585487266842839,0.88336945359105934,0.94265721634384758,1.0037088559526446,1.0665154294445902,1.1310683303725673,1.1973592658837278,1.2653802360076003,100.08321549576796,108.2891798713579,116.79106552827115,125.58706661360202,134.67545853412238,144.05459137513313,153.72288407212341,163.67881922572738,173.92093846957761,184.44783831590635,195.25816641601779,206.35061818271737]
[169,1,1,1,1,0,1.7196531791907514,1.7196531791907514,1.7196531791907514,1.7196531791907514,"",-0.90534191926485708,-0.90534191926485708,-0.90534191926485708,-0.90534191926485708,"",2.5635982658959534E-5,0,4.9880297687861248E-3,2.1973699421965316E-4,"",2.0344651754942311,2.2012738523616324,2.3740979388914587,2.5529007261827186,2.7376471571596852,2.9283036927920518,3.1248381936179532,3.3272198143437834,3.5354189096831394,3.7494069499072964,3.9691564448290837,4.1946408751445139,0,0,0,0,0,0,0,0,0,0,0,0,395.84879557473459,428.30499813093462,461.93162753859502,496.72154129440884,532.66791829306999,569.76423279753897,608.00423138680731,647.38191244803306,687.89150785549054,729.52746653910503,772.28443969388718,816.15726742097524,3065.1521606427291,3316.4683210138992,3576.8473771996682,3846.2340230839404,4124.5754412124252,4411.8211012381571,4707.9225814225056,5012.83340983787,5326.5089225033835,5648.9061361521444,5979.9836337043134,6319.7014608255076,"","","","","","","","","","","","",203.09022018887873,219.74187455115418,236.99401639661863,254.84298126402945,273.28526958538487,292.31753333136902,311.93656418440258,332.13928301708364,352.92273049257227,374.28405863442811,396.22052323831053,418.72947701816582,72.283617400184795,78.210253413890541,84.350614182279514,90.703395454885154,97.267351669837112,104.04129120072477,111.02407214716426,118.21459858997812,125.61181724569616,133.21471446610235,141.02231353741681,149.03367224089513,3738.4092589820211,4044.9267209622403,4362.4977332560529,4691.0548418234466,5030.5336279178773,5380.8724622605814,5742.0122873344972,6113.8964237073096,6496.4703970068258,6889.6817827416871,7293.4800666187575,7707.8165183806886]
[170,2,2,2,2,0,3.4393063583815029,3.4393063583815029,3.4393063583815029,3.4393063583815029,"",0.3106365050299284,0.3106365050299284,0.3106365050299284,0.3106365050299284,"",8.5221965317919067E-5,0,1.6581759537572256E-2,7.3047398843930635E-4,"",6.4728869579393757,7.0036081135393102,7.5534679927800257,8.1223498020347122,8.7101420031502439,9.3167378878111098,9.9420352005911443,10.585935803610621,11.248345376951933,11.929173149973639,12.628331659456338,13.345736531158099,0,0,0,0,0,0,0,0,0,0,0,0,1259.438862387633,1362.7020358057919,1469.6890580237709,1580.3772043387542,1694.7447726129478,1812.7710004569617,1934.4359918864486,2059.7206520739524,2188.6066290583622,2321.0762614662999,2457.1125314542192,2596.6990222053337,9752.1371629790665,10551.728680386466,11380.15485214239,12237.239715422857,13122.815225370105,14036.720613823636,14978.801821404992,15948.910992285659,16946.906022829404,17972.650156786432,19026.011620912763,20106.86329585878,"","","","","","","","","","","","",194.37266828454477,210.30955823787349,226.82116003242416,243.90396650222442,261.5546282965783,279.76994109874892,298.54683430667592,317.88236096304843,337.77368875916466,358.21809196662957,379.2129441747793,400.75571173106528,69.180877219327812,74.853115177728256,80.729903856530726,86.809994989604718,93.092196480235629,99.575367852014409,106.25841622009258,113.14029270710643,120.21998924128184,127.49653568477439,134.96899724878239,142.63647215885669,11281.602457828512,12206.596997721399,13164.948442047897,14156.453231055475,15180.916964763017,16238.153661119173,17327.985099018799,18450.240233833378,19604.754675265165,20791.370219054108,22009.934425449999,23260.300238485197]
[171,1,1,1,1,0,1.7196531791907514,1.7196531791907514,1.7196531791907514,1.7196531791907514,"",-0.90534191926485708,-0.90534191926485708,-0.90534191926485708,-0.90534191926485708,"",2.5635982658959534E-5,0,4.9880297687861248E-3,2.1973699421965316E-4,"",2.9073428238738541E-2,3.135601051366077E-2,3.3717556760903836E-2,3.6157603962486407E-2,3.8675709150083698E-2,4.1271447840237119E-2,4.3944412642276387E-2,4.6694212014682976E-2,4.9520469149719012E-2,5.2422820969440724E-2,5.540091721888981E-2,5.8454419644436907E-2,0,0,0,0,0,0,0,0,0,0,0,0,5.6568584658802674,6.1009837599437082,6.5604731869072879,7.035236656700925,7.525187980344854,8.0302445654861341,8.5503271455400593,9.0853595377140266,9.6352684259881816,10.19998316576832,10.779435607446842,11.373559936531862,43.802411786976023,47.241380453580526,50.799317286014315,54.47552469525845,58.269335299371875,62.180109565957622,66.207233714839802,70.3501178443843,74.608194251066067,78.980915916849426,83.467755142978405,88.068202312058006,"","","","","","","","","","","","",2.9022511733171301,3.1301096505213781,3.3658506959400118,3.6094280888635737,3.8607976100369488,4.1199168854543737,4.386745247395444,4.6612436102792563,4.943374359322636,5.2331012503173087,5.5303893191078499,5.8352047995699259,1.0329656111268561,1.1140647156150125,1.1979693739324455,1.2846631352619997,1.3741302611416479,1.4663556698682072,1.561324887037447,1.6590240013582511,1.7594396250239934,1.8625588580413539,1.9683692560118222,2.0768588009386177,53.423560465539019,57.617894590174288,61.957328099554964,66.441010180047428,71.06812686004541,75.837898134606561,80.74957540745504,85.802439205750517,90.995797130550599,96.32898201194584,101.8013502427638,107.41228026874285]
[172,2,2,2,2,0,3.4393063583815029,3.4393063583815029,3.4393063583815029,3.4393063583815029,"",0.3106365050299284,0.3106365050299284,0.3106365050299284,0.3106365050299284,"",8.5221965317919067E-5,0,1.6581759537572256E-2,7.3047398843930635E-4,"",0.12322850365925889,0.13284860930952688,0.14279748453344462,0.15307307174582094,0.16367340322660287,0.17459659407555467,0.18584083594691853,0.19740439145419994,0.20928558915378276,0.22148281903103073,0.2339945284246297,0.24681921833482098,0,0,0,0,0,0,0,0,0,0,0,0,23.976745997701521,25.848543697082238,27.784310562078801,29.783646245401165,31.846167884947594,33.9715087329865,36.159316937100442,38.409254451517192,40.720996061064589,43.09422850289485,45.528649673477958,48.023967910289464,185.65769460870226,200.15147310867931,215.14058019975951,230.62191589686071,246.59251560690717,263.04953951425614,279.99026314125445,297.41206891841421,315.31243862666088,333.68894659663414,352.5392535682476,371.86110112862497,"","","","","","","","","","","","",3.7003972447847397,3.9892769388953084,4.2880291705144593,4.5965921529423133,4.9149067980162586,5.2429165045488118,5.5805669701873413,5.9278060233968013,6.2845834728239875,6.6508509717508337,7.0265618957075269,7.4116712316133917,1.317040763567823,1.4198584633287996,1.5261899843036961,1.6360133354474962,1.7493074861751967,1.8660522910628732,1.9862284228850311,2.1098173128141067,2.2368010968063832,2.3671625673583785,2.5008851299470556,2.637952763572986,214.7751071184156,231.54200081729519,248.88190740118989,266.79124070239754,285.26657117927283,304.3046136369299,323.90221630737415,344.05635109759652,364.76410484650961,386.02267145766928,407.82934479580473,430.18151225243565]
[173,2,2,2,2,0,3.4393063583815029,3.4393063583815029,3.4393063583815029,3.4393063583815029,"",0.3106365050299284,0.3106365050299284,0.3106365050299284,0.3106365050299284,"",8.5221965317919067E-5,0,1.6581759537572256E-2,7.3047398843930635E-4,"",2.3313500692292224E-2,2.5133520680180762E-2,2.701574031713817E-2,2.8959770330290444E-2,3.0965238448276217E-2,3.3031788068348174E-2,3.5159077071038644E-2,3.7346776761605395E-2,3.9594570920985922E-2,4.1902154951816616E-2,4.4269235107362366E-2,4.6695527793074239E-2,0,0,0,0,0,0,0,0,0,0,0,0,4.536141134700288,4.8902650237723151,5.2564911874203135,5.6347438842650845,6.0249506809360307,6.4270421927271748,6.840951852964948,7.2666157070437931,7.7039722277689773,8.1529621491963216,8.6135283166039365,9.0856155505953033,35.124428709754483,37.866494912452836,40.70227192968423,43.631173277784448,46.65263808779325,49.766129097291696,52.971130864561658,56.267148173754045,59.653704605043956,63.130341248011852,66.696615539938719,70.352100213523642,"","","","","","","","","","","","",0.70007515441873458,0.75472806952073401,0.81124876198922202,0.86962554244854562,0.92984723205713005,0.99190312248220747,1.0557829403057133,1.1214768152372325,1.1889752516153489,1.2582691027636712,1.3293495478365591,1.4022080708457767,0.24916987418850703,0.26862187144058369,0.28873864567907759,0.30951603643601278,0.33095006495206425,0.35303691993081382,0.37577294487014107,0.39915462674861474,0.42317858588228868,0.44784156679753107,0.47314042998998346,0.49907214445975406,40.633128373754303,43.805243397866647,47.085766265089987,50.474018511264383,53.969351304186745,57.571143120500246,61.278797679773497,65.0917420995453,69.009425241231554,73.031316221721198,77.156903069476556,81.385691507217558]
[174,2,2,2,2,0,3.4393063583815029,3.4393063583815029,3.4393063583815029,3.4393063583815029,"",0.3106365050299284,0.3106365050299284,0.3106365050299284,0.3106365050299284,"",8.5221965317919067E-5,0,1.6581759537572256E-2,7.3047398843930635E-4,"",0.19649950583503448,0.21183967430438075,0.22770409695873603,0.24408949278387665,0.26099272406404245,0.27841078514750611,0.29634079245589717,0.31477997556210269,0.33372566919116708,0.3531753060224545,0.37312641019062576,0.39357659139876866,0,0,0,0,0,0,0,0,0,0,0,0,38.233189563902428,41.217948057509517,44.30471143682837,47.49284131023429,50.781727167889407,54.170784195843346,57.659451332133145,61.247189530797698,64.933480205481388,68.717823828940439,72.59973866851891,76.57875964073186,296.04875626793063,319.16045711924539,343.06200626448145,367.74846048418328,393.2150924542575,419.45737382003017,446.47096014416258,474.25167746449847,502.79551024251339,532.09859051895717,562.15718812234081,592.96770179969928,"","","","","","","","","","","","",5.900633444386477,6.3612794431033306,6.8376681367663013,7.3297010006377432,7.837283813052955,8.3603263180643221,8.8987419254338711,9.4524474427138205,10.021362835043655,10.605411009008089,11.204517617479572,11.818610882842977,2.1001460824459879,2.2640986307134914,2.4336542992950831,2.6087780213892509,2.7894362617388277,2.9755968965597175,3.1672291067626182,3.364303282595468,3.5667909381507195,3.7746646344363342,3.987897909915576,4.2064652175893569,342.47922486450057,369.21562292487607,396.86574423432995,425.42387030922839,454.88453242100275,485.24249201564504,516.49272330094811,548.63039769616762,581.65086989038025,615.54966529736453,650.32246872844541,685.96511413226222]
[175,2,2,2,2,0,3.4393063583815029,3.4393063583815029,3.4393063583815029,3.4393063583815029,"",0.3106365050299284,0.3106365050299284,0.3106365050299284,0.3106365050299284,"",8.5221965317919067E-5,0,1.6581759537572256E-2,7.3047398843930635E-4,"",0.62280351849409232,0.67142405245625758,0.72170620561497689,0.77363957882347345,0.82721422711823611,0.88242062411158717,0.93924963032631814,0.99769246491717278,1.0577406803177671,1.1193861394271012,1.1826209950109663,1.2474376710435549,0,0,0,0,0,0,0,0,0,0,0,0,121.17977031270769,130.63993706363186,140.42340743537125,150.52815805108156,160.95225390500539,171.69384143428314,182.75114235777795,194.12244817388424,205.80611522754273,217.80056027138747,230.10425645784804,242.71572970876028,938.32402410344116,1011.5763640898115,1087.332121550136,1165.5756289922419,1246.2919032024768,1329.4665915990786,1415.0859245247188,1503.1366726417152,1593.6061087347459,1686.4819733397455,1781.752443709792,1879.4061057041317,"","","","","","","","","","","","",18.702007696614768,20.16202128576818,21.671931213140649,23.231425205411153,24.840204627811904,26.497983414881833,28.204487119595491,29.959452064194647,31.762624578867186,33.613760316686651,35.512623635062369,37.458987035451472,6.6563952104644031,7.1760414227698792,7.7134466774267887,8.2684998305049149,8.8410945922908599,9.4311291467231708,10.038505812959484,10.663130743141567,11.304913651426858,11.963767570162616,12.639608629732418,13.332355859139147,1085.485000841722,1170.2257879144377,1257.8626130816897,1348.3773516580632,1441.7526705547032,1537.9719662190782,1637.019309445378,1738.8793960878529,1843.5375028729004,1950.9794476374095,2061.1915534274458,2174.160615978526]
[176,2,2,2,2,0,3.4393063583815029,3.4393063583815029,3.4393063583815029,3.4393063583815029,"",0.3106365050299284,0.3106365050299284,0.3106365050299284,0.3106365050299284,"",8.5221965317919067E-5,0,1.6581759537572256E-2,7.3047398843930635E-4,"",4.9957501483483338E-2,5.3857544314673059E-2,5.7890872108153232E-2,6.2056650707765254E-2,6.6354082389163335E-2,7.0782403003603236E-2,7.5340879437939948E-2,8.0028807346297276E-2,8.4845509116398418E-2,8.9790332039607068E-2,9.4862646658633656E-2,0.10006184527087336,0,0,0,0,0,0,0,0,0,0,0,0,9.7203024315006168,10.479139336654962,11.263909687329248,12.074451180568042,12.910608602005784,13.772233270129661,14.659182542067747,15.571319372236703,16.508511916647809,17.470633176849262,18.457560678437009,19.469176179847079,75.266632949473887,81.142489098113217,87.219154135037655,93.495371309538129,99.969938759556982,106.64170520848222,113.50956613834643,120.57246037233008,127.82936701080847,135.27930267431114,142.92131901415442,150.75450045755065,"","","","","","","","","","","","",1.5001610451830025,1.6172744346872872,1.7383902042626191,1.863483305246884,1.9925297829795647,2.1255066910333018,2.2623920149408141,2.4031646040797847,2.5478041106043192,2.6962909344935815,2.848606173935484,3.0047315803838073,0.53393544468965792,0.57561829594410785,0.61872566931230932,0.66324864950574181,0.70917871061156634,0.75650768556602965,0.80522773900744515,0.85533134303274594,0.90681125546204733,0.95966050028042382,1.013872349978536,1.0694403095566158,87.070989372330658,93.86837870971425,100.89807056804997,108.15861109556656,115.64860993754306,123.36673525821482,131.31170931380038,139.48230449902564,147.87733980263906,156.495677617974,165.33622086316407,174.39791037260903]
[177,1,1,1,1,0,1.7196531791907514,1.7196531791907514,1.7196531791907514,1.7196531791907514,"",-0.90534191926485708,-0.90534191926485708,-0.90534191926485708,-0.90534191926485708,"",2.5635982658959534E-5,0,4.9880297687861248E-3,2.1973699421965316E-4,"",2.2451725885282756,2.4204469517101161,2.6017113611294862,2.78892832843156,2.9820620025673223,3.1810780414307205,3.3859434977067635,3.5966267169290127,3.8130972460831187,4.0353257513654492,4.263283943926278,4.496944512607322,0,0,0,0,0,0,0,0,0,0,0,0,436.84643793935862,470.9498211755967,506.21869626547982,542.64576904625471,580.22406392809887,618.94689891837709,658.80786341094426,699.80079835104482,741.9197784521723,785.1590961942486,829.5132473753697,874.97691802445297,3382.6067379459973,3646.6774133664235,3919.7727717298012,4201.836332584573,4492.8140822657833,4792.6542805019189,5101.3072884321346,5418.7254150183344,5744.8627793460364,6079.6751867184375,6423.1200167801244,6775.1561221785496,"","","","","","","","","","","","",224.12406015034057,241.6208005422807,259.71549651683529,278.40440580388446,297.6839495771469,317.55069964037534,338.00136703215765,359.03279184951981,380.64193412428529,402.82586561334108,425.58176238596127,448.90689810934077,79.769955436634888,85.997373414049719,92.437614995258997,99.089348236157818,105.95129936536799,113.02224822356484,120.3010242077123,127.78650264909224,135.47760156602988,143.37327874189532,151.47252908679329,159.77438224775841,4125.5923640608598,4447.66585545006,4780.7462908685047,5124.7647839993015,5479.6554571389643,5845.3552053256672,6221.8034865806558,6608.9421345849205,7006.7151907346069,7415.0687530192872,7833.950839572175,8263.3112650727089]
[178,2,2,2,2,0,3.4393063583815029,3.4393063583815029,3.4393063583815029,3.4393063583815029,"",0.3106365050299284,0.3106365050299284,0.3106365050299284,0.3106365050299284,"",8.5221965317919067E-5,0,1.6581759537572256E-2,7.3047398843930635E-4,"",10.264601304806375,11.065930105188158,11.894644522488548,12.750573165422164,13.633552128226757,14.543424403807014,15.48003936184873,16.443252282752546,17.432923939782661,18.448920223071262,19.491111800127264,20.559373808322118,0,0,0,0,0,0,0,0,0,0,0,0,1997.1981395923267,2153.1138290380391,2314.357977089915,2480.897235900713,2652.6997140921208,2829.734862569308,3011.9733729768532,3199.3870870155674,3391.9489151405701,3589.632763403295,3792.4134673961908,4000.2667324192466,15464.784183351901,16672.076760025662,17920.628869612399,19210.182291733097,20540.490083796969,21911.315696836147,23322.432189225576,24773.621524501425,26264.673941820784,27795.387389481792,29365.5670134416,30975.024694011408,"","","","","","","","","","","","",308.23308941693426,332.29598718041456,357.18124063582604,382.88370311805966,409.39845274286779,436.72077478430913,464.84614600317269,493.77022065159304,523.48881792550083,553.99791067394779,585.29361520461077,617.37218204952626,109.70593603556839,118.27037253998269,127.12750085470245,136.27548918511306,145.71258574032314,155.43711246096692,165.4474594413964,175.74207994846154,186.31948595560198,197.17824412428439,208.31697217558988,219.73433560356602,17890.185949701539,19286.822878889288,20731.190232715333,22222.989293102408,23761.934388500507,25347.751871054541,26980.179207008845,28658.964164399797,30383.864084782235,32154.645227906392,33971.082180018115,35832.957317892069]
[179,1,1,1,1,0,1.7196531791907514,1.7196531791907514,1.7196531791907514,1.7196531791907514,"",-0.90534191926485708,-0.90534191926485708,-0.90534191926485708,-0.90534191926485708,"",2.5635982658959534E-5,0,4.9880297687861248E-3,2.1973699421965316E-4,"",4.1042830952692733E-2,4.4116480019152367E-2,4.7291064917625733E-2,5.0565977732065261E-2,5.3940636133140291E-2,5.7414481442595713E-2,6.0986976904641887E-2,6.4657606136170692E-2,6.8425871732211999E-2,7.2291294006782039E-2,7.6253409852333004E-2,8.0311771703518955E-2,0,0,0,0,0,0,0,0,0,0,0,0,7.9857622510810691,8.5838065408693573,9.2014900596866038,9.8386945244389796,10.495306630476721,11.171217674973619,11.866323220588889,12.580522793923492,13.313719614181815,14.065820348176731,14.836734888411074,15.626376151456109,61.835672337315522,66.466472702245611,71.249344327627725,76.183371319098512,81.267676331580944,86.501417653021463,91.883786600043152,97.414005183020706,103.09132400504269,108.91502036485709,114.88439653850287,120.99877821810603,"","","","","","","","","","","","",4.0970952345411273,4.4039218507986337,4.7208243732921051,5.0477421168815626,5.3846169506176986,5.7313931045167292,6.0880169970021205,6.4544370801976081,6.8306037007170737,7.2164689739698931,7.6119866703056456,8.01711211157218,1.4582330163917401,1.5674383622578498,1.6802299120812121,1.7965860668826343,1.9164861367672752,2.039910272152194,2.1668394023496229,2.297255180503853,2.4311399340437405,2.568476619945625,2.7092487842100939,2.8534405250450607,75.417805670282149,81.065755936190612,86.89917973760528,92.916960005033744,99.118026685575771,105.5013531861066,112.06595319688842,118.81087784378182,125.73521312571755,132.83807760095613,140.11862029128204,147.57601877788289]
[180,2,2,2,2,0,3.4393063583815029,3.4393063583815029,3.4393063583815029,3.4393063583815029,"",0.3106365050299284,0.3106365050299284,0.3106365050299284,0.3106365050299284,"",8.5221965317919067E-5,0,1.6581759537572256E-2,7.3047398843930635E-4,"",7.5400562040542296E-2,8.104722095141452E-2,8.6879310990871331E-2,9.2895715344828655E-2,9.9095364205044542E-2,0.10547723121311592,0.11204033028481621,0.11878371276295778,0.12570646485544987,0.13280770532208711,0.14008658337922275,0.14754227679608334,0,0,0,0,0,0,0,0,0,0,0,0,14.670795071316945,15.769473562260941,16.904231652795254,18.074852042808093,19.281126578181528,20.522855558894843,21.799847121131386,23.111916683306934,24.458886447588966,25.840584949811809,27.256846651785914,28.707511570895083,113.59948473735851,122.10681578905272,130.89351983335337,139.95791426337976,149.29838729187512,158.91339259368499,168.80144452126217,178.96111381513188,189.39102374403558,200.0898466198162,211.05630064057092,222.28914702253394,"","","","","","","","","","","","",2.2641842085622024,2.4337462859676662,2.6088766273456372,2.7895416961713901,2.9757093674466231,3.1673488209171401,3.3644304457116987,3.5669257548460469,3.7748073082910141,3.9880486435096776,4.2066242125373305,4.430509324816204,0.80586561432175108,0.86621593703723299,0.92854810930803844,0.99285019485619275,1.0591107597924416,1.127318834610423,1.1974638802458444,1.2695357576468662,1.3435247003925932,1.4194212899699505,1.4972164333792624,1.5769013427880598,131.41573019359998,141.25729879526995,151.42205553379316,161.90805391256026,172.71342936150077,183.83639303932051,195.27522629863594,207.02827572369469,219.09394866516362,231.47070920842972,244.15707452165265,257.15161153782935]
[181,2,2,2,2,0,3.4393063583815029,3.4393063583815029,3.4393063583815029,3.4393063583815029,"",0.3106365050299284,0.3106365050299284,0.3106365050299284,0.3106365050299284,"",8.5221965317919067E-5,0,1.6581759537572256E-2,7.3047398843930635E-4,"",5.0267041360361524E-2,5.403148063427634E-2,5.7919540660580887E-2,6.1930476896552435E-2,6.6063576136696348E-2,7.0318154142077288E-2,7.469355352321079E-2,7.9189141841971844E-2,8.3804309903633231E-2,8.8538470214724732E-2,9.3391055586148478E-2,9.8361517864055573E-2,0,0,0,0,0,0,0,0,0,0,0,0,9.7805300475446302,10.512982374840627,11.269487768530169,12.049901361872061,12.85408438545435,13.681903705929896,14.533231414087586,15.407944455537955,16.305924298392643,17.227056633207873,18.171231101190607,19.138341047263385,75.732989824905673,81.404543859368459,87.262346555568897,93.305276175586499,99.532258194583392,105.94226172912332,112.53429634750809,119.30740921008791,126.2606824960237,133.39323107987744,140.70420042704728,148.19276468168928,"","","","","","","","","","","","",1.509456139041468,1.622497523978444,1.7392510848970912,1.8596944641142601,1.9838062449644149,2.1115658806114266,2.2429536304744651,2.3779505032306978,2.5165382055273424,2.6586990956731182,2.8044161416915534,2.9536728832108028,0.53724374288116739,0.57747729135815518,0.61903207287202555,0.6619001299041285,0.70607383986162764,0.75154588974028214,0.79830925349722948,0.84635717176457737,0.89568313359506213,0.94628085997996692,0.99814428891950813,1.0512675618587064,87.610486795733294,94.171532530179974,100.94803702252877,107.93870260837349,115.14228624100049,122.55759535954699,130.1834841990906,138.01885048246311,146.0626324434424,154.31380613895311,162.77138301443512,171.43440769188624]
[182,2,2,2,2,0,3.4393063583815029,3.4393063583815029,3.4393063583815029,3.4393063583815029,"",0.3106365050299284,0.3106365050299284,0.3106365050299284,0.3106365050299284,"",8.5221965317919067E-5,0,1.6581759537572256E-2,7.3047398843930635E-4,"",0.36264079838546531,0.38979853886156512,0.41784811476561939,0.44678415475369976,0.47660151355759517,0.50729525488212901,0.53886063613173507,0.57129309471708278,0.6045882357333543,0.63874182083480002,0.67374975815721405,0.70960809316211515,0,0,0,0,0,0,0,0,0,0,0,0,70.559538200143407,75.843658561350253,81.301304615824819,86.931431253505593,92.733037352206381,98.705162449922838,104.84688377306047,111.15731357209525,117.63559672411837,124.28090856814255,131.09245294430366,138.06946041240016,546.35942659396244,587.27563784258678,629.53550015089002,673.13092098101697,718.05414840378035,764.29774533153261,811.85456650702281,860.71773787277709,910.88063800702844,962.33688136197338,1015.080303080841,1069.1049452036157,"","","","","","","","","","","","",10.889647860227734,11.705160708701634,12.547454255329018,13.416367205395735,14.311745052957567,15.23343956726815,16.181308334137217,17.15521434473575,18.155025625590117,19.180614904498928,20.231859307917638,21.308640086020795,3.8758298593569935,4.1660861733695489,4.465874240005328,4.7751366514512128,5.0938184161446003,5.4218667759834638,5.7592310430871567,6.1058624534444519,6.4617140352215214,6.8267404898554771,7.2008980843478811,7.5841445534092404,632.04708331207598,679.38034182486979,728.26798137681487,778.70064024612316,830.66935073864647,884.16550937958914,939.18085029343933,995.70742133776969,1053.7375626276919,1113.2638871453053,1174.2792631755672,1236.7767983486081]
[183,2,2,2,2,0,3.4393063583815029,3.4393063583815029,3.4393063583815029,3.4393063583815029,"",0.3106365050299284,0.3106365050299284,0.3106365050299284,0.3106365050299284,"",8.5221965317919067E-5,0,1.6581759537572256E-2,7.3047398843930635E-4,"",0.83299668540027683,0.89537882193943663,0.95980953094676924,1.026276474285726,1.0947678331223969,1.165272268640138,1.2377788869560646,1.3122772076669622,1.3887571355459225,1.4672089349868673,1.5476232068561748,1.6299908674614925,0,0,0,0,0,0,0,0,0,0,0,0,162.07735507359675,174.215136497359,186.7515115927857,199.68407971102272,213.01054124467211,226.72868998398116,240.83640629059431,255.33165097748611,270.21245980193527,285.47693849315903,301.12325824830151,317.14965164036471,1255.0038313841515,1348.9895839552489,1446.0617429208564,1546.2017194811476,1649.3917072245251,1755.614622939758,1864.8540537587055,1977.0942097671714,2092.3198813626786,2210.5164007522553,2331.6696070767834,2455.7658147251368,"","","","","","","","","","","","",25.013844589830043,26.887101825928507,28.821875121151805,30.817793976750597,32.874503487981741,34.991663164417929,37.168945876434002,39.406036910680136,41.702633120167391,44.058442156868821,46.473181776602885,48.946579207493308,8.9028963106022037,9.569623685363716,10.25824577902214,10.968630724125557,11.700652203421262,12.454189029981817,13.229124772239803,14.025347417812998,14.842749071003889,15.681225679668024,16.540676787808994,17.421005310801423,1451.8309240435806,1560.5568247858396,1672.8531849447629,1788.6985003673321,1908.0721719937228,2030.9544373867791,2157.3263095849297,2287.1695222808175,2420.4664804913314,2557.2002160169382,2697.3543470963532,2840.9130417512574]
[184,2,2,2,2,0,3.4393063583815029,3.4393063583815029,3.4393063583815029,3.4393063583815029,"",0.3106365050299284,0.3106365050299284,0.3106365050299284,0.3106365050299284,"",8.5221965317919067E-5,0,1.6581759537572256E-2,7.3047398843930635E-4,"",8.2581567949165366E-2,8.8766003899168291E-2,9.5153531085240037E-2,0.10174292633005044,0.10853301793885832,0.11552268180484127,0.12271083793098916,0.13009644731181091,0.13767850912739751,0.14545605820990498,0.15342816274867252,0.16159392220523419,0,0,0,0,0,0,0,0,0,0,0,0,16.068013649537608,17.271328187238176,18.514158476870996,19.796266523075531,21.11742434753215,22.477413231170544,23.876023037429611,25.313051605526645,26.788304204502204,28.301593040270085,29.852736809098861,31.441560291932714,124.41848328377363,133.73603634039108,143.35956934129177,153.2872394313207,163.51728131967278,174.04800141213119,184.87777257090616,196.00502941657305,207.42826410061042,219.14602248837016,231.15690070157771,243.45954197706104,"","","","","","","","","","","","",2.4798207998538406,2.6655316465360155,2.8573410680452223,3.055212333901999,3.2591102595843968,3.4690010895759156,3.6848523929223367,3.9066329695932902,4.1343127662234922,4.36786280003441,4.6072550899218383,4.8524625938463197,0.88261472044763212,0.94871269294554084,1.0169812625754708,1.0874073562710682,1.1599784512012457,1.2346825331447493,1.3115080593168773,1.3904439250418059,1.4714794337633168,1.554604269967089,1.639808474653478,1.7270824230535897,143.9315140215619,154.71037487100998,165.84320367986868,177.32786857089934,189.16232739592945,201.34462094782722,213.87286689850595,226.74525436404662,239.96003901422682,253.51553865685165,267.41012923800059,281.64224120809888]
[185,1,1,1,1,0,1.7196531791907514,1.7196531791907514,1.7196531791907514,1.7196531791907514,"",-0.90534191926485708,-0.90534191926485708,-0.90534191926485708,-0.90534191926485708,"",2.5635982658959534E-5,0,4.9880297687861248E-3,2.1973699421965316E-4,"",2.5889385735159065,2.7828211212081109,2.983070594935497,3.1896486479936952,3.402518547661507,3.6216450531026818,3.8469943063270158,4.078533734431609,4.3162319616345304,4.5600587298488566,4.8099848267379528,5.0659820203509183,0,0,0,0,0,0,0,0,0,0,0,0,503.73347673266625,541.45748101220647,580.42030718602075,620.61449408105875,662.03289455928154,704.66865176083593,748.51517788819922,793.56613518512131,839.8154188208897,887.25714143630569,935.88561914529851,985.69535881684965,3900.5291208564545,4192.635133349545,4494.3336408769392,4805.566869786293,5126.2794780736713,5456.4183714287492,5795.9325389553533,6144.7729058868581,6502.8922010549286,6870.2448372253266,7246.7868027050363,7632.475562863161,"","","","","","","","","","","","",258.44045466302845,277.79475464116643,297.784632178452,318.40625932013438,339.6559692271216,361.53024398754212,384.02570373194953,407.13909687457016,430.86729133207433,455.20726659489031,480.15610654533242,505.71099293259243,91.983803691868431,98.872361956107,105.98713419101752,113.32675795572828,120.88992815345154,128.67539269338971,136.68194861663281,144.90843862283515,153.35374794481172,162.01680152657008,170.89656146714722,179.99202469823712,4757.2757945175345,5113.5425520802337,5481.5087850273649,5861.1040297912086,6252.2607885611878,6654.91430492362,7069.0023634984618,7494.4651103038159,7931.2448911143392,8379.2861055129415,8838.535074689551,9308.9399213311899]
[186,2,2,2,2,0,3.4393063583815029,3.4393063583815029,3.4393063583815029,3.4393063583815029,"",0.3106365050299284,0.3106365050299284,0.3106365050299284,0.3106365050299284,"",8.5221965317919067E-5,0,1.6581759537572256E-2,7.3047398843930635E-4,"",11.762487678324598,12.643366468420666,13.55317251457593,14.491731593793272,15.458876815986947,16.454448069246087,17.478291524431327,18.530259191021415,19.610208517450182,20.718002030245593,21.853507007158747,23.016595180189007,0,0,0,0,0,0,0,0,0,0,0,0,2288.6440311254437,2460.0378757127073,2637.0601378360598,2819.676918678063,3007.8557461963183,3201.5654671875964,3400.7761508964963,3605.4590025958819,3815.5862858238788,4031.1312521706427,4252.0680776786021,4478.3718050596335,17721.519619027928,19048.663263092221,20419.389094003127,21833.434625087244,23290.548417532518,24790.489244614855,26333.025345316899,27917.933755160575,29544.999704069553,31214.016072691331,32924.782899929065,34677.106935515294,"","","","","","","","","","","","",353.21273653570353,379.66442061095597,406.98475386591946,435.1685046027369,464.21066132167317,494.10641606307382,524.85114953102504,556.44041775598339,588.86994009339821,622.13558838750976,656.23337715582352,691.15945467132792,125.71503583419317,135.12968617780837,144.853505052054,154.88463039756607,165.22127852762091,175.86173819922601,186.80436531835176,198.04757819291115,209.58985326124457,221.42972123531231,233.56576360716494,245.99660947493737,20500.853910201593,22036.138612062114,23621.840663271738,25257.656410359403,26943.294980394119,28678.477314133997,30462.935302587204,32296.411012896373,34178.655991765525,36109.430636515048,38088.503625377816,40115.651399901384]
[187,1,1,1,1,0,1.7196531791907514,1.7196531791907514,1.7196531791907514,1.7196531791907514,"",-0.90534191926485708,-0.90534191926485708,-0.90534191926485708,-0.90534191926485708,"",2.5635982658959534E-5,0,4.9880297687861248E-3,2.1973699421965316E-4,"",6.1530880026712517E-2,6.595859054300432E-2,7.0526232099985764E-2,7.5232992501485144E-2,8.0078092538357182E-2,8.5060783577526861E-2,9.01803454004486E-2,9.5436084258085155E-2,0.10082733111472232,0.10635344005720131,0.11201378684964484,0.11780776761665042,0,0,0,0,0,0,0,0,0,0,0,0,11.97215122805463,12.833657188510264,13.722389731454367,14.638190826717532,15.580908862463206,16.550398176084503,17.546518633630139,18.569135251358848,19.618117854035965,20.693340765415446,21.794682527030886,22.922025641982543,92.703238242605721,99.374085509586067,106.25575473453215,113.34702225194185,120.64671409500365,128.15370236321812,135.86690196579204,143.78526769124375,151.9077915615112,160.23350043528032,168.7614538305163,177.49074194054515,"","","","","","","","","","","","",6.1423120550612529,6.5843076785389902,7.0402718998611276,7.5101236416510009,7.9937851194575433,8.4911816010819052,9.0022411908019286,9.5268946352106543,10.065075147905377,10.616718250689454,11.181761629298039,11.760145001948022,2.1861640315701591,2.3434785615869544,2.5057647774942007,2.6729938223333054,2.8451380111596394,3.0221707453823692,3.2040664359659008,3.3908004343241642,3.5823489699241611,3.7786890937667099,3.9797986270365318,4.1856561143167061,113.06539643731847,121.20148752876527,129.59470737544183,138.24356353514517,147.14662418062238,156.30251366934442,165.70990857159046,175.36753409639553,185.27416086449142,195.42860198520916,205.82971040073141,216.47637646640908]
[188,2,2,2,2,0,3.4393063583815029,3.4393063583815029,3.4393063583815029,3.4393063583815029,"",0.3106365050299284,0.3106365050299284,0.3106365050299284,0.3106365050299284,"",8.5221965317919067E-5,0,1.6581759537572256E-2,7.3047398843930635E-4,"",0.12350052716406024,0.13238752150989919,0.14155537576354843,0.15100245974102025,0.16072720946760521,0.17072812233876752,0.18100375278164996,0.1915527083511617,0.20237364620508513,0.21346526991119655,0.22482632654641271,0.23645560405378735,0,0,0,0,0,0,0,0,0,0,0,0,24.029673999635722,25.758829185211816,27.542631684279002,29.380764309609948,31.272922756411194,33.218814660771628,35.218158755515326,37.270684110611754,39.376129447332289,41.534242517007108,43.744779536602024,46.007504674465494,186.06752882141365,199.45679212701464,213.2692026870549,227.50230444476207,242.153741095139,257.22124879430419,272.70264962305805,288.59584570519706,304.8988138968628,321.60960097610803,338.72631927243265,356.24714268479897,"","","","","","","","","","","","",3.7085657690935871,3.9754310511933522,4.2507302036897379,4.5344142742043774,4.8264362985404041,5.126751155370207,5.4353154359558813,5.7520873269196402,6.0770265043956986,6.4100940381521223,6.7512523044818344,7.1004649068365406,1.3199480945329265,1.4149304522789157,1.5129145826380082,1.6138830625408633,1.7178191765492163,1.8247068651365246,1.9345306783190341,2.0472757339315706,2.1629276799542101,2.2814726603874473,2.4028972842484722,2.5271885973232942,215.24921721183992,230.73837033720864,246.71703453342519,263.18236855085826,280.13164653610744,297.56224959792127,315.47165824562995,333.85744558501113,352.71727117475012,372.0488754615659,391.85007472431141,412.11875646747808]
[189,2,2,2,2,0,3.4393063583815029,3.4393063583815029,3.4393063583815029,3.4393063583815029,"",0.3106365050299284,0.3106365050299284,0.3106365050299284,0.3106365050299284,"",8.5221965317919067E-5,0,1.6581759537572256E-2,7.3047398843930635E-4,"",7.7187829477537648E-2,8.2742200943687005E-2,8.847210985221779E-2,9.4376537338137667E-2,0.10045450591725329,0.10670507646172972,0.11312734548853122,0.11972044271947609,0.12648352887817821,0.13341579369449783,0.14051645409150798,0.14778475253361711,0,0,0,0,0,0,0,0,0,0,0,0,15.018546249772326,16.099268240757386,17.214144802674376,18.362977693506217,19.545576722756998,20.761759162982269,22.011349222197079,23.294177569132351,24.610080904582681,25.958901573129442,27.340487210376271,28.754690421540936,116.29220551338354,124.66049507938416,133.29325167940931,142.18894027797631,151.34608818446191,160.76328049644016,170.43915601441131,180.37240356574819,190.56175868553925,201.00600061006756,211.70394954527043,222.65446417799939,"","","","","","","","","","","","",2.3178536056834917,2.4846444069958453,2.6567063773060862,2.8340089213777362,3.0165226865877526,3.2042194721063799,3.3970721474724259,3.5950545793247759,3.7981415652473123,4.0063087738450767,4.219532690301147,4.437790566772839,0.82496755908307906,0.88433153267432241,0.94557161414875512,1.0086769140880398,1.0736369853432601,1.1404417907103281,1.2090816739493964,1.2795473337072318,1.3518297999713815,1.4259204127421548,1.5018108026552952,1.579492873327059,134.53076075739997,144.21148146075544,154.19814658339075,164.48898034428646,175.08227908506717,185.97640599870087,197.16978640351874,208.66090349063202,220.44829448421879,232.53054716347873,244.90629670269465,257.57422279217383]
[190,2,2,2,2,0,3.4393063583815029,3.4393063583815029,3.4393063583815029,3.4393063583815029,"",0.3106365050299284,0.3106365050299284,0.3106365050299284,0.3106365050299284,"",8.5221965317919067E-5,0,1.6581759537572256E-2,7.3047398843930635E-4,"",0.25086044580199734,0.26891215306698274,0.28753435701970775,0.30672374634894739,0.3264771442310731,0.34679149850062158,0.36766387283772645,0.38909143883829728,0.41107146885407925,0.43360132950711794,0.45667847579740084,0.48030044573425557,0,0,0,0,0,0,0,0,0,0,0,0,48.810275311760059,52.322621782461518,55.945970608691717,59.679677503895199,63.523124348960238,67.475717279692375,71.536884972140498,75.706077099680144,79.982762939893703,84.366430112670685,88.856583433722861,93.452743870008021,377.94966791849646,405.14660900799856,433.20306795808023,462.11405590342304,491.87478659950114,522.48066161343047,553.92725704683676,586.21031158868152,619.32571572800259,653.26950198271948,688.03783602212877,723.62700857849791,"","","","","","","","","","","","",7.5330242184713487,8.0750943227364971,8.6342957262447797,9.2105289944776416,9.8036987314101953,10.413713284345734,11.040484479285384,11.683927382805519,12.343960087053766,13.020503514996498,13.713481243478727,14.422819342011724,2.6811445670200067,2.8740774811915477,3.0731077459834539,3.2781999707861287,3.4893202023655956,3.7064358198085663,3.9295154403355381,4.1585288345485036,4.3934468499069901,4.6342413414120029,4.8808851086297089,5.1333518383129411,437.2249724615499,468.6873147474551,501.14397639601987,534.58918611893091,569.01740702646816,604.42331949577772,640.80180581143588,678.14793634455384,716.45695707371112,755.72427828130571,795.94546428375747,837.1162240745648]
[191,2,2,2,2,0,3.4393063583815029,3.4393063583815029,3.4393063583815029,3.4393063583815029,"",0.3106365050299284,0.3106365050299284,0.3106365050299284,0.3106365050299284,"",8.5221965317919067E-5,0,1.6581759537572256E-2,7.3047398843930635E-4,"",1.1964113569018333,1.2825041146271485,1.3713177027093753,1.4628363287411337,1.5570448417174256,1.6539286851568105,1.7534738550722342,1.8556668621518788,1.9604946976117623,2.0679448022647162,2.1780050384183736,2.2906636642710652,0,0,0,0,0,0,0,0,0,0,0,0,232.78746687147103,249.53865773173948,266.81924444145278,284.62615424934637,302.95643920273341,321.80726702622513,341.17591294405474,361.0597523215514,381.45625402103155,402.36297438350636,423.77755176083218,445.69770153388441,1802.5291854574443,1932.2376737304546,2066.045401030844,2203.928574308633,2345.864366859159,2491.8308476948223,2641.8069182233753,2795.7722552690966,2953.7072596258586,3115.5930094560467,3281.4112179516915,3451.1441947589901,"","","","","","","","","","","","",35.92673088809412,38.511988308435598,41.178948848244325,43.927138281354907,46.75610164211016,49.665401817648878,52.6546182858226,55.72334597953401,58.871194261333336,62.097785994598688,65.402756699667776,68.785753784978994,12.786997165787723,13.707138756451995,14.656360019305701,15.634492168364615,16.64137327282053,17.676847756010083,18.740765946215646,19.832983672462088,20.953361899556413,22.101766397503397,23.278067441157074,24.482139536569413,2085.2267917396994,2235.2779626417087,2390.0712720425558,2549.5791953364396,2713.7753258185403,2882.6342929798629,3056.1316892545406,3234.2440041047962,3416.9485645053915,3604.2234810339196,3796.0475988917665,3992.4004532786939]
[192,2,2,2,2,0,3.4393063583815029,3.4393063583815029,3.4393063583815029,3.4393063583815029,"",0.3106365050299284,0.3106365050299284,0.3106365050299284,0.3106365050299284,"",8.5221965317919067E-5,0,1.6581759537572256E-2,7.3047398843930635E-4,"",9.6484786846922035E-2,0.10342775117960873,0.11059013731527219,0.11797067167267207,0.12556813239656658,0.13338134557716211,0.14140918186066401,0.14965055339934508,0.15810441109772275,0.16676974211812226,0.17564556761438493,0.18473094066702139,0,0,0,0,0,0,0,0,0,0,0,0,18.773182812215406,20.124085300946735,21.517681003342965,22.953722116882773,24.431970903446242,25.95219895372783,27.514186527746347,29.117721961415434,30.762601130728349,32.448626966411794,34.175609012970334,35.943363026926164,145.36525689172939,155.82561884923018,166.61656459926161,177.73617534747038,189.18261023057735,200.95410062055012,213.04894501801411,225.46550445718518,238.20219835692404,251.25750076258439,264.62993693158802,278.31808022249919,"","","","","","","","","","","","",2.8973170071043644,3.105805508744806,3.3208829716326069,3.5425111517221701,3.7706533582346902,4.0052743401329733,4.2463401843405322,4.4938182241559685,4.7476769565591397,5.0078859673063452,5.2744158628764337,5.5472382084660472,1.0312094488538486,1.1054144158429029,1.1819645176859435,1.2608461426100497,1.3420462316790751,1.4255522383879098,1.5113520924367454,1.5994341671340395,1.6897872499642268,1.782400515927693,1.8772635033191187,1.9743660916588235,168.16345094674992,180.26435182594423,192.74768322923842,205.61122543035805,218.85284885633396,232.47050749837598,246.4622330043984,260.82612936328997,275.56036810527348,290.66318395434831,306.13287087836824,321.96777849021726]
[193,1,1,1,1,0,1.7196531791907514,1.7196531791907514,1.7196531791907514,1.7196531791907514,"",-0.90534191926485708,-0.90534191926485708,-0.90534191926485708,-0.90534191926485708,"",2.5635982658959534E-5,0,4.9880297687861248E-3,2.1973699421965316E-4,"",2.5216051210947095,2.7030577105548188,2.8902448324748882,3.083133202136334,3.2816908866662597,3.4858872062337416,3.6956926454674406,3.911078773746433,4.1320181732297518,4.358484373664929,4.5904517931590298,4.8278956842144281,0,0,0,0,0,0,0,0,0,0,0,0,490.63231070442754,525.93780025366596,562.359065975828,599.88963161566937,638.52328394849212,678.25405355576493,719.07619758952171,760.98418426323428,803.97267884841722,848.0365309902329,893.17076318322802,939.37056027143558,3799.0836502441443,4072.4625231475643,4354.4811185547896,4645.0892892682577,4944.2389247990159,5251.8838025077293,5567.9794541452884,5892.4830457619128,6225.3532692755152,6566.5502442533734,6916.035428677008,7273.7715376389451,"","","","","","","","","","","","",251.7189015772272,269.83238259974877,288.51831257544092,307.77336886162215,327.5943637634299,347.97823467075278,368.92203521550545,390.42292731467057,412.47817398585806,435.08513283957529,458.2412501667045,481.9440555515302,89.59147691642238,96.038404448431407,102.68907729655479,109.54231286996111,116.59697660827804,123.85197847114161,131.30626979090445,138.95884044060537,146.80871627689203,154.85495682379798,163.09665316836504,171.53292604331858,4633.5479445633155,4966.9741681599653,5310.9378192350887,5665.3777358176467,6030.2352400058826,6405.4539564116221,6790.9796493866879,7186.7600765541692,7592.7448565599116,8008.8853492806447,8435.1345469884654,8871.4469751894449]
[194,2,2,2,2,0,3.4393063583815029,3.4393063583815029,3.4393063583815029,3.4393063583815029,"",0.3106365050299284,0.3106365050299284,0.3106365050299284,0.3106365050299284,"",8.5221965317919067E-5,0,1.6581759537572256E-2,7.3047398843930635E-4,"",11.933238437227319,12.79194426589401,13.677788183152867,14.590612672476082,15.530266614807354,16.496604820983414,17.489487612526926,18.508780444431,19.554353564566352,20.626081705169366,21.72384380254713,22.847522741697205,0,0,0,0,0,0,0,0,0,0,0,0,2321.8672502148015,2488.9468700210919,2661.3067864934578,2838.9163514160614,3021.7461613382316,3209.7679665970586,3402.9545897516678,3601.2798521878608,3804.7185078484817,4013.2461832058111,4226.8393227241704,4445.4751391702284,17978.77497236909,19272.51253927279,20607.136709636678,21982.410166975136,23398.105233317809,24854.003164749647,26349.893519827987,27885.573591264667,29460.847892784368,31075.527694316439,32729.430599698808,34422.3801619187,"","","","","","","","","","","","",358.34016743866783,384.12602532155762,410.72680593152086,438.137779244998,466.35440734646653,495.37233038764629,525.18735399923696,555.7954379636102,587.19268598723443,619.37533643644883,652.33975392055731,686.08242162308079,127.53998463424401,136.71765495145021,146.18537154739752,155.94145091801093,165.98427793406802,176.3123008438167,186.92402679257665,197.818017791138,208.99288707557557,220.44729580993709,232.17995009050861,244.18959821636329,20798.455613094029,22295.095033832782,23839.033461792205,25429.996361226684,27067.720346551385,28751.95236739915,30482.448977983997,32258.975679651707,34081.306327260223,35949.222591473801,37862.51347023659,39820.974843670076]
[195,1,1,1,1,0,1.7196531791907514,1.7196531791907514,1.7196531791907514,1.7196531791907514,"",-0.90534191926485708,-0.90534191926485708,-0.90534191926485708,-0.90534191926485708,"",2.5635982658959534E-5,0,4.9880297687861248E-3,2.1973699421965316E-4,"",2.613453587553001E-2,2.7944356115088696E-2,2.9809298915682791E-2,3.1729055534066054E-2,3.3703329342038943E-2,3.5731834969989065E-2,3.7814297536222417E-2,3.9950451951116385E-2,4.2140042286815609E-2,4.4382821204576255E-2,4.6678549433012431E-2,4.9026995291449521E-2,0,0,0,0,0,0,0,0,0,0,0,0,5.0850339803531233,5.4371732898215415,5.8000378747371348,6.1735676624854214,6.5577049376938605,6.9523941755892995,7.3575818920478442,7.7732165082029283,8.1992482278061196,8.6356289258046903,9.0823120468232723,9.5392525124220331,39.374637654741647,42.101336781607081,44.911084288505258,47.803415018775027,50.77788206844491,53.834055495879859,56.971521160681483,60.189879675315751,63.48874545548842,66.867745857374373,70.326520391536761,73.864720004804767,"","","","","","","","","","","","",2.6088766273456372,2.7895416961713901,2.9757093674466231,3.1673488209171401,3.3644304457116987,3.5669257548460469,3.7748073082910141,3.9880486435096776,4.2066242125373305,4.430509324816204,4.6596800951114803,4.894113395930102,0.92854810930803844,0.99285019485619275,1.0591107597924416,1.127318834610423,1.1974638802458444,1.2695357576468662,1.3435247003925932,1.4194212899699505,1.4972164333792624,1.5769013427880598,1.6584675169934118,1.7419067244868882,48.023230907623976,51.34884631857129,54.775751589397139,58.303379392322078,61.931184661438358,65.658643018932068,69.485249358949162,73.410516568949419,77.433974371497953,81.55516827198791,85.773658599897942,90.089019632935248]
[196,2,2,2,2,0,3.4393063583815029,3.4393063583815029,3.4393063583815029,3.4393063583815029,"",0.3106365050299284,0.3106365050299284,0.3106365050299284,0.3106365050299284,"",8.5221965317919067E-5,0,1.6581759537572256E-2,7.3047398843930635E-4,"",7.0330870802133932E-2,7.5201293374385109E-2,8.0220056737417014E-2,8.5386330029665267E-2,9.0699314992470248E-2,9.6158243665251539E-2,0.10176237631155467,0.10751099954645148,0.11340342464032314,0.11943898597778176,0.12561703965357454,0.13193696218987616,0,0,0,0,0,0,0,0,0,0,0,0,13.684378004643778,14.632023082273218,15.608531039480281,16.613740214343444,17.647495288534927,18.709646838867517,19.800050933762495,20.918568768895277,22.065066337160022,23.239414128819828,24.441486858309794,25.671163214658769,105.96142081747652,113.29926392749789,120.86059923627985,128.6441749567926,136.6487884219741,144.8732826122496,153.31654303088595,161.97749488270836,170.85510051855741,179.94835711347983,189.25629455129948,198.77797349207253,"","","","","","","","","","","","",2.1119477459464679,2.2582004207101729,2.4089075831710751,2.5640442835995891,2.7235865512904223,2.8875113253515616,3.0557963924260592,3.2284203304602155,3.405362457768315,3.5866027867559747,3.7721219817569125,3.9619013205148446,0.75168180277317387,0.8037358720264417,0.85737537697483357,0.91259143754177108,0.96937552210377864,1.0277194228569868,1.0876152336511471,1.1490553299756743,1.2120323508308313,1.2765391822570009,1.3425689423280001,1.4101149674417668,122.57975924164208,131.06842459588211,139.81563329264344,148.81993722230706,158.07994509889571,167.59431844299093,177.3617679670372,187.38105031158599,197.65096508895692,208.17035219729041,218.93808937334776,229.95308995687782]
[197,2,2,2,2,0,3.4393063583815029,3.4393063583815029,3.4393063583815029,3.4393063583815029,"",0.3106365050299284,0.3106365050299284,0.3106365050299284,0.3106365050299284,"",8.5221965317919067E-5,0,1.6581759537572256E-2,7.3047398843930635E-4,"",4.5508210519027849E-2,4.8659660418719768E-2,5.1907095535975709E-2,5.5249978254489289E-2,5.8687792053951346E-2,6.2220040018692177E-2,6.5846243495711845E-2,6.9565940882998015E-2,7.3378686531973797E-2,7.7284049750329389E-2,8.128161389348941E-2,8.5370975534625748E-2,0,0,0,0,0,0,0,0,0,0,0,0,8.8545975324165624,9.467779641470905,10.099637731428416,10.750067197516346,11.418967539640249,12.106242072208392,12.811797663022791,13.535544497520474,14.277395865221189,15.037267965706947,15.815079731847513,16.610752668308614,68.563272293661285,73.311288423675109,78.203917152886959,83.240348501454037,88.419804273042089,93.741535807926212,99.2048219611615,104.80896727704659,110.55330033553714,116.43717224989872,122.45995529789964,128.62104167134103,"","","","","","","","","","","","",1.3665544238477147,1.4611885075183473,1.5587049067577547,1.6590874776232636,1.762320709658509,1.8683896811098342,1.9772800186286263,2.0889778608860214,2.2034698256147918,2.3207429796656309,2.4407848117250612,2.5635832073919582,0.48638234297087729,0.52006438778181519,0.55477230274842182,0.59050034193879297,0.62724298489068042,0.66499492067216803,0.7037510335389775,0.74350638998425977,0.78425622700818498,0.82599594146041233,0.86872108032988238,0.91242733187408431,79.316314803415466,84.808980620864887,90.468939189357528,96.295253496786927,102.28702329928548,108.44338252193529,114.7634969198476,121.24656196632034,127.89180093991328,134.69846318648203,141.66582253569558,148.79317585445031]
[198,2,2,2,2,0,3.4393063583815029,3.4393063583815029,3.4393063583815029,3.4393063583815029,"",0.3106365050299284,0.3106365050299284,0.3106365050299284,0.3106365050299284,"",8.5221965317919067E-5,0,1.6581759537572256E-2,7.3047398843930635E-4,"",0.33924302386911659,0.36273565039409278,0.38694380308636434,0.41186347426073833,0.43749081349309177,0.46382211650297789,0.49085381514985182,0.51858246840053057,0.54700475414744099,0.57611746177518253,0.60591748538783008,0.63640181762175563,0,0,0,0,0,0,0,0,0,0,0,0,66.006999787105272,70.577993690964931,75.288208543375475,80.136864563303675,85.123212568227288,90.246531811008012,95.506128033442607,100.90133170878899,106.43149644983069,112.09599756254268,117.89423072831782,123.82561080011877,511.10802982547494,546.50233188557797,582.9746551397028,620.51896155629368,659.12945003540449,698.80053965908621,739.52685461956742,781.30321061071083,824.12460250127674,867.98619313560857,912.88330312979735,958.81140154999684,"","","","","","","","","","","","",10.187042068682963,10.892496146954951,11.619436577648717,12.367743015009783,13.137299835636155,13.927995804636943,14.739723775231576,15.572380417513978,16.425865972764811,17.3000840302347,18.194941323768639,19.110347546012779,3.6257592839647206,3.8768436180098949,4.1355753477609625,4.4019116399073663,4.6758113419123442,4.9572348631925243,5.2461440681996496,5.5425021798826632,5.8462736922428329,6.1574242908867092,6.4759207806409416,6.8017310194249925,591.26707398909707,632.21240099190186,674.40481941157441,717.83734424877525,762.5032645946734,808.3961242544267,855.50970431159112,903.83800738529703,953.37524337026252,1004.1158164810479,1056.0543134479126,1109.1854927331754]
[199,2,2,2,2,0,3.4393063583815029,3.4393063583815029,3.4393063583815029,3.4393063583815029,"",0.3106365050299284,0.3106365050299284,0.3106365050299284,0.3106365050299284,"",8.5221965317919067E-5,0,1.6581759537572256E-2,7.3047398843930635E-4,"",1.1294310428813275,1.2076442994827725,1.288239734665579,1.3712040057705071,1.4565242937026104,1.5441882659184512,1.6341840431208483,1.7265001691871322,1.821125583929895,1.9180495983490835,2.0172618720838735,2.1187523928138936,0,0,0,0,0,0,0,0,0,0,0,0,219.7550114863383,234.97307655650519,250.65464551635984,266.79712226563299,283.39801257470799,300.45491688299012,317.96552381865655,335.92760434755348,354.33900647321678,373.19765042163601,392.50152425403377,412.24867985893195,1701.6157578335938,1819.4528854239368,1940.8790347943766,2065.8741037179047,2194.4187787764076,2326.4944795967144,2462.0833086724629,2601.1680060576105,2743.7319083274215,2889.7589112929409,3039.2334360296913,3192.1403978432822,"","","","","","","","","","","","",33.915396155493283,36.26404205022807,38.684221776806098,41.175534671922819,43.73759579425208,46.370034812998611,49.072495007783182,51.844632365625806,54.686114762985284,57.596621222610651,60.575841236449243,63.623474147091322,12.071125421004499,12.907052533130505,13.768439877301741,14.655144849935501,15.567030443195977,16.503964849409261,17.465821105103714,18.452476769609355,19.463813633930407,20.499717456244774,21.560077720914354,22.644787418329546,1968.4867219393113,2104.804700863283,2245.2745816995102,2389.8731095111661,2538.5779418822663,2691.3675844080303,2848.2213326471274,3009.1192197095861,3174.0419687814838,3342.9709499917813,3515.8881411131729,3692.7760916604489]
[200,2,2,2,2,0,3.4393063583815029,3.4393063583815029,3.4393063583815029,3.4393063583815029,"",0.3106365050299284,0.3106365050299284,0.3106365050299284,0.3106365050299284,"",8.5221965317919067E-5,0,1.6581759537572256E-2,7.3047398843930635E-4,"",6.2056650707765254E-2,6.6354082389163335E-2,7.0782403003603236E-2,7.5340879437939948E-2,8.0028807346297276E-2,8.4845509116398418E-2,8.9790332039607068E-2,9.4862646658633656E-2,0.10006184527087336,0.10538734056863097,0.11083856440021284,0.11641496663812603,0,0,0,0,0,0,0,0,0,0,0,0,12.074451180568042,12.910608602005784,13.772233270129661,14.659182542067747,15.571319372236703,16.508511916647809,17.470633176849262,18.457560678437009,19.469176179847079,20.5053654077822,21.5660178161557,22.651026365875385,93.495371309538129,99.969938759556982,106.64170520848222,113.50956613834643,120.57246037233008,127.82936701080847,135.27930267431114,142.92131901415442,150.75450045755065,158.77796215895282,166.99084813349953,175.39232955182871,"","","","","","","","","","","","",1.863483305246884,1.9925297829795647,2.1255066910333018,2.2623920149408141,2.4031646040797847,2.5478041106043192,2.6962909344935815,2.848606173935484,3.0047315803838073,3.1646495177258602,3.328342925079629,3.4957952828072156,0.66324864950574181,0.70917871061156634,0.75650768556602965,0.80522773900744515,0.85533134303274594,0.90681125546204733,0.95966050028042382,1.013872349978536,1.0694403095566158,1.1263581019914712,1.1846196549952941,1.244219088919206,108.15861109556656,115.64860993754306,123.36673525821482,131.31170931380038,139.48230449902564,147.87733980263906,156.495677617974,165.33622086316407,174.39791037260903,183.67972252702097,193.18066709413034,202.89978525606867]
[201,1,1,1,1,0,1.7196531791907514,1.7196531791907514,1.7196531791907514,1.7196531791907514,"",-0.90534191926485708,-0.90534191926485708,-0.90534191926485708,-0.90534191926485708,"",2.5635982658959534E-5,0,4.9880297687861248E-3,2.1973699421965316E-4,"",2.2475700852955809,2.4032146258976286,2.56359970674872,2.728698775929681,2.8984863234153493,3.0729378074190596,3.252029588115128,3.4357388677960099,3.6240436366661424,3.8169226235935589,4.0143552512390697,4.2163215950646586,0,0,0,0,0,0,0,0,0,0,0,0,437.31292231036866,467.59690292465268,498.80325722739371,530.92681897374632,563.96262464167205,597.90589910067979,632.75204271611472,668.49661970545196,705.13534759132631,742.66408761920354,781.07883602680147,820.37571606829476,3386.2188383077819,3620.7149632182095,3862.3532488114529,4111.0936916146529,4366.8978578862625,4629.728772645668,4899.550819818608,5176.3296520771555,5460.0321091720052,5750.6261437341982,6048.0807536721622,6352.3659204132109,"","","","","","","","","","","","",224.36338995172483,239.9005858707396,255.9110056004096,272.39199859887407,289.3410183312061,306.75561491676007,324.63342851302724,342.97218334183231,361.76968227821044,381.02380193419361,400.73248817958734,420.89375204998879,79.855137400491316,85.385116757632588,91.083525342149997,96.949419776496413,102.98189370114262,109.1800751576305,115.54312423376304,122.07023093741576,128.76061327061657,135.61351547977316,142.62820646143342,149.80397830587239,4129.9978580556626,4416.0007833971322,4710.7146366881543,5014.0906277396998,5326.0818808836984,5646.6432996281574,5975.7314448696279,6313.3044249296518,6659.3217959488247,7013.7444713909617,7376.5346395912238,7747.6556884324318]
[202,2,2,2,2,0,3.4393063583815029,3.4393063583815029,3.4393063583815029,3.4393063583815029,"",0.3106365050299284,0.3106365050299284,0.3106365050299284,0.3106365050299284,"",8.5221965317919067E-5,0,1.6581759537572256E-2,7.3047398843930635E-4,"",8.1625181230947224,8.7277736369212828,9.3102454084072797,9.9098370087370355,10.526455792949637,11.160012632443605,11.810421674276315,12.477600123832282,13.161468047962213,13.86194819612726,14.578965837441327,15.312448611801509,0,0,0,0,0,0,0,0,0,0,0,0,1588.1928119507163,1698.1753847838272,1811.5077494643881,1928.1711436999776,2048.1475414282013,2171.4196007697419,2297.9706171949065,2427.7844812370813,2560.8456401892195,2697.139063303619,2836.650210085013,2979.3650013248084,12297.757839581247,13149.379278173728,14026.938958422363,14930.291599397167,15859.297620973823,16813.822740821674,17793.737611761058,18798.917494328449,19829.241960183164,20884.594622640929,21964.862891159635,23069.937747050531,"","","","","","","","","","","","",245.11017075014013,262.08408412124538,279.57498009391367,297.57996303188179,316.09625092329435,335.12116734815481,354.65213425038911,374.68666541164737,395.22236053981686,416.25689989820819,437.78803941214051,459.81360619857571,87.2393056983219,93.280639735774685,99.505977574785106,105.91428860411261,112.50458265357386,119.27590713510796,126.22734447021841,133.35800976717681,140.66704871701356,148.15363568194488,155.81697195371436,163.65628416250621,14226.462646103519,15211.647160451495,16226.837910963857,17271.866831741878,18346.572451771844,19450.799428707123,20584.398129350848,21747.224250868188,22939.138477677174,24160.006169720829,25409.697078447942,26688.085087348223]
[203,1,1,1,1,0,1.7196531791907514,1.7196531791907514,1.7196531791907514,1.7196531791907514,"",-0.90534191926485708,-0.90534191926485708,-0.90534191926485708,-0.90534191926485708,"",2.5635982658959534E-5,0,4.9880297687861248E-3,2.1973699421965316E-4,"",2.6613672490560666E-2,2.8389808491126472E-2,3.0218148127681959E-2,3.2098408897179943E-2,3.4030319019037206E-2,3.6013616701164208E-2,3.8048049477253709E-2,4.0133373606491059E-2,4.2269353528167866E-2,4.4455761364773749E-2,4.6692376468047164E-2,4.8978985003225818E-2,0,0,0,0,0,0,0,0,0,0,0,0,5.1782602760205165,5.5238455949877485,5.8795882499861154,6.2454332739941538,6.6213277862755229,7.0072208495693769,7.4030633411456472,7.8088078360058288,8.2244085007663728,8.6498209969745457,9.0850023927828882,9.5299110820562198,40.096511220578172,42.772461227147865,45.527061922642886,48.359887684233243,51.270529043695106,54.258591581601415,57.32369492887215,60.465471862369931,63.6835674832137,66.977638468130266,70.347352385528367,73.792387069124899,"","","","","","","","","","","","",2.6567063773060862,2.8340089213777362,3.0165226865877526,3.2042194721063799,3.3970721474724259,3.5950545793247759,3.7981415652473123,4.0063087738450767,4.219532690301147,4.437790566772839,4.6610603770762884,4.8893207751843013,0.94557161414875512,1.0086769140880398,1.0736369853432601,1.1404417907103281,1.2090816739493964,1.2795473337072318,1.3518297999713815,1.4259204127421548,1.5018108026552952,1.579492873327059,1.658958785225608,1.7402009408996162,48.903663160544092,52.167382466092519,55.527027992687692,58.982080629941279,62.532040970411487,66.176427960903965,69.914777684713755,73.74664225856948,77.671588830464685,81.689198666569482,85.799066317081198,90.000798852268261]
[204,1,1,1,1,0,1.7196531791907514,1.7196531791907514,1.7196531791907514,1.7196531791907514,"",-0.90534191926485708,-0.90534191926485708,-0.90534191926485708,-0.90534191926485708,"",2.5635982658959534E-5,0,4.9880297687861248E-3,2.1973699421965316E-4,"",1.99602543679205E-2,2.129235636834485E-2,2.2663611095761468E-2,2.4073806672884959E-2,2.5522739264277908E-2,2.7010212525873156E-2,2.8536037107940282E-2,3.0100030204868292E-2,3.1702015146125896E-2,3.3341821023580305E-2,3.5019282351035373E-2,3.6734238752419358E-2,0,0,0,0,0,0,0,0,0,0,0,0,3.883695207015387,4.1428841962408107,4.409691187489587,4.684074955495614,4.9659958397066424,5.2554156371770322,5.5522975058592356,5.8566058770043705,6.1683063755747796,6.4873657477309088,6.8137517945871657,7.1474333115421649,30.072383415433627,32.0793459203609,34.145296441982161,36.269915763174936,38.452896782771333,40.693943686201067,42.992771196654111,45.349103896777443,47.762675612410277,50.233228851097692,52.760514289146258,55.344290301843678,"","","","","","","","","","","","",1.9925297829795647,2.1255066910333018,2.2623920149408141,2.4031646040797847,2.5478041106043192,2.6962909344935815,2.848606173935484,3.0047315803838073,3.1646495177258602,3.328342925079629,3.4957952828072156,3.6669905813882258,0.70917871061156634,0.75650768556602965,0.80522773900744515,0.85533134303274594,0.90681125546204733,0.95966050028042382,1.013872349978536,1.0694403095566158,1.1263581019914712,1.1846196549952941,1.244219088919206,1.305150705674712,36.677747370408071,39.125536849569379,41.645270994515762,44.236560472455963,46.899030727808615,49.632320970677974,52.436083263535309,55.309981693927107,58.253691622848514,61.266898999927108,64.349299737810881,67.500599139201199]
[205,1,1,1,1,0,1.7196531791907514,1.7196531791907514,1.7196531791907514,1.7196531791907514,"",-0.90534191926485708,-0.90534191926485708,-0.90534191926485708,-0.90534191926485708,"",2.5635982658959534E-5,0,4.9880297687861248E-3,2.1973699421965316E-4,"",5.3227344981121331E-3,5.6779616982252932E-3,6.0436296255363909E-3,6.4196817794359888E-3,6.8060638038074418E-3,7.2027233402328413E-3,7.6096098954507412E-3,8.0266747212982114E-3,8.4538707056335712E-3,8.8911522729547485E-3,9.3384752936094325E-3,9.7957970006451629E-3,0,0,0,0,0,0,0,0,0,0,0,0,1.0356520552041031,1.1047691189975495,1.1759176499972233,1.2490866547988304,1.3242655572551048,1.4014441699138753,1.4806126682291294,1.5617615672011655,1.6448817001532745,1.7299641993949089,1.8170004785565772,1.9059822164112439,8.0193022441156341,8.5544922454295733,9.1054123845285755,9.671977536846649,10.254105808739022,10.851718316320282,11.464738985774428,12.093094372473985,12.736713496642739,13.39552769362605,14.06947047710567,14.758477413824977,"","","","","","","","","","","","",0.53134127546121723,0.56680178427554717,0.60330453731755052,0.64084389442127587,0.67941442949448516,0.71901091586495502,0.75962831304946232,0.80126175476901529,0.84390653806022931,0.88755811335456758,0.93221207541525741,0.97786415503686008,0.18911432282975102,0.20173538281760792,0.21472739706865204,0.22808835814206557,0.24181633478987927,0.25590946674144632,0.27036595999427626,0.28518408254843092,0.30036216053105902,0.31589857466541177,0.33179175704512154,0.34804018817992316,9.7807326321088173,10.433476493218503,11.105405598537539,11.796416125988257,12.506408194082299,13.235285592180791,13.982955536942747,14.749328451713895,15.534317766092935,16.337839733313896,17.159813263416236,18.000159770453649]
[206,2,2,2,2,0,3.4393063583815029,3.4393063583815029,3.4393063583815029,3.4393063583815029,"",0.3106365050299284,0.3106365050299284,0.3106365050299284,0.3106365050299284,"",8.5221965317919067E-5,0,1.6581759537572256E-2,7.3047398843930635E-4,"",0.18136782519704639,0.19347190154318217,0.20593173713036916,0.21874540674654588,0.23191105825148894,0.24542690757492591,0.25929123420026529,0.27350237707372049,0.28805873088759126,0.30295874269391504,0.31820090881087781,0.33378377198954839,0,0,0,0,0,0,0,0,0,0,0,0,35.288996845482465,37.644104271687738,40.068432281651837,42.561606284113644,45.123265905504006,47.753064016721304,50.450665854394494,53.215748224915345,56.047998781271339,58.947115364158911,61.912805400059383,64.944785349966423,273.25116594278899,291.4873275698514,310.25948077814684,329.56472501770224,349.40026982954311,369.76342730978371,390.65160530535542,412.06230125063837,433.99309656780429,456.44165156489868,479.40570077499842,502.88304868757638,"","","","","","","","","","","","",5.4462480734774754,5.8097182888243584,6.1838715075048913,6.5686499178180773,6.9639979023184715,7.3698618876157882,7.786190208756989,8.2129329863824054,8.65004201511735,9.0974706618843193,9.5551737730063895,10.023107589127815,1.9384218090049474,2.0677876738804812,2.2009558199536832,2.3379056709561721,2.4786174315962621,2.6230720340998248,2.7712510899413316,2.9231368461214164,3.0787121454433546,3.2379603903204708,3.4008655097124962,3.5674119288442125,316.10620049595093,337.2024097057872,358.91867212438763,381.2516322973367,404.19806212721335,427.75485215579556,451.91900369264852,476.68762168513126,502.05790824052394,528.0271567239563,554.59274636658768,581.75213732750444]
[207,2,2,2,2,0,3.4393063583815029,3.4393063583815029,3.4393063583815029,3.4393063583815029,"",0.3106365050299284,0.3106365050299284,0.3106365050299284,0.3106365050299284,"",8.5221965317919067E-5,0,1.6581759537572256E-2,7.3047398843930635E-4,"",4.4236054926108884E-3,4.7188268669068828E-3,5.0227252958626629E-3,5.3352538230864851E-3,5.6563672744265612E-3,5.9860221359738031E-3,6.3241764439089104E-3,6.6707896847248921E-3,7.0258227045753973E-3,7.3892376266808547E-3,7.7609977758750677E-3,8.1410676095011805E-3,0,0,0,0,0,0,0,0,0,0,0,0,0.8607072401337188,0.91814888467531086,0.97727883613784983,1.0380879581491134,1.1005674611098539,1.1647088784566173,1.230504045229134,1.2979450786564721,1.3670243605188133,1.4377345210770467,1.5100684243916922,1.58401915487723,6.6646625839704656,7.1094470138988148,7.5673044092230937,8.0381640248220059,8.5219578007205641,9.0186201782874083,9.5280879342769627,10.050300030503376,10.58519747726352,11.132723208899968,11.692821970121912,12.265440211892109,"","","","","","","","","","","","",0.13283531886530431,0.14170044606888679,0.15082613432938763,0.16021097360531897,0.16985360737362129,0.17975272896623876,0.18990707826236558,0.20031543869225382,0.21097663451505733,0.22188952833864189,0.23305301885381435,0.24446603875921502,4.7278580707437755E-2,5.0433845704401979E-2,5.3681849267163011E-2,5.7022089535516393E-2,6.0454083697469817E-2,6.3977366685361581E-2,6.7591489998569065E-2,7.1296020637107729E-2,7.5090540132764755E-2,7.8974643666352942E-2,8.2947939261280385E-2,8.701004704498079E-2,7.7099073291695372,8.2244490172143205,8.7541139542533575,9.2988202999350396,9.858489320175936,10.433045174531598,11.022414724210941,11.626527358173934,12.245314835134732,12.87871113960869,13.526652350404575,14.189076520183036]
[208,2,2,2,2,0,3.4393063583815029,3.4393063583815029,3.4393063583815029,3.4393063583815029,"",0.3106365050299284,0.3106365050299284,0.3106365050299284,0.3106365050299284,"",8.5221965317919067E-5,0,1.6581759537572256E-2,7.3047398843930635E-4,"",0.88472109852217751,0.94376537338137656,1.0045450591725327,1.0670507646172969,1.1312734548853121,1.1972044271947606,1.264835288781782,1.3341579369449781,1.4051645409150795,1.4778475253361711,1.5521995551750136,1.628213521900236,0,0,0,0,0,0,0,0,0,0,0,0,172.14144802674372,183.62977693506218,195.45576722756994,207.61759162982264,220.11349222197077,232.94177569132347,246.10080904582679,259.58901573129435,273.40487210376267,287.54690421540931,302.01368487833844,316.80383097544598,1332.9325167940929,1421.889402779763,1513.4608818446188,1607.632804964401,1704.3915601441129,1803.7240356574814,1905.6175868553923,2010.0600061006751,2117.0394954527042,2226.5446417799935,2338.5643940243826,2453.0880423784215,"","","","","","","","","","","","",26.567063773060855,28.340089213777361,30.165226865877521,32.042194721063787,33.970721474724257,35.950545793247748,37.981415652473117,40.063087738450761,42.19532690301147,44.377905667728378,46.610603770762879,48.893207751843001,9.4557161414875477,10.086769140880397,10.736369853432601,11.404417907103278,12.090816739493963,12.795473337072316,13.518297999713814,14.259204127421544,15.01810802655295,15.794928733270588,16.589587852256081,17.402009408996161,1541.9814658339074,1644.8898034428644,1750.8227908506717,1859.7640599870078,1971.6978640351872,2086.6090349063197,2204.4829448421879,2325.3054716347865,2449.0629670269459,2575.742227921738,2705.3304700809149,2837.8153040366069]
[209,2,2,2,2,0,3.4393063583815029,3.4393063583815029,3.4393063583815029,3.4393063583815029,"",0.3106365050299284,0.3106365050299284,0.3106365050299284,0.3106365050299284,"",8.5221965317919067E-5,0,1.6581759537572256E-2,7.3047398843930635E-4,"",4.4236054926108895E-2,4.7188268669068834E-2,5.0227252958626643E-2,5.335253823086486E-2,5.656367274426561E-2,5.9860221359738043E-2,6.3241764439089104E-2,6.6707896847248913E-2,7.025822704575399E-2,7.3892376266808557E-2,7.7609977758750698E-2,8.1410676095011819E-2,0,0,0,0,0,0,0,0,0,0,0,0,8.607072401337188,9.1814888467531084,9.7727883613784989,10.380879581491135,11.00567461109854,11.647088784566176,12.30504045229134,12.979450786564721,13.670243605188135,14.377345210770468,15.100684243916923,15.840191548772301,66.646625839704654,71.094470138988157,75.673044092230953,80.38164024822008,85.219578007205655,90.186201782874093,95.280879342769623,100.50300030503378,105.85197477263522,111.32723208899969,116.92821970121916,122.65440211892111,"","","","","","","","","","","","",1.3283531886530431,1.4170044606888681,1.5082613432938763,1.60210973605319,1.698536073736213,1.797527289662388,1.8990707826236561,2.0031543869225383,2.1097663451505735,2.2188952833864195,2.3305301885381442,2.4446603875921507,0.47278580707437756,0.50433845704401992,0.53681849267163007,0.57022089535516407,0.60454083697469818,0.63977366685361592,0.67591489998569076,0.71296020637107738,0.7509054013276476,0.78974643666352951,0.82947939261280401,0.87010047044980809,77.099073291695376,82.24449017214323,87.541139542533585,92.988202999350435,98.584893201759371,104.33045174531601,110.2241472421094,116.26527358173936,122.45314835134732,128.78711139608691,135.26652350404578,141.89076520183039]
[210,1,1,1,1,0,1.7196531791907514,1.7196531791907514,1.7196531791907514,1.7196531791907514,"",-0.90534191926485708,-0.90534191926485708,-0.90534191926485708,-0.90534191926485708,"",2.5635982658959534E-5,0,4.9880297687861248E-3,2.1973699421965316E-4,"",2.4218441966410205,2.5834725726925085,2.7498514796190578,2.9209552096433744,3.0967590307323865,3.2772391198059432,3.4623725024300875,3.6521369981906866,3.8465111710632751,4.0454742841944107,4.2490062585922921,4.4570876352935489,0,0,0,0,0,0,0,0,0,0,0,0,471.22168511786697,502.66994914388493,535.04253074873657,568.33442793346785,602.54082855107265,637.65709731081324,673.67876404425397,710.6015130765303,748.42117356973995,787.13371072468362,826.73521774324286,867.22190846711601,3648.7825210726132,3892.293971670455,4142.9626349605014,4400.7497792652248,4665.6181429762546,4937.5318339257283,5216.4562385273657,5502.3579394756625,5795.2046409724462,6094.9651005998539,6401.6090670830808,6715.1072232903653,"","","","","","","","","","","","",241.7602803348538,257.89481184537397,274.50356447948548,291.5839719616805,309.13356541999076,327.14996671855454,345.63088243750542,364.57409841990199,383.97747481740436,403.8389415763283,424.15649431394223,444.92819054177136,86.047016887536699,91.7895991820116,97.700965666236669,103.78020295463983,110.02643232939508,116.43880736735809,123.01651179739572,129.75875755953606,136.66478304163184,143.73385147276235,150.96524945553034,158.35828562186506,4450.2333476095118,4747.2318044144185,5052.9595473345789,5367.369337324657,5690.4157283074464,6022.0549444422604,6362.2447693089507,6710.9444455298217,7068.1145835722855,7433.7170786578235,7807.7150348543883,8190.0726955564114]
[211,2,2,2,2,0,3.4393063583815029,3.4393063583815029,3.4393063583815029,3.4393063583815029,"",0.3106365050299284,0.3106365050299284,0.3106365050299284,0.3106365050299284,"",8.5221965317919067E-5,0,1.6581759537572256E-2,7.3047398843930635E-4,"",5.2331252977586802,5.5823721835508415,5.94188402500553,6.3116052727113106,6.6914824856466222,7.0814641868570094,7.4815007331442409,7.8915441970295461,8.3115482595126942,8.7414681123634512,9.1812603688602064,9.6308829820398945,0,0,0,0,0,0,0,0,0,0,0,0,1018.2166650781892,1086.1701305708925,1156.1208631510763,1228.058054490401,1301.9713064929572,1377.8506032141786,1455.6862855060654,1535.4690280506063,1617.1898184937561,1700.839938434146,1786.4109460553718,1873.8946602197627,7884.2958368370582,8410.4758174422968,8952.1211161109186,9509.1480413644331,10081.476078252428,10669.027670914005,11271.728026249646,11889.504936085494,12522.288615602743,13170.011556128662,13832.608390654223,14510.015770668362,"","","","","","","","","","","","",157.14418221765499,167.63162769949307,178.42731691166554,189.52958177509231,200.93681752299398,212.64747836706044,224.66007358437849,236.97316397293625,249.5853586313128,262.49531202461338,275.7017213040624,289.20332385215136,55.930560976898853,59.663239468307538,63.505627683053831,67.457131920515891,71.517181014106797,75.685224788782762,79.960732668307216,84.343192413698432,88.832108977060685,93.427003457295527,98.127412146094699,102.93288565421227,9120.8203704075586,9729.5231873645407,10356.116807881719,11000.504414823154,11662.592865768132,12342.292441470883,13039.51661874154,13754.181864719763,14486.207449964386,15235.51527815708,16002.029730528611,16785.677523376529]
[212,1,1,1,1,0,1.7196531791907514,1.7196531791907514,1.7196531791907514,1.7196531791907514,"",-0.90534191926485708,-0.90534191926485708,-0.90534191926485708,-0.90534191926485708,"",2.5635982658959534E-5,0,4.9880297687861248E-3,2.1973699421965316E-4,"",7.0974521227816167E-2,7.5545370319204885E-2,8.0246022242949841E-2,8.5075797547593021E-2,9.0034041752910521E-2,9.5120123693134273E-2,0.10033343401622763,0.10567338382041966,0.11113940341193433,0.11673094117011791,0.12244746250806453,0.12828844891843491,0,0,0,0,0,0,0,0,0,0,0,0,13.809613987469369,14.698970624965288,15.61358318498538,16.553319465688805,17.518052123923439,18.507658352864116,19.522019590014569,20.561021251915932,21.624552492436361,22.712505981957218,23.824777705140548,24.961266775272613,106.93115306786966,113.81765480660718,120.89971921058309,128.17632260923776,135.64647895400353,143.30923732218037,151.16367965592477,159.20891870803425,167.44409617032562,175.8683809638209,184.48096767281223,193.28107510727952,"","","","","","","","","","","","",7.0850223034443403,7.5413067164693803,8.0105486802659467,8.4926803686810644,8.9876364483119371,9.4953539131182794,10.01577193461269,10.548831725752867,11.094476416932094,11.65265094269072,12.22330193796075,12.806377642814827,2.5216922852200994,2.6840924633581502,2.8511044767758196,3.0227041848734908,3.198868334268079,3.3795744999284536,3.564801031855386,3.7545270066382375,3.948732183317647,4.1473969630640202,4.3505023522490402,4.5580299285440358,130.41845616523128,138.81756998171923,147.45520157485319,156.33010242602873,165.4410699022599,174.78694421178437,184.36660564642364,194.1789720761617,204.22299666642363,214.49766579270297,225.00199713067062,235.73503790282942]
[213,2,2,2,2,0,3.4393063583815029,3.4393063583815029,3.4393063583815029,3.4393063583815029,"",0.3106365050299284,0.3106365050299284,0.3106365050299284,0.3106365050299284,"",8.5221965317919067E-5,0,1.6581759537572256E-2,7.3047398843930635E-4,"",0.10381419107195142,0.11049995650897858,0.11737558410790269,0.12444008003738435,0.13169248699142369,0.13913188176599603,0.14675737306394759,0.15456809950065878,0.16256322778697882,0.1707419510692515,0.17910348740902599,0.18764707838737857,0,0,0,0,0,0,0,0,0,0,0,0,20.199275462856832,21.500134395032692,22.837935079280498,24.212484144416784,25.623595326045582,27.071088995040949,28.554791730442378,30.074535931413894,31.630159463695026,33.221505336617227,34.848421407299057,36.510760109087087,156.40783430577392,166.48069700290807,176.83960854608418,187.48307161585242,198.409643922323,209.61793455409318,221.10660067107429,232.87434449979744,244.91991059579928,257.24208334268206,269.83968466162639,282.71157190864375,"","","","","","","","","","","","",3.1174098135155095,3.3181749552465272,3.5246414193170179,3.7367793622196683,3.9545600372572527,4.1779557217720429,4.4069396512295835,4.6414859593312618,4.8815696234501225,5.1271664147839164,5.3782528527027305,5.6348061628385242,1.1095446054968436,1.1810006838775859,1.2544859697813608,1.3299898413443361,1.407502067077955,1.4870127799685195,1.56851245401637,1.6519918829208247,1.7374421606597648,1.8248546637481686,1.9142210349895776,2.005533168559376,180.93787837871506,192.59050699357385,204.57404659857096,216.88676504387058,229.52699383969519,242.49312393264069,255.78360187982656,269.39692637296406,283.33164507139116,297.58635170890062,312.15968344402677,327.05031842751612]
[214,2,2,2,2,0,3.4393063583815029,3.4393063583815029,3.4393063583815029,3.4393063583815029,"",0.3106365050299284,0.3106365050299284,0.3106365050299284,0.3106365050299284,"",8.5221965317919067E-5,0,1.6581759537572256E-2,7.3047398843930635E-4,"",5.6625922402882591E-2,6.0272703550351962E-2,6.4023045877037818E-2,6.7876407293118723E-2,7.1832265631685627E-2,7.5890117326906925E-2,8.0049476216698695E-2,8.4309872454904775E-2,8.8670851520170263E-2,9.3131973310500826E-2,9.7692811314014166E-2,0.10235295184766102,0,0,0,0,0,0,0,0,0,0,0,0,11.017786616103729,11.727346033654197,12.457055497789359,13.206809533318246,13.976506541479408,14.766048542749605,15.575340943877663,16.404292326225761,17.252814252924559,18.120821092700307,19.008229858526757,19.91496005950205,85.313364166785775,90.80765291067712,96.45796829786407,102.26349360864678,108.22344213944889,114.33705521132353,120.60360036604051,127.02236972716226,133.59267850679961,140.31386364146297,147.18528254270529,154.20631195016932,"","","","","","","","","","","","",1.7004053528266416,1.8099136119526513,1.9225316832638275,2.0382432884834554,2.1570327475948647,2.2788849391483872,2.4037852643070461,2.5317196141806879,2.662674340063703,2.7966362262457722,2.9335924651105802,3.0735306342755586,0.60520614845282383,0.64418219120595599,0.68426507442619666,0.72544900436963777,0.76772840022433897,0.81109787998282878,0.8555522476452927,0.90108648159317695,0.94769572399623525,0.99537527113536473,1.0441205645397695,1.0939271828505688,98.693388206571868,105.04936745104028,111.58584359922048,118.30187184211124,125.19654209437918,132.26897669053128,139.5183282980872,146.94377802161679,154.54453367530428,162.31982820485493,170.26891824219641,178.39108277864514]
[215,2,2,2,2,0,3.4393063583815029,3.4393063583815029,3.4393063583815029,3.4393063583815029,"",0.3106365050299284,0.3106365050299284,0.3106365050299284,0.3106365050299284,"",8.5221965317919067E-5,0,1.6581759537572256E-2,7.3047398843930635E-4,"",0.46716385982378139,0.49724980429040372,0.52819012848556202,0.5599803601682295,0.59261619146140665,0.62609346794698206,0.66040817878776426,0.69555644775296432,0.73153452504140482,0.76833877981163179,0.80596569334061685,0.84441185274320341,0,0,0,0,0,0,0,0,0,0,0,0,90.896739582855773,96.750604777647126,102.77070785676223,108.95617864987553,115.30617896720514,121.81990047768426,128.49656278699072,135.33541169136254,142.33571758662762,149.49677401477751,156.81789633284575,164.29842049089191,703.83525437598269,749.16313651308633,795.77823845737862,843.67382227133589,892.84339765045343,943.28070549341919,994.97970301983435,1047.9345502490887,1102.1395976810968,1157.5893750420694,1214.2785809773188,1272.2020735888968,"","","","","","","","","","","","",14.028344160819794,14.931787298609375,15.860886386926577,16.815507129988507,17.795520167657639,18.800800747974193,19.83122843053313,20.886686816990679,21.967063305525549,23.072248866527623,24.202137837162287,25.356627732773358,4.9929507247357963,5.314503077449138,5.6451868640161234,5.9849542860495113,6.3337593018507974,6.6915575098583382,7.0583060430736655,7.4339634731437103,7.8184897229689412,8.2118459868667593,8.6139946574530981,9.0248992585171912,814.22045270421779,866.65728147108234,920.58320969356907,975.99044269741762,1032.8714722786285,1091.2190576968828,1151.0262084592196,1212.2861686783385,1274.9924028212602,1339.1385826900528,1404.7185754981206,1471.7264329238224]
[216,2,2,2,2,0,3.4393063583815029,3.4393063583815029,3.4393063583815029,3.4393063583815029,"",0.3106365050299284,0.3106365050299284,0.3106365050299284,0.3106365050299284,"",8.5221965317919067E-5,0,1.6581759537572256E-2,7.3047398843930635E-4,"",1.3543033108022753,1.4415221599125845,1.5312178472258213,1.6233774077604228,1.7179883530244817,1.8150386394018574,1.9145166395160436,2.0164111162131393,2.1207111988574052,2.2274063616761448,2.3364864039268385,2.4479414316898929,0,0,0,0,0,0,0,0,0,0,0,0,263.50872990181421,280.47902597156286,297.93124398879559,315.86286133852809,334.27144811704915,353.15466098076149,372.51023757440743,392.33599146889941,412.6298075491124,433.38963780041564,454.61349744976496,476.29946142309063,2040.4112929889598,2171.8163654470277,2306.9530751239163,2445.8018888068023,2588.3439911684864,2734.5612371374882,2884.4361087544685,3037.9516759746302,3195.0915609542908,3355.8399054249894,3520.1813408130347,3688.1009608082163,"","","","","","","","","","","","",40.66802802177051,43.287100552534248,45.980549424726547,48.747985316229304,51.589033213310522,54.503331461298934,57.490530904676838,60.550294105821457,63.682294633190232,66.886216411044728,70.161753123894698,73.508607669757112,14.474513717163369,15.406690739675783,16.365339696693205,17.350322021173838,18.361504238698775,19.398757629589326,20.461957922849916,21.550985018103482,22.665722732243292,23.806058567987474,24.971883501909488,26.163091789842767,2360.4168679405097,2512.4307048707128,2668.7614260813571,2829.386434890494,2994.2839650905694,3163.4330258485397,3336.8133517959186,3514.4053576836677,3696.1900970676938,3882.1492245661134,4072.2649612925306,4266.5200631225971]
[217,2,2,2,2,0,3.4393063583815029,3.4393063583815029,3.4393063583815029,3.4393063583815029,"",0.3106365050299284,0.3106365050299284,0.3106365050299284,0.3106365050299284,"",8.5221965317919067E-5,0,1.6581759537572256E-2,7.3047398843930635E-4,"",9.9095364205044542E-2,0.10547723121311592,0.11204033028481621,0.11878371276295778,0.12570646485544987,0.13280770532208711,0.14008658337922275,0.14754227679608334,0.15517399016029798,0.16298095329337642,0.17096241979952478,0.17911766573340679,0,0,0,0,0,0,0,0,0,0,0,0,19.281126578181528,20.522855558894843,21.799847121131386,23.111916683306934,24.458886447588966,25.840584949811809,27.256846651785914,28.707511570895083,30.192424942617983,31.711436912225533,33.264402252421824,34.851180104128588,149.29838729187512,158.91339259368499,168.80144452126217,178.96111381513188,189.39102374403558,200.0898466198162,211.05630064057092,222.28914702253394,233.78718738689935,245.54926137256018,257.57424444973429,269.86104591279633,"","","","","","","","","","","","",2.9757093674466231,3.1673488209171401,3.3644304457116987,3.5669257548460469,3.7748073082910141,3.9880486435096776,4.2066242125373305,4.430509324816204,4.6596800951114803,4.894113395930102,5.1337868139435159,5.3786786099822281,1.0591107597924416,1.127318834610423,1.1974638802458444,1.2695357576468662,1.3435247003925932,1.4194212899699505,1.4972164333792624,1.5769013427880598,1.6584675169934118,1.7419067244868882,1.8272109879445968,1.9143725699884953,172.71342936150077,183.83639303932051,195.27522629863594,207.02827572369469,219.09394866516362,231.47070920842972,244.15707452165265,257.15161153782935,270.45293393178252,284.05969935849606,297.97060692384377,312.18439486262912]
[218,1,1,1,1,0,1.7196531791907514,1.7196531791907514,1.7196531791907514,1.7196531791907514,"",-0.90534191926485708,-0.90534191926485708,-0.90534191926485708,-0.90534191926485708,"",2.5635982658959534E-5,0,4.9880297687861248E-3,2.1973699421965316E-4,"",3.9149545909263397,4.1670826268073418,4.4263705869211138,4.6927809927252309,4.9662777430905445,5.2468260229132868,5.5343922203351159,5.8289438515343486,6.130449492202299,6.438878714943705,6.7542020319448408,7.0763908423408708,0,0,0,0,0,0,0,0,0,0,0,0,761.73830754881044,810.7952196730854,861.2452484837936,913.08110172739475,966.29575515561692,1020.8824347439847,1076.8346005852036,1134.145932255683,1192.8103154827897,1252.8218299647601,1314.1747382155529,1376.8634753240376,5898.3224032236903,6278.1818391324541,6668.8285116557645,7070.2059551255561,7482.2597791028338,7904.9375306914699,8338.1885698208116,8781.9639559351708,9236.2163447551629,9700.8998939643607,10175.970176832323,10661.384102917542,"","","","","","","","","","","","",390.8098302579898,415.97847848045109,441.86186520346973,468.45624913644752,495.75802648888651,523.7637218476043,552.46997991323599,581.87355799252816,611.97131915797445,642.76022599882015,674.23733489791505,706.399790777666,139.09654645274068,148.05454027883559,157.26692293895422,166.73236283762176,176.44957731822726,186.41732941605352,196.63442491714309,207.0997096861652,217.81206723180142,228.77041648261135,239.97370975005705,251.42093085848907,7193.8820420741586,7657.1771601916334,8133.6289188689034,8623.1684498197465,9125.7294158086552,9641.2478427220249,10169.66196745673,10710.912099721081,11264.940496119931,11831.691245125496,12411.110161727795,13003.144690720075]
[219,2,2,2,2,0,3.4393063583815029,3.4393063583815029,3.4393063583815029,3.4393063583815029,"",0.3106365050299284,0.3106365050299284,0.3106365050299284,0.3106365050299284,"",8.5221965317919067E-5,0,1.6581759537572256E-2,7.3047398843930635E-4,"",23.230784665782586,24.726876631531891,26.265454571054772,27.84629609200196,29.469186975399037,31.133920633363566,32.840297617900639,34.588125174624686,36.377216836149856,38.207392050632969,40.07847584157431,41.990298495502934,0,0,0,0,0,0,0,0,0,0,0,0,4520.046959256556,4811.1437103066346,5110.5070179680861,5418.0936110438106,5733.8618086419265,6057.771414663026,6389.7836222258102,6729.8609268341188,7077.9670472623011,7434.0668532803011,7798.1262994606041,8170.1123644107156,34999.80764942387,37253.839606605296,39571.881494198744,41953.59825294734,44398.667137708908,46906.776900445482,49477.627050168114,52110.927180568317,54806.396357414545,57563.762558910188,60382.762163144864,63263.139477556964,"","","","","","","","","","","","",697.59129599712981,742.51705930357537,788.71862305898537,836.1893091003376,884.92268470079341,934.91254628562592,986.15290468196542,1038.6379717176274,1092.3621480111342,1147.3200118173283,1203.5063088116156,1260.915942711548,248.28582240277098,264.27574394224354,280.71974678334726,297.61545404264393,314.96057619203509,332.75290526295555,350.99030959648132,369.67072907360091,388.79217076945554,408.35270498328339,428.35046160244048,448.78362676444584,40488.962511746111,43096.502996789284,45778.092336580215,48533.342923226133,51361.881394219061,54263.34768729045,57237.394184290271,60283.684933368284,63401.894940293583,66591.709521041732,69852.823708861091,73184.941709939172]
[220,1,1,1,1,0,1.7196531791907514,1.7196531791907514,1.7196531791907514,1.7196531791907514,"",-0.90534191926485708,-0.90534191926485708,-0.90534191926485708,-0.90534191926485708,"",2.5635982658959534E-5,0,4.9880297687861248E-3,2.1973699421965316E-4,"",0.10425261104050274,0.1107395106952708,0.11740460061567837,0.1242469776190165,0.13126577069652529,0.13846013894239415,0.14582926967217913,0.1533723767084694,0.1610886988147627,0.16897749826112904,0.17703805950744017,0.18526968799179691,0,0,0,0,0,0,0,0,0,0,0,0,20.284579462452097,21.546744795279825,22.843580862650555,24.174911931014346,25.540568526952484,26.940387034220109,28.374209327643985,29.841882439562177,31.34325825510096,32.878193233093953,34.446548149876207,36.048187863546765,157.06836363311794,166.84161251060468,176.88332520074812,187.19214095652487,197.7667475046089,208.60587792517623,219.70830781708727,231.07285271504935,242.69836573007279,254.58373538848082,266.72788364804575,279.12976407261726,"","","","","","","","","","","","",10.407003268727745,11.054557178767009,11.719898908779868,12.402938298670474,13.103588400103225,13.821765269765514,14.557387781538957,15.310377455366289,16.080658300913193,16.868156674385833,17.67280114708446,18.494522384458278,3.7040475994342472,3.9345241779506313,4.1713317751254175,4.4144383012899491,4.6638128099012661,4.9194254239604334,5.1812472691607674,5.4492504129783521,5.7234078090283473,6.0036932461036745,6.2900813013907699,6.5825472974229502,191.5682465747725,203.48817817329743,215.73554134791965,228.30867646511865,241.20598301226241,254.42591579206467,267.96698146510312,281.82773539966468,296.00677879393004,310.50275604032544,325.31435230590461,340.44029130603707]
[221,2,2,2,2,0,3.4393063583815029,3.4393063583815029,3.4393063583815029,3.4393063583815029,"",0.3106365050299284,0.3106365050299284,0.3106365050299284,0.3106365050299284,"",8.5221965317919067E-5,0,1.6581759537572256E-2,7.3047398843930635E-4,"",0.18081811065105588,0.1920691376311135,0.20362922187935623,0.21549679689505694,0.22767035198072075,0.24014842865009611,0.25292961736471437,0.26601255456051082,0.27939591993150253,0.29307843394204253,0.30705885554298307,0.32133598007029623,0,0,0,0,0,0,0,0,0,0,0,0,35.182038100962593,37.371166493368086,39.620428599954742,41.929519624438228,44.298145628248818,46.726022831632989,49.212876978677279,51.75844275877369,54.362463278100925,57.024689575580283,59.744880178506143,62.522800693677652,272.42295873203142,289.37390489359228,306.79048082594039,324.67032641834675,343.01116563397068,361.8108010981216,381.06710918148679,400.77803552039887,420.94159092438889,441.55584762811594,462.61893585050791,484.12904062879613,"","","","","","","","","","","","",5.4297408358579542,5.767595049791483,6.114729865450367,6.4710982427845956,6.8366548174451616,7.2113557929211378,7.5951588425420651,7.9880230201911102,8.3899086787373189,8.8007773953317407,9.2205919028266763,9.6493160266738851,1.9325465736178684,2.0527952232785904,2.1763470131089138,2.3031852006730174,2.4332936399484866,2.5666567429358782,2.7032594447795311,2.8430871719887061,2.9861258134060944,3.1323616936193091,3.2817815485517063,3.4343725030032792,315.14810235312086,334.75753079766156,354.90561552633375,375.58962628313765,396.80693007159385,418.55498489426168,440.83133406485041,463.63360102591292,486.9594846145647,510.8067547265893,535.17324833593545,560.05686583222121]
[222,2,2,2,2,0,3.4393063583815029,3.4393063583815029,3.4393063583815029,3.4393063583815029,"",0.3106365050299284,0.3106365050299284,0.3106365050299284,0.3106365050299284,"",8.5221965317919067E-5,0,1.6581759537572256E-2,7.3047398843930635E-4,"",5.0227252958626643E-2,5.335253823086486E-2,5.656367274426561E-2,5.9860221359738043E-2,6.3241764439089104E-2,6.6707896847248913E-2,7.025822704575399E-2,7.3892376266808557E-2,7.7609977758750698E-2,8.1410676095011819E-2,8.5294126539717519E-2,8.925999446397119E-2,0,0,0,0,0,0,0,0,0,0,0,0,9.7727883613784989,10.380879581491135,11.00567461109854,11.647088784566176,12.30504045229134,12.979450786564721,13.670243605188135,14.377345210770468,15.100684243916923,15.840191548772301,16.595800049585041,17.367444637132682,75.673044092230953,80.38164024822008,85.219578007205655,90.186201782874093,95.280879342769623,100.50300030503378,105.85197477263522,111.32723208899969,116.92821970121916,122.65440211892111,128.50525995847443,134.48028906355449,"","","","","","","","","","","","",1.5082613432938763,1.60210973605319,1.698536073736213,1.797527289662388,1.8990707826236561,2.0031543869225383,2.1097663451505735,2.2188952833864195,2.3305301885381442,2.4446603875921507,2.5612755285629656,2.6803655629649681,0.53681849267163007,0.57022089535516407,0.60454083697469818,0.63977366685361592,0.67591489998569076,0.71296020637107738,0.7509054013276476,0.78974643666352951,0.82947939261280401,0.87010047044980809,0.91160598570880724,0.9539923619453553,87.541139542533585,92.988202999350435,98.584893201759371,104.33045174531601,110.2241472421094,116.26527358173936,122.45314835134732,128.78711139608691,135.26652350404578,141.89076520183039,148.65923564887095,155.57135162006145]
[223,2,2,2,2,0,3.4393063583815029,3.4393063583815029,3.4393063583815029,3.4393063583815029,"",0.3106365050299284,0.3106365050299284,0.3106365050299284,0.3106365050299284,"",8.5221965317919067E-5,0,1.6581759537572256E-2,7.3047398843930635E-4,"",0.4821816284028157,0.51218436701630254,0.54301125834494979,0.57465812505348501,0.6071209386152554,0.64039580973358956,0.6744789796392382,0.7093668121613621,0.74505578648400661,0.78154249051211333,0.81882361478128818,0.85689594685412329,0,0,0,0,0,0,0,0,0,0,0,0,93.818768269233573,99.656443982314869,105.65447626654597,111.81205233183526,118.12838834199684,124.6027275510213,131.23433860980609,138.02251402339647,144.96656874160246,152.06583886821406,159.3196804760164,166.72746851647372,726.46122328541696,771.66374638291256,818.10794886917427,865.78753711559114,914.69644169058824,964.82880292832408,1016.1789578172981,1068.7414280543969,1122.5109091317038,1177.4822603416424,1233.6504956013546,1291.0107750101229,"","","","","","","","","","","","",14.479308895621211,15.38025346611062,16.305946307867643,17.256261980758918,18.231079513187098,19.230282114456369,20.253756913445503,21.301394720509624,22.373089809966178,23.468739720884642,24.588245074204469,25.73150940446369,5.1534575296476479,5.4741205954095733,5.8035920349571022,6.1418272017947118,6.4887830398626303,6.8444179811623416,7.2086918527454156,7.581565791969882,7.9630021690829178,8.3529645163181563,8.7514174628045502,9.1583266746754095,840.39493960832226,892.68674879376385,946.41497473688992,1001.5723367550335,1058.1518135242502,1116.1466263846976,1175.5502241729343,1236.3562694024342,1298.5586256388394,1362.1513459375713,1427.1286622291611,1493.4849755525897]
[224,2,2,2,2,0,3.4393063583815029,3.4393063583815029,3.4393063583815029,3.4393063583815029,"",0.3106365050299284,0.3106365050299284,0.3106365050299284,0.3106365050299284,"",8.5221965317919067E-5,0,1.6581759537572256E-2,7.3047398843930635E-4,"",1.6323857211553654,1.7339574925031076,1.8383193641886324,1.9454571941914864,2.0553573442703961,2.1680066475355897,2.2833923789870041,2.4015022286712777,2.5223242771593974,2.6458469730878833,2.7720591125408189,2.9009498200790627,0,0,0,0,0,0,0,0,0,0,0,0,317.61562174480116,337.37858639846183,357.68442486070251,378.53038549840068,399.9138146994685,421.83215056335342,444.28291716861435,467.26371935004016,490.77223792729995,514.80622533509973,539.36350161151381,564.44195070681212,2459.3739329975056,2612.403308067152,2769.6362852341836,2931.0515579434082,3096.6285786400126,3266.3475099135976,3440.189180110644,3618.1350428924889,3800.1671402896222,3986.2680688649352,4176.4209486504187,4370.6093945655202,"","","","","","","","","","","","",49.018493657050975,52.068566421728661,55.202422396426918,58.419636914027599,61.719800435268823,65.102517574982485,68.567406217393639,72.114096710058618,75.742231127489674,79.451462596744875,83.241454678296378,87.111880796361447,17.446601011827976,18.532179099042828,19.647577201677692,20.792644172742516,21.96723424953495,23.171206707060012,24.404425543148545,25.666759191564704,26.95808025991613,28.278265289618759,29.627194535536237,31.004751763224039,2845.087035132341,3022.1165974788883,3204.0090290571793,3390.7396817227705,3582.2847853685553,3778.6213914065293,3979.7273214187876,4185.5811203728235,4396.1620138814869,4611.4498690594864,4831.4251585883057,5056.0689276519979]
[225,2,2,2,2,0,3.4393063583815029,3.4393063583815029,3.4393063583815029,3.4393063583815029,"",0.3106365050299284,0.3106365050299284,0.3106365050299284,0.3106365050299284,"",8.5221965317919067E-5,0,1.6581759537572256E-2,7.3047398843930635E-4,"",0.14565903358001725,0.15472236086950808,0.16403465095837028,0.17359464194324031,0.18340111687335842,0.19345290085702185,0.20374885843268656,0.21428789117374483,0.22506893550037702,0.23609096067553423,0.24735296696518083,0.2588539839455164,0,0,0,0,0,0,0,0,0,0,0,0,28.341086247997644,30.104550786324289,31.916456372185763,33.776557475241908,35.684617311644878,37.640407281037689,39.643706455045589,41.69430111123436,43.79198430735908,45.93655549143967,48.127820143796626,50.365589447684769,219.45182786746975,233.10675671983819,247.13677622089642,261.53998517033483,276.31455009403192,291.45870088459793,306.9707268406421,322.84897305809909,339.09183713353553,355.69776614487114,372.66525387957586,389.99283828430794,"","","","","","","","","","","","",4.3739578955522411,4.6461182345542502,4.925754613835017,5.2128291400209239,5.5073052696086027,5.8091477220753607,6.1183224009366635,6.4347963218206159,6.7585375467606177,7.0895151240172352,7.4276990328326011,7.7730601325984061,1.5567736287477272,1.6536405965299754,1.7531684272266248,1.8553436338754861,1.9601532099585031,2.0675845984761243,2.1776256638501779,2.2902646663242354,2.4054902385771317,2.523291364304443,2.6436573585555414,2.7665778496415299,253.86930467334739,269.66578869811622,285.89619028510219,302.55831006141642,319.65002700211727,337.16929338704415,355.11413021890718,373.48262304865204,392.27291816173272,411.48321908530801,431.11178338172579,451.15691969817817]
[226,1,1,1,1,0,1.7196531791907514,1.7196531791907514,1.7196531791907514,1.7196531791907514,"",-0.90534191926485708,-0.90534191926485708,-0.90534191926485708,-0.90534191926485708,"",2.5635982658959534E-5,0,4.9880297687861248E-3,2.1973699421965316E-4,"",4.2486716267520821,4.5130362909435,4.7846628540766316,5.0635145081836868,5.3495557565018705,5.6427523290726418,5.9430711060604011,6.250480047887188,6.5649481314074309,6.8864452914535486,7.2149423671727799,7.5504110526512012,0,0,0,0,0,0,0,0,0,0,0,0,826.67010794804764,878.10791832357779,930.95868675033842,985.21525144945417,1040.8707057650779,1097.9183817424193,1156.3518352077519,1216.1648321746209,1277.351336425274,1339.9054981371041,1403.8216434413318,1469.0942648158475,6401.1049063235878,6799.4002084031936,7208.6363835435313,7628.7579763731583,8059.7115069994234,8501.445343849211,8953.9095881398462,9417.0559686191118,9890.8377454052861,10375.209621918959,10870.127664033402,11375.549225684052,"","","","","","","","","","","","",424.12308973423791,450.51325777815691,477.62834393462305,505.46467385306335,534.01870407377203,563.28701360261778,593.26629625634121,623.95335368826102,655.34508901692607,687.43850099091264,720.2306786319059,753.71879630574881,150.95336013926234,160.3461157738721,169.99688335728513,179.90435511923675,190.06726987597622,200.48441003154693,211.15459885333448,222.07669798978446,233.24960520272046,244.672252290486,256.34360318131661,268.26265217903386,7807.1001357718887,8292.8805365697444,8792.0049604398555,9304.4057713030961,9830.0177424707508,10368.777901554869,10920.625389563333,11485.501332519667,12063.348724181613,12654.112318628915,13257.738531655128,13874.175350037332]
[227,2,2,2,2,0,3.4393063583815029,3.4393063583815029,3.4393063583815029,3.4393063583815029,"",0.3106365050299284,0.3106365050299284,0.3106365050299284,0.3106365050299284,"",8.5221965317919067E-5,0,1.6581759537572256E-2,7.3047398843930635E-4,"",23.737399748246947,25.214409567906728,26.731991738939925,28.289940614612203,29.888057873913514,31.526152050009841,33.204038101823329,34.92153702369373,36.678475488785587,38.47468552250259,40.310004202670505,42.184273383672782,0,0,0,0,0,0,0,0,0,0,0,0,4618.6197795874778,4906.0036902127104,5201.2818212051698,5504.4141595859746,5815.3621177528876,6134.0884417304878,6460.5571278119123,6794.7333466101236,7136.5833736751392,7486.0745259497899,7843.1751034338904,8207.8543355089041,35763.080637988343,37988.363181308807,40274.772566205393,42621.998962586302,45029.743577392932,47497.717944158961,50025.643277547402,52613.249885261255,55260.276630796172,57966.470441402111,60731.585856375023,63555.384611435846,"","","","","","","","","","","","",712.80431084068584,757.15706125873749,802.72814844773416,849.51139709444453,897.50085186794001,946.69076325959168,997.07557471816108,1048.6499109284218,1101.4085671031271,1155.3464991760504,1210.4588147988575,1266.7407650572438,253.70041963661237,269.48639514485052,285.70599955424234,302.35703495501889,319.43738173323749,336.94499353097115,354.87789266744625,373.23416596718408,392.01196094881124,411.20948233457932,430.82498884598232,450.8567902553749,41371.942547801365,43946.224737493008,46591.220527151483,49306.571494836353,52091.931986620904,54946.968294730017,57871.357910846746,60864.788845790681,63926.959008012032,67057.575634385037,70256.354767656419,73523.020775641038]
[228,1,1,1,1,0,1.7196531791907514,1.7196531791907514,1.7196531791907514,1.7196531791907514,"",-0.90534191926485708,-0.90534191926485708,-0.90534191926485708,-0.90534191926485708,"",2.5635982658959534E-5,0,4.9880297687861248E-3,2.1973699421965316E-4,"",8.1850942687808861E-2,8.6777313498544867E-2,9.1834722587968723E-2,9.7022526166996942E-2,0.10234010269655219,0.10778685149682805,0.11336219148017306,0.11906555999352027,0.12489641175822583,0.13085421789680363,0.13693846503741511,0.14314865448813727,0,0,0,0,0,0,0,0,0,0,0,0,15.925854848685089,16.884385855002581,17.868413166401908,18.877811519921398,19.912459981814862,20.972241676954251,22.05704354228509,23.166756101596366,24.301273259243359,25.460492110778063,26.644312768708474,27.852638201834701,123.31771359479477,130.73984906142252,138.35940853308361,146.17542206862399,154.18695324904328,162.39309708219494,170.79297809373216,179.3857485830973,188.17058702626849,197.14669660942513,206.31330387976055,215.66965750142305,"","","","","","","","","","","","",8.1707596538712686,8.662533976054684,9.1673891772781779,9.6852609913806464,10.216087373304946,10.759808360267925,11.316365945270739,11.885703961544534,12.467767976719967,13.062505195671124,13.669864371121335,14.289795721214572,2.9081265663113363,3.0831582685709606,3.2628457009534411,3.4471659899270226,3.6360970524924943,3.8296175467710025,4.0277068269840006,4.2303449023253004,4.4375123992940209,4.649190527114917,4.8653610459213112,5.0860062374172106,150.40430560635028,159.4567044745493,168.74989130030514,178.28268309602007,188.05393775935215,198.06255151768494,208.30745659975219,218.78761910855704,229.50203707328407,240.44973866088603,251.62978053054911,263.04124631637762]
[229,2,2,2,2,0,3.4393063583815029,3.4393063583815029,3.4393063583815029,3.4393063583815029,"",0.3106365050299284,0.3106365050299284,0.3106365050299284,0.3106365050299284,"",8.5221965317919067E-5,0,1.6581759537572256E-2,7.3047398843930635E-4,"",0.46950233643161077,0.49776032014953742,0.52676994796569476,0.55652752706398412,0.58702949225579037,0.61827239800263512,0.65025291114791528,0.68296780427700599,0.71641394963610394,0.75058831354951427,0.78548795128294624,0.82111000230706077,0,0,0,0,0,0,0,0,0,0,0,0,91.351740317121994,96.849936577667137,102.49438130418233,108.2843559801638,114.21916692176951,120.29814372565558,126.52063785478011,132.88602134646891,139.39368562919623,146.04304043634835,152.83351280676757,159.76454616317383,707.35843418433672,749.9322864634097,793.638575689292,838.47173821637273,884.42640268429716,931.49737799918978,979.67964238319712,1028.9683333707283,1079.3587386465056,1130.846287634575,1183.4265437592792,1237.0951973092547,"","","","","","","","","","","","",14.098565677268072,14.947117448878673,15.818240149029011,16.711822887088172,17.627758604918334,18.565943837325047,19.52627849380049,20.508665659135666,21.513011410810922,22.539224651354097,23.587216954091716,24.656902420919263,5.0179438791254434,5.3199593653773443,5.63000826831182,5.9480511198740782,6.2740498160654798,6.6079675316832986,6.949768642639059,7.2994186549926745,7.6568841399583105,8.0221326742375041,8.3951327851191255,8.7758538998571485,818.29618639428384,867.54706017548233,918.10797535878078,969.97249573056274,1023.1344075193063,1077.5877054918562,1133.3265802855647,1190.3454068356025,1248.6387337761071,1308.2012737100645,1369.0278942565405,1431.113609795512]
[230,1,1,1,1,0,1.7196531791907514,1.7196531791907514,1.7196531791907514,1.7196531791907514,"",-0.90534191926485708,-0.90534191926485708,-0.90534191926485708,-0.90534191926485708,"",2.5635982658959534E-5,0,4.9880297687861248E-3,2.1973699421965316E-4,"",1.4444284003730976E-2,1.5313643558566745E-2,1.6206127515523892E-2,1.7121622264764168E-2,1.8060018122920976E-2,1.9021209087675538E-2,2.0005092614148186E-2,2.1011569410621222E-2,2.2040543251451616E-2,2.3091920805318286E-2,2.4165611477190908E-2,2.5261527262612465E-2,0,0,0,0,0,0,0,0,0,0,0,0,2.8104449732973684,2.9795975038239852,3.1532493823062193,3.3313785035155412,3.5139635262026228,3.7009838253448679,3.8924194486385462,4.0882510767522993,4.2884599869252984,4.4930280195490706,4.7019375474191438,4.915171447382594,21.761949457904961,23.0717380696628,24.416366211720636,25.795662717992467,27.209462338066466,28.657605367446163,30.139937310658617,31.656308573487763,33.206574181106205,34.79059351931032,36.408230096428341,38.059351323780547,"","","","","","","","","","","","",1.4418987624478707,1.5286824663625918,1.6177745606961489,1.7091637043612904,1.8028389482302845,1.8987897106355163,1.9970057550477776,2.0974771696843297,2.2001943488329352,2.3051479757066691,2.4123290066684713,2.5217286566849246,0.51319880581964761,0.54408675327722844,0.57579630016825434,0.60832340998712164,0.64166418573396955,0.67581486119488277,0.71077179299717652,0.7465314533515236,0.78309042340482726,0.82044538713792659,0.85859312575081981,0.89753051248539029,26.541936283473579,28.139418436685173,29.779392582406786,31.461649958121185,33.185989016356267,34.952214973709104,36.760139399956266,38.609579842686536,40.500359483520711,42.432306822509311,44.405255387743971,46.419043467596069]
[231,2,2,2,2,0,3.4393063583815029,3.4393063583815029,3.4393063583815029,3.4393063583815029,"",0.3106365050299284,0.3106365050299284,0.3106365050299284,0.3106365050299284,"",8.5221965317919067E-5,0,1.6581759537572256E-2,7.3047398843930635E-4,"",0.4428260673161783,0.46947848377740459,0.49683983728582576,0.52490664484443961,0.55367554383216611,0.58314328447975805,0.61330672301451095,0.64416281539763087,0.67570861158859807,0.70794125027965549,0.74085795405096089,0.77445602490325061,0,0,0,0,0,0,0,0,0,0,0,0,86.161300526376422,91.347099272117873,96.670836911899244,102.13183575401811,107.72944152848717,113.4630219230615,119.33196524939487,125.33567922451047,131.47358985481009,137.74514041155587,144.14979048820126,150.68701513117534,667.16761406022658,707.32249745980687,748.54547479785504,790.83129854498793,834.17490253178028,878.57139061287228,924.01602633869732,970.50422352011901,1018.031537587045,1066.5936576553379,1116.1863992275021,1166.8056974621381,"","","","","","","","","","","","",13.297510809241475,14.097849412010566,14.919476504197819,15.762287495776347,16.626181411457068,17.51106066474976,18.416830852107278,19.343400564866595,20.29068121701485,21.258586887072617,22.247034172609233,23.255942056094309,4.7328334314478608,5.0176889468899946,5.3101214348850121,5.610093669881234,5.917569712879942,6.2325148310194747,6.5548954243072943,6.8846789586862736,7.2218339047334075,7.5663296813831016,7.9181366041464489,8.2772258373652665,771.80208489460858,818.25461357460279,865.94274948612303,914.86042210950802,965.00177072843667,1016.3611313161829,1068.9330245875212,1122.7121450835798,1177.693351175192,1233.8716558856293,1291.2422184465099,1349.8003365116763]
[232,2,2,2,2,0,3.4393063583815029,3.4393063583815029,3.4393063583815029,3.4393063583815029,"",0.3106365050299284,0.3106365050299284,0.3106365050299284,0.3106365050299284,"",8.5221965317919067E-5,0,1.6581759537572256E-2,7.3047398843930635E-4,"",5.3352538230864851E-3,5.6563672744265612E-3,5.9860221359738031E-3,6.3241764439089104E-3,6.6707896847248921E-3,7.0258227045753973E-3,7.3892376266808547E-3,7.7609977758750677E-3,8.1410676095011805E-3,8.5294126539717501E-3,8.9259994463971176E-3,9.3307954807620545E-3,0,0,0,0,0,0,0,0,0,0,0,0,1.0380879581491134,1.1005674611098539,1.1647088784566173,1.230504045229134,1.2979450786564721,1.3670243605188133,1.4377345210770467,1.5100684243916922,1.58401915487723,1.6595800049585039,1.7367444637132678,1.8155062063997027,8.0381640248220059,8.5219578007205641,9.0186201782874083,9.5280879342769627,10.050300030503376,10.58519747726352,11.132723208899968,11.692821970121912,12.265440211892109,12.850525995847441,13.448028906355445,14.057899969423346,"","","","","","","","","","","","",0.16021097360531897,0.16985360737362129,0.17975272896623876,0.18990707826236558,0.20031543869225382,0.21097663451505733,0.22188952833864189,0.23305301885381435,0.24446603875921502,0.25612755285629651,0.26803655629649675,0.2801920729649916,5.7022089535516393E-2,6.0454083697469817E-2,6.3977366685361581E-2,6.7591489998569065E-2,7.1296020637107729E-2,7.5090540132764755E-2,7.8974643666352942E-2,8.2947939261280385E-2,8.701004704498079E-2,9.1160598570880713E-2,9.5399236194535511E-2,9.9725612498376678E-2,9.2988202999350396,9.858489320175936,10.433045174531598,11.022414724210941,11.626527358173934,12.245314835134732,12.87871113960869,13.526652350404575,14.189076520183036,14.865923564887096,15.557135162006142,16.262654656767179]
[233,2,2,2,2,0,3.4393063583815029,3.4393063583815029,3.4393063583815029,3.4393063583815029,"",0.3106365050299284,0.3106365050299284,0.3106365050299284,0.3106365050299284,"",8.5221965317919067E-5,0,1.6581759537572256E-2,7.3047398843930635E-4,"",2.3155001592195346,2.4548633971011276,2.5979336070126311,2.7446925766564676,2.8951227231706032,3.049207053785723,3.2069291299794913,3.3682730347297802,3.5332233425235127,3.7017650918237401,3.8738837597363491,4.0495652386507315,0,0,0,0,0,0,0,0,0,0,0,0,450.53017383671522,477.64627812167669,505.48365325017198,534.03875562944415,563.30816413690889,593.28857246516498,623.97678214743826,655.36969618599448,687.46431321671787,720.25772215199072,753.74709725155833,787.92969357747097,3488.5631867727511,3698.5296855127253,3914.0811573767355,4135.1901634762016,4361.8302132384651,4593.9757051323686,4831.6018726625862,5074.6847350329108,5323.2010519611758,5577.1282821977902,5836.4445453582639,6101.1285867297329,"","","","","","","","","","","","",69.531562544708436,73.716465600151636,78.012684371347632,82.419671965866669,86.936900392438162,91.56385937953489,96.300055298970591,101.14501018255544,106.09826082149934,111.1593579396327,116.3278654326796,121.60335966680636,24.747586858414117,26.237072324701902,27.766177141446931,29.33470665937898,30.942472956504755,32.589294417619904,34.274995351197177,35.99940563939569,37.76236041752167,39.563699779762231,41.403268508428418,43.280915824295484,4035.6880101718084,4278.5843649563567,4527.9416057467142,4783.7279903075478,5045.912873447488,5314.4666384484744,5589.3606345901717,5870.567120075586,6158.0592097594381,6451.810827160999,6751.796660310667,7057.9921210369566]
[234,2,2,2,2,0,3.4393063583815029,3.4393063583815029,3.4393063583815029,3.4393063583815029,"",0.3106365050299284,0.3106365050299284,0.3106365050299284,0.3106365050299284,"",8.5221965317919067E-5,0,1.6581759537572256E-2,7.3047398843930635E-4,"",0.12804609175407564,0.13575281458623745,0.14366453126337125,0.15178023465381385,0.16009895243339739,0.16861974490980955,0.17734170304034053,0.18626394662100165,0.19538562262802833,0.20470590369532204,0.21422398671353082,0.22393909153828931,0,0,0,0,0,0,0,0,0,0,0,0,24.914110995578717,26.413619066636493,27.953013082958815,29.53209708549921,31.150681887755326,32.808584652451522,34.505628505849117,36.241642185400615,38.016459717053515,39.8299201190041,41.68186712911843,43.572148953592873,192.91593659572814,204.52698721729357,216.44688427889778,228.67411042264706,241.20720073208102,254.04473945432451,267.18535701359923,280.62772728292595,294.37056508541059,308.41262390033864,322.75269375253072,337.38959926616042,"","","","","","","","","","","","",3.845063366527655,4.0764865769669107,4.3140654951897295,4.5577698782967744,4.8075705286140922,5.0634392283613758,5.3253486801274059,5.5932724524915445,5.8671849302211605,6.1470612685511172,6.4328773511159225,6.7246097511597993,1.3685301488523933,1.4508980087392755,1.5354568004486779,1.6221957599656576,1.7111044952905854,1.8021729631863539,1.8953914479924705,1.9907505422707295,2.0882411290795391,2.1878543657011376,2.2895816686688524,2.3934146999610406,223.17168719844096,236.60374368422248,250.39308418875837,264.53795338106255,279.0366565961744,293.88755604323359,309.08906735060856,324.63965640970986,340.53783648439281,356.78216555729028,373.37124388814743,390.30371176241243]
[235,1,1,1,1,0,1.7196531791907514,1.7196531791907514,1.7196531791907514,1.7196531791907514,"",-0.90534191926485708,-0.90534191926485708,-0.90534191926485708,-0.90534191926485708,"",2.5635982658959534E-5,0,4.9880297687861248E-3,2.1973699421965316E-4,"",4.3140261557809847,4.5736748761586004,4.8402300846364694,5.1136578497428973,5.3939254127123979,5.6810011141857606,5.9748543274255912,6.2754553973055387,6.5827755844335494,6.8967870138550609,7.2174626278543501,7.5447761424335891,0,0,0,0,0,0,0,0,0,0,0,0,839.38623202481415,889.90645447543034,941.77048218212406,994.97171304997482,1049.5037731591833,1105.3605025030004,1162.5359419933789,1221.0243215900202,1280.8200494283558,1341.9177018386558,1404.3120141625175,1467.9978722849348,6499.5689047609485,6890.759103472622,7292.3547085672299,7704.3045984404162,8126.5594183025178,8559.0714697439198,9001.7946101167054,9454.6841606150101,9917.6968220903855,10390.790597767349,10873.924722133263,11367.059595369123,"","","","","","","","","","","","",430.64709705109743,456.566496620294,483.1753354612498,510.47022636923873,538.44789920477831,567.10519357647411,596.43905217426948,626.44651467905305,657.12471218477003,688.4708620777252,720.48226332498325,753.15629212989745,153.27537667146808,162.50057697879888,171.97116165025193,181.68592511615367,191.64370347254558,201.84337187687166,212.28384217515671,222.96406073432169,233.88300645690839,245.03968895852739,256.43314689091147,268.06244639563653,7927.1916366641099,8404.3063064233047,8894.1119179454927,9396.5461208255256,9911.548719551738,10439.061538814452,10979.028300786937,11531.394513015712,12096.107365744852,12673.115637656112,13262.369609139529,13863.820982322026]
[236,2,2,2,2,0,3.4393063583815029,3.4393063583815029,3.4393063583815029,3.4393063583815029,"",0.3106365050299284,0.3106365050299284,0.3106365050299284,0.3106365050299284,"",8.5221965317919067E-5,0,1.6581759537572256E-2,7.3047398843930635E-4,"",20.599415010936919,21.839234046560954,23.112031466994857,24.417645249932306,25.755918972722807,27.126701462365613,28.529846476614789,29.965212412653649,31.432662040284065,32.932062256984935,34.463283862539271,36.026201351222291,0,0,0,0,0,0,0,0,0,0,0,0,4008.0576064137276,4249.2909673451459,4496.9409797210001,4750.9761186296864,5011.365948692639,5278.0810559631391,5551.0929858784784,5830.374186576325,6115.8979569809862,6407.6383991447856,6705.5703743969289,7009.6694629092535,31035.35129983777,32903.279068582102,34820.892508367688,36787.947514243351,38804.208417773538,40869.447459714458,42983.444309562787,45145.985626640715,47356.864658115439,49615.880869966983,51922.839607438385,54277.551781943555,"","","","","","","","","","","","",618.57456909013661,655.80477806955173,694.02528653864783,733.23122917099363,773.41790879079201,814.5807858626365,856.71546891549656,899.81770579457759,943.88337564932931,988.90848157816106,1034.8891438607743,1081.8215937178327,220.16228769662882,233.41321715593097,247.01661277218111,260.97074288447521,275.27393567987298,289.92457545260476,304.92109919578877,320.26199348780369,335.9457916406709,351.97107108217051,368.3364509471017,385.04058985623243,35902.745178049205,38063.627265199284,40281.98741886652,42557.543250178438,44890.022129909572,47279.160578455201,49724.703710029171,52226.40472491207,54784.024444426715,57397.330884029085,60066.098860505728,62790.109629778097]
[237,1,1,1,1,0,1.7196531791907514,1.7196531791907514,1.7196531791907514,1.7196531791907514,"",-0.90534191926485708,-0.90534191926485708,-0.90534191926485708,-0.90534191926485708,"",2.5635982658959534E-5,0,4.9880297687861248E-3,2.1973699421965316E-4,"",9.8687925155207898E-2,0.10443948843337619,0.11033934348403575,0.11638678345882406,0.12258112523168681,0.12892170795784386,0.13540789175733678,0.14203905650935486,0.14881460074538452,0.1557339406307858,0.16279650902572473,0.1700017546175159,0,0,0,0,0,0,0,0,0,0,0,0,19.201850580199018,20.320940463751192,21.468883689322375,22.645542724416899,23.850784652222483,25.084480891226182,26.346506939070377,27.636742137963036,28.955069459316235,30.301375305590028,31.675549327576721,33.077484255579506,148.68453422671581,157.3499155866441,166.23871529372923,175.34986840087279,184.68234570131975,194.23515155757772,204.00732191803226,213.99792250046218,224.2060471244443,234.63081617698262,245.27137519769681,256.1268935715982,"","","","","","","","","","","","",9.851509227670034,10.425658280041848,11.014610539217205,11.618295444150721,12.236644801873327,12.869592643641232,13.517075093521235,14.17903024803447,14.855398065665202,15.546120265196812,16.251140231969515,16.970402931266555,3.5063368544532496,3.7106872677509721,3.9203064199170061,4.1351691969522486,4.3552513277003557,4.5805293326484708,4.8109804771542635,5.046582728608886,5.2873147171110828,5.5331556992830597,5.7840855249058487,6.0400846060918285,181.34291881419333,191.91164108662147,202.75285528566985,213.86526254985148,225.24760760834758,236.89867613305145,248.81729231953545,261.00231667157794,273.4526439672822,286.16720138768329,299.14494679117462,312.38486711915357]
[238,2,2,2,2,0,3.4393063583815029,3.4393063583815029,3.4393063583815029,3.4393063583815029,"",0.3106365050299284,0.3106365050299284,0.3106365050299284,0.3106365050299284,"",8.5221965317919067E-5,0,1.6581759537572256E-2,7.3047398843930635E-4,"",0.2884747309957546,0.30528712893466398,0.32253299863935447,0.34021027392096953,0.35831695793334534,0.37685111896072365,0.39581088656962854,0.41519444808456024,0.43500004535255937,0.45522597176625301,0.47587056951886469,0.49693222706796569,0,0,0,0,0,0,0,0,0,0,0,0,56.128940516602547,59.40015280128749,62.75570630668583,66.195199011480071,69.71824238645948,73.32446057492939,77.013489643976314,80.784976898738734,84.638580252883699,88.573967649376655,92.590816526384842,96.688813323795614,434.61984783674882,459.9496290926578,485.93248464812513,512.56530155567225,539.84507134043963,567.76888365389846,596.3339204762176,625.53745080649753,655.37682578821955,685.84947422412779,716.95289844059073,748.68467046645549,"","","","","","","","","","","","",8.662533976054684,9.1673891772781779,9.6852609913806464,10.216087373304946,10.759808360267925,11.316365945270739,11.885703961544534,12.467767976719967,13.062505195671124,13.669864371121335,14.289795721214572,14.922250853355072,3.0831582685709606,3.2628457009534411,3.4471659899270226,3.6360970524924943,3.8296175467710025,4.0277068269840006,4.2303449023253004,4.4375123992940209,4.649190527114917,4.8653610459213112,5.0860062374172106,5.3111088777704003,502.78295532897272,532.0853039011115,562.14315093475795,592.95289526687077,624.51105659187135,656.81426812004338,689.8592698706334,723.64290252933472,758.1621018092419,793.41389326231331,829.39538749512622,866.10377574844449]
[239,2,2,2,2,0,3.4393063583815029,3.4393063583815029,3.4393063583815029,3.4393063583815029,"",0.3106365050299284,0.3106365050299284,0.3106365050299284,0.3106365050299284,"",8.5221965317919067E-5,0,1.6581759537572256E-2,7.3047398843930635E-4,"",5.0907305469839056E-2,5.3874199223764234E-2,5.6917587995180187E-2,6.0037107162524028E-2,6.3232404341178591E-2,6.6503138640127704E-2,6.9848979982875634E-2,7.3269608485510632E-2,7.6764713885745767E-2,8.0333995017574059E-2,8.3977159326858494E-2,8.7693922423758661E-2,0,0,0,0,0,0,0,0,0,0,0,0,9.9051071499886856,10.482379906109557,11.074536407062205,11.681505707908247,12.30321924466932,12.939610689693422,13.590615819525231,14.256172393895071,14.936220044626536,15.630700173419413,16.339555857597325,17.062731763022761,76.697620206485098,81.167581604586687,85.752791408492669,90.4527002745304,95.266777295371696,100.19450888009972,105.23539773109722,110.38896190702899,115.65473396262698,121.03226015719903,126.52109972481016,132.12082419996275,"","","","","","","","","","","","",1.5286824663625918,1.6177745606961489,1.7091637043612904,1.8028389482302845,1.8987897106355163,1.9970057550477776,2.0974771696843297,2.2001943488329352,2.3051479757066691,2.4123290066684713,2.5217286566849246,2.6333383858861898,0.54408675327722844,0.57579630016825434,0.60832340998712164,0.64166418573396955,0.67581486119488277,0.71077179299717652,0.7465314533515236,0.78309042340482726,0.82044538713792659,0.85859312575081981,0.89753051248539029,0.9372545078418355,88.726403881583437,93.897406570784412,99.201732517898463,104.63874622356542,110.2078335162126,115.90840025647823,121.73987115364118,127.70168868164733,133.79331208398386,140.0142164580553,146.36389191090464,152.84184277913729]
[240,2,2,2,2,0,3.4393063583815029,3.4393063583815029,3.4393063583815029,3.4393063583815029,"",0.3106365050299284,0.3106365050299284,0.3106365050299284,0.3106365050299284,"",8.5221965317919067E-5,0,1.6581759537572256E-2,7.3047398843930635E-4,"",0.51472942197281712,0.54472801437361618,0.57550005639571089,0.60704186130996507,0.63934986611636124,0.67242062402795777,0.70625079760463128,0.74083715246460746,0.7761765515114295,0.81226594962213761,0.84910238874934685,0.88668299339578172,0,0,0,0,0,0,0,0,0,0,0,0,100.15163896099671,105.98850793955218,111.97586811585118,118.11300215773895,124.39921680721203,130.83384141801125,137.41622661964399,144.14574309382792,151.02178045122386,158.04374619790738,165.21106478237297,172.52317671500785,775.49815986557132,820.69443622415417,867.05600201920356,914.5773027758072,963.25297043098044,1013.0778120098971,1064.0467992810943,1116.1550592821818,1169.3978656221173,1223.7706304783455,1279.2688972175247,1335.888333577401,"","","","","","","","","","","","",15.456678270999536,16.357498335927726,17.281544121875271,18.228704920995096,19.198873740870219,20.191947078816415,21.207824715697107,22.246409527088566,23.307607309922986,24.391326622981204,25.497478639814236,26.625977012849244,5.5013216164697534,5.8219403683679039,6.1508255898697861,6.4879378779768029,6.8332391520815934,7.1866925736381182,7.548262472776516,7.9179142810932532,8.2956144699501468,8.6813304937027311,9.0750307373522787,9.4766844681785578,897.12252813601015,949.4071108823756,1003.0397399031956,1058.0139895938278,1114.3236499972606,1171.9627137043908,1230.9253638868165,1291.2059633366559,1352.7990444047257,1415.6992997425591,1479.9015737658135,1545.4008547668325]
[241,2,2,2,2,0,3.4393063583815029,3.4393063583815029,3.4393063583815029,3.4393063583815029,"",0.3106365050299284,0.3106365050299284,0.3106365050299284,0.3106365050299284,"",8.5221965317919067E-5,0,1.6581759537572256E-2,7.3047398843930635E-4,"",5.6563672744265612E-3,5.9860221359738031E-3,6.3241764439089104E-3,6.6707896847248921E-3,7.0258227045753973E-3,7.3892376266808547E-3,7.7609977758750677E-3,8.1410676095011805E-3,8.5294126539717501E-3,8.9259994463971176E-3,9.3307954807620545E-3,9.743769158195404E-3,0,0,0,0,0,0,0,0,0,0,0,0,1.1005674611098539,1.1647088784566173,1.230504045229134,1.2979450786564721,1.3670243605188133,1.4377345210770467,1.5100684243916922,1.58401915487723,1.6595800049585039,1.7367444637132678,1.8155062063997027,1.8958590847803061,8.5219578007205641,9.0186201782874083,9.5280879342769627,10.050300030503376,10.58519747726352,11.132723208899968,11.692821970121912,12.265440211892109,12.850525995847441,13.448028906355445,14.057899969423346,14.680091577773636,"","","","","","","","","","","","",0.16985360737362129,0.17975272896623876,0.18990707826236558,0.20031543869225382,0.21097663451505733,0.22188952833864189,0.23305301885381435,0.24446603875921502,0.25612755285629651,0.26803655629649675,0.2801920729649916,0.29259315398735436,6.0454083697469817E-2,6.3977366685361581E-2,6.7591489998569065E-2,7.1296020637107729E-2,7.5090540132764755E-2,7.8974643666352942E-2,8.2947939261280385E-2,8.701004704498079E-2,9.1160598570880713E-2,9.5399236194535511E-2,9.9725612498376678E-2,0.10413938976020393,9.858489320175936,10.433045174531598,11.022414724210941,11.626527358173934,12.245314835134732,12.87871113960869,13.526652350404575,14.189076520183036,14.865923564887096,15.557135162006142,16.262654656767179,16.982426975459695]
[242,2,2,2,2,0,3.4393063583815029,3.4393063583815029,3.4393063583815029,3.4393063583815029,"",0.3106365050299284,0.3106365050299284,0.3106365050299284,0.3106365050299284,"",8.5221965317919067E-5,0,1.6581759537572256E-2,7.3047398843930635E-4,"",1.4989373277230387,1.5862958660330579,1.6759067576358611,1.7677592664520965,1.8618430167124802,1.9581479710704266,2.0566644106068934,2.1573829165178129,2.2602943533025144,2.3653898532952362,2.4726608024019439,2.5820988269217828,0,0,0,0,0,0,0,0,0,0,0,0,291.65037719411129,308.64785279100363,326.08357198572048,343.95544584396509,362.26145553748557,380.99964808541733,400.16813246379843,419.76507604246598,439.78870131400362,460.237282884016,481.1091446959212,502.40265746678119,2258.3188171909496,2389.9343472461633,2524.9433025833946,2663.329508083395,2805.077331474833,2950.1716503584912,3098.5978220823072,3250.3416561514091,3405.3893888995726,3563.7276601841932,3725.3434918971871,3890.2242681100142,"","","","","","","","","","","","",45.01120595400964,47.63447317605327,50.325375739526883,53.083591253447267,55.908808146490195,58.800725009740106,61.759049996260813,64.783500271191983,67.873801506918582,71.029687418571655,74.250899335722778,77.537185806648907,16.020332179829502,16.954002171620818,17.911744849620803,18.893445468833548,19.898993135182661,20.928280571583528,21.981203904239305,23.057662466919911,24.157558621283393,25.280797591551913,26.427287312069819,27.596938286454044,2612.499669846623,2764.7569712508739,2920.9399019158986,3081.0297499160934,3245.0084313107041,3412.8584519963028,3584.5628728572128,3760.1052778485046,3939.4697446950804,4122.6408179316277,4309.6034840433031,4500.3431484968196]
[243,2,2,2,2,0,3.4393063583815029,3.4393063583815029,3.4393063583815029,3.4393063583815029,"",0.3106365050299284,0.3106365050299284,0.3106365050299284,0.3106365050299284,"",8.5221965317919067E-5,0,1.6581759537572256E-2,7.3047398843930635E-4,"",8.4845509116398418E-2,8.9790332039607068E-2,9.4862646658633656E-2,0.10006184527087336,0.10538734056863097,0.11083856440021284,0.11641496663812603,0.12211601414251771,0.12794118980957628,0.13388999169595675,0.1399619322114308,0.14615653737293108,0,0,0,0,0,0,0,0,0,0,0,0,16.508511916647809,17.470633176849262,18.457560678437009,19.469176179847079,20.5053654077822,21.5660178161557,22.651026365875385,23.760287323158451,24.893700074377563,26.051166955699021,27.232593095995544,28.437886271704599,127.82936701080847,135.27930267431114,142.92131901415442,150.75450045755065,158.77796215895282,166.99084813349953,175.39232955182871,183.98160317838165,192.75788993771164,201.72043359533168,210.86849954135022,220.20137366660458,"","","","","","","","","","","","",2.5478041106043192,2.6962909344935815,2.848606173935484,3.0047315803838073,3.1646495177258602,3.328342925079629,3.4957952828072156,3.6669905813882258,3.8419132928444486,4.0205483444474517,4.2028810944748747,4.3888973098103161,0.90681125546204733,0.95966050028042382,1.013872349978536,1.0694403095566158,1.1263581019914712,1.1846196549952941,1.244219088919206,1.305150705674712,1.3674089785632109,1.4309885429180327,1.4958841874756503,1.5620908464030592,147.87733980263906,156.495677617974,165.33622086316407,174.39791037260903,183.67972252702097,193.18066709413034,202.89978525606867,212.83614780274553,222.98885347330645,233.35702743009213,243.93981985150774,254.73640463189548]
[244,2,2,2,2,0,3.4393063583815029,3.4393063583815029,3.4393063583815029,3.4393063583815029,"",0.3106365050299284,0.3106365050299284,0.3106365050299284,0.3106365050299284,"",8.5221965317919067E-5,0,1.6581759537572256E-2,7.3047398843930635E-4,"",13.863756189619501,14.671740255271793,15.50055646402074,16.350105517260708,17.220291448914299,18.111021422994774,19.022205548669795,19.953756710887394,20.905590414884763,21.877624643119333,22.869779723347794,23.881978206736939,0,0,0,0,0,0,0,0,0,0,0,0,2697.4908471802519,2854.7014610971696,3015.9654148566074,3181.263387787013,3350.576707631612,3523.8873111598409,3701.1777081840378,3882.4309486040906,4067.630592153293,4256.7606805612204,4449.8057118856714,4646.7506167965303,20887.318569566101,22104.638056982443,23353.343526912835,24633.285374763778,25944.319016772894,27286.304585013819,28659.106648768811,30062.593959347556,31496.639215822081,32961.1188494772,34455.912825056628,35980.904457123193,"","","","","","","","","","","","",416.31119167274574,440.57393869625122,465.4622488210581,490.97314023471415,517.10373119640553,543.85123395801133,571.21294921069909,599.18626099883602,627.7686320507828,656.95759948271359,686.75077083719441,717.1458204230056,148.17295914249851,156.80852574582127,165.66674198649281,174.74654658155106,184.04691386540642,193.56685162623106,203.30539912939824,213.26162530724795,223.43462709722866,233.82352791280655,244.42747623352125,255.24564430225985,24163.15732375122,25571.393722776957,27015.938489041015,28496.618554884317,30013.266660915229,31565.721003180897,33153.824910841613,34777.426550968616,36436.378657538269,38130.538282077068,39859.766563736368,41623.928516851731]
[245,2,2,2,2,0,3.4393063583815029,3.4393063583815029,3.4393063583815029,3.4393063583815029,"",0.3106365050299284,0.3106365050299284,0.3106365050299284,0.3106365050299284,"",8.5221965317919067E-5,0,1.6581759537572256E-2,7.3047398843930635E-4,"",15.430569924635661,16.329868386936536,17.252353338983507,18.197914259929508,19.166444338081689,20.157840245585376,21.172001932587193,22.20883243871922,23.268237720034943,24.350126489771341,25.454410071518886,26.581002263557071,0,0,0,0,0,0,0,0,0,0,0,0,3002.3480339076818,3177.325820429653,3356.8150353850774,3540.7941745748562,3729.2424554953236,3922.1397734981842,4119.4666617405364,4321.2042545050845,4527.3342535267993,4737.8388970097958,4952.7009310583899,5171.9035832806767,23247.900880365709,24602.795846368052,25992.623884707555,27417.218483213219,28876.418717974891,30370.068913879117,31898.018334492583,33460.120898041678,35056.234916671827,36686.222856537664,38349.951116586897,40047.289824166488,"","","","","","","","","","","","",463.36064091523895,490.36544461989939,518.06650949973334,546.46051675246849,575.54425895707652,605.31463330781526,635.76863543320565,666.90335373513869,698.71596419197704,731.20372557684334,764.3639750484972,798.19412407750281,164.9187403266977,174.53025631766641,184.38958471609644,194.49554429802993,204.84699348218228,215.44282792181087,226.28197830477293,237.36340833870767,248.68611290136263,260.24911633869294,272.05147089557164,284.0922552658364,26893.958865439963,28461.347236122208,30069.147367647445,31717.166633098506,33405.218870247554,35133.123988852516,36900.707611903686,38707.800747059329,40554.239485012004,42439.86472195277,44364.521903660876,46328.060789054063]
[246,1,1,1,1,0,1.7196531791907514,1.7196531791907514,1.7196531791907514,1.7196531791907514,"",-0.90534191926485708,-0.90534191926485708,-0.90534191926485708,-0.90534191926485708,"",2.5635982658959534E-5,0,4.9880297687861248E-3,2.1973699421965316E-4,"",0.1242469776190165,0.13126577069652529,0.13846013894239415,0.14582926967217913,0.1533723767084694,0.1610886988147627,0.16897749826112904,0.17703805950744017,0.18526968799179691,0.19367170901336217,0.2022434667001482,0.21098432305345058,0,0,0,0,0,0,0,0,0,0,0,0,24.174911931014346,25.540568526952484,26.940387034220109,28.374209327643985,29.841882439562177,31.34325825510096,32.878193233093953,34.446548149876207,36.048187863546765,37.682981096599882,39.350800235085963,41.051521142685658,187.19214095652487,197.7667475046089,208.60587792517623,219.70830781708727,231.07285271504935,242.69836573007279,254.58373538848082,266.72788364804575,279.12976407261726,291.78836014898411,304.70268373172883,317.87177360355923,"","","","","","","","","","","","",12.402938298670474,13.103588400103225,13.821765269765514,14.557387781538957,15.310377455366289,16.080658300913193,16.868156674385833,17.67280114708446,18.494522384458278,19.33325303458442,20.188927625127452,21.061482467950114,4.4144383012899491,4.6638128099012661,4.9194254239604334,5.1812472691607674,5.4492504129783521,5.7234078090283473,6.0036932461036745,6.2900813013907699,6.5825472974229502,6.8810672623879912,7.1856178934540713,7.4961765228189599,228.30867646511865,241.20598301226241,254.42591579206467,267.96698146510312,281.82773539966468,296.00677879393004,310.50275604032544,325.31435230590461,340.44029130603707,355.87933325156973,371.63027295209645,387.6919380600674]
[247,2,2,2,2,0,3.4393063583815029,3.4393063583815029,3.4393063583815029,3.4393063583815029,"",0.3106365050299284,0.3106365050299284,0.3106365050299284,0.3106365050299284,"",8.5221965317919067E-5,0,1.6581759537572256E-2,7.3047398843930635E-4,"",0.43099359379011387,0.4553407039614415,0.48029685730019223,0.50585923472942873,0.53202510912102163,0.55879183986300507,0.58615686788408505,0.61411771108596613,0.64267196014059247,0.67181727461486795,0.70155137939006929,0.73187206134713567,0,0,0,0,0,0,0,0,0,0,0,0,83.859039248876456,88.596291256497636,93.452045663265977,98.425753957354559,103.51688551754738,108.72492655620185,114.04937915116057,119.48976035701229,125.0456013873553,130.7164468607786,136.50185410418209,142.40139250782843,649.34065283669349,686.02233126794135,723.6216021962432,762.13421836297357,801.55607104079775,841.88318184877778,883.11169525623188,925.23787170101582,968.25808125759227,1012.1687977984813,1056.966593599702,1102.648134346786,"","","","","","","","","","","","",12.942196485569191,13.673309634890323,14.422711585842276,15.19031768508413,15.97604604038222,16.779817357474638,17.601554790663481,18.441183805653353,19.29863205334777,20.173829253479397,21.066707087089519,21.977199096991423,4.6063704013460347,4.8665872798969732,5.1333134858717564,5.4065188895590621,5.6861743439774122,5.9722516268121888,6.2647233872386181,6.5635630971034127,6.8687450060065585,7.1802440998831223,7.498036062734684,7.8220972412023935,751.1792525662753,793.61386014318771,837.10996978852336,881.66266812970082,927.26720205182585,973.9189692291294,1021.6135094531786,1070.3464966718709,1120.1137316644424,1170.9111352872371,1222.7347422330984,1275.5806952541554]
[248,2,2,2,2,0,3.4393063583815029,3.4393063583815029,3.4393063583815029,3.4393063583815029,"",0.3106365050299284,0.3106365050299284,0.3106365050299284,0.3106365050299284,"",8.5221965317919067E-5,0,1.6581759537572256E-2,7.3047398843930635E-4,"",6.5846243495711845E-2,6.9565940882998015E-2,7.3378686531973797E-2,7.7284049750329389E-2,8.128161389348941E-2,8.5370975534625748E-2,8.9551743704512993E-2,9.3823539193689284E-2,9.818599391036828E-2,0.1026387502883826,0.10718146074014946,0.11181378715025682,0,0,0,0,0,0,0,0,0,0,0,0,12.811797663022791,13.535544497520474,14.277395865221189,15.037267965706947,15.815079731847513,16.610752668308614,17.424210703649528,18.255380054543544,19.104189100845947,19.970568270396729,20.854449932583371,21.755768299807116,99.2048219611615,104.80896727704659,110.55330033553714,116.43717224989872,122.45995529789964,128.62104167134103,134.9198423308132,141.35578595432187,147.9283179699099,154.63689966365683,161.48100735551003,168.46013163631451,"","","","","","","","","","","","",1.9772800186286263,2.0889778608860214,2.2034698256147918,2.3207429796656309,2.4407848117250612,2.5635832073919582,2.6891264263513652,2.8174030814192621,2.9484021192614644,3.0821128026149078,3.2185246938608985,3.3576276398181335,0.7037510335389775,0.74350638998425977,0.78425622700818498,0.82599594146041233,0.86872108032988238,0.91242733187408431,0.95711051749478882,1.002766584279688,1.0493915981398907,1.0969817374821436,1.1455332873622432,1.1950426340725877,114.7634969198476,121.24656196632034,127.89180093991328,134.69846318648203,141.66582253569558,148.79317585445031,156.07984172201338,163.52515921375806,171.12848678206757,178.88920122443901,186.8066967300567,194.8803839971626]
[249,2,2,2,2,0,3.4393063583815029,3.4393063583815029,3.4393063583815029,3.4393063583815029,"",0.3106365050299284,0.3106365050299284,0.3106365050299284,0.3106365050299284,"",8.5221965317919067E-5,0,1.6581759537572256E-2,7.3047398843930635E-4,"",0.74825276699672538,0.79052205548861365,0.83384871059061139,0.87822783807192473,0.92365470333510691,0.97012472198438371,1.0176334511876475,1.066176581746469,1.1157499307996397,1.1663494350952568,1.2179711447744257,1.2706112176165549,0,0,0,0,0,0,0,0,0,0,0,0,145.58860980707718,153.81300565364174,162.24313483205901,170.87804506485168,179.71681513463082,188.75855304896152,198.00239435965375,207.44750061981301,217.0930579641585,226.93827579996287,236.98238559753827,247.22463977053545,1127.3275222859261,1191.0109917846203,1256.2875038129221,1323.14968465794,1391.590401112496,1461.6027462652394,1533.1800264865135,1606.3157494809304,1681.0036132944308,1757.2374961779187,1835.0114472217047,1914.3196776853924,"","","","","","","","","","","","",22.469091120779844,23.738384782795698,25.039429836531728,26.372079314382169,27.73619104233024,29.131627356726799,30.558254844901878,32.015944107037072,33.504569537062096,35.024009120623951,36.574144248419294,38.154859543387886,7.9971708356701985,8.4489362498211342,8.9120025796384663,9.3863175165955948,9.8718304582941183,10.36849240766005,10.876255880622599,11.395074821360092,11.92490452431694,12.465701562297086,13.017423720025493,13.580029932643043,1304.1306468164501,1377.8018405263674,1453.3159197717421,1530.6643543918415,1609.8388924510864,1690.8315438005723,1773.6345650228793,1858.2404456108873,1944.6418952507681,2032.8318320958979,2122.8033719324621,2214.5498181495755]
[250,2,2,2,2,0,3.4393063583815029,3.4393063583815029,3.4393063583815029,3.4393063583815029,"",0.3106365050299284,0.3106365050299284,0.3106365050299284,0.3106365050299284,"",8.5221965317919067E-5,0,1.6581759537572256E-2,7.3047398843930635E-4,"",2.2028561460383602,2.3272969313584797,2.4548506039787603,2.5855027552837471,2.7192394466185554,2.8560471815220256,2.995912880296435,3.1388238566616051,3.2847677962741395,3.4337327369204367,3.5857070502159099,3.7406794246631381,0,0,0,0,0,0,0,0,0,0,0,0,428.61286727203526,452.82548864432135,477.64378894558178,503.06496467092342,529.08630375635323,555.70518017614279,582.91904899482074,610.72544182472961,639.12196264648264,668.1062839550907,697.67614319915288,727.82933948445634,3318.8522256097667,3506.3363598139226,3698.5104112252434,3895.3526716329766,4096.8421408751892,4302.958485004865,4513.6819979762968,4728.9935664718596,4948.8746375388046,5173.3071887477927,5402.2737006206999,5635.7571311057964,"","","","","","","","","","","","",66.149004259575875,69.885804800550559,73.716081438749413,77.639401501541116,81.655346428620248,85.763510938203709,89.963502263391149,94.254939451117139,98.637452717110818,103.11068285111693,107.67428066734644,112.32790649573396,23.543670940213069,24.873668319473424,26.236935594455648,27.633318768857436,29.062668869217887,30.524841648151188,32.019697312552942,33.547100274084116,35.106918919589077,36.699025399402629,38.323295431755056,39.979608121701126,3839.3606242276292,4056.2486185096263,4278.5620678080095,4506.2758593295821,4739.3656993759987,4977.8080649488838,5221.580159427358,5470.6598718784517,5725.0257396182615,5984.6569136903227,6249.5331269691696,6519.6346646323509]
[251,2,2,2,2,0,3.4393063583815029,3.4393063583815029,3.4393063583815029,3.4393063583815029,"",0.3106365050299284,0.3106365050299284,0.3106365050299284,0.3106365050299284,"",8.5221965317919067E-5,0,1.6581759537572256E-2,7.3047398843930635E-4,"",0.16162259767129269,0.17075276398554057,0.18011132148757206,0.18969721302353573,0.1995094159203831,0.20954693994862686,0.21980882545653185,0.23029414165723727,0.24100198505272216,0.25193147798057547,0.26308176727127591,0.27445202300517585,0,0,0,0,0,0,0,0,0,0,0,0,31.447139718328668,33.223609221186614,35.044517123724738,36.909657734007958,38.818832069080258,40.771847458575692,42.768517181685205,44.808660133879606,46.892100520258239,49.018667572791976,51.188195289068268,53.400522190435652,243.50274481376002,257.25837422547795,271.35810082359114,285.80033188611503,300.58352664029911,315.7061931932916,331.16688572108689,346.9642018878809,363.09678047159701,379.56329917443037,396.36247259988818,413.49305038004474,"","","","","","","","","","","","",4.8533236820884467,5.1274911130838712,5.4085168446908529,5.6963691319065477,5.9910172651433315,6.2924315090529879,6.6005830464988051,6.9154439271200063,7.2369870200054125,7.565185970054773,7.9000151576585678,8.2414496613717834,1.7273889005047629,1.8249702299613648,1.9249925572019086,2.0274445835846482,2.1323153789915295,2.2395943600545705,2.3492712702144813,2.4613361614137794,2.5757793772524589,2.6925915374561704,2.8117635235255061,2.9332864654508972,281.69221971235316,297.60519755369535,313.9162386706962,330.62350054863771,347.72520076943459,365.21961346092343,383.10506604494191,401.37993625195151,420.04264937416582,439.09167573271384,458.5255283374118,478.34276072030821]
[252,1,1,1,1,0,1.7196531791907514,1.7196531791907514,1.7196531791907514,1.7196531791907514,"",-0.90534191926485708,-0.90534191926485708,-0.90534191926485708,-0.90534191926485708,"",2.5635982658959534E-5,0,4.9880297687861248E-3,2.1973699421965316E-4,"",5.2183730599986937,5.5131623692540623,5.8153258355805537,6.1248293262315237,6.4416398217557163,6.7657253502200341,7.0970549269674201,7.4355984993124888,7.7813268956554724,8.1342117785612125,8.4942256014062227,8.8613415682449261,0,0,0,0,0,0,0,0,0,0,0,0,1015.3463011026025,1072.7038781320043,1131.4962554372446,1191.7167917610475,1253.3590624616118,1316.4168467142404,1380.8841157899462,1446.7550222948009,1514.0238902689641,1582.6852060571955,1652.7336098736102,1724.1638879927978,7862.0699201740445,8306.2033951935755,8761.4468728574029,9227.7489283176656,9705.0598140320744,10193.331360663058,10692.516886316198,11202.571113217922,11723.450091049925,12255.111126257336,12797.512716732612,13350.614491349486,"","","","","","","","","","","","",520.92340854415988,550.35071280433556,580.51414133015157,611.41028682463616,643.03585312538439,675.38764863835411,708.46258032420519,742.25764817754748,776.76994014724767,811.99662745254579,847.93496025535296,884.58226365390476,185.40640865417788,195.88013801585319,206.6158678063382,217.61238530475228,228.86851734509085,240.38312797919059,252.15511633635435,264.18341465841235,276.46698649176398,289.0048250202957,301.79595152507102,314.83941395839634,9588.9644115349838,10130.651286515023,10685.88846326672,11254.613221534333,11836.764886785917,12432.284709345064,13041.115753693672,13663.202796847996,14298.492234853557,14946.931996565934,15608.471463988051,16283.06139852283]
[253,2,2,2,2,0,3.4393063583815029,3.4393063583815029,3.4393063583815029,3.4393063583815029,"",0.3106365050299284,0.3106365050299284,0.3106365050299284,0.3106365050299284,"",8.5221965317919067E-5,0,1.6581759537572256E-2,7.3047398843930635E-4,"",24.057822964478717,25.416865128069912,26.809903742909334,28.236781449688522,29.697346021630359,31.191450061241902,32.718950722585241,34.279709456312467,35.873591775070011,37.500467037182688,39.160208246787334,40.852691868807476,0,0,0,0,0,0,0,0,0,0,0,0,4680.9649825171455,4945.3957577758893,5216.4412711203595,5494.0709049251109,5778.2550402086508,6068.9649976302107,6366.1729834515872,6669.8520399282279,6979.975999663623,7296.5194435204048,7619.4576617320517,7948.7666179022553,36245.834496537092,38293.38540785911,40392.155822593064,42541.908661122092,44742.414576568975,46993.451497919974,49294.804211594383,51646.263977310875,54047.62817464253,56498.699977112432,58999.288051072253,61549.206276940728,"","","","","","","","","","","","",722.42621771531356,763.23654753644735,805.067748104168,847.91509411601544,891.77401439300183,936.64008277348,982.50900977328513,1029.3766349294558,1077.2389197556204,1126.0919412463013,1175.9318858751772,1226.7550440390071,257.1250367084682,271.6501983042491,286.53870694053592,301.78888079358154,317.3990928950725,333.36776789108592,349.69337907377781,366.37444565636963,383.40953026583821,400.79723663097587,418.5362074462596,436.62512239433909,41930.408556442497,44299.08477660377,46727.013452501044,49213.920322406491,51759.540070087329,54363.61579627599,57025.898534615619,59746.146807281242,62524.126216102675,65359.609065547294,68252.37401437253,71202.205753145128]
[254,2,2,2,2,0,3.4393063583815029,3.4393063583815029,3.4393063583815029,3.4393063583815029,"",0.3106365050299284,0.3106365050299284,0.3106365050299284,0.3106365050299284,"",8.5221965317919067E-5,0,1.6581759537572256E-2,7.3047398843930635E-4,"",0.33518135152717227,0.35355185329041927,0.37236860334249605,0.39162959421408533,0.41133288212137864,0.43147658330356253,0.45205887066050282,0.47307797065904722,0.49453216048038884,0.51641976538435641,0.53873915626941915,0.56148874740971388,0,0,0,0,0,0,0,0,0,0,0,0,65.216714397144102,68.791089168793008,72.452291107497103,76.199929617083484,80.03362649275968,83.953015208493184,87.957740262800698,92.047456576803199,96.221828939184235,100.48053149335622,104.82324726270701,109.24966771029005,504.98866051667898,532.66590161667898,561.01546629496659,590.03433007169838,619.71956441646148,650.06833123028173,681.07787777991439,712.74553203683854,745.06869837943736,778.04485362200285,811.67154333860628,845.94637845367436,"","","","","","","","","","","","",10.065075147905377,10.616718250689454,11.181761629298039,11.760145001948022,12.351809999252161,12.956700054238397,13.574760301383716,14.205937483714328,14.850179867144554,15.507437161329781,16.177660446396462,16.860802104987886,3.5823489699241611,3.7786890937667099,3.9797986270365318,4.1856561143167061,4.3962407808478607,4.6115324933839821,4.8315117242566776,5.0561595183103822,5.2854574624139641,5.5193876572908085,5.7579326914406499,6.001075616953389,584.18798038317971,616.2059499832186,649.00168626214077,682.57169039926077,716.91257457144263,752.02105556970093,787.89394893901601,824.52816358632549,861.92069680866052,900.06862969936412,938.9691228954199,978.61941263331539]
[255,2,2,2,2,0,3.4393063583815029,3.4393063583815029,3.4393063583815029,3.4393063583815029,"",0.3106365050299284,0.3106365050299284,0.3106365050299284,0.3106365050299284,"",8.5221965317919067E-5,0,1.6581759537572256E-2,7.3047398843930635E-4,"",0.33518135152717227,0.35355185329041927,0.37236860334249605,0.39162959421408533,0.41133288212137864,0.43147658330356253,0.45205887066050282,0.47307797065904722,0.49453216048038884,0.51641976538435641,0.53873915626941915,0.56148874740971388,0,0,0,0,0,0,0,0,0,0,0,0,65.216714397144102,68.791089168793008,72.452291107497103,76.199929617083484,80.03362649275968,83.953015208493184,87.957740262800698,92.047456576803199,96.221828939184235,100.48053149335622,104.82324726270701,109.24966771029005,504.98866051667898,532.66590161667898,561.01546629496659,590.03433007169838,619.71956441646148,650.06833123028173,681.07787777991439,712.74553203683854,745.06869837943736,778.04485362200285,811.67154333860628,845.94637845367436,"","","","","","","","","","","","",10.065075147905377,10.616718250689454,11.181761629298039,11.760145001948022,12.351809999252161,12.956700054238397,13.574760301383716,14.205937483714328,14.850179867144554,15.507437161329781,16.177660446396462,16.860802104987886,3.5823489699241611,3.7786890937667099,3.9797986270365318,4.1856561143167061,4.3962407808478607,4.6115324933839821,4.8315117242566776,5.0561595183103822,5.2854574624139641,5.5193876572908085,5.7579326914406499,6.001075616953389,584.18798038317971,616.2059499832186,649.00168626214077,682.57169039926077,716.91257457144263,752.02105556970093,787.89394893901601,824.52816358632549,861.92069680866052,900.06862969936412,938.9691228954199,978.61941263331539]
[256,2,2,2,2,0,3.4393063583815029,3.4393063583815029,3.4393063583815029,3.4393063583815029,"",0.3106365050299284,0.3106365050299284,0.3106365050299284,0.3106365050299284,"",8.5221965317919067E-5,0,1.6581759537572256E-2,7.3047398843930635E-4,"",8.2214293770815849E-2,8.6720265901423593E-2,9.1335695159480187E-2,9.606008914685113E-2,0.1008929710863759,0.10583387892351535,0.11088236450163277,0.11603799280316253,0.12130034124990671,0.12666899905654028,0.13214356663212171,0.13772365502502415,0,0,0,0,0,0,0,0,0,0,0,0,15.996552587978742,16.873286022534138,17.771316686744576,18.690548774001609,19.630889517092001,20.592249013403993,21.574540064460553,22.57767802827248,23.60158068319614,24.646168102143978,25.711362536135685,26.797088306297564,123.86514314560053,130.65390039654392,137.60756720442581,144.7254017156996,152.00668561158489,159.45072275459742,167.05683794601677,174.82437578262082,182.75269960250353,190.84119051105728,199.0892464792808,207.49628150750505,"","","","","","","","","","","","",2.4687920174107534,2.6041007029993,2.7426962486957458,2.8845638684023451,3.0296892450995871,3.1780585038697957,3.3296581871318551,3.4844752318544581,3.642496948544891,3.8037110018356066,3.96810539251234,4.1356684408460858,0.87868936998139813,0.92684826828240052,0.9761770217259419,1.0266703676625883,1.0783232103966451,1.1311306115847506,1.1850877814214495,1.2401900705289617,1.2964329624788971,1.3538120668826512,1.4123231129948766,1.4719619437810199,143.29139141474224,151.14485565626117,159.18909285675153,167.42324481491298,175.84648055525949,184.45799476237949,193.25700634353228,202.24275710607989,211.41451053797337,220.77155068097605,230.31318108755582,240.03872385345471]
[257,2,2,2,2,0,3.4393063583815029,3.4393063583815029,3.4393063583815029,3.4393063583815029,"",0.3106365050299284,0.3106365050299284,0.3106365050299284,0.3106365050299284,"",8.5221965317919067E-5,0,1.6581759537572256E-2,7.3047398843930635E-4,"",0.75890117326906925,0.8004947621669869,0.84309872454904777,0.88670851520170269,0.93131973310500826,0.97692811314014172,1.0235295184766102,1.071119933567654,1.1196954576914464,1.1692522989834486,1.2197867689118926,1.2712952771540693,0,0,0,0,0,0,0,0,0,0,0,0,147.66048542749607,155.75340943877663,164.0429232622576,172.5281425292456,181.20821092700308,190.08229858526761,199.1496005950205,208.40933564559217,217.86074476796435,227.50309017363679,237.335654179714,247.35773821197751,1143.3705521132354,1206.0360036604052,1270.2236972716225,1335.9267850679962,1403.1386364146297,1471.8528254270532,1542.0631195016931,1613.7634687626535,1686.9479963308017,1761.6109893328367,1837.7468905779765,1915.350290838508,"","","","","","","","","","","","",22.788849391483872,24.037852643070458,25.317196141806882,26.626743400637032,27.966362262457725,29.335924651105806,30.735306342755589,32.164386755579613,33.623048755798997,35.111178478482529,36.628665161652364,38.175400992425409,8.1109787998282883,8.5555224764529267,9.0108648159317699,9.4769572399623527,9.9537527113536477,10.441205645397696,10.939271828505687,11.447908343344261,11.967073499805203,12.496726771224473,13.036828735337322,13.587341019517108,1322.6897669053126,1395.1832829808723,1469.4377802161678,1545.4453367530427,1623.1982820485493,1702.6891824219642,1783.9108277864516,1866.856219440737,1951.5185588120619,2037.8912370551639,2125.9678254235919,2215.7420663395819]
[258,2,2,2,2,0,3.4393063583815029,3.4393063583815029,3.4393063583815029,3.4393063583815029,"",0.3106365050299284,0.3106365050299284,0.3106365050299284,0.3106365050299284,"",8.5221965317919067E-5,0,1.6581759537572256E-2,7.3047398843930635E-4,"",2.0743298736021223,2.1880190165897639,2.3044698471007301,2.4236699415513203,2.5456072704870225,2.6702701759163872,2.7976473505027344,2.9277278184182545,3.0605009176899536,3.1959562838880928,3.3340838350258397,3.4748737575544557,0,0,0,0,0,0,0,0,0,0,0,0,403.60532683515595,425.72598579932276,448.38399025017071,471.57692291327129,495.30244320047507,519.55828279973139,544.3422416263893,569.65218409795193,595.48603569910244,621.8417798079405,648.71745475788487,676.11115111273841,3125.2128424428433,3296.498410005107,3471.9447725424343,3651.5332125191894,3835.2456061999874,4023.064389500611,4214.972526637961,4410.9534812845859,4610.9911899708586,4815.0700375097531,5023.1748342464698,5235.2907949585879,"","","","","","","","","","","","",62.289521670055912,65.703463891059243,69.2003361209388,72.779765295074554,76.441390184051116,80.184860713022516,84.00983733686526,87.915990465250943,91.902999932517247,95.970554507852228,100.11835144184981,104.34609604596277,22.170008719530653,23.385094768971332,24.629697163546837,25.903683122563766,27.20692407769997,28.5392954307537,29.900676331248878,31.29094947180765,32.710000899467552,34.157719841346889,35.633998543255345,37.138732120013422,3615.3520295411881,3813.5009734810501,4016.4632659241915,4224.2172537916504,4436.7419709327014,4654.0170986200355,4876.0229292829663,5102.7403331380146,5334.1507274196356,5570.2360479507815,5810.9787228244859,6056.3616479948569]
[259,2,2,2,2,0,3.4393063583815029,3.4393063583815029,3.4393063583815029,3.4393063583815029,"",0.3106365050299284,0.3106365050299284,0.3106365050299284,0.3106365050299284,"",8.5221965317919067E-5,0,1.6581759537572256E-2,7.3047398843930635E-4,"",0.15178023465381385,0.16009895243339739,0.16861974490980955,0.17734170304034053,0.18626394662100165,0.19538562262802833,0.20470590369532204,0.21422398671353082,0.22393909153828931,0.23385045979668975,0.24395735378237859,0.25425905543081384,0,0,0,0,0,0,0,0,0,0,0,0,29.53209708549921,31.150681887755326,32.808584652451522,34.505628505849117,36.241642185400615,38.016459717053515,39.8299201190041,41.68186712911843,43.572148953592873,45.50061803472736,47.467130835942811,49.4715476423955,228.67411042264706,241.20720073208102,254.04473945432451,267.18535701359923,280.62772728292595,294.37056508541059,308.41262390033864,322.75269375253072,337.38959926616042,352.32219786656742,367.5493781155954,383.07005816770163,"","","","","","","","","","","","",4.5577698782967744,4.8075705286140922,5.0634392283613758,5.3253486801274059,5.5932724524915445,5.8671849302211605,6.1470612685511172,6.4328773511159225,6.7246097511597993,7.0222356956965069,7.3257330323304748,7.6350801984850811,1.6221957599656576,1.7111044952905854,1.8021729631863539,1.8953914479924705,1.9907505422707295,2.0882411290795391,2.1878543657011376,2.2895816686688524,2.3934146999610406,2.4993453542448951,2.6073657470674649,2.7174682039034215,264.53795338106255,279.0366565961744,293.88755604323359,309.08906735060856,324.63965640970986,340.53783648439281,356.78216555729028,373.37124388814743,390.30371176241243,407.57824741103292,425.1935650847185,443.1484132679164]
[260,1,1,1,1,0,1.7196531791907514,1.7196531791907514,1.7196531791907514,1.7196531791907514,"",-0.90534191926485708,-0.90534191926485708,-0.90534191926485708,-0.90534191926485708,"",2.5635982658959534E-5,0,4.9880297687861248E-3,2.1973699421965316E-4,"",6.1885152474753156,6.5276932170957709,6.8751103513565024,7.2307295859804492,7.5945150325278723,7.9664319107746788,8.3464464866333774,8.7345260150335573,9.130638687253148,9.5347535822548135,9.9468406216358662,10.366870527846592,0,0,0,0,0,0,0,0,0,0,0,0,1204.1082524373396,1270.1025945263482,1337.7000426496504,1406.8933851579097,1477.6756391861368,1550.040037496444,1623.9800163992365,1699.4892046393857,1776.5614131483976,1855.1906255758645,1935.3709895240067,2017.0968084181507,9323.698980181056,9834.7089984144695,10358.132251144709,10893.912896841384,11441.996865506189,12002.331756793164,12574.866746479607,13159.552500409041,13756.341095139789,14365.185944627739,14986.041732353307,15618.864348372579,"","","","","","","","","","","","",617.7677255874753,651.62612206590177,686.3069920774816,721.80663568560215,758.12147033145823,795.24802408372648,833.18292944153268,871.92291763250398,911.46481335511771,951.80552992086393,992.94206475712645,1034.8714952363321,219.8751169653452,231.92595513251146,244.26952705188376,256.90451584664612,269.82964641694514,283.04368303732258,296.54542715107505,310.33371534082403,324.40741745721937,338.76543488994344,353.40669896710261,368.33016947074287,11371.638590418692,11994.891363356328,12633.283923275081,13286.748163117523,13955.218136473257,14638.629933321432,15336.921565958086,16050.032864036788,16777.905377787774,17520.482288596668,18277.708326223179,19049.529692025651]
[261,2,2,2,2,0,3.4393063583815029,3.4393063583815029,3.4393063583815029,3.4393063583815029,"",0.3106365050299284,0.3106365050299284,0.3106365050299284,0.3106365050299284,"",8.5221965317919067E-5,0,1.6581759537572256E-2,7.3047398843930635E-4,"",25.284057422747825,26.669817159530119,28.089239172892441,29.542172031470059,31.028469107948521,32.547988302785711,34.10059179057906,35.686145786695668,37.304520332086696,38.955589094465225,40.639229184247888,42.355320983849744,0,0,0,0,0,0,0,0,0,0,0,0,4919.555172826078,5189.1844244685753,5465.3633933542151,5748.0626152660334,6037.2535607179843,6332.9085811991645,6635.0008598240993,6943.5043659256444,7258.3938131860123,7579.6446209516635,7907.2328784208057,8241.1353114290505,38093.295561239298,40181.099521952507,42319.619514099555,44508.627389182075,46747.902236547408,49037.229967144645,51376.402931398072,53765.219567609063,56203.484077754547,58691.006127939007,61227.600571089592,63813.087189769627,"","","","","","","","","","","","",759.24849889293773,800.86112389163088,843.48458479119927,887.11433429789042,931.74596937754984,977.37522295934161,1023.9979563194736,1071.6101520733939,1120.2079077140365,1169.7874296414427,1220.345027635718,1271.877109730973,270.23077701427917,285.04149050715671,300.21197945079348,315.74062537807907,331.62586116659901,347.86616808583318,364.4600730863811,381.40614630575294,398.70299876850999,416.34928026129529,434.34367736565508,452.68491163357828,44067.614067395334,46482.856377979399,48956.768710868659,51489.087136155547,54079.556096917491,56727.927927691766,59433.962412418601,62197.426377700547,65018.093317755192,67895.743047887867,70830.161383696017,73821.139843547076]
[262,2,2,2,2,0,3.4393063583815029,3.4393063583815029,3.4393063583815029,3.4393063583815029,"",0.3106365050299284,0.3106365050299284,0.3106365050299284,0.3106365050299284,"",8.5221965317919067E-5,0,1.6581759537572256E-2,7.3047398843930635E-4,"",0.40024738108349345,0.42154936227452389,0.44335425760085134,0.46565986655250413,0.48846405657007086,0.51176475923830511,0.535559966783827,0.5598477288457232,0.58462614949172431,0.60989338445594632,0.63564763857703466,0.66188716341799625,0,0,0,0,0,0,0,0,0,0,0,0,77.876704719388314,82.021461631128801,86.2640712646228,90.60410546350154,95.041149292633804,99.574800297510251,104.20466782279608,108.93037238398217,113.7515450868184,118.667827089857,123.67886910598875,128.78433093933015,603.01800183020259,635.11184863581127,667.9633925339981,701.56931820731484,735.92641271352659,771.03155975084655,806.88173438132674,843.47399816540087,880.80549466641833,918.87344528898825,957.67514541925402,997.2079608389007,"","","","","","","","","","","","",12.018926321535229,12.658598070903441,13.313371700318516,13.983181131228863,14.667962325552903,15.367653171377794,16.082193377789807,16.811524377899499,17.555589239241264,18.314332580826182,19.087700496212705,19.875640482033184,4.2777612382264634,4.505432407965885,4.7384786199811764,4.9768763556768238,5.2206028226988481,5.4696359142528435,5.7239541716721307,5.9835367499026013,6.2483633856122367,6.5184143676686608,6.7936705097585541,7.0741131249489104,697.59164149043613,734.71889010808388,772.72266837652137,811.59914102427467,851.34459121098212,891.9554138932258,933.42810972036852,975.75927940603094,1018.9456185275819,1062.9839127117959,1107.871033169791,1153.6039325486311]
[263,2,2,2,2,0,3.4393063583815029,3.4393063583815029,3.4393063583815029,3.4393063583815029,"",0.3106365050299284,0.3106365050299284,0.3106365050299284,0.3106365050299284,"",8.5221965317919067E-5,0,1.6581759537572256E-2,7.3047398843930635E-4,"",0.43360132950711794,0.45667847579740084,0.48030044573425557,0.50446485543187947,0.52916939461757673,0.55441182250816379,0.58018996401581258,0.60650170624953348,0.63334499528270138,0.66071783316060861,0.68861827512512075,0.71704442703616267,0,0,0,0,0,0,0,0,0,0,0,0,84.366430112670685,88.856583433722861,93.452743870008021,98.154447585459991,102.96124506701996,107.87270032230275,112.88839014136241,118.00790341598069,123.23084051071991,128.55681268067843,133.98544153148782,139.51635851760767,653.26950198271948,688.03783602212877,723.62700857849791,760.03342805792431,797.25361377298714,835.28418973008377,874.12187891310396,913.76349801251763,954.20595255528644,995.44623239640407,1037.4814075375252,1080.3086242421423,"","","","","","","","","","","","",13.020503514996498,13.713481243478727,14.422819342011724,15.148446225497933,15.890292519348977,16.648290935659276,17.422376159272289,18.212484742724456,19.018555009178034,19.8405269625617,20.678342204230429,21.531943855535946,4.6342413414120029,4.8808851086297089,5.1333518383129411,5.3916160519832248,5.6556530579237521,5.9254389071072469,6.2009503526448082,6.4821648123944851,6.7690603344132558,7.0616155649743826,7.3598097189050993,7.6636225520279861,755.72427828130571,795.94546428375747,837.1162240745648,879.23240277629748,922.28997381189743,966.28503171766124,1011.2137855303993,1057.0725526898668,1103.8577534048802,1151.5659054377791,1200.1936192672736,1249.7375935943501]
[264,2,2,2,2,0,3.4393063583815029,3.4393063583815029,3.4393063583815029,3.4393063583815029,"",0.3106365050299284,0.3106365050299284,0.3106365050299284,0.3106365050299284,"",8.5221965317919067E-5,0,1.6581759537572256E-2,7.3047398843930635E-4,"",9.3391055586148478E-2,9.8361517864055573E-2,0.10344932677353197,0.10865396886225095,0.11397494653301651,0.1194117771556045,0.12496399224955963,0.13063113673066873,0.13641276821473566,0.14230845637305414,0.14831778233464138,0.15444033813086577,0,0,0,0,0,0,0,0,0,0,0,0,18.171231101190607,19.138341047263385,20.128283295078653,21.140957941483691,22.176268168281215,23.234120069419049,24.314422491985752,25.417086889595836,26.542027186924287,27.689159654299967,28.858402791397378,30.049677219177031,140.70420042704728,148.19276468168928,155.85812492459954,163.6995075817068,171.71616296648949,179.90736394186416,188.27240468897622,196.81059957192687,205.52128208883093,214.40380390076393,223.45753393115928,232.68185752907678,"","","","","","","","","","","","",2.8044161416915534,2.9536728832108028,3.1064533967409864,3.2627422639534012,3.4225245426290098,3.5857857399881512,3.7525117881509549,3.9226890215098824,4.0963041558229607,4.273344268859443,4.4537967824496301,4.6376494458077415,0.99814428891950813,1.0512675618587064,1.1056450113289411,1.1612711496579255,1.218140658629731,1.2762483799923299,1.3355893067234972,1.3961585749772736,1.4579514566428551,1.5209633524560209,1.585189785610329,1.6506263958214122,162.77138301443512,171.43440769188624,180.30195595452165,189.37313290566408,198.64707128256245,208.12292990841928,217.79989226808596,227.67716519474052,237.75397765643578,248.02957963275242,258.50324107295125,269.17425092801386]
[265,2,2,2,2,0,3.4393063583815029,3.4393063583815029,3.4393063583815029,3.4393063583815029,"",0.3106365050299284,0.3106365050299284,0.3106365050299284,0.3106365050299284,"",8.5221965317919067E-5,0,1.6581759537572256E-2,7.3047398843930635E-4,"",1.0206308217629083,1.074950873800036,1.1305533568821708,1.1874326597088856,1.2455833442536806,1.3050001360576782,1.365677915298759,1.4276117085565942,1.4907966812038971,1.5552281303626634,1.6209014783714384,1.6878122667158906,0,0,0,0,0,0,0,0,0,0,0,0,198.58559703444021,209.15472715937847,219.97338172478814,231.0404689319289,242.3549306962162,253.91574075865111,265.72190294812998,277.77244957915451,290.06643997138684,302.60295907913542,315.38111622027134,328.4000438952919,1537.6959046670167,1619.5352140213188,1703.3066509616949,1789.0017614286526,1876.6123524194927,1966.1304773646589,2057.5484226723829,2150.8586953217723,2246.0540113993666,2343.1272854869203,2442.0716208190979,2542.8803001391962,"","","","","","","","","","","","",30.648262119914836,32.279425080803776,33.949097835812211,35.657111884633601,37.4033039301599,39.187515587013372,41.009593113364005,42.869387163643722,44.766752560065221,46.701548081106779,48.673636265342395,50.682883229184611,10.908291157477484,11.488852640313008,12.083120480951999,12.6910347069759,13.312537197882063,13.94757158134475,14.596083137763934,15.258018712251634,15.933326633311204,16.621956637555087,17.32385979988431,18.038988468619721,1778.8586858006124,1873.5331697756142,1970.4428043601295,2069.5778096119002,2170.9287075880047,2274.4863054277257,2380.2416797869396,2488.1861624853786,2598.3113272453338,2710.6089774150801,2825.0711345829673,2941.6900279990086]
[266,2,2,2,2,0,3.4393063583815029,3.4393063583815029,3.4393063583815029,3.4393063583815029,"",0.3106365050299284,0.3106365050299284,0.3106365050299284,0.3106365050299284,"",8.5221965317919067E-5,0,1.6581759537572256E-2,7.3047398843930635E-4,"",2.6149495564121574,2.7541225001935561,2.8965811496588953,3.0423111281430275,3.1912985029244627,3.3435297603569274,3.4989917829876709,3.6576718284587257,3.8195575100125998,3.9846367784455174,4.1528979053699597,4.324329467664243,0,0,0,0,0,0,0,0,0,0,0,0,508.79447083333702,535.87354932337485,563.59193226220236,591.94682236154335,620.93550871187415,650.5553619437336,680.80382977560112,711.6784329086837,743.17676123388026,775.29647032039929,808.03527815912673,841.39096213695711,3939.7176119573237,4149.3974110873005,4364.0274978887883,4583.5862122877907,4808.0525630617067,5037.4061903721977,5271.6273312913354,5510.6967880139537,5754.5958984872677,6003.3065092213919,6256.8109500724604,6515.0920108141509,"","","","","","","","","","","","",78.523651967363506,82.702840729902476,86.980695108747639,91.356783390695242,95.830687193612292,100.40200071966825,105.07033006822675,109.83529260227674,114.69651636304293,119.65363952806443,124.70630990858967,129.8541844826168,27.948040089746229,29.435491732043783,30.958060317210354,32.51559219042192,34.107938441632477,35.734954639785251,37.396500588257929,39.092440099363671,40.822640785999951,42.586973868768595,44.38531399708922,46.217539082999551,4557.5987244041826,4800.1634153728155,5048.4547667266079,5302.4477213585942,5562.1179959117499,5827.4420374357414,6098.396983506409,6374.9606254527371,6657.1113743802034,6944.8282297170708,7238.0907500426356,7536.879025984389]
[267,2,2,2,2,0,3.4393063583815029,3.4393063583815029,3.4393063583815029,3.4393063583815029,"",0.3106365050299284,0.3106365050299284,0.3106365050299284,0.3106365050299284,"",8.5221965317919067E-5,0,1.6581759537572256E-2,7.3047398843930635E-4,"",0.17344053180284719,0.18267139031896037,0.19212017829370226,0.20178594217275181,0.21166775784703071,0.22176472900326555,0.23207598560632506,0.24260068249981342,0.25333799811308055,0.26428713326424341,0.2754473100500483,0.28681777081446502,0,0,0,0,0,0,0,0,0,0,0,0,33.746572045068277,35.542633373489153,37.381097548003218,39.261779034184002,41.184498026807987,43.149080128921106,45.15535605654496,47.20316136639228,49.292336204287956,51.422725072271369,53.594176612595128,55.806543407043065,261.30780079308784,275.21513440885161,289.45080343139921,304.01337122316977,318.90144550919484,334.11367589203354,349.64875156524164,365.50539920500705,381.68238102211455,398.17849295856161,414.99256301501009,432.12344969685688,"","","","","","","","","","","","",5.2082014059985999,5.4853924973914916,5.7691277368046903,6.0593784901991743,6.3561170077395914,6.6593163742637103,6.9689504637089161,7.2849938970897821,7.6074220036712132,7.9362107850246799,8.2713368816921715,8.6127775422143777,1.853696536564801,1.9523540434518838,2.0533407353251767,2.1566464207932903,2.2622612231695012,2.3701755628428991,2.4803801410579234,2.5928659249577941,2.7076241337653024,2.8246462259897531,2.9439238875620397,3.0654490208111942,302.28971131252234,318.37818571350306,334.84648962982595,351.69296111051898,368.91598952475897,386.51401268706456,404.48551421215979,422.82902107594674,441.5431013619521,460.62636217511164,480.07744770690942,499.89503743774003]
[268,1,1,1,1,0,1.7196531791907514,1.7196531791907514,1.7196531791907514,1.7196531791907514,"",-0.90534191926485708,-0.90534191926485708,-0.90534191926485708,-0.90534191926485708,"",2.5635982658959534E-5,0,4.9880297687861248E-3,2.1973699421965316E-4,"",6.357126379268184,6.695465598861789,7.0417926001801616,7.3960724325386709,7.7582712245109677,8.1283561234720363,8.5062952399711982,8.8920575964395852,9.2856130797981073,9.6869323975845152,10.09598703726345,10.51274922842228,0,0,0,0,0,0,0,0,0,0,0,0,1236.9151612233231,1302.7463065213935,1370.1316459207681,1439.0643790168092,1509.5379153977049,1581.545862881273,1655.0820166915382,1730.140349478673,1806.7150020978597,1884.8002750728722,1964.3906206789734,2045.4806355873059,9577.7307429993962,10087.47708934105,10609.257933351833,11143.020617867693,11688.714111749381,12246.288918797232,12815.696993942774,13396.89166597075,13989.827566117639,14594.460561972111,15210.74769617102,15838.647129443138,"","","","","","","","","","","","",634.59930977706017,668.37397814370172,702.94602577681758,738.31196372888394,774.46841078919317,811.41208744874746,849.1398103473017,887.64848715309347,926.93511183193868,966.99676026762268,1007.8305862000307,1049.4338174513518,225.8657933783573,237.88683114059873,250.19167113500612,262.7790715797363,275.64782903849914,288.79677627255012,302.22478026428854,315.93074039485737,329.9135867603261,344.17227861290536,358.70580291525158,373.51317299730243,11681.468133757404,12303.179670745605,12939.569068784607,13590.57210462566,14256.126538199289,14936.172001523277,15630.649896485875,16339.503300593815,17062.676879887564,17800.116808323095,18551.770693002538,19317.587504707521]
[269,2,2,2,2,0,3.4393063583815029,3.4393063583815029,3.4393063583815029,3.4393063583815029,"",0.3106365050299284,0.3106365050299284,0.3106365050299284,0.3106365050299284,"",8.5221965317919067E-5,0,1.6581759537572256E-2,7.3047398843930635E-4,"",19.765549835839856,20.817512673656907,21.894311087855378,22.995836409917828,24.121983326951998,25.272649693718304,26.447736359674661,27.647147009497971,28.870788015732984,30.118568302382819,31.390399218395896,32.686194420125382,0,0,0,0,0,0,0,0,0,0,0,0,3845.8112680591266,4050.4931802172441,4260.0073859512895,4474.3327414725845,4693.4487559012323,4917.3355546920484,5145.973845982413,5379.3448895623196,5617.4304682040474,5860.2128611207718,6107.6748193507447,6359.7995428872546,29779.038990381512,31363.940125131812,32986.25886797061,34645.831497471234,36342.499347836318,38076.108525695978,39846.509649531188,41653.557609401381,43497.111344943289,45377.033639854548,47293.1909312875,49245.453132761046,"","","","","","","","","","","","",593.53464484514814,625.12376806811494,657.45867246739613,690.53609486385199,724.35287284355411,758.90593911320673,794.19231630651996,830.20911219527022,866.95351526453101,904.4227906164665,942.61427617130403,981.5253791377387,211.25010914775024,222.49327041338196,234.00186918340378,245.77474403117381,257.81076939427811,270.10885356551961,282.66793684440876,295.48698983269014,308.56501185948429,321.90102952337071,335.49409534024323,349.34328648706037,34449.400562269373,36282.867856504214,38159.621106660554,40079.470914248763,42042.23372930233,44047.73152276047,46095.791485024209,48186.245748001165,50318.931128287084,52493.688889417535,54710.364521368188,56968.807535693224]
[270,1,1,1,1,0,1.7196531791907514,1.7196531791907514,1.7196531791907514,1.7196531791907514,"",-0.90534191926485708,-0.90534191926485708,-0.90534191926485708,-0.90534191926485708,"",2.5635982658959534E-5,0,4.9880297687861248E-3,2.1973699421965316E-4,"",9.0879110085560905E-2,9.5579886934263558E-2,0.10038860940630141,0.1053048177569355,0.11032806606985404,0.11545792150213433,0.12069396358803733,0.12603578359574455,0.13148298393186053,0.13703517758911885,0.14269198763325699,0.1484530467254836,0,0,0,0,0,0,0,0,0,0,0,0,17.6824782766477,18.597115143495273,19.532755144483211,20.489308826420871,21.466689426734451,22.464812726558126,23.483596915272397,24.522962465343429,25.58283201645628,26.663130268054253,27.763783879499425,28.884721377158375,136.91967008890947,144.00192270648003,151.24680762888596,158.65363219861854,166.22172459226041,173.9504326829354,181.83912299139595,189.88717971687456,198.09400383989922,206.45901229020012,214.98163717362849,223.66132505269925,"","","","","","","","","","","","",9.0719952841474658,9.5412497185616036,10.021279810714018,10.512039666646247,11.013484772820753,11.525571920749362,12.048259137494641,12.581505621456239,13.125271682925433,13.67951868895244,14.244209012123783,14.819305982892631,3.2288932257088847,3.3959096776531768,3.5667613882350571,3.7414320229341747,3.9199057385478717,4.1021671563650273,4.2882013374301984,4.4779937596887702,4.6715302968292072,4.8687971986602978,5.069781072880053,5.274468868109186,166.99391598549909,175.63177713312436,184.46799258172456,193.50171753237677,202.73213259643336,212.15844240811006,221.77987434518121,231.59567734695872,241.60512082004198,251.80749362345625,262.20210312576501,272.78827432758493]
[271,2,2,2,2,0,3.4393063583815029,3.4393063583815029,3.4393063583815029,3.4393063583815029,"",0.3106365050299284,0.3106365050299284,0.3106365050299284,0.3106365050299284,"",8.5221965317919067E-5,0,1.6581759537572256E-2,7.3047398843930635E-4,"",0.20374885843268656,0.21428789117374483,0.22506893550037702,0.23609096067553423,0.24735296696518083,0.2588539839455164,0.27059306894209956,0.2825693055876668,0.29478180248704078,0.3072296919789001,0.31991212898536486,0.33282828994137897,0,0,0,0,0,0,0,0,0,0,0,0,39.643706455045589,41.69430111123436,43.79198430735908,45.93655549143967,48.127820143796626,50.365589447684769,52.649679985591384,54.979913458628886,57.356116426764224,59.778120067894562,62.245759954009571,64.758875842879746,306.9707268406421,322.84897305809909,339.09183713353553,355.69776614487114,372.66525387957586,389.99283828430794,407.67909911327712,425.72265575543554,444.12216522301105,462.87632028597284,481.98384773880201,501.44350678748447,"","","","","","","","","","","","",6.1183224009366635,6.4347963218206159,6.7585375467606177,7.0895151240172352,7.4276990328326011,7.7730601325984061,8.1255701159847575,8.4852014656332777,8.8519274140659903,9.2257219065028071,9.6065595663160384,9.9944156628810763,2.1776256638501779,2.2902646663242354,2.4054902385771317,2.523291364304443,2.6436573585555414,2.7665778496415299,2.8920427624529244,3.0200423030459143,3.1505669443731863,3.2836074130499675,3.4191546770586401,3.5571999343061953,355.11413021890718,373.48262304865204,392.27291816173272,411.48321908530801,431.11178338172579,451.15691969817817,471.61698504624826,492.49038228833126,513.77555781070146,535.47099936539905,557.57523406517168,580.08682651749291]
[272,3,3,3,3,0,5.1589595375722546,5.1589595375722546,5.1589595375722546,5.1589595375722546,"",1.526614929324714,1.526614929324714,1.526614929324714,1.526614929324714,"",1.4480794797687863E-4,0,2.8175489306358388E-2,1.2412109826589596E-3,"",7.162906639645443E-2,7.5334123110738158E-2,7.9124260370086685E-2,8.2999115813046434E-2,8.6958337977448855E-2,9.1001585705304824E-2,9.5128527594069701E-2,9.933884148963637E-2,0.10363221401697621,0.10800834014483224,0.11246692278128435,0.11700767239736763,0,0,0,0,0,0,0,0,0,0,0,0,13.93696977599585,14.657867953832199,15.395320374865442,16.149256533909895,16.919608046469335,17.706308532946455,18.509293511874709,19.328500301269248,20.163867927303091,21.015337039608788,21.882849832587045,22.766349972173533,107.91729948219813,113.49938696636053,119.20965792580445,125.04756642196784,131.01258293729578,137.10419347864647,143.32189875055985,149.66521339139425,156.13366526618387,162.72679481079965,169.44415442262269,176.28530789348224,"","","","","","","","","","","","",1.265859807090344,1.3313371700318515,1.3983181131228861,1.4667962325552901,1.5367653171377793,1.6082193377789806,1.6811524377899498,1.7555589239241267,1.8314332580826187,1.9087700496212703,1.9875640482033183,2.0678101371478093,0.45054324079658847,0.47384786199811763,0.49768763556768236,0.52206028226988477,0.54696359142528439,0.57239541716721309,0.59835367499026015,0.62483633856122378,0.65184143676686623,0.67936705097585537,0.70741131249489109,0.73597240020128185,123.64230137247736,130.03777407533343,136.58010830973055,143.26867858651596,150.10287823030563,157.08211835224441,164.20582690280884,171.47344779663848,178.88444010235344,186.4382772911504,194.13444653868925,201.97244807540224]
[273,1,1,1,1,0,1.7196531791907514,1.7196531791907514,1.7196531791907514,1.7196531791907514,"",-0.90534191926485708,-0.90534191926485708,-0.90534191926485708,-0.90534191926485708,"",2.5635982658959534E-5,0,4.9880297687861248E-3,2.1973699421965316E-4,"",0.32758748984330099,0.34453215057699649,0.36186591762736553,0.37958713377500003,0.39769419164714825,0.41618553099606559,0.43505963618943677,0.45431503389163724,0.47395029091717161,0.49396401223984687,0.51435483914313562,0.53512144749883639,0,0,0,0,0,0,0,0,0,0,0,0,63.739165880939389,67.036112726552716,70.408768544067371,73.856810885935687,77.379927003345102,80.977813316663017,84.650174927144676,88.396725165772807,92.217185175598217,96.111283524381591,100.0787558447072,104.11934449905927,493.54764799490619,519.07669812800953,545.19198098784477,571.8909997857179,599.17133283256658,627.03062943848795,655.46660613177596,684.47704316547788,714.05978128335767,744.21271872048862,774.93380841656767,806.22105542252064,"","","","","","","","","","","","",32.701378349833888,34.392876892489497,36.123217922341233,37.892236007678328,39.699770692725963,41.545666225957,43.429771309573702,45.35193886803993,47.31202583380098,49.309892948549482,51.345404578585722,53.418428542985069,11.639033720578537,12.241069768284706,12.856930585498462,13.486557291972023,14.129892778486512,14.786881610153005,15.457469937248387,16.141605412831609,16.839237116477374,17.550315483542931,18.274792239451351,19.012620338533115,601.95481343610129,633.09128966591345,664.94276395737916,697.50619110507898,730.77861749877127,764.75717612225708,799.43908194193216,834.82162764601389,870.90217970015146,907.67817468920259,945.14711591845514,983.30657025059691]
[274,2,2,2,2,0,3.4393063583815029,3.4393063583815029,3.4393063583815029,3.4393063583815029,"",0.3106365050299284,0.3106365050299284,0.3106365050299284,0.3106365050299284,"",8.5221965317919067E-5,0,1.6581759537572256E-2,7.3047398843930635E-4,"",7.0258227045753973E-3,7.3892376266808547E-3,7.7609977758750677E-3,8.1410676095011805E-3,8.5294126539717501E-3,8.9259994463971176E-3,9.3307954807620545E-3,9.743769158195404E-3,1.0164889740932439E-2,1.0594127309617242E-2,1.103145272363327E-2,1.147683758418548E-2,0,0,0,0,0,0,0,0,0,0,0,0,1.3670243605188133,1.4377345210770467,1.5100684243916922,1.58401915487723,1.6595800049585039,1.7367444637132678,1.8155062063997027,1.8958590847803061,1.9777971181642835,2.0613144850998122,2.1464055156555024,2.2330646842372324,10.58519747726352,11.132723208899968,11.692821970121912,12.265440211892109,12.850525995847441,13.448028906355445,14.057899969423346,14.680091577773636,15.314557421483139,15.961252423654233,16.620132680648343,17.291155406464981,"","","","","","","","","","","","",0.21097663451505733,0.22188952833864189,0.23305301885381435,0.24446603875921502,0.25612755285629651,0.26803655629649675,0.2801920729649916,0.29259315398735436,0.30523887634710306,0.31812834160354503,0.33126067470055304,0.34463502285796815,7.5090540132764755E-2,7.8974643666352942E-2,8.2947939261280385E-2,8.701004704498079E-2,9.1160598570880713E-2,9.5399236194535511E-2,9.9725612498376678E-2,0.10413938976020393,0.10864023946114434,0.11322784182930921,0.11790188541581517,0.12266206670021362,12.245314835134732,12.87871113960869,13.526652350404575,14.189076520183036,14.865923564887096,15.557135162006142,16.262654656767179,16.982426975459695,17.716398545196601,18.464517219496514,19.226732209143844,20.002994017844582]
[275,2,2,2,2,0,3.4393063583815029,3.4393063583815029,3.4393063583815029,3.4393063583815029,"",0.3106365050299284,0.3106365050299284,0.3106365050299284,0.3106365050299284,"",8.5221965317919067E-5,0,1.6581759537572256E-2,7.3047398843930635E-4,"",1.2154673278915438,1.2783381094157877,1.3426526152263867,1.408404696443704,1.4755883891371129,1.5441979042267009,1.6142276181718351,1.6856720643678049,1.7585259251813121,1.832784024563783,1.908441321188556,1.9854929020640883,0,0,0,0,0,0,0,0,0,0,0,0,236.49521436975471,248.72807214632903,261.24183741976276,274.03531379376074,287.10734085782116,300.45679222239534,314.08257370714858,327.98362166699303,342.15890144242104,356.6074059222675,371.32815420840194,386.32019037304121,1831.239163566589,1925.9611151396941,2022.8582008310909,2121.9211566573344,2223.1409972816077,2326.5090007994918,2432.0166947102389,2539.6558429548395,2649.4184339165836,2761.2966692921823,2875.2829537521634,2991.3698853184419,"","","","","","","","","","","","",36.498957771104919,38.386888402585043,40.318172261709883,42.292624705344195,44.310066644139297,46.370324239293936,48.473228622943545,50.618615639812305,52.806325608048837,55.036203097413292,57.308096723195682,59.621858954428497,12.990663442968302,13.662613354279058,14.349993492201508,15.052738138781677,15.770783552762364,16.504067861654644,17.252530962219165,18.01611442851528,18.794761426777974,19.588416636470495,20.397026176936027,21.220537539136959,2118.4394664783085,2228.0170271523034,2340.1108566199919,2454.7102379916646,2571.8047767254679,2691.3843830270625,2813.4392556207222,2937.9598667545274,3064.936948319013,3194.3614789728972,3326.2246721818856,3460.5179650871123]
[276,2,2,2,2,0,3.4393063583815029,3.4393063583815029,3.4393063583815029,3.4393063583815029,"",0.3106365050299284,0.3106365050299284,0.3106365050299284,0.3106365050299284,"",8.5221965317919067E-5,0,1.6581759537572256E-2,7.3047398843930635E-4,"",9.1335695159480187E-2,9.606008914685113E-2,0.1008929710863759,0.10583387892351535,0.11088236450163277,0.11603799280316253,0.12130034124990671,0.12666899905654028,0.13214356663212171,0.13772365502502415,0.14340888540723251,0.14919888859441127,0,0,0,0,0,0,0,0,0,0,0,0,17.771316686744576,18.690548774001609,19.630889517092001,20.592249013403993,21.574540064460553,22.57767802827248,23.60158068319614,24.646168102143978,25.711362536135685,26.797088306297564,27.903271703521533,29.029840895084021,137.60756720442581,144.7254017156996,152.00668561158489,159.45072275459742,167.05683794601677,174.82437578262082,182.75269960250353,190.84119051105728,199.0892464792808,207.49628150750505,216.06172484842844,224.78502028404478,"","","","","","","","","","","","",2.7426962486957458,2.8845638684023451,3.0296892450995871,3.1780585038697957,3.3296581871318551,3.4844752318544581,3.642496948544891,3.8037110018356066,3.96810539251234,4.1356684408460858,4.3063887711071889,4.4802552971535858,0.9761770217259419,1.0266703676625883,1.0783232103966451,1.1311306115847506,1.1850877814214495,1.2401900705289617,1.2964329624788971,1.3538120668826512,1.4123231129948766,1.4719619437810199,1.5327245104055971,1.5946068671027771,159.18909285675153,167.42324481491298,175.84648055525949,184.45799476237949,193.25700634353228,202.24275710607989,211.41451053797337,220.77155068097605,230.31318108755582,240.03872385345471,249.94751871887001,260.0389222319796]
[277,1,1,1,1,0,1.7196531791907514,1.7196531791907514,1.7196531791907514,1.7196531791907514,"",-0.90534191926485708,-0.90534191926485708,-0.90534191926485708,-0.90534191926485708,"",2.5635982658959534E-5,0,4.9880297687861248E-3,2.1973699421965316E-4,"",5.0469608112632427,5.3080179069539852,5.5750697502848316,5.8480908093851616,6.1270563203444519,6.4119422452813195,6.70272523367984,6.9993825866659991,7.3018922239368118,7.6102326530887368,7.9243829411213405,8.2443226879175544,0,0,0,0,0,0,0,0,0,0,0,0,981.99437499150486,1032.7886270387608,1084.7492856982769,1137.8713831975124,1192.15010118702,1247.5807625818791,1304.1588240388483,1361.8798690055837,1420.7396012859906,1480.733839072408,1541.8585094010375,1604.109642991958,7603.8179574957157,7997.1300330947515,8399.4738748320869,8810.8110160535125,9231.1041471236713,9660.3170522523178,10098.414551243104,10545.362445672006,11001.12746906231,11465.677240674368,11938.980222572667,12421.005679670834,"","","","","","","","","","","","",503.81220322195696,529.87219367267687,556.53060902290883,583.78490055700547,611.63259622083615,640.07129643603423,669.0986702404,698.71245172180227,728.91043671688215,759.69047974926559,791.05049118492059,822.98843458482793,179.31620983704224,188.59144907525084,198.0796789559376,207.77999234341414,217.69150938726318,227.81337603255079,238.14476264612355,248.68486274736702,259.43289183321269,270.38808628839041,281.54970237296664,292.91701528011015,9273.9877063574841,9753.6903207883952,10244.408518259495,10746.09538296083,11258.705410239136,11782.194429548063,12316.519533402156,12861.639011733427,13417.512291122332,13984.099878437519,14561.363308472713,15149.265095215647]
[278,2,2,2,2,0,3.4393063583815029,3.4393063583815029,3.4393063583815029,3.4393063583815029,"",0.3106365050299284,0.3106365050299284,0.3106365050299284,0.3106365050299284,"",8.5221965317919067E-5,0,1.6581759537572256E-2,7.3047398843930635E-4,"",17.143007399163967,18.029739809101283,18.936834573135169,19.864204967182879,20.811766875691074,21.779438649208966,22.767140973059409,23.774796745996788,24.80233096787515,25.849670635466069,26.91674464566518,28.003483705412577,0,0,0,0,0,0,0,0,0,0,0,0,3335.539439665904,3508.0722314279933,3684.5669555157288,3865.0067379004404,4049.3752120987497,4237.6564914603732,4429.8351436152743,4625.8961668639477,4825.8249683208505,5029.6073436435418,5237.2294581994256,5448.6778295388476,25827.881844522984,27163.844629715917,28530.485607097467,29927.674117016741,31355.283429867759,32813.190531507287,34301.275925392969,35819.423449767673,37367.520108418852,38945.455913716323,40553.12374078195,42190.419191774556,"","","","","","","","","","","","",514.7829882167398,541.41044914628617,568.64936600330702,596.49713457248458,624.95122896936357,654.00919736345202,683.66865803457949,713.92729572914459,744.7828582869314,776.23315351264978,808.27604626934919,840.90945577344235,183.22091792394596,192.69813054590114,202.39297179752415,212.30451478975314,222.43186051294896,232.77413631466663,243.33049449603911,254.10011101489758,265.08218428519217,276.27593406351446,287.68060041458898,299.29544274852128,29878.568197728739,31424.055180645199,33005.031734987162,34621.346709246602,36272.853498324512,37959.409795294989,39680.877362511921,41437.121820121654,43228.012450279697,45053.422015571494,46913.22659031098,48807.305403540784]
[279,1,1,1,1,0,1.7196531791907514,1.7196531791907514,1.7196531791907514,1.7196531791907514,"",-0.90534191926485708,-0.90534191926485708,-0.90534191926485708,-0.90534191926485708,"",2.5635982658959534E-5,0,4.9880297687861248E-3,2.1973699421965316E-4,"",7.1129218183637988E-2,7.470780234887546E-2,7.8366376005161303E-2,8.2104607307798338E-2,8.5922174141123214E-2,8.9818763600399851E-2,9.3794071513112198E-2,9.7847801995803174E-2,0.10197966704306516,0.10618938614567959,0.11047668593524361,0.11484129985291683,0,0,0,0,0,0,0,0,0,0,0,0,13.839713595159271,14.536003828452618,15.247857731289951,15.97521073617447,16.718000168601396,17.476165146249222,18.249646485836966,19.038386616897693,19.842329501807811,20.661420561487937,21.49560660625739,22.34483577138181,107.1642215490084,112.55576381684536,118.06781931059982,123.69988806865889,129.45148478730076,135.32213804010857,141.31138955674379,147.41879355527382,153.64391612293957,159.98633464083977,166.44563724852037,173.02142234490447,"","","","","","","","","","","","",7.1004649068365406,7.4576966033220593,7.8229132402948807,8.1960816914014885,8.5771698014878961,8.9661463348797312,9.3629809275953395,9.7676440431072979,10.180106931313441,10.600341590417697,11.028320731454981,11.4640177452239,2.5271885973232942,2.6543340563609723,2.7843215054393853,2.9171391542681828,3.0527755582251364,3.1912195999480537,3.3324604723265256,3.476487662756619,3.6232909385378949,3.7728603333060855,3.9251861344068359,4.0802588711264365,130.70271786651116,137.27850610732989,144.00127816362919,150.87042425781081,157.88535248975631,165.04548788478598,172.35027151401573,179.79915968003124,187.39162316164175,195.12714651219716,203.00522740657482,211.02537603248953]
[280,2,2,2,2,0,3.4393063583815029,3.4393063583815029,3.4393063583815029,3.4393063583815029,"",0.3106365050299284,0.3106365050299284,0.3106365050299284,0.3106365050299284,"",8.5221965317919067E-5,0,1.6581759537572256E-2,7.3047398843930635E-4,"",0.29556950506723423,0.31043991103500279,0.32564270438004728,0.34117650615887007,0.35703997785588476,0.37323181923048221,0.38975076632781624,0.40659558963729764,0.42376509238468979,0.44125810894533096,0.45907350336741926,0.47721016799552829,0,0,0,0,0,0,0,0,0,0,0,0,57.509380843081871,60.402736975667693,63.360766195089205,66.383200198340163,69.469778548530726,72.620248255988116,75.834363391212264,79.111884726571347,82.452579403992502,85.856220626220107,89.322587369489284,92.851464115701376,445.30892835599877,467.71287880487665,490.61760847568445,514.0210398338977,537.92115625421798,562.31599877693395,587.20366311094551,612.58229685932565,638.45009694616931,664.8053072259338,691.64621625859922,718.97115523583989,"","","","","","","","","","","","",8.875581133545678,9.3221207541525768,9.7786415503686026,10.245102114251862,10.721462251859872,11.207682918599666,11.703726159494176,12.209555053884124,12.725133664141802,13.250426988022124,13.785400914318725,14.330022181529877,3.158985746654118,3.317917570451216,3.4804018817992324,3.646423942835229,3.8159694477814212,3.9890244999350681,4.1655755904081575,4.3456095784457744,4.5291136731723691,4.7160754166326075,4.9064826680085449,5.1003235889080463,515.14844558434766,541.06609401618311,567.56306080732156,594.63694259548379,622.2854064802458,650.50618627068729,679.29707901838788,708.65594180786422,738.58068877986057,769.06928836575401,800.11976071378319,831.73017528997468]
[281,1,1,1,1,0,1.7196531791907514,1.7196531791907514,1.7196531791907514,1.7196531791907514,"",-0.90534191926485708,-0.90534191926485708,-0.90534191926485708,-0.90534191926485708,"",2.5635982658959534E-5,0,4.9880297687861248E-3,2.1973699421965316E-4,"",1.3336728409432121E-2,1.4007712940414148E-2,1.4693695500967743E-2,1.539461387021219E-2,1.6110407651460601E-2,1.6841018175074975E-2,1.7586388408708541E-2,1.8346462874213095E-2,1.9121187570574717E-2,1.9910509902314927E-2,2.0714378612858179E-2,2.1532743722421907E-2,0,0,0,0,0,0,0,0,0,0,0,0,2.5949462990923635,2.725500717834866,2.8589733246168656,2.995352013032714,3.1346250316127615,3.2767809649217297,3.4218087160944322,3.569697490668319,3.720436781588965,3.874016355278989,4.030426238673261,4.1896567071340902,20.093291540439072,21.104205715658505,22.137716120737469,23.193729012873547,24.27215339761889,25.372900882520362,26.495885541889471,27.641023791613851,28.808234273051177,29.997437745157463,31.208556984097573,32.441516689669584,"","","","","","","","","","","","",1.3313371700318515,1.3983181131228861,1.4667962325552901,1.5367653171377793,1.6082193377789806,1.6811524377899498,1.7555589239241267,1.8314332580826187,1.9087700496212703,1.9875640482033183,2.0678101371478093,2.1495033272294815,0.47384786199811763,0.49768763556768236,0.52206028226988477,0.54696359142528439,0.57239541716721309,0.59835367499026015,0.62483633856122378,0.65184143676686623,0.67936705097585537,0.70741131249489109,0.73597240020128185,0.7650485383362069,24.506759599970835,25.739719895124356,27.000239655680478,28.288204548339539,29.603503591829305,30.946028978397379,32.315675908877964,33.71234244000587,35.135929342807842,36.586339971036978,38.063480138732778,39.567258006091791]
[282,2,2,2,2,0,3.4393063583815029,3.4393063583815029,3.4393063583815029,3.4393063583815029,"",0.3106365050299284,0.3106365050299284,0.3106365050299284,0.3106365050299284,"",8.5221965317919067E-5,0,1.6581759537572256E-2,7.3047398843930635E-4,"",0.45074349522753215,0.47342086432837921,0.49660512417957198,0.52029417189227689,0.54448596623022416,0.56917852432648541,0.59436991864991973,0.62005827419687876,0.64624176588665194,0.67291861614162962,0.70008709263531443,0.72774550619318057,0,0,0,0,0,0,0,0,0,0,0,0,87.701805785699847,92.11417388789323,96.62516844751103,101.23438030246876,105.94141228650935,110.74587859038188,115.64740417159869,120.6456242080213,125.74018359108857,130.93073645498566,136.2169457384712,141.59848277644457,679.09611574289806,713.26214017743678,748.19185292541863,783.88208574669409,820.32976328768211,857.53189813482425,895.48558624419195,934.18800271047144,973.6363978429082,1013.8280935195489,1054.7604797943641,1096.4310117346556,"","","","","","","","","","","","",13.535261228657157,14.216234150082677,14.912428364312117,15.623780724234091,16.350229934086304,17.091716450864489,17.848182393228619,18.61957145717329,19.405828837816248,20.206901156733736,21.022736394336057,21.85328382683306,4.81745326364753,5.059824294938104,5.3076128697438287,5.5607965128237247,5.8193534078666662,6.0832623624009781,6.3525027753724403,6.6270546071298053,6.9068983515878628,7.1920150103647265,7.4823860687130317,7.7779934730847691,785.60137951613024,825.12579337467923,865.53366773116522,906.82133745811291,948.98524488237467,992.0219340627981,1035.9280455030414,1080.7003112569928,1126.3355503892874,1172.8306647577747,1220.1826350885196,1268.3885173172114]
[283,2,2,2,2,0,3.4393063583815029,3.4393063583815029,3.4393063583815029,3.4393063583815029,"",0.3106365050299284,0.3106365050299284,0.3106365050299284,0.3106365050299284,"",8.5221965317919067E-5,0,1.6581759537572256E-2,7.3047398843930635E-4,"",1.4778475253361711,1.5521995551750136,1.628213521900236,1.7058825307943501,1.785199889279423,1.8661590961524106,1.9487538316390807,2.0329779481864878,2.1188254619234486,2.2062905447266541,2.2953675168370955,2.3860508399776408,0,0,0,0,0,0,0,0,0,0,0,0,287.54690421540931,302.01368487833844,316.80383097544598,331.91600099170074,347.3488927426535,363.1012412799405,379.17181695606121,395.55942363285669,412.26289701996251,429.28110313110051,446.61293684744641,464.25732057850672,2226.5446417799935,2338.5643940243826,2453.0880423784215,2570.1051991694885,2689.6057812710887,2811.5799938846694,2936.018315554727,3062.9114842966278,3192.2504847308469,3324.0265361296683,3458.2310812929959,3594.8557761791985,"","","","","","","","","","","","",44.377905667728378,46.610603770762879,48.893207751843001,51.225510571259306,53.607311259299344,56.038414592998315,58.518630797470863,61.047775269420612,63.625668320709003,66.252134940110608,68.927004571593613,71.650110907649363,15.794928733270588,16.589587852256081,17.402009408996161,18.232119714176143,19.079847238907099,19.945122499675335,20.827877952040783,21.728047892228869,22.645568365861845,23.580377083163032,24.532413340042719,25.501617944540222,2575.742227921738,2705.3304700809149,2837.8153040366069,2973.1847129774192,3111.4270324012277,3252.5309313534358,3396.4853950919387,3543.2797090393201,3692.9034438993035,3845.3464418287685,4000.5988035689152,4158.6508764498722]
[284,2,2,2,2,0,3.4393063583815029,3.4393063583815029,3.4393063583815029,3.4393063583815029,"",0.3106365050299284,0.3106365050299284,0.3106365050299284,0.3106365050299284,"",8.5221965317919067E-5,0,1.6581759537572256E-2,7.3047398843930635E-4,"",0.13300627728025541,0.13969795996575127,0.14653921697102126,0.15352942777149153,0.16066799003514812,0.16795431865371699,0.17538784484751732,0.18296801533678392,0.19069429157311041,0.1985661490253989,0.20658307651533864,0.21474457559798774,0,0,0,0,0,0,0,0,0,0,0,0,25.879221379386845,27.181231639050463,28.512344787790141,29.872440089253072,31.261400346838826,32.679111715194651,34.125463526045522,35.600348126957108,37.10366073179663,38.63529928179905,40.195164316270187,41.783158852065618,200.38901776019944,210.47079546219445,220.77792381405797,231.30946792525395,242.06452031439807,253.04219944962031,264.24164839992551,275.66203358669651,287.30254362577625,299.16238825167022,311.24079731636971,323.53701985612798,"","","","","","","","","","","","",3.9940115100955551,4.1949543393686595,4.4003886976658704,4.6102959514133381,4.8246580133369426,5.0434573133698493,5.2666767717723797,5.4942997742478559,5.7263101488638117,5.9626921446099548,6.2034304114434269,6.4485099816884448,1.421543585994353,1.4930629067030472,1.5661808468096545,1.6408907742758532,1.7171862515016396,1.7950610249707806,1.874509015683671,1.9555243103005984,2.0381011529275663,2.122233937484673,2.2079172006038452,2.2951456150086207,231.81680051295646,243.47974230728235,255.40337736329465,267.58662416796773,280.0284329161106,292.72778382180928,305.68368555827459,318.89517381353886,332.36130995093737,346.08117976458931,360.05389232120251,374.27857888048868]
[285,1,1,1,1,0,1.7196531791907514,1.7196531791907514,1.7196531791907514,1.7196531791907514,"",-0.90534191926485708,-0.90534191926485708,-0.90534191926485708,-0.90534191926485708,"",2.5635982658959534E-5,0,4.9880297687861248E-3,2.1973699421965316E-4,"",4.4100115273855556,4.6318837456302795,4.8587153123200011,5.0904856530834985,5.3271747967496408,5.5687633432247923,5.8152324338129571,6.0665637237397974,6.3227393566700414,6.5837419410321365,6.8495545279851049,7.1201605908808441,0,0,0,0,0,0,0,0,0,0,0,0,858.06224289987483,901.2322373640626,945.36717933997693,990.46306564281747,1036.5160104532868,1083.5222390674521,1131.4780821218919,1180.3799702476572,1230.2244291120846,1281.0080748122523,1332.7276095879583,1385.3798178256723,6644.1817360385212,6978.4573566444142,7320.2047972571891,7669.3930602568526,8025.9920568126472,8389.9725584867338,8761.3061525181165,9139.9652004269792,9525.9227996222562,9919.1527477320669,10319.629509408263,10727.328185384076,"","","","","","","","","","","","",440.22882422386562,462.37718940596784,485.02062089828263,508.15706486689243,531.78452769224964,555.90107276254344,580.50481751091115,605.59393067265262,631.16662974143344,657.22117860589731,683.75588535020881,710.76910020388186,156.68569303404425,164.56871149438035,172.6279333372419,180.86262756462739,189.27208460995848,197.85561519677938,206.61254928424464,215.54223509091042,224.64403818934954,233.91734066497733,243.36154033322384,252.97605000983907,8103.5685077236922,8511.2673786544565,8928.079246145011,9353.9663039842744,9788.8918543648906,10232.820248856733,10685.716833868977,11147.547900161939,11618.280636021795,12097.883083756227,12586.324099207641,13083.573314014351]
[286,2,2,2,2,0,3.4393063583815029,3.4393063583815029,3.4393063583815029,3.4393063583815029,"",0.3106365050299284,0.3106365050299284,0.3106365050299284,0.3106365050299284,"",8.5221965317919067E-5,0,1.6581759537572256E-2,7.3047398843930635E-4,"",15.569123679416562,16.352422313768773,17.153229453218987,17.971472461918481,18.807080833558725,19.659986077965648,20.530121616317722,21.41742268414465,22.321826241363532,23.243270888695307,24.181696789878806,25.137045599164448,0,0,0,0,0,0,0,0,0,0,0,0,3029.3066359093373,3181.7141701932956,3337.528359326323,3496.7350704475684,3659.3205850438558,3825.2715768841736,3994.5750916321053,4167.2185279721452,4343.189620105305,4522.4764214861443,4705.0672896878486,4890.9508722945693,23456.64780115223,24636.775891046873,25843.282526456671,27076.058273250565,28334.996905690921,29619.995235574996,30930.952954369055,32267.772487064969,33630.358856639476,35018.619558126062,36432.464441421711,37871.805602047862,"","","","","","","","","","","","",467.52123620951852,491.04271072498693,515.08994366566606,539.66075386821683,564.75302411671862,590.36469773723729,616.49377545135565,643.1383124633461,670.29641575866935,697.96624159406531,726.14599316173883,754.83391841208618,166.39957420500565,174.7713080235178,183.33016912377454,192.07538118884571,201.00619066188634,210.12186553407966,219.4216942247497,228.90498454463113,238.57106273435451,248.41927257112258,258.44897453735013,268.65954504573125,27135.444371155507,28500.656502302441,29896.384228025654,31322.500951217113,32778.883786346945,34265.413361808452,35781.973637293588,37328.451734729235,38904.737781479169,40510.724764666084,42146.30839559852,43811.38698339941]
[287,1,1,1,1,0,1.7196531791907514,1.7196531791907514,1.7196531791907514,1.7196531791907514,"",-0.90534191926485708,-0.90534191926485708,-0.90534191926485708,-0.90534191926485708,"",2.5635982658959534E-5,0,4.9880297687861248E-3,2.1973699421965316E-4,"",0.1774310305785792,0.1861201430122581,0.1949984423560211,0.20406516358516763,0.21331956355094966,0.22276091984364152,0.23238852974003255,0.24220170922727977,0.25219979209598908,0.26238212909620356,0.27274808715067744,0.28329704862042315,0,0,0,0,0,0,0,0,0,0,0,0,34.523009092574974,36.213662111813633,37.94112549841438,39.705250400428319,41.505892222341899,43.342910403862803,45.216168215132036,47.125532566793559,49.070873833533859,51.052065689861308,53.068984957031795,55.121511460145172,267.31993906500776,280.41107086267459,293.78723416306491,307.44727636983924,321.39007784525791,335.61455019726657,350.11963469377537,364.9043007919816,379.96754477199448,395.30838846523585,410.92587806914804,426.81908304065752,"","","","","","","","","","","","",17.712029432889892,18.579418945700343,19.465694017078537,20.370778278533756,21.294597545339364,22.237079703038933,23.198154602379837,24.177753961869424,25.17581127724203,26.19226173720558,27.227042144906761,28.280090844614389,6.3040433838573104,6.6127635754185414,6.9282054913869358,7.2503419507846996,7.5791465498766284,7.9145936217755004,8.2566581990469707,8.6053159790275018,8.9605432916019527,9.3223170692162345,9.690614818925285,10.0654145962983,326.03645200490854,342.00303563861934,358.31725761230075,374.97771216317119,391.98303372636678,409.33189484578747,427.02300424007421,445.05510500889937,463.42697296646833,482.13741509061515,501.1852680771625,520.5693969903358]
[288,2,2,2,2,0,3.4393063583815029,3.4393063583815029,3.4393063583815029,3.4393063583815029,"",0.3106365050299284,0.3106365050299284,0.3106365050299284,0.3106365050299284,"",8.5221965317919067E-5,0,1.6581759537572256E-2,7.3047398843930635E-4,"",0.57431383541475511,0.60243900310308729,0.63117653639390958,0.66052395903338679,0.69047886557639193,0.72103891770646,0.75220184082900043,0.78396542091167598,0.81632750154886202,0.84928598122972554,0.88283881079172721,0.91698399104332373,0,0,0,0,0,0,0,0,0,0,0,0,111.74506340498523,117.21741746091502,122.80892036692929,128.51909031478183,134.34745927357798,140.29357227374265,146.35698674415698,152.53727189738612,158.83400815850717,165.24678663355519,171.7752086140475,178.41888511442957,865.26882578902155,907.64257568001597,950.93892369271077,995.15413907030302,1040.2845977373277,1086.3267767552493,1133.2772491897524,1181.1326793504131,1229.8898183679773,1279.5455000784086,1330.0966371863035,1381.5402176832229,"","","","","","","","","","","","",17.245923395182263,18.090486868181912,18.953438911365943,19.834705165940761,20.734213399409377,21.651893395064224,22.587676849685625,23.54149727866233,24.513289927840923,25.50299169148964,26.510541035830268,27.535877927650855,6.1381475053347492,6.4387434813285793,6.7458842942451733,7.0595434783956286,7.379695324879874,7.7063148422550913,8.0393777201246817,8.3788602953688827,8.7247395207703224,9.0769929358158077,9.435598639479883,9.8005352648167658,1000.9722739299385,1049.9916624935447,1100.0783438016451,1151.2280019884545,1203.4364446007712,1256.6995961840178,1311.0134923445487,1366.3742742427421,1422.7781834766447,1480.2215573204992,1538.7008242864529,1598.2124999811633]
[289,4,4,4,4,0,6.8786127167630058,6.8786127167630058,6.8786127167630058,6.8786127167630058,"",2.7425933536194993,2.7425933536194993,2.7425933536194993,2.7425933536194993,"",2.0439393063583817E-4,0,3.976921907514451E-2,1.751947976878613E-3,"",0.18613755680820496,0.19525304328180967,0.20456700005177864,0.21407862455371157,0.22378713717261176,0.23369178005016708,0.24379181598059624,0.25408652738660165,0.26457521536794848,0.27525719881603722,0.28613181358857326,0.29719841173907402,0,0,0,0,0,0,0,0,0,0,0,0,36.21705033896788,37.990663564260679,39.802893438646073,41.653583806022162,43.542582975585312,45.469743489761079,47.434921909367446,49.437978614364482,51.478777618735116,53.557186398206099,55.673075729662386,57.826319541231264,280.43730671812909,294.17081928763844,308.20334983251149,322.53368919860048,337.16066280763266,352.08312886024436,367.29997667244811,382.81012513278984,398.61252126892555,414.70613891362427,431.08997746131467,447.7630607072503,"","","","","","","","","","","","",2.3305301885381442,2.4446603875921507,2.5612755285629656,2.6803655629649681,2.8019207296499165,2.9259315398735439,3.0523887634710309,3.1812834160354506,3.3126067470055309,3.4463502285796812,3.5825055453824692,3.7210645848176838,0.82947939261280401,0.87010047044980809,0.91160598570880724,0.9539923619453553,0.99725612498376703,1.0413938976020394,1.0864023946114436,1.1322784182930923,1.1790188541581519,1.2266206670021362,1.2750808972270116,1.3243966574076713,320.00050419505618,335.67149675322287,351.68369178548113,368.03570955408668,384.7262097750243,401.75388956753119,419.11748155587867,436.8157521088695,454.84749970419227,473.21155340622829,491.90677144717512,510.93203990244604]
[290,2,2,2,2,0,3.4393063583815029,3.4393063583815029,3.4393063583815029,3.4393063583815029,"",0.3106365050299284,0.3106365050299284,0.3106365050299284,0.3106365050299284,"",8.5221965317919067E-5,0,1.6581759537572256E-2,7.3047398843930635E-4,"",0.89251474422563282,0.93622277509263574,0.98088245520675155,1.0264899363356683,1.0730414802876362,1.1205334531924716,1.1689623202072308,1.2183246406059831,1.2686170632178264,1.3198363221813303,1.3719792329871436,1.4250426887835437,0,0,0,0,0,0,0,0,0,0,0,0,173.65786880504459,182.16220281088144,190.85170057022796,199.7256133270258,208.78321373596583,218.02379474973523,227.44666858889261,237.05116578647844,246.8366343003828,256.80243868728172,266.94795933264146,277.27259173188384,1344.67452656402,1410.5256243675926,1477.810489522456,1546.5233242308764,1616.6584964836852,1688.2105314439684,1761.1741034705612,1835.5440287202368,1911.3152582745595,1988.482871743473,2067.0420713030394,2146.9881761293332,"","","","","","","","","","","","",26.801097168188651,28.113594457309731,29.454668578474102,30.824203974097127,32.222088390974037,33.648212708545756,35.102470779916857,36.584759284407681,38.094977590563602,39.633027628666333,41.198813771898394,42.792242725403355,9.5390130150472441,10.006155410172793,10.483468835651284,10.970912162371585,11.468445437313319,11.976029822423452,12.493627538031602,13.021201810370561,13.558716822818745,14.106137670524566,14.663430318110631,15.230561560188219,1555.5650202965262,1631.7437998210492,1709.5812099620159,1789.0705436307064,1870.2052855282259,1952.9791021778653,2037.3858326976094,2123.4194802420998,2211.0742040515424,2300.344312052127,2391.2242539586769,2483.708614835592]
[291,2,2,2,2,0,3.4393063583815029,3.4393063583815029,3.4393063583815029,3.4393063583815029,"",0.3106365050299284,0.3106365050299284,0.3106365050299284,0.3106365050299284,"",8.5221965317919067E-5,0,1.6581759537572256E-2,7.3047398843930635E-4,"",1.8626394662100165,1.9538562262802834,2.0470590369532204,2.142239867135308,2.2393909153828928,2.3385045979668972,2.4395735378237853,2.5425905543081386,2.647548653671985,2.7544410202045153,2.8632610079731693,2.9740021331134829,0,0,0,0,0,0,0,0,0,0,0,0,362.41642185400616,380.16459717053522,398.299201190041,416.81867129118433,435.7214895359287,455.00618034727358,474.671308359428,494.71547642395501,515.13732375732059,535.93552421693585,557.10878469420823,578.65584361436629,2806.2772728292593,2943.7056508541064,3084.1262390033862,3227.5269375253069,3373.8959926616035,3523.2219786656733,3675.493781155953,3830.7005816770161,3988.8318433556028,4149.8772975515949,4313.8269314150393,4480.670976269912,"","","","","","","","","","","","",55.93272452491545,58.671849302211612,61.470612685511178,64.328773511159227,67.246097511597995,70.222356956965058,73.257330323304728,76.350801984850818,79.502561928132735,82.712405485912356,85.980133089179262,89.305550035624393,19.907505422707295,20.882411290795392,21.878543657011374,22.895816686688523,23.934146999610405,24.993453542448947,26.073657470674643,27.174682039034217,28.296452499795642,29.43889600805127,30.601941533448272,31.785519777784106,3246.3965640970987,3405.3783648439285,3567.8216555729032,3733.7124388814741,3903.0371176241238,4075.7824741103277,4251.9356508471838,4431.4841326791638,4614.4157301945243,4800.7185642826989,4990.3810517398479,5183.3918918308]
[292,2,2,2,2,0,3.4393063583815029,3.4393063583815029,3.4393063583815029,3.4393063583815029,"",0.3106365050299284,0.3106365050299284,0.3106365050299284,0.3106365050299284,"",8.5221965317919067E-5,0,1.6581759537572256E-2,7.3047398843930635E-4,"",0.1707419510692515,0.17910348740902599,0.18764707838737857,0.19637198782073656,0.20527750057676519,0.21436292148029892,0.22362757430051364,0.23307080081157933,0.24269195991993198,0.25249042685208056,0.26246559239754053,0.27261686220206921,0,0,0,0,0,0,0,0,0,0,0,0,33.221505336617227,34.848421407299057,36.510760109087087,38.208378201691893,39.941136540793458,41.708899865166742,43.511536599614232,45.348918672195872,47.220921344421058,49.127423053219118,51.06830526363575,53.043452331316907,257.24208334268206,269.83968466162639,282.71157190864375,295.8566359398198,309.27379932731367,322.96201471102006,336.92026327262903,351.14755332039311,365.64291897426352,380.40541894222957,395.4341353797119,410.72817282474199,"","","","","","","","","","","","",5.1271664147839164,5.3782528527027305,5.6348061628385242,5.8968042385229289,6.1642256052298157,6.4370493877217969,6.715255279636267,6.9988235152779898,7.2877348434121663,7.5819705028752988,7.8815121998414321,8.1863420865989038,1.8248546637481686,1.9142210349895776,2.005533168559376,2.0987831962797814,2.1939634749642871,2.2910665747244865,2.3900852681451754,2.4910125202448028,2.5938414791479336,2.6985654674046997,2.8051779738994251,2.9136726462968765,297.58635170890062,312.15968344402677,327.05031842751612,342.25697356413514,357.77840244887801,373.6133934601134,389.76076799432519,406.21937882892331,422.98810860116458,440.0658683925808,457.451596409486,475.14425675115677]
[293,1,1,1,1,0,1.7196531791907514,1.7196531791907514,1.7196531791907514,1.7196531791907514,"",-0.90534191926485708,-0.90534191926485708,-0.90534191926485708,-0.90534191926485708,"",2.5635982658959534E-5,0,4.9880297687861248E-3,2.1973699421965316E-4,"",3.1610738868867934,3.3158772847183875,3.4740511967112178,3.6355819933462761,3.8004564348419194,3.9686616508985604,4.1401851219474217,4.3150146617596938,4.4931384012890687,4.6745447736349952,4.8592225000265437,5.0471605767375394,0,0,0,0,0,0,0,0,0,0,0,0,615.05466199140153,645.17498025520604,675.95110427438249,707.38038213394668,739.46023775067044,772.18816693197687,805.5617337274839,839.57856704524318,874.23635750795836,909.53285452726584,945.46586357659282,982.03324364521802,4762.5157565002701,4995.7446045797551,5234.0515139051295,5477.4159500626638,5725.8179658220952,5979.2381706197239,6237.6577023075242,6501.0582009518821,6769.4217844905334,7042.7310260780168,7320.9689329687699,7604.118926803294,"","","","","","","","","","","","",315.55378752806473,331.00701647997715,346.79670656742553,362.92149722545668,379.38006679459869,396.17113049887786,413.2934385739776,430.74577453119997,448.5269535445488,466.63582094968882,485.07125084478633,503.83214478431432,112.31150975977367,117.81160369890401,123.43145046497251,129.17056580740109,135.02847932280204,141.00473373531614,147.09888423038947,153.31049783688468,159.63915285301374,166.08443831208922,172.64595348453733,179.32330741299867,5808.596789666396,6093.0540822985604,6383.7048264086206,6680.5239772228142,6983.4872061250089,7292.5708634367929,7607.7519439613225,7929.0080550269704,8256.3173867973437,8589.6586846406954,8929.0112233747132,9274.3547832225613]
[294,2,2,2,2,0,3.4393063583815029,3.4393063583815029,3.4393063583815029,3.4393063583815029,"",0.3106365050299284,0.3106365050299284,0.3106365050299284,0.3106365050299284,"",8.5221965317919067E-5,0,1.6581759537572256E-2,7.3047398843930635E-4,"",31.571738952259786,33.117863035450803,34.697650676357092,36.310965747943477,37.957676015740041,39.63765293553891,41.350771466113166,43.096909895522948,44.875949679740152,46.687775292466533,48.532274085145225,50.409336156273532,0,0,0,0,0,0,0,0,0,0,0,0,6142.9583504254051,6443.7899220405725,6751.1714601711947,7065.0764783855748,7385.4792476339917,7712.3547568862869,8045.678676692306,8385.4273253860392,8731.5776376865851,9084.1071354770629,9442.9939005668293,9808.2165492635104,47566.399774455953,49895.81078197711,52275.939751107413,54706.58159105396,57187.537075614193,59718.612538383168,62299.619590593422,64930.374859425428,67610.699744877464,70340.420193499551,73119.36648748492,75947.373047775021,"","","","","","","","","","","","",948.05968069731705,994.48784567248686,1041.9268850194146,1090.372711014149,1139.8213528215861,1190.2689504205578,1241.7117489800155,1294.1460936432213,1347.5684246818498,1401.9752729862146,1457.3632558615884,1513.7290731038336,337.43221691488867,353.95687137898193,370.84131498634287,388.08409283937056,405.68379164339643,423.63903754450962,441.94849412793525,460.61086056162998,479.62486987153613,498.98928733646903,518.70290899194822,538.76456023344065,55026.421761445825,57721.163284104601,60474.577061960728,63286.425839041003,66156.479143728895,69084.512936170053,72070.309281859794,75113.656048911856,78214.346626797182,81372.179664591764,84586.95882699042,87858.492566532077]
[295,1,1,1,1,0,1.7196531791907514,1.7196531791907514,1.7196531791907514,1.7196531791907514,"",-0.90534191926485708,-0.90534191926485708,-0.90534191926485708,-0.90534191926485708,"",2.5635982658959534E-5,0,4.9880297687861248E-3,2.1973699421965316E-4,"",0.19346699076274193,0.20269574929112716,0.2121203674108979,0.22174007263848713,0.23155411404799572,0.24156176117713907,0.25176230301256708,0.26215504704714648,0.27273931840263266,0.28351445901188843,0.29447982685543989,0.30563479524771436,0,0,0,0,0,0,0,0,0,0,0,0,37.643148774122061,39.438801504930723,41.272562916234691,43.14428270480277,45.053814761910004,47.001016960466181,48.985750957588039,51.007882011173344,53.067278809197937,55.163813310598833,57.297360596729852,59.467798732483821,291.4799289230433,305.38409866950161,319.58335306864871,334.07652828651806,348.86249296821131,363.94014658958224,379.30841792850708,394.96626364457313,410.91266695728467,427.14663641398283,443.6672047396309,460.47342776145052,"","","","","","","","","","","","",19.312817061977984,20.234076675647426,21.17488794742324,22.135173764234334,23.114859165000993,24.11387123142114,25.132138986680058,26.169593301343689,27.226166805779485,28.301793808521502,29.396410220059696,30.509953481588692,6.8737937165534824,7.2016872870995767,7.5365396593683043,7.8783233873717577,8.2270117910561105,8.5825789174304035,8.9449995045154278,9.3142489478493982,9.6903032693168765,10.07313908809339,10.462733593520602,10.859064519746676,355.50315546645953,372.46135988647046,389.77946395908583,407.45604821556543,425.48973280022642,443.87917546007714,462.62306968030316,481.72014295198676,501.16915515998159,520.96889708020854,541.11818897679655,561.61587929051734]
[296,2,2,2,2,0,3.4393063583815029,3.4393063583815029,3.4393063583815029,3.4393063583815029,"",0.3106365050299284,0.3106365050299284,0.3106365050299284,0.3106365050299284,"",8.5221965317919067E-5,0,1.6581759537572256E-2,7.3047398843930635E-4,"",0.51288725939857438,0.53735299720022034,0.56233796512301837,0.58784011528800939,0.61385745696631056,0.64038805367874363,0.6674300205058864,0.69498152158889603,0.72304076780368531,0.75160601459295695,0.78067555994228921,0.81024774248792886,0,0,0,0,0,0,0,0,0,0,0,0,99.793206757265494,104.55354031238576,109.41490121393588,114.37689100318127,119.43912234115929,124.60121844434987,129.86281256128819,135.22354748629667,140.68307510694564,146.24105598222965,151.89715894877116,157.65106075265132,772.72273334920283,809.58313773838893,847.22582110039309,885.64769807367111,924.84576939973931,964.81711755343781,1005.5589026902168,1047.0683588808456,1089.3427906072939,1132.3795694964479,1176.1761312708522,1220.7299728978874,"","","","","","","","","","","","",15.401360441830548,16.136035829946682,16.886303046679295,17.652100596794472,18.433368701203328,19.230049209867495,20.042085521023338,20.869422506134839,21.712006440051994,22.569784935909556,23.442706884351406,24.330722396709973,5.4816329638337908,5.7431177099654853,6.0101518802557372,6.2827135873977316,6.5607815548928485,6.8443350860520944,7.1333540352464819,7.4278187811963559,7.7277102021134585,8.033009652530172,8.3436989416683289,8.6597603132157044,893.91182077153121,936.55318458788702,980.09951520638697,1024.5472433763325,1069.892899453961,1116.1331083473858,1163.2645848282807,1211.2841291760624,1260.1886231242086,1309.9750260817102,1360.6403716055854,1412.1817641029522]
[297,2,2,2,2,0,3.4393063583815029,3.4393063583815029,3.4393063583815029,3.4393063583815029,"",0.3106365050299284,0.3106365050299284,0.3106365050299284,0.3106365050299284,"",8.5221965317919067E-5,0,1.6581759537572256E-2,7.3047398843930635E-4,"",0.10583387892351535,0.11088236450163277,0.11603799280316253,0.12130034124990671,0.12666899905654028,0.13214356663212171,0.13772365502502415,0.14340888540723251,0.14919888859441127,0.15509330459854667,0.16109178221031364,0.16719397860862023,0,0,0,0,0,0,0,0,0,0,0,0,20.592249013403993,21.574540064460553,22.57767802827248,23.60158068319614,24.646168102143978,25.711362536135685,26.797088306297564,27.903271703521533,29.029840895084021,30.176725837602945,31.343858195778171,32.53117126642011,159.45072275459742,167.05683794601677,174.82437578262082,182.75269960250353,190.84119051105728,199.0892464792808,207.49628150750505,216.06172484842844,224.78502028404478,233.66562545164794,242.70301121462026,251.89666107416718,"","","","","","","","","","","","",3.1780585038697957,3.3296581871318551,3.4844752318544581,3.642496948544891,3.8037110018356066,3.96810539251234,4.1356684408460858,4.3063887711071889,4.4802552971535858,4.6572572089972102,4.8373839602629882,5.020625256463962,1.1311306115847506,1.1850877814214495,1.2401900705289617,1.2964329624788971,1.3538120668826512,1.4123231129948766,1.4719619437810199,1.5327245104055971,1.5946068671027771,1.6576051663951148,1.7217156546299726,1.7869346678064153,184.45799476237949,193.25700634353228,202.24275710607989,211.41451053797337,220.77155068097605,230.31318108755582,240.03872385345471,249.94751871887001,260.0389222319796,270.31230696924177,280.76706080750171,291.40258624346632]
[298,2,2,2,2,0,3.4393063583815029,3.4393063583815029,3.4393063583815029,3.4393063583815029,"",0.3106365050299284,0.3106365050299284,0.3106365050299284,0.3106365050299284,"",8.5221965317919067E-5,0,1.6581759537572256E-2,7.3047398843930635E-4,"",0.73269608485510629,0.76764713885745772,0.80333995017574067,0.83977159326858486,0.87693922423758641,0.91484007668391953,0.95347145786555199,0.99283074512699454,1.0329153825766935,1.0737228779899384,1.115250799917556,1.1574967749827554,0,0,0,0,0,0,0,0,0,0,0,0,142.56172393895071,149.36220044626538,156.30700173419413,163.39555857597327,170.62731763022757,178.00174063478553,185.51830365898314,193.17649640899526,200.97582158135094,208.91579426032806,216.99594135538737,225.21580107521615,1103.8896190702899,1156.5473396262701,1210.3226015719902,1265.2109972481014,1321.2082419996275,1378.3101679334825,1436.512718128881,1495.8119412583508,1556.2039865818483,1617.6850992806396,1680.2516161012175,1743.899961282696,"","","","","","","","","","","","",22.001943488329353,23.051479757066691,24.12329006668471,25.217286566849246,26.333383858861893,27.47149887123928,28.631550744319053,29.813460723049772,31.017152057217135,32.242549908442221,33.489581263359156,34.758174852442814,7.8309042340482726,8.2044538713792665,8.5859312575081965,8.975305124853902,9.372545078418355,9.7776215515029925,10.19050576463783,10.611169687423367,11.039586003019227,11.475728075043101,11.919569916669042,12.371086161736722,1277.0168868164735,1337.9331208398389,1400.1421645805528,1463.6389191090464,1528.4184277913728,1594.4758690676942,1661.8065497546866,1730.4058988229463,1800.2694616060123,1871.3928944024428,1943.7719594365506,2017.4025201470745]
[299,2,2,2,2,0,3.4393063583815029,3.4393063583815029,3.4393063583815029,3.4393063583815029,"",0.3106365050299284,0.3106365050299284,0.3106365050299284,0.3106365050299284,"",8.5221965317919067E-5,0,1.6581759537572256E-2,7.3047398843930635E-4,"",1.7584706036522548,1.8423531332578982,1.9280158804217773,2.0154518238446038,2.1046541381702073,2.1956161840414068,2.2883314988773242,2.3827937883047867,2.4789969181840639,2.5769349071758523,2.6766019198021342,2.7779922599586127,0,0,0,0,0,0,0,0,0,0,0,0,342.14813745348164,358.46928107103685,375.13680416206591,392.14934058233581,409.50556231254615,427.20417752348521,445.24392878155948,463.62359138158854,482.34197179524216,501.39790622478733,520.79025925292967,540.51792258051876,2649.3350857686951,2775.7136151030472,2904.7742437727761,3036.506393395443,3170.8997807991054,3307.9444030403579,3447.6305235093141,3589.9486590200418,3734.8895677964356,3882.4442382735347,4032.6038786429217,4185.3599070784703,"","","","","","","","","","","","",52.804664371990441,55.323551416960051,57.8958961600433,60.521487760438184,63.200121261268542,65.931597290974267,68.715721786365719,71.55230573531945,74.441164937321119,77.38211978026132,80.37499503206196,83.419619645862753,18.794170161715851,19.690689291310235,20.606235018019671,21.540732299649363,22.494108188204049,23.466291723607178,24.457213835130791,25.466807249816078,26.495006407246141,27.541747380103441,28.606967800005698,29.690606788168129,3064.8405283595353,3211.039490015612,3360.3411949933266,3512.7334058617107,3668.2042266992944,3826.7420857624656,3988.3357194112473,4152.974157175071,4320.6467078544292,4491.3429465658628,4665.0527026477212,4841.766048352978]
[300,2,2,2,2,0,3.4393063583815029,3.4393063583815029,3.4393063583815029,3.4393063583815029,"",0.3106365050299284,0.3106365050299284,0.3106365050299284,0.3106365050299284,"",8.5221965317919067E-5,0,1.6581759537572256E-2,7.3047398843930635E-4,"",0.17910348740902599,0.18764707838737857,0.19637198782073656,0.20527750057676519,0.21436292148029892,0.22362757430051364,0.23307080081157933,0.24269195991993198,0.25249042685208056,0.26246559239754053,0.27261686220206921,0.28294365610689576,0,0,0,0,0,0,0,0,0,0,0,0,34.848421407299057,36.510760109087087,38.208378201691893,39.941136540793458,41.708899865166742,43.511536599614232,45.348918672195872,47.220921344421058,49.127423053219118,51.06830526363575,53.043452331316907,55.052751373941724,269.83968466162639,282.71157190864375,295.8566359398198,309.27379932731367,322.96201471102006,336.92026327262903,351.14755332039311,365.64291897426352,380.40541894222957,395.4341353797119,410.72817282474199,426.2866572024368,"","","","","","","","","","","","",5.3782528527027305,5.6348061628385242,5.8968042385229289,6.1642256052298157,6.4370493877217969,6.715255279636267,6.9988235152779898,7.2877348434121663,7.5819705028752988,7.8815121998414321,8.1863420865989038,8.4964427417082433,1.9142210349895776,2.005533168559376,2.0987831962797814,2.1939634749642871,2.2910665747244865,2.3900852681451754,2.4910125202448028,2.5938414791479336,2.6985654674046997,2.8051779738994251,2.9136726462968765,3.0240432839800873,312.15968344402677,327.05031842751612,342.25697356413514,357.77840244887801,373.6133934601134,389.76076799432519,406.21937882892331,422.98810860116458,440.0658683925808,457.451596409486,475.14425675115677,493.14283825817375]
[301,1,1,1,1,0,1.7196531791907514,1.7196531791907514,1.7196531791907514,1.7196531791907514,"",-0.90534191926485708,-0.90534191926485708,-0.90534191926485708,-0.90534191926485708,"",2.5635982658959534E-5,0,4.9880297687861248E-3,2.1973699421965316E-4,"",3.9599509375108073,4.1488484380221857,4.3417548620686333,4.5386543981827057,4.7395316761469513,4.9443717446004287,5.1531600502698867,5.3658824186738725,5.5825250361652792,5.8030744331927044,6.0275174686740041,6.2558413153867622,0,0,0,0,0,0,0,0,0,0,0,0,770.49331098424534,807.24736751231637,844.78144601963936,883.09247004640622,922.17744898744934,962.03347373511167,1002.6577126382263,1044.0474077476874,1086.1998713224439,1129.1124825726372,1172.7826846191415,1217.2079816509665,5966.1144945387487,6250.7099689694214,6541.3453406582921,6837.9967878392381,7140.6411535392117,7449.2559118399313,7763.8191365872917,8084.3094723199365,8410.7061072142951,8742.988747865953,9081.1375957466244,9425.1333251932356,"","","","","","","","","","","","",395.30158467365072,414.15825296863159,433.41511153143529,453.07058198439148,473.1231299975521,493.57126305326568,514.41352837293243,535.64851099079431,557.27483196133448,579.29114668834529,601.69614336501945,624.48854151555599,140.69524607173398,147.40668788911415,154.26056492656394,161.25631540987513,168.39339324224977,175.6712672086704,183.08942023799304,190.64734871737315,198.34456185424543,206.18058108160776,214.15493950282044,222.26718137253644,7276.5645872058894,7623.6711257775059,7978.1442179979995,8339.9548096780927,8709.0746574426103,9085.4762875815795,9469.1329578867135,9860.0186221944659,10258.107897388483,10663.376032641734,11075.798880702279,11495.352871047682]
[302,2,2,2,2,0,3.4393063583815029,3.4393063583815029,3.4393063583815029,3.4393063583815029,"",0.3106365050299284,0.3106365050299284,0.3106365050299284,0.3106365050299284,"",8.5221965317919067E-5,0,1.6581759537572256E-2,7.3047398843930635E-4,"",33.329530793297835,34.919415405360361,36.543041733549799,38.200276698239854,39.890990933651999,41.615058599377413,43.372357205572989,45.162767450554618,46.986173069655365,48.842460694342321,50.731519720694159,52.653242186437787,0,0,0,0,0,0,0,0,0,0,0,0,6484.9744200673795,6794.3205403001157,7110.2318344421201,7432.6824090003838,7761.6470930905753,8097.1014017645775,8439.0215019986335,8787.3841810936283,9142.1668172672289,9503.3473522420354,9870.9042656550646,10244.81655113261,50214.7122274863,52610.053426999439,55056.230342619201,57553.042474819194,60100.294919405285,62697.798083551985,65345.367422440431,68042.823194574332,70789.990234067649,73586.697738388204,76432.779070204269,79328.071572126195,"","","","","","","","","","","","",1000.8439626802264,1048.5862013936783,1097.3416614778578,1147.1063467186757,1197.876372424229,1249.64795976504,1302.4174305249135,1356.1812022240642,1410.9357835805217,1466.6777702795828,1523.4038410243595,1581.1107538433432,356.21913260215143,373.21149054918573,390.56447298042843,408.27665756835421,426.34666167827498,444.77314035392499,463.55478444919197,482.69031889234736,502.1785010706746,522.01811932473845,542.2079915427006,562.74696384611264,58090.079273629359,60861.091074647782,63690.911353253163,66579.308164804839,69526.05603753202,72530.935644034907,75593.733496618748,78714.241664234927,81892.257509055722,85127.583440928909,88420.026688147074,91769.399083134704]
[303,1,1,1,1,0,1.7196531791907514,1.7196531791907514,1.7196531791907514,1.7196531791907514,"",-0.90534191926485708,-0.90534191926485708,-0.90534191926485708,-0.90534191926485708,"",2.5635982658959534E-5,0,4.9880297687861248E-3,2.1973699421965316E-4,"",0.32841842923119335,0.34368869656449286,0.3592750544015994,0.37517628605244879,0.3913912079832127,0.40791866817226063,0.42475754458271836,0.44190674374097444,0.45936519941166731,0.47713187136071267,0.49520574419882829,0.51358582629879757,0,0,0,0,0,0,0,0,0,0,0,0,63.900842944697878,66.872000674405584,69.90466058499689,72.998585943347862,76.153546467590772,79.369318007231243,82.645682245951747,85.982426425029558,89.379343085527239,92.836229827612911,96.35288908554341,99.929127916994588,494.79955227463557,517.80593914920303,541.28855216043428,565.24555822697516,589.67517422109529,614.57566449175829,639.94533856335909,665.78254899408148,692.08568937961786,718.85319248952851,746.0835285248819,773.77520348698852,"","","","","","","","","","","","",32.784326765605954,34.308679205951584,35.864585339518925,37.451923710381358,39.070576172429192,40.720427725253764,42.401366361670789,44.113282925819924,45.856070980895602,47.629626685666345,49.433848679029779,51.268637971928648,11.668556617072731,12.211102232900545,12.764878399792215,13.329841889306103,13.905950651026476,14.493163754151579,15.091441333224342,15.700744537627344,16.321035484505746,16.952277214818189,17.59443365224778,18.247469564732945,603.48169703124324,631.54140995902526,660.18195153914394,689.40108605606292,719.19663872012495,749.56649264656699,780.50858604878863,812.02090962629927,844.10150412995813,876.74845808898669,909.95990568590173,943.73402476694355]
[304,2,2,2,2,0,3.4393063583815029,3.4393063583815029,3.4393063583815029,3.4393063583815029,"",0.3106365050299284,0.3106365050299284,0.3106365050299284,0.3106365050299284,"",8.5221965317919067E-5,0,1.6581759537572256E-2,7.3047398843930635E-4,"",1.1258824703242711,1.1782319269244192,1.2316650034605909,1.2861775288817934,1.3417654458030821,1.3984248048694761,1.4561517595195916,1.5149425611124834,1.5747935543852432,1.6357011732124154,1.6976619366413743,1.760672445180494,0,0,0,0,0,0,0,0,0,0,0,0,219.06456065452252,229.25026921015132,239.64681924476074,250.2533991910004,261.06921959768539,272.09351203317527,283.32552806652632,294.76453831931468,306.4098315818145,318.26071398790145,330.31650824365033,342.576552905119,1696.2694314518624,1775.1398156389184,1855.6427959638818,1937.7720882661201,2021.5215796357745,2106.8853199223586,2193.8575138455813,2282.4325136533771,2372.6048122782713,2464.3690369484516,2557.7199432146208,2652.6524093576995,"","","","","","","","","","","","",33.808836977031142,35.380825431137566,36.985353631378892,38.622296326330776,40.291531677817602,41.992941091667944,43.726409060472996,45.491823017251789,47.289073199048588,49.118052519593419,50.97865645024946,52.870782908551412,12.033199011356254,12.592699177678686,13.163780849785722,13.746399448346917,14.340511608871054,14.946075121468818,15.563048874887601,16.191392804428197,16.831067843396546,17.482035877781257,18.144259703880522,18.817702988630849,1962.3019105650965,2053.5418413848106,2146.6704146932675,2241.6803607606798,2338.5646079659514,2437.31627297354,2537.9286516069878,2640.3952103554843,2744.7095784569165,2850.8655405069403,2958.8570295490426,3068.6781206051814]
[305,2,2,2,2,0,3.4393063583815029,3.4393063583815029,3.4393063583815029,3.4393063583815029,"",0.3106365050299284,0.3106365050299284,0.3106365050299284,0.3106365050299284,"",8.5221965317919067E-5,0,1.6581759537572256E-2,7.3047398843930635E-4,"",0.272941204927096,0.28563198228470776,0.29858545538438575,0.31180061306225293,0.32527647170983803,0.33901207390775173,0.35300648715626465,0.36725880269393535,0.3817681343964226,0.39653361774846435,0.41155440888275746,0.42682968368011975,0,0,0,0,0,0,0,0,0,0,0,0,53.106560158672124,55.575822838824571,58.096198604790487,60.667490712969794,63.289507781257072,65.96206352319399,68.684976500976077,71.458069895591436,74.281171292561098,77.15411248191549,80.076729271187958,83.048861310331887,411.21683186711812,430.33692500337423,449.85279902154707,469.76293048875635,490.06583748746044,510.76007755693547,531.84424578074697,553.31697300687938,575.17692418867182,597.42279683598827,620.05331956718089,643.06725075338181,"","","","","","","","","","","","",8.1960816914014885,8.5771698014878961,8.9661463348797312,9.3629809275953395,9.7676440431072979,10.180106931313441,10.600341590417697,11.028320731454981,11.4640177452239,11.907406671416586,12.358462169757445,12.817159492982162,2.9171391542681828,3.0527755582251364,3.1912195999480537,3.3324604723265256,3.476487662756619,3.6232909385378949,3.7728603333060855,3.9251861344068359,4.0802588711264365,4.2380693037045472,4.3986084130619449,4.5618673911832364,475.70955407638706,497.82832518419656,520.40494901654972,543.43766321471026,566.92475344629122,590.86455102388845,615.255430692603,640.09580857102662,665.3841402319797,691.11891891077335,717.29867383007115,743.92196863155914]
[306,2,2,2,2,0,3.4393063583815029,3.4393063583815029,3.4393063583815029,3.4393063583815029,"",0.3106365050299284,0.3106365050299284,0.3106365050299284,0.3106365050299284,"",8.5221965317919067E-5,0,1.6581759537572256E-2,7.3047398843930635E-4,"",3.9747062967508371,4.1595157420210569,4.3481506940351178,4.54059642771906,4.7368386192745175,4.9368633262816362,5.1406569692131052,5.3482063142304348,5.559498457147904,5.7745208084620119,5.9932610793551557,6.2157072685917454,0,0,0,0,0,0,0,0,0,0,0,0,773.36428231066293,809.32292009038304,846.0258921822616,883.47033350762285,921.65345706455628,960.5725500565128,1000.2249702954642,1040.6081428545504,1081.7195569479211,1123.5567630178946,1166.1173700116749,1209.3990428317084,5988.3451140649095,6266.7814703616377,6550.9813857512809,6840.9226752425166,7136.5837584111441,7437.9436294228735,7744.9818291821293,8057.6784194126831,8376.013958497535,8699.9694789240802,9029.5264661970723,9364.666839096124,"","","","","","","","","","","","",119.35543963103422,124.9050352341675,130.56950600168611,136.34840975810718,142.24131637775005,148.24780718725202,154.36747441045773,160.59992065181316,166.94475841482307,173.40160965250405,179.97010534709281,186.64988511655275,42.480838934030423,44.456044066653554,46.47213542424354,48.528955628255048,50.626351588893272,52.764174292458108,54.942278603769878,57.160523082299555,59.418769810778734,61.716884235197483,64.05473501521459,66.432193884105885,6927.5203812373875,7249.6249854948628,7578.3970700535074,7913.81097056422,8255.8417220616175,8604.4650242853786,8959.6572094610347,9321.3952123155777,9689.6565421282048,10064.419256638137,10445.66193765041,10833.363668197082]
[307,2,2,2,2,0,3.4393063583815029,3.4393063583815029,3.4393063583815029,3.4393063583815029,"",0.3106365050299284,0.3106365050299284,0.3106365050299284,0.3106365050299284,"",8.5221965317919067E-5,0,1.6581759537572256E-2,7.3047398843930635E-4,"",5.7402947161229898,6.0071976274252599,6.2796253585528623,6.5575566434655066,6.8409707956475314,7.1298476793724044,7.4241676830051935,7.7239116941568291,8.0290610765247621,8.3395976482723899,8.6555036618154926,8.9767617848975192,0,0,0,0,0,0,0,0,0,0,0,0,1116.8973433370732,1168.8290240790293,1221.8356769070001,1275.9131640571461,1331.0574605245627,1387.2646484721738,1444.5309120361535,1502.8525324916573,1562.2258837466754,1622.6474281352853,1684.1137124846719,1746.6213644329177,8648.4039952053299,9050.5234539772155,9460.9666794219138,9879.7016318416572,10306.697144658152,10741.922881119299,11185.349294076337,11636.947588550935,12096.689686843007,12564.548195956879,13040.496377147272,13524.508117407062,"","","","","","","","","","","","",172.37384307228757,180.38860238754231,188.56926510543937,196.91519263348948,205.42576378160035,214.10037389918583,222.93843407347222,231.93937038341258,241.10262320424019,250.42764655823009,259.91390750771126,269.56088558678113,61.351082838202728,64.203685958922406,67.115337211407507,70.085809308617243,73.11488115735014,76.202337551125112,79.347968884843624,82.551570889243777,85.812944383377868,89.131895043536275,92.508233187209044,95.941773570822448,10004.766559169017,10469.951964030135,10944.766584004314,11429.173354484376,11923.136220917311,12426.620088721156,12939.590776753812,13462.014974009404,13993.860199253824,14535.094763342202,15085.68773398868,15645.608902782482]
[308,2,2,2,2,0,3.4393063583815029,3.4393063583815029,3.4393063583815029,3.4393063583815029,"",0.3106365050299284,0.3106365050299284,0.3106365050299284,0.3106365050299284,"",8.5221965317919067E-5,0,1.6581759537572256E-2,7.3047398843930635E-4,"",0.51176475923830511,0.535559966783827,0.5598477288457232,0.58462614949172431,0.60989338445594632,0.63564763857703466,0.66188716341799625,0.68861025505112883,0.71581525199329232,0.74350053327837073,0.77166451665517033,0.80030565690022448,0,0,0,0,0,0,0,0,0,0,0,0,99.574800297510251,104.20466782279608,108.93037238398217,113.7515450868184,118.667827089857,123.67886910598875,128.78433093933015,133.98388105423396,139.27719617355206,144.66396090359157,150.14386738347744,155.71661495687229,771.03155975084655,806.88173438132674,843.47399816540087,880.80549466641833,918.87344528898825,957.67514541925402,997.2079608389007,1037.4693243878987,1078.4567328537598,1120.167744067478,1162.5999741884641,1205.7510951625909,"","","","","","","","","","","","",15.367653171377794,16.082193377789807,16.811524377899499,17.555589239241264,18.314332580826182,19.087700496212705,19.875640482033184,20.678101371478089,21.495033272294815,22.326387508906098,23.172116568295209,24.032174049341553,5.4696359142528435,5.7239541716721307,5.9835367499026013,6.2483633856122367,6.5184143676686608,6.7936705097585541,7.0741131249489104,7.3597240020128174,7.6504853833620681,7.9463799444460266,8.2473907744911479,8.5535013584685675,891.9554138932258,933.42810972036852,975.75927940603094,1018.9456185275819,1062.9839127117959,1107.871033169791,1153.6039325486311,1200.1796410706747,1247.595262934962,1295.8479729577,1344.9350134313831,1394.8536911841736]
[309,1,1,1,1,0,1.7196531791907514,1.7196531791907514,1.7196531791907514,1.7196531791907514,"",-0.90534191926485708,-0.90534191926485708,-0.90534191926485708,-0.90534191926485708,"",2.5635982658959534E-5,0,4.9880297687861248E-3,2.1973699421965316E-4,"",12.130955729727205,12.695001229350954,13.270722321959077,13.858074066062326,14.457012744879917,15.067495805612875,15.68948180302416,16.322930346932242,16.967802053268461,17.624058498386329,18.291662176344222,18.97057645891184,0,0,0,0,0,0,0,0,0,0,0,0,2360.3373862697781,2470.0845249108561,2582.1034003583222,2696.3852682824117,2812.9216226466347,2931.7041838921041,3052.7248879598424,3175.9758760745294,3301.4494852216626,3429.1382392574528,3559.0348405972604,3691.132162433988,18276.658462144351,19126.456877323682,19993.845895426039,20878.757807008897,21781.126747791706,22700.888607164325,23637.980943184073,24592.342903468882,25563.915151459634,26552.639797581967,27558.460334887826,28581.321578800646,"","","","","","","","","","","","",1210.97106990457,1267.2768381698365,1324.7481209784801,1383.3804320522113,1443.1694073691033,1504.1107991015608,1566.2004699842146,1629.4343880724732,1693.8086218568315,1759.3193357018008,1825.9627855816625,1893.7353150881147,431.00731004312399,451.04758872776387,471.50269589232494,492.37103478624414,513.65105217229041,535.34123616897398,557.44011424597409,579.94625135860997,602.85824820893095,626.17473962234703,649.8943930299024,674.01590704732325,22291.10518409155,23327.56083036149,24385.470834977124,25464.752616195823,26565.325842724611,27687.112322132572,28830.035897177127,29994.022349321422,31178.999308800328,32384.896170661956,33611.644016272992,34859.175539828982]
[310,2,2,2,2,0,3.4393063583815029,3.4393063583815029,3.4393063583815029,3.4393063583815029,"",0.3106365050299284,0.3106365050299284,0.3106365050299284,0.3106365050299284,"",8.5221965317919067E-5,0,1.6581759537572256E-2,7.3047398843930635E-4,"",49.402358091804395,51.699388793532108,54.043967424573822,56.435910964267798,58.875041379480692,61.361185377303087,63.894174175283915,66.473843287602321,69.100032325752494,71.772584812472047,74.491348007779109,77.256172746101697,0,0,0,0,0,0,0,0,0,0,0,0,9612.2873887196565,10059.223933827248,10515.411947467081,10980.815819047537,11455.40090840753,11939.133497698116,12431.980746676672,12933.910651102053,13444.892003953561,13964.894359226708,14493.887998085023,15031.843897170076,74430.246567948387,77890.983425610757,81423.356622900043,85027.090418464926,88701.916585230356,92447.574037805345,96263.808486315218,100150.37211424518,104107.02327814962,108133.52622731389,112229.65084165974,116395.17238636214,"","","","","","","","","","","","",1483.4907861436698,1552.4677340693095,1622.8724866132316,1694.699547894757,1767.9435718024213,1842.5993545677334,1918.6618278656033,1996.1260523933518,2074.9872118855264,2155.2406075264025,2236.8816527260979,2319.9058682297718,528.00218692254123,552.5523760387498,577.61074759059784,603.17534549110133,629.24426695894817,655.81565987535919,682.88772032840154,710.45869032763744,738.52685567388505,767.09054397052319,796.14812276421219,825.69799780416599,86103.42928782606,90106.926858339604,94193.29577199553,98362.21704186259,102613.38037377872,106946.48373532385,111361.23295536116,115857.34135135583,120434.52938198834,125092.52432284999,129831.05996324285,134649.87632231225]
[311,1,1,1,1,0,1.7196531791907514,1.7196531791907514,1.7196531791907514,1.7196531791907514,"",-0.90534191926485708,-0.90534191926485708,-0.90534191926485708,-0.90534191926485708,"",2.5635982658959534E-5,0,4.9880297687861248E-3,2.1973699421965316E-4,"",0.23091584300426865,0.24138792717607466,0.2520715671914891,0.26296596786372106,0.27407035517823769,0.28538397526651399,0.29690609345096719,0.30863599335471398,0.32057297607047885,0.33271635938358785,0.34506547704450469,0.35761967808683498,0,0,0,0,0,0,0,0,0,0,0,0,44.929625453116252,46.967193830544794,49.045924930686859,51.165664032912559,53.326260536108506,55.527567758998849,57.769442754316749,60.051746135588623,62.374341915427436,64.737097354349487,67.139882819230735,69.582571650609879,347.9008653658708,363.67824598279191,379.77435943374911,396.18800767979843,412.91802458040024,429.96327434725697,447.32265010539851,464.99507255193078,482.97948870390212,501.27487072765513,519.88021484282046,538.79454029481246,"","","","","","","","","","","","",23.051143841498725,24.096518274989283,25.163011242912479,26.250543365850866,27.35903737790488,28.488418024247565,29.638611965785262,30.809547690289236,32.001155429432082,33.21336708122314,34.446116137389559,35.69933761529613,8.2043343127300545,8.5764026748603968,8.9559875193775405,9.3430605936584143,9.7375943973205956,10.139562145760106,10.548937736218372,10.965695716152299,11.389811253705973,11.82126011010398,12.260018613804947,12.706063636270549,424.31688481622012,443.55974869036243,463.19135469391745,483.21024164008395,503.61498724691251,524.40420625153001,545.57654865516986,567.13069808731564,589.06537027853801,611.37931163271537,634.07129789029023,657.14013287507589]
[312,2,2,2,2,0,3.4393063583815029,3.4393063583815029,3.4393063583815029,3.4393063583815029,"",0.3106365050299284,0.3106365050299284,0.3106365050299284,0.3106365050299284,"",8.5221965317919067E-5,0,1.6581759537572256E-2,7.3047398843930635E-4,"",0.78548795128294624,0.82111000230706077,0.85745168592119569,0.89451029720205455,0.9322832032463173,0.97076783967972791,1.0099617074083223,1.0498623695901621,1.0904674488082768,1.131774624427583,1.1737816301203294,1.2164862515462052,0,0,0,0,0,0,0,0,0,0,0,0,152.83351280676757,159.76454616317383,166.83559946066697,174.04614639845693,181.39567468878349,188.88368537768423,196.50969221287647,204.273221054543,212.17380932526763,220.2110054957669,228.3843686034127,236.6934678008474,1183.4265437592792,1237.0951973092547,1291.8480588440802,1347.6810530905161,1404.5902132815725,1462.5716758970541,1521.6216757689183,1581.7365415188476,1642.912691298968,1705.1466288097472,1768.4349395718,1832.7742874307055,"","","","","","","","","","","","",23.587216954091716,24.656902420919263,25.748197550887188,26.861021118545068,27.995294061111959,29.150939373648665,30.327882011501195,31.526048799365729,32.745368346395615,33.985770966832973,35.247188605700941,36.529554769140219,8.3951327851191255,8.7758538998571485,9.164266298897946,9.5603410725807016,9.9640500809792112,10.375365916591734,10.794261869618799,11.220711895597701,11.654690585187506,12.096173135920349,12.545135325753899,13.001553488276839,1369.0278942565405,1431.113609795512,1494.4535738404536,1559.0430719773008,1624.8775153156932,1691.9524344046583,1760.2634735703232,1829.806385637944,1900.5770270046271,1972.571353032695,2045.7854137367879,2120.2153497405161]
[313,2,2,2,2,0,3.4393063583815029,3.4393063583815029,3.4393063583815029,3.4393063583815029,"",0.3106365050299284,0.3106365050299284,0.3106365050299284,0.3106365050299284,"",8.5221965317919067E-5,0,1.6581759537572256E-2,7.3047398843930635E-4,"",8.925999446397119E-2,9.3307954807620552E-2,9.7437691581954061E-2,0.10164889740932441,0.10594127309617245,0.11031452723633274,0.11476837584185481,0.11930254199888207,0.12391675554639511,0.12861075277586173,0.13338427615003742,0.13823707403934152,0,0,0,0,0,0,0,0,0,0,0,0,17.367444637132682,18.155062063997029,18.958590847803066,19.777971181642837,20.613144850998125,21.464055156555027,22.330646842372321,23.212866028925344,24.110660150598594,25.023977897246244,25.952769159478716,26.896984977369026,134.48028906355449,140.57899969423349,146.80091577773638,153.14557421483141,159.61252423654233,166.20132680648345,172.91155406464981,179.74278880895997,186.69462401124636,193.76666236474404,200.95851586043182,208.26980538985293,"","","","","","","","","","","","",2.6803655629649681,2.8019207296499165,2.9259315398735439,3.0523887634710309,3.1812834160354506,3.3126067470055309,3.4463502285796812,3.5825055453824692,3.7210645848176838,3.8620194280492024,4.0053623415569257,4.1510857692204794,0.9539923619453553,0.99725612498376703,1.0413938976020394,1.0864023946114436,1.1322784182930923,1.1790188541581519,1.2266206670021362,1.2750808972270116,1.3243966574076713,1.3745651290818581,1.4255835597447613,1.4774492600314593,155.57135162006145,162.62654656767182,169.82426975459697,177.16398545196606,184.64517219496514,192.2673220914385,200.0299401784458,207.93254382249367,215.97466215961668,224.15583557189723,232.47561519736226,240.93356247051324]
[314,2,2,2,2,0,3.4393063583815029,3.4393063583815029,3.4393063583815029,3.4393063583815029,"",0.3106365050299284,0.3106365050299284,0.3106365050299284,0.3106365050299284,"",8.5221965317919067E-5,0,1.6581759537572256E-2,7.3047398843930635E-4,"",1.8298298865114093,1.912813073556221,1.9974726774300584,2.0838023968911501,2.171796098471535,2.2614478083448208,2.3527517047580235,2.4457021109770825,2.5402934887010997,2.6365204319051649,2.7343776610757673,2.8338600178065012,0,0,0,0,0,0,0,0,0,0,0,0,356.03261506121999,372.17877231193904,388.65111237996285,405.44840922367814,422.56946944546161,440.01313070937806,457.77826026863266,475.86375359296954,494.26853308727118,512.99154689354793,532.03176776931366,551.38819203606499,2756.845925802867,2881.8694937317864,3009.4187734435959,3139.4842714040437,3272.0567468491181,3407.1271995329103,3544.6868583253213,3684.7271705836788,3827.2397922305504,3972.2165784772524,4119.649575138852,4269.5310104919854,"","","","","","","","","","","","",54.947494040781841,57.439374957823276,59.981596567407657,62.573969651156133,65.216310028726738,67.908438313613374,70.650179685883472,73.441363680340615,76.281823988762511,79.171398275008627,82.10992800191697,85.097258269019832,19.556843419879783,20.443750562167221,21.348574900841811,22.271249089534592,23.211707575008393,24.169886510242112,25.145723673543792,26.139158393153735,27.150131476857261,28.178585146178087,29.224462974767608,30.287709830644914,3189.2127082112602,3333.8442046372725,3481.3975299692379,3631.8617017653037,3785.2260299967861,3941.4801028744882,4100.6137736581395,4262.6171483611197,4427.4805742721428,4595.1946292238927,4765.7501115459263,4939.1380306455212]
[315,2,2,2,2,0,3.4393063583815029,3.4393063583815029,3.4393063583815029,3.4393063583815029,"",0.3106365050299284,0.3106365050299284,0.3106365050299284,0.3106365050299284,"",8.5221965317919067E-5,0,1.6581759537572256E-2,7.3047398843930635E-4,"",2.142239867135308,2.2393909153828928,2.3385045979668972,2.4395735378237853,2.5425905543081386,2.647548653671985,2.7544410202045153,2.8632610079731693,2.9740021331134829,3.0866580666206813,3.2012226276008979,3.3176897769441962,0,0,0,0,0,0,0,0,0,0,0,0,416.81867129118433,435.7214895359287,455.00618034727358,474.671308359428,494.71547642395501,515.13732375732059,535.93552421693585,557.10878469420823,578.65584361436629,600.57546953390977,622.86645982748917,645.52763945685649,3227.5269375253069,3373.8959926616035,3523.2219786656733,3675.493781155953,3830.7005816770161,3988.8318433556028,4149.8772975515949,4313.8269314150393,4480.670976269912,4650.3998967538564,4823.0043806503636,4998.47532935647,"","","","","","","","","","","","",64.328773511159227,67.246097511597995,70.222356956965058,73.257330323304728,76.350801984850818,79.502561928132735,82.712405485912356,85.980133089179262,89.305550035624393,92.688466273180836,96.12869619736621,99.626058461291507,22.895816686688523,23.934146999610405,24.993453542448947,26.073657470674643,27.174682039034217,28.296452499795642,29.43889600805127,30.601941533448272,31.785519777784106,32.989563097964592,34.21400543387427,35.458782240755014,3733.7124388814741,3903.0371176241238,4075.7824741103277,4251.9356508471838,4431.4841326791638,4614.4157301945243,4800.7185642826989,4990.3810517398479,5183.3918918308,5379.7400537255326,5579.4147647366945,5782.4054992923175]
[316,2,2,2,2,0,3.4393063583815029,3.4393063583815029,3.4393063583815029,3.4393063583815029,"",0.3106365050299284,0.3106365050299284,0.3106365050299284,0.3106365050299284,"",8.5221965317919067E-5,0,1.6581759537572256E-2,7.3047398843930635E-4,"",0.24100198505272216,0.25193147798057547,0.26308176727127591,0.27445202300517585,0.28604143735966553,0.29784922353809834,0.30987461477300798,0.32211686339698153,0.33457523997526678,0.34724903249482658,0.36013754560510103,0.37324009990622203,0,0,0,0,0,0,0,0,0,0,0,0,46.892100520258239,49.018667572791976,51.188195289068268,53.400522190435652,55.655491097694934,57.952948922698567,60.29274647440527,62.674738278098417,65.098782406616209,67.564740322564845,70.072476730592527,72.621859438896351,363.09678047159701,379.56329917443037,396.36247259988818,413.49305038004474,430.95381543866426,448.74358237750522,466.86119597455445,485.30552978419183,504.07548483036521,523.16998838480879,542.58799282316579,562.32847455260287,"","","","","","","","","","","","",7.2369870200054125,7.565185970054773,7.9000151576585678,8.2414496613717834,8.5894652232957149,8.9440382169149313,9.3051456171651399,9.672764972532665,10.046874379007745,10.427452455732844,10.814478322203698,11.207931576895293,2.5757793772524589,2.6925915374561704,2.8117635235255061,2.9332864654508972,3.0571517293913488,3.1833509062270098,3.3118758009057676,3.4427184225129301,3.5758709750007123,3.7113258485210161,3.8490756113108553,3.989113002084939,420.04264937416582,439.09167573271384,458.5255283374118,478.34276072030821,498.54196492640591,519.12176964688388,540.08083848180365,561.41786832073285,583.13158783096515,605.22075604412225,627.68416103287791,650.5206186703856]
[317,1,1,1,1,0,1.7196531791907514,1.7196531791907514,1.7196531791907514,1.7196531791907514,"",-0.90534191926485708,-0.90534191926485708,-0.90534191926485708,-0.90534191926485708,"",2.5635982658959534E-5,0,4.9880297687861248E-3,2.1973699421965316E-4,"",6.2776888481858144,6.5623834155542147,6.8528293499267603,7.1490050333183692,7.4508894233339484,7.7584620252687166,8.0717028661437364,8.3905924705037354,8.7151118378230183,9.0452424213817242,9.3809661084889768,9.7222652019420952,0,0,0,0,0,0,0,0,0,0,0,0,1221.4588873184396,1276.852315997834,1333.3647963714636,1390.9921221970878,1449.7301992258333,1509.5750397737127,1570.5227576696809,1632.5695635465836,1695.7117604449923,1759.945739703129,1825.2679771088544,1891.6750292921613,9458.0491072721597,9886.9737105554359,10324.563399489594,10770.785604132194,11225.608621732275,11689.001574696356,12160.934371470019,12641.37767007458,13130.302844066546,13627.681950712296,14133.487701192027,14647.693432665948,"","","","","","","","","","","","",626.66946862120938,655.0890665921504,684.08279402243454,713.64849289952701,743.78406266908837,774.48745744989299,805.75668344192957,837.58979651042125,869.98489993037435,902.94014227790342,936.45371545600926,970.52385284374816,223.04341422282403,233.15848202120472,243.47789325935682,254.00087986015549,264.726694196925,275.65460810217587,286.78391194509942,298.11391377167524,309.64393850191351,321.37332717933839,333.30143626832523,345.42763699535516,11535.498566282819,12058.635958582179,12592.341712492776,13136.576104122281,13691.300467247454,14256.477142047406,14832.069427392873,15418.041536373763,16014.358554781649,16620.986402294046,17237.891796133707,17865.042216999154]
[318,2,2,2,2,0,3.4393063583815029,3.4393063583815029,3.4393063583815029,3.4393063583815029,"",0.3106365050299284,0.3106365050299284,0.3106365050299284,0.3106365050299284,"",8.5221965317919067E-5,0,1.6581759537572256E-2,7.3047398843930635E-4,"",39.381509557504074,41.167469661122176,42.989509525958127,44.847493536993916,46.741289690031273,48.670769416669984,50.635807421426335,52.636281529906761,54.672072547069519,56.74306412471018,58.849142637396511,60.990197066157464,0,0,0,0,0,0,0,0,0,0,0,0,7662.516573902938,8010.0133826354886,8364.5302820507113,8726.0408853408171,9094.5195082603732,9469.9411350720766,9852.2813868546691,10241.51649196186,10637.6232584441,11040.579048265043,11450.361753162009,11866.949772015212,59332.703534840213,62023.454665095815,64768.564041137295,67567.827343583602,70421.045693162479,73328.025387020476,76288.577653323489,79302.518422513138,82369.668113761887,85489.851435325065,88662.897197622515,91888.638138003109,"","","","","","","","","","","","",1182.5772863801435,1236.2074259215428,1290.9209953922075,1346.7139224434186,1403.5822431548406,1461.5220967788398,1520.5297208493553,1580.6014466227452,1641.7336948215616,1703.9229716553077,1767.1658650949155,1831.4590413800754,420.90143009029066,439.98940234283788,459.46298762201974,479.32073650256882,499.56123815091229,520.18311845457652,541.18503828134249,562.56569185655735,584.32380524826442,606.45813495091568,628.96746655938864,651.85061352587968,68638.080334771075,71750.832345656803,74926.467815728189,78164.750381407386,81465.449972418646,84828.342506742643,88253.209606730277,91739.8383344842,95288.020944822885,98897.554654321037,102568.24142507622,106299.88776199044]
[319,1,1,1,1,0,1.7196531791907514,1.7196531791907514,1.7196531791907514,1.7196531791907514,"",-0.90534191926485708,-0.90534191926485708,-0.90534191926485708,-0.90534191926485708,"",2.5635982658959534E-5,0,4.9880297687861248E-3,2.1973699421965316E-4,"",0.20489905446341217,0.2139677256392872,0.22321529830292597,0.2326411154419924,0.2422445371448316,0.25202493978977447,0.26198171528946651,0.27211427038540648,0.28242202598839428,0.292904416561033,0.30356088953882499,0.31439090478674803,0,0,0,0,0,0,0,0,0,0,0,0,39.867501739881043,41.632006045815587,43.43131946979787,45.26531417599908,47.133865655894361,49.036852570524673,50.974156603464756,52.945662323560491,54.951257056598983,56.990830765160979,59.064275935982785,61.171487474221522,308.70362740399776,322.36660742632182,336.29912279796844,350.50018365545594,364.96882589941572,379.70410997318709,394.70511972431325,409.97096134168424,425.50076236184674,441.29367073867326,457.34885397117807,473.6654982847877,"","","","","","","","","","","","",20.454021326444387,21.35930024107687,22.282437973338524,23.22336893705879,24.182029253140371,25.158356668631676,26.152290481292024,27.163771469169088,28.192741824759171,29.239145093365558,30.3029261153095,31.384030971683011,7.2799697123814981,7.6021754524948877,7.930737480663538,8.265632453539574,8.6068376353545073,8.9543308691155943,9.308090549757182,9.6680955990759987,10.034325442297563,10.406759986136759,10.785379598229651,11.170165087825884,376.51001923716808,393.17405689134847,410.16683302007129,427.48714033749542,445.13380298094978,463.10567502124877,481.4016390741167,500.02060500387529,518.96150871149075,538.22331099989754,557.80499651023888,577.70557272330484]
[320,2,2,2,2,0,3.4393063583815029,3.4393063583815029,3.4393063583815029,3.4393063583815029,"",0.3106365050299284,0.3106365050299284,0.3106365050299284,0.3106365050299284,"",8.5221965317919067E-5,0,1.6581759537572256E-2,7.3047398843930635E-4,"",0.44787818307657862,0.4677009195933795,0.48791470756475719,0.50851811086162768,0.529509730734397,0.55088820404090311,0.57265220159463393,0.59480042662269661,0.61733161332413622,0.64024452552017974,0.66353795538883931,0.68721072227707058,0,0,0,0,0,0,0,0,0,0,0,0,87.144297907185745,91.00123606945472,94.934261671885622,98.943095284790999,103.02746475146414,107.18710484338717,111.42175693884165,115.73116872287326,120.11509390678196,124.57329196549786,129.10552789137131,133.7115719630529,674.77919853232083,704.64439573313484,735.09875623119081,766.14011633540326,797.76636867112052,829.97545951031918,862.76538628300784,896.13419525398251,930.07997935077128,964.60087613007283,999.6950658712941,1035.3607697869322,"","","","","","","","","","","","",13.449219502319599,14.044471391393014,14.65146606466095,15.270160396970162,15.900512385626547,16.542481097182474,17.196026617835852,17.861110007124882,18.537693254636171,19.225739239473246,19.925211692258301,20.636075159462798,4.7868293999220812,4.9986907084897902,5.2147314941349299,5.434936407806843,5.6592904999591287,5.8877792016102548,6.1203883066896552,6.3571039555568225,6.5979126195929183,6.8428010867748554,7.0917564481510036,7.3447660851457863,780.60742352482487,815.15649482206584,850.387130169437,886.29682653583279,922.88314603890467,960.14371285653999,998.07621034796966,1036.6783783661601,1075.9480107451063,1115.8829529473389,1156.4810998584637,1197.7403937168708]
[321,3,3,3,3,0,5.1589595375722546,5.1589595375722546,5.1589595375722546,5.1589595375722546,"",1.526614929324714,1.526614929324714,1.526614929324714,1.526614929324714,"",1.4480794797687863E-4,0,2.8175489306358388E-2,1.2412109826589596E-3,"",3.1709509198023234E-2,3.3112947163212114E-2,3.4544071338992066E-2,3.6002780048277408E-2,3.7488974260428118E-2,3.9002557465789206E-2,4.0543435558745525E-2,4.2111516728546912E-2,4.3706711357237998E-2,4.5328931924096268E-2,4.6978092916042775E-2,4.8654110743543623E-2,0,0,0,0,0,0,0,0,0,0,0,0,6.1697645039582349,6.442833433756415,6.721289309101028,7.0051123465362624,7.2942832775290141,7.5887833240578431,7.8885941758587732,8.1936979691829865,8.5040772669368803,8.8197150400884468,9.1405946502357533,9.4666998332437746,47.773966250186604,49.888404463798061,52.04455508872794,54.242264936933204,56.481384807540891,58.761769297827406,61.083276627027452,63.445768471849654,65.849109812696327,68.293168789688536,70.777816567689726,73.302927209601762,"","","","","","","","","","","","",0.5603841459299832,0.58518630797470872,0.61047775269420612,0.63625668320709006,0.66252134940110607,0.68927004571593631,0.71650110907649378,0.74421291696353664,0.7724038856098403,0.80107246831138512,0.830217153844096,0.85983646497761657,0.19945122499675336,0.20827877952040785,0.21728047892228869,0.22645568365861843,0.23580377083163034,0.24532413340042725,0.25501617944540228,0.2648793314815342,0.27491302581637156,0.28511671194895227,0.29548985200629185,0.30603192021440778,54.735275634269598,57.157815932212799,59.628146700784448,62.146092430383455,64.711482179563063,67.324149358467409,69.98393152696687,72.690670206206264,75.44421070241664,78.244401941961414,81.091096316691917,83.984149538781111]
[322,2,2,2,2,0,3.4393063583815029,3.4393063583815029,3.4393063583815029,3.4393063583815029,"",0.3106365050299284,0.3106365050299284,0.3106365050299284,0.3106365050299284,"",8.5221965317919067E-5,0,1.6581759537572256E-2,7.3047398843930635E-4,"",0.82111000230706077,0.85745168592119569,0.89451029720205455,0.9322832032463173,0.97076783967972791,1.0099617074083223,1.0498623695901621,1.0904674488082768,1.131774624427583,1.1737816301203294,1.2164862515462052,1.2598863241746296,0,0,0,0,0,0,0,0,0,0,0,0,159.76454616317383,166.83559946066697,174.04614639845693,181.39567468878349,188.88368537768423,196.50969221287647,204.273221054543,212.17380932526763,220.2110054957669,228.3843686034127,236.6934678008474,245.13788193226367,1237.0951973092547,1291.8480588440802,1347.6810530905161,1404.5902132815725,1462.5716758970541,1521.6216757689183,1581.7365415188476,1642.912691298968,1705.1466288097472,1768.4349395718,1832.7742874307055,1898.1614112760424,"","","","","","","","","","","","",24.656902420919263,25.748197550887188,26.861021118545068,27.995294061111959,29.150939373648665,30.327882011501195,31.526048799365729,32.745368346395615,33.985770966832973,35.247188605700941,36.529554769140219,37.832804459015129,8.7758538998571485,9.164266298897946,9.5603410725807016,9.9640500809792112,10.375365916591734,10.794261869618799,11.220711895597701,11.654690585187506,12.096173135920349,12.545135325753899,13.001553488276839,13.465404489433942,1431.113609795512,1494.4535738404536,1559.0430719773008,1624.8775153156932,1691.9524344046583,1760.2634735703232,1829.806385637944,1900.5770270046271,1972.571353032695,2045.7854137367879,2120.2153497405161,2195.8573884809298]
[323,2,2,2,2,0,3.4393063583815029,3.4393063583815029,3.4393063583815029,3.4393063583815029,"",0.3106365050299284,0.3106365050299284,0.3106365050299284,0.3106365050299284,"",8.5221965317919067E-5,0,1.6581759537572256E-2,7.3047398843930635E-4,"",1.5302504588449768,1.5979781419440464,1.6670419175129199,1.7374368787772279,1.8091582466758565,1.8822013638064186,1.9565616887816657,2.0322347909608798,2.109216345524132,2.1875021288606136,2.2670880142452003,2.3479699677799912,0,0,0,0,0,0,0,0,0,0,0,0,297.74301784955122,310.92088990397025,324.35872737894243,338.05557555636921,352.01050456750238,366.22260821490607,380.69100287437561,395.414826469817,410.39323751483835,425.62541421545092,441.1105536288519,456.84787087376412,2305.4955949854293,2407.5350187548765,2511.5874171232349,2617.6453974792939,2725.7017596263281,2835.7494866602569,2947.7817364669436,3061.7918337844403,3177.7732627818018,3295.7196601110813,3415.6248083935875,3537.4826301053517,"","","","","","","","","","","","",45.951499966258623,47.985277253926114,50.059175720924905,52.173048022981384,54.326750650890695,56.520143748706772,58.753090944272493,61.025459191010007,63.337118620006905,65.687942401533576,68.077806615215849,70.506590128164561,16.355000449733776,17.078859920673445,17.816999271627672,18.569366060006711,19.335909208193687,20.116578938835033,20.911326714522986,21.72010518148581,22.542868116942469,23.379570379814083,24.230167864515924,25.094617457581435,2667.0753637098178,2785.1180239753908,2905.4893614122429,3028.1808239974284,3153.1840822995905,3280.4910189265111,3410.0937186888964,3541.9844594177139,3676.1557033791137,3812.6000892367406,3951.3104245164163,4092.2796785326418]
[324,3,3,3,3,0,5.1589595375722546,5.1589595375722546,5.1589595375722546,5.1589595375722546,"",1.526614929324714,1.526614929324714,1.526614929324714,1.526614929324714,"",1.4480794797687863E-4,0,2.8175489306358388E-2,1.2412109826589596E-3,"",0.20611180978715102,0.21523415656087874,0.22453646370344843,0.23401807031380314,0.24367833269278275,0.25351662352762988,0.26353233113184599,0.27372485873555497,0.284093623822047,0.29463805750662575,0.30535760395427802,0.31625171983303357,0,0,0,0,0,0,0,0,0,0,0,0,40.103469275728528,41.878417319416698,43.68838050915668,45.533230252485701,47.412841303938592,49.327091606375987,51.27586214308203,53.259036799689405,55.276502235089723,57.328147760574907,59.413865226532387,61.533548916084534,310.53078062621296,324.27462901468743,338.28960807673161,352.57472209006585,367.12900124901574,381.95150043587813,397.04129807567853,412.39749506702282,428.01921378252609,443.90559713297546,460.05580768998317,476.46902686241151,"","","","","","","","","","","","",3.642496948544891,3.8037110018356066,3.96810539251234,4.1356684408460858,4.3063887711071889,4.4802552971535858,4.6572572089972102,4.8373839602629882,5.020625256463962,5.2069710440240033,5.3964114999866233,5.5889370223545081,1.2964329624788971,1.3538120668826512,1.4123231129948766,1.4719619437810199,1.5327245104055971,1.5946068671027771,1.6576051663951148,1.7217156546299726,1.7869346678064153,1.8532586276681897,1.9206840380408967,1.9892074813936504,355.7792916227524,371.52580355938329,387.58295355509892,403.94960079749245,420.62463416715991,437.60697083003811,454.89555492528473,472.48935634034069,490.38736956570824,508.58861262274917,527.09212605849734,545.89697200207729]
[325,1,1,1,1,0,1.7196531791907514,1.7196531791907514,1.7196531791907514,1.7196531791907514,"",-0.90534191926485708,-0.90534191926485708,-0.90534191926485708,-0.90534191926485708,"",2.5635982658959534E-5,0,4.9880297687861248E-3,2.1973699421965316E-4,"",3.6797624712538819,3.8426258673028153,4.0087021380155612,4.1779794841705762,4.3504464136558108,4.5260917269095113,4.7049045033491863,4.8868740887022994,5.0719900831614373,5.2602423302947159,5.4516209066493095,5.6461161119921464,0,0,0,0,0,0,0,0,0,0,0,0,715.97664083539792,747.66520446663333,779.97890171102745,812.9154367771888,846.47257362845892,880.64813315010736,915.43999050879836,950.84607268750437,986.8643561808392,1023.4928648373428,1060.7296678366224,1098.5728777904715,5543.9788428306993,5789.3509909028489,6039.5636984676248,6294.5991886616821,6554.4401473169046,6819.069701025318,7088.471396692803,7362.6291824513437,7641.5273898134383,7925.150716964391,8213.4842130988272,8506.5132637172155,"","","","","","","","","","","","",367.33180765710404,383.58962487742161,400.16816689105218,417.06625584224759,434.282744532425,451.81651496679615,469.66647699964165,487.83156706959829,506.31074701725032,525.10300297811295,544.20734434480482,563.62280279282766,130.74027798537185,136.52673997562735,142.42735393356025,148.4417006382244,154.56937178013368,160.80996944398004,167.16310562646117,173.6284017861457,180.20548842263156,186.8940046825382,193.69359799012426,200.60392370054427,6761.7073317798267,7060.9751860898341,7366.1468231412809,7677.2005614035133,7994.1152836715783,8316.8704103131113,8645.4458743310533,8979.8220980832939,9319.9799715173194,9665.9008317926782,10017.566444177028,10374.958984113051]
[326,2,2,2,2,0,3.4393063583815029,3.4393063583815029,3.4393063583815029,3.4393063583815029,"",0.3106365050299284,0.3106365050299284,0.3106365050299284,0.3106365050299284,"",8.5221965317919067E-5,0,1.6581759537572256E-2,7.3047398843930635E-4,"",28.393610647958926,29.650289548388617,30.931759481657409,32.237929403165268,33.568710638016043,34.924016768676417,36.303763530259808,37.707868712768025,39.136252069694713,40.58883523245639,42.065541630171623,43.566296414356785,0,0,0,0,0,0,0,0,0,0,0,0,5524.5853860742955,5769.099194986471,6018.4366305739131,6272.5799781587293,6531.5119841396945,6795.2158341338982,7063.6751326019803,7336.873883827152,7614.7964741320293,7897.4276552293732,8184.7525286133932,8476.7565309077072,42778.189606955246,44671.518671165177,46602.198233573181,48570.091125179832,50575.063747212902,52616.98590187294,54695.730634566506,56811.174086622254,58963.19535759159,61151.6763763294,63376.501780132232,65637.558801284045,"","","","","","","","","","","","",852.62447803246937,890.36096758351937,928.84190072423451,968.06454349958756,1008.0262331137828,1048.7243745567971,1090.1564374598852,1132.319953160021,1175.2125119553718,1218.8317605357724,1263.1753995737918,1308.2411814634436,303.46503883256025,316.89616304030056,330.59224868026217,344.55232268658796,358.77543732032552,373.26066896875005,388.00711702617951,403.01390284915431,418.28016877960926,433.80507723033082,449.58780982757298,465.62756660622136,49487.25812054253,51677.525286323849,53911.000773033251,56187.525898927895,58506.946112424717,60869.110796301065,63273.873085184809,65721.089695171337,68210.620764528299,70742.329704557327,73316.083059777171,75931.750376675773]
[327,1,1,1,1,0,1.7196531791907514,1.7196531791907514,1.7196531791907514,1.7196531791907514,"",-0.90534191926485708,-0.90534191926485708,-0.90534191926485708,-0.90534191926485708,"",2.5635982658959534E-5,0,4.9880297687861248E-3,2.1973699421965316E-4,"",0.14948430147402256,0.15594493443081128,0.16253009434988508,0.16923933416967687,0.1760722182092945,0.18302832164058619,0.19010722999528396,0.19730853870422066,0.20463185266592715,0.21207678584219283,0.21964296087841298,0.22733000874676171,0,0,0,0,0,0,0,0,0,0,0,0,29.085374086802666,30.3424286706807,31.623712643506195,32.9291390198714,34.258623028722717,35.612082010639753,36.989435321939524,38.390604245021201,39.815511904427524,41.264083188152362,42.736244673771189,44.231924559012768,225.21502710606046,234.94870222871762,244.86999132093496,254.97822083383838,265.27273436482932,275.75289186219146,286.41806888254655,297.26765589663262,308.30105763934699,319.51769250041207,330.9169919523859,342.49840001306177,"","","","","","","","","","","","",14.922250853355072,15.567182693702255,16.224545421780796,16.894294409728204,17.576386165756375,18.270778281450589,18.977429382570183,19.696299083050928,20.427347941940319,21.170537423024445,21.925829856929223,22.693188405500173,5.3111088777704003,5.5406522125183608,5.7746199332947699,6.0129961562065732,6.2557654017108941,6.5029125758577573,6.7544229527791222,7.0102821583174748,7.2704761546982821,7.5349912261604413,7.8038139654673975,8.076931261229241,274.68324522546266,286.55491074004976,298.65539941386658,310.98388975381425,323.53958117922861,336.32169305178013,349.32946376983068,362.56214992172647,376.01902549307908,389.69938112359154,403.60252340943208,417.72777424755077]
[328,2,2,2,2,0,3.4393063583815029,3.4393063583815029,3.4393063583815029,3.4393063583815029,"",0.3106365050299284,0.3106365050299284,0.3106365050299284,0.3106365050299284,"",8.5221965317919067E-5,0,1.6581759537572256E-2,7.3047398843930635E-4,"",0.43846961211879321,0.45742003834195977,0.47673572893277599,0.49641537256349727,0.51645769128834673,0.53686143899496919,0.55762539995877802,0.57874838749137769,0.60022924267516853,0.62206683317703682,0.64426005213475379,0.66680781711032344,0,0,0,0,0,0,0,0,0,0,0,0,85.313658815113783,89.000870317392767,92.759151829491572,96.588248204497631,100.48791079067547,104.45789713016403,108.49797067769369,112.60790053760807,116.78746121765424,121.0364323981606,125.3545987153621,129.74174955775152,660.60412099981374,689.15508396674124,718.25635906444052,747.90597062917539,778.10199329092416,808.84254964031982,840.12580805060873,871.94998064134802,904.31332137194318,937.21412425433812,970.65072167524897,1004.6214828192644,"","","","","","","","","","","","",13.166691929430947,13.73574943561964,14.315775372159527,14.906730361524886,15.508576028608568,16.121274954221111,16.744790631679578,17.379087426221407,18.024130537006165,18.679885961492158,19.346320461996374,20.02340153426486,4.6862725392091775,4.8888107757514963,5.0952528823189152,5.3055848437116833,5.5197930015096137,5.7378640375215504,5.959784958334521,6.1855430808683609,6.415126018851427,6.6485216701415659,6.8857182048241752,7.1267040540258009,764.20921389568639,797.23793453384712,830.90327487734328,865.20294941147313,900.13473080300616,935.69644720122142,971.88597971827528,1008.7012600735372,1046.1402683881302,1084.2010311173094,1122.8816191095664,1162.180145782417]
[329,2,2,2,2,0,3.4393063583815029,3.4393063583815029,3.4393063583815029,3.4393063583815029,"",0.3106365050299284,0.3106365050299284,0.3106365050299284,0.3106365050299284,"",8.5221965317919067E-5,0,1.6581759537572256E-2,7.3047398843930635E-4,"",6.8206384107367832E-2,7.1154228186527071E-2,7.415889116732069E-2,7.7220169065432887E-2,8.0337863089298342E-2,8.3511779399217445E-2,8.6741728882476568E-2,9.0027526943103189E-2,9.336899330502621E-2,9.676595182753904E-2,0.10021823033207279,0.10372566043938362,0,0,0,0,0,0,0,0,0,0,0,0,13.271013593462143,13.844579827149984,14.429201395698689,15.024838609588516,15.631452789660624,16.24900622024774,16.877462105419013,17.516784528072368,18.166938411635101,18.827889484158316,19.499604244611881,20.182049931205793,102.76064104441546,107.20190195038197,111.72876696557964,116.34092876453839,121.03808784525486,125.81995216627195,130.68623680787243,135.6366636553208,140.67096110230227,145.78886377289703,150.99011226059426,156.27445288299666,"","","","","","","","","","","","",2.0481520779114804,2.1366721344297215,2.226898391224815,2.3188247229038708,2.4124451600057766,2.5077538817677283,2.604745209372378,2.7034135996344411,2.8037536390898476,2.9057600384543356,3.0094276274216578,3.1147513497745334,0.72897572832142754,0.76048167622801044,0.79259489280516449,0.82531319791070612,0.85863446690149525,0.8925566280589079,0.92707766018536975,0.96219559035730051,0.9979084918213329,1.0342144820220214,1.071111720750427,1.1085984084040132,118.87698882821789,124.01478981637621,129.25162053647563,134.58712546400693,140.02095812491206,145.55278067574554,151.18226351173166,156.909084900328,162.73293063815359,168.65349372935924,174.6704740837103,180.78357823282039]
[330,2,2,2,2,0,3.4393063583815029,3.4393063583815029,3.4393063583815029,3.4393063583815029,"",0.3106365050299284,0.3106365050299284,0.3106365050299284,0.3106365050299284,"",8.5221965317919067E-5,0,1.6581759537572256E-2,7.3047398843930635E-4,"",0.98412068497773608,1.0266538638341764,1.0700068582713418,1.1141767250869605,1.1591605960027336,1.2049556741887089,1.2515592310185908,1.2989686030362033,1.3471811891153782,1.3961944477973494,1.4460058947913361,1.4966131006253927,0,0,0,0,0,0,0,0,0,0,0,0,191.48176756281097,199.75750893459264,208.19276299508107,216.7869570812058,225.53953310796052,234.44994689214596,243.51766752104584,252.74217676218703,262.12296851073506,271.65954827142713,281.3514326722572,291.19814900739789,1482.6892493551377,1546.7702995697971,1612.0864947890777,1678.6334007454827,1746.4066960529633,1815.4021669704957,1885.6157025135883,1957.0432898839144,2029.6810101903618,2103.5250344375145,2178.5716197600032,2254.8171058832381,"","","","","","","","","","","","",29.551908552722793,30.82912651105741,32.130962501958052,33.457328144755863,34.808137308654786,36.183306008362941,37.582752306658605,39.006396223296939,40.45415964972495,41.925966269126846,43.421741481369644,44.941412332461134,10.518078365780598,10.97266418557558,11.436012024760233,11.908090426997333,12.388868736721577,12.878317061992815,13.376406239817481,13.883107803726766,14.39839395342209,14.922237526317737,15.454611970827592,15.995491321257909,1715.22512452143,1789.3562530648567,1864.9162391691484,1941.8999531235288,2020.302395802303,2100.1186926071859,2181.3440878121291,2263.9739392761617,2348.0037134933591,2433.4289809521833,2520.2454117792486,2608.4487716449808]
[331,2,2,2,2,0,3.4393063583815029,3.4393063583815029,3.4393063583815029,3.4393063583815029,"",0.3106365050299284,0.3106365050299284,0.3106365050299284,0.3106365050299284,"",8.5221965317919067E-5,0,1.6581759537572256E-2,7.3047398843930635E-4,"",1.0815583765596901,1.1283027612435008,1.175948131367514,1.2244912523232931,1.2739289718445883,1.3242582161875909,1.3754759865649857,1.4275793558120651,1.4805654652654157,1.5344315218366908,1.5891747952657258,1.6447926155387977,0,0,0,0,0,0,0,0,0,0,0,0,210.44035841061401,219.5354801162355,228.80590784607918,238.25101223776079,247.87017995033281,257.66281292107129,267.6283276716444,277.76615465943331,288.07573767021381,298.5565332487962,309.20801016455982,320.02964890912045,1629.4901651328739,1699.9158737846285,1771.6990190256197,1844.8347275519659,1919.3182501176129,1995.1449557794554,2072.3103265248346,2150.8099522486586,2230.6395260507934,2311.7948398273675,2394.271780132281,2478.0663242875185,"","","","","","","","","","","","",32.477840092596338,33.881515274528446,35.312245917993501,36.769934891761388,38.254487537234468,39.765811553745408,41.303816891476288,42.86841565134614,44.459521991281875,46.077052038347325,47.720923806257723,49.391057117853322,11.559472263382638,12.059066580187023,12.568290443053323,13.087109281155485,13.615489403723712,14.153397959219825,14.700802897225152,15.257672932808624,15.823977513166852,16.399686786349196,16.984771571899632,17.579203333263642,1885.0493942760265,1966.5202385168229,2049.5614113641132,2134.167275214967,2220.3323359807487,2308.0512364296792,2397.3187499717455,2488.1297748480588,2580.4793286907216,2674.3625434226969,2769.7746604702638,2866.711026263295]
[332,2,2,2,2,0,3.4393063583815029,3.4393063583815029,3.4393063583815029,3.4393063583815029,"",0.3106365050299284,0.3106365050299284,0.3106365050299284,0.3106365050299284,"",8.5221965317919067E-5,0,1.6581759537572256E-2,7.3047398843930635E-4,"",0.22410669063849437,0.23379246404144613,0.24366492812119664,0.25372341264356529,0.26396726443626606,0.27439584659742877,0.28500853775670876,0.29580473138448193,0.30678383514508611,0.31794527029048553,0.32928847109109638,0.34081288430083201,0,0,0,0,0,0,0,0,0,0,0,0,43.604758949947055,45.489333717778521,47.410233157295693,49.367326860076567,51.360487737456353,53.389591866528285,55.454518346376773,57.555149163666357,59.691369066801052,61.863065447948763,64.070128232296184,66.312449773961887,337.64210628879374,352.23482069411227,367.1088057440474,382.26305165491186,397.69657434869458,413.40841426060791,429.39763522586662,445.66332343891122,462.20458647899318,479.02055239666186,496.11036885623838,513.47320232984623,"","","","","","","","","","","","",6.7296425417091523,7.0204941559833722,7.3169518568815368,7.6189955181127198,7.9266055257332679,8.2397627543796794,8.5584485450806724,8.8826446845131635,9.21233338558093,9.5474972692071045,9.8881193472425917,10.23418300640204,2.395205964484691,2.4987255076063204,2.6042403620741128,2.7117433645637492,2.8212275341049136,2.9326860636221261,3.0461123120376441,3.1614997968882732,3.2788421874129514,3.3981332980723562,3.5193670824656897,3.6425376276131871,390.5958204355731,407.47716653952193,424.68389604841991,442.21484081030849,460.06886241042537,478.24485079173542,496.74172296711839,515.55842181536343,534.69391495393324,554.1471936821805,573.91727198933393,594.00318562212419]
[333,1,1,1,1,0,1.7196531791907514,1.7196531791907514,1.7196531791907514,1.7196531791907514,"",-0.90534191926485708,-0.90534191926485708,-0.90534191926485708,-0.90534191926485708,"",2.5635982658959534E-5,0,4.9880297687861248E-3,2.1973699421965316E-4,"",2.8284774690672894,2.9507227789359396,3.0753243342674335,3.2022736759556505,3.3315625602346901,3.4631829486895231,3.5971269989303734,3.7333870558739797,3.8719556435807787,4.0128254576022764,4.1559893577974227,4.3014403615808838,0,0,0,0,0,0,0,0,0,0,0,0,550.34090183852106,574.1263464158211,598.37024903889187,623.07096380737062,648.22688671994945,673.83645373073273,699.89813893473809,726.41045287147972,753.37194093671701,780.78118189347117,808.63678647429822,836.93739606759448,4261.4215913205553,4445.5979931512256,4633.3243455823967,4824.5879040128248,5019.3762482756929,5217.677267588525,5419.4791465030867,5624.7703517696182,5833.5396200386249,6045.7759463313259,6261.4685732167145,6480.606980639307,"","","","","","","","","","","","",282.35239359779695,294.55551567495445,306.99384964742092,319.66655108603368,332.57279705793928,345.71178512940827,359.08273243490646,372.68487480674798,386.51746596024333,400.57977672977626,414.87109435170004,429.39072179034645,100.49451111859679,104.83783108000429,109.26486736528339,113.77531942626163,118.36889436570615,123.0453065824066,127.80427743984028,132.6455349563993,137.56881351536947,142.57385359303578,147.66040150345174,152.82820915855328,5197.4378753445371,5422.0684091009416,5651.0286359682614,5884.3030120084459,6121.8763889795218,6363.7339959797619,6609.8614223115019,6860.2446014601192,7114.8697960945356,7373.7235840052117,7636.7928449039618,7904.064748017382]
[334,1,1,1,1,0,1.7196531791907514,1.7196531791907514,1.7196531791907514,1.7196531791907514,"",-0.90534191926485708,-0.90534191926485708,-0.90534191926485708,-0.90534191926485708,"",2.5635982658959534E-5,0,4.9880297687861248E-3,2.1973699421965316E-4,"",9.3061305329416015,9.7083366042710963,10.118295089429122,10.535978156641647,10.961358682637453,11.394410219781591,11.835106965392681,12.283423733056875,12.739335925770956,13.202819510763966,13.673850995861986,14.152407407273891,0,0,0,0,0,0,0,0,0,0,0,0,1810.7071122666366,1888.9649221453183,1968.731130257494,2050.000321335131,2132.7672179646006,2217.026674191789,2302.773669552118,2390.0033034890653,2478.7107901285767,2568.8914533800735,2660.5407223377169,2753.654126958148,14020.739432583177,14626.708423062324,15244.357302822913,15873.64414014582,16514.528070751632,17166.969248283491,17830.928798080105,18506.36877395703,19193.252117743665,19891.542621349185,20601.204891153437,21322.204314538652,"","","","","","","","","","","","",928.98326390985017,969.13343240205234,1010.0574845912555,1051.7526421742559,1094.2161975740489,1137.4455106589339,1181.4380056796147,1226.1911684056215,1271.702543444324,1317.9697317275022,1364.9903881519665,1412.7622193620207,330.64256248864751,344.93276028913328,359.49839780805678,374.33848619521314,389.45206177317823,404.83818486957614,420.49593872693566,436.42442848348992,452.62278021896174,469.09014005998824,485.82567334037236,502.8285638118204,17100.378501781255,17839.447874503101,18592.762610569149,19360.271568007058,20141.924906746099,20937.67402822357,21747.471519004164,22571.271098068264,23409.027567461297,24260.696766027511,25126.235525979358,26005.601632077913]
[335,2,2,2,2,0,3.4393063583815029,3.4393063583815029,3.4393063583815029,3.4393063583815029,"",0.3106365050299284,0.3106365050299284,0.3106365050299284,0.3106365050299284,"",8.5221965317919067E-5,0,1.6581759537572256E-2,7.3047398843930635E-4,"",1.5552281303626634,1.6209014783714384,1.6878122667158906,1.7559561503803787,1.8253288925828954,1.8959263598598453,1.9677445174706842,2.0407794250955726,2.1150272328019248,2.1904841772581629,2.2671465781750997,2.3450108349572845,0,0,0,0,0,0,0,0,0,0,0,0,302.60295907913542,315.38111622027134,328.4000438952919,341.65889668829658,355.15685024255777,368.89310030415851,382.86686182786747,397.07736814002436,411.52387015374603,426.20563563223118,441.12194849635517,456.27210817311737,2343.1272854869203,2442.0716208190979,2542.8803001391962,2645.5467771891422,2750.0646687770877,2856.427747372069,2964.6299341805834,3074.665292664607,3186.5280224647495,3300.2124536958468,3415.713041585499,3533.0243614289438,"","","","","","","","","","","","",46.701548081106779,48.673636265342395,50.682883229184611,52.729158497269125,54.812334844351774,56.932288147710558,59.088897249152787,61.282043825820963,63.511612269073332,65.777489570787679,68.079565216500527,70.417731084851212,16.621956637555087,17.32385979988431,18.038988468619721,18.767296205132684,19.508737727573273,20.263268858337369,21.030846474952426,21.811428464094849,22.604973678481322,23.411441896402195,24.230793783687723,25.062990857918319,2710.6089774150801,2825.0711345829673,2941.6900279990086,3060.4580847302209,3181.3679204841533,3304.4123310421351,3429.5842842500269,3556.8769125196427,3686.2835057988518,3817.797504972526,3951.4124956602177,4087.1222023797877]
[336,2,2,2,2,0,3.4393063583815029,3.4393063583815029,3.4393063583815029,3.4393063583815029,"",0.3106365050299284,0.3106365050299284,0.3106365050299284,0.3106365050299284,"",8.5221965317919067E-5,0,1.6581759537572256E-2,7.3047398843930635E-4,"",0.33544136145077053,0.34960620121736902,0.36403793987989791,0.37873564027812084,0.39369838859631079,0.40892529330310384,0.42441548416034358,0.44016811129512351,0.45618234432982696,0.47245737156548606,0.48899239921423721,0.50578665067706141,0,0,0,0,0,0,0,0,0,0,0,0,65.267304899421347,68.023378008293818,70.831382016631579,73.69113457982867,76.602457895453625,79.565178496975363,82.579127060912583,85.64413822627975,88.760050425317786,91.926705724598889,95.143949675684453,98.411631174593964,505.38039490894363,526.72132998058964,548.46437846139531,570.60812841334428,593.15120306956783,616.0922592371129,639.4299858036552,663.16310233942488,687.29035778651462,711.81052922851597,736.72242073412724,762.02486226898793,"","","","","","","","","","","","",10.072882919454401,10.498235272916986,10.931602265118249,11.372955754312947,11.822268299762147,12.279513129898355,12.744664112562365,13.217695727137853,13.698583038427582,14.187301672130676,14.683827791794229,15.188138077124774,3.5851279022177636,3.7365187803672044,3.8907622187219002,4.0478482011070493,4.2077669608491366,4.3705089694453143,4.5360649259701304,4.7044257471577122,4.8755825581038152,5.0495266835377288,5.2262496396189198,5.4057431262176765,584.64115199148785,609.329068243385,634.48216290174696,660.09880258887108,686.17739461422912,712.71638512673508,739.71425738726066,767.16953015129536,795.08075615269365,823.44652068034884,852.26544024043903,881.53616129760132]
[337,2,2,2,2,0,3.4393063583815029,3.4393063583815029,3.4393063583815029,3.4393063583815029,"",0.3106365050299284,0.3106365050299284,0.3106365050299284,0.3106365050299284,"",8.5221965317919067E-5,0,1.6581759537572256E-2,7.3047398843930635E-4,"",5.0824448704662205E-2,5.2970636548086224E-2,5.515726361816637E-2,5.7384187920927407E-2,5.9651270999441036E-2,6.1958377773197557E-2,6.4305376387930865E-2,6.6692138075018711E-2,6.9118537019670759E-2,7.1584450237194869E-2,7.4089757456702598E-2,7.663434101167596E-2,0,0,0,0,0,0,0,0,0,0,0,0,9.8889855908214184,10.306572425499063,10.732027578277513,11.165323421186161,11.606433014462672,12.055330075299297,12.511988948623122,12.976384579739358,13.448492488684513,13.928288746151345,14.415749950861279,14.910853208271813,76.572787107415706,79.806262118271164,83.100663403241725,86.455777032324903,89.871394404479986,93.347312005623181,96.883331182372018,100.47925793021591,104.13490269492647,107.85008018613878,111.62460920214048,115.45831246499817,"","","","","","","","","","","","",1.5261943817355155,1.5906417080177253,1.6563033735027655,1.7231751142898406,1.7912527726912346,1.8605322924088419,1.9310097140246012,2.0026811707784629,2.0755428846102397,2.1495911624440418,2.2248223926960953,2.3012330419886022,0.54320119730572181,0.56613920914654614,0.58950942707907594,0.61331033350106812,0.63754044861350578,0.66219832870383566,0.68728256454092906,0.71279177987238063,0.73872463001572963,0.76507980053601943,0.79185600600286665,0.81905198882086017,88.581992725983028,92.322586097482571,96.133661045719251,100.0149700892229,103.96627191124684,107.98733107980834,112.07791778594861,116.23780759868113,120.46678123525662,124.76462434550737,129.13112730915742,133.56608504509111]
[338,2,2,2,2,0,3.4393063583815029,3.4393063583815029,3.4393063583815029,3.4393063583815029,"",0.3106365050299284,0.3106365050299284,0.3106365050299284,0.3106365050299284,"",8.5221965317919067E-5,0,1.6581759537572256E-2,7.3047398843930635E-4,"",0.68104761264247349,0.70980652974435521,0.73910733248342919,0.76894811814042718,0.79932703139250982,0.83024226216084718,0.86169204359827334,0.89367465020525072,0.92618839606358794,0.95923163317841098,0.99280274991981499,1.0269001695564579,0,0,0,0,0,0,0,0,0,0,0,0,132.51240691700701,138.10807050168742,143.80916954891867,149.61533384389458,155.52620239379979,161.54142300901057,167.66065191154979,173.88355336850739,180.20979934837243,186.63906919842799,193.17104934154113,199.80543299084226,1026.0753472393703,1069.4039123848336,1113.548889603439,1158.5074122331537,1204.2766850200317,1250.8539808753508,1298.2366378437848,1346.4220562648932,1395.4076961120143,1445.1910744942595,1495.7697633086825,1547.1413870309752,"","","","","","","","","","","","",20.451004715255905,21.314598887437516,22.194465204937053,23.090546531483866,24.002787154062542,24.931132718278477,25.87553016792965,26.835927688431401,27.812274653777209,28.804521576750155,29.812620062127678,30.836522762647263,7.2788960438966717,7.5862654025637175,7.8994263228596164,8.2183584689143121,8.543042011420976,8.8734576046313975,9.2095863648484482,9.5514098502899003,9.8989100422107743,10.25206932718266,10.610870480438415,10.975296650199525,1186.9987025281723,1237.1226537062666,1288.1910580126375,1340.2005991955868,1393.1480436107076,1447.0302364694321,1501.8440983317109,1557.5866218223271,1614.2548685524382,1671.8459662297987,1730.3571059427095,1789.7855396042207]
[339,2,2,2,2,0,3.4393063583815029,3.4393063583815029,3.4393063583815029,3.4393063583815029,"",0.3106365050299284,0.3106365050299284,0.3106365050299284,0.3106365050299284,"",8.5221965317919067E-5,0,1.6581759537572256E-2,7.3047398843930635E-4,"",1.2299516586528252,1.2818894044636866,1.334805779559626,1.388697347686443,1.4435607581864731,1.4993927421113811,1.5561901085879266,1.6139497414154531,1.6726685958760321,1.7323436957401155,1.7929721304522031,1.8545510524825584,0,0,0,0,0,0,0,0,0,0,0,0,239.31345129787832,249.41905269707735,259.71506739431584,270.20082679270513,280.87567894999665,291.73898782224302,302.79013255667951,314.02850682969245,325.45351822616522,337.06458765686256,348.86114881084296,360.84264764017786,1853.0614479994599,1931.3115432621623,2011.0360543584497,2092.2298041822628,2174.8877445884154,2259.0049505360812,2344.5766146134024,2431.5980419112252,2520.0646452172205,2609.9719405045585,2701.3155426917997,2794.0911616529556,"","","","","","","","","","","","",36.933904037999469,38.493529334028949,40.082541638766919,41.700837765814143,43.348317099127875,45.02488147629397,46.730435079395342,48.4648843328388,50.228137807567798,52.020106131145802,53.84070190324551,55.689839616124168,13.145468974798467,13.700568861346417,14.266128135313636,14.842110070725848,15.428478856446837,16.025199554632824,16.632238061890479,17.249561072911611,17.877136046380656,18.514931172971668,19.162915345269376,19.821058129464813,2143.684223968789,2234.2065835590784,2326.434597306406,2420.3622761591942,2515.9837802521733,2613.2934121313624,2712.2856104199559,2812.9549438880836,2915.2961058932101,3019.3039091612782,3124.9732808816098,3232.299258091205]
[340,2,2,2,2,0,3.4393063583815029,3.4393063583815029,3.4393063583815029,3.4393063583815029,"",0.3106365050299284,0.3106365050299284,0.3106365050299284,0.3106365050299284,"",8.5221965317919067E-5,0,1.6581759537572256E-2,7.3047398843930635E-4,"",0.16263823585491902,0.16950603695387587,0.17650324357813232,0.18362940134696767,0.1908840671982113,0.19826680887423218,0.20577720444137873,0.21341484184005988,0.22117931846294642,0.22907024075902355,0.23708722386144837,0.24522989123736311,0,0,0,0,0,0,0,0,0,0,0,0,31.644753890628536,32.981031761596995,34.342488250488039,35.729034947795718,37.140585646280549,38.577056240957745,40.038364635593979,41.524430655165943,43.035175963790437,44.570523987684297,46.130399842756105,47.7147302664698,245.03291874373022,255.38003877846774,265.92212289037349,276.65848650343969,287.58846209433591,298.71139841799413,310.02665978359045,321.53362537669091,333.23168862376468,345.12025659564404,357.1987494468496,369.46659988799416,"","","","","","","","","","","","",4.883822021553649,5.0900534656567205,5.3001707952088486,5.5141603657274905,5.7320088726119502,5.9537033357082931,6.1792310848787224,6.408579746491081,6.641737230752768,6.8786917198209325,7.1194316566275067,7.3639457343635266,1.7382438313783095,1.8116454692689474,1.8864301666530428,1.962593067203418,2.0401294355632182,2.1190346518522736,2.1993042065309725,2.2809336955916182,2.3639188160503348,2.4482553617152623,2.5339392192091736,2.6209663642267524,283.46237672314561,295.43227551194423,307.6277153463015,320.04790428551331,332.69207011598985,345.55945945538667,358.64933691503558,371.96098431577957,385.49369995282115,399.24679790562357,413.21960738930386,427.41147214429162]
[341,1,1,1,1,0,1.7196531791907514,1.7196531791907514,1.7196531791907514,1.7196531791907514,"",-0.90534191926485708,-0.90534191926485708,-0.90534191926485708,-0.90534191926485708,"",2.5635982658959534E-5,0,4.9880297687861248E-3,2.1973699421965316E-4,"",2.7642004063814398,2.880925593966591,2.9998501586154491,3.1209663776706327,3.2442667208449003,3.3697438414850343,3.4973905684042257,3.6271998982352587,3.7591649882616145,3.893279149687948,4.0295358413151492,4.1679286635885697,0,0,0,0,0,0,0,0,0,0,0,0,537.83442192736004,560.54580842607072,583.68513086203427,607.25088662677138,631.24161054153615,655.65587315751645,680.49227916665052,705.74946591377432,731.42610200175955,757.5208859821405,784.03254512446165,810.95983425823295,4164.5809179364869,4340.4406304730437,4519.6139536037244,4702.0892522707009,4887.8551812435508,5076.9006719572963,5269.2149202069786,5464.7873746268569,5663.6077258896585,5865.6658965677825,6070.9520316040753,6279.456489344805,"","","","","","","","","","","","",275.93594421778124,287.58802080960476,299.45964992929993,311.55006066360323,323.85850130257523,336.38423846751863,349.12655629564784,362.08475567674611,375.25815353753137,388.64608216988273,402.24788859945409,416.06293399153924,98.210776472874514,102.35796901369555,106.58330441589692,110.88650829699313,115.26731310932183,119.72545782965349,124.26068766899996,128.87275380092643,133.56141310684393,138.32642793691232,143.16756588531831,148.08459957881152,5079.3262609608846,5293.8133543163813,5512.3418889695704,5734.8976742357399,5961.4668729178293,6192.0359852534702,6426.5918339066811,6665.1215499165401,6907.6125595240546,7154.0525718064064,7404.4295670546244,7658.7317858369779]
[342,2,2,2,2,0,3.4393063583815029,3.4393063583815029,3.4393063583815029,3.4393063583815029,"",0.3106365050299284,0.3106365050299284,0.3106365050299284,0.3106365050299284,"",8.5221965317919067E-5,0,1.6581759537572256E-2,7.3047398843930635E-4,"",23.003145483730112,23.974510101663817,24.964177513582094,25.972083453011741,26.998165254347011,28.042361780149214,29.104613353177506,30.184861692753472,31.283049855102981,32.399122177354393,33.533024224903599,34.684702741884536,0,0,0,0,0,0,0,0,0,0,0,0,4475.7548784057735,4664.7546797808754,4857.3156819284022,5053.4253804288564,5253.071582345804,5456.2423920804622,5662.9261981468244,5873.1116607900331,6086.7877003786098,6303.9434865080993,6524.5684277598148,6748.6521620638214,34656.843444816346,36120.314234729522,37611.360256307205,39129.884684830249,40675.793107467638,42248.993413745055,43849.395693141574,45476.912139215718,47131.456959723721,48812.946292246415,50521.298124888781,52256.432221658164,"","","","","","","","","","","","",690.75557717349432,719.92443704882237,749.64290684735147,779.90905672758186,810.72100492005268,842.07691554424173,873.97499656753439,906.41349789433229,939.39070957459444,972.90496012217329,1006.9546149342527,1041.5380748040411,245.85286190056965,256.23460605972673,266.81196669598972,277.58425694258341,288.55080704247268,299.71096357135599,311.06408871122443,322.60955957023953,334.34676754511918,346.27511772260243,358.39402831689745,370.7029301403212,40092.209907779914,41785.202467720614,43510.094989292535,45266.775462382277,47055.134667030317,48875.066046721266,50726.465589920335,52609.231719163072,54523.265187077151,56468.46897877664,58444.748220124646,60452.010091408236]
[343,2,2,2,2,0,3.4393063583815029,3.4393063583815029,3.4393063583815029,3.4393063583815029,"",0.3106365050299284,0.3106365050299284,0.3106365050299284,0.3106365050299284,"",8.5221965317919067E-5,0,1.6581759537572256E-2,7.3047398843930635E-4,"",0.68861827512512075,0.71704442703616267,0.74599444297205619,0.77546652299273333,0.80545891105156819,0.8359698930431011,0.86699779497524332,0.89854098125571968,0.93059785308353316,0.96316684693713372,0.9962464331517874,1.0298351145793347,0,0,0,0,0,0,0,0,0,0,0,0,133.98544153148782,139.51635851760767,145.14920447542011,150.88362918801471,156.71929097889088,162.65585633210054,168.69299953661167,174.83040235289866,181.06775369996748,187.40474936119665,193.84109170753354,200.37648943672198,1037.4814075375252,1080.3086242421423,1123.9251014202239,1168.3281272582396,1213.5150560731013,1259.483305370836,1306.2303530928066,1353.753735034044,1402.0510424198042,1451.1199196278262,1500.958062044976,1551.5632140480207,"","","","","","","","","","","","",20.678342204230429,21.531943855535946,22.40127648576793,23.286286044986046,24.186919801314939,25.10312628231981,26.034855220120015,26.982057499933116,27.944685111772543,28.922691105049239,29.916029545851824,30.92465547670081,7.3598097189050993,7.6636225520279861,7.9730343355138862,8.288025831975574,8.6085782731498632,8.9346733390320754,9.2662931383409486,9.6034201902044831,9.9460374069682533,10.294128078037266,10.647675854671181,11.006664735660074,1200.1936192672736,1249.7375935943501,1300.1946111598977,1351.5615348462088,1403.8353040375086,1457.0129312173315,1511.0914987828546,1566.0681560583362,1621.940116491596,1678.7046550190464,1736.3591055861843,1794.9008588116828]
[344,3,3,3,3,0,5.1589595375722546,5.1589595375722546,5.1589595375722546,5.1589595375722546,"",1.526614929324714,1.526614929324714,1.526614929324714,1.526614929324714,"",1.4480794797687863E-4,0,2.8175489306358388E-2,1.2412109826589596E-3,"",0.57604448077243853,0.59982358816684989,0.6240409194526273,0.6486949689399284,0.67378426765675059,0.69930738171580797,0.72526291078554028,0.75164948665668441,0.77846577189669797,0.80571045858508039,0.83338226712330843,0.86147994511369674,0,0,0,0,0,0,0,0,0,0,0,0,112.0817975445802,116.70853244046423,121.42053318492549,126.21750681374037,131.09916750692778,136.06523627099008,141.11544064141515,146.24951440377205,151.46719733190039,156.76823494183992,162.15237826027803,167.61938360640787,867.87623899093126,903.70215692065426,940.1883087652385,977.33242603243923,1015.1322955495945,1053.5857570031412,1092.6907006350166,1132.4450650830356,1172.8468353536282,1213.8940409164577,1255.5847539114525,1297.9170874596837,"","","","","","","","","","","","",10.180106931313441,10.600341590417697,11.028320731454981,11.4640177452239,11.907406671416586,12.358462169757445,12.817159492982162,13.283474461505536,13.757383439641865,14.238863313255013,14.727891468727053,15.224445773145014,3.6232909385378949,3.7728603333060855,3.9251861344068359,4.0802588711264365,4.2380693037045472,4.3986084130619449,4.5618673911832364,4.7278376321006697,4.8965107234305245,5.0678784384183473,5.2419327284535049,5.4186657160172667,994.33747888613527,1035.383714873009,1077.1863897354785,1119.7429044314699,1163.0507232993002,1207.1073712386662,1251.9104310713826,1297.4575410670707,1343.7463926204978,1390.774728068556,1438.5403386360344,1487.0410625003674]
[345,3,3,3,3,0,5.1589595375722546,5.1589595375722546,5.1589595375722546,5.1589595375722546,"",1.526614929324714,1.526614929324714,1.526614929324714,1.526614929324714,"",1.4480794797687863E-4,0,2.8175489306358388E-2,1.2412109826589596E-3,"",0.21601668028966448,0.22493384556256871,0.23401534479473526,0.2432606133524732,0.25266910037128149,0.26224026814342805,0.27197359154457768,0.28186855749625667,0.29192466446126175,0.30214142196940513,0.31251835017124069,0.32305497941763622,0,0,0,0,0,0,0,0,0,0,0,0,42.030674079217576,43.76569966517409,45.532699944347065,47.331565055152652,49.162187815097923,51.024463601621285,52.918290240530688,54.843567901414524,56.800198999462644,58.788088103189963,60.807141847604264,62.857268852402946,325.45358962159929,338.88830884524538,352.57061578696448,366.49965976216475,380.67461083109799,395.09465887617802,409.75901273813122,424.66689940613838,439.81756325761063,455.21026534367161,470.84428271679474,486.71890779738135,"","","","","","","","","","","","",3.8175400992425406,3.9751280964066367,4.1356202742956185,4.2990066544589629,4.4652775017812205,4.6344233136590427,4.8064348098683114,4.9813029230645753,5.1590187898656996,5.3395737424706295,5.5229593007726452,5.7091671649293803,1.3587341019517107,1.4148226249897822,1.4719448004025637,1.5300970766724138,1.5892759888892056,1.6494781548982296,1.7107002716937139,1.7729391120377509,1.8361915212864466,1.90045441440688,1.9657247731700642,2.0319996435064751,372.8765545823008,388.26889307737849,403.94489615080448,419.90358916180122,436.14402123723761,452.66526421449998,469.46641165176845,486.54657790015148,503.90489723268666,521.54052302570847,539.45262698851286,557.64039843763783]
[346,3,3,3,3,0,5.1589595375722546,5.1589595375722546,5.1589595375722546,5.1589595375722546,"",1.526614929324714,1.526614929324714,1.526614929324714,1.526614929324714,"",1.4480794797687863E-4,0,2.8175489306358388E-2,1.2412109826589596E-3,"",1.2961000817379869,1.3496030733754123,1.4040920687684113,1.4595636801148393,1.516014602227689,1.5734416088605681,1.6318415492674656,1.6912113449775399,1.7515479867675705,1.8128485318164305,1.875110101027444,1.9383298765058175,0,0,0,0,0,0,0,0,0,0,0,0,252.18404447530546,262.59419799104455,273.19619966608235,283.98939033091591,294.97312689058754,306.14678160972767,317.50974144318411,329.06140740848701,340.80119399677585,352.72852861913981,364.84285108562557,377.14361311441763,1952.7215377295959,2033.3298530714721,2115.4236947217869,2198.9979585729889,2284.0476649865877,2370.567953257068,2458.5540764287871,2548.0013964368295,2638.9053795456639,2731.2615920620296,2825.0656963007682,2920.3134467842874,"","","","","","","","","","","","",22.905240595455247,23.850768578439819,24.813721645773708,25.794039926753779,26.791665010687321,27.806539881954251,28.838608859209863,29.887817538387448,30.954112739194201,32.037442454823776,33.137755804635866,34.255002989576276,8.1524046117102653,8.4889357499386922,8.8316688024153809,9.1805824600344828,9.5356559333352333,9.8968689293893757,10.264201630162281,10.637634672226504,11.01714912771868,11.40272648644128,11.794348639020384,12.19199786103885,2237.2593274938049,2329.6133584642707,2423.669376904827,2519.4215349708079,2616.8641274234255,2715.9915852869999,2816.7984699106105,2919.2794674009078,3023.4293833961201,3129.2431381542515,3236.7157619310774,3345.8423906258263]
[347,1,1,1,1,0,1.7196531791907514,1.7196531791907514,1.7196531791907514,1.7196531791907514,"",-0.90534191926485708,-0.90534191926485708,-0.90534191926485708,-0.90534191926485708,"",2.5635982658959534E-5,0,4.9880297687861248E-3,2.1973699421965316E-4,"",0.69792334632597708,0.72673361143449478,0.75607481936932353,0.78594514586839959,0.81634281115621943,0.84726607796518283,0.87871324968309894,0.91068266861647496,0.94317271436024397,0.97618180226550622,1.0097083819976733,1.0437509361781174,0,0,0,0,0,0,0,0,0,0,0,0,135.7959425279972,141.40159696768308,147.11055771157402,152.92246981039423,158.83698697068149,164.85377116979694,170.97249229548291,177.19282780794836,183.51446242266454,189.93708781223128,196.46040232583292,203.08411072494218,1051.5005509663679,1094.9064776982473,1139.1123299195613,1184.1153591729399,1229.9128840250528,1276.5022870855403,1323.8810122160194,1372.0465619135339,1420.9964948543632,1470.7284235855004,1521.2400123523362,1572.5289750521458,"","","","","","","","","","","","",69.670106811176353,72.546087759421113,75.47507000589502,78.456871443876068,81.491314407507261,84.578225474277517,87.717435280096666,90.908778345928496,94.15209291504901,97.447220800088971,100.79400723910075,104.19230075996117,24.796897360618715,25.82051290606352,26.862992607346783,27.924271649271546,29.004286797227998,30.102976326892687,31.22027995841027,32.356138794688952,33.510495263477651,34.683293062925557,35.874477110353666,37.083993493993162,1282.461421012486,1335.4014089428495,1389.3170250637465,1444.2049172223501,1500.0618150116256,1556.8845261344727,1614.6699329996923,1673.4149895307162,1733.1167181699147,1793.7722070630118,1855.3786074096213,1917.9331309672204]
[348,2,2,2,2,0,3.4393063583815029,3.4393063583815029,3.4393063583815029,3.4393063583815029,"",0.3106365050299284,0.3106365050299284,0.3106365050299284,0.3106365050299284,"",8.5221965317919067E-5,0,1.6581759537572256E-2,7.3047398843930635E-4,"",0.18010016426349312,0.18753469630176561,0.1951062389311532,0.20281432139809949,0.21065848442887167,0.21863827971896493,0.22675326945506366,0.2350030258668806,0.24338713080646254,0.25190517535278883,0.2605567594396983,0.26934149150536446,0,0,0,0,0,0,0,0,0,0,0,0,35.042346246696816,36.488893766143548,37.962099632032952,39.461872249173084,40.988122256017611,42.540762425318611,44.119707571113821,45.724874461527342,47.356181736914571,49.013549832928355,50.696900908124157,52.406158775758065,271.34129120212197,282.54225557102183,293.9496419099047,305.56274097523192,317.38086081911877,329.40332602006481,341.62947696273415,354.05866916275005,366.69027263287182,379.52367128727764,392.55826238099377,405.79345598179003,"","","","","","","","","","","","",5.4081818072602656,5.6314314699094012,5.8587953885854587,6.0902594271501975,6.3258097941900617,6.5654330276836435,6.8091159806467738,7.056845807674816,7.308609952309741,7.5643961351667253,7.824192342761247,8.0879868169832907,1.9248733110982568,2.0043320520688579,2.0852551339036318,2.1676375252859192,2.2514743175930412,2.3367607194391584,2.4234920515660945,2.5116637420534809,2.6012713218224661,2.692310420409747,2.7847767619909245,2.8786661616341735,313.89679273144077,326.8544475554454,340.05089830335788,353.48532449823921,367.15692567134835,381.0649204722252,395.20854583551585,409.58705619987256,424.19972277472505,439.04583285113523,454.12468915330982,469.43560922767091]
[349,1,1,1,1,0,1.7196531791907514,1.7196531791907514,1.7196531791907514,1.7196531791907514,"",-0.90534191926485708,-0.90534191926485708,-0.90534191926485708,-0.90534191926485708,"",2.5635982658959534E-5,0,4.9880297687861248E-3,2.1973699421965316E-4,"",2.5717997282422993,2.6779635818613574,2.7860839234294246,2.8961540306657465,3.0081673452194937,3.1221174653785506,3.2379981392432007,3.3558032583264628,3.4755268515466526,3.5971630795811129,3.7207062295530706,3.8461507100262136,0,0,0,0,0,0,0,0,0,0,0,0,500.39874712371585,521.05519978502389,542.09232910155356,563.5088271095351,585.30341774127839,607.47485540651212,630.02192366417682,652.94343397723446,676.23822454379138,699.90515919849622,723.9431263787543,748.35103815081436,3874.7075097253833,4034.6553767236783,4197.5509143611225,4363.3839947605593,4532.1447370238247,4703.8234962467168,4878.4108532343735,5055.8976048594614,5236.2747550112836,5419.5335060890366,5605.6652509969654,5794.6615656031126,"","","","","","","","","","","","",256.72957167406088,267.32736448334629,278.12046344638031,289.10819751236528,300.28991199478708,311.66496784357059,323.23274096364395,334.99262157609269,346.94401361846832,359.08633418114982,371.41901297696035,383.94149184150081,91.374868356252549,95.146821530562832,98.988287827072398,102.89902840621981,106.87881025279907,110.92740591690594,115.04459327140225,119.23015528453875,123.48387980651353,127.8055593688627,132.19499099568682,136.65197602581046,4725.782496607655,4920.8627261044721,5119.5380786595579,5321.7962018193457,5527.6250443579083,5737.0128428790831,5949.9481092728402,6166.4196189556542,6386.4163998316026,6609.9277219171263,6836.9430875779199,7067.4522223312642]
[350,2,2,2,2,0,3.4393063583815029,3.4393063583815029,3.4393063583815029,3.4393063583815029,"",0.3106365050299284,0.3106365050299284,0.3106365050299284,0.3106365050299284,"",8.5221965317919067E-5,0,1.6581759537572256E-2,7.3047398843930635E-4,"",34.653390429758005,36.083881859004428,37.540735737870705,39.023861487834324,40.533170739225845,42.06857723298436,43.629996728677241,45.217346918268603,46.830547345172882,48.46951932817484,50.134185889838413,51.824471689061589,0,0,0,0,0,0,0,0,0,0,0,0,6742.5596807614875,7020.8924417091484,7304.3545821399875,7592.9284780614789,7886.5969352607999,8185.343170189245,8489.1507920654876,8798.0037860974062,9111.88649773221,9430.783617853449,9754.6801688514188,10083.56149150027,52209.256677772995,54364.453998400728,56559.369334546951,58793.866219410796,61067.811514078676,63381.075259507765,65733.530537947241,68125.053343020889,70555.522457771993,73024.819340040311,75532.828014601808,78079.434971555005,"","","","","","","","","","","","",1040.5978053851959,1083.5536669455089,1127.3011597684138,1171.8375638946056,1217.1602256938643,1263.2665549148937,1310.1540219232702,1357.8201551120187,1406.262538470892,1455.4788093017855,1505.4666560689434,1556.2238163736668,370.36827062367047,385.65706719513145,401.22762017639872,417.07896148295538,433.21014663804925,449.62025372267567,466.30838239251142,483.27365295629022,500.51520551066392,518.03219912707539,535.82381108660661,553.88923615913995,60397.435824973109,62890.641056109518,65429.793432369624,68014.735084337677,70645.311992410614,73321.373815567567,76042.773731057183,78809.368284104887,81621.017246830932,84477.583485650801,87378.932836498614,90324.933987277138]
[351,1,1,1,1,0,1.7196531791907514,1.7196531791907514,1.7196531791907514,1.7196531791907514,"",-0.90534191926485708,-0.90534191926485708,-0.90534191926485708,-0.90534191926485708,"",2.5635982658959534E-5,0,4.9880297687861248E-3,2.1973699421965316E-4,"",0.33847866833935375,0.352144436418589,0.36605664328117238,0.38021445999056791,0.39461707740844132,0.4092637053318543,0.42415357168438567,0.43928592175682596,0.45466001749352342,0.47027513682083411,0.48613057301446566,0.50222563410280385,0,0,0,0,0,0,0,0,0,0,0,0,65.8582780397428,68.517246057445433,71.224164021279506,73.978870643879048,76.781208490042403,79.631023808855048,82.528166376304725,85.472489347542378,88.463849118025536,91.502105192853691,94.587120063671719,97.718759092574075,509.95644166767676,530.54546872965864,551.50578372438292,572.8361377650931,594.53531179326524,616.60211527869399,639.03538500082414,661.8339839047718,684.99680002612354,708.52274547917023,732.4107555037391,756.65978756623781,"","","","","","","","","","","","",33.788588819456407,35.15277233151275,36.541556562901178,37.954858765140365,39.392598166101855,40.854695883880638,42.34107484604889,43.851659713858446,45.386376811000346,46.945154056567475,48.527920901899734,50.134608271021193,12.025992312413146,12.511530803421788,13.005825151715515,13.508845905558244,14.02056431663495,14.540952309396564,15.069982452320883,15.607627930934795,16.153862522458482,16.708660571945543,17.271996969805038,17.843847130601922,621.96777950762851,647.07916235845721,672.64338610356026,698.65892753966136,725.12429984345295,752.03805098615817,779.39876224718307,807.20504681886416,835.45554849510154,864.14894043735785,893.28392401213011,922.85922769453782]
[352,2,2,2,2,0,3.4393063583815029,3.4393063583815029,3.4393063583815029,3.4393063583815029,"",0.3106365050299284,0.3106365050299284,0.3106365050299284,0.3106365050299284,"",8.5221965317919067E-5,0,1.6581759537572256E-2,7.3047398843930635E-4,"",0.60672989979982994,0.63122606713020146,0.65616398099385143,0.68154215550517305,0.70735914026723945,0.73361351882520587,0.76030390721637831,0.78742895260914347,0.81498733202372864,0.84297775112843565,0.87139894310559074,0.9002496675819972,0,0,0,0,0,0,0,0,0,0,0,0,118.05230336105264,122.81855763304779,127.67076315908938,132.60863082829226,137.63187843485434,142.74023037713295,147.93341737552961,153.21117620766481,158.57324945947408,164.01938529098993,169.54933721568787,175.16286389238292,914.10729743565889,951.01354735557413,988.58533844927979,1026.8204320618549,1065.716643006092,1105.271837232375,1145.483929644191,1186.3508820475265,1227.8707012235452,1270.0414371149798,1312.8611811175558,1356.3280644685981,"","","","","","","","","","","","",18.219337108530418,18.954926257188248,19.703780499603578,20.465855216497257,21.241106854270612,22.02949287856309,22.830971730712637,23.645502786884457,24.473046319657051,25.313563461874622,26.167016172592994,27.033367204962413,6.4846036978698347,6.7464136685117495,7.0129449347485622,7.2841816157421917,7.5601082099502186,7.8407095785961873,8.1259709301730254,8.4158778058962138,8.7104160660315344,9.0095718770294617,9.313331699404678,9.621682276304961,1057.4702715029116,1100.1646709814522,1143.6289910237151,1187.8606418778918,1232.8570956454344,1278.6158835854924,1325.1345935878228,1372.4108678005812,1420.4424004007317,1469.2269354960022,1518.7622651483471,1569.0462275098303]
[353,2,2,2,2,0,3.4393063583815029,3.4393063583815029,3.4393063583815029,3.4393063583815029,"",0.3106365050299284,0.3106365050299284,0.3106365050299284,0.3106365050299284,"",8.5221965317919067E-5,0,1.6581759537572256E-2,7.3047398843930635E-4,"",8.8251621789066162E-2,9.1814700673483837E-2,9.544203359910565E-2,9.9133404437116088E-2,0.10288860222068937,0.10670742092002994,0.11058965923147321,0.11453512037951177,0.11854361193072419,0.12261494561868155,0.12674893717899502,0.13094540619374503,0,0,0,0,0,0,0,0,0,0,0,0,17.171244125244019,17.864517473897859,18.570292823140274,19.288528120478873,20.019182317796989,20.762215327582972,21.517587981895218,22.285261993842148,23.065199921378053,23.8573651332349,24.661721776827321,25.478234747982967,132.96106144518674,138.32924325171984,143.79423104716795,149.35569920899707,155.01332989179522,160.76681268834545,166.61584431188234,172.56012829782202,178.5993747234248,184.73329994399708,190.96162634437175,197.28408210452332,"","","","","","","","","","","","",2.6500853976044243,2.7570801828637452,2.8660044363059751,2.9768516678541466,3.0896155424393612,3.2042898732455405,3.320868615376384,3.4393458599104663,3.5597158283137533,3.6819728671817633,3.8061114432862535,3.9321261389036231,0.94321508332652138,0.98129653360170899,1.0200647177816091,1.0595173259261368,1.0996521032654862,1.1404668477958091,1.1819594080251674,1.2241276808576311,1.2669696096045868,1.3104831821133762,1.3546664290043167,1.399517422007994,153.81385767315075,160.02395214275666,166.34603505799492,172.77972972769334,179.32466845751779,185.98049215788978,192.74684997641057,199.62339895281178,206.60980369465193,213.70573607214581,220.91087493066863,228.22490581961165]
[354,3,3,3,3,0,5.1589595375722546,5.1589595375722546,5.1589595375722546,5.1589595375722546,"",1.526614929324714,1.526614929324714,1.526614929324714,1.526614929324714,"",1.4480794797687863E-4,0,2.8175489306358388E-2,1.2412109826589596E-3,"",2.8866510180529654,3.0031969248657684,3.1218445380234057,3.2425867880981127,3.3654167745073256,3.4903277581554124,3.6173131545352932,3.7463665272528588,3.8774815819406983,4.0106521605309213,4.1458722358596649,4.2831359065784804,0,0,0,0,0,0,0,0,0,0,0,0,561.65981236973414,584.3363159524539,607.42175154112567,630.91474362708993,654.81394955413975,679.11805808681038,703.82578806815286,728.93588715977057,754.44713065760459,780.35832037758792,806.6682836058377,833.37587210855577,4349.0666301806486,4524.656235932709,4703.4123002811148,4885.3241723324236,5070.3814555776162,5258.573996806017,5449.8918757121082,5644.3253951393353,5841.8650719104517,6042.5016281988646,6246.2259833997259,6453.0292464633567,"","","","","","","","","","","","",51.01414390388517,53.07379352012709,55.170585398890026,57.304394606192325,59.475099191957696,61.682580059976651,63.926720845995376,66.207407803276482,68.524529695039732,70.877977693248923,73.267645283260379,75.693428173894745,18.156890354035536,18.889958271832896,19.636245817295976,20.395708524078138,21.16830298786061,21.953986820069325,22.752718604484468,23.564457856509396,24.389164984888293,25.226801255682485,26.077328758333092,26.940710373653886,4982.7841278263568,5183.959500601989,5388.7627275764498,5597.1816058778822,5809.2042240860819,6024.8189495310289,6244.0144163852765,6466.7795144861448,6693.1033788299246,6922.975379685915,7156.3851132830168,7393.3223930260401]
[355,1,1,1,1,0,1.7196531791907514,1.7196531791907514,1.7196531791907514,1.7196531791907514,"",-0.90534191926485708,-0.90534191926485708,-0.90534191926485708,-0.90534191926485708,"",2.5635982658959534E-5,0,4.9880297687861248E-3,2.1973699421965316E-4,"",1.3207304901868904,1.3740537813195925,1.4283386669206533,1.4835819125122165,1.5397803608682321,1.5969309286478242,1.6550306032390736,1.7140764397962427,1.774065558455121,1.8349951417126669,1.8968624319584053,1.9596647291462348,0,0,0,0,0,0,0,0,0,0,0,0,256.97641823350631,267.35160716532636,277.91389490656132,288.66265212023399,299.59726450036163,310.71713211690508,322.02166880165959,333.51030157178309,345.18247008798204,357.0376261446645,369.07523318962103,381.29476587102442,1989.8300370954448,2070.1676132784723,2151.9539404147495,2235.1841453971283,2319.8534715070546,2405.9572733423552,2493.4910120620398,2582.4502509225417,2672.8306510823254,2764.627967654018,2857.8380459851787,2952.4568181506143,"","","","","","","","","","","","",131.84174853082013,137.16473909747134,142.58372070622229,148.09837047574382,153.70837323635823,159.41342119396566,165.2132136149751,171.10745653054573,177.09586245860922,183.17815014229274,189.35404430349112,195.62327541045525,46.924950395494449,48.819502546685023,50.748219709635059,52.710986964825324,54.707692137457947,56.738225677841506,58.802480549252074,60.900352122667151,63.031738077828194,65.196538310140468,67.394654842964755,69.625991744897703,2426.8938847454524,2524.8775158692747,2624.628114404089,2726.1397368704438,2829.4065817421006,2934.4229832597152,3041.1834056311654,3149.6824375873343,3259.9147872652002,3371.8752773928281,3485.5588407532136,3600.9605159061384]
[356,1,1,1,1,0,1.7196531791907514,1.7196531791907514,1.7196531791907514,1.7196531791907514,"",-0.90534191926485708,-0.90534191926485708,-0.90534191926485708,-0.90534191926485708,"",2.5635982658959534E-5,0,4.9880297687861248E-3,2.1973699421965316E-4,"",7.6323621292207225E-2,7.9405118015956344E-2,8.2542184269283989E-2,8.5734633135128066E-2,8.8982282160726969E-2,9.2284953163065189E-2,9.5642472046479132E-2,9.9054668631441176E-2,0.10252137649363766,0.10604243281254105,0.10961767822875207,0.11324695670945578,0,0,0,0,0,0,0,0,0,0,0,0,14.850396028569458,15.449967248247502,16.060350710680677,16.681510047149199,17.313409757558585,17.956015172584966,18.60929241818636,19.273208382288974,19.947730683476347,20.632827641525836,21.328468249651468,22.034622148325532,114.9901780231036,119.63280177237402,124.35914731040009,129.16893302546217,134.06188403181474,139.03773187656827,144.09621426489173,149.23707480205641,154.46006275098867,159.76493280412666,165.15144486849022,170.61936386297523,"","","","","","","","","","","","",7.6189955181127198,7.9266055257332679,8.2397627543796794,8.5584485450806724,8.8826446845131635,9.21233338558093,9.5474972692071045,9.8881193472425917,10.23418300640204,10.585671993147569,10.942570399447979,11.304862649347918,2.7117433645637492,2.8212275341049136,2.9326860636221261,3.0461123120376441,3.1614997968882732,3.2788421874129514,3.3981332980723562,3.5193670824656897,3.6425376276131871,3.7676391485759568,3.8946659833874109,4.0236125882729832,140.24763655564172,145.91000719847565,151.67448902335184,157.54073856286482,163.50842055293549,169.57720757531018,175.74677972240403,182.01682428268512,188.38703544497386,194.85711402018856,201.42676717920583,208.0957082056311]
[357,1,1,1,1,0,1.7196531791907514,1.7196531791907514,1.7196531791907514,1.7196531791907514,"",-0.90534191926485708,-0.90534191926485708,-0.90534191926485708,-0.90534191926485708,"",2.5635982658959534E-5,0,4.9880297687861248E-3,2.1973699421965316E-4,"",5.4753902231366061,5.6964541185360007,5.9215045236660249,6.1505280292591893,6.3835115463130219,6.6204422921329389,6.8613077772474158,7.1060957931251272,7.3547944006305279,7.6073919191605537,7.863876916410474,8.1242381987218284,0,0,0,0,0,0,0,0,0,0,0,0,1065.354497701722,1108.3672156351472,1152.1555944618747,1196.7170251215732,1242.0489608683333,1288.1489145550086,1335.0144560872823,1382.6432100337743,1431.0328533798249,1480.1811134138102,1530.0857657358661,1580.7446323798752,8249.2953799183015,8582.3531706268332,8921.4170896591368,9266.4669344353315,9617.4829848910558,9974.4459824494625,10337.33711030745,10706.137974930136,11080.830588657882,11461.397353339522,11847.821044913429,12240.084798865613,"","","","","","","","","","","","",546.58011325591258,568.64778771564761,591.11341498810748,613.97565649491787,637.2332056281183,660.88478635689273,684.92915192137912,709.36508360653386,734.19138958971155,759.40690385623873,785.01048517778986,811.00101614887228,194.53811093609505,202.39241005535251,210.3883480424569,218.52544847226579,226.80324629850656,235.22128735788564,243.77912790519076,252.47633417688644,261.31248198094602,270.28715631088386,279.39995098214035,288.65046828914876,10061.243492035168,10467.457038151517,10880.995951675241,11301.835592553347,11729.951909232326,12165.321413011381,12607.92115399855,13057.728698540457,13514.722108008997,13978.879918839615,14450.181123725635,14928.605153882232]
[358,1,1,1,1,0,1.7196531791907514,1.7196531791907514,1.7196531791907514,1.7196531791907514,"",-0.90534191926485708,-0.90534191926485708,-0.90534191926485708,-0.90534191926485708,"",2.5635982658959534E-5,0,4.9880297687861248E-3,2.1973699421965316E-4,"",17.159541117478415,17.852341967848275,18.557636298107283,19.275382084423793,20.005538306657357,20.748064904617831,21.502922737058416,22.270073543181834,23.049479906460881,23.841105220593469,24.644913657429427,25.46087013672156,0,0,0,0,0,0,0,0,0,0,0,0,3338.756428857942,3473.5556800299059,3610.7858054317294,3750.4386284264569,3892.5061676667583,4036.9806285842114,4183.854395410508,4333.1200236876648,4484.7702332285298,4638.7979014926132,4795.1960573455526,4953.9578751735353,25852.791763368205,26896.574694128092,27959.18046704691,29040.545768463693,30140.608796891913,31259.309197118888,32396.58799842414,33552.387556584072,34726.651499363579,35919.324675223434,37130.353104998379,38359.683936323687,"","","","","","","","","","","","",1712.9489488765601,1782.1077031985535,1852.513617517275,1924.1624968092242,1997.0502462442423,2071.1728668190863,2146.5264512639101,2223.1071801996277,2300.9113185263018,2379.9352120246122,2460.175284154152,2541.6280330338295,609.67064948518032,634.28554690680471,659.34433195608767,684.84551154550684,710.78762824822877,737.16925874401613,763.98901236226754,791.24552971435128,818.93748140816479,847.06356683853357,875.62251304766517,904.61307365041716,31531.327331705364,32804.3759662312,34100.381858250112,35419.2677873293,36760.958377357805,38125.38001617082,39512.460780197893,40922.130363728887,42354.320012433032,43808.962460799783,45285.99187320318,46785.34378831819]
[359,2,2,2,2,0,3.4393063583815029,3.4393063583815029,3.4393063583815029,3.4393063583815029,"",0.3106365050299284,0.3106365050299284,0.3106365050299284,0.3106365050299284,"",8.5221965317919067E-5,0,1.6581759537572256E-2,7.3047398843930635E-4,"",1.2394984590920319,1.2884674535879261,1.3383009599010671,1.3889961299793063,1.4405501824204041,1.4929603996248881,1.546224125123409,1.6003387610647759,1.6553017658522007,1.7111106519164327,1.7677629836155577,1.8252563752521183,0,0,0,0,0,0,0,0,0,0,0,0,241.17098589762108,250.69895311239367,260.39512962646484,270.25896129025938,280.28990692237011,290.4874377555854,300.85103691686902,311.38019893860366,322.07442929867108,332.93324398716885,343.95616909776999,355.14274044191217,1867.4447838982178,1941.2221191367673,2016.3019393214608,2092.6799535392352,2170.3519712926632,2249.3138982104115,2329.5617320205974,2411.0915587662344,2493.8995492439599,2577.9819556490188,2663.3351084110645,2749.9554132067324,"","","","","","","","","","","","",37.22058246866056,38.69105989013066,40.18749751603098,41.709809822931376,43.257913288814791,44.831726307581171,46.431169108791295,48.056163682235663,49.706633706953795,51.382504484364418,53.08370287519891,54.810157239957988,13.24750320362307,13.770873690051721,14.303483900002849,14.845303394084064,15.396302445243421,15.956452008339756,16.525723691578019,17.104089729661919,17.691522958530577,18.287996791558275,18.893485197107918,19.507962677338444,2160.3233539272146,2245.6714732829314,2332.5263513238606,2420.883024176489,2510.7366441315116,2602.0824746815424,2694.9158858629589,2789.2323498778005,2885.0274369739673,2982.2968115640265,3081.036228564757,3181.2415299411932]
[360,2,2,2,2,0,3.4393063583815029,3.4393063583815029,3.4393063583815029,3.4393063583815029,"",0.3106365050299284,0.3106365050299284,0.3106365050299284,0.3106365050299284,"",8.5221965317919067E-5,0,1.6581759537572256E-2,7.3047398843930635E-4,"",0.65417974229857234,0.6800244893936277,0.70632550661445204,0.73308129082241169,0.76029037405521327,0.78795132202424656,0.8160627327040213,0.84462323500640968,0.87363148753310582,0.90308617740033947,0.93298601913043333,0.96332975360528461,0,0,0,0,0,0,0,0,0,0,0,0,127.28468700152224,132.31333636487443,137.43076285841198,142.63667401430357,147.93078420902867,153.31281437100341,158.78249170612531,164.33954943981857,169.9837265742986,175.71476765989465,181.53242257937862,187.43644634434256,985.59585816850392,1024.5338962110716,1064.1593568641042,1104.4699754790408,1145.4635404044614,1187.1378907221615,1229.4909141219819,1272.5205449044015,1316.2247621009788,1360.6015877036486,1405.6490849947286,1451.3653569702199,"","","","","","","","","","","","",19.644196302904184,20.420281608680071,21.210068133460794,22.013510739880449,22.830565346874476,23.661188884556729,24.505339251862075,25.362975276735487,26.234056678670058,27.118544033414555,28.016398739688313,28.927582987755606,6.9917378019121763,7.2679611141939642,7.549060947223726,7.8350212357665896,8.1258262905451399,8.4214607821793166,8.7219097261106207,9.0271584684326793,9.3371926725578032,9.6519983066557558,9.9715616318069564,10.295869190817513,1140.1706590171411,1185.2154997882137,1231.055574309815,1277.6882627598138,1325.1110066249646,1373.3213060819253,1422.3167175387839,1472.0948513243945,1522.6533695140383,1573.989983881014,1626.1024539647328,1678.9885852467407]
[361,3,3,3,3,0,5.1589595375722546,5.1589595375722546,5.1589595375722546,5.1589595375722546,"",1.526614929324714,1.526614929324714,1.526614929324714,1.526614929324714,"",1.4480794797687863E-4,0,2.8175489306358388E-2,1.2412109826589596E-3,"",0.195012787328946,0.20271717779372769,0.21055758364273458,0.21853355678619005,0.22664465962048136,0.2348904645802139,0.24327055371771814,0.25178451830783755,0.2604319584760339,0.26921248284803023,0.27812570821938187,0.28717125924350617,0,0,0,0,0,0,0,0,0,0,0,0,37.943916620289215,39.442970879293874,40.968489845914938,42.52038633468441,44.098575200442234,45.702973251178769,47.333499166218871,48.990073419324979,50.672618206336885,52.381057377002456,54.115316370685441,55.87532215566506,293.80884648913701,305.41638313513732,317.22884235924835,329.24554906348169,341.46584394844263,353.88908283844864,366.51463604800887,379.34188778639299,392.37023559732893,405.5990898311511,419.02787314697127,432.65602004265997,"","","","","","","","","","","","",3.4463502285796812,3.5825055453824692,3.7210645848176838,3.8620194280492024,4.0053623415569257,4.1510857692204794,4.2991823248880836,4.4496447853921905,4.6024660839772045,4.7576393041078173,4.9151576736295288,5.0750145592553704,1.2266206670021362,1.2750808972270116,1.3243966574076713,1.3745651290818581,1.4255835597447613,1.4774492600314593,1.5301596010720389,1.5837120120057333,1.6381039776417203,1.693333036255396,1.7493967775099926,1.8062928404943006,336.620746792337,349.91965763483438,363.45335103103139,377.22105351208336,391.22200970980703,405.45548158345957,419.92074769390558,434.6171025214237,449.54385582376079,464.70033203136478,480.08586967701558,495.69982085731823]
[362,2,2,2,2,0,3.4393063583815029,3.4393063583815029,3.4393063583815029,3.4393063583815029,"",0.3106365050299284,0.3106365050299284,0.3106365050299284,0.3106365050299284,"",8.5221965317919067E-5,0,1.6581759537572256E-2,7.3047398843930635E-4,"",1.0443922201608786,1.0856531321898266,1.1276424754721954,1.1703578502603413,1.2137969129653403,1.2579573737580076,1.3028369943169464,1.3484335857119871,1.3947450064125022,1.4417691604110683,1.4895039954538494,1.5379475013698405,0,0,0,0,0,0,0,0,0,0,0,0,203.20888626558812,211.23708086322057,219.40700737044719,227.71819886494075,236.17019935125629,244.76256329405808,253.49485517995447,262.36664910567526,271.3775283905469,280.52708521141079,289.81492025830619,299.24064240938895,1573.4951419883132,1635.6593781615356,1698.9210785023417,1763.27662751917,1828.7224943299291,1895.2552290476615,1962.8714593877255,2031.5678874789564,2101.3412868629662,2172.1884996672288,2244.1064339389527,2317.0920611278948,"","","","","","","","","","","","",31.361787080075096,32.600800462980466,33.861687721840916,35.14437679524773,36.448797308168018,37.774880499906359,39.12255915648155,40.491767547068932,41.882441364192552,43.294517667381129,44.727934830028708,46.182632489223863,11.162248069719437,11.603236164765802,12.052009582409807,12.508542674644906,12.972810393677326,13.444788266286277,13.924452369755553,14.411779309252173,14.906746196539652,15.409330629924101,15.919510675340931,16.437264848498135,1820.2724556238568,1892.1861487846925,1965.3694256525118,2039.8181037042639,2115.5280982959957,2192.4954184816702,2270.7161630882338,2350.1865170266647,2430.9027478206576,2512.8612023363562,2596.0583036980825,2680.490548376375]
[363,2,2,2,2,0,3.4393063583815029,3.4393063583815029,3.4393063583815029,3.4393063583815029,"",0.3106365050299284,0.3106365050299284,0.3106365050299284,0.3106365050299284,"",8.5221965317919067E-5,0,1.6581759537572256E-2,7.3047398843930635E-4,"",1.9740160644799025,2.0520037223807717,2.1313681953979962,2.2121049477448214,2.2942095497806441,2.3776776734766742,2.462505088159503,2.5486876565105701,2.6362213308016531,2.7251021493483933,2.8153262331655187,2.9068897828089293,0,0,0,0,0,0,0,0,0,0,0,0,384.08712568880401,399.26129569751589,414.70335459029587,430.41241983263535,446.38762954303394,462.62814161074721,479.13313286760626,495.90179830962813,512.93335036455028,530.22701820178747,547.78204708163389,565.59769774082326,2974.078729911977,3091.5759675141117,3211.1475329934374,3332.7865926735972,3456.4864727994272,3582.2406527054709,3710.042758403174,3839.886556553633,3971.7659487959372,4105.6749664039935,4241.6077652472522,4379.5586210329448,"","","","","","","","","","","","",59.277223931570525,61.619095380578472,64.002310858864163,66.42673416244628,68.892232274779118,71.398675230592261,73.945935988075036,76.533890308745697,79.162416644407912,81.83139603065446,84.540711986427908,87.290250419192375,21.097875472436744,21.931391432304597,22.779622507411947,23.64252022020796,24.520037227609894,25.412127272541099,26.31874513843907,27.239846606498617,28.175388415437588,29.125328223592813,30.089624573171875,31.068236856501969,3440.5149710692685,3576.4397537468917,3714.7641891454073,3855.480371836632,3998.5805813946308,4144.0572744928277,4291.9030774854537,4442.1107794350164,4594.6733255511353,4749.5838110093764,4906.8354751216511,5066.4216958322722]
[364,2,2,2,2,0,3.4393063583815029,3.4393063583815029,3.4393063583815029,3.4393063583815029,"",0.3106365050299284,0.3106365050299284,0.3106365050299284,0.3106365050299284,"",8.5221965317919067E-5,0,1.6581759537572256E-2,7.3047398843930635E-4,"",0.20658307651533864,0.21474457559798774,0.22305015998351119,0.23149935499655108,0.24009169707006739,0.24882673327081467,0.25770402085390148,0.26672312684412935,0.27588362764203345,0.28518510865273877,0.29462716393592631,0.30420939587535306,0,0,0,0,0,0,0,0,0,0,0,0,40.195164316270187,41.783158852065618,43.39918827107747,45.04316021504323,46.714984487061685,48.414572959264234,50.141839486144846,51.896699823100604,53.67907154977852,55.488873997861475,57.326028182961664,59.190456740318702,311.24079731636971,323.53701985612798,336.0503232202434,348.77999225653917,361.72532854877727,374.88564970173525,388.26028867009961,401.84859312770573,415.64992487399337,429.66365927483645,443.88918473517737,458.32590220112206,"","","","","","","","","","","","",6.2034304114434269,6.4485099816884448,6.6979162526718303,6.9516349704885627,7.2096522148024658,7.4719543845968621,7.7385281847985503,8.0093606137059439,8.2844389511589664,8.5637507473940691,8.847283812533151,9.135026206659667,2.2079172006038452,2.2951456150086207,2.3839139833338083,2.4742172323473439,2.5660504075405703,2.659408668056626,2.75428728192967,2.8506816216103199,2.9485871597550961,3.0479994652597124,3.1489141995179866,3.251327112889741,360.05389232120251,374.27857888048868,388.75439188731008,403.48050402941487,418.45610735525202,433.68041244692381,449.15264764382664,464.87205831296671,480.83790616232801,497.04946859400445,513.5060380941261,530.20692165686546]
[365,1,1,1,1,0,1.7196531791907514,1.7196531791907514,1.7196531791907514,1.7196531791907514,"",-0.90534191926485708,-0.90534191926485708,-0.90534191926485708,-0.90534191926485708,"",2.5635982658959534E-5,0,4.9880297687861248E-3,2.1973699421965316E-4,"",4.097994568910444,4.2598944664191345,4.4246525883216092,4.592259518468822,4.7627060610677567,4.9359832312682919,5.1120822463269846,5.2909945173020825,5.472711641238531,5.6572253938055956,5.8445277223532184,6.0346107393562853,0,0,0,0,0,0,0,0,0,0,0,0,797.35265755086027,828.85375189469414,860.91097504200422,893.52249487921915,926.68652216775467,960.40130871248732,994.66514564247871,1029.4763617950618,1064.8333221952682,1100.7344266233169,1137.178108263583,1174.1628324290366,6174.0928566873035,6418.0133851063001,6666.240152227113,6918.7589715549602,7175.5559885863731,7436.6176666272386,7701.9307734800423,7971.482368931458,8245.2597929781896,8523.2506547346911,8805.4428219718084,9091.8244112398079,"","","","","","","","","","","","",409.08177213240828,425.24340823689914,441.69036621785898,458.42170610944027,475.43650994280716,492.73388080647089,510.3129419642155,528.17283602605312,546.31272416809418,564.73178539759795,583.42921585982515,602.40422818361242,145.59987317315358,151.35210250084629,157.20588323429058,163.16088082201654,169.2167685417032,175.37322716573419,181.62994464725102,187.98661582508055,194.4429421460722,200.9986314035155,207.65339749043613,214.40696016667349,7530.2251541126361,7827.7225422051579,8130.4720293095879,8438.4563128841055,8751.6584952997073,9070.0620665431979,9393.650887980315,9722.4091770949544,10056.321493128862,10395.372723552928,10739.548071308005,11088.833042758486]
[366,2,2,2,2,0,3.4393063583815029,3.4393063583815029,3.4393063583815029,3.4393063583815029,"",0.3106365050299284,0.3106365050299284,0.3106365050299284,0.3106365050299284,"",8.5221965317919067E-5,0,1.6581759537572256E-2,7.3047398843930635E-4,"",24.193173627462997,25.148975853364337,26.121652069180087,27.111146685151649,28.117405412427896,29.140375207493189,30.180004220001351,31.236241743745818,32.309038170522584,33.39834494666519,34.504114532051815,35.626300361402457,0,0,0,0,0,0,0,0,0,0,0,0,4707.3003543720861,4893.2721588974618,5082.5271597461833,5275.0545407395075,5470.8437388181137,5669.8844332293902,5872.1665353774069,6077.6801792831156,6286.415712607396,6498.3636881939992,6713.5148560935122,6931.8601560328798,36449.755596828181,37889.779880928763,39355.226741570732,40846.012426488036,42362.055143379032,43903.27497618099,45469.593806476114,47060.935239622428,48677.224535243222,50318.388541741959,51984.355634541898,53675.055657775847,"","","","","","","","","","","","",726.49062818459686,755.19216896662442,784.40041447956764,814.11369543277169,844.33038160019998,875.04888015167705,906.26763408640795,937.98512076067379,970.19985050239461,1002.9103653059278,1036.1152376011048,1069.813069091032,258.57163660405035,268.78705313545402,279.18281538153707,289.75832921045566,300.51301439419575,311.44630401463155,322.5576439059858,333.8464921308086,345.31231848687463,356.95460404263747,368.77284069910644,380.76653077619852,42166.311389616378,43832.180237781664,45527.458783247203,47252.050138555926,49005.859683603965,50788.794968784176,52600.76562406592,54441.683273540773,56311.461455010416,58210.015544231188,60137.26268346767,62093.121714037363]
[367,1,1,1,1,0,1.7196531791907514,1.7196531791907514,1.7196531791907514,1.7196531791907514,"",-0.90534191926485708,-0.90534191926485708,-0.90534191926485708,-0.90534191926485708,"",2.5635982658959534E-5,0,4.9880297687861248E-3,2.1973699421965316E-4,"",0.49884189623610753,0.51813539155577404,0.53776248784091518,0.5577221082463506,0.57801320062872164,0.59863473651175314,0.61958571011372321,0.64086513743231333,0.66247205538245812,0.68440552098323271,0.70666461059016306,0.72924841916968464,0,0,0,0,0,0,0,0,0,0,0,0,97.060380381939737,100.81434332842342,104.63321549133231,108.51678734736133,112.46485417947409,116.47721587557248,120.5536767392701,124.69404531183005,128.89813420441538,133.16575993988039,137.49674280340025,141.89090670130145,751.56180331067878,780.62963871909756,810.20008175748899,840.27151003665176,870.84233838347598,901.91101728199317,933.47603140814886,965.5358982510262,998.08916681391918,1031.1344163892852,1064.6702554021342,1098.6953203169201,"","","","","","","","","","","","",49.796827080816321,51.722797728965801,53.682070049883905,55.674536547641274,57.700092192164661,59.758634315944363,61.850062516951461,63.974278567283129,66.131186327098661,68.320691663450461,70.542702373649647,72.797128112838976,17.723624471455459,18.409113537966633,19.106455294237826,19.815611480452183,20.53654471443728,21.269218454901342,22.013596966879696,22.769645289219909,23.537329203950005,24.316615207388899,25.107470482870777,25.909862874966937,916.6414771411263,952.09402870600923,988.15958508078393,1024.8361675203528,1062.1218426701807,1100.0147206649231,1138.512953341364,1177.6147325567915,1217.3182886047657,1257.6218887209884,1298.5238356726452,1340.0224664251971]
[368,2,2,2,2,0,3.4393063583815029,3.4393063583815029,3.4393063583815029,3.4393063583815029,"",0.3106365050299284,0.3106365050299284,0.3106365050299284,0.3106365050299284,"",8.5221965317919067E-5,0,1.6581759537572256E-2,7.3047398843930635E-4,"",0.69195474359351605,0.71871718216909164,0.74594236609999787,0.77362880167021708,0.80177502942818069,0.83037962275146049,0.85944118649775025,0.88895835573544124,0.91892979454771406,0.94935419490465145,0.98023027559835973,1.011556781236554,0,0,0,0,0,0,0,0,0,0,0,0,134.63462296776697,139.84182887347185,145.13907180402819,150.52606112497656,156.00251286874035,161.56814945535558,167.22269942999083,172.96589721595299,178.79748288199812,184.71720192287651,190.72480505213807,196.82004800631242,1042.5081750919678,1082.828819265229,1123.8466417155153,1165.5593919905048,1207.964871261147,1251.0609301592099,1294.8454667448295,1339.3164245939788,1384.4717909966953,1430.3095952577942,1476.8279070925046,1524.0248351101941,"","","","","","","","","","","","",20.778532163218319,21.582174591942564,22.399712682685369,23.23110158103017,24.076297461478781,24.935257484350885,25.807939755274706,26.694303287067783,27.59430796382534,28.507914507051268,29.435084443681149,30.375780075860867,7.3954692039166661,7.6815006129644932,7.972477748674776,8.2683846465196158,8.5692057081824622,8.874925686217825,9.1855296696332527,9.5010030703219766,9.8213316102812964,10.146501309557957,10.476498474866943,10.811309688835125,1206.0087541704631,1252.653040525777,1300.1038463170037,1348.3585681447014,1397.4146623289766,1447.2696424078856,1497.9210767862262,1549.3665865230569,1601.6038432473476,1654.6305671921843,1708.4445253387889,1763.0435296624389]
[369,2,2,2,2,0,3.4393063583815029,3.4393063583815029,3.4393063583815029,3.4393063583815029,"",0.3106365050299284,0.3106365050299284,0.3106365050299284,0.3106365050299284,"",8.5221965317919067E-5,0,1.6581759537572256E-2,7.3047398843930635E-4,"",0.13123279619877026,0.13630843110103461,0.14147182805344788,0.14672270376504118,0.15206078144327564,0.15748579052182871,0.16299746640474574,0.16859555022568709,0.17427978862111815,0.18004993351639939,0.18590574192382683,0.19184697575176024,0,0,0,0,0,0,0,0,0,0,0,0,25.534152631817875,26.521726165658453,27.526375686970862,28.548046075426587,29.586683475105925,30.642235241532958,31.714649891894815,32.803877058197983,33.909867443137564,35.032572778476577,36.17194578575031,37.327940139128216,197.71706768985595,205.36408641237099,213.1433286012184,221.054367446475,229.09678592883819,237.2701764095053,245.57414024470907,254.00828742299595,262.57223622351114,271.26561289371955,280.08805134513017,289.03919286572648,"","","","","","","","","","","","",3.9407560999207161,4.0931710432994519,4.2482213708541217,4.4058985757126177,4.5661943461425274,4.7291005573768912,4.89460926393141,5.0627126923749239,5.2334032345185983,5.4066734409924821,5.5825160151809063,5.7609238074908538,1.4025889869497126,1.4568363231484383,1.5120216419900436,1.5681419157192373,1.6251941860346049,1.6831755611792427,1.7420832132063067,1.8019143754058922,1.8626663398809353,1.9243364552609918,1.9869221245437303,2.0504208030549371,228.725798204743,237.57212837557839,246.57141912908688,255.72317671709848,265.02691871756451,274.48217356011622,284.08848008014638,293.84538709920048,303.75245302966931,313.80924550196602,324.01534101252895,334.37032459115227]
[370,2,2,2,2,0,3.4393063583815029,3.4393063583815029,3.4393063583815029,3.4393063583815029,"",0.3106365050299284,0.3106365050299284,0.3106365050299284,0.3106365050299284,"",8.5221965317919067E-5,0,1.6581759537572256E-2,7.3047398843930635E-4,"",0.77546652299273333,0.80545891105156819,0.8359698930431011,0.86699779497524332,0.89854098125571968,0.93059785308353316,0.96316684693713372,0.9962464331517874,1.0298351145793347,1.0639314253241783,1.0985339295498859,1.1336412203513104,0,0,0,0,0,0,0,0,0,0,0,0,150.88362918801471,156.71929097889088,162.65585633210054,168.69299953661167,174.83040235289866,181.06775369996748,187.40474936119665,193.84109170753354,200.37648943672198,207.01065732736157,213.74331600670641,220.57419173121215,1168.3281272582396,1213.5150560731013,1259.483305370836,1306.2303530928066,1353.753735034044,1402.0510424198042,1451.1199196278262,1500.958062044976,1551.5632140480207,1602.9331670992517,1655.0657579484964,1707.9588669338382,"","","","","","","","","","","","",23.286286044986046,24.186919801314939,25.10312628231981,26.034855220120015,26.982057499933116,27.944685111772543,28.922691105049239,29.916029545851824,30.92465547670081,31.948524878591936,32.987594635159901,34.041822498809587,8.288025831975574,8.6085782731498632,8.9346733390320754,9.2662931383409486,9.6034201902044831,9.9460374069682533,10.294128078037266,10.647675854671181,11.006664735660074,11.371079053814951,11.740903463212952,12.116122927142811,1351.5615348462088,1403.8353040375086,1457.0129312173315,1511.0914987828546,1566.0681560583362,1621.940116491596,1678.7046550190464,1736.3591055861843,1794.9008588116828,1854.3273597843443,1914.6361059831256,1975.8246453113541]
[371,2,2,2,2,0,3.4393063583815029,3.4393063583815029,3.4393063583815029,3.4393063583815029,"",0.3106365050299284,0.3106365050299284,0.3106365050299284,0.3106365050299284,"",8.5221965317919067E-5,0,1.6581759537572256E-2,7.3047398843930635E-4,"",2.3860508399776412E-2,2.4783351109279022E-2,2.5722150555172341E-2,2.6676855230007485E-2,2.7647414807868302E-2,2.8633780094877943E-2,2.9635902982681046E-2,3.0653736404670388E-2,3.1687234294748755E-2,3.2736351548436259E-2,3.3801043986150345E-2,3.4881268318501864E-2,0,0,0,0,0,0,0,0,0,0,0,0,4.6425732057850686,4.8221320301197181,5.0047955794492474,5.1905538318957429,5.3793969954738046,5.5713154984605371,5.7662999803445132,5.964341283308725,6.1654304442068302,6.3695586869957417,6.5767174155909665,6.7868982071142216,35.948557761791989,37.338924802249267,38.753332472948806,40.191703172086363,41.653961077970585,43.140032074455505,44.6498436808562,46.18332498599927,47.740406586092938,49.32102052613083,50.925100244569123,52.552580521041179,"","","","","","","","","","","","",0.71650110907649378,0.74421291696353664,0.7724038856098403,0.80107246831138512,0.830217153844096,0.85983646497761657,0.88992895707843833,0.92049321679544083,0.95152786082156338,0.98303153472590576,1.0150029118510742,1.0474406922710644,0.25501617944540228,0.2648793314815342,0.27491302581637156,0.28511671194895227,0.29548985200629185,0.30603192021440778,0.31674240240114671,0.32762079552834406,0.33866660725107917,0.3498793555019985,0.36125856809886009,0.37280378237362499,41.586508764498731,43.194932431923334,44.831167114379447,46.495123039472446,48.186712494102643,49.905849738202946,51.652450923662983,53.426434018036453,55.227718732667157,57.056226454902912,58.911880184096169,60.794604471118589]
[372,2,2,2,2,0,3.4393063583815029,3.4393063583815029,3.4393063583815029,3.4393063583815029,"",0.3106365050299284,0.3106365050299284,0.3106365050299284,0.3106365050299284,"",8.5221965317919067E-5,0,1.6581759537572256E-2,7.3047398843930635E-4,"",1.9446314345817777,2.0198431154062404,2.096355270246546,2.1741637012456101,2.2532643068412668,2.3336530777325524,2.4153260930885048,2.4982795169806362,2.582509595022024,2.668012651197555,2.7547850848712527,2.842823367957902,0,0,0,0,0,0,0,0,0,0,0,0,378.36971627148307,393.00376045475713,407.89083972511372,423.03013729950305,438.4208551311151,454.0622131245338,469.95344839807774,486.09381458966106,502.48258120285675,519.11903299015285,536.00246937066379,553.13220387980903,2929.8074575860478,3043.1223713833156,3158.3965965453276,3275.6238085250384,3394.7978278546029,3515.9126140681237,3638.9622599897793,3763.9409863589399,3890.8431367665748,4019.6631728796624,4150.3956699323835,4283.0353124648564,"","","","","","","","","","","","",58.394840389734249,60.653352732528241,62.950916677201995,65.287406167377881,67.662698038293826,70.076671895675759,72.529210001892707,75.020197168828417,77.549520656957426,80.117070080161326,82.722737315862531,85.366416420091753,20.783818624800286,21.587665515745041,22.405411604034285,23.237012023839611,24.082422938512785,24.941601497474231,25.814505795693453,26.701094835560038,27.601328490962956,28.515167473412877,29.442573300057099,30.383508263450437,3389.300464306647,3520.3869932017519,3653.7401198219241,3789.3525277170047,3927.2170682693654,4067.3267536635399,4209.674750278532,4354.2543724699699,4501.059076712374,4650.0824560745868,4801.3182350038378,4954.7602643961654]
[373,2,2,2,2,0,3.4393063583815029,3.4393063583815029,3.4393063583815029,3.4393063583815029,"",0.3106365050299284,0.3106365050299284,0.3106365050299284,0.3106365050299284,"",8.5221965317919067E-5,0,1.6581759537572256E-2,7.3047398843930635E-4,"",0.26246559239754053,0.27261686220206921,0.28294365610689576,0.29344540753008236,0.30412156288655129,0.31497158104365741,0.32599493280949149,0.33719110045137418,0.3485595772422363,0.36009986703279878,0.37181148384765367,0.38369395150352048,0,0,0,0,0,0,0,0,0,0,0,0,51.06830526363575,53.043452331316907,55.052751373941724,57.096092150853174,59.17336695021185,61.284470483065917,63.429299783789631,65.607754116395967,67.819734886275128,70.065145556953155,72.34389157150062,74.655880278256433,395.4341353797119,410.72817282474199,426.2866572024368,442.10873489295,458.19357185767637,474.54035281901059,491.14828048941814,508.0165748459919,525.14447244702228,542.5312257874391,560.17610269026034,578.07838573145295,"","","","","","","","","","","","",7.8815121998414321,8.1863420865989038,8.4964427417082433,8.8117971514252353,9.1323886922850548,9.4582011147537823,9.7892185278628201,10.125425384749848,10.466806469037197,10.813346881984964,11.165032030361813,11.521847614981708,2.8051779738994251,2.9136726462968765,3.0240432839800873,3.1362838314384747,3.2503883720692097,3.3663511223584854,3.4841664264126133,3.6038287508117843,3.7253326797618707,3.8486729105219837,3.9738442490874606,4.1008416061098742,457.451596409486,475.14425675115677,493.14283825817375,511.44635343419696,530.05383743512903,548.96434712023245,568.17696016029277,587.69077419840096,607.50490605933862,627.61849100393204,648.0306820250579,668.74064918230454]
[374,1,1,1,1,0,1.7196531791907514,1.7196531791907514,1.7196531791907514,1.7196531791907514,"",-0.90534191926485708,-0.90534191926485708,-0.90534191926485708,-0.90534191926485708,"",2.5635982658959534E-5,0,4.9880297687861248E-3,2.1973699421965316E-4,"",3.2980985801509553,3.4256577326601172,3.5554224915525254,3.6873857372546484,3.8215405135093179,3.9578800205345401,4.0963976085936089,4.2370867719445746,4.3799411431401358,4.5249544876517325,4.6721206987939548,4.8214337929276265,0,0,0,0,0,0,0,0,0,0,0,0,641.71575230937128,666.53511884043962,691.78363335636254,717.4599105915471,743.5625970570984,770.09036970972033,797.04193470064172,824.41602619835828,852.21140527955174,880.42685888309393,909.06119882248061,938.11326085248936,4968.9589729677245,5161.1412804521624,5356.6465837059886,5555.4641562854877,5757.5835178015432,5962.9944236126012,6171.6868551373291,6383.6510107387994,6598.8772971366297,6817.356321307574,7039.0788828385685,7264.0359666996355,"","","","","","","","","","","","",329.2322596206489,341.96583534474507,354.91958543772165,368.09279918908146,381.48478219136206,395.09485565721485,408.92235577754235,422.96663311750501,437.22705204750827,451.70299020655369,466.39383799556845,481.29899809855402,117.17993445516234,121.71205281576498,126.32253536262274,131.01112914054357,135.77758699689107,140.62166733852035,145.54313390332689,150.54175554527407,155.61730603187084,160.76956385316831,165.99831204142617,171.30333800068067,6060.3850179330575,6294.7799451857718,6533.2277603542479,6775.7153809439142,7022.2300245604047,7272.7591963385912,7527.2906771274329,7785.812512371881,8048.3130016387004,8314.7806887380411,8585.2043523968368,8859.5729974442875]
[375,2,2,2,2,0,3.4393063583815029,3.4393063583815029,3.4393063583815029,3.4393063583815029,"",0.3106365050299284,0.3106365050299284,0.3106365050299284,0.3106365050299284,"",8.5221965317919067E-5,0,1.6581759537572256E-2,7.3047398843930635E-4,"",40.133375128423921,41.685596565807309,43.264657233799866,44.870470496872585,46.50295170683448,48.162018119584694,49.847588816869504,51.559584632655579,53.297928083767403,55.062543304469784,56.853355984704876,58.670293311720137,0,0,0,0,0,0,0,0,0,0,0,0,7808.8081321304844,8110.826074661366,8418.0661646336339,8730.5115452486407,9048.1457463869374,9370.952668410624,9698.9165669394679,10032.022038525272,10370.254007155889,10713.597711526836,11062.038693024007,11415.56278436612,60465.474155334123,62804.071517383265,65183.105219499877,67602.444735449259,70061.962533146521,72561.533949234145,75101.037071200102,77680.352626450738,80299.363877808326,82957.956524952038,85656.018611365274,88393.440436391276,"","","","","","","","","","","","",1205.1548654666624,1251.7661263326684,1299.1833355957513,1347.4038916997497,1396.4252527657691,1446.2449340923508,1496.8605058059329,1548.2695906499312,1600.4698619018695,1653.4590414089735,1707.2348977335066,1761.7952443999304,428.9372138271666,445.52703555194051,462.40370942313689,479.56630949813768,497.01393107458279,514.74568980063373,532.76072083872862,551.05817807867459,569.63723339631508,588.49707595436143,607.63691154228275,627.05596195243731,69948.50774188686,72653.876350495048,75406.023086386194,78204.796952392644,81050.050415080637,83941.639259657342,86879.422453601117,89863.262018337278,92893.02290834616,95968.572897146689,99089.78246964977,102256.52472042148]
[376,2,2,2,2,0,3.4393063583815029,3.4393063583815029,3.4393063583815029,3.4393063583815029,"",0.3106365050299284,0.3106365050299284,0.3106365050299284,0.3106365050299284,"",8.5221965317919067E-5,0,1.6581759537572256E-2,7.3047398843930635E-4,"",4.0520779063671206,4.205571615770678,4.3616658301062241,4.5203523210864676,4.681623045512544,4.8454701376683502,5.0118859021636091,5.1808628071914224,5.3523934781693283,5.5264706917355815,5.7030873700750551,5.8822365755512891,0,0,0,0,0,0,0,0,0,0,0,0,788.41858692457413,818.28407723995213,848.65555151495403,879.53140875996701,910.91008399829798,942.79004678632771,975.16979982097655,1008.0478776278169,1041.4228453238038,1075.2932974491232,1109.6578568631751,1144.5151737001224,6104.9142051677563,6336.1698593271294,6571.3434686361206,6810.4226362481904,7053.3952441734773,7300.2494418199876,7550.9736352108803,7805.5564768261956,8063.9868560223913,8326.2538899870524,8592.3469151902336,8862.2554792970186,"","","","","","","","","","","","",121.67881192353826,126.28803529720889,130.97534856891147,135.74050465350967,140.58326202384032,145.50338448232463,150.50064094605457,155.57480524432563,160.72565592768561,165.95297608765063,171.25655318631902,176.63617889517852,43.307770697230858,44.948279720976757,46.616582403653702,48.312590803028712,50.036218955055674,51.787382792587479,53.566000068884257,55.371990285551448,57.205274624576759,59.065775884163628,60.953418418087686,62.868128078325135,7062.3714526194663,7329.8958232010382,7601.9526169537457,7878.5274927857827,8159.6064321961831,8445.175726018897,8735.2219619489588,9029.7320127910825,9328.6930253766259,9632.0924100997254,9939.9178310278912,10252.157196546195]
[377,2,2,2,2,0,3.4393063583815029,3.4393063583815029,3.4393063583815029,3.4393063583815029,"",0.3106365050299284,0.3106365050299284,0.3106365050299284,0.3106365050299284,"",8.5221965317919067E-5,0,1.6581759537572256E-2,7.3047398843930635E-4,"",0.99133404437116091,1.0288860222068938,1.0670742092002994,1.1058965923147321,1.1453512037951179,1.1854361193072416,1.2261494561868154,1.2674893717899502,1.3094540619374504,1.3520417594460137,1.3952507327400747,1.4390792845385416,0,0,0,0,0,0,0,0,0,0,0,0,192.88528120478875,200.19182317796995,207.62215327582973,215.17587981895221,222.85261993842153,230.65199921378047,238.57365133234902,246.61721776827321,254.78234747982967,263.06869662363869,271.47592828456885,280.00371222021346,1493.5569920899709,1550.1332989179523,1607.6681268834545,1666.1584431188235,1725.6012829782205,1785.9937472342476,1847.3329994399708,1909.6162634437176,1972.840821045233,2037.004009782765,2102.1032208416473,2168.1358970757233,"","","","","","","","","","","","",29.76851667854147,30.896155424393619,32.042898732455406,33.208686153763836,34.393458599104669,35.597158283137524,36.819728671817636,38.061114432862539,39.321261389036231,40.600116474042963,41.897627690842576,43.213744072214922,10.595173259261371,10.996521032654865,11.40466847795809,11.819594080251674,12.241276808576311,12.669696096045866,13.104831821133763,13.546664290043168,13.99517422007994,14.450342723954405,14.912151294945,15.380581792862419,1727.7972972769335,1793.2466845751778,1859.8049215788981,1927.4684997641059,1996.2339895281179,2066.0980369465187,2137.0573607214578,2209.1087493066866,2282.249058196116,2356.4752073638469,2431.7841788447436,2508.1730144455523]
[378,2,2,2,2,0,3.4393063583815029,3.4393063583815029,3.4393063583815029,3.4393063583815029,"",0.3106365050299284,0.3106365050299284,0.3106365050299284,0.3106365050299284,"",8.5221965317919067E-5,0,1.6581759537572256E-2,7.3047398843930635E-4,"",0.21065848442887167,0.21863827971896493,0.22675326945506366,0.2350030258668806,0.24338713080646254,0.25190517535278883,0.2605567594396983,0.26934149150536446,0.27825898816170819,0.28730887388227788,0.29649078070726587,0.30580434796444012,0,0,0,0,0,0,0,0,0,0,0,0,40.988122256017611,42.540762425318611,44.119707571113821,45.724874461527342,47.356181736914571,49.013549832928355,50.696900908124157,52.406158775758065,54.141248839463806,55.902098032523227,57.688634760470883,59.500788846795359,317.38086081911877,329.40332602006481,341.62947696273415,354.05866916275005,366.69027263287182,379.52367128727764,392.55826238099377,405.79345598179003,419.22867447211212,432.86335207883752,446.69693442885006,460.72887812859113,"","","","","","","","","","","","",6.3258097941900617,6.5654330276836435,6.8091159806467738,7.056845807674816,7.308609952309741,7.5643961351667253,7.824192342761247,8.0879868169832907,8.3557680451702012,8.6275247507341302,8.9032458843040487,9.1829206153456706,2.2514743175930412,2.3367607194391584,2.4234920515660945,2.5116637420534809,2.6012713218224661,2.692310420409747,2.7847767619909245,2.8786661616341735,2.973974521766988,3.0706978288403111,3.1688321501758128,3.2683736309832638,367.15692567134835,381.0649204722252,395.20854583551585,409.58705619987256,424.19972277472505,439.04583285113523,454.12468915330982,469.43560922767091,484.97792486667481,500.75098156481749,516.75413800450804,532.98676556967985]
[379,2,2,2,2,0,3.4393063583815029,3.4393063583815029,3.4393063583815029,3.4393063583815029,"",0.3106365050299284,0.3106365050299284,0.3106365050299284,0.3106365050299284,"",8.5221965317919067E-5,0,1.6581759537572256E-2,7.3047398843930635E-4,"",1.4498260398928227,1.5047458074775819,1.5605960309554379,1.6173737662602954,1.6750761355503598,1.7337003244868407,1.7932435796732173,1.8537032062428023,1.9150765655835211,1.9773610731897948,2.040554196632359,2.1046534536376171,0,0,0,0,0,0,0,0,0,0,0,0,282.09472376200353,292.78054139778101,303.64739916590094,314.69472423521756,325.92195665994143,337.32854885015388,348.91396507356035,360.67768098609957,372.61918318925086,384.73796881207153,397.03354511618187,409.50542912206214,2184.3271009315822,2267.0699496675047,2351.214635567052,2436.756723061279,2523.6918763556473,2612.0158553300871,2701.7245116809568,2792.8137852864375,2885.2797007786539,2979.1183643072932,3074.3259604809086,3170.8987494732451,"","","","","","","","","","","","",43.536455642366889,45.185627308175654,46.862739396216028,48.567703499879606,50.300433201190572,52.060843989088625,53.84885318253329,55.664379858061459,57.507344781465498,59.377670343287825,61.27528049785726,63.200100705614318,15.495440891669752,16.082412010257737,16.679327649013707,17.28615634236807,17.902867332542854,18.529430540467079,19.165816538408126,19.811996524188132,20.467942296866916,21.133626233783314,21.809021268857059,22.494100872061285,2526.903547267515,2622.623276191197,2719.9646978091382,2818.9226809050047,2919.4922096848723,3021.6683790342836,3125.4463900551323,3230.8215458610293,3337.7892476118209,3446.3449907696258,3556.4843615604373,3668.2030336266207]
[380,2,2,2,2,0,3.4393063583815029,3.4393063583815029,3.4393063583815029,3.4393063583815029,"",0.3106365050299284,0.3106365050299284,0.3106365050299284,0.3106365050299284,"",8.5221965317919067E-5,0,1.6581759537572256E-2,7.3047398843930635E-4,"",3.7546776930557719,3.8969058091086102,4.0415435673461344,4.1885833433920485,4.3380176843740088,4.4898393018761782,4.6440410653075634,4.8006159956544368,4.9595572595880926,5.1208581639017758,5.2845121502530326,5.4505127901897268,0,0,0,0,0,0,0,0,0,0,0,0,730.5530025631374,758.22653028656123,786.36890553220508,814.97864481428144,844.05429801677155,873.59444702219355,903.59770442127171,934.062712297335,964.98814107985481,996.37268846203153,1028.2150783778045,1060.5140600340585,5656.8471075407642,5871.1298696517433,6089.0430305710843,6310.5751033125443,6535.7148592800104,6764.4513176497139,6996.7737353788889,7232.6715977930817,7472.1346097088208,7715.1526870522221,7961.7159489377382,8211.8147101743016,"","","","","","","","","","","","",112.7482569199758,117.01918866989082,121.36247894917484,125.77789880738054,130.26522444410892,134.82423699738339,139.45472234450926,144.15647091446687,148.92927751097471,153.77294114543773,158.68726487906625,163.67205567351402,40.129218719452439,41.649323411180298,43.195181860266267,44.766712578953211,46.363835912482784,47.986473963773726,49.634550522544124,51.3079909985385,53.006722358552771,54.73067306697731,56.479773029604182,58.253953540466412,6544.0322634363856,6791.9218178284837,7044.0111404800755,7300.2869428565509,7560.7362353377475,7825.3463149349418,8094.1047537325212,8366.9993879990761,8644.0183079177914,8925.1498478905705,9210.3825773744666,9499.7052922125313]
[381,2,2,2,2,0,3.4393063583815029,3.4393063583815029,3.4393063583815029,3.4393063583815029,"",0.3106365050299284,0.3106365050299284,0.3106365050299284,0.3106365050299284,"",8.5221965317919067E-5,0,1.6581759537572256E-2,7.3047398843930635E-4,"",0.48327534663094091,0.50158193582586064,0.52019867698514599,0.53912458875343183,0.55835871185011987,0.57790010816228021,0.59774785989107249,0.61790106874760076,0.63835885519450708,0.65912035772993149,0.68018473221078624,0.70155115121253908,0,0,0,0,0,0,0,0,0,0,0,0,94.031574587334518,97.593513799260322,101.215799721967,104.89824141173918,108.64065221998048,112.44284961671798,116.30465502452012,120.2258936620332,124.20639439641695,128.24598960402386,132.34451503872728,136.50180970735406,728.10903364386081,755.68998322250161,783.73821185568409,812.25224102042637,841.23062545188247,870.67195177669566,900.57483722698555,930.93792842881237,961.75990025955116,993.03945476909792,1024.7753201603027,1056.9662498244149,"","","","","","","","","","","","",14.512151880788965,15.061875769391886,15.62091313207201,16.18923449995987,16.766811067063525,17.353614663029543,17.949617727511093,18.554793286020487,19.169114927155164,19.792556781095943,20.425093499285754,21.066700235204774,5.1651469638899172,5.3608040034192452,5.5597758830045692,5.7620521141226897,5.9676224441809511,6.1764768468223599,6.3886055128027079,6.6039988413960442,6.8226474322889716,7.0445420779277717,7.2696737562856866,7.4980336240204286,842.30118242250512,874.20775873039884,906.65489926971281,939.64089363500148,973.16406989495749,1007.2227930114278,1041.8154633517106,1076.9405152870097,1112.5964158706067,1148.7816635898755,1185.4947871868121,1222.7343445422068]
[382,1,1,1,1,0,1.7196531791907514,1.7196531791907514,1.7196531791907514,1.7196531791907514,"",-0.90534191926485708,-0.90534191926485708,-0.90534191926485708,-0.90534191926485708,"",2.5635982658959534E-5,0,4.9880297687861248E-3,2.1973699421965316E-4,"",7.0824262155105808,7.350710265451359,7.6235396091227772,7.9008998647091451,8.182776973901662,8.46915718860485,8.7600270584273012,9.0553734188969095,9.3551833803463467,9.6594443174194957,9.9681438591539617,10.281269879598698,0,0,0,0,0,0,0,0,0,0,0,0,1378.0377865036294,1430.2381973635354,1483.3229925178882,1537.2893736762644,1592.134605493437,1647.8560129828286,1704.4509790825687,1761.9169423625124,1820.2513948616743,1879.4518800464782,1939.5159908810988,2000.4413680019172,10670.477076016441,11074.677376541216,11485.725676759988,11903.600308838881,12328.28009234379,12759.744314212106,13197.972709906113,13642.945445657888,14094.643101724039,14553.046656575934,15018.137471957898,15489.897278751587,"","","","","","","","","","","","",707.00227111535992,733.78369132934836,761.01884489581585,788.70629615189114,816.84464172873584,845.43250922451625,874.46855595566865,903.95146778048525,933.87995798961049,964.2527662585203,995.06865765751104,1026.3264217151043,251.63536490745756,261.16737452555304,270.86087635150466,280.71535940597721,290.73032420368742,300.90528228108934,311.23975575192679,321.73327688852521,332.38538772689861,343.19563969391709,354.16359325494369,365.28881758048237,13014.234924758399,13507.217350025103,14008.551930134319,14518.212237937723,15036.17244074355,15562.407275889147,16096.892027754706,16639.602506108309,17190.515025682569,17749.606386892268,18316.853857610608,18892.235155928687]
[383,2,2,2,2,0,3.4393063583815029,3.4393063583815029,3.4393063583815029,3.4393063583815029,"",0.3106365050299284,0.3106365050299284,0.3106365050299284,0.3106365050299284,"",8.5221965317919067E-5,0,1.6581759537572256E-2,7.3047398843930635E-4,"",34.808216632982386,36.126760454739554,37.467643170545514,38.830794097651022,40.216144143256059,41.623625739175516,43.053172780359546,44.504720566974619,45.978205749778716,47.473566278548148,48.990741353335864,50.529671378359538,0,0,0,0,0,0,0,0,0,0,0,0,6772.684436303146,7029.2353913364677,7290.1328568975714,7555.3630801429572,7824.9126175878246,8098.7683223938657,8376.9173324071016,8659.347058888492,8946.0451758855179,9236.9996101975121,9532.1985318919214,9831.6303453322435,52442.519884759102,54429.055458256589,56449.247105195289,58502.988334009671,60590.175048572753,62710.705449762514,64864.479942835955,67051.401050167522,69271.373328950736,71524.303293497331,73810.099341802328,76128.67168607132,"","","","","","","","","","","","",1045.2470418752873,1084.8412573390208,1125.1062817433403,1166.0399925740326,1207.6403150610624,1249.9052202166663,1292.8327229891963,1336.4208805238854,1380.6677905225345,1425.5715896948334,1471.1304522947098,1517.3425887356464,372.02302106581487,386.11534475909389,400.44642193230345,415.01549714283681,429.82183194113566,444.86470417241043,460.14340731955912,475.65724988414064,491.40555480255682,507.38765889484898,523.6029123437562,540.05067820188162,60667.282600636339,62965.374212145914,65302.400308939054,67678.237697967154,70092.765957306023,72545.867322284626,75037.426578332175,77567.330960031017,80135.470055911122,82741.735718563083,85386.021979686047,88068.224969719449]
[384,1,1,1,1,0,1.7196531791907514,1.7196531791907514,1.7196531791907514,1.7196531791907514,"",-0.90534191926485708,-0.90534191926485708,-0.90534191926485708,-0.90534191926485708,"",2.5635982658959534E-5,0,4.9880297687861248E-3,2.1973699421965316E-4,"",0.44104261592708149,0.45741237654736661,0.4740539918825486,0.49096661843409961,0.50814943131629087,0.5256016235056381,0.54332240513381447,0.56131100282078084,0.57956665904516969,0.59808863154923764,0.61687619277592187,0.63592862933576622,0,0,0,0,0,0,0,0,0,0,0,0,85.814291841812107,88.999379551073304,92.237362420575863,95.528076329606208,98.871360778969702,102.26705874495413,105.71501654175073,109.21508369170046,112.76711280278869,116.3709594528659,120.02648208011504,123.73354187933046,664.48064259247303,689.14354060559913,714.2160185303328,739.69680554062734,765.58465885272631,791.87836259436676,818.5767267394732,845.67858610344229,873.18279939455601,901.0882483174737,929.39383672509496,958.09848981542291,"","","","","","","","","","","","",44.027021479760897,45.661130693748952,47.322377769113459,49.010678503724151,50.725950553470973,52.468113357340115,54.237088066829109,56.032797479376626,57.855165975511213,59.704119459450652,61.57958530290626,63.481492291868818,15.670042471533179,16.25165258109028,16.842921564358633,17.443819452221241,18.054316936865359,18.674385345115606,19.303996613311512,19.943123263613913,20.591738381635025,21.249815595296617,21.91732905482894,22.59425341383082,810.43304100150635,840.51311580805907,871.0927342762634,902.17034644461296,933.74443655334858,965.81352166528222,998.37615036649845,1031.430901540954,1064.9763832135361,1099.0112314566361,1133.5341093557211,1168.5437060297886]
[385,2,2,2,2,0,3.4393063583815029,3.4393063583815029,3.4393063583815029,3.4393063583815029,"",0.3106365050299284,0.3106365050299284,0.3106365050299284,0.3106365050299284,"",8.5221965317919067E-5,0,1.6581759537572256E-2,7.3047398843930635E-4,"",1.5433290333103407,1.600611313800449,1.6588448884720981,1.7180268056926766,1.7781541789608626,1.8392241842802228,1.9012340576849256,1.9641810929061754,2.0280626391690202,2.0928760991101116,2.1586189268078124,2.2252886259168267,0,0,0,0,0,0,0,0,0,0,0,0,300.28773476695488,311.43322991374458,322.76381972842825,334.27892990763229,345.97799882067073,357.86047699852344,369.92582665240985,382.17352121974449,394.60304493545806,407.21389242685319,420.00556833032016,432.97758692838835,2325.1999483769282,2411.5021903251818,2499.237664678235,2588.4019244673304,2678.9906208513717,2770.999499159956,2864.4243951655767,2959.2612315678498,3055.5060146741471,3153.1548312624705,3252.2038456135847,3352.6492967006261,"","","","","","","","","","","","",46.344233136590418,48.064348098683105,49.813029230645753,51.590187898656993,53.39573742470629,55.229593007726443,57.091671649293808,58.981892083554349,60.900174711064437,62.84644153626386,64.820616108322383,66.822623465125076,16.494781548982296,17.107002716937135,17.729391120377507,18.361915212864464,19.004544144068802,19.65724773170064,20.319996435064752,20.992761330119912,21.675514085931603,22.368226942417497,23.070872689293626,23.783424646137707,2689.8700268627663,2789.7073823683472,2891.2027496461587,2994.3509842921767,3099.1470554197781,3205.586041082187,3313.6631239600301,3423.3735872941747,3534.7128110457702,3647.6762682671151,3762.2595216683289,3878.4582203661939]
[386,2,2,2,2,0,3.4393063583815029,3.4393063583815029,3.4393063583815029,3.4393063583815029,"",0.3106365050299284,0.3106365050299284,0.3106365050299284,0.3106365050299284,"",8.5221965317919067E-5,0,1.6581759537572256E-2,7.3047398843930635E-4,"",0.37297118304999893,0.38681440083510854,0.40088751471409034,0.41518981137573024,0.42972059324887513,0.44447917786772062,0.45946489727385703,0.47467709745232572,0.49011513779917987,0.50577839061827701,0.52166624064522138,0.5377780845965664,0,0,0,0,0,0,0,0,0,0,0,0,72.569535902014096,75.263030562488282,78.001256434370177,80.78407472767779,83.611349714995413,86.482948607976496,89.398741440999061,92.358600961438256,95.362402526069033,98.410024003156209,101.50134567982737,104.63625017436051,561.92332085775763,582.77969599525238,603.98243563057349,625.53046507960494,647.42273337241477,669.6582122969894,692.23589549834765,715.15479762889709,738.41395354625229,762.01241755509704,785.94926268994959,810.2235800359847,"","","","","","","","","","","","",11.199856341342684,11.615550790515085,12.03814873073939,12.467628742175442,12.903969877637353,13.347151643533891,13.79715398191267,14.253957253525634,14.717542221840574,15.187890037930433,15.664982226177909,16.148800670738559,3.986238874337388,4.1341923232598079,4.2846028540912311,4.4374628431089125,4.5927648348166263,4.7505015351609883,4.9106658051406482,5.0732506547789784,5.2382492374334717,5.4056548444175627,5.5754608999126258,5.7476609561499457,650.05192315850184,674.1792840723507,698.70733116448832,723.63482120394281,748.9605383931131,774.68329326152843,800.80192162367382,827.31528359609217,854.22226266939447,881.52176483121946,909.21271773651279,937.29406992183021]
[387,2,2,2,2,0,3.4393063583815029,3.4393063583815029,3.4393063583815029,3.4393063583815029,"",0.3106365050299284,0.3106365050299284,0.3106365050299284,0.3106365050299284,"",8.5221965317919067E-5,0,1.6581759537572256E-2,7.3047398843930635E-4,"",1.7748283883068916,1.8407030108705165,1.9076716217429124,1.9757308265465778,2.0448773058049916,2.1151078119222566,2.186419166337664,2.2588082568421015,2.3322720350443733,2.4068075139766285,2.4824117658289842,2.5590819198043504,0,0,0,0,0,0,0,0,0,0,0,0,345.33089498199803,358.14821440080624,371.17839268769245,384.42076939377711,397.8746986437713,411.53954854830198,425.4147006502713,439.49954940270607,453.79350167577667,468.29597629088124,483.00640357986811,497.92422496764652,2673.9799406334669,2773.2275188739591,2874.12331437997,2976.6622131374297,3080.8392139790767,3186.6494240339489,3294.0880544404131,3403.1504163030268,3513.8319168752687,3626.1280559518409,3740.034422455622,3855.54669120572,"","","","","","","","","","","","",53.295868107078974,55.274000313485573,57.284983615242609,59.328716083455539,61.405098038412227,63.514031958885411,65.655422396687868,67.829175896087492,70.035200917724097,72.273407766703428,74.543708524570732,76.846016984893836,18.968998781329638,19.673053124477704,20.388799788434131,21.116202494794134,21.855225765679119,22.605834891455736,23.367995900324463,24.141675529637894,24.926841198821343,25.723460983780122,26.531503592687667,27.35093834305836,3093.3505308921804,3208.1634897235995,3324.8831620930819,3443.5036319360029,3564.0191137327447,3686.4239472445142,3810.7125925540345,3936.8796253883006,4064.919732702635,4194.8277085071823,4326.5984499185779,4460.2269534211227]
[388,1,1,1,1,0,1.7196531791907514,1.7196531791907514,1.7196531791907514,1.7196531791907514,"",-0.90534191926485708,-0.90534191926485708,-0.90534191926485708,-0.90534191926485708,"",2.5635982658959534E-5,0,4.9880297687861248E-3,2.1973699421965316E-4,"",4.6425538518640168E-2,4.8148671215512279E-2,4.9900420198163022E-2,5.1680696677273645E-2,5.3489413822767465E-2,5.5326486684804027E-2,5.7191832119348904E-2,5.9085368717976934E-2,6.1007016741596809E-2,6.2956698057814509E-2,6.4934336081675995E-2,6.6939855719554325E-2,0,0,0,0,0,0,0,0,0,0,0,0,9.0330833517696973,9.3683557422182435,9.7091960442711436,10.055586982063812,10.407511660944181,10.764953552100437,11.127896478079027,11.496324599126366,11.870222400293548,12.249574679249045,12.634366534748953,13.024583355718995,69.945330799207696,72.541425326905198,75.180633529508725,77.862821635855511,80.587858826602769,83.355617115196509,86.165971235734034,89.018798537204461,91.913978883637483,94.851394559734103,97.830930181588968,100.8524726121498,"","","","","","","","","","","","",4.6344233136590427,4.8064348098683114,4.9813029230645753,5.1590187898656996,5.3395737424706295,5.5229593007726452,5.7091671649293803,5.8981892083554355,6.0900174711064441,6.2846441536263864,6.4820616108322389,6.6822623465125073,1.6494781548982296,1.7107002716937139,1.7729391120377509,1.8361915212864466,1.90045441440688,1.9657247731700642,2.0319996435064751,2.0992761330119913,2.1675514085931606,2.23682269424175,2.3070872689293629,2.3783424646137705,85.308741158053294,88.475064821900986,91.693972029080342,94.965299625748756,98.288888058247238,101.66458122792446,105.09222635436825,108.57167384641623,112.10277718037223,115.68539278490911,119.31937993218119,123.00460063471463]
[389,1,1,1,1,0,1.7196531791907514,1.7196531791907514,1.7196531791907514,1.7196531791907514,"",-0.90534191926485708,-0.90534191926485708,-0.90534191926485708,-0.90534191926485708,"",2.5635982658959534E-5,0,4.9880297687861248E-3,2.1973699421965316E-4,"",5.3776248784091525,5.577221082463506,5.780132006287217,5.9863473651175303,6.195857101137233,6.4086513743231324,6.6247205538245817,6.8440552098323275,7.066646105901631,7.2924841916968459,7.5215605961274692,7.7538666208483775,0,0,0,0,0,0,0,0,0,0,0,0,1046.3321549133234,1085.1678734736131,1124.648541794741,1164.7721587557248,1205.536767392701,1246.9404531183006,1288.9813420441537,1331.657599398804,1374.9674280340028,1418.9090670130145,1463.480790275087,1508.6809053707836,8102.0008175748908,8402.7151003665167,8708.4233838347627,9019.1101728199301,9334.7603140814899,9655.3589825102626,9980.8916681391929,10311.344163892849,10646.702554021344,10986.9532031692,11332.082746034055,11682.07807757402,"","","","","","","","","","","","",536.82070049883907,556.74536547641264,577.00092192164675,597.58634315944357,618.50062516951459,639.74278567283136,661.31186327098658,683.20691663450464,705.42702373649649,727.97128112838971,750.83880325473433,774.02872180436543,191.06455294237827,198.15611480452185,205.36544714437284,212.6921845490134,220.13596966879697,227.69645289219909,235.37329203950006,243.16615207388898,251.07470482870778,259.09862874966933,267.2376086509845,275.49133548442848,9881.5958508078402,10248.361675203527,10621.218426701811,11000.147206649228,11385.129533413639,11776.147325567916,12173.182886047656,12576.21888720988,12985.238356726451,13400.224664251971,13821.161508810988,14248.032906854445]
[390,1,1,1,1,0,1.7196531791907514,1.7196531791907514,1.7196531791907514,1.7196531791907514,"",-0.90534191926485708,-0.90534191926485708,-0.90534191926485708,-0.90534191926485708,"",2.5635982658959534E-5,0,4.9880297687861248E-3,2.1973699421965316E-4,"",16.67837471282148,17.297410134172786,17.926725956190065,18.566290281310557,19.216071915829215,19.876040341515843,20.546165688876094,21.226418711933214,21.916770764418654,22.617193777269861,23.327660237342098,24.048143167249894,0,0,0,0,0,0,0,0,0,0,0,0,3245.1351941232633,3365.5818003919039,3488.0286789044089,3612.4696233064251,3738.8985641941972,3867.3095635920813,3997.6968097498898,4130.0546122361466,4264.3773973054567,4400.6597035202203,4538.8961776085616,4679.0815705420491,25127.860089615362,26060.507048690692,27008.642595476013,27972.218672681094,28951.188283457046,29945.505448634347,30955.12516643745,31980.003374490705,33020.096913946763,34075.363495584483,35145.761667735831,36231.250785914817,"","","","","","","","","","","","",1664.9165754320111,1726.7117054451908,1789.5330751109489,1853.3775002592529,1918.2418669825736,1984.1231288025726,2051.0183040008797,2118.9244731016902,2187.8387764949903,2257.7584121902796,2328.6806336914815,2400.6027479846184,592.57502714718896,614.56907260596665,636.92837599956204,659.65180402215606,682.73824837567167,706.18662476134557,729.99587192970114,754.16495078455785,778.69284353709293,803.5785529063487,828.82110136287349,854.41953041249712,30647.165261030648,31784.667037267925,32941.059451447123,34116.283890550243,35310.283034925313,36523.000806131859,37754.382317806791,39004.373829325035,40272.922702048716,41559.977357978598,42865.487240636096,44189.402778021235]
[391,2,2,2,2,0,3.4393063583815029,3.4393063583815029,3.4393063583815029,3.4393063583815029,"",0.3106365050299284,0.3106365050299284,0.3106365050299284,0.3106365050299284,"",8.5221965317919067E-5,0,1.6581759537572256E-2,7.3047398843930635E-4,"",2.1608252736306066,2.2394405994373328,2.3193361876851135,2.4005081415971645,2.4829526487783018,2.5666659778746492,2.6516444754233373,2.7378845628781781,2.825382733798651,2.9141355511905469,3.004139644987716,3.0953917096651988,0,0,0,0,0,0,0,0,0,0,0,0,420.43486038355525,435.73115663337819,451.27655537530364,467.07029840790551,483.1116439480067,499.3998659807533,515.93425364665507,532.71411066286839,549.73875477625188,567.00751724593215,584.51974235332432,602.27478693771457,3255.5279569389954,3373.9708473156174,3494.3425980308966,3616.6373381493513,3740.8493238659407,3866.9729334735284,3995.0026626165973,4124.933119810099,4256.7590222043355,4390.475191578339,4526.0765505458457,4663.5581189592003,"","","","","","","","","","","","",64.886869933222201,67.247589461371774,69.646753663186956,72.084245523353488,74.559950560430707,77.073756726546634,79.625554312798371,82.21523585993701,84.842696073956219,87.507831746235226,90.210541677918854,92.950726608242846,23.094453667865135,23.934678012509639,24.78858553736703,25.65613459449288,26.537284437795869,27.431995187337414,28.340227795661882,29.261944016007671,30.197106372263622,31.145678130546397,32.107623272285906,33.082906468714967,3766.1049661972684,3903.1237120223145,4042.3738287944398,4183.8485248166999,4327.5411554609527,4473.4452173460404,4621.5543428471356,4771.8622949117907,4924.362962160606,5079.0503542522429,5235.918597494363,5394.9619306835375]
[392,2,2,2,2,0,3.4393063583815029,3.4393063583815029,3.4393063583815029,3.4393063583815029,"",0.3106365050299284,0.3106365050299284,0.3106365050299284,0.3106365050299284,"",8.5221965317919067E-5,0,1.6581759537572256E-2,7.3047398843930635E-4,"",1.3871964719603893,1.4376655700091516,1.4889565649336529,1.5410669550994143,1.5939942930428599,1.6477361833269351,1.7022902805186853,1.7576542872798173,1.8138259525620966,1.8708030699001041,1.928583475794583,1.9871650481801273,0,0,0,0,0,0,0,0,0,0,0,0,269.90879925857865,279.72864376463781,289.70840591994801,299.84759897791463,310.14574673205368,320.60238309875513,331.21705172377852,341.9893056107303,352.91870676993943,364.00482588627744,375.24724200460321,386.64554223161912,2089.9685649484909,2166.00597605447,2243.2816678716868,2321.7918714045222,2401.5328992719615,2482.5011424768331,2564.6930673588031,2648.105212717594,2732.7341870941409,2818.5766661984403,2905.6293904738764,2993.8891627886214,"","","","","","","","","","","","",41.655768352192027,43.171291999892986,44.711496178836065,46.276305768078785,47.865647273362917,49.47944876272129,51.117639805747103,52.780151416255848,54.466915998095338,56.177867293879402,57.912940336441729,59.67207140282256,14.826069021345518,15.365472304327174,15.913659851149204,16.470604924859629,17.03628136747389,17.610663577056116,18.193726486103923,18.785445541140724,19.385796683428495,19.994756330721142,20.612301359986013,21.238409091026892,2417.7463980525677,2505.7090496933374,2595.1041863865535,2685.9274480304744,2778.1745689378949,2871.8413740986925,2966.9237756549514,3063.4177695730009,3161.3194324981664,3260.6249187792182,3361.3304576507021,3463.4323505622697]
[393,2,2,2,2,0,3.4393063583815029,3.4393063583815029,3.4393063583815029,3.4393063583815029,"",0.3106365050299284,0.3106365050299284,0.3106365050299284,0.3106365050299284,"",8.5221965317919067E-5,0,1.6581759537572256E-2,7.3047398843930635E-4,"",0.21341484184005988,0.22117931846294642,0.22907024075902355,0.23708722386144837,0.24522989123736311,0.25349787435799004,0.26189081238749007,0.27040835188920276,0.27905014654801491,0.28781585690770839,0.29670515012224352,0.30571769972001966,0,0,0,0,0,0,0,0,0,0,0,0,41.524430655165943,43.035175963790437,44.570523987684297,46.130399842756105,47.7147302664698,49.323443553654641,50.956469495965933,52.613739324727732,54.295185656913773,56.000742444042693,57.730344923785111,59.483929574095264,321.53362537669091,333.23168862376468,345.12025659564404,357.1987494468496,369.46659988799416,381.9232526887435,394.56816420904664,407.40080195655298,420.42064416832943,433.62717941514467,447.01990622675015,460.59833273671109,"","","","","","","","","","","","",6.408579746491081,6.641737230752768,6.8786917198209325,7.1194316566275067,7.3639457343635266,7.612222886572507,7.8642522778072461,8.1200232948085933,8.3795255381685152,8.6427488144429852,8.9096831286833424,9.1803186773573184,2.2809336955916182,2.3639188160503348,2.4482553617152623,2.5339392192091736,2.6209663642267524,2.7093328580086333,2.799034844015988,2.8900685447908807,2.9824302589889999,3.0761163585724836,3.1711232861516945,3.2674475524656756,371.96098431577957,385.49369995282115,399.24679790562357,413.21960738930386,427.41147214429162,441.82174986133725,456.4498116392233,471.29504147276936,486.35683576894871,501.63460288911051,517.12776271549251,532.83574624034941]
[394,2,2,2,2,0,3.4393063583815029,3.4393063583815029,3.4393063583815029,3.4393063583815029,"",0.3106365050299284,0.3106365050299284,0.3106365050299284,0.3106365050299284,"",8.5221965317919067E-5,0,1.6581759537572256E-2,7.3047398843930635E-4,"",0.90701307782025464,0.9400121034675224,0.97354852322585017,1.0076207014111553,1.0422270377587932,1.0773659660214578,1.1130359526468327,1.1492354955291115,1.1859631228290635,1.2232173918577605,1.260996888019535,1.2993002238100837,0,0,0,0,0,0,0,0,0,0,0,0,176.47883028445528,182.89949784610937,189.42472694765829,196.05419933171342,202.78760363249663,209.62463510303226,216.56499535785522,223.60839213009291,230.75453904188353,238.00315538718144,245.35396592608674,252.80670068990489,1366.5179078509366,1416.2346766510002,1466.7610905314873,1518.0946851491105,1570.2330495239751,1623.1738239271601,1676.9146978884485,1731.4534083153501,1786.7877377154002,1842.9155125143645,1899.8346014636884,1957.5429141310224,"","","","","","","","","","","","",27.236463922587095,28.227383230699264,29.234439809238964,30.257584540666901,31.296769371044988,32.351947267933163,33.423072180680805,34.510099002936521,35.612983537216195,36.731682461382682,37.866153296904209,39.016354378768604,9.6939682062643779,10.046654968213923,10.405085287289864,10.769241681638988,11.139107047963698,11.514664646536694,11.895898087067952,12.282791315361244,12.675328600703251,13.073494523933055,13.477273966144701,13.886652097979123,1580.8341833420634,1638.3482247994903,1696.7988910989002,1756.1833314045409,1816.4987566132393,1877.7424369106836,1939.9116994666992,2003.00392625927,2067.0165520180321,2131.9470622787194,2197.7929915408436,2264.5519215214849]
[395,2,2,2,2,0,3.4393063583815029,3.4393063583815029,3.4393063583815029,3.4393063583815029,"",0.3106365050299284,0.3106365050299284,0.3106365050299284,0.3106365050299284,"",8.5221965317919067E-5,0,1.6581759537572256E-2,7.3047398843930635E-4,"",2.9477925029158274,3.0550393362694472,3.1640327004840132,3.2747672795862544,3.3872378727160775,3.5014393895697369,3.6173668461022062,3.7350153604696126,3.8543801491944558,3.9754565235377206,4.0982398860634888,4.2227257273827714,0,0,0,0,0,0,0,0,0,0,0,0,573.55619842447959,594.42336799985537,615.63036257988938,637.17614782806845,659.05971180561403,681.28006408485464,703.83623491302933,726.727274422802,749.9522518861213,773.51025500833953,797.40038925978183,821.62177724219066,4441.1832005155429,4602.7626991157495,4766.9735442273341,4933.8077267346089,5103.2574109529178,5275.3149277632692,5449.9727681374561,5627.2235770248881,5807.06014757505,5989.4754156716845,6174.4624547569865,6362.0144709258211,"","","","","","","","","","","","",88.518507748408055,91.738995499772585,95.011929380026643,98.33714975716741,101.7145004558962,105.14382862078274,108.62498458721258,112.15782175954368,115.7421964959526,119.37796799949371,123.06499821493867,126.80315173099794,31.505396670359225,32.651628646695244,33.81652718369206,35.000035465326704,36.202097905882013,37.42266010124424,38.661668782970828,39.919071774924042,41.194817952285554,42.48885720278242,43.801140389970278,45.131619318432143,5137.7110958617059,5324.6317305983412,5514.5963960714262,5707.595827064757,5903.6209589930268,6102.662919959721,6304.7130232667714,6509.7627603426272,6717.8037940586037,6928.827952405838,7142.8272225077408,7359.7937449448245]
[396,2,2,2,2,0,3.4393063583815029,3.4393063583815029,3.4393063583815029,3.4393063583815029,"",0.3106365050299284,0.3106365050299284,0.3106365050299284,0.3106365050299284,"",8.5221965317919067E-5,0,1.6581759537572256E-2,7.3047398843930635E-4,"",0.28010697991507866,0.29029785548261716,0.30065469099621844,0.31117698131815097,0.32186423224903904,0.33271596009486193,0.34373169125858072,0.35491096185457854,0.36625331734426958,0.37775831219136718,0.38942550953544464,0.40125448088252574,0,0,0,0,0,0,0,0,0,0,0,0,54.500815234905311,56.483668452474951,58.498812733835649,60.546149793617381,62.625583474741603,64.737019664171711,66.880366213455275,69.055532863705153,71.262431174699316,73.500974457806024,75.771077712467957,78.072657566000032,422.01288330690682,437.36659131869118,452.97033678178286,468.82335864899011,484.92491235299229,501.27426915397592,517.87071552437374,534.71355256797574,551.80209547093239,569.13567298237729,586.71362692260959,604.53531171693328,"","","","","","","","","","","","",8.4112609172695443,8.7172801153630068,9.0282828822649748,9.3442540493236024,9.6651787763521284,9.9910425386264148,10.321831114622011,10.657530574436278,10.998127268846176,11.343607818956418,11.693959106396887,12.049168264031479,2.9937254754639988,3.1026434460660641,3.213335162251282,3.3257952252120404,3.4400183530476123,3.5559993761363313,3.6737332327709842,3.7932149650380307,3.9144397149230623,4.0374027206263845,4.1620993130740986,4.2885249126111997,488.19879191446074,505.96048118807778,524.01142225113097,542.35073469846122,560.97755718938265,579.89104669300525,599.09037777648064,618.5747419330097,638.34334694674521,658.39541629195753,678.73018856408396,699.34691694045841]
[397,1,1,1,1,0,1.7196531791907514,1.7196531791907514,1.7196531791907514,1.7196531791907514,"",-0.90534191926485708,-0.90534191926485708,-0.90534191926485708,-0.90534191926485708,"",2.5635982658959534E-5,0,4.9880297687861248E-3,2.1973699421965316E-4,"",5.9343237273118881,6.1502267894235922,6.3696458654739763,6.5925702536560893,6.8189894839020955,7.0488933087097516,7.2822716944906558,7.5191148134018082,7.759413035625637,8.0031569220665659,8.2503372174350709,8.5009448436925741,0,0,0,0,0,0,0,0,0,0,0,0,1154.6498452283984,1196.6584124564185,1239.3510955393647,1282.7258122113703,1326.7805252963788,1371.5132409232399,1416.922006842324,1463.0049108361795,1509.7600792174449,1557.1856754078083,1605.2798985923662,1654.0409824441831,8940.7306715410632,9266.0130825119504,9596.5927666191928,9932.4536003787925,10273.579809447971,10619.955954804218,10971.566919710449,11328.39789740832,11690.434379487229,12057.66214488084,12430.067249447462,12807.63601609402,"","","","","","","","","","","","",592.39309031626931,613.94558526770891,635.84906585094745,658.10246375950499,680.7047338202284,703.65485307754614,726.95181992980724,750.59465331386934,774.58239193445206,798.91409353507333,823.58883420766654,848.60570773821701,210.8438084862502,218.51474555865281,226.31060499855454,234.23100657564797,242.2755782932104,250.44395606217304,258.7357833937279,267.15071110910708,275.68839706529565,284.34850589554395,293.13070876364725,302.03468313104588,10904.551739299292,11301.282052584153,11704.473178873533,12114.105453178972,12530.15963634169,12952.616898175886,13381.458801570798,13816.667287480879,14258.224660740048,14706.113576641334,15160.317028228576,15620.818334251158]
[398,2,2,2,2,0,3.4393063583815029,3.4393063583815029,3.4393063583815029,3.4393063583815029,"",0.3106365050299284,0.3106365050299284,0.3106365050299284,0.3106365050299284,"",8.5221965317919067E-5,0,1.6581759537572256E-2,7.3047398843930635E-4,"",68.119349829824102,70.597673711891701,73.11635747227082,75.675278266276024,78.274315909325821,80.91335277164093,83.59227367893196,86.31096581863487,89.069318651294495,91.867223826729116,94.704575104643595,97.58126827938375,0,0,0,0,0,0,0,0,0,0,0,0,13254.079209745776,13736.29022794236,14226.354125318981,14724.246999809708,15229.945466928824,15743.426639282139,16264.66810724362,16793.647920711534,17330.344571866161,17874.736978857873,18426.804470360657,18986.526770931527,102629.51404992249,106363.38961259786,110158.07190212212,114013.37583906628,117929.12035174909,121905.12821758832,125941.22591347505,130037.24347450722,134193.01436047861,138408.37532957146,142683.16631875079,147017.23033039895,"","","","","","","","","","","","",2045.5385478331214,2119.9595023408988,2195.5924133203439,2272.4335918997913,2350.4794290871578,2429.7263926078617,2510.1710239225999,2591.8099354117171,2674.6398077141625,2758.6573872100194,2843.8594836366142,2930.2429678289882,728.04552396164945,754.533337098066,781.45250826749009,808.80172453132786,836.57970138162636,864.78518161563056,893.41693427435303,922.4737536404391,951.9544582910512,981.85789020185427,1012.1829138985438,1042.9284156526376,118725.29668129286,123044.77035369108,127434.5873065012,131894.53343357341,136424.39926505604,141023.97978386559,145693.07425259455,150431.48605008953,155239.02251700129,160115.49480966793,165060.71776175124,170074.50975309146]
[399,2,2,2,2,0,3.4393063583815029,3.4393063583815029,3.4393063583815029,3.4393063583815029,"",0.3106365050299284,0.3106365050299284,0.3106365050299284,0.3106365050299284,"",8.5221965317919067E-5,0,1.6581759537572256E-2,7.3047398843930635E-4,"",3.3729846065599327,3.4933211715751091,3.6155801638870861,3.739755841369786,3.8658425839593478,3.9938348889092232,4.1237273663103418,4.2555147348572264,4.3891918178425522,4.5247535393642142,4.6621949207302995,4.8015110770485894,0,0,0,0,0,0,0,0,0,0,0,0,656.28643344780426,679.70049081218554,703.48859760203038,727.64963656366433,752.18251419323315,777.08615981348032,802.35952470209804,828.00158126793485,854.01132227165101,880.38776008772288,907.12992600495261,934.23686956288282,5081.7832515124119,5263.083913083572,5447.2809290644554,5634.3656482919096,5824.3296035033381,6017.164504187961,6212.862229837433,6411.4148235670227,6612.8144860809552,6817.0535699579395,7024.1245742348428,7234.0201392683957,"","","","","","","","","","","","",101.2864927689797,104.90004872726924,108.57133276356944,112.30017244904376,116.08639902023071,119.92984723656051,123.83035524583103,127.78776445706984,131.8019194202555,135.87266771242096,139.99985982969909,144.18334908490979,36.049761944767603,37.335894266157752,38.642573092939891,39.969737054457966,41.317326084631652,42.685281371243818,44.073545308060929,45.48206144958224,46.910774468230372,48.359630113813331,49.828575175101555,51.317557443377183,5878.7789242805238,6088.5136680607593,6301.5990126868819,6518.0249502004444,6737.7816853853928,6960.8596274981555,7187.2493824597332,7416.9417454764671,7649.9276940589343,7886.1983814112618,8125.7451301653264,8368.5594264366136]
[400,2,2,2,2,0,3.4393063583815029,3.4393063583815029,3.4393063583815029,3.4393063583815029,"",0.3106365050299284,0.3106365050299284,0.3106365050299284,0.3106365050299284,"",8.5221965317919067E-5,0,1.6581759537572256E-2,7.3047398843930635E-4,"",1.8800242069350448,1.9470970464517003,2.0152414028223107,2.0844540755175864,2.1547319320429157,2.2260719052936655,2.2984709910582231,2.3719262456581269,2.4464347837155209,2.52199377603907,2.5986004476201674,2.676252075732001,0,0,0,0,0,0,0,0,0,0,0,0,365.79899569221874,378.84945389531657,392.10839866342684,405.57520726499325,419.24927020606452,433.12999071571045,447.21678426018582,461.50907808376706,476.00631077436287,490.70793185217349,505.61340137980977,520.7221895924265,2832.4693533020004,2933.5221810629746,3036.1893702982211,3140.4660990479501,3246.3476478543203,3353.8293957768969,3462.9068166307002,3573.5754754308005,3685.8310250287291,3799.6692029273768,3915.0858282620447,4032.0767989364831,"","","","","","","","","","","","",56.454766461398528,58.468879618477928,60.515169081333802,62.593538742089976,64.703894535866326,66.84614436136161,69.020198005873041,71.22596707443239,73.463364922765365,75.732306593808417,78.032708757537208,80.364489653884149,20.093309936427847,20.810170574579729,21.538483363277976,22.278214095927396,23.029329293073388,23.791796174135904,24.565582630722488,25.350657201406502,26.146989047866111,26.954547932289401,27.773304195958247,28.603228738931548,3276.6964495989805,3393.5977821978004,3512.3666628090818,3632.9975132264785,3755.4848738213673,3879.8233989333985,4006.0078525185399,4134.0331040360643,4263.8941245574388,4395.5859830816871,4529.1038430429699,4664.4429589974579]
[401,3,3,3,3,0,5.1589595375722546,5.1589595375722546,5.1589595375722546,5.1589595375722546,"",1.526614929324714,1.526614929324714,1.526614929324714,1.526614929324714,"",1.4480794797687863E-4,0,2.8175489306358388E-2,1.2412109826589596E-3,"",0.32884665041229943,0.34057877520480528,0.35249832563097255,0.36460474186644742,0.37689747598724221,0.38937599150713453,0.40203976294090848,0.41488827539157586,0.42792102415986766,0.4411375143744462,0.45453726064140959,0.46811978671178833,0,0,0,0,0,0,0,0,0,0,0,0,63.984162551650265,66.266898832706417,68.586102787054955,70.941665488871635,73.333480327803429,75.761442918959617,78.22545101793105,80.725404440475188,83.261204986534267,85.832756368285104,88.439964141942838,91.082735643065107,495.44471597382801,513.12049046721233,531.07864290095006,549.31832983626043,567.83872576361148,586.63902240575965,605.71842805972381,625.07616697488663,644.71147876464931,664.62361784930454,684.81185292797568,705.27546647766133,"","","","","","","","","","","","",5.8115200769086712,6.0188552548433156,6.2295026995490668,6.443452517568085,6.6606950257509432,6.8812207430813395,7.1050203829575169,7.332084845897449,7.5624052126376107,7.795972737597924,8.0327788426876516,8.2728151114292512,2.0684289640440428,2.1422234415008541,2.2171968168080265,2.2933455686984079,2.3706662507575538,2.4491554885139895,2.5288099766920205,2.6096264766153743,2.691601813750923,2.7747328753827318,2.8590166084074657,2.9444500172429531,567.63767421684327,587.88904677146763,608.46394352999312,629.36139815326499,650.58046484391059,672.12021754782165,693.97974920024535,716.15817101326616,738.65461180173202,761.46821734494472,784.59814978165502,808.04358703611047]
[402,3,3,3,3,0,5.1589595375722546,5.1589595375722546,5.1589595375722546,5.1589595375722546,"",1.526614929324714,1.526614929324714,1.526614929324714,1.526614929324714,"",1.4480794797687863E-4,0,2.8175489306358388E-2,1.2412109826589596E-3,"",3.9226707584895713,4.0626182470858918,4.2048014557408866,4.3492137065497651,4.4958484635621039,4.6446993272636767,4.7957600293665514,4.9490244278852265,5.1044865024784212,5.2621403500380373,5.4219801805082435,5.5840003129191889,0,0,0,0,0,0,0,0,0,0,0,0,763.23965329468513,790.46943607585513,818.13422610272698,846.23272404582588,874.76365819594082,903.72578339044685,933.11787999960632,962.93875296852559,993.18723091080153,1023.8621652502582,1054.9624294074613,1086.4869180279909,5909.9476834020907,6120.7944220017471,6335.0095260327616,6552.582934475392,6773.5048001802224,6997.7654815544192,7225.3555347124202,7456.2657060575748,7690.4869252640301,7928.0102986309903,8168.8271027837091,8412.9287786978166,"","","","","","","","","","","","",69.323132345982003,71.796344825630982,74.309067916049585,76.861183602419288,79.45257637860054,82.083133149613133,84.752743139564672,87.461297804633858,90.208690750748644,92.994817655632389,95.819576194916991,98.682865972048916,24.673402642525364,25.553665337903045,26.447990600495746,27.356336426616721,28.278661705465108,29.214926184416875,30.165090436254815,31.12911582819768,32.106964492600291,33.09859929920831,34.103983828860486,35.12308234854094,6771.106542443772,7012.6764864882216,7258.1056121077745,7507.3823922568035,7760.4955449237905,8017.4340236061598,8278.1870083172125,8542.7438970868188,8811.0942979206593,9083.2280211861271,9359.1350723954565,9638.8056453593181]
[403,2,2,2,2,0,3.4393063583815029,3.4393063583815029,3.4393063583815029,3.4393063583815029,"",0.3106365050299284,0.3106365050299284,0.3106365050299284,0.3106365050299284,"",8.5221965317919067E-5,0,1.6581759537572256E-2,7.3047398843930635E-4,"",7.6721576091834534,7.9458739763286284,8.2239630776939876,8.506411852296031,8.7932075167927799,9.0843375546910607,9.3797897061567195,9.6795519583842662,9.9836125364861328,10.291959894865322,10.60458270903818,10.921469867876914,0,0,0,0,0,0,0,0,0,0,0,0,1492.7826662439807,1546.040050822799,1600.148244545602,1655.104706118171,1710.9069482673954,1767.5525356413182,1825.0390828264933,1883.3642524741961,1942.5257535277306,2002.5213395437959,2063.348807101429,2125.0059942926227,11558.974199136837,11971.358900661402,12390.331621437594,12815.872683614794,13247.962827640789,13686.583196001304,14131.715317867931,14583.341094588926,15041.442785962829,15506.002997240394,15977.004666804665,16454.431054483444,"","","","","","","","","","","","",230.38526019173659,238.60461903128856,246.95528558926657,255.4368676607348,264.04898137798381,272.79125088643883,281.66330803867305,290.66479210522033,299.79534950099099,309.05463352620342,318.44230412083198,327.95802763165955,81.998433931745978,84.923857859498142,87.896016666318189,90.914770759115456,93.979983512174456,97.091521151804585,100.24925264743366,103.45304960868093,106.70278618798302,109.99833898838688,113.33958697615313,116.72641139784564,13371.812717113484,13848.873302351316,14333.555131316476,14825.835440005112,15325.691948315134,15833.102841235557,16348.046751086687,16870.502740735406,17400.450287716019,17937.869269193645,18482.739947712118,19035.04295767345]
[404,2,2,2,2,0,3.4393063583815029,3.4393063583815029,3.4393063583815029,3.4393063583815029,"",0.3106365050299284,0.3106365050299284,0.3106365050299284,0.3106365050299284,"",8.5221965317919067E-5,0,1.6581759537572256E-2,7.3047398843930635E-4,"",0.44235863692589283,0.45814048151804709,0.47417444772289674,0.49045978247472621,0.50699574871598008,0.52378162477498014,0.54081670377840552,0.55810029309602982,0.57563171381541678,0.59341030024448704,0.61143539944003933,0.62970637076047076,0,0,0,0,0,0,0,0,0,0,0,0,86.070351927580873,89.141047975368593,92.260799685512211,95.429460532939601,98.646887107309283,101.91293899193187,105.22747864945546,108.59037131382755,112.00148488808539,115.46068984757022,118.96785914819053,122.52286813939449,666.46337724752937,690.24051319128807,714.39749889369921,738.93319977598833,763.84650537748701,789.13632841809329,814.80160391310596,840.84128833665886,867.25435883028933,894.0398124535003,921.19666547342217,948.72395269093727,"","","","","","","","","","","","",13.283474461505536,13.757383439641865,14.238863313255013,14.727891468727053,15.224445773145014,15.728504555614492,16.240046589617187,16.75905107633703,17.28549762888597,17.819366257366685,18.360637354714637,18.909291683266858,4.7278376321006697,4.8965107234305245,5.0678784384183473,5.2419327284535049,5.4186657160172667,5.598069688031976,5.7801370895817614,5.9648605179779999,6.1522327171449671,6.342246572303389,6.5348951049313513,6.7301714679838929,770.98739990564229,798.49359581124713,826.43921477860772,854.82294428858324,883.64349972267451,912.8996232784466,942.59008294553871,972.71367153789743,1003.269205778221,1034.255525430985,1065.6714924806988,1097.5159903523429]
[405,1,1,1,1,0,1.7196531791907514,1.7196531791907514,1.7196531791907514,1.7196531791907514,"",-0.90534191926485708,-0.90534191926485708,-0.90534191926485708,-0.90534191926485708,"",2.5635982658959534E-5,0,4.9880297687861248E-3,2.1973699421965316E-4,"",7.2896197172816475,7.5496884396050588,7.8139118692759473,8.0822775965384537,8.3547734754348859,8.63138761355113,8.9121083623349353,9.1969243079457357,9.4858242625981681,9.7787972563648964,10.075832529407087,10.376919524603743,0,0,0,0,0,0,0,0,0,0,0,0,1418.351722133943,1468.9536649631552,1520.3639951362622,1572.5802980693386,1625.600210506044,1679.4214185223764,1734.0416556428825,1789.4587010602982,1845.6703779512429,1902.6745518812834,1960.4691292932071,2019.0520560728989,10982.637548102399,11374.46052730456,11772.543043586222,12176.866400244955,12587.412298020145,13004.162819643285,13427.100415251376,13856.207888601157,14291.468384027123,14732.865374091552,15180.382647878849,15634.00429989079,"","","","","","","","","","","","",727.68533534435005,753.64666155288091,780.02273087925107,806.81230452120371,834.01417001010032,861.62714018725649,889.65005223746641,918.08176677558788,946.92116698240955,976.16715778636888,1005.8186650879611,1035.8746350239626,258.99685528351478,268.23697806792842,277.62471570460508,287.1596272805935,296.84128125557089,306.66925509750172,316.64313493865086,326.76251525048229,337.02699853609772,347.43619503899504,357.98972246702061,368.68720573049268,13394.961080581488,13872.84752032813,14358.368397175616,14851.500907712631,15352.222733267296,15860.512021063971,16376.34736643271,16899.707795995473,17430.572751759471,17968.922076054561,18514.735997256445,19067.995116242746]
[406,2,2,2,2,0,3.4393063583815029,3.4393063583815029,3.4393063583815029,3.4393063583815029,"",0.3106365050299284,0.3106365050299284,0.3106365050299284,0.3106365050299284,"",8.5221965317919067E-5,0,1.6581759537572256E-2,7.3047398843930635E-4,"",110.57583552406926,114.52080348946433,118.52879397923282,122.59961875047919,126.73309356184764,130.92903801797078,135.18727542260828,139.5076326398482,143.88993996279743,148.33403098923912,152.83974250377733,157.40691436603143,0,0,0,0,0,0,0,0,0,0,0,0,21514.898283397484,22282.476336092921,23062.316771387876,23854.382962593241,24658.639061605216,25475.049968639465,26303.581303656072,27144.199379353322,27996.871175618591,28861.564315334817,29738.247041449245,30626.888195219264,166595.01733134335,172538.55828178482,178577.04980158433,184710.20828150402,190937.75614107872,197259.42159426023,203674.93842815419,210184.04579390414,216786.48800885884,223482.01436923587,230270.37897255947,237151.34054921271,"","","","","","","","","","","","",3320.4535067994616,3438.9159416779776,3559.2708638352133,3681.512620573365,3805.6356793558425,3931.63462313626,4059.5041459483709,4189.2390487381217,4320.8342354205897,4454.2847091461281,4589.5855687613239,4726.7320054516122,1181.8116630991642,1223.9746648975238,1266.8112384033859,1310.3193717156119,1354.497095700691,1399.342482330243,1444.853643111391,1491.028727603313,1537.8659220138309,1585.3634478704626,1633.5195607608089,1682.3325491375988,192722.75662016353,199598.4460279427,206583.97746919005,213679.02285513669,220883.26107130229,228196.37770638417,235618.06479629263,243148.02058223874,250785.94928187464,258531.56087257649,266384.57088603463,274344.70021338726]
[407,1,1,1,1,0,1.7196531791907514,1.7196531791907514,1.7196531791907514,1.7196531791907514,"",-0.90534191926485708,-0.90534191926485708,-0.90534191926485708,-0.90534191926485708,"",2.5635982658959534E-5,0,4.9880297687861248E-3,2.1973699421965316E-4,"",1.0422273829916853,1.0787031787591441,1.1157508148102144,1.1533686144068698,1.1915549358125348,1.2303081709555359,1.2696267441659257,1.3095091109804662,1.3499537570110125,1.3909591968719428,1.4325239731626389,1.474646655501366,0,0,0,0,0,0,0,0,0,0,0,0,202.78767080495354,209.88481849570763,217.09322996735881,224.41257897459369,231.84254608238169,239.38281840591986,247.03308936485575,254.79305845077059,262.66243100699978,270.64091801994073,278.72823592107335,286.92410639897992,1570.2335696564196,1625.1884863364894,1681.004945156463,1737.6804199206365,1795.2124371669565,1853.5985741533559,1912.8364569546379,1972.9237586620443,2033.8581976783546,2095.6375361019291,2158.2595781937089,2221.7221689216385,"","","","","","","","","","","","",104.0402122622916,107.68140380649102,111.37967923224834,115.13487115940919,118.94681570183461,122.81535233397997,126.74032376479879,130.72157581845016,134.75895732133557,138.85231999502946,143.00151835470564,147.20640961269439,37.029862345943336,38.325830690538751,39.642116258929626,40.978659477380589,42.33540201574182,43.712286739962074,45.109257667208624,46.526259923408823,47.96323970304438,49.420144231043352,50.8969217266282,52.393521368989923,1915.1335424525998,1982.1592425079857,2050.2357214298099,2119.3598981464265,2189.5287559027274,2260.7393398041736,2332.9887544956669,2406.2741619656545,2480.592779466745,2555.9418775448144,2632.3187781692786,2709.7208529578038]
[408,3,3,3,3,0,5.1589595375722546,5.1589595375722546,5.1589595375722546,5.1589595375722546,"",1.526614929324714,1.526614929324714,1.526614929324714,1.526614929324714,"",1.4480794797687863E-4,0,2.8175489306358388E-2,1.2412109826589596E-3,"",4.1112723578294368,4.2551583594024551,4.401300098244973,4.549690960131711,4.7003244689075538,4.8531942812152531,5.0082941815125954,5.1656180773584035,5.325159994948673,5.4869140748855889,5.6508745681637311,5.8170358323590117,0,0,0,0,0,0,0,0,0,0,0,0,799.93613590909899,827.93224078659205,856.36724768709337,885.23986967134158,914.54884666458406,944.29294443073934,974.47095360287938,1005.0816887660208,1036.1239875885847,1067.5967099991676,1099.4987374055718,1131.828971953282,6194.0973492113499,6410.8779035900416,6631.0569815948593,6854.624618146453,7081.571056183815,7311.8867387209548,7545.5623013397035,7782.5885650875534,8022.9565297523213,8266.6573674877072,8513.6824167660561,8764.0231766365541,"","","","","","","","","","","","",72.656181290608615,75.198996873128038,77.781676819214752,80.404104239422111,83.066164684339043,85.767746051415756,88.50873849690494,91.28903435255404,94.108528046717822,96.967116029586691,99.864696702253099,102.80117034936094,25.85969725811746,26.764733002896897,27.683957222145072,28.617328312716193,29.564805539918876,30.52634900435368,31.501919610571314,32.491479037421861,33.494989709977276,34.512414772918703,35.543718065289937,36.588864096526017,7096.6606360270052,7345.0290326120612,7597.291163421557,7853.4356113300646,8113.4511975415644,8377.3269724886795,8645.0522072315707,8916.6163853209091,9192.0091950925507,9471.2205223642668,9754.2404435073331,10041.059218868082]
[409,2,2,2,2,0,3.4393063583815029,3.4393063583815029,3.4393063583815029,3.4393063583815029,"",0.3106365050299284,0.3106365050299284,0.3106365050299284,0.3106365050299284,"",8.5221965317919067E-5,0,1.6581759537572256E-2,7.3047398843930635E-4,"",0.15748579052182871,0.16299746640474574,0.16859555022568709,0.17427978862111815,0.18004993351639939,0.18590574192382683,0.19184697575176024,0.19787340162404946,0.20398479070904244,0.21018091855751347,0.21646156494891183,0.22282651374537532,0,0,0,0,0,0,0,0,0,0,0,0,30.642235241532958,31.714649891894815,32.803877058197983,33.909867443137564,35.032572778476577,36.17194578575031,37.327940139128216,38.500510430279341,39.689612135102259,40.895201582190495,42.117235922916848,43.355673103028749,237.2701764095053,245.57414024470907,254.00828742299595,262.57223622351114,271.26561289371955,280.08805134513017,289.03919286572648,298.11868584791193,307.32618553089071,316.66135375648884,326.12385873750969,335.71337483778944,"","","","","","","","","","","","",4.7291005573768912,4.89460926393141,5.0627126923749239,5.2334032345185983,5.4066734409924821,5.5825160151809063,5.7609238074908538,5.9418898099295516,6.1254071509697976,6.3114690906831559,6.5000690161229828,6.691200436940651,1.6831755611792427,1.7420832132063067,1.8019143754058922,1.8626663398809353,1.9243364552609918,1.9869221245437303,2.0504208030549371,2.1148299965185822,2.1801472592292894,2.246370192320152,2.3134964421194635,2.3815236985904504,274.48217356011622,284.08848008014638,293.84538709920048,303.75245302966931,313.80924550196602,324.01534101252895,334.37032459115227,344.87378948626349,355.52533686690111,366.32457554024018,377.27112168361793,388.36459859009466]
[410,3,3,3,3,0,5.1589595375722546,5.1589595375722546,5.1589595375722546,5.1589595375722546,"",1.526614929324714,1.526614929324714,1.526614929324714,1.526614929324714,"",1.4480794797687863E-4,0,2.8175489306358388E-2,1.2412109826589596E-3,"",5.0357004619567656,5.2119395289722377,5.3909415404539027,5.5726983949542248,5.7572021601412038,5.9444450663405775,6.1344195004325881,6.3271180000780429,6.522533248250741,6.7206580680551289,6.9214854178100129,7.1250083863805633,0,0,0,0,0,0,0,0,0,0,0,0,979.80343274073061,1014.094519780027,1048.9231968711736,1084.2878877039507,1120.1870488731888,1156.6191686222667,1193.5827656555978,1231.0763880151851,1269.098612016787,1307.6480412415838,1346.7233055796055,1386.3230603214754,7586.8529661937828,7852.3770771783347,8122.0638768647086,8395.9011595048269,8673.8769741423057,8955.979614883061,9242.1976117001122,9532.5197217344576,9826.9349210575765,10125.432396863642,10428.001540062565,10734.631938247139,"","","","","","","","","","","","",88.993074125183327,92.107647057618351,95.271047938328124,98.483133595031816,101.74376384413125,105.05280137658617,108.41011165005517,111.81556278685611,115.26902547734075,118.77037288831031,122.31948057613249,125.91622640424681,31.674303742191203,32.782838648518684,33.908752337183607,35.051993850486696,36.212513294456848,37.390261798232025,38.585191475670186,39.797255389031506,41.02640751458754,42.272602710024678,43.535796683520807,44.815945964383936,8692.3594772638444,8996.5740221934702,9305.5578155518488,9619.2968730492503,9937.777502314224,10260.986291746487,10588.910099981867,10921.536045925606,11258.851499314544,11600.844071771617,11947.501608319635,12298.812179323626]
[411,2,2,2,2,0,3.4393063583815029,3.4393063583815029,3.4393063583815029,3.4393063583815029,"",0.3106365050299284,0.3106365050299284,0.3106365050299284,0.3106365050299284,"",8.5221965317919067E-5,0,1.6581759537572256E-2,7.3047398843930635E-4,"",7.2443463640041195,7.4978834546183037,7.7553953103816085,8.016870276571435,8.2822969417543728,8.5516641284960357,8.8249608845809711,9.1021764747062761,9.3833003726159525,9.6683222536456217,9.9572319876499442,10.250019632287266,0,0,0,0,0,0,0,0,0,0,0,0,1409.5428211105161,1458.8738950271616,1508.9783446771073,1559.8539023843282,1611.4983478099225,1663.9095061445146,1717.0852463998976,1771.0234797928501,1825.7221582147042,1881.1792727807626,1937.3928524541752,1994.3609627393228,10914.428114837245,11296.410451256619,11684.381221457816,12078.322866281515,12478.218193111101,12884.050361875989,13295.802871823416,13713.45954900395,14137.004534420972,14566.422272798489,15001.697501925444,15442.815242538316,"","","","","","","","","","","","",217.53862563933703,225.1520261408449,232.88478384924656,240.73654878785553,248.70697828565417,256.79573669832172,265.00249514457926,273.32693125675939,281.7687289446107,290.32757817142522,299.00317474165723,307.79522009927001,77.426075814245166,80.135827807490116,82.888061268671052,85.682651634523026,88.519476942005625,91.398417729011612,94.319356940527115,97.282179839854791,100.28677392454733,103.333028846727,106.42083633749532,109.55009013516074,12626.179983765347,13068.070083686735,13516.887806563222,13972.612839364792,14435.225293090436,14904.705686576333,15381.034931193002,15864.194316368119,16354.165495877451,16850.930474851048,17354.471597446423,17864.771535144355]
[412,2,2,2,2,0,3.4393063583815029,3.4393063583815029,3.4393063583815029,3.4393063583815029,"",0.3106365050299284,0.3106365050299284,0.3106365050299284,0.3106365050299284,"",8.5221965317919067E-5,0,1.6581759537572256E-2,7.3047398843930635E-4,"",0.70152761232450966,0.72607962307568552,0.75101654191442435,0.77633724022134465,0.80204061293668827,0.8281255776606834,0.85459107380329569,0.88143606177985678,0.90865952224937085,0.93626045539256009,0.96423788022697099,0.99259083395667214,0,0,0,0,0,0,0,0,0,0,0,0,136.4972297122832,141.27434951844054,146.12636144106375,151.05304588306737,156.05418783139567,161.1295766819787,166.27900607429839,171.50227373488076,176.79918132909194,182.16953432066674,187.6131418384478,193.12981654985538,1056.93078582416,1093.9211701809768,1131.4914621569819,1169.6399613592771,1208.3650028902055,1247.6649559919435,1287.5382227655089,1327.9832369588805,1368.9984628194225,1410.5823940061778,1452.7335525579979,1495.4504879137896,"","","","","","","","","","","","",21.065993391951608,21.803259448421738,22.552083811488298,23.312432590128306,24.084272600784693,24.867571340351319,25.662296960641076,26.468418244231643,27.285904581592742,28.114725949406786,28.954852890002378,29.806256491826545,7.4977820452529906,7.7601888588280943,8.0267094904444285,8.2973318776514411,8.572044209798964,8.8508349184220734,9.1336926681538113,9.4206063481282314,9.711565063839565,10.006558129426132,10.305575060350337,10.608605566448373,1222.6933185859723,1265.4850476297429,1308.9476334418928,1353.0791089503457,1397.8775481451214,1443.3410645103565,1489.4678095424053,1536.2559713479009,1583.703773316196,1631.8094728610702,1680.5713602270255,1729.9877573558765]
[413,1,1,1,1,0,1.7196531791907514,1.7196531791907514,1.7196531791907514,1.7196531791907514,"",-0.90534191926485708,-0.90534191926485708,-0.90534191926485708,-0.90534191926485708,"",2.5635982658959534E-5,0,4.9880297687861248E-3,2.1973699421965316E-4,"",9.1733236602160719,9.4943709535412246,9.8204513865527137,10.151550201184428,10.487652947440903,10.828745471633434,11.174813905262072,11.525844654497487,11.881824390220894,12.242740038583626,12.608578772051326,12.97932800090045,0,0,0,0,0,0,0,0,0,0,0,0,1784.8666893163265,1847.3333198175919,1910.7792554978273,1975.2016248590269,2040.5976163449293,2106.9644760521046,2174.2995055667052,2242.6000599179392,2311.8635456401216,2382.0874189358419,2453.2691839334143,2525.4063910323434,13820.650840364353,14304.344941721993,14795.622037947378,15294.459894342788,15800.836740353789,16314.731251845653,16836.122534352799,17364.990107232043,17901.31388865659,18445.074181393011,18996.251659308262,19554.82735455822,"","","","","","","","","","","","",915.72583520116166,947.77433928853668,980.32527588714436,1013.3771717749648,1046.9285844830895,1080.9781011213938,1115.5243372686834,1150.5659359227222,1186.1015665059701,1222.1299239231928,1258.6497276674504,1295.6597209712354,325.92399502834428,337.33065855722123,348.9161472376864,360.6799367223993,372.62151360962838,384.74037502528597,397.03602822791055,409.50799023496182,422.15578746894431,434.97895542199308,447.97703833767793,461.14958890887817,16856.340683570401,17446.277630338882,18045.46316795659,18653.870177900364,19271.472107738879,19898.242949516069,20534.157219321358,21179.189937962165,21833.316612661845,22496.513219712619,23168.756188018855,23850.022383471576]
[414,2,2,2,2,0,3.4393063583815029,3.4393063583815029,3.4393063583815029,3.4393063583815029,"",0.3106365050299284,0.3106365050299284,0.3106365050299284,0.3106365050299284,"",8.5221965317919067E-5,0,1.6581759537572256E-2,7.3047398843930635E-4,"",104.9571209377751,108.63040238301734,112.3612707913193,116.14955730740158,119.99509660079312,123.89772673123407,127.85728902146857,131.87362793690062,135.94659097163549,140.07602854046652,144.26179387640661,148.50374293339516,0,0,0,0,0,0,0,0,0,0,0,0,20421.656959607099,21136.37257795281,21862.292973968131,22599.385293240139,23347.617367182891,24106.957686848691,24877.375378177174,25658.840178579809,26451.322414766793,27254.792981730774,28069.223322809405,28894.585410754891,158129.78756891665,163664.00201217839,169284.97773618033,174992.46034132369,180786.20073853259,186665.95494646815,192631.48389987642,198682.55326827659,204818.93328426909,211040.39858080182,217346.7280367894,223737.70463053044,"","","","","","","","","","","","",3151.7305623754532,3262.034592171015,3374.0678861636884,3487.825373841441,3603.302090537808,3720.4931733901121,3839.3938575195862,3959.9994724175949,4082.3054385235996,4206.3072639816564,4332.0005415634168,4459.3809457465386,1121.7600035459116,1161.0192760014031,1200.8940260091451,1241.3824488788309,1282.4827775925758,1324.1932813663718,1366.5122642905224,1409.4380640434297,1452.9690506736295,1497.103625445367,1541.8402197434352,1587.1772940333267,182929.89221538286,189332.05886068664,195834.59389311264,202437.20301459148,209139.59807044663,215941.49681480453,222842.62268888517,229842.70461125433,236941.47677920476,244138.67848050009,251434.05391478207,258827.3520239986]
[415,1,1,1,1,0,1.7196531791907514,1.7196531791907514,1.7196531791907514,1.7196531791907514,"",-0.90534191926485708,-0.90534191926485708,-0.90534191926485708,-0.90534191926485708,"",2.5635982658959534E-5,0,4.9880297687861248E-3,2.1973699421965316E-4,"",0.53935158937957206,0.55787540740510722,0.57668430720343489,0.5957774679062674,0.61515408547776795,0.63481337208296285,0.65475455549023309,0.67497687850550625,0.6954795984359714,0.71626198658131945,0.73732332775068299,0.75866291980358713,0,0,0,0,0,0,0,0,0,0,0,0,104.94240924785382,108.5466149836794,112.20628948729684,115.92127304119084,119.69140920295993,123.51654468242788,127.39652922538529,131.33121550349989,135.32045900997036,139.36411796053667,143.46205319948996,147.61412811035504,812.5942431682447,840.5024725782315,868.84020996031825,897.60621858347827,926.79928707667796,956.41822847731896,986.46187933102215,1016.9290988391773,1047.8187680509645,1079.1297890968544,1110.8610844608193,1143.0115962887271,"","","","","","","","","","","","",53.84070190324551,55.689839616124168,57.567435579704593,59.473407850917305,61.407676166989987,63.370161882399394,65.360787909225081,67.379478660667786,69.426159997514731,71.500759177352819,73.603204806347193,75.733426793416754,19.162915345269376,19.821058129464813,20.489329738690294,21.16770100787091,21.856143369981037,22.554628833604312,23.263129961704411,23.98161985152219,24.710072115521676,25.4484608633141,26.196760684494961,26.954946632334266,991.07962125399285,1025.117860714905,1059.6799490732133,1094.7643779513637,1130.3696699020868,1166.4943772478334,1203.1370809828272,1240.2963897333725,1277.9709387724072,1316.1593890846393,1354.8604264789019,1394.0727607446368]
[416,2,2,2,2,0,3.4393063583815029,3.4393063583815029,3.4393063583815029,3.4393063583815029,"",0.3106365050299284,0.3106365050299284,0.3106365050299284,0.3106365050299284,"",8.5221965317919067E-5,0,1.6581759537572256E-2,7.3047398843930635E-4,"",1.5262490036080736,1.5786674248405246,1.6318925661795609,1.685922104744467,1.7407537652867422,1.7963853184028455,1.8528145788433723,1.9100394039119424,1.9680576919476263,2.0268673808852649,2.0864664468885143,2.1468529030508359,0,0,0,0,0,0,0,0,0,0,0,0,296.96444898774234,307.16357609039926,317.51966787665179,328.03227238028063,338.70094690293479,349.52525766638234,360.50477948352471,371.63909544686663,382.92779663323819,394.3704818236759,405.96675723745096,417.71623627931979,2299.4669495640937,2378.4412367789619,2458.6309391837863,2540.0325570957375,2622.6426625953095,2706.45789683362,2791.4749674849932,2877.6906463347041,2965.1017669925773,3053.7052227239542,3143.4979643902102,3234.4769984916575,"","","","","","","","","","","","",45.831341289539566,47.405400664965192,49.003684832310512,50.626124038384148,52.272649960330305,53.943195651959805,55.637695492976704,57.356085140899012,59.098301485487731,60.864282605515193,62.65396772771701,64.467297187784496,16.312233723659055,16.872470969709717,17.441330273430577,18.018786808352921,18.604816257091294,19.199394792241684,19.80249905831036,20.41410615460153,21.034193618997787,21.662739412573153,22.299721904983308,22.945119860582057,2660.1012225686427,2751.4613519288764,2844.2275147323589,2938.3956624274997,3033.9618294809525,3130.922130262607,3229.2727560986482,3329.0099724809829,3430.1301164222486,3532.6295939466036,3636.5048777072502,3741.7525047223944]
[417,4,4,4,4,0,6.8786127167630058,6.8786127167630058,6.8786127167630058,6.8786127167630058,"",2.7425933536194993,2.7425933536194993,2.7425933536194993,2.7425933536194993,"",2.0439393063583817E-4,0,3.976921907514451E-2,1.751947976878613E-3,"",0.5330842825534049,0.55139285239307367,0.56998319133347486,0.58885448804487361,0.60800594783439066,0.62743679202175584,0.64714625734873987,0.66713359541992423,0.68739807217264504,0.70793896737414708,0.72875557414413505,0.74984719850106074,0,0,0,0,0,0,0,0,0,0,0,0,103.72297040539105,107.28529499419518,110.90244379945611,114.57425895958825,118.30058585006287,122.08127296194733,125.91617178699765,129.80513670884812,133.74802489987752,137.74469622336974,141.79501314061599,145.89884062263496,803.15183575275751,830.73576939699228,858.74422009775628,887.1759654949326,916.02980829371143,945.30457532409139,974.99911665112199,1005.1123047323605,1035.6430336192814,1066.5902181996835,1097.9527934783573,1129.729713893518,"","","","","","","","","","","","",6.6744671780882863,6.9036991259658054,7.136458956161726,7.3727365104442937,7.6125218388830547,7.8558051920329826,8.1025770135402979,8.3528279331406345,8.6065487600224859,8.8637304765313409,9.1243642321917982,9.3884413380268708,2.3755680180086003,2.4571559664625799,2.539999554383094,2.624095166264989,2.7094392607414504,2.7960283678021871,2.8838590861617033,2.9729280807672134,3.0632320804365709,3.1547678756174502,3.2475323162597056,3.3415223097935041,916.4579256367989,947.93331233600895,979.89310559909075,1012.335910619275,1045.2603611912334,1078.6651186378958,1112.5488707951704,1146.9103310505363,1181.7482374317906,1217.0613517425761,1252.8484587415689,1289.1083653624744]
[418,3,3,3,3,0,5.1589595375722546,5.1589595375722546,5.1589595375722546,5.1589595375722546,"",1.526614929324714,1.526614929324714,1.526614929324714,1.526614929324714,"",1.4480794797687863E-4,0,2.8175489306358388E-2,1.2412109826589596E-3,"",2.5933805385707269,2.6824491723031487,2.7728885733347108,2.8646947946596328,2.9578639702081126,3.0523923118094509,3.1482761063190261,3.2455117128977116,3.3440955604332276,3.4440241450938704,3.5452940280057872,3.6479018330457262,0,0,0,0,0,0,0,0,0,0,0,0,504.5977562190472,521.92796752526988,539.52489098312526,557.38775861806005,575.51581820335002,593.90833266921038,612.56457954378766,631.48385042381187,650.66545047286525,670.10869794540747,689.81292373484041,709.77747094404003,3907.2214441998481,4041.413426652487,4177.6706252608556,4315.9870934138034,4456.3570064393971,4598.774657029523,4743.2344509113482,4889.7309027484553,5038.2586322558209,5188.8123605142227,5341.3869064707978,5495.9771836135724,"","","","","","","","","","","","",45.831341289539566,47.405400664965192,49.003684832310512,50.626124038384148,52.272649960330305,53.943195651959805,55.637695492976704,57.356085140899012,59.098301485487731,60.864282605515193,62.65396772771701,64.467297187784496,16.312233723659055,16.872470969709717,17.441330273430577,18.018786808352921,18.604816257091294,19.199394792241684,19.80249905831036,20.41410615460153,21.034193618997787,21.662739412573153,22.299721904983308,22.945119860582057,4476.5561559706639,4630.3017149847346,4786.4134199230566,4944.8844576732599,5105.7081548303777,5268.8779724547448,5434.387501112742,5602.230456180665,5772.4006733936039,5944.8921046228124,6119.6988138663437,6296.8149734390245]
[419,2,2,2,2,0,3.4393063583815029,3.4393063583815029,3.4393063583815029,3.4393063583815029,"",0.3106365050299284,0.3106365050299284,0.3106365050299284,0.3106365050299284,"",8.5221965317919067E-5,0,1.6581759537572256E-2,7.3047398843930635E-4,"",3.897121242222557,4.0309663372141555,4.1668713097594612,4.3048302286193678,4.4448372841787691,4.5868867838829939,4.7309731479204551,4.877090905134378,5.0252346891478226,5.1753992346876192,5.3275793740939745,5.481770034003592,0,0,0,0,0,0,0,0,0,0,0,0,758.26844741530329,784.31087875509729,810.75410341319821,837.59696733993997,864.83834015021216,892.47711423551993,920.51220392395157,948.94254468471775,977.76709237419084,1006.9848225206484,1036.594729645142,1066.5958266161274,5871.4544440325899,6073.1072356589029,6277.8634660712223,6485.7141991862045,6696.6506821608391,6910.6643385169145,7127.7467616364402,7347.8897086022052,7571.0850943596879,7797.3249861786417,8026.6015983944208,8258.9072874107387,"","","","","","","","","","","","",117.02565785581461,121.04485800860046,125.12591369803559,129.26864681645662,133.47288290841624,137.73845103364494,142.06518363740653,146.45291642773245,150.90148825906093,155.4107410218495,159.98051953776286,164.61067146007113,41.651625915750785,43.082134611977239,44.534658853516916,46.009135248512806,47.5055017050001,49.023697382131679,50.56366264403519,52.125339016118474,53.708669143654546,55.313596752492622,56.940066611753501,58.58802449837944,6792.2972964616811,7025.5760733717925,7262.4450133457331,7502.8937788197336,7746.9122442086464,7994.4904879520936,8245.6187849897542,8500.2875996359089,8758.4875788257432,9020.2095457083196,9285.4444935631727,9554.1835800193185]
[420,2,2,2,2,0,3.4393063583815029,3.4393063583815029,3.4393063583815029,3.4393063583815029,"",0.3106365050299284,0.3106365050299284,0.3106365050299284,0.3106365050299284,"",8.5221965317919067E-5,0,1.6581759537572256E-2,7.3047398843930635E-4,"",0.31117698131815097,0.32186423224903904,0.33271596009486193,0.34373169125858072,0.35491096185457854,0.36625331734426958,0.37775831219136718,0.38942550953544464,0.40125448088252574,0.41324480581155898,0.42539607169571658,0.43770787343754919,0,0,0,0,0,0,0,0,0,0,0,0,60.546149793617381,62.625583474741603,64.737019664171711,66.880366213455275,69.055532863705153,71.262431174699316,73.500974457806024,75.771077712467957,78.072657566000032,80.405632216477628,82.769921378509437,85.165446231705999,468.82335864899011,484.92491235299229,501.27426915397592,517.87071552437374,534.71355256797574,551.80209547093239,569.13567298237729,586.71362692260959,604.53531171693328,622.60009395342763,640.90735196305263,659.45647542062943,"","","","","","","","","","","","",9.3442540493236024,9.6651787763521284,9.9910425386264148,10.321831114622011,10.657530574436278,10.998127268846176,11.343607818956418,11.693959106396887,12.049168264031479,12.409222667143876,12.774109925068519,13.143817873237619,3.3257952252120404,3.4400183530476123,3.5559993761363313,3.6737332327709842,3.7932149650380307,3.9144397149230623,4.0374027206263845,4.1620993130740986,4.2885249126111997,4.4166750258644303,4.546545242763588,4.6781312337109062,542.35073469846122,560.97755718938265,579.89104669300525,599.09037777648064,618.5747419330097,638.34334694674521,658.39541629195753,678.73018856408396,699.34691694045841,720.24486866872519,741.4233245810899,762.88157863272158]
[421,1,1,1,1,0,1.7196531791907514,1.7196531791907514,1.7196531791907514,1.7196531791907514,"",-0.90534191926485708,-0.90534191926485708,-0.90534191926485708,-0.90534191926485708,"",2.5635982658959534E-5,0,4.9880297687861248E-3,2.1973699421965316E-4,"",5.5004947214412532,5.6894070474206799,5.8812267362730459,6.0759454164986275,6.2735548882608718,6.4740471169452576,6.6774142270656816,6.8836484964941702,7.0927423509916414,7.3046883590194067,7.5194792268127486,7.7371077936993924,0,0,0,0,0,0,0,0,0,0,0,0,1070.2391158004264,1106.9960569409948,1144.3186878291265,1182.2053796101609,1220.6545368301865,1259.6645961827767,1299.2340253233508,1339.3613217464367,1380.0450117215159,1421.2836492834897,1463.0758152741373,1505.4201164312242,8287.1181493356507,8571.7359600127074,8860.7340420746496,9154.0997829091903,9451.8208285340552,9753.8850738926558,10060.280653673399,10370.99593361607,10686.019502271822,11005.340163186102,11328.946927476454,11656.829006779248,"","","","","","","","","","","","",549.08616651739635,567.94431476278692,587.09269012690459,606.53045692588387,626.25679661211268,646.27090713124664,666.57200231391516,687.15931129970284,708.0320779911832,729.18956053597833,750.63103083497867,772.35577407501057,195.43006228150747,202.14203084098824,208.95729667391586,215.87556234473308,222.89653651699669,230.0199337245266,237.24547415490281,244.57288344444942,252.00189248391524,259.5322372341289,267.16365855096512,274.89590201901228,10107.373988656424,10454.507769604897,10806.983943440871,11164.787127206466,11527.902253381613,11896.314558048151,12270.009569692633,12648.973098603154,13033.191226819426,13422.650298598719,13817.336911363349,14217.237907098193]
[422,2,2,2,2,0,3.4393063583815029,3.4393063583815029,3.4393063583815029,3.4393063583815029,"",0.3106365050299284,0.3106365050299284,0.3106365050299284,0.3106365050299284,"",8.5221965317919067E-5,0,1.6581759537572256E-2,7.3047398843930635E-4,"",128.79763436273177,133.22113841469749,137.71272024497807,142.27218382950394,146.89933716380935,151.59399211220909,156.35596426511253,161.18507280390878,166.08114037290062,171.04399295781289,176.07345977043659,181.16937313900843,0,0,0,0,0,0,0,0,0,0,0,0,25060.339714577243,25921.027217259714,26794.960710522879,27682.102053683491,28582.413888158339,29495.859608118404,30422.403332726186,31362.009879846257,32314.644741127246,33280.274058363022,34258.864601047804,35250.383745047067,194048.22063700098,200712.7303891528,207479.80702315987,214349.15520656458,221320.48566289738,228393.51494444493,235567.96521727726,242843.56405768197,250220.04425921824,257697.14364967583,265274.60491727875,272952.17544552905,"","","","","","","","","","","","",3867.6312474628917,4000.463520192985,4135.3400831305134,4272.2550499187864,4411.2026549047669,4552.1772486100454,4695.1732934461506,4840.1853596572255,4987.2081214743621,5136.2363534673605,5287.2649270807397,5440.2888073419699,1376.5624808353832,1423.8399773661831,1471.8450751131898,1520.5756790116855,1570.0297369576458,1620.205238195774,1671.1002117945013,1722.7127252019077,1775.040882876978,1828.0828249911249,1881.8367261952903,1936.3007944483422,224481.55171423923,232191.28224238637,240019.66561217143,247966.36017300806,256031.03128008192,264213.35103148135,272512.99801950919,280929.6570951913,289463.01914506976,298112.78087945515,306878.644631373,315760.31816550542]
[423,2,2,2,2,0,3.4393063583815029,3.4393063583815029,3.4393063583815029,3.4393063583815029,"",0.3106365050299284,0.3106365050299284,0.3106365050299284,0.3106365050299284,"",8.5221965317919067E-5,0,1.6581759537572256E-2,7.3047398843930635E-4,"",2.2530496257432735,2.3290117206640342,2.4061218388100651,2.4843767329820503,2.5637732214098867,2.6443081853395705,2.7259785667481129,2.8087813661776804,2.8927136406809129,2.9777725018700165,3.063955114062844,3.1512586925197175,0,0,0,0,0,0,0,0,0,0,0,0,438.37908432319131,453.15913764920208,468.162563494187,483.38873004593614,498.83701822289527,514.50682120464228,530.39754398727575,546.50860296200017,562.83942551534346,579.38944964956613,596.15812362194197,613.14490560169372,3394.4743864709462,3508.9198840778317,3625.0950086706162,3742.9948679758299,3862.6146682965268,3983.9497108766418,4106.9953884582674,4231.7471820185328,4358.2006576739932,4486.3514637413682,4616.195327944406,4747.7280547574455,"","","","","","","","","","","","",67.656251434464906,69.937297770384916,72.252817802354073,74.602714021053941,76.98689088192323,79.405254732694928,81.857713744778223,84.344177848220369,86.864558670007142,89.418769475479635,92.006725112663332,94.628341959322071,24.080128471333289,24.891995632954323,25.716132629396892,26.552504755266217,27.401078004461436,28.261819044384694,29.134695191518691,30.0196743882784,30.91672518105101,31.825816699345115,32.746918635976343,33.680001228222878,3926.8429003256788,4059.2373268510369,4193.6326444353645,4330.0231935310685,4468.4034286272172,4608.7679140437031,4751.1113199485881,4895.4284185832103,5041.7140806810758,5189.9632720676291,5340.1710504290504,5492.332562239204]
[424,2,2,2,2,0,3.4393063583815029,3.4393063583815029,3.4393063583815029,3.4393063583815029,"",0.3106365050299284,0.3106365050299284,0.3106365050299284,0.3106365050299284,"",8.5221965317919067E-5,0,1.6581759537572256E-2,7.3047398843930635E-4,"",1.0728807741634634,1.1090532003162066,1.145772304195269,1.183036539515262,1.2208443911475653,1.2591943739712239,1.2980850317848156,1.337514936275086,1.3774826860385299,1.4179869056523888,1.4590262447918305,1.5005993773903417,0,0,0,0,0,0,0,0,0,0,0,0,208.75194491580535,215.79006554723907,222.93455404485098,230.18510954568387,237.54143724899774,245.00324819268675,252.57025904155984,260.24219188666677,268.01877405492542,275.8997379283648,283.88482077235335,291.9737645722351,1616.4163745099743,1670.9142305132532,1726.2357184145792,1782.3785085599195,1839.3403182364414,1897.1189099412579,1955.712089742032,2015.1177057231107,2075.3336465114253,2136.3578398768427,2198.1882514020981,2260.8228832178315,"","","","","","","","","","","","",32.21726258784043,33.303475128754719,34.406103715406708,35.525101914787591,36.660424229487255,37.812026063188057,38.979863687989628,40.163894213438269,41.364075557146251,42.580366416895068,43.8127262441254,45.061115218724801,11.466727843492041,11.853331253787772,12.245777442569949,12.644049883460104,13.048132383076874,13.458009068754615,13.873664376913663,14.295083042037332,14.722250086214768,15.15515080921196,15.593770779036353,16.038095822963278,1869.9251906312754,1932.9701556433508,1996.9679259216023,2061.9158064433664,2127.811156489151,2194.6513876398585,2262.4339618802801,2331.1563898015279,2400.8162288957501,2471.4110819369666,2542.9385954424051,2615.3964582091453]
[425,2,2,2,2,0,3.4393063583815029,3.4393063583815029,3.4393063583815029,3.4393063583815029,"",0.3106365050299284,0.3106365050299284,0.3106365050299284,0.3106365050299284,"",8.5221965317919067E-5,0,1.6581759537572256E-2,7.3047398843930635E-4,"",9.1961209214011144E-2,9.5061702884246271E-2,9.8209054645308769E-2,0.10140313195845102,0.10464380495550558,0.10793094634039063,0.11126443129584132,0.11464413739500737,0.11806994451758827,0.12154173477020473,0.1250593924107283,0.12862280377631496,0,0,0,0,0,0,0,0,0,0,0,0,17.893023849926173,18.496291332620491,19.108676060987225,19.730152246772903,20.36069462134266,21.000278416516007,21.64887934641942,22.306473590285719,22.973037776136465,23.648548965288413,24.332984637630283,25.026322677620147,138.54997495799782,143.22121975827883,147.96306157839248,152.77530073370738,157.65774156312352,162.61019228067923,167.6324648350313,172.72437477626664,177.88574112955072,183.11638627515788,188.41613583446551,193.78481856152837,"","","","","","","","","","","","",2.7614796503863226,2.8545835824646901,2.9490946041777177,3.045008735553222,3.1423220768131932,3.2410308054161194,3.3411311732562536,3.4426195040089942,3.5454921906125358,3.6497456928767193,3.7553765352107478,3.8623813044621249,0.98286238658503211,1.0159998217532376,1.0496380665059957,1.0837757042965803,1.118411347120875,1.1535436344646814,1.1891712323068853,1.2252928321746284,1.2619071502469801,1.2990129265038821,1.3366089239174015,1.3746939276825663,160.27930205410937,165.68315619800151,171.16867936470874,176.73564055228852,182.38381341335577,188.11297608341644,193.92291101830969,199.813404840131,205.78424819106431,211.83523559459709,217.96616532363467,224.17683927506954]
[426,2,2,2,2,0,3.4393063583815029,3.4393063583815029,3.4393063583815029,3.4393063583815029,"",0.3106365050299284,0.3106365050299284,0.3106365050299284,0.3106365050299284,"",8.5221965317919067E-5,0,1.6581759537572256E-2,7.3047398843930635E-4,"",0.88895835573544124,0.91892979454771406,0.94935419490465145,0.98023027559835973,1.011556781236554,1.0433324812904428,1.0755561691931328,1.1082266614850713,1.1413427970033534,1.1749034361119792,1.2089074599703737,1.2433537698377117,0,0,0,0,0,0,0,0,0,0,0,0,172.96589721595299,178.79748288199812,184.71720192287651,190.72480505213807,196.82004800631242,203.00269135965473,209.27250034872102,215.62924470609534,222.07269850265254,228.602639997788,235.21885149709277,241.92111921699475,1339.3164245939788,1384.4717909966953,1430.3095952577942,1476.8279070925046,1524.0248351101941,1571.8985253798992,1620.4471600719694,1669.6689561705778,1719.562164252324,1770.1250673265267,1821.355979733167,1873.2532460947746,"","","","","","","","","","","","",26.694303287067783,27.59430796382534,28.507914507051268,29.435084443681149,30.375780075860867,31.329964452355817,32.297601341477119,33.278655205420279,34.273091175921188,35.280875031141626,36.3019731737039,37.336352609800549,9.5010030703219766,9.8213316102812964,10.146501309557957,10.476498474866943,10.811309688835125,11.150921799825252,11.495321912299891,11.844497377688075,12.198435785720807,12.557124956204195,12.92055293120155,13.288707967598144,1549.3665865230569,1601.6038432473476,1654.6305671921843,1708.4445253387889,1763.0435296624389,1818.4254354730256,1874.5881398436604,1931.5295801212665,1989.2477325136219,2047.7406107477725,2107.0062647951354,2167.0427796590056]
[427,2,2,2,2,0,3.4393063583815029,3.4393063583815029,3.4393063583815029,3.4393063583815029,"",0.3106365050299284,0.3106365050299284,0.3106365050299284,0.3106365050299284,"",8.5221965317919067E-5,0,1.6581759537572256E-2,7.3047398843930635E-4,"",3.1113542450740441,3.2162542809169987,3.3227396821662798,3.4308059645942595,3.5404487343279389,3.6516636845165489,3.7644465921759642,3.8787933151977478,3.9946997895117362,4.1121620263919265,4.2311761098963077,4.3517381944319897,0,0,0,0,0,0,0,0,0,0,0,0,605.38064025583549,625.7911900869932,646.51020673006769,667.53681768248316,688.87016802209337,710.50941975879152,732.45375122052349,754.70235647133347,777.25444475928361,800.10923999225793,823.26598023982456,846.72391725948148,4687.6074860789249,4845.6512684884337,5006.0835834022791,5168.8976748237656,5334.0869228856791,5501.6448388296458,5671.5650602518917,5843.8413465970198,6018.4675748831323,6195.4377356428422,6374.7459290660827,6556.3863613317098,"","","","","","","","","","","","",93.430061504737239,96.580077873388674,99.777700774679431,103.02279555288402,106.31523026551302,109.65487558324534,113.04160469516989,116.47529321897095,119.95581911572413,123.48306260899567,127.05690610796363,130.6772341343019,33.253510746126921,34.374660635984533,35.512754583452846,36.667744662034302,37.839583910922933,39.028226299388379,40.233626693049615,41.45574082190825,42.694525250022821,43.949937346714684,45.221935259205416,46.510477886593499,5422.7830528306986,5605.6134513657171,5791.2069851726455,5979.555838685762,6170.6523538185356,6364.4890241555868,6561.0584894528101,6760.3535304244306,6962.3670637976738,7167.0921376172028,7374.5219267829725,7584.6497288065193]
[428,4,4,4,4,0,6.8786127167630058,6.8786127167630058,6.8786127167630058,6.8786127167630058,"",2.7425933536194993,2.7425933536194993,2.7425933536194993,2.7425933536194993,"",2.0439393063583817E-4,0,3.976921907514451E-2,1.751947976878613E-3,"",2.5364071210081391,2.6219226801339843,2.7087306450064177,2.796827360038197,2.8862092433000766,2.9768727838042031,3.0688145389316515,3.162031131994167,3.2565192499210762,3.352275641063021,3.4492971131048797,3.5475805310808393,0,0,0,0,0,0,0,0,0,0,0,0,493.51235697329781,510.15124147749805,527.04159121410589,544.18269491028911,561.57385562495767,579.21439022018922,597.10362886070129,615.24091453943652,633.62560262750083,652.25706044683352,671.13466686412073,690.25781190458611,3821.3845392261646,3950.223412449679,4081.0094412766898,4213.7371181510725,4348.4010464908197,4484.9959365951609,4623.516601768858,4763.9579546486948,4906.3150037185433,5050.5828500004436,5196.7566839101828,5344.8317822667723,"","","","","","","","","","","","",31.757015979442706,32.827711198343934,33.914587948043746,35.017600458862049,36.136703883351714,37.271854262285366,38.423008492446918,39.590124296103426,40.773160192044159,41.972075468082274,43.186830154923598,44.417385001314443,11.302917445727868,11.683997950162231,12.070837764818947,12.463420599410671,12.861730491890061,13.265751796343833,13.67546917152918,14.090867570008225,14.511932227840269,14.938648654794646,15.371002625050117,15.808980168349514,4360.4932367456413,4507.5082857558173,4656.7451888486648,4808.1976614796722,4961.8595457343199,5117.7248056577837,5275.7875228324665,5436.0418921862374,5598.4822180158499,5763.102910211217,5929.8984806673825,6098.8635398721026]
[429,1,1,1,1,0,1.7196531791907514,1.7196531791907514,1.7196531791907514,1.7196531791907514,"",-0.90534191926485708,-0.90534191926485708,-0.90534191926485708,-0.90534191926485708,"",2.5635982658959534E-5,0,4.9880297687861248E-3,2.1973699421965316E-4,"",9.7881776026532439,10.118188299114809,10.453186482355417,10.793158045200833,11.138089164728346,11.487966291783176,11.842776141051154,12.202505681649315,12.567142128199514,12.936672932352888,13.311085774735663,13.690368557289169,0,0,0,0,0,0,0,0,0,0,0,0,1904.499699259102,1968.7103519134807,2033.8914269954389,2100.0401796519332,2167.1539203371431,2235.2300127726685,2304.265872015952,2374.2589626294803,2445.2067969439618,2517.1069334092322,2589.956975027138,2663.75456786112,14746.997927963517,15244.196411121942,15748.909107873753,16261.114764163529,16780.792554192954,17307.922064626113,17842.483279632834,18384.456566712379,18933.822663244806,19490.562663721641,20054.658007611299,20626.09046781846,"","","","","","","","","","","","",977.10354962836027,1010.0468242620894,1043.487974111549,1077.425590929915,1111.8582948457347,1146.7847333164034,1182.203580137171,1218.113534501849,1254.5133201117355,1291.4016843295458,1328.7773973754029,1366.6392515621819,347.76947445333718,359.4946035970205,371.3969358653714,383.47597003693994,395.73121498960285,408.16218932808636,420.7684210312529,433.54944711778933,446.50481332905639,459.63407382795691,472.93679091277392,486.41253474501474,17986.158828906966,18592.566379193646,19208.138631328467,19832.849662827517,20466.674073530165,21109.586966335057,21761.563928958261,22422.581016643147,23092.614735757761,23771.642028220725,24459.640256701347,25156.587190544069]
[430,2,2,2,2,0,3.4393063583815029,3.4393063583815029,3.4393063583815029,3.4393063583815029,"",0.3106365050299284,0.3106365050299284,0.3106365050299284,0.3106365050299284,"",8.5221965317919067E-5,0,1.6581759537572256E-2,7.3047398843930635E-4,"",119.15107340495378,123.16827970368843,127.24619846877175,131.38465797416637,135.58348995401676,139.84252947503279,144.16161481564509,148.54058735146455,152.97929144662189,157.47757435059529,162.03528610016701,166.65227942617881,0,0,0,0,0,0,0,0,0,0,0,0,23183.394568221011,23965.02813663195,24758.474616352447,25563.700594402089,26380.673331052978,27209.360734999245,28049.731339844093,28901.754281813537,29765.39927861415,30640.636609358688,31527.43709548964,32425.772082636508,179514.58422057913,185566.96040014326,191710.80678507054,197945.86465064017,204271.88048528705,210688.60579833342,217195.79693792225,223793.21491844949,230480.6252568546,237257.79781717961,244124.50666285583,251080.52991622032,"","","","","","","","","","","","",3577.9571336838781,3698.588795013417,3821.0435754795963,3945.316318365125,4071.4019708576275,4199.2955802174856,4328.992290149019,4460.4873373609871,4593.7760483036427,4728.8538360706034,4865.7161974547262,5004.3587101480944,1273.4620322186731,1316.3971023849447,1359.9810548362684,1404.2120542002692,1449.0883020862805,1494.6080357214055,1540.7695266589544,1587.5710795542602,1635.0110310033372,1683.0877484401967,1731.7996290889801,1781.1450989673788,207668.54902810763,214670.14271387723,221777.55223020763,228990.47827558185,236308.62757923795,243731.71267874655,251259.45170938995,258891.56820452973,266627.79090622236,274467.85358539969,282411.49487098935,290458.45808739844]
[431,1,1,1,1,0,1.7196531791907514,1.7196531791907514,1.7196531791907514,1.7196531791907514,"",-0.90534191926485708,-0.90534191926485708,-0.90534191926485708,-0.90534191926485708,"",2.5635982658959534E-5,0,4.9880297687861248E-3,2.1973699421965316E-4,"",1.0723468522377917,1.1078506634620673,1.1438815639049402,1.1804380885840218,1.2175188015314247,1.2551222947416436,1.2932471871743265,1.3318921238082384,1.371055774743005,1.4107368343455131,1.4509340204380892,1.4916460735258066,0,0,0,0,0,0,0,0,0,0,0,0,208.6480589639817,215.55608623361928,222.56667000550399,229.67952523591958,236.89437252654281,244.21093791973115,251.6289527044903,259.14815323240288,266.76828074285316,274.48908119694119,282.3103051195252,290.23170744887824,1615.6119606700126,1669.1024725725831,1723.3871040682027,1778.4636479950141,1834.3299409047927,1890.9838614778084,1948.4233290203886,2006.6463020396052,2065.6507768899523,2125.4347864873021,2185.9963990858,2247.3337171137209,"","","","","","","","","","","","",107.04688434242587,110.59104765666437,114.18782758324582,117.83707788049472,121.53865520310445,125.29241899710949,129.09823140033728,132.95595714797008,136.86546348287695,140.82662007040304,144.83929891732967,148.9033742947405,38.099993315746403,39.361427493974823,40.641588911121758,41.940425517032807,43.257886292425539,44.593921211508196,45.948481206548564,47.321518134261744,48.712984743895575,50.122834646902561,51.551022288096235,52.997502918197803,1970.4792441444044,2035.7188846203037,2101.927072131979,2169.1011147170457,2237.2383737283967,2306.3362619008994,2376.392241518939,2447.4038226780481,2519.3685616343214,2592.2840592358948,2666.1479594311895,2740.9579478490632]
[432,1,1,1,1,0,1.7196531791907514,1.7196531791907514,1.7196531791907514,1.7196531791907514,"",-0.90534191926485708,-0.90534191926485708,-0.90534191926485708,-0.90534191926485708,"",2.5635982658959534E-5,0,4.9880297687861248E-3,2.1973699421965316E-4,"",0.13821359428842653,0.14278964106844425,0.1474336237921923,0.1521453536397184,0.15692464553071697,0.16177131798892297,0.1666851930135799,0.17166609595750632,0.17671385541132067,0.18182830309342171,0.18700927374535373,0.19225660503221512,0,0,0,0,0,0,0,0,0,0,0,0,26.89241648869098,27.782784447888712,28.686370800709405,29.603138808185196,30.533052458976638,31.476076442987573,32.432176126356538,33.401317527731933,34.383467295745525,35.378592687605753,36.386661548738815,37.40764229341098,208.23443048635727,215.12876313157744,222.12544896879058,229.22420351935745,236.42474793884,243.72680881269534,251.13011796262791,258.63441226288251,266.23943346581615,273.94492803614122,281.75064699328095,289.65634576132402,"","","","","","","","","","","","",13.79715398191267,14.253957253525634,14.717542221840574,15.187890037930433,15.664982226177909,16.148800670738559,16.639327602710139,17.136545587960594,17.640437515570813,18.15098658685195,18.668176304900275,19.191990464655444,4.9106658051406482,5.0732506547789784,5.2382492374334717,5.4056548444175627,5.5754608999126258,5.7476609561499457,5.9222486888440375,6.0992178928604037,6.2785624781020974,6.4602764656007752,6.6443539837990722,6.8307892650121627,253.97288035638999,262.38154512883921,270.91504485256627,279.57303256353032,288.35516816943783,297.26111820056036,306.29055557355218,315.44315936739292,324.71861461064589,334.11661207929313,343.63684810446443,353.27902438943482]
[433,5,5,5,5,0,8.598265895953757,8.598265895953757,8.598265895953757,8.598265895953757,"",3.9585717779142846,3.9585717779142846,3.9585717779142846,3.9585717779142846,"",2.6397991329479771E-4,0,5.1362948843930639E-2,2.2626849710982661E-3,"",4.9076510559660301E-2,5.0701360917378292E-2,5.2350333786901487E-2,5.4023362122550114E-2,5.5720380206508102E-2,5.7441323600672313E-2,5.9186129101013903E-2,6.0954734694282343E-2,6.274707951689644E-2,6.4563103815878722E-2,6.6402748911702156E-2,6.826595716292734E-2,0,0,0,0,0,0,0,0,0,0,0,0,9.5488867688939028,9.8650362242098897,10.185879231108547,10.511402744416179,10.841593977323434,11.176440392016527,11.515929690797275,11.860049807658935,12.208788900287566,12.562135342460973,12.920077716819762,13.282604807986718,73.939320363252392,76.387341417960556,78.871705768228878,81.392312402148846,83.949062308388932,86.541858403650096,89.170605463905929,91.835210059172425,94.535580491572574,97.271626736479661,100.0432603865416,102.85039459840291,"","","","","","","","","","","","",0.47576393041078169,0.49151576736295288,0.50750145592553708,0.5237203461355322,0.54017180090268657,0.5568551955427089,0.5737699173348324,0.59091536510208931,0.60829094881278667,0.62589608920179141,0.6437302174103543,0.66179277464329123,0.16933330362553958,0.17493967775099925,0.18062928404943004,0.1864018911868125,0.19225727241078022,0.1981952053844809,0.20421547202910473,0.21031785837449665,0.21650215441731371,0.22276815398623362,0.2291156546137611,0.23554445741421251,84.182380876742286,86.96953444820177,89.798066073099292,92.667860746009907,95.578805739232337,98.530790520194486,101.52370667316815,104.55744782500223,107.63190957460714,110.74698942594455,113.90258672429718,117.09860259561006]
[434,4,4,4,4,0,6.8786127167630058,6.8786127167630058,6.8786127167630058,6.8786127167630058,"",2.7425933536194993,2.7425933536194993,2.7425933536194993,2.7425933536194993,"",2.0439393063583817E-4,0,3.976921907514451E-2,1.751947976878613E-3,"",1.785947332844888,1.845077395873937,1.9050853032144242,1.9659686150015012,2.0277249396927179,2.0903519323157624,2.1538472928076211,2.2182087644389941,2.2834341323182894,2.3495212219699906,2.4164678979826011,2.4842720627217587,0,0,0,0,0,0,0,0,0,0,0,0,347.49432390496253,358.99934474004311,370.67516899686365,382.52132194743496,394.53733826592594,406.72276168772402,419.07714468628285,431.60004816655845,444.29104117393001,457.14970061758953,470.17561100747173,483.3683642038622,2690.7318896396364,2779.8180252174552,2870.2267326536298,2961.9543360154858,3054.9972321735154,3149.3518881613959,3245.0148386737487,3341.9826836923407,3440.2520862321862,3539.8197701996896,3640.6825183556275,3742.8371703763087,"","","","","","","","","","","","",22.360904729306739,23.101241066058783,23.852568428500238,24.614856268370012,25.388074642426265,26.172194190507319,26.967186114737121,27.773022159798195,28.589674594200968,29.41711619248419,30.255320218286649,31.104260408234687,7.9586652704003606,8.222164854296965,8.4895763503232118,8.7608888857801865,9.0360918033066699,9.315174653070601,9.5981271853679218,9.8849393436013422,10.175601257613744,10.470103237352978,10.768435766846771,11.070589498467989,3070.3317308771511,3171.9858532737276,3275.1491317325313,3379.8173717320724,3485.9864618248671,3593.6523706250132,3702.8111439529443,3813.4589021267379,3925.5918373902491,4039.2062114690866,4154.2983532462149,4270.8646565495956]
[435,4,4,4,4,0,6.8786127167630058,6.8786127167630058,6.8786127167630058,6.8786127167630058,"",2.7425933536194993,2.7425933536194993,2.7425933536194993,2.7425933536194993,"",2.0439393063583817E-4,0,3.976921907514451E-2,1.751947976878613E-3,"",5.7758296721792117,5.9670588121880508,6.1611269380551601,6.3580261591537912,6.5577487411338966,6.7602871002552316,6.9656337980161362,7.1737815360580228,7.3847231513272336,7.5984516114774161,7.8149600104969217,8.0342415645469636,0,0,0,0,0,0,0,0,0,0,0,0,1123.8114305011552,1161.0191574571609,1198.7792699473036,1237.0902326810663,1275.9505407749095,1315.3587186496607,1355.3133189854252,1395.8129217301466,1436.8561331582416,1478.4415849760342,1520.5679334709725,1563.2338587018519,8701.9414303239282,8990.0497836819832,9282.435390709612,9579.0863632841247,9879.9910487313682,10185.138021287919,10494.516074008718,10808.114211090122,11125.921640580686,11447.927767454315,11774.122187022456,12104.494678663805,"","","","","","","","","","","","",72.316117422438808,74.710396639168835,77.140221300681617,79.605492612600884,82.106113737208346,84.641989722491743,87.213027434894514,89.819135495517571,92.460224219543548,95.136205558672287,97.846993046373839,100.59250174578025,25.738662151082014,26.590831018151885,27.455651175513367,28.333087460395493,29.223105406438588,30.125671218441092,31.040751748423915,31.968314472923492,32.908327471431676,33.860759405907508,34.825579501291685,35.802757526960299,9929.5834700707819,10258.337227608652,10591.971660071165,10930.473202197341,11273.828557391058,11622.024687978768,11975.048805975477,12332.888364324766,12695.53104858123,13062.964769006405,13435.177653051593,13812.158038202942]
[436,3,3,3,3,0,5.1589595375722546,5.1589595375722546,5.1589595375722546,5.1589595375722546,"",1.526614929324714,1.526614929324714,1.526614929324714,1.526614929324714,"",1.4480794797687863E-4,0,2.8175489306358388E-2,1.2412109826589596E-3,"",0.67303120712007536,0.69531427054845452,0.71792814810876515,0.7408719203420997,0.76414468599976348,0.7877455613829395,0.81167367971680282,0.83592819055676482,0.86050825922470564,0.88541306627323468,0.91064180697617059,0.93619369084358095,0,0,0,0,0,0,0,0,0,0,0,0,130.95264344250612,135.28829092671359,139.68830538916259,144.15250792941998,148.68072319023972,153.27277922908056,157.92850739632652,162.6477422197591,167.43032129486417,172.27608518059225,177.18487730022065,182.15654384699391,1013.9977245778775,1047.5696828674279,1081.6400501066498,1116.2074410265832,1151.2704977940164,1186.8278890166155,1222.8783087999566,1259.4204758529665,1296.4531326385434,1333.975044566401,1371.9849992254253,1410.4818056530205,"","","","","","","","","","","","",11.894098260269541,12.287894184073821,12.687536398138423,13.093008653388303,13.50429502256716,13.921379888567721,14.344247933370808,14.772884127552233,15.207273720319662,15.647402230044781,16.093255435258854,16.54481936608228,4.2333325906384891,4.3734919437749813,4.5157321012357503,4.6600472796703114,4.8064318102695047,4.9548801346120213,5.1053868007276177,5.2579464593624161,5.4125538604328423,5.5692038496558389,5.7278913653440267,5.8886114353553118,1161.7508300784118,1200.2146741925387,1239.2495521432954,1278.8538768094038,1319.0260925030925,1359.7646738302587,1401.0681246100983,1442.934976850197,1485.3637897733847,1528.3531488929671,1571.9016651332252,1616.0079739922955]
[437,1,1,1,1,0,1.7196531791907514,1.7196531791907514,1.7196531791907514,1.7196531791907514,"",-0.90534191926485708,-0.90534191926485708,-0.90534191926485708,-0.90534191926485708,"",2.5635982658959534E-5,0,4.9880297687861248E-3,2.1973699421965316E-4,"",3.3838500670614766,3.4958843158136346,3.6095818238778112,3.7249379684206909,3.8419482181658293,3.9606081300736311,4.0809133461945422,4.2028595906837749,4.3264426669668161,4.4516584550458402,4.5785029089379696,4.7069720542369895,0,0,0,0,0,0,0,0,0,0,0,0,658.40054161967566,680.19920544830984,702.32149201736809,724.76650185556844,747.53335330597974,770.62118188004058,794.02913964528068,817.75639464447136,841.8021303441144,866.16554511034747,890.84585171050185,915.84227683868266,5098.1532981142627,5266.9455801179301,5438.2437506152173,5612.0408447842674,5788.3300357440139,5967.1046295521955,6148.3580604643366,6332.0838864360867,6518.275784852739,6706.9275484710406,6898.0330815596362,7091.5863962255189,"","","","","","","","","","","","",337.79239059165496,348.97619482769653,360.32603370713127,371.84144575622781,383.52197864090743,395.3671888353233,407.37664130773095,419.54990922248339,431.88657365707843,444.3862233332718,457.04845436135145,469.87286999673671,120.2266455741331,124.20717120320947,128.24679167509532,132.34534274263686,136.50266341165394,140.71859582298143,144.99298514066436,149.32567944589263,153.71652963629271,158.16538933022582,162.67211477577035,167.23656476409084,6217.9567259667883,6423.8240359129595,6632.7476498386895,6844.7190731071205,7059.7299793207212,7277.7722042206142,7498.8377399042065,7722.918729339618,7950.0074611571908,8180.0963646999317,8413.1780053161983,8649.2450798792652]
[438,2,2,2,2,0,3.4393063583815029,3.4393063583815029,3.4393063583815029,3.4393063583815029,"",0.3106365050299284,0.3106365050299284,0.3106365050299284,0.3106365050299284,"",8.5221965317919067E-5,0,1.6581759537572256E-2,7.3047398843930635E-4,"",190.820524922977,197.13830902468311,203.54988688459733,210.05499781401821,216.65338628727744,223.34480175451881,230.12899846424472,237.00573529497217,243.97477559539095,251.03588703246865,258.18884144698956,265.43341471605692,0,0,0,0,0,0,0,0,0,0,0,0,37128.22213501353,38357.482413088357,39604.992276688805,40870.70100324184,42154.558874753136,43456.517141379241,44776.527986900197,46114.54449596459,47470.52062298893,48844.411162603195,50236.171721542836,51645.758691895659,287492.72846145171,297011.18560835981,306670.95367279521,316471.63989770995,326412.85930475011,336494.23441218614,346715.39496755914,357075.97769405146,367575.62604966696,378213.9899983838,388990.72579250799,399905.49576551665,"","","","","","","","","","","","",5730.1007778674548,5919.8159021194042,6112.3475351671677,6307.6878488563498,6505.8291700719574,6706.7639751163861,6910.4848843807194,7116.9846572895631,7326.2561875012007,7538.2924983463745,7753.0867384903058,7970.6321778037991,2039.4503088659987,2106.9734788330347,2175.4990970913354,2245.0243774539695,2315.546588915437,2387.0630536506878,2459.5711451185371,2533.0682862624376,2607.5519478021261,2683.0196466101975,2759.468944168138,2836.8974450967753,332581.32220812171,343592.5957114253,354767.34246862709,366105.10812507611,377605.4473247779,389267.92338408699,401092.10798242287,413077.58086886303,425223.92958355462,437530.74919297599,449997.64203815628,462624.21749502892]
[439,1,1,1,1,0,1.7196531791907514,1.7196531791907514,1.7196531791907514,1.7196531791907514,"",-0.90534191926485708,-0.90534191926485708,-0.90534191926485708,-0.90534191926485708,"",2.5635982658959534E-5,0,4.9880297687861248E-3,2.1973699421965316E-4,"",1.6937805699153388,1.7488678132591087,1.8047586776573492,1.861450967674712,1.9189425306272243,1.9772312550576374,2.0363150692890404,2.0961919400515279,2.1568598711771405,2.2183169023586786,2.280561107968345,2.3435905959324579,0,0,0,0,0,0,0,0,0,0,0,0,329.56130517495581,340.27970880841502,351.15447413847266,362.18517399613665,373.37138953061122,384.71270991264299,396.20873205309601,407.85906033574003,419.6633063633235,431.62108871607415,443.73203272184065,455.99577023714374,2551.8722247331948,2634.8673946642748,2719.0733107123779,2804.4866652055503,2891.1042148816277,2978.9227785911721,3067.9392351183296,3158.1505211117501,3249.5536291183648,3342.1456057134014,3435.9235497205345,3530.8846105165112,"","","","","","","","","","","","",169.08142397285582,174.58050083838475,180.15979907062308,185.81909951052418,191.55818726669187,197.37685156318236,203.27488559511875,209.2520863915986,215.30825468541624,221.44319478916185,227.65671447729221,233.94862487379939,60.17924914634375,62.136473713003937,64.122250568263496,66.136501709308391,68.179150652261427,70.250122378012037,72.349343280826858,74.476741119555925,76.63224497126437,78.815785187133812,81.027293350489117,83.266702236817537,3112.3879835972657,3213.6129458373375,3316.3145931673948,3420.4888913891941,3526.1318848618198,3633.2396937000667,3741.8085111166606,3851.8346008986964,3963.3142950095457,4076.2439913081303,4190.6201513781252,4306.4392984602046]
[440,2,2,2,2,0,3.4393063583815029,3.4393063583815029,3.4393063583815029,3.4393063583815029,"",0.3106365050299284,0.3106365050299284,0.3106365050299284,0.3106365050299284,"",8.5221965317919067E-5,0,1.6581759537572256E-2,7.3047398843930635E-4,"",2.291544608390538,2.366073079030524,2.4416887822951305,2.5183887479424478,2.5961700635696312,2.675029872550172,2.7549653720770597,2.8359738113047777,2.918052489583661,3.0011987547806833,3.0854100016811663,3.1706836704663739,0,0,0,0,0,0,0,0,0,0,0,0,445.86910808970197,460.37021909136774,475.08287449799548,490.00649638537351,505.14051808311967,520.48438377333355,536.03754810985083,551.7994758567296,567.7696415447067,583.9475291444702,600.33263175567845,616.92445131074305,3452.4714368291584,3564.757017119839,3678.6806364728827,3794.2378198825159,3911.4241794840641,4030.2354114462214,4150.6672930228506,4272.7156797536854,4396.3765028041962,4521.6457664356631,4648.5195455971707,4776.9939836319318,"","","","","","","","","","","","",68.812207430813416,71.050203829575182,73.32084845897451,75.624052126376114,77.959727375979256,80.327788426876538,82.728151114292501,85.160732833790135,87.625452488250801,90.122230437449602,92.650988450060765,95.211649657941621,24.491554885139898,25.288099766920208,26.096264766153748,26.91601813750923,27.747328753827325,28.590166084074664,29.444500172429535,30.310301618423921,31.187541558072706,32.076191645926556,32.976224037989752,33.887611375448998,3993.9358518432045,4123.8316128867327,4255.622312978302,4389.302775279717,4524.8679237605602,4662.3127796030558,4801.6324577915002,4942.8221638739333,5085.8771908848103,5230.7929164182906,5377.5647998425811,5526.1883796465318]
[441,2,2,2,2,0,3.4393063583815029,3.4393063583815029,3.4393063583815029,3.4393063583815029,"",0.3106365050299284,0.3106365050299284,0.3106365050299284,0.3106365050299284,"",8.5221965317919067E-5,0,1.6581759537572256E-2,7.3047398843930635E-4,"",0.26189081238749007,0.27040835188920276,0.27905014654801491,0.28781585690770839,0.29670515012224352,0.30571769972001966,0.31485318538023538,0.32411129272054595,0.33349171309527553,0.34299414340350665,0.35261828590641903,0.3623638480532998,0,0,0,0,0,0,0,0,0,0,0,0,50.956469495965933,52.613739324727732,54.295185656913773,56.000742444042693,57.730344923785111,59.483929574095264,61.261434069697245,63.0627972407691,64.887959033680758,66.736860473653735,68.609443629220394,70.505651578370646,394.56816420904664,407.40080195655298,420.42064416832943,433.62717941514467,447.01990622675015,460.59833273671109,474.36197634546863,488.31036340042112,502.44302889190811,516.75951616407576,531.2593766396767,545.94216955793502,"","","","","","","","","","","","",7.8642522778072461,8.1200232948085933,8.3795255381685152,8.6427488144429852,8.9096831286833424,9.1803186773573184,9.4546458416334289,9.7326551810045867,10.014337427228662,10.299683478565669,10.58868439429266,10.881331389479042,2.799034844015988,2.8900685447908807,2.9824302589889999,3.0761163585724836,3.1711232861516945,3.2674475524656756,3.3650857339919464,3.4640344706770194,3.5642904637797379,3.6658504738201776,3.7687113186274002,3.8728698714798853,456.4498116392233,471.29504147276936,486.35683576894871,501.63460288911051,517.12776271549251,532.83574624034941,548.75799517617145,564.89396158559236,581.24310752969257,597.80490473351892,614.57883426772355,631.56438624531779]
[442,2,2,2,2,0,3.4393063583815029,3.4393063583815029,3.4393063583815029,3.4393063583815029,"",0.3106365050299284,0.3106365050299284,0.3106365050299284,0.3106365050299284,"",8.5221965317919067E-5,0,1.6581759537572256E-2,7.3047398843930635E-4,"",2.2424400810678837,2.3153715130512977,2.3893668798173771,2.4644232747722525,2.5405378479217107,2.6177078038526682,2.6959303998182658,2.775202943919675,2.8555227933782965,2.936887352892525,3.0192940730737128,3.1027404489563799,0,0,0,0,0,0,0,0,0,0,0,0,436.31477005920829,450.50514296798121,464.9025271873241,479.50635717711549,494.31607840991001,509.33114697819059,524.55102922178264,539.97520137408537,555.60314922589146,571.43436780566003,587.46836107519971,603.70464163979852,3378.4899060399621,3488.3693667529842,3599.85176569132,3712.9327237421753,3827.6079470665477,3943.8732240580885,4061.724422458075,4181.1574866161054,4302.1684348869621,4424.7533571548975,4548.9084124772316,4674.6298268398177,"","","","","","","","","","","","",67.337660128724551,69.527699461798562,71.749687420567895,74.003536723668049,76.289161789351127,78.606478674872037,80.955405018986227,83.335859987351768,85.747764220645408,88.191039785218521,90.6656101261309,93.171400022414289,23.966735851886899,24.746211914771916,25.537059092593307,26.339246320276889,27.15274313767388,27.977519667987348,28.813546597306043,29.660795155171979,30.519237096114004,31.388844682085267,32.26959066574711,33.161448274546515,3908.3515121608498,4035.463792610587,4164.4304062716228,4295.2462872380083,4427.9064682514045,4562.4060771829909,4698.7403336959678,4836.9045460766347,4976.8941082229912,5118.7044967807542,5262.3312684173834,5407.7700572255335]
[443,2,2,2,2,0,3.4393063583815029,3.4393063583815029,3.4393063583815029,3.4393063583815029,"",0.3106365050299284,0.3106365050299284,0.3106365050299284,0.3106365050299284,"",8.5221965317919067E-5,0,1.6581759537572256E-2,7.3047398843930635E-4,"",7.1856291648817585,7.4193291549599989,7.6564383959111577,7.8969475739052459,8.1408475564790574,8.388129386068039,8.6387842738702076,8.8928035940199806,9.1501788780516211,9.4109018096337138,9.6749642195573706,9.9423580809624141,0,0,0,0,0,0,0,0,0,0,0,0,1398.1181317955654,1443.5894727222171,1489.7241564615713,1536.5203708084209,1583.9763388463537,1632.0903176892384,1680.8605972873179,1730.285499293602,1780.3633759866157,1831.092609245874,1882.4716095767346,1934.4988151815442,10825.964005485717,11178.059503682922,11535.291424368535,11897.645735203028,12265.108677096458,12637.666754463509,13015.306725978795,13398.015595799054,13785.780605221727,14178.589224751828,14576.429146551129,14979.288277245842,"","","","","","","","","","","","",215.77542187233632,222.79313915131073,229.91323195349858,237.13542059627935,244.45943084324921,251.88499370999139,259.41184527981721,267.03972652881333,274.76838315958639,282.59756544314553,290.52702806840483,298.55652999883119,76.798518532688675,79.296255697699792,81.830430231010666,84.400942588332498,87.007695163787105,89.650592220776971,92.32953982640403,95.044445789200722,97.795219599956539,100.58177237544112,103.40401680483927,106.26186709872934,12523.84170685119,12931.157700409109,13344.415681410526,13763.599416769966,14188.692989506326,14619.680787469586,15056.547492646203,15499.278071004692,15947.857762845937,16402.272073625922,16862.506765220667,17328.547847605911]
[444,2,2,2,2,0,3.4393063583815029,3.4393063583815029,3.4393063583815029,3.4393063583815029,"",0.3106365050299284,0.3106365050299284,0.3106365050299284,0.3106365050299284,"",8.5221965317919067E-5,0,1.6581759537572256E-2,7.3047398843930635E-4,"",1.0475632495499603,1.081633407556811,1.1162005861920596,1.1512634276308336,1.1868206004889741,1.2228707988800787,1.2594127415209415,1.2964451708821838,1.3339668523811021,1.3719765736140266,1.4104731436256761,1.4494553922131992,0,0,0,0,0,0,0,0,0,0,0,0,203.82587798386373,210.45495729891093,217.18074262765509,224.00296977617077,230.92137969514044,237.93571829638105,245.04573627878898,252.2511889630764,259.55183613472303,266.94744189461494,274.43777451688157,282.02260631348258,1578.2726568361866,1629.6032078262119,1681.6825766733177,1734.5087176605787,1788.0796249070006,1842.3933309468443,1897.4479053818745,1953.2414536016845,2009.7721155676325,2067.038064656303,2125.0375065587068,2183.7686782317401,"","","","","","","","","","","","",31.457009111228984,32.480093179234373,33.518102152674061,34.570995257771941,35.63873251473337,36.721274709429274,37.818583366533716,38.930620724018347,40.05734970891465,41.198733914262675,42.354737577170638,43.525325557916169,11.196139376063952,11.560274179163523,11.929721035956,12.304465434289934,12.684493144606778,13.069790209862703,13.460342935967786,13.856137882708078,14.257161855118952,14.66340189528071,15.074845274509601,15.491479485919541,1825.7992465568932,1885.1801658910774,1945.4273430757949,2006.538411556442,2068.51105086197,2131.3429849613976,2195.0319807046858,2259.5758463423695,2324.9724301187703,2391.2196189340757,2458.3153370708942,2526.2575449812712]
[445,2,2,2,2,0,3.4393063583815029,3.4393063583815029,3.4393063583815029,3.4393063583815029,"",0.3106365050299284,0.3106365050299284,0.3106365050299284,0.3106365050299284,"",8.5221965317919067E-5,0,1.6581759537572256E-2,7.3047398843930635E-4,"",18.545143152189137,19.148291418154166,19.760238502431303,20.380960367277094,21.010433443031371,21.648634611423883,22.295541189737918,22.951130915773657,23.615381933559195,24.288272779760813,24.969782370748295,25.659889990274291,0,0,0,0,0,0,0,0,0,0,0,0,3608.3549961830868,3725.7104159322826,3844.7778343302057,3965.5525743187727,4088.0300499155333,4212.2057629656201,4338.0753000604354,4465.6343296119612,4594.8785990725182,4725.8039322906043,4858.4062269941687,4992.6814523933699,27940.358128053111,28849.069288548406,29771.036865169819,30706.224642334928,31654.597109681741,32616.119436918347,33590.757449963494,34578.477608292313,35579.246983408237,36593.033238368604,37619.804608297105,38659.529881821269,"","","","","","","","","","","","",556.88736442222557,574.99914956363341,593.37515217155783,612.01465042274378,630.91693654988921,650.08131634036499,669.5071086606672,689.19364500488712,709.14026906562947,729.34633632593136,749.81121367084893,770.53427901748455,198.20665489188212,204.65297882800422,211.19334271465851,217.82748964141396,224.55516770061683,231.37612980897563,238.2901335383047,245.29694095481639,252.39631846640265,259.5880366773913,266.87187025030272,274.24759777416932,32322.352286702495,33373.580124290478,34440.143432888668,35522.000317085134,36619.109697290805,37731.431280644734,38858.925533412636,40001.553654779753,41159.277551946347,42332.059816442292,43519.863701583177,44722.653100996569]
[446,2,2,2,2,0,3.4393063583815029,3.4393063583815029,3.4393063583815029,3.4393063583815029,"",0.3106365050299284,0.3106365050299284,0.3106365050299284,0.3106365050299284,"",8.5221965317919067E-5,0,1.6581759537572256E-2,7.3047398843930635E-4,"",337.26626182776454,348.23525566731382,359.36426685136541,370.65285822395811,382.1006011418018,393.70707517068774,405.47186779748438,417.39457415667812,429.4747967705095,441.71214530182834,454.10623631886023,466.65669307114018,0,0,0,0,0,0,0,0,0,0,0,0,65622.37837277363,67756.631174125927,69922.018778794256,72118.456128718724,74345.859822162005,76604.148054639532,78893.240562881969,81213.05857162796,83563.524743061993,85944.563128727183,88356.099123755397,90798.059423270432,508129.81397046283,524655.84526967327,541422.96081802668,558430.50199056591,575677.82298763667,593164.29037749569,610889.28266239888,628852.18986660475,647052.4131448603,665489.3644100487,684162.46597878379,703071.15023382811,"","","","","","","","","","","","",10127.682386513645,10457.067499345689,10791.25773212264,11130.239957599855,11474.001304157517,11822.529146684219,12175.81109792855,12533.835000287467,12896.58891800291,13264.061129740348,13636.240121525016,14013.114580013478,3604.6320600593394,3721.8663978385057,3840.8109679042709,3961.4610980241264,4083.8122069472288,4207.8598011597023,4333.599471806504,4461.026891768749,4590.1378128863435,4720.9280633165472,4853.3935450198487,4987.5302313651891,587821.77305163722,606939.64559665078,626336.41256369918,646011.31203313253,665963.59692204522,686192.5344551499,706697.40566281334,727477.50490444561,748532.13941558206,769860.62887713464,791462.30500540289,813336.51116154832]
[447,1,1,1,1,0,1.7196531791907514,1.7196531791907514,1.7196531791907514,1.7196531791907514,"",-0.90534191926485708,-0.90534191926485708,-0.90534191926485708,-0.90534191926485708,"",2.5635982658959534E-5,0,4.9880297687861248E-3,2.1973699421965316E-4,"",1.2557277612645341,1.2958587016900152,1.3365650843478307,1.3778453635608265,1.4196980232535941,1.4621215759139328,1.5051145616067654,1.5486755470370743,1.5928031246587022,1.6374959118261077,1.6827525499863867,1.7285717039090838,0,0,0,0,0,0,0,0,0,0,0,0,244.32874440604212,252.13707881454283,260.05737784024927,268.08934073854931,276.23267252448494,284.48708377068226,292.85229041548769,301.32801358064205,309.91397939787885,318.60991884387971,327.41556758306541,336.33066581773875,1891.8960653548713,1952.3578713545269,2013.6866462377061,2075.8800612667501,2138.9358323023821,2202.8517182390328,2267.625519519192,2333.2550767216158,2399.7382692186343,2467.0730138981739,2535.2572639464479,2604.2890076875806,"","","","","","","","","","","","",125.35285961360762,129.35892549547646,133.42243482296357,137.54323329904909,141.72116958170358,145.95609518021607,150.24786435675827,154.59633403284244,159.0013637003575,163.46281533689293,167.9805533250827,172.55444437572115,44.615433160209214,46.041267123142681,47.487546285462713,48.954215729966776,50.441221591188864,51.948511018500675,53.47603214107648,55.023734034599691,56.591566689598984,58.179480981310483,59.787428640970717,61.415362228452175,2307.4488302959949,2381.1910014893788,2455.9905702707292,2531.8446963978763,2608.750594023013,2686.7055297843458,2765.7068209941212,2845.7518339167368,2926.8379821311282,3008.9627249720834,3092.1235660455527,3176.3180518134018]
[448,3,3,3,3,0,5.1589595375722546,5.1589595375722546,5.1589595375722546,5.1589595375722546,"",1.526614929324714,1.526614929324714,1.526614929324714,1.526614929324714,"",1.4480794797687863E-4,0,2.8175489306358388E-2,1.2412109826589596E-3,"",3.474772236846424,3.5858200944557632,3.6984602802388569,3.8126885170934286,3.9285006098293271,4.0458924422947424,4.1648599746475767,4.2853992407624562,4.4075063457646664,4.5311774636829325,4.6564088352136395,4.7831967655896097,0,0,0,0,0,0,0,0,0,0,0,0,676.09139808354712,697.69813837839285,719.6147002407605,741.84025146875013,764.3739757982205,787.21507234363423,810.36275506714287,833.81625227406664,857.57480613306802,881.63767221945068,906.00411908013973,930.67342781900709,5235.1378425161865,5402.444014568664,5572.1492093230408,5744.2469828404201,5918.7310145917909,6095.5951031283594,6274.8331619705505,6456.4392157013835,6640.4073962510611,6826.7319393606203,7015.4071812134825,7206.4275552245126,"","","","","","","","","","","","",61.407676166989987,63.370161882399394,65.360787909225081,67.379478660667786,69.426159997514731,71.500759177352819,73.603204806347193,75.733426793416754,77.891356306652881,80.076925731838244,82.29006863293526,84.530719714422119,21.856143369981037,22.554628833604312,23.263129961704411,23.98161985152219,24.710072115521676,25.4484608633141,26.196760684494961,26.954946632334266,27.722994208265096,28.500879347119714,29.288578403066634,30.08606813620532,5997.9678323735516,6189.6527637575164,6384.0862877149693,6581.2610213384532,6781.1697231128765,6983.805287954955,7189.1607425031825,7397.2292406419638,7608.0040592448113,7821.4785941227119,8037.646356164837,8256.5009676597365]
[449,2,2,2,2,0,3.4393063583815029,3.4393063583815029,3.4393063583815029,3.4393063583815029,"",0.3106365050299284,0.3106365050299284,0.3106365050299284,0.3106365050299284,"",8.5221965317919067E-5,0,1.6581759537572256E-2,7.3047398843930635E-4,"",0.20280626391690204,0.20928760991101117,0.21586189268078126,0.22252886259168264,0.22928827479001473,0.23613988903517655,0.24308346954040946,0.25011878482145661,0.25724560755262993,0.26446371442981426,0.27177288603997485,0.27917290673676831,0,0,0,0,0,0,0,0,0,0,0,0,39.460304493545806,40.721389242685319,42.000556833032014,43.29775869283884,44.612947180571439,45.94607555227293,47.297097930576825,48.665969275260565,50.052645355240294,51.457082721915292,52.879238683777977,54.319071282211212,305.55060146741477,315.31548312624705,325.22038456135846,335.2649296700626,345.44874955253329,355.77148225910145,366.23277255031576,376.83227166893101,387.56963712305674,398.44453247975753,409.45662716845123,420.60559629350251,"","","","","","","","","","","","",6.0900174711064441,6.2846441536263864,6.4820616108322389,6.6822623465125073,6.8852390080179884,7.0909843812250717,7.2994913857534387,7.5107530704214955,7.7247626089242498,7.9415132957194938,8.1609985421092812,8.3832118725046723,2.1675514085931606,2.23682269424175,2.3070872689293629,2.3783424646137705,2.4505856643492567,2.5238143004939602,2.5980258530077642,2.673217847834803,2.7493878553651325,2.8265334889705498,2.9046524036099135,2.983742294499701,353.47128110457703,364.76762682671153,376.22595216683288,387.84582203661938,399.626809680262,411.56849638212861,423.67047118919419,435.93233064726934,448.35367855013908,460.93412570079272,473.6732896839884,486.57079464945491]
[450,2,2,2,2,0,3.4393063583815029,3.4393063583815029,3.4393063583815029,3.4393063583815029,"",0.3106365050299284,0.3106365050299284,0.3106365050299284,0.3106365050299284,"",8.5221965317919067E-5,0,1.6581759537572256E-2,7.3047398843930635E-4,"",3.7181148384765379,3.8369395150352053,3.9574680324809894,4.079695814180849,4.2036183711502701,4.3292312989782369,4.4565302749075073,4.5855110550600386,4.7161694717982163,4.8485014312132622,4.9825029107328733,5.1181699568407524,0,0,0,0,0,0,0,0,0,0,0,0,723.43891571500649,746.55880278256438,770.01020860558697,793.79224270204531,817.90403164380996,842.34471845833707,867.11346206057522,892.20943671311068,917.63183151273881,943.37984990178063,969.45270920259634,995.84964017387233,5601.7610269026036,5780.78385731453,5962.3737169582382,6146.5237106178156,6333.2270751297783,6522.4771747501936,6714.2674967557905,6908.5916472637373,7105.4433472560422,7304.816428795556,7506.7048314216063,7711.1025987142139,"","","","","","","","","","","","",111.65032030361816,115.21847614981709,118.83779619859104,122.50814301939599,126.22938181366314,130.00138032245965,133.82400873881306,137.69713962439411,141.62064783027793,145.59441042152409,149.61830660533684,153.69221766258565,39.738442490874618,41.00841606109875,42.296599930371649,43.602945184585799,44.927403846403053,46.26992884238927,47.630473971809025,49.008993876971402,50.405444015027442,51.819780631126754,53.251960732848424,54.701942065827851,6480.3068202505783,6687.4064918230451,6897.4757897252694,7110.5067373380234,7326.4915108048053,7545.4224336723582,7767.2919718018957,7992.0927285332737,8219.8174400858843,8450.4589711812005,8684.01031087312,8920.4645685733412]
[451,2,2,2,2,0,3.4393063583815029,3.4393063583815029,3.4393063583815029,3.4393063583815029,"",0.3106365050299284,0.3106365050299284,0.3106365050299284,0.3106365050299284,"",8.5221965317919067E-5,0,1.6581759537572256E-2,7.3047398843930635E-4,"",9.9037058879420474,10.220211617321045,10.541255759244816,10.866826123227169,11.196910752245717,11.531497914551121,11.870576095889996,12.214133992114464,12.562160502153427,12.914644721322595,13.271575934952104,13.632943612312184,0,0,0,0,0,0,0,0,0,0,0,0,1926.9782027681531,1988.5611746844663,2051.0271920130631,2114.3738828336295,2178.5989206512386,2243.7000228026609,2309.6749489431677,2376.5214996085574,2444.2375148475671,2512.820872920197,2582.2694890578241,2652.581314281314,14921.054371658751,15397.906092665064,15881.595446079669,16372.104065554722,16869.41393648204,17373.507383652788,17884.367059540418,18401.97593316613,18926.317279509272,19457.374669428158,19995.131960059363,20539.57328566604,"","","","","","","","","","","","",297.39585317236464,306.90012283542183,316.54067532897426,326.31714458802742,336.2291715582117,346.27640394982427,356.4584960042929,366.77510827224967,377.2259074024675,387.81056594096862,398.52876213966982,409.38017977397806,105.84876045296599,109.23150823547211,112.66276163271718,116.14239035530579,119.67026660905536,123.24626500745502,126.87026248854582,130.54213823593287,134.26177360366398,138.0290520447285,141.84385904295075,145.70608204806871,17261.180893940174,17812.819110037744,18372.367330813671,18939.80430945491,19515.109206052792,20098.26157332728,20689.241343072317,21288.028813274985,21894.604635865126,22508.949805055378,23131.045646234761,23760.873805381711]
[452,2,2,2,2,0,3.4393063583815029,3.4393063583815029,3.4393063583815029,3.4393063583815029,"",0.3106365050299284,0.3106365050299284,0.3106365050299284,0.3106365050299284,"",8.5221965317919067E-5,0,1.6581759537572256E-2,7.3047398843930635E-4,"",0.591518269757631,0.61042219557378263,0.62959718698561196,0.6490425158924078,0.668757468137543,0.68874134301926493,0.70899345282619441,0.72951312239591526,0.75029968869517083,0.77135250042029158,0.79267091761659347,0.81425431131557424,0,0,0,0,0,0,0,0,0,0,0,0,115.09255477284194,118.77071862449887,122.50162409634338,126.28512952077992,130.12109594333339,134.00938702746271,137.9498689641824,141.94241038617668,145.98688228611755,150.08315793891961,154.23111282768576,158.43062457311603,891.18925427995975,919.67015911822068,948.55945497062896,977.85604487101602,1007.5588528615554,1037.6668232557126,1068.1789199384214,1099.0941257010491,1130.4114416089158,1162.1298863992927,1194.2484959079829,1226.7663225227159,"","","","","","","","","","","","",17.762550957393795,18.330212114743627,18.906013031594028,19.489931843994814,20.081947106719134,20.682037778573125,21.290183208447534,21.9063631220627,22.5305576093624,23.162747112515191,23.802912414485405,24.451034628138625,6.322024941730052,6.524066191538437,6.7290045343773075,6.9368321884568314,7.1475415210186659,7.3611250431073838,7.5775754046059802,7.7968853895181764,8.0190479114816391,8.244056009497438,8.4719028438622495,8.7025816922907939,1030.9579032216832,1063.9055782445755,1097.3256938199293,1131.21698094014,1165.5781949007639,1200.4081144478751,1235.7055409684833,1271.4692977212026,1307.6982291045726,1344.3911999606453,1381.5470949116329,1419.164817727577]
[453,1,1,1,1,0,1.7196531791907514,1.7196531791907514,1.7196531791907514,1.7196531791907514,"",-0.90534191926485708,-0.90534191926485708,-0.90534191926485708,-0.90534191926485708,"",2.5635982658959534E-5,0,4.9880297687861248E-3,2.1973699421965316E-4,"",6.1871282812102768,6.3848584613633541,6.5854239176166391,6.7888170342248007,6.9950303412940249,7.2040565096650058,7.4158883460543876,7.6305187884377315,7.8479409016584638,8.0681478732484742,8.2911330094470959,8.5168897314062946,0,0,0,0,0,0,0,0,0,0,0,0,1203.8383884297705,1242.3110320538406,1281.3353393991229,1320.9098286591679,1361.0330464060653,1401.703566594819,1442.9199896180105,1484.6809414074553,1526.9850725798321,1569.8310576234885,1613.2175941238488,1657.1434020250526,9321.6093584489026,9619.5122649330333,9921.6868359161454,10228.121597415526,10538.805295190279,10853.726887031997,11172.875535444766,11496.240600689096,11823.811634166306,12155.57837212177,12491.530729647073,12831.658794962696,"","","","","","","","","","","","",617.62927186137858,637.36766124694259,657.38908169856938,677.69277297547671,698.27798939649097,719.14399932924266,740.29008470516123,761.71554055858007,783.41967458840111,805.40180674088538,827.66126881224955,850.19740406984863,219.82583868815635,226.85110157435079,233.97710052391949,241.20356495291321,248.53022945942044,255.95683364176244,263.48312192587076,271.1088434012463,278.83375166494721,286.65760467309661,294.58016459943872,302.60119770051131,11369.089985709419,11732.42691826953,12100.973781455376,12474.71658103731,12853.64159079355,13237.735343107486,13626.984620039864,14021.376444844815,14420.898073901144,14825.536989032489,15235.280890192058,15650.117688489516]
[454,2,2,2,2,0,3.4393063583815029,3.4393063583815029,3.4393063583815029,3.4393063583815029,"",0.3106365050299284,0.3106365050299284,0.3106365050299284,0.3106365050299284,"",8.5221965317919067E-5,0,1.6581759537572256E-2,7.3047398843930635E-4,"",243.06330730440706,250.83120047834689,258.71047837791633,266.70084181613169,274.8019973358326,283.0136570086591,291.33553824418073,299.76736360851578,308.30886065182699,316.95976174413238,325.71980391890992,334.58872872401685,0,0,0,0,0,0,0,0,0,0,0,0,47293.174935514638,48804.585007358357,50337.667364388864,51892.363793367338,53468.617195914878,55066.371549399111,56685.571869796324,58326.164176399798,59988.095458255491,61671.313642215478,63375.767562507899,65101.40693173014,366202.39585869649,377905.60652680707,389776.63089678809,401815.01820957003,414020.32633871114,426392.12148753315,438929.9779015535,451633.47759521386,464502.21009198355,477535.77217698935,490733.76766138879,504095.80715776281,"","","","","","","","","","","","",7298.8859391210726,7532.1460181212233,7768.7508405824374,8008.69142229524,8251.9589511095583,8498.5447808982499,8748.4404258254963,9001.6375549001641,9258.1279867957146,9517.9036849198128,9780.9567527179734,10047.279429196849,2597.8103631989029,2680.8319990487371,2765.0440918118411,2850.4434438396042,2937.026918722584,3024.7914391420113,3113.7339848298056,3203.8515906300117,3295.1413446551119,3387.6003865312041,3481.2259057264819,3576.0151399578917,423635.33040383551,437174.00075181376,450906.80367194919,464833.21771088836,478952.73140179401,493264.84291398118,507769.05972024926,522464.89828075236,537351.88374234166,552429.54965239996,567697.43768626009,583155.0973873717]
[455,1,1,1,1,0,1.7196531791907514,1.7196531791907514,1.7196531791907514,1.7196531791907514,"",-0.90534191926485708,-0.90534191926485708,-0.90534191926485708,-0.90534191926485708,"",2.5635982658959534E-5,0,4.9880297687861248E-3,2.1973699421965316E-4,"",1.5686710599405442,1.6179472073684267,1.6679180716788951,1.7185818176227716,1.7699366445273921,1.8219807851029264,1.8747125043080373,1.9281300982710607,1.9822318932631831,2.0370162447203626,2.0924815363109959,2.1486261790465533,0,0,0,0,0,0,0,0,0,0,0,0,305.21856909128866,314.80629949082805,324.5292019466649,334.38691937174491,344.37910140661535,354.50540418716935,364.76549012393514,375.1590276921691,385.68569123206493,396.34516075844755,407.13712177936787,418.06126512305781,2363.3805811133743,2437.6206770245913,2512.9074425860654,2589.2381127870935,2666.6099747104081,2745.0203657337593,2824.4666718209032,2904.946325896241,2986.4568062977887,3068.9956353035946,3152.5603777270712,3237.1486395770689,"","","","","","","","","","","","",156.59238349452409,161.51136846990326,166.49970346726994,171.55720528311483,176.68369416552468,181.87899369502315,187.14293067133559,192.47533500569588,197.87603961834404,203.34488034088955,208.88169582324136,214.48632744482728,55.734165464856922,57.484924450823279,59.260366409959772,61.060426136702304,62.885039653974488,64.734144170776787,66.60767804188383,68.505580729514563,70.427792766849535,72.374255723280342,74.344912171284207,76.339705654825252,2882.4943702239848,2973.0412166435144,3064.8646324816386,3157.9612453962782,3252.3277465810502,3347.9608885718317,3444.857483162366,3543.014399421892,3642.4285618083104,3743.0969483709323,3845.0165890372759,3948.1845639788257]
[456,2,2,2,2,0,3.4393063583815029,3.4393063583815029,3.4393063583815029,3.4393063583815029,"",0.3106365050299284,0.3106365050299284,0.3106365050299284,0.3106365050299284,"",8.5221965317919067E-5,0,1.6581759537572256E-2,7.3047398843930635E-4,"",0.68018473221078624,0.70155115121253908,0.72321880342296863,0.74518689306754793,0.76745463936432379,0.79002127600633076,0.81288605066973407,0.83604822454604744,0.85950707189689635,0.88326187962991831,0.90731194689449712,0.93165658469612933,0,0,0,0,0,0,0,0,0,0,0,0,132.34451503872728,136.50180970735406,140.71771575172622,144.99207833685719,149.32474554488704,153.71556827437468,158.16440014459687,162.67109740453097,167.23551884622472,171.85752572227841,176.53698166718647,181.27375262230407,1024.7753201603027,1056.9662498244149,1089.6110214277035,1122.7084360457332,1156.2573173420799,1190.2565107885264,1224.7048829240259,1259.6013206499345,1294.9447305592121,1330.7340382974664,1366.9681879538834,1403.6461414802252,"","","","","","","","","","","","",20.425093499285754,21.066700235204774,21.717352626165649,22.377026776058464,23.045699238981484,23.723347003698677,24.409947478869864,25.105478479003814,25.809918211088355,26.523245261855163,27.245438585640184,27.976477492803561,7.2696737562856866,7.4980336240204286,7.7296130099947549,7.9644034091350848,8.2023964766053705,8.4435840222752336,8.6879580054631109,8.9355105299366819,9.186233839154287,9.440120311732219,9.697162457124028,9.9573529114989476,1185.4947871868121,1222.7343445422068,1260.4989216190131,1298.7871314608515,1337.5976132419182,1376.9290313648814,1416.7800746036255,1457.1494552879517,1498.0359085275763,1539.4381914729624,1581.3550826107285,1623.7853810915281]
[457,2,2,2,2,0,3.4393063583815029,3.4393063583815029,3.4393063583815029,3.4393063583815029,"",0.3106365050299284,0.3106365050299284,0.3106365050299284,0.3106365050299284,"",8.5221965317919067E-5,0,1.6581759537572256E-2,7.3047398843930635E-4,"",8.720317079625467E-2,8.9942455283658851E-2,9.2720359413201101E-2,9.5536781162506135E-2,9.8391620431323573E-2,0.10128477897517062,0.1042161603422736,0.10718566981359584,0.11019321434575596,0.1132387025166562,0.11632204447365348,0.11944315188411919,0,0,0,0,0,0,0,0,0,0,0,0,16.967245517785553,17.500232013763341,18.040732788682849,18.588727991904769,19.14419814678039,19.707124137740344,20.277487198025241,20.855268898016789,21.440451134131379,22.033016118240827,22.632946367588008,23.240224695167196,131.38145130260295,135.5084935672327,139.69372069585944,143.93697898022222,148.23811760795897,152.59698856263159,157.01344652872129,161.4873488012737,166.018555199899,170.60692798685469,175.2523317889594,179.95463352310583,"","","","","","","","","","","","",2.618601730677661,2.7008590045134326,2.7842759777135448,2.8688495866741621,2.954576825510447,3.041454744063933,3.1294804460089569,3.2186510870517715,3.3089638732164568,3.4004160592122008,3.4930049468769471,3.5867278836927654,0.93200945593406248,0.96128636205390117,0.9909760269224045,1.0210773601455236,1.0515892918724834,1.0825107720865685,1.1138407699311681,1.1455782730688056,1.1777222870710626,1.2102718348374641,1.2432259560415422,1.2765837066024297,151.98651117779647,156.76081340284702,161.60242584859142,166.51117070010918,171.4868734925536,176.52936299549762,181.63847110302891,186.81403272922466,192.05588570866362,197.36387070166185,202.73783110393956,208.17761296045234]
[458,2,2,2,2,0,3.4393063583815029,3.4393063583815029,3.4393063583815029,3.4393063583815029,"",0.3106365050299284,0.3106365050299284,0.3106365050299284,0.3106365050299284,"",8.5221965317919067E-5,0,1.6581759537572256E-2,7.3047398843930635E-4,"",2.3893668798173771,2.4644232747722525,2.5405378479217107,2.6177078038526682,2.6959303998182658,2.775202943919675,2.8555227933782965,2.936887352892525,3.0192940730737128,3.1027404489563799,3.1872240185781044,3.2727423616248648,0,0,0,0,0,0,0,0,0,0,0,0,464.9025271873241,479.50635717711549,494.31607840991001,509.33114697819059,524.55102922178264,539.97520137408537,555.60314922589146,571.43436780566003,587.46836107519971,603.70464163979852,620.14273047191136,636.7821566475809,3599.85176569132,3712.9327237421753,3827.6079470665477,3943.8732240580885,4061.724422458075,4181.1574866161054,4302.1684348869621,4424.7533571548975,4548.9084124772316,4674.6298268398177,4801.913891017487,4930.7569585330984,"","","","","","","","","","","","",71.749687420567895,74.003536723668049,76.289161789351127,78.606478674872037,80.955405018986227,83.335859987351768,85.747764220645408,88.191039785218521,90.6656101261309,93.171400022414289,95.708335544428323,98.276344013181742,25.537059092593307,26.339246320276889,27.15274313767388,27.977519667987348,28.813546597306043,29.660795155171979,30.519237096114004,31.388844682085267,32.26959066574711,33.161448274546515,34.064391195538249,34.978393560906561,4164.4304062716228,4295.2462872380083,4427.9064682514045,4562.4060771829909,4698.7403336959678,4836.9045460766347,4976.8941082229912,5118.7044967807542,5262.3312684173834,5407.7700572255335,5555.0165722479433,5704.0665951163937]
[459,2,2,2,2,0,3.4393063583815029,3.4393063583815029,3.4393063583815029,3.4393063583815029,"",0.3106365050299284,0.3106365050299284,0.3106365050299284,0.3106365050299284,"",8.5221965317919067E-5,0,1.6581759537572256E-2,7.3047398843930635E-4,"",5.5112403943232939,5.6843631739272391,5.8599267149143097,6.0379245694703876,6.2183504112596495,6.4011980312307823,6.586461333631692,6.7741343322192558,6.9642111466517749,7.1566859990526721,7.3515532107348989,7.5488071990763297,0,0,0,0,0,0,0,0,0,0,0,0,1072.3299167240468,1106.0146632698431,1140.1743122447558,1174.8076090883812,1209.9133228765206,1245.4902455051897,1281.537190915195,1318.0529943546612,1355.0365116771029,1392.4866186728202,1430.4022104315618,1468.7822007345662,8303.3077223245054,8564.1367934491063,8828.643147978315,9096.8170715500419,9368.6490328230047,9644.1296771583147,9923.2498206151849,10206.000444240495,10492.372688633615,10782.357848769216,11075.947369062233,11373.132838660284,"","","","","","","","","","","","",165.49562937882817,170.69428908524895,175.96624179149603,181.311293877807,186.72925537226024,192.21993982484057,197.78316418776606,203.41874870167194,209.12651678728002,214.90629494221108,220.75791264262301,226.68120224938269,58.902997615032746,60.753298081806548,62.629684901495956,64.532089161197092,66.460443246340958,68.414680795871121,70.394736659649823,72.400546857948498,74.432048542891152,76.489179961727729,78.571880421825455,80.68009025727352,9605.5475064367383,9907.2834070599311,10213.273313630976,10523.505988246898,10837.970404729387,11156.655741315448,11479.551373711429,11806.646868486996,12137.93197678754,12473.396628345026,12813.030925768979,13156.825139100582]
[460,1,1,1,1,0,1.7196531791907514,1.7196531791907514,1.7196531791907514,1.7196531791907514,"",-0.90534191926485708,-0.90534191926485708,-0.90534191926485708,-0.90534191926485708,"",2.5635982658959534E-5,0,4.9880297687861248E-3,2.1973699421965316E-4,"",0.19936287718307921,0.20562539759197393,0.21197620977858869,0.21841508050055292,0.22494178090983583,0.23155608640104086,0.23825777646724219,0.24504663456287729,0.25192244797324737,0.25888500769021333,0.26593410829370523,0.27306954783869247,0,0,0,0,0,0,0,0,0,0,0,0,38.790319817621977,40.008827360038346,41.24451395977681,42.49733423453614,43.767243657028047,45.054198525459647,46.358155935483396,47.679073753519823,49.016910591366113,50.371625782010064,51.743179356575197,53.131532022328429,300.36274943915794,309.79794557503169,319.36616327180764,329.06705112344338,338.90026434446662,348.86546454141421,358.96231949563327,369.19050295671298,379.54969444587289,390.0395790686843,400.65984733655091,411.41019499641692,"","","","","","","","","","","","",19.901373153150221,20.526528434302087,21.160497430622936,21.803256858723628,22.454783873879393,23.115056054885887,23.784051389668072,24.46174826159346,25.148125436445063,25.843162050012719,26.546837596264794,27.259131916065012,7.0832718650988733,7.305776351609647,7.5314178046102729,7.7601879371059788,7.992078618230873,8.227081867857919,8.4651898514768771,8.7063948753229212,8.9506893817400748,9.1980659447647266,9.4485172659157204,9.702036170178463,366.33707715221209,377.84470311857376,389.51456867659618,401.34624523430966,413.33931227451478,425.4933570760187,437.80797444872888,450.28276648171209,462.91734230339739,475.71131785316203,488.66431566360035,501.77596465282755]
[461,1,1,1,1,0,1.7196531791907514,1.7196531791907514,1.7196531791907514,1.7196531791907514,"",-0.90534191926485708,-0.90534191926485708,-0.90534191926485708,-0.90534191926485708,"",2.5635982658959534E-5,0,4.9880297687861248E-3,2.1973699421965316E-4,"",7.5705429414521923,7.808353913821537,8.0495176502764085,8.2940252937446814,8.5418681540235024,8.7930377020184718,9.0475255642692236,9.305323517742945,9.5664234848788414,9.8308175288678381,10.098497849153068,10.369456777137716,0,0,0,0,0,0,0,0,0,0,0,0,1473.0113551796976,1519.2825758035615,1566.2061485252091,1613.7803500114646,1662.0034893971435,1710.8739071641651,1760.3899740763827,1810.550090166555,1861.3526837721397,1912.7962106168559,1964.8791529352106,2017.6000186373662,11405.880195808024,11764.169354336073,12127.509831611012,12495.888283450759,12869.291617080666,13247.706982454229,13631.121764005231,14019.523572803599,14412.900239089331,14811.239805160829,15214.530518595866,15622.760825784988,"","","","","","","","","","","","",755.7284594735728,779.46790870257655,803.54204716812899,827.94999071416305,852.69087184231478,877.76383913685095,903.16805671818486,928.90270372314114,954.96697381026922,981.36007468864102,1008.0812276686867,1035.1296672337319,268.97792898257035,277.4272440887558,285.99568136980588,294.68292613799809,303.48866963439866,312.41260882418362,321.4544462021351,330.6138896076572,339.89065204870866,349.28445153409211,358.79501091358901,368.42205772546112,13911.168482385317,14348.155436844789,14791.303226324433,15240.595575608128,15696.016516108546,16157.550375281446,16625.181766566206,17098.895579818694,17578.676972205325,18064.511359529286,18556.384407962505,19054.282026158686]
[462,1,1,1,1,0,1.7196531791907514,1.7196531791907514,1.7196531791907514,1.7196531791907514,"",-0.90534191926485708,-0.90534191926485708,-0.90534191926485708,-0.90534191926485708,"",2.5635982658959534E-5,0,4.9880297687861248E-3,2.1973699421965316E-4,"",66.204214399296774,68.283865584555784,70.392836610421327,72.531050022012565,74.698429823716268,76.894901428808794,79.120391611582349,81.374828461814445,83.658141341431801,85.970260843231642,88.311118751533314,90.680648004643686,0,0,0,0,0,0,0,0,0,0,0,0,12881.448573120309,13286.08927516642,13696.434780484833,14112.470018568725,14534.180202843076,14961.550820862509,15394.567624996445,15833.216623570173,16277.484072432868,16727.356466925921,17182.820534226903,17643.863226046378,99744.145662440395,102877.37566345592,106054.77932439318,109276.23995070347,112541.64304639012,115850.87623810806,119203.82920303672,122600.39360028319,126040.4630055913,129523.93284915072,133050.70035631408,136620.66449104698,"","","","","","","","","","","","",6608.8270478842805,6816.4279555910007,7026.9557125534429,7240.4025868482486,7456.7609922232641,7676.0234830685531,7898.1827496374044,8123.2316135012597,8351.1630232236912,8581.97005023975,8815.645884928037,9052.1838328637987,2352.2054648863868,2426.0945205516355,2501.0252967467641,2576.9950415352723,2654.0010548277733,2732.0406865920813,2811.1113351522813,2891.210445571051,2972.3355081099471,3054.4840567627916,3137.6536678576435,3221.8419587232111,121652.83096273069,125474.27128034954,129349.58795078864,133278.63864767776,137261.28372610794,141297.38613006001,145386.81130443444,149529.42711138751,153725.10375069923,157973.71368392243,162275.13156207817,166629.23415668501]
[463,1,1,1,1,0,1.7196531791907514,1.7196531791907514,1.7196531791907514,1.7196531791907514,"",-0.90534191926485708,-0.90534191926485708,-0.90534191926485708,-0.90534191926485708,"",2.5635982658959534E-5,0,4.9880297687861248E-3,2.1973699421965316E-4,"",2.0778987546136318,2.1420753830257384,2.2071418661108511,2.2730958912993939,2.3399351888947284,2.4076575306163424,2.4762607282143385,2.5457426321507102,2.6161011303432087,2.6873341469679688,2.7594396413173135,2.8324156067094477,0,0,0,0,0,0,0,0,0,0,0,0,404.29972911196649,416.78666738300785,429.44674594899686,442.2795148499676,455.28453246780271,468.46136524277955,481.80958740398972,495.32878071275229,509.01853421820698,522.87844402433882,536.90811306773992,551.1071509054666,3130.589765810847,3227.2791235887935,3325.3091481947968,3424.6763554809258,3525.377325892186,3627.4087022716622,3730.7671877730991,3835.4495438740832,3941.4525884835471,4048.7731941377774,4157.4082862795813,4267.3548416156045,"","","","","","","","","","","","",207.42597154663164,213.83239508840023,220.32764825657563,226.91150019920229,233.58372434411004,240.34409825348786,247.19240348557599,254.1284254630238,261.151953347497,268.26277992014951,275.46070146760434,282.74551767311357,73.826792605739612,76.106958867640657,78.418741259176215,80.762057615806725,83.136827296248455,85.542971130713696,87.980411371684241,90.449071647057593,92.948876915517232,95.479753423990431,98.041628667066576,100.63443134825904,3818.2201578297982,3936.1472203108683,4055.7094255256561,4176.9025240372021,4299.7223451892423,4424.164794429259,4550.2258507625638,4677.9015643290686,4807.1880540951106,4938.0815056532247,5070.5781691233087,5204.6743571491525]
[464,2,2,2,2,0,3.4393063583815029,3.4393063583815029,3.4393063583815029,3.4393063583815029,"",0.3106365050299284,0.3106365050299284,0.3106365050299284,0.3106365050299284,"",8.5221965317919067E-5,0,1.6581759537572256E-2,7.3047398843930635E-4,"",3.9574680324809894,4.079695814180849,4.2036183711502701,4.3292312989782369,4.4565302749075073,4.5855110550600386,4.7161694717982163,4.8485014312132622,4.9825029107328733,5.1181699568407524,5.2554986829012433,5.3944852670827768,0,0,0,0,0,0,0,0,0,0,0,0,770.01020860558697,793.79224270204531,817.90403164380996,842.34471845833707,867.11346206057522,892.20943671311068,917.63183151273881,943.37984990178063,969.45270920259634,995.84964017387233,1022.5698865873565,1049.6127048238204,5962.3737169582382,6146.5237106178156,6333.2270751297783,6522.4771747501936,6714.2674967557905,6908.5916472637373,7105.4433472560422,7304.816428795556,7506.7048314216063,7711.1025987142139,7918.003875016655,8127.4029023069061,"","","","","","","","","","","","",118.83779619859104,122.50814301939599,126.22938181366314,130.00138032245965,133.82400873881306,137.69713962439411,141.62064783027793,145.59441042152409,149.61830660533684,153.69221766258565,157.81602688248165,161.98961950022132,42.296599930371649,43.602945184585799,44.927403846403053,46.26992884238927,47.630473971809025,49.008993876971402,50.405444015027442,51.819780631126754,53.251960732848424,54.701942065827851,56.169683090506894,57.655142959940086,6897.4757897252694,7110.5067373380234,7326.4915108048053,7545.4224336723582,7767.2919718018957,7992.0927285332737,8219.8174400858843,8450.4589711812005,8684.01031087312,8920.4645685733412,9159.8149702599021,9402.0548548579718]
[465,2,2,2,2,0,3.4393063583815029,3.4393063583815029,3.4393063583815029,3.4393063583815029,"",0.3106365050299284,0.3106365050299284,0.3106365050299284,0.3106365050299284,"",8.5221965317919067E-5,0,1.6581759537572256E-2,7.3047398843930635E-4,"",0.19787340162404946,0.20398479070904244,0.21018091855751347,0.21646156494891183,0.22282651374537532,0.22927555275300188,0.23580847358991075,0.24242507156066304,0.24912514553664361,0.25590849784203762,0.26277493414506209,0.26972426335413879,0,0,0,0,0,0,0,0,0,0,0,0,38.500510430279341,39.689612135102259,40.895201582190495,42.117235922916848,43.355673103028749,44.610471835655517,45.881591575636932,47.168992495089014,48.472635460129808,49.792482008693604,51.128494329367804,52.48063524119101,298.11868584791193,307.32618553089071,316.66135375648884,326.12385873750969,335.71337483778944,345.42958236318668,355.27216736280195,365.24082143977768,375.33524157108025,385.55512993571062,395.90019375083273,406.37014511534517,"","","","","","","","","","","","",5.9418898099295516,6.1254071509697976,6.3114690906831559,6.5000690161229828,6.691200436940651,6.8848569812197029,7.0810323915138955,7.2797205210762019,7.4809153302668401,7.684610883129281,7.890801344124081,8.0994809750110637,2.1148299965185822,2.1801472592292894,2.246370192320152,2.3134964421194635,2.3815236985904504,2.4504496938485691,2.5202722007513714,2.5909890315563371,2.6625980366424207,2.735097103291392,2.8084841545253441,2.8827571479970038,344.87378948626349,355.52533686690111,366.32457554024018,377.27112168361793,388.36459859009466,399.60463642666349,410.99087200429403,422.5229485590599,434.20051554365597,446.02322842866693,457.99074851299503,470.10274274289839]
[466,3,3,3,3,0,5.1589595375722546,5.1589595375722546,5.1589595375722546,5.1589595375722546,"",1.526614929324714,1.526614929324714,1.526614929324714,1.526614929324714,"",1.4480794797687863E-4,0,2.8175489306358388E-2,1.2412109826589596E-3,"",7.2135258358377685,7.4363180994549509,7.6621995365266198,7.8911621188558607,8.1231979670812233,8.3582993456193364,8.5964586578550506,8.837668441563407,9.0819213645489167,9.3292102204888252,9.5795279249679197,9.8328675116934754,0,0,0,0,0,0,0,0,0,0,0,0,1403.5460269158632,1446.8950359225205,1490.8451098213222,1535.3946865545261,1580.5422330235181,1626.286244104791,1672.6252417140827,1719.5577739156229,1767.0824140736606,1815.197760043683,1863.9024334009009,1913.1950787037877,10867.993499175516,11203.65527231685,11543.971235071591,11888.929292052007,12238.51757210785,12592.724420706829,12951.538392688015,13314.948245364518,13682.942931953568,14055.511595313925,14432.643561971861,14814.328336418557,"","","","","","","","","","","","",127.48054501303402,131.41782614807931,135.40970049102043,139.45602616409309,143.55666391981765,147.71147705162275,151.9203313088436,156.18309481581673,160.49963799481586,164.86983349259188,169.29355611029848,173.77068273660103,45.372716288944126,46.77406847073749,48.194851398868714,49.635014576381217,51.094508442486038,52.57328434075113,54.071294488847613,55.58849194975415,57.124830604328302,58.680265125160787,60.254750951634662,61.84824426611754,12451.606313229195,12836.178520957641,13226.083096319329,13621.306181465863,14021.834175460754,14427.653725549611,14838.751718857644,15255.115274487276,15676.731735990921,16103.588664195848,16535.673830359665,16972.975209636759]
[467,2,2,2,2,0,3.4393063583815029,3.4393063583815029,3.4393063583815029,3.4393063583815029,"",0.3106365050299284,0.3106365050299284,0.3106365050299284,0.3106365050299284,"",8.5221965317919067E-5,0,1.6581759537572256E-2,7.3047398843930635E-4,"",6.421891307253242,6.6202336621025593,6.8213261750029384,7.0251616987965031,7.2317332188271823,7.4410338484383347,7.6530568246907418,7.8677955042869749,8.0852433596892528,8.3053939754188573,8.5282410445261085,8.7537783652206862,0,0,0,0,0,0,0,0,0,0,0,0,1249.5165657827024,1288.1083211119553,1327.2351786220006,1366.8957476801197,1407.0886634346605,1447.8125859390018,1489.0661993183987,1530.8482109769802,1573.1573508423951,1615.9923706457837,1659.3520432349376,1703.2351619186538,9675.3064407004149,9974.1316576843619,10277.100299187867,10584.20159720827,10895.424983371895,11210.760082150699,11530.196704410939,11853.724841272788,12181.334658261425,12513.016489731701,12848.760833549753,13188.558346016205,"","","","","","","","","","","","",192.84133292225911,198.7973048087471,204.83586048853516,210.95678534144591,217.1598687261648,223.44490384503951,229.81168761549645,236.26002054765499,242.78970662775114,249.40055320701399,256.09237089566341,262.86497346172274,68.635846250648541,70.755688322259672,72.90492351439039,75.08347543969532,77.291269126980993,79.5282309730854,81.794288697112705,84.089371296873864,86.413409007394947,88.7663332613661,91.148076651413461,93.558572894084577,11192.722076963277,11538.413205589426,11888.897587987796,12244.162767368327,12604.196517878529,12968.986836756263,13338.521936866637,13712.790239598584,14091.780368098656,14475.481140821283,14863.881565376294,15256.970832655887]
[468,2,2,2,2,0,3.4393063583815029,3.4393063583815029,3.4393063583815029,3.4393063583815029,"",0.3106365050299284,0.3106365050299284,0.3106365050299284,0.3106365050299284,"",8.5221965317919067E-5,0,1.6581759537572256E-2,7.3047398843930635E-4,"",0.68356266015580724,0.70467473154032834,0.72607953683504656,0.74777631527805899,0.76976432021129659,0.79204281860127934,0.81461109058332815,0.8374684290277451,0.86061413912658691,0.88404753799976632,0.90776795431930579,0.9317747279506613,0,0,0,0,0,0,0,0,0,0,0,0,133.00176330460135,137.10956919398961,141.27433273847623,145.49590591553093,149.77414344682657,154.10890270499181,158.5000436249276,162.94742861939844,167.45092249863023,172.01039239366884,176.62570768327063,181.29673992411443,1029.8645511109685,1061.6722772885314,1093.9210402496888,1126.609693820488,1159.737113076,1193.3021936182818,1227.3038508896798,1261.7410195192322,1296.6126527000954,1331.9177215960915,1367.6552147756042,1403.8241376711926,"","","","","","","","","","","","",20.526528434302087,21.160497430622936,21.803256858723628,22.454783873879393,23.115056054885887,23.784051389668072,24.46174826159346,25.148125436445063,25.843162050012719,26.546837596264794,27.259131916065012,27.980025186401861,7.305776351609647,7.5314178046102729,7.7601879371059788,7.992078618230873,8.227081867857919,8.4651898514768771,8.7063948753229212,8.9506893817400748,9.1980659447647266,9.4485172659157204,9.702036170178463,9.9586156021714682,1191.3821818616373,1228.1784364492946,1265.4848973208295,1303.3002385434074,1341.6231587657819,1380.4523803830198,1419.7866487421072,1459.6247313858435,1499.9654173326296,1540.8075163899405,1582.1498584994376,1623.9912931118311]
[469,1,1,1,1,0,1.7196531791907514,1.7196531791907514,1.7196531791907514,1.7196531791907514,"",-0.90534191926485708,-0.90534191926485708,-0.90534191926485708,-0.90534191926485708,"",2.5635982658959534E-5,0,4.9880297687861248E-3,2.1973699421965316E-4,"",8.8256585124344618,9.0982420565494255,9.3746051656947849,9.6547380174721642,9.9386309715815173,10.226274563633474,10.517659499264548,10.812776648535959,11.111617040598366,11.414171858606135,11.720432434865984,12.030390246206013,0,0,0,0,0,0,0,0,0,0,0,0,1717.220984847962,1770.2579544314733,1824.0303193823277,1878.5361685424405,1933.7736261848602,1989.7408508098267,2046.4360339997584,2103.8573993294244,2162.0032013278533,2220.871724488793,2280.4612823267807,2340.7702164760831,13296.853927180968,13707.531902534693,14123.904220587796,14545.956082784871,14973.67296492228,15407.040607825731,15846.04500848418,16290.672411611018,16740.909301605898,17196.742394892488,17658.158632609367,18125.145173632947,"","","","","","","","","","","","",881.02020727228171,908.23082393015818,935.81873517311158,963.78296048150764,992.12253751365495,1020.8365214881217,1049.9239845962877,1079.384015443208,1109.2157185150197,1139.4182136712598,1169.9906356605798,1200.9321336584587,313.57161130198256,323.25637998208828,333.07543487946981,343.02842700880404,353.11501385463862,363.33485915154699,373.68763267504431,384.17301004258059,394.79067252398073,405.54030686075095,416.4216050937124,427.43426439846485,16217.492389115629,16718.375302934961,17226.203315188402,17740.958376835093,18262.622773447012,18791.179113838858,19326.610319254538,19868.899613074769,20418.030511013352,20973.986811771898,21536.75258812531,22106.312178412165]
[470,1,1,1,1,0,1.7196531791907514,1.7196531791907514,1.7196531791907514,1.7196531791907514,"",-0.90534191926485708,-0.90534191926485708,-0.90534191926485708,-0.90534191926485708,"",2.5635982658959534E-5,0,4.9880297687861248E-3,2.1973699421965316E-4,"",99.425290930392904,102.49607574925761,105.60943918729369,108.76527059045588,111.96346135612434,115.2039048633976,118.48649640679756,121.81113313316966,125.17771398157844,128.58613962601422,132.03631242074042,135.52813634812341,0,0,0,0,0,0,0,0,0,0,0,0,19345.320892456439,19942.807881498404,20548.579453299135,21162.614077742979,21784.890623863041,22415.388346278211,23054.086872294032,23700.966189625291,24356.006634701393,25019.188881518752,25690.493931006909,26369.90310087772,149795.45926304298,154421.9443146367,159112.578877425,163867.19623855868,168685.63277589329,173567.72785296751,178513.32371912221,183522.26541443338,188594.40067915805,193729.57986741545,198927.65586484643,204188.48401001334,"","","","","","","","","","","","",9925.1166697859626,10231.657362901735,10542.448461110209,10857.478918385788,11176.737893486141,11500.214742993714,11827.899014697849,12159.780441295832,12495.848934392994,12836.094578783403,13180.507626994171,13529.078494077574,3532.5351232756757,3641.6387037344521,3752.2550830627702,3864.3803297730014,3978.0105852637221,4093.1420613430564,4209.7710378732463,4327.8938605287403,4447.5069386607129,4568.6067432614591,4691.1898050226073,4815.2527124815406,182697.85723949145,188340.54433852053,194061.47131408443,199860.4348350509,205737.23533986229,211691.67690844589,217723.56714039415,223832.7170390164,230018.94090089473,236282.05621060508,242621.88354029084,249038.24645379829]
[471,1,1,1,1,0,1.7196531791907514,1.7196531791907514,1.7196531791907514,1.7196531791907514,"",-0.90534191926485708,-0.90534191926485708,-0.90534191926485708,-0.90534191926485708,"",2.5635982658959534E-5,0,4.9880297687861248E-3,2.1973699421965316E-4,"",1.2718572586715324,1.3104904830033175,1.3496506854590149,1.3893365184062452,1.4295466588034531,1.4702798073772638,1.5115346878394842,1.5533100461412801,1.5956046497622309,1.6384172870321545,1.6817467664837344,1.7255919162341404,0,0,0,0,0,0,0,0,0,0,0,0,247.46708375866092,254.98400540721687,262.60346194216822,270.3251911527579,278.14893561290035,286.0744425211189,294.1014635481967,302.2297546920604,310.4590761394511,318.78919213397052,327.21987085012074,335.7508842729855,1916.1969796308458,1974.4023067406604,2033.4015860667994,2093.1927872484853,2153.7739169737993,2215.1430177402776,2277.2981666752376,2340.2374744121057,2403.959084019305,2468.4611699785014,2533.741937209265,2599.7996201374153,"","","","","","","","","","","","",126.96298458373764,130.81954115234177,134.72870324327636,138.69033632931533,142.70430833800842,146.77048956956077,150.8887526186704,155.05897230007633,159.28102557758874,163.55479149639004,167.88015111841116,172.25698746060175,45.188506827661641,46.561127622635873,47.952471709385236,49.362491207147521,50.791139108861252,52.23836925193752,53.704136290440445,55.188395668588356,56.691103595494305,58.212217021070771,59.751693613028806,61.309491734907326,2337.0874120595772,2408.0774714058584,2480.035873647088,2552.960142456112,2626.8478466923725,2701.6965988902716,2777.5040538203848,2854.2679071189718,2931.9858939816013,3010.655787916965,3090.2753995573098,3170.8425755221438]
[472,1,1,1,1,0,1.7196531791907514,1.7196531791907514,1.7196531791907514,1.7196531791907514,"",-0.90534191926485708,-0.90534191926485708,-0.90534191926485708,-0.90534191926485708,"",2.5635982658959534E-5,0,4.9880297687861248E-3,2.1973699421965316E-4,"",0.70286848505532051,0.72421842481762289,0.74585958933261354,0.76779123385608283,0.7900126272334872,0.81252305144532999,0.83532180117445176,0.85840818339386527,0.88178151697386442,0.90544113230724343,0.92938637095153753,0.95361658528728821,0,0,0,0,0,0,0,0,0,0,0,0,136.75812523504945,140.91221351451458,145.12296581014562,149.39023721599779,153.71388547028704,158.09377086693414,162.52975617137187,167.02170654034916,171.56948944548617,176.17297460035215,180.83203389085622,185.54654130875514,1058.9509624275729,1091.1170642514173,1123.7219291421789,1156.7644350583737,1190.2434804328891,1224.1579834880483,1258.5068815836837,1293.2891305961637,1328.5037043264581,1364.1495939354875,1400.2258074051203,1436.7313690233084,"","","","","","","","","","","","",70.16375463838132,72.295009584188875,74.455336002863248,76.644659550411106,78.862907239425695,81.110007393704635,83.385889605054686,85.690484692147436,88.023724661299042,90.385542669057656,92.775872986490384,95.194650965069386,24.97259587844459,25.731149475667191,26.500050155186578,27.279271456581526,28.068787402265432,28.868572481333896,29.678601634190773,30.49885023790409,31.329294092246855,32.169909406381215,33.0206727861475,33.881561221922468,1291.5483066645036,1330.7796552506056,1370.5461406997069,1410.8463945152203,1451.6790731721007,1493.0428572814665,1534.9364507954754,1577.3585802499583,1620.3079940424641,1663.7834617435856,1707.7837734395659,1752.3077391043428]
[473,2,2,2,2,0,3.4393063583815029,3.4393063583815029,3.4393063583815029,3.4393063583815029,"",0.3106365050299284,0.3106365050299284,0.3106365050299284,0.3106365050299284,"",8.5221965317919067E-5,0,1.6581759537572256E-2,7.3047398843930635E-4,"",0.11126443129584132,0.11464413739500737,0.11806994451758827,0.12154173477020473,0.1250593924107283,0.12862280377631496,0.13223185721490713,0.13588644301998742,0.13958645336838416,0.14333178226094301,0.14712232546589391,0.15095798046475398,0,0,0,0,0,0,0,0,0,0,0,0,21.64887934641942,22.306473590285719,22.973037776136465,23.648548965288413,24.332984637630283,25.026322677620147,25.728541360957646,26.439619341888989,27.159535641105606,27.888269634200629,28.625801040649648,29.372109913284991,167.6324648350313,172.72437477626664,177.88574112955072,183.11638627515788,188.41613583446551,193.78481856152837,199.22226623987876,204.72831358422562,210.30279814675126,215.94556022772696,221.65644279018832,227.43529137843208,"","","","","","","","","","","","",3.3411311732562536,3.4426195040089942,3.5454921906125358,3.6497456928767193,3.7553765352107478,3.8623813044621249,3.9707566478597469,4.0804992710546406,4.1916059362523361,4.3040734604313178,4.4178987136423995,4.5330786173842572,1.1891712323068853,1.2252928321746284,1.2619071502469801,1.2990129265038821,1.3366089239174015,1.3746939276825663,1.4132667444852749,1.4523262018049568,1.4918711472498505,1.5319004479229152,1.5724129898165475,1.6134076772344033,193.92291101830969,199.813404840131,205.78424819106431,211.83523559459709,217.96616532363467,224.17683927506954,230.46706285039636,236.8366448419942,243.28539732472746,249.81313555254275,256.41967785976283,263.10484556680046]
[474,1,1,1,1,0,1.7196531791907514,1.7196531791907514,1.7196531791907514,1.7196531791907514,"",-0.90534191926485708,-0.90534191926485708,-0.90534191926485708,-0.90534191926485708,"",2.5635982658959534E-5,0,4.9880297687861248E-3,2.1973699421965316E-4,"",0.34585592121769737,0.35636144713248119,0.36701027411604792,0.37780203570696147,0.38873637213076362,0.3998129300762735,0.41103136248266681,0.42239132833666393,0.43389249247920331,0.44553452542102456,0.4573171031666296,0.46923990704612595,0,0,0,0,0,0,0,0,0,0,0,0,67.293680671214815,69.337755856348451,71.409713335151025,73.50948180469733,75.636991263157128,77.792172966269192,79.974959385913138,82.185284170648018,84.423082108096366,86.688289089062181,88.980842073278467,91.300679056689049,521.0711084961074,536.89887288561829,552.94253656202454,569.20154740967598,585.67536338761215,602.36345219253167,619.2652909380032,636.38036584890608,653.70817197016208,671.24821288889075,689.00000046918626,706.9630545987709,"","","","","","","","","","","","",34.525022123647958,35.573734874759609,36.63675263632954,37.714038826392773,38.805557530511066,39.911273479441967,41.031152027884055,42.165159134231288,43.313261341274142,44.475425757790283,45.651620040971466,46.841812379637325,12.288102733837816,12.661359265804494,13.039707219218794,13.423133573873452,13.811625547146484,14.205170586053189,14.603756359681176,15.007370751984555,15.416001854915123,15.829637961870125,16.248267561437661,16.671879331422168,635.5237699460256,654.8280843296634,674.39572002683997,694.22600365034646,714.31827410055757,734.67188215437227,755.28619007396424,776.16057123410656,797.29440976692706,818.68710022303446,840.33804724804043,862.24666527356555]
[475,2,2,2,2,0,3.4393063583815029,3.4393063583815029,3.4393063583815029,3.4393063583815029,"",0.3106365050299284,0.3106365050299284,0.3106365050299284,0.3106365050299284,"",8.5221965317919067E-5,0,1.6581759537572256E-2,7.3047398843930635E-4,"",5.3592367740830236,5.5220259511928544,5.6870356609305022,5.854260224764861,6.0236940677834143,6.195331715225838,6.3691677891846936,6.5451970054627289,6.7234141705771702,6.9038141789020866,7.086392009940556,7.271142725718982,0,0,0,0,0,0,0,0,0,0,0,0,1042.7543551858685,1074.4284779320956,1106.5346528839063,1139.0717751613918,1172.0387600458587,1205.4345423053703,1239.2580755527933,1273.5083316343196,1308.1843000465867,1343.2849873806636,1378.8094167912911,1414.7566274898938,8074.2970562206747,8319.5573850568435,8568.1631977400266,8820.1059389201055,9075.3772093600892,9333.9687607136166,9595.8724905541603,9861.0804376401993,10129.584777401853,10401.377817635515,10676.451994394069,10954.799868061145,"","","","","","","","","","","","",160.93115151184287,165.81950610976656,170.77454051450383,175.79608420689533,180.88396977931768,186.03803283159237,191.25811187191115,196.54404822246519,201.89568592948751,207.31287167744176,212.79545470710886,218.34328673734171,57.278414356114972,59.018271416411267,60.781861070229539,62.569122626603658,64.379996502021513,66.214424183376948,68.072348192707409,69.953712053605429,71.858460259201124,73.786538241620406,75.737892342830364,77.712469786790422,9340.6202140485857,9624.3456664663099,9911.9412878695966,10203.397181139762,10498.703629755071,10797.851091749182,11100.830193960755,11407.63172655605,11718.246637807706,12032.666029114145,12350.881150245239,12672.883394800891]
[476,1,1,1,1,0,1.7196531791907514,1.7196531791907514,1.7196531791907514,1.7196531791907514,"",-0.90534191926485708,-0.90534191926485708,-0.90534191926485708,-0.90534191926485708,"",2.5635982658959534E-5,0,4.9880297687861248E-3,2.1973699421965316E-4,"",0.23986781632840304,0.24715390688220468,0.25453938366113005,0.26202399250644098,0.26960748389714256,0.27728961279483483,0.28507013849604312,0.29294882449155724,0.30092543833235064,0.30899975150167835,0.31717153929298503,0.32544058069328091,0,0,0,0,0,0,0,0,0,0,0,0,46.671423691326403,48.089088739080374,49.526091506637002,50.982382541967503,52.457913295415437,53.952636089509269,55.466504090230082,56.999471279642968,58.551492429808782,60.122523077897966,61.712519502435072,63.321438700606919,361.38802686020347,372.36534732389651,383.4924043897912,394.76881513896876,406.1942036397956,417.76820071417518,429.49044371506682,441.3605763145639,453.37824830188657,465.54311539068232,477.85483903508077,490.31308625398634,"","","","","","","","","","","","",23.944773408336484,24.672106445397795,25.409360699389843,26.156510798949824,26.913531835677031,27.680399348645231,28.457089309661526,29.243578109224924,30.039842543141742,30.845859799757779,31.661607447770528,32.487063424587177,8.5223938315326784,8.7812652972515046,9.0436679101033572,9.3095926399444906,9.5790306214080463,9.8519731483917266,10.12841166881114,10.408337779602192,10.691743221957262,10.978619876780893,11.268959760351926,11.562755020179891,440.76648560772747,454.15496171250834,467.72606388958258,481.47932511233705,495.41428687619322,509.53049891351628,523.82751892226565,538.30491230752557,552.96225193512669,567.7991178966206,582.8150972849312,598.0097839800535]
[477,1,1,1,1,0,1.7196531791907514,1.7196531791907514,1.7196531791907514,1.7196531791907514,"",-0.90534191926485708,-0.90534191926485708,-0.90534191926485708,-0.90534191926485708,"",2.5635982658959534E-5,0,4.9880297687861248E-3,2.1973699421965316E-4,"",15.914950697324041,16.398374333370462,16.888392129888462,17.384987223741305,17.888143059501104,18.39784337915497,18.914072212307229,19.436813866846808,19.966052920051073,20.501774210099722,21.043962827974099,21.592604109719307,0,0,0,0,0,0,0,0,0,0,0,0,3096.5946928221911,3190.6551202929368,3285.9985829868683,3382.6217998193779,3480.5215495772136,3579.6946689155798,3680.138050451777,3781.8486409493348,3884.8234395870791,3989.0594963079729,4094.5539102429584,4201.303828205384,23977.675363538612,24706.007811978525,25444.275109862192,26192.451850964597,26950.513092658988,27718.434340407948,28496.191533001984,29283.761028498851,30081.119590820519,30888.244376967821,31705.112924815938,32531.703141456339,"","","","","","","","","","","","",1588.7078728833485,1636.9655741562765,1685.8815366362608,1735.4540769628798,1785.6815424927106,1836.5623102717404,1888.0947860573096,1940.2774033864814,1993.1086226879854,2046.5869304350911,2100.7108383369605,2155.478882566214,565.45092096192388,582.62674169903573,600.03684994243895,617.68064655259593,635.55754332272443,653.66696261306038,672.00833700274814,690.58110895825689,709.38473051730375,728.41866298734601,747.68237665776837,767.17535052495862,29244.343800903396,30132.653622460144,31033.080471557649,31945.593361523192,32870.161871111137,33806.756125587483,34755.346778726125,35715.904995659766,36688.402436532939,37672.811240908326,38669.104012881595,39677.253806862616]
[478,1,1,1,1,0,1.7196531791907514,1.7196531791907514,1.7196531791907514,1.7196531791907514,"",-0.90534191926485708,-0.90534191926485708,-0.90534191926485708,-0.90534191926485708,"",2.5635982658959534E-5,0,4.9880297687861248E-3,2.1973699421965316E-4,"",82.375070784221549,84.87724983557014,87.413559965672249,89.983913891688701,92.588225923467519,95.226411910263394,97.898389190024844,100.60407654108896,103.34339413613539,106.1162634982624,108.92260745905836,111.76235011855067,0,0,0,0,0,0,0,0,0,0,0,0,16027.83520115853,16514.687753720926,17008.181239035079,17508.298674354279,18015.023386823243,18528.339003111243,19048.229439544826,19574.678892709017,20107.671830488045,20647.192983519046,21193.227337033917,21745.760123066568,124107.37192196798,127877.18799841814,131698.42640986154,135570.95565481746,139494.64663136884,143469.37255688893,147495.00889163697,151571.43326598054,155698.5254110223,159876.16709242336,164104.24204723342,168382.63592354918,"","","","","","","","","","","","",8223.0806725791808,8472.8603692834695,8726.0471964625522,8982.6324411184196,9242.6075492428517,9505.9641204987001,9772.6939031574802,10042.788789277312,10316.240810106372,10593.042131698208,10873.185050726217,11156.661990485552,2926.7485979126286,3015.6498754537893,3105.7638146161921,3197.0873142804712,3289.6173299147113,3383.3508716814099,3478.2850026356755,3574.416837008966,3671.7435385730896,3770.2623190796144,3869.9704367701593,3970.8651949534055,151367.41146440254,155965.26324671193,160625.83221994102,165348.95799846231,170134.48312327312,174982.25296409056,179892.115626165,184863.92186151692,189897.52498432595,194992.7807902185,200149.54747922279,205367.68558217326]
[479,1,1,1,1,0,1.7196531791907514,1.7196531791907514,1.7196531791907514,1.7196531791907514,"",-0.90534191926485708,-0.90534191926485708,-0.90534191926485708,-0.90534191926485708,"",2.5635982658959534E-5,0,4.9880297687861248E-3,2.1973699421965316E-4,"",1.1035709330554255,1.136547945649697,1.1699675944473642,1.2038287653081712,1.2381303641071693,1.2728713160753551,1.3080505651716043,1.3436670734839844,1.3797198206586567,1.4162078033547238,1.453130034723487,1.4904855439106972,0,0,0,0,0,0,0,0,0,0,0,0,214.72337297449843,221.1397574249838,227.64226623390135,234.23068262138978,240.90479370199486,247.66439035637615,254.50926710910349,261.43922201216941,268.45405653386996,275.5535754527333,282.73758675619831,290.00590154376698,1662.6545740973984,1712.3381777404629,1762.688662946093,1813.7043511358311,1865.3835938865495,1917.7247719370416,1970.7262942417735,2024.3865970688887,2078.7041431397906,2133.6774208078023,2189.3049432736129,2245.5852478353622,"","","","","","","","","","","","",110.16382412828781,113.45575009960115,116.79186217205502,120.17204912674393,123.596201742788,127.0642127315119,130.5759766737485,134.13138996007476,137.73035073380217,141.37275883655678,145.05851575629623,148.78752457762209,39.209370629588108,40.381028807903363,41.568413648124228,42.771485565356848,43.99020568584212,45.224535823528797,46.474438457758616,47.739876711995215,49.020814333533288,50.317215674129521,51.629045671500904,52.956269831639922,2027.8547127628281,2088.451262018601,2149.8611725946212,2212.0823972146295,2275.1129253812819,2338.9507821645343,2403.5940270475553,2469.0407528266123,2535.2890845616544,2602.3371785745762,2670.1832214923315,2738.8254293323021]
[480,2,2,2,2,0,3.4393063583815029,3.4393063583815029,3.4393063583815029,3.4393063583815029,"",0.3106365050299284,0.3106365050299284,0.3106365050299284,0.3106365050299284,"",8.5221965317919067E-5,0,1.6581759537572256E-2,7.3047398843930635E-4,"",0.72607953683504656,0.74777631527805899,0.76976432021129659,0.79204281860127934,0.81461109058332815,0.8374684290277451,0.86061413912658691,0.88404753799976632,0.90776795431930579,0.9317747279506613,0.9560672096101086,0.9806447605372538,0,0,0,0,0,0,0,0,0,0,0,0,141.27433273847623,145.49590591553093,149.77414344682657,154.10890270499181,158.5000436249276,162.94742861939844,167.45092249863023,172.01039239366884,176.62570768327063,181.29673992411443,186.0233627841383,190.80545197882,1093.9210402496888,1126.609693820488,1159.737113076,1193.3021936182818,1227.3038508896798,1261.7410195192322,1296.6126527000954,1331.9177215960915,1367.6552147756042,1403.8241376711926,1440.4235120634037,1477.4523755873738,"","","","","","","","","","","","",21.803256858723628,22.454783873879393,23.115056054885887,23.784051389668072,24.46174826159346,25.148125436445063,25.843162050012719,26.546837596264794,27.259131916065012,27.980025186401861,28.709497910100296,29.447530905987705,7.7601879371059788,7.992078618230873,8.227081867857919,8.4651898514768771,8.7063948753229212,8.9506893817400748,9.1980659447647266,9.4485172659157204,9.702036170178463,9.9586156021714682,10.218248622484555,10.480928404178734,1265.4848973208295,1303.3002385434074,1341.6231587657819,1380.4523803830198,1419.7866487421072,1459.6247313858435,1499.9654173326296,1540.8075163899405,1582.1498584994376,1623.9912931118311,1666.3306885897371,1709.1669316368975]
[481,2,2,2,2,0,3.4393063583815029,3.4393063583815029,3.4393063583815029,3.4393063583815029,"",0.3106365050299284,0.3106365050299284,0.3106365050299284,0.3106365050299284,"",8.5221965317919067E-5,0,1.6581759537572256E-2,7.3047398843930635E-4,"",0.38214712465002454,0.39356648172529429,0.40513911590068247,0.4168646413690944,0.42874267925438336,0.44077285738302385,0.4529548100666248,0.46528817789461391,0.47777260753647677,0.49040775155297972,0.50319326821584665,0.51612882133539695,0,0,0,0,0,0,0,0,0,0,0,0,74.354911967619074,76.57679258712156,78.828496550961376,81.109948792100965,83.421075592067155,85.761804536525517,88.132064472963307,90.531785470352034,92.960898780668785,95.419336802165503,97.907033044283338,100.42392209411581,575.74791592088889,592.95247043183588,610.38795425052638,628.05378611488516,645.94939520509479,664.07422079959599,682.42771194741874,701.00932715583758,719.81853409242331,738.85480930062784,758.11763792810723,777.60651346703901,"","","","","","","","","","","","",11.475398346696648,11.818307302041788,12.165818976255732,12.517921784035828,12.874604348207086,13.235855492865827,13.601664236848803,13.972019787507788,14.346911534771062,14.726329045474666,15.110262057947528,15.498700476835637,4.0843094405820946,4.2063571674899336,4.3300430883462742,4.4553630797246724,4.5823130922752222,4.7108891482842505,4.8410873393498566,4.9729038241661687,5.1063348264097188,5.2413766327218259,5.3780255907813457,5.5162781074624929,666.0446828004367,685.9474939702144,706.11745198199048,726.55388441211562,747.25613091689866,768.22354283465449,789.45548280664741,810.95132441575822,832.71045184180934,854.7322595325428,877.01615188933522,899.56154296678835]
[482,2,2,2,2,0,3.4393063583815029,3.4393063583815029,3.4393063583815029,3.4393063583815029,"",0.3106365050299284,0.3106365050299284,0.3106365050299284,0.3106365050299284,"",8.5221965317919067E-5,0,1.6581759537572256E-2,7.3047398843930635E-4,"",1.929842979482624,1.9875107327127357,2.0459525352984467,2.1051664389139271,2.1651505302346359,2.2259029297842701,2.2874217908364551,2.3497052983678,2.4127516680592072,2.4765591453425477,2.5411260044900255,2.6064505477437536,0,0,0,0,0,0,0,0,0,0,0,0,375.49230543647639,386.71280256496379,398.08390758235498,409.60524140010989,421.2764317399392,433.09711290945376,445.06692558846464,457.18551662527773,469.45253884237724,481.86765085093577,494.43051687363072,507.14080657528478,2907.5269754004889,2994.4099756807709,3082.4591689651584,3171.6716198801701,3262.0444457857284,3353.5748150379591,3446.2599453344646,3540.0971021369796,3635.0835971667366,3731.2167869681707,3828.4940715369407,3926.9128930085467,"","","","","","","","","","","","",57.950761650818073,59.682451875311024,61.437385830091451,63.215505009380934,65.016751958445781,66.841070238972407,68.688404396086455,70.558699926914315,72.451903250593844,74.367961679647067,76.306823392634996,78.268437408019963,20.62576267493958,21.242103695824163,21.866717596148685,22.499583552609597,23.140681115989874,23.789990198835461,24.447491063716775,25.113164312039149,25.786990873369071,26.46895199524522,27.159029233445789,27.857204442685585,3363.5256481422057,3464.0348445495824,3565.8931325090521,3669.0971162811843,3773.643461130338,3879.5288913150048,3986.7501881735689,4095.3041882995785,4205.1877818011362,4316.3979106393417,4428.9315670411424,4542.78579198228]
[483,2,2,2,2,0,3.4393063583815029,3.4393063583815029,3.4393063583815029,3.4393063583815029,"",0.3106365050299284,0.3106365050299284,0.3106365050299284,0.3106365050299284,"",8.5221965317919067E-5,0,1.6581759537572256E-2,7.3047398843930635E-4,"",5.1972008952403348,5.3525041514640019,5.5098919762492828,5.6693591226196842,5.8309004378596132,5.9945108604091235,6.1601854169060974,6.3279192193667493,6.4977074624960833,6.6695454211205245,6.8434284477355138,7.019351970161396,0,0,0,0,0,0,0,0,0,0,0,0,1011.2268027596195,1041.444379184853,1072.0675530930748,1103.0953035725729,1134.5266280521134,1166.3605416967468,1198.5960768323009,1231.2322823967877,1264.2682234170952,1297.7029805094508,1331.5356494022528,1365.7653404799746,7830.1716565240895,8064.1535978729662,8301.2761778071599,8541.5314911624373,8784.9117747892888,9031.4094028745039,9281.0168824848952,9533.7268493193915,9789.5320636569559,10048.425406488537,10310.399875822257,10575.448583151729,"","","","","","","","","","","","",156.06541751507442,160.7289793077683,165.45513807707798,170.24373626288724,175.09461913561637,180.00763470297522,184.98263362114372,190.01946911010592,195.11799687288641,200.27807501845544,205.49956398808632,210.78232648496461,55.546608391916493,57.206457477863097,58.888586001509339,60.592937884255541,62.31945805494302,64.068092416665806,65.838787815158057,67.63149200865989,69.446153639172152,71.282722205016825,73.141148034626283,75.02138226148989,9058.2076860859397,9328.8859179949159,9603.1973469550721,9881.1328280047728,10162.68338046982,10447.840182551303,10736.594566170403,11028.938012054312,11324.862145048606,11624.358729642581,11927.419665694957,12234.036984348319]
[484,2,2,2,2,0,3.4393063583815029,3.4393063583815029,3.4393063583815029,3.4393063583815029,"",0.3106365050299284,0.3106365050299284,0.3106365050299284,0.3106365050299284,"",8.5221965317919067E-5,0,1.6581759537572256E-2,7.3047398843930635E-4,"",0.43946919334752821,0.45260145398408841,0.46590998328578481,0.4793943375744586,0.49305408114254073,0.50688878599047726,0.5208980315766184,0.53508140457880593,0.54943849866694816,0.56396891428592666,0.57867225844822356,0.59354814453570626,0,0,0,0,0,0,0,0,0,0,0,0,85.508148762761934,88.063311475189792,90.652771033605575,93.27644111091611,95.934236930877233,98.626075217004328,101.35187414390778,104.11155329090482,106.90503359776908,109.73223732249032,112.5930880009258,115.48751040823316,662.11010330902218,681.89534099661114,701.94614738810526,722.26185403211787,742.8418044858588,763.68535391953526,784.79186873953154,806.1607262292132,827.79131420628664,849.68303069572187,871.83528361732306,894.24749048709464,"","","","","","","","","","","","",13.196708098701144,13.591053397348055,13.990691822694091,14.395610051641201,14.805795000438147,15.221233816795698,15.641913872376122,16.067822755633951,16.498948264986716,16.935278402295864,17.376801366639651,17.823505548360977,4.6969558566694083,4.8373107426134236,4.9795495515982156,5.123667541683373,5.2696600561165052,5.4175225205268873,5.5672504402523346,5.7188393977910934,5.8722850503711745,6.0275831276300993,6.184729429398546,6.3437198235818659,765.95138522050229,788.83961806574655,812.03506977928885,835.53696707393306,859.34455055443323,883.45707425985256,907.87380522764443,932.59402307812184,957.61701961808058,982.94209846242404,1008.5685746727353,1034.4957744118065]
[485,1,1,1,1,0,1.7196531791907514,1.7196531791907514,1.7196531791907514,1.7196531791907514,"",-0.90534191926485708,-0.90534191926485708,-0.90534191926485708,-0.90534191926485708,"",2.5635982658959534E-5,0,4.9880297687861248E-3,2.1973699421965316E-4,"",15.490227419710269,15.95310788294757,16.422201390810663,16.897492304716259,17.378965267025112,17.866605191786888,18.360397255924344,18.860326890829885,19.366379774349376,19.87854182313011,20.396799185311444,20.921138233538173,0,0,0,0,0,0,0,0,0,0,0,0,3013.95567794934,3104.0189909392261,3195.291184897731,3287.7692170033624,3381.4500990983138,3476.330895887676,3572.408723224135,3669.6807464728986,3768.1441789519772,3867.7962804433137,3968.6343557705964,4070.6557534398544,23337.78165204421,24035.163484429937,24741.90597208188,25457.985553703464,26183.379091272142,26918.063856095461,27662.01751552906,28415.218120315916,29177.644092509043,29949.274213942856,30730.087615220771,31520.063765189068,"","","","","","","","","","","","",1546.3099272173733,1592.516908950131,1639.34410705046,1686.7899603988278,1734.8529359209047,1783.5315276636697,1832.8242559153762,1882.7296663666743,1933.2463293104004,1984.372838877711,2036.1078123084289,2088.4498892536017,550.36069711843732,566.80662831926861,583.47330615466046,600.3601749928996,617.46668918408614,634.79231273130267,652.3365189773931,670.09879030639127,688.07861785870944,706.27550125926598,724.68894835778622,743.31847498057084,28463.898181749071,29314.459120521507,30176.436771575543,31049.80239840327,31934.527780742472,32830.585197569897,33737.947410901885,34656.587650352703,35586.479598404476,36527.597376346275,37479.915530842896,38443.409021096639]
[486,2,2,2,2,0,3.4393063583815029,3.4393063583815029,3.4393063583815029,3.4393063583815029,"",0.3106365050299284,0.3106365050299284,0.3106365050299284,0.3106365050299284,"",8.5221965317919067E-5,0,1.6581759537572256E-2,7.3047398843930635E-4,"",145.98020161630936,150.34239601906242,154.7631422740607,159.24229300299405,163.77970347517441,168.37523152031508,173.02873744545064,177.74008395574248,182.50913607893406,187.33576109323823,192.21982845845338,197.16120975012154,0,0,0,0,0,0,0,0,0,0,0,0,28403.576371630483,29252.334768280434,30112.485682467242,30984.000438582563,31866.850876169654,32761.009332952741,33666.448628671977,34583.142049674469,35511.063334215469,36450.186658427221,37400.486622916222,38361.938239952229,219935.70388177954,226507.84370496127,233168.19852370105,239916.5462958861,246752.66896834614,253676.35234544563,260687.38596391396,267785.56297352997,274970.68002330564,282242.53715283982,289600.93768853688,297045.68814440881,"","","","","","","","","","","","",4383.6021684381194,4514.5933893799629,4647.3428489296894,4781.846121501686,4918.0988610151062,5056.0967982747452,5195.8357384762421,5337.3115588279734,5480.5202062825438,5625.4576953713222,5772.1201061359534,5920.503582151212,1560.2062063023602,1606.8284379811546,1654.0764597482766,1701.9486964548246,1750.4436012491346,1799.5596546445836,1849.2953636316452,1899.6492608314761,1950.6199036885118,2002.2058736997374,2054.4057756784732,2107.2182370506716,254429.06882976679,262031.94269662187,269736.86665712029,277543.58384542819,285451.8420102552,293461.39336283802,301571.99443213933,309783.40592681966,318095.39260357112,326507.72314143134,335020.17002172599,343632.509413313]
[487,1,1,1,1,0,1.7196531791907514,1.7196531791907514,1.7196531791907514,1.7196531791907514,"",-0.90534191926485708,-0.90534191926485708,-0.90534191926485708,-0.90534191926485708,"",2.5635982658959534E-5,0,4.9880297687861248E-3,2.1973699421965316E-4,"",0.58011301392536618,0.59717095966584233,0.61445426562604577,0.63196237334636773,0.64969473424679591,0.6676508093063398,0.68583006875745034,0.70423199179452278,0.72285606629564036,0.74170178855677982,0.76076866303775181,0.78005620211920501,0,0,0,0,0,0,0,0,0,0,0,0,112.87341785233548,116.19240672355386,119.55524425466774,122.96182178539324,126.41203257773368,129.90577175360494,133.44293623537814,137.02342468916279,140.64713747066597,144.31397657347625,148.02384557963109,151.77664961233668,874.00594488836134,899.70567171206835,925.74492922558068,952.12287604625976,978.83868567619868,1005.8915460192386,1033.2806589205786,1061.0052397276015,1089.0645168706494,1117.4577314625735,1146.1841369159661,1175.2429985770589,"","","","","","","","","","","","",57.909705780004757,59.61251298365309,61.337816741775562,63.085561306214714,64.855691915042556,66.648154760559137,68.46289695878815,70.299866520378188,72.159012322825859,74.040284083942879,75.943632336494616,77.869008403943084,20.611150120700675,21.217211132896747,21.831279090650895,22.453334152148589,23.08335682659283,23.721327962814296,24.367228738414227,25.021040649407617,25.682745500336949,26.352325394828593,27.029762726566211,27.715040170657236,1065.9803316553275,1097.3249735118379,1129.083723578301,1161.2555556633629,1193.8394617298147,1226.8344513055235,1260.2395509219166,1294.0538035783447,1328.2762682307739,1362.9060193033781,1397.9421462216956,1433.383752966115]
[488,2,2,2,2,0,3.4393063583815029,3.4393063583815029,3.4393063583815029,3.4393063583815029,"",0.3106365050299284,0.3106365050299284,0.3106365050299284,0.3106365050299284,"",8.5221965317919067E-5,0,1.6581759537572256E-2,7.3047398843930635E-4,"",0.5706713985016767,0.58745171805598961,0.60445372998518687,0.62167688491885587,0.63912064320538442,0.65678447459660594,0.67466785794719009,0.69277028092789106,0.71109123975182054,0.72963023891297762,0.74838679093632532,0.76736041613874972,0,0,0,0,0,0,0,0,0,0,0,0,111.03634925132627,114.301319998894,117.60942574854639,120.96055960849738,124.35461657796196,127.79149348579678,131.27108893201043,134.7933032319697,138.35803836313997,141.96519791421082,145.6146870364679,149.30641239728249,859.781082126162,885.06253366326337,910.67798986658352,936.62662304738728,962.90762015941414,989.52018232375713,1016.4635243759644,1043.7368744340135,1071.3394734859103,1099.2705749957554,1127.5294445272064,1156.1153593833349,"","","","","","","","","","","","",17.136545587960594,17.640437515570813,18.15098658685195,18.668176304900275,19.191990464655444,19.722413143430764,20.259428691886288,20.803021725418034,21.353177115938262,21.90987998402391,22.473115691411667,23.042869833819893,6.0992178928604037,6.2785624781020974,6.4602764656007752,6.6443539837990722,6.8307892650121627,7.0195766420572916,7.2107105450409437,7.4041854982940896,7.599996117446647,7.7981371066329501,7.9986032558206128,8.2013894382557133,994.62386625681097,1023.8703053738863,1053.5031323975677,1083.5213898295028,1113.9241371102491,1144.7104500696387,1175.8794204028493,1207.4301551706233,1239.3617763221869,1271.673420239536,1304.3642373018429,1337.4333914688316]
[489,2,2,2,2,0,3.4393063583815029,3.4393063583815029,3.4393063583815029,3.4393063583815029,"",0.3106365050299284,0.3106365050299284,0.3106365050299284,0.3106365050299284,"",8.5221965317919067E-5,0,1.6581759537572256E-2,7.3047398843930635E-4,"",1.2397344174346767,1.2761882150871497,1.3131236203126473,1.3505394396513073,1.3884345007565249,1.4268076517098678,1.4656577603680334,1.5049837137399011,1.5447844173918859,1.5850587948799169,1.6258057872064997,1.6670243523014219,0,0,0,0,0,0,0,0,0,0,0,0,241.21689664943284,248.3097641355283,255.49633869511797,262.77638811501151,270.14968429005529,277.61600308983435,285.17512423160883,292.82683115910658,300.57091092682128,308.40715408949239,316.33535459646475,324.35530969064814,1867.8002818602824,1922.7220558891577,1978.3694262618878,2034.7405948960482,2091.8337955187271,2149.6472926343686,2208.1793805408879,2267.4283823911328,2327.3926492969772,2388.0705594735368,2449.4605174211724,2511.5609531431069,"","","","","","","","","","","","",37.227668001431624,38.322329775205553,39.431453619712848,40.555003696852317,41.692944802527343,42.845242346073718,44.011862330649521,45.192771334528828,46.387936493245192,47.597325482534693,48.820906502032244,50.058648259677696,13.250025077593289,13.639635728290763,14.034393701132716,14.434286240666948,14.839300817095387,15.249425118952045,15.664647046123427,16.084954703190608,16.51033639307375,16.940780610961234,17.376276038506848,17.816811538279651,2160.734606006175,2224.2699737432695,2288.6447358981641,2353.8568123882301,2419.9041599291613,2486.784770840939,2554.4966719096383,2623.0379233016984,2692.4066175275093,2762.6008784514052,2833.6188603453825,2905.4587469840135]
[490,4,4,4,4,0,6.8786127167630058,6.8786127167630058,6.8786127167630058,6.8786127167630058,"",2.7425933536194993,2.7425933536194993,2.7425933536194993,2.7425933536194993,"",2.0439393063583817E-4,0,3.976921907514451E-2,1.751947976878613E-3,"",0.18878372463310586,0.19433481977176936,0.19995925293361624,0.20565684238149798,0.21142740959334116,0.21727077915782472,0.22318677867493567,0.22917523866110867,0.23523599245867441,0.24136887614936273,0.24757372847162573,0.25385039074156029,0,0,0,0,0,0,0,0,0,0,0,0,36.731918992898599,37.812003504164259,38.906357499369328,40.014945617657176,41.13773312373295,42.274685887565326,43.425770365037486,44.590953579489998,45.770203104102066,46.963487045061711,48.170774025479169,49.392033170000722,284.42405818658222,292.78741159422867,301.26125703827148,309.84532071111727,318.53933364904748,327.34303157504405,336.25615474896557,345.27844782462932,354.40965971338488,363.64954345379709,372.99785608708328,382.45435853797471,"","","","","","","","","","","","",2.3636614604083572,2.4331637952511467,2.5035843568071656,2.5749208696414172,2.6471710985731649,2.7203328473697606,2.7944039575015571,2.8693823069542117,2.9452658090949329,3.0220524115895047,3.0997400953671268,3.1783268736303296,0.84127143349798661,0.86600861766925485,0.89107261594493448,0.9164626184550444,0.94217782965685004,0.96821746786997132,0.99458076483323365,1.0212669652819435,1.0482753265443652,1.0756051181562689,1.1032556214924985,1.1312261294145809,324.54969379802026,334.09292233108511,343.76223076332656,353.55730665925239,363.47784311060383,373.52353855700699,383.69409661501277,393.98922591501662,404.40863994558492,414.95205690475393,425.61919955789369,436.40979510176192]
[491,1,1,1,1,0,1.7196531791907514,1.7196531791907514,1.7196531791907514,1.7196531791907514,"",-0.90534191926485708,-0.90534191926485708,-0.90534191926485708,-0.90534191926485708,"",2.5635982658959534E-5,0,4.9880297687861248E-3,2.1973699421965316E-4,"",11.158296237237909,11.486400601735843,11.81883970107241,12.155602793447992,12.496679327093982,12.842058934106637,13.191731424569323,13.545686780945664,13.903915152727366,14.266406851321733,14.633152345164918,15.004142255047974,0,0,0,0,0,0,0,0,0,0,0,0,2171.0856393025751,2234.9253742234587,2299.608524694374,2365.1330006680228,2431.4967490717136,2498.6977526076043,2566.7340286090589,2635.6036279497125,2705.3046340020956,2775.8351616428845,2847.1933563020875,2919.3773930536186,16811.236797087357,17305.56317527805,17806.420322349175,18313.792054563262,18827.662474486064,19348.015961696579,19874.837163931537,20408.110988638044,20947.822594909936,21493.957385785212,22046.501000883633,22605.439309364854,"","","","","","","","","","","","",1113.8754632174382,1146.6284385121028,1179.8141281453766,1213.4314598185176,1247.4793802026038,1281.9568543229993,1316.8628649726086,1352.1964121521721,1387.956512535987,1424.142198961554,1460.7525199417585,1497.7865391982928,396.44916303592618,408.10656107663635,419.91797026405033,431.88300894693964,444.00130222579054,456.27248173372391,468.69618542766131,481.27205738911579,493.99974763403202,506.87891193114166,519.90921162833979,533.0903134866212,20503.805358880534,21106.70994969198,21717.579785154045,22336.39512679019,22963.136585313267,23597.785109295015,24240.321974365434,24890.728772909988,25548.98740423478,26215.080065172115,26888.989241100982,27570.697697358435]
[492,1,1,1,1,0,1.7196531791907514,1.7196531791907514,1.7196531791907514,1.7196531791907514,"",-0.90534191926485708,-0.90534191926485708,-0.90534191926485708,-0.90534191926485708,"",2.5635982658959534E-5,0,4.9880297687861248E-3,2.1973699421965316E-4,"",37.476484603688696,38.578462710657625,39.694999547739748,40.826059037304624,41.97160573996392,43.131604833861594,44.306022094932828,45.49482387807268,46.697977099160184,47.91544921788747,49.147208221346993,50.393222608333531,0,0,0,0,0,0,0,0,0,0,0,0,7291.8531471748565,7506.2666017022375,7723.5127691459311,7943.5846298298411,8166.4752882615494,8392.1779691027823,8620.6860133283553,8851.9928745621382,9086.0921155794495,9322.9774049661009,9562.6425139249404,9805.0813132214644,56462.567725389948,58122.822526623509,59805.011703338263,61509.080900498673,63234.976724653192,64982.64671273264,66752.039302307996,68543.103803218823,70355.790370490591,72190.049978464813,74045.834396071223,75923.096163177121,"","","","","","","","","","","","",3741.0851764613271,3851.0899969337515,3962.5481407365405,4075.4560064249522,4189.8100562666768,4305.6068141744881,4422.8428637355892,4541.5148463317782,4661.6194593450045,4783.153454443288,4906.113635942319,5030.4968592384039,1331.5223613689382,1370.675139616013,1410.3451828868447,1450.5312093597213,1491.2319598893794,1532.446197271197,1574.1727055398003,1616.4102892999958,1659.1577730880936,1702.4140007618344,1746.1778349172516,1790.4481563309278,68864.504894998754,70889.432727586172,72941.11279565531,75019.478805150502,77124.465634810753,79256.009298114965,81414.046907006661,83598.516637290813,85809.357695602303,88046.510287853933,90309.915589077078,92599.51571457625]
[493,1,1,1,1,0,1.7196531791907514,1.7196531791907514,1.7196531791907514,1.7196531791907514,"",-0.90534191926485708,-0.90534191926485708,-0.90534191926485708,-0.90534191926485708,"",2.5635982658959534E-5,0,4.9880297687861248E-3,2.1973699421965316E-4,"",1.0054409014782038,1.0345403451867097,1.0640182816545987,1.0938737872522584,1.1241059544443472,1.1547138912752988,1.185696720878533,1.2170535810079657,1.2487836235904965,1.2808860142982552,1.3133599321394778,1.3462045690669542,0,0,0,0,0,0,0,0,0,0,0,0,195.630072544759,201.29199287775685,207.02755708765187,212.83658546251075,218.71890142188579,224.67433141670807,230.70270483379446,236.80385390469266,242.97761361860793,249.22382163917473,255.54231822485258,261.93294615274158,1514.8105697192989,1558.6521767573549,1603.0640259962536,1648.0447258833956,1693.5929091140238,1739.7072318560765,1786.3863730107573,1833.6290335067051,1881.4339356257613,1929.7998223585143,1978.7254567879049,2028.209621499313,"","","","","","","","","","","","",100.36800655410978,103.27285471829558,106.21548587270844,109.19580781614304,112.2137299540026,115.26916324693923,118.36202016186122,121.49221462516597,124.65966197806706,127.86427893389397,131.10598353725109,134.3846951249314,35.722855478856765,36.756745407728545,37.804083011270578,38.86483547334506,39.938970549636309,41.026456549370884,42.127262317880167,43.241357219955056,44.368711123946092,45.509294386565557,46.663077838351462,47.830032769755945,1847.5369451985025,1901.0083101063228,1955.175170249539,2010.0358284226468,2065.5886169939931,2121.8318969603697,2178.7640570451717,2236.3835128375267,2294.6887059699729,2353.6781033324469,2413.3501963204994,2473.7035001158088]
[494,1,1,1,1,0,1.7196531791907514,1.7196531791907514,1.7196531791907514,1.7196531791907514,"",-0.90534191926485708,-0.90534191926485708,-0.90534191926485708,-0.90534191926485708,"",2.5635982658959534E-5,0,4.9880297687861248E-3,2.1973699421965316E-4,"",0.14015236808484052,0.14420865417754133,0.14831769986700469,0.15247937640486026,0.15669355728618176,0.16096011817776892,0.16527893684973491,0.16964989311020129,0.17407286874291772,0.1785477474476356,0.18307441478307873,0.18765275811236332,0,0,0,0,0,0,0,0,0,0,0,0,27.269646475936106,28.05888385568732,28.858386745551471,29.668130094774227,30.488089289111358,31.318240136874461,32.158558855619837,33.00902205944201,33.869606746836261,34.740290289097082,35.621050419221874,36.511865221291245,211.15541274875073,217.26666706314646,223.45740968432625,229.7274466382915,236.07658733104577,242.50464444054396,249.01143381362076,255.59677436760137,262.26048799631826,269.00239948027775,275.82233640073832,282.72012905747999,"","","","","","","","","","","","",13.990691822694091,14.395610051641201,14.805795000438147,15.221233816795698,15.641913872376122,16.067822755633951,16.498948264986716,16.935278402295864,17.376801366639651,17.823505548360977,18.275379523374397,18.732412047717709,4.9795495515982156,5.123667541683373,5.2696600561165052,5.4175225205268873,5.5672504402523346,5.7188393977910934,5.8722850503711745,6.0275831276300993,6.184729429398546,6.3437198235818659,6.5045502441338403,6.6672166891174962,257.53545296706397,264.98903716633589,272.53956918629939,280.18681244679317,287.93053449007181,295.77050684902122,303.70650492144824,311.73830785007959,319.86569840793567,328.08846288876526,336.40639100225155,344.8192757737188]
[495,3,3,3,3,0,5.1589595375722546,5.1589595375722546,5.1589595375722546,5.1589595375722546,"",1.526614929324714,1.526614929324714,1.526614929324714,1.526614929324714,"",1.4480794797687863E-4,0,2.8175489306358388E-2,1.2412109826589596E-3,"",6.884066073797647E-2,7.0833045301858785E-2,7.2851344558093667E-2,7.4895495267486484E-2,7.6965435292787432E-2,7.9061103563464616E-2,8.1182440042101012E-2,8.3329385692317584E-2,8.5501882448133032E-2,8.7699873184676286E-2,8.992330169017454E-2,9.2172112639144516E-2,0,0,0,0,0,0,0,0,0,0,0,0,13.394425703589137,13.782086814447382,14.174790184017652,14.572523507759515,14.975274695539499,15.383031864776974,15.795783333905941,16.213517616133796,16.636223413479598,17.063889611075584,17.496505271716821,17.934059630644978,103.71625061108348,106.71800356531212,109.75879993803404,112.83854445224168,115.95714349113194,119.11450504503327,122.31053866077848,125.54515539337763,128.81826775985462,132.12978969512275,135.4796365097811,138.86772484972417,"","","","","","","","","","","","",1.2165818976255733,1.2517921784035828,1.2874604348207086,1.3235855492865825,1.3601664236848803,1.3972019787507786,1.4346911534771059,1.4726329045474664,1.5110262057947523,1.5498700476835634,1.5891634368151648,1.6289053954537138,0.43300430883462743,0.44553630797246724,0.4582313092275222,0.47108891482842502,0.48410873393498566,0.49729038241661683,0.51063348264097175,0.52413766327218259,0.53780255907813446,0.55162781074624923,0.56561306470729045,0.57975797296673881,118.82910318187079,122.2682519114374,125.75213321065802,129.28063791938371,132.85365877958409,136.47109037454112,140.13282907084459,143.83877296302339,147.58882182065526,151.38287703781282,155.22084158471054,159.10261996142873]
[496,2,2,2,2,0,3.4393063583815029,3.4393063583815029,3.4393063583815029,3.4393063583815029,"",0.3106365050299284,0.3106365050299284,0.3106365050299284,0.3106365050299284,"",8.5221965317919067E-5,0,1.6581759537572256E-2,7.3047398843930635E-4,"",1.5395286404225932,1.5840856372025587,1.6292221811666563,1.6749368580554902,1.7212282782531738,1.7680950759995326,1.8155359086386116,1.8635494559013226,1.9121344192202172,1.9612895210745076,2.0110135043636199,2.0613051318076501,0,0,0,0,0,0,0,0,0,0,0,0,299.54828689365314,308.21780540998361,317.0000872498552,325.89485723879687,334.90184499726047,344.02078478733767,353.25141536654127,362.59347984822887,372.0467255682766,381.61090395764001,391.28577042046442,401.07108421743141,2319.474226152,2386.6043872365635,2454.6077017793596,2523.4820390384643,2593.2253054001908,2663.835443192183,2735.3104295512085,2807.6482753423852,2880.8470241268074,2954.9047511747476,3029.8195625218427,3105.5895940658133,"","","","","","","","","","","","",46.230112109771774,47.568102779336144,48.92349652318692,50.296250872890127,51.686324100025438,53.093675192529588,54.518263832130025,55.960050372803721,57.418995820200593,58.89506181197541,60.388210598976265,61.898405027241125,16.454163735715838,16.930379702953754,17.412789750645842,17.90137876348015,18.396131889529453,18.897034531831441,19.404072340356926,19.917231204342936,20.436497244969111,20.961856808357467,21.493296458877037,22.030802972736073,2683.2463175315638,2760.9047607660395,2839.5732974842144,2919.2494627716869,2999.9308346652592,3081.6150327798809,3164.2997169988753,3247.9825862236621,3332.6613771794741,3418.333863273795,3504.9978535045243,3592.6511914150296]
[497,2,2,2,2,0,3.4393063583815029,3.4393063583815029,3.4393063583815029,3.4393063583815029,"",0.3106365050299284,0.3106365050299284,0.3106365050299284,0.3106365050299284,"",8.5221965317919067E-5,0,1.6581759537572256E-2,7.3047398843930635E-4,"",4.2337037611621318,4.3562355023070367,4.4803609982083055,4.6060763596525982,4.733377765196229,4.8622614589987148,4.9927237487561813,5.1247610037286373,5.2583696528555972,5.3935461829548963,5.5302871369999549,5.6685891124710377,0,0,0,0,0,0,0,0,0,0,0,0,823.75778895754638,847.59896487745505,871.75023993710181,896.21085740669139,920.9800737424664,946.05715816517875,971.44139225798847,997.13206958262924,1023.1284953127607,1049.4299858835102,1076.0358686562772,1102.9454815979364,6378.5541219179995,6563.1620649005499,6750.1711798932392,6939.5756073557768,7131.3695898505248,7325.5474687785027,7522.1036812658222,7721.0327571915586,7922.3293163487197,8125.9880657305566,8332.0037969350669,8540.3713836809875,"","","","","","","","","","","","",127.13280830187239,130.8122826431744,134.53961543876403,138.31468990044786,142.13739127506997,146.00760677945635,149.92522553835755,153.89013852521023,157.90223850555162,161.96141998293237,166.06757914718474,170.2206138249131,45.248950273218561,46.558544183122827,47.88517181427607,49.228791599570407,50.589362696206003,51.966844962536456,53.361198935981541,54.772385811943074,56.20036742366505,57.645106222983046,59.106565261911854,60.584708175024204,7378.927373211799,7592.4880921066087,7808.8265680815894,8027.9360226221388,8249.8097953294637,8474.4413401446727,8701.8242217469051,8931.9521121150701,9164.8187872435537,9400.4181240029375,9638.7440971374417,9879.7907763913317]
[498,2,2,2,2,0,3.4393063583815029,3.4393063583815029,3.4393063583815029,3.4393063583815029,"",0.3106365050299284,0.3106365050299284,0.3106365050299284,0.3106365050299284,"",8.5221965317919067E-5,0,1.6581759537572256E-2,7.3047398843930635E-4,"",0.30385433692551189,0.31264848102682075,0.32155700944078741,0.33057964303726783,0.33971610754996862,0.34896613342096033,0.35832945565235746,0.36780581366473475,0.37739495116188487,0.38709661600154754,0.39691056007176712,0.40683653917256241,0,0,0,0,0,0,0,0,0,0,0,0,59.121372413221032,60.83246159407571,62.565806694050359,64.321353402394109,66.09904835472247,67.898839102764001,69.720674085501571,71.564502601624113,73.430274783212482,75.317941570586839,77.227454688249551,79.158766621861446,457.7909656878947,471.04033958616384,484.46204640382092,498.05566559969685,511.82078396056397,525.75699536687807,539.86390056931737,554.14110697547073,568.58822844608017,583.20488510027906,597.9907031293111,612.94531461825261,"","","","","","","","","","","","",9.1243642321917982,9.3884413380268708,9.6559532611553127,9.9268916196493677,10.201248177636602,10.479014840630839,10.760183651078293,11.044746784105998,11.332696543460642,11.624025357626724,11.918725776113737,12.216790465902854,3.2475323162597056,3.3415223097935041,3.436734819206416,3.5331668612131875,3.6308155045123924,3.7296778681246257,3.829751119807288,3.9310324745413689,4.0335191930860077,4.1372085805968686,4.2420979853046781,4.348184797250541,529.58808898649272,544.91541330908672,560.44209818767376,576.16765712599079,592.09161210498542,608.21349331181852,624.53283888135695,641.0491946494069,657.76211391700122,674.67115722509106,691.77589213905082,709.07589304244004]
[499,1,1,1,1,0,1.7196531791907514,1.7196531791907514,1.7196531791907514,1.7196531791907514,"",-0.90534191926485708,-0.90534191926485708,-0.90534191926485708,-0.90534191926485708,"",2.5635982658959534E-5,0,4.9880297687861248E-3,2.1973699421965316E-4,"",5.2892284998974599,5.4423092098306896,5.5973810210678288,5.7544390747573342,5.9134785967132935,6.0744948947088444,6.2374833558943434,6.4024394443328134,6.5693586986457628,6.738236729762944,6.9090692187701013,7.0818519148491896,0,0,0,0,0,0,0,0,0,0,0,0,1029.1327452657624,1058.9178776841995,1089.0904215277687,1119.6494314027839,1150.5939783890719,1181.923149513349,1213.6360472468702,1245.7317890258985,1278.2095067936466,1311.0683465624465,1344.3074679949823,1377.9260440035132,7968.8216637354608,8199.4550874265678,8433.0883306954438,8669.7140731320433,8909.3251218846835,9151.9144075822678,9397.4749804444709,9646.0000065686072,9897.4827643827921,10151.916641255701,10409.29513025395,10669.611827038811,"","","","","","","","","","","","",527.99654356949873,543.27780542715482,558.75782871218746,574.43612839037678,590.31222787923787,606.38565877783788,622.65596060906387,639.12268057360041,655.78537331492248,672.64360069466647,689.69693157778158,706.94494162691183,187.92387003422829,193.36275766005076,198.87238820474462,204.45258903553642,210.10319052778374,215.82402596881167,221.61493146618173,227.4757458601272,233.40631063991032,239.40646986387216,245.47607008296407,251.61496026756461,9719.1640511048481,10000.455837407804,10285.406350161211,10574.006661035497,10866.247997277489,11162.121736736974,11461.61940312248,11764.732661472566,12071.453313829916,12381.773295106448,12695.684669128446,13013.179624851648]
[500,1,1,1,1,0,1.7196531791907514,1.7196531791907514,1.7196531791907514,1.7196531791907514,"",-0.90534191926485708,-0.90534191926485708,-0.90534191926485708,-0.90534191926485708,"",2.5635982658959534E-5,0,4.9880297687861248E-3,2.1973699421965316E-4,"",65.219599809219474,67.107183724444553,69.019319203328308,70.955946333096492,72.917006244956681,74.902441080724387,76.912193960987508,78.946208954716724,81.00443105023686,83.086806127480173,85.193280931447447,87.323803046809758,0,0,0,0,0,0,0,0,0,0,0,0,12689.870705736701,13057.140604670492,13429.187536419016,13805.999843668198,14187.566072232996,14573.874964563798,14964.915453552136,15360.676656617732,15761.147870060367,16166.318563661134,16576.178375518772,16990.717107107834,98260.712289125164,101104.57119899374,103985.41981962364,106903.16788563626,109857.7267045297,112849.00910639748,115876.92939596447,118941.40330680161,122042.34795759103,125179.68181032228,128353.32463030877,131563.19744792208,"","","","","","","","","","","","",6510.5380251432543,6698.9658427267714,6889.8445169430206,7083.1680670071464,7278.9306163496367,7477.1263892847919,7677.7497078327315,7880.7949886857668,8086.2567403106159,8294.1295601785896,8504.408132116354,8717.087223770548,2317.2225587285084,2384.287552114658,2452.2248513310847,2521.0323277043167,2590.7078896530757,2661.2494815025248,2732.6550823531602,2804.922705001085,2878.050394906636,2952.0362292085524,3026.8783157810649,3102.5747923315021,119843.56317854284,123312.07238223011,126825.6960435201,130384.324070349,133987.84828901038,137636.16238282932,141329.16183366347,145066.74386606092,148848.80739391889,152675.25296949802,156545.9827346564,160460.90037417877]
[501,1,1,1,1,0,1.7196531791907514,1.7196531791907514,1.7196531791907514,1.7196531791907514,"",-0.90534191926485708,-0.90534191926485708,-0.90534191926485708,-0.90534191926485708,"",2.5635982658959534E-5,0,4.9880297687861248E-3,2.1973699421965316E-4,"",0.32603695727096305,0.33532697361235841,0.3447359814370754,0.35426369473397618,0.36390983240191238,0.37367411809505285,0.38355628007523768,0.39355605107094438,0.4036731681424805,0.4139073725530476,0.42425840964534317,0.43472602872339206,0,0,0,0,0,0,0,0,0,0,0,0,63.437476543293073,65.245048294290285,67.0757723881852,68.929593175382195,70.806455961629212,72.70630697792312,74.629093351781933,76.574763079803716,78.543265001436893,80.534548773892936,82.548564848136735,84.585264445894254,491.21159509928765,505.20805667760726,519.38379239961557,533.738371357147,548.27137003949076,562.98237210035995,577.87096813544645,592.93675546993677,608.17933795541057,623.59832577558234,639.19333526038963,654.96398870795838,"","","","","","","","","","","","",32.546596638493149,33.473971305338424,34.413224281451143,35.364327015806886,36.32725144752024,37.30196999040475,38.288455518234123,39.286681350663564,40.296621239772648,41.31824935719429,42.351540281796559,43.396468987886514,11.583944007284147,11.914014039915577,12.24831178553905,12.586827082309627,12.929549942832036,13.276470548665264,13.627579245076745,13.982866536031494,14.342323079402478,14.705939682389554,15.073707297135208,15.445617016526082,599.10564924562902,616.17641729076399,633.46583683622805,650.9733823253797,668.69853722387415,686.64079373544814,704.79965253061459,723.17462248750644,741.76522044416515,760.57097096161215,779.59140609710346,798.82606518698867]
[502,5,5,5,5,0,8.598265895953757,8.598265895953757,8.598265895953757,8.598265895953757,"",3.9585717779142846,3.9585717779142846,3.9585717779142846,3.9585717779142846,"",2.6397991329479771E-4,0,5.1362948843930639E-2,2.2626849710982661E-3,"",6.4563103815878722E-2,6.6402748911702156E-2,6.826595716292734E-2,7.0152671932518659E-2,7.2062837555735532E-2,7.399639930950383E-2,7.5953303383178405E-2,7.7933496850614847E-2,7.9936927643474723E-2,8.1963544525692864E-2,8.4013297069041745E-2,8.6086135629731303E-2,0,0,0,0,0,0,0,0,0,0,0,0,12.562135342460973,12.920077716819762,13.282604807986718,13.649705596012915,14.021369250130254,14.397585122792032,14.778342743984139,15.163631815791062,15.553442207201797,15.947763949141954,16.346587229719265,16.749902389670574,97.271626736479661,100.0432603865416,102.85039459840291,105.69294404195604,108.57082485196612,111.48395458192542,114.43225216000363,117.41563784697124,120.43403319598023,123.48736101409681,126.57554532548593,129.69851133615637,"","","","","","","","","","","","",0.62589608920179141,0.6437302174103543,0.66179277464329123,0.68008321184244014,0.69860098937538928,0.71734557673855293,0.73631645227373321,0.75551310289737617,0.7749350238417817,0.7945817184075824,0.81445269772685691,0.83454748053627914,0.22276815398623362,0.2291156546137611,0.23554445741421251,0.24205436696749283,0.24864519120830841,0.25531674132048587,0.26206883163609129,0.26890127953906723,0.27581390537312461,0.28280653235364522,0.28987898648336941,0.29703109647165538,110.74698942594455,113.90258672429718,117.09860259561006,120.33493988871142,123.61150312023581,126.928198422086,130.28493349128078,133.68161754204937,137.11816126004041,140.5944767585257,144.11047753648447,147.66607843846461]
[503,1,1,1,1,0,1.7196531791907514,1.7196531791907514,1.7196531791907514,1.7196531791907514,"",-0.90534191926485708,-0.90534191926485708,-0.90534191926485708,-0.90534191926485708,"",2.5635982658959534E-5,0,4.9880297687861248E-3,2.1973699421965316E-4,"",0.1191288882336211,0.12252331728143864,0.12596122398662368,0.12944250384510667,0.13296705414685261,0.13653477391934624,0.14014556387364455,0.14379932635284506,0.14749596528282941,0.151235386125152,0.15501749583195229,0.15884220280277789,0,0,0,0,0,0,0,0,0,0,0,0,23.179077967741698,23.839536876759912,24.508455295683056,25.185812891005032,25.871589678287599,26.565766011164214,27.268322570843399,27.97924035608213,28.698500673601938,29.426085128922416,30.161975617588425,30.906154316769054,179.48115974781663,184.59525147835649,189.77484722293644,195.01978953434215,200.32992366827546,205.70509749820846,211.14516143410546,216.64996834478464,222.2193734837077,227.85323441800119,233.55141096052697,239.31376510483099,"","","","","","","","","","","","",11.892025694834036,12.23087413079673,12.574062718222532,12.921581025006359,13.273418798132397,13.629565958032506,13.99001259320093,14.354748955050148,14.723765452993852,15.097052649744066,15.474601256810281,15.856402130189306,4.2325949257384385,4.3531974376614606,4.4753446908700374,4.5990329723823633,4.7242586329578602,4.8510180850892315,4.9793078010857341,5.1091243112422777,5.2404642020893668,5.3733241147192592,5.5077007431840181,5.6435908329614533,218.90398722436444,225.14138324085604,231.4586711516987,237.85565892658101,244.33215783180017,250.88798232641378,257.52294996310917,264.23688129351206,271.02959977767568,277.90093169751208,284.85070607394164,291.8787545875536]
[504,5,5,5,5,0,8.598265895953757,8.598265895953757,8.598265895953757,8.598265895953757,"",3.9585717779142846,3.9585717779142846,3.9585717779142846,3.9585717779142846,"",2.6397991329479771E-4,0,5.1362948843930639E-2,2.2626849710982661E-3,"",0.12912620763175744,0.13280549782340431,0.13653191432585468,0.14030534386503732,0.14412567511147106,0.14799279861900766,0.15190660676635681,0.15586699370122969,0.15987385528694945,0.16392708905138573,0.16802659413808349,0.17217227125946261,0,0,0,0,0,0,0,0,0,0,0,0,25.124270684921946,25.840155433639524,26.565209615973437,27.299411192025829,28.042738500260509,28.795170245584064,29.556685487968277,30.327263631582124,31.106884414403595,31.895527898283909,32.693174459438531,33.499804779341147,194.54325347295932,200.08652077308321,205.70078919680583,211.38588808391208,217.14164970393225,222.96790916385083,228.86450432000726,234.83127569394247,240.86806639196047,246.97472202819361,253.15109065097187,259.39702267231274,"","","","","","","","","","","","",1.2517921784035828,1.2874604348207086,1.3235855492865825,1.3601664236848803,1.3972019787507786,1.4346911534771059,1.4726329045474664,1.5110262057947523,1.5498700476835634,1.5891634368151648,1.6289053954537138,1.6690949610725583,0.44553630797246724,0.4582313092275222,0.47108891482842502,0.48410873393498566,0.49729038241661683,0.51063348264097175,0.52413766327218259,0.53780255907813446,0.55162781074624923,0.56561306470729045,0.57975797296673881,0.59406219294331075,221.4939788518891,227.80517344859436,234.19720519122012,240.66987977742284,247.22300624047162,253.856396844172,260.56986698256156,267.36323508409873,274.23632252008082,281.1889535170514,288.22095507296893,295.33215687692922]
[505,1,1,1,1,0,1.7196531791907514,1.7196531791907514,1.7196531791907514,1.7196531791907514,"",-0.90534191926485708,-0.90534191926485708,-0.90534191926485708,-0.90534191926485708,"",2.5635982658959534E-5,0,4.9880297687861248E-3,2.1973699421965316E-4,"",11.837649525530349,12.174948580387165,12.51656794140766,12.862497224187441,13.212726222592512,13.567244903143457,13.926043399654786,14.289112008114287,14.656441181788525,15.028021526541419,15.403843796353996,15.783898889033928,0,0,0,0,0,0,0,0,0,0,0,0,2303.2683791103332,2368.8971380696162,2435.3665051710323,2502.6744599061844,2570.8190164529992,2639.7982225830542,2709.6101586185441,2780.2529364359502,2851.7246985137085,2924.0236170213439,2997.1478929477335,3071.0957552663144,17834.759452835671,18342.938673217737,18857.626924047581,19378.808560044105,19906.46820451074,20440.590740874606,20981.161304610061,21528.165275523861,22081.58827038106,22641.416135851905,23207.634941761837,23780.230974627411,"","","","","","","","","","","","",1181.691816412982,1215.3626504707488,1249.4647585265338,1283.9971039585268,1318.958667940735,1354.3484488823879,1390.1654618928083,1426.4087382702462,1463.0773250132838,1500.1702843535156,1537.6866933083058,1575.6256432524951,420.58627472600904,432.5703559107809,444.7079355980332,456.99864483462642,469.4421210012863,482.0380076130773,494.78595412894032,507.6856157697589,520.73665334445923,533.93873308368222,547.29152648060142,560.79471013848547,21752.143572610526,22371.943766249271,22999.68269128459,23635.341265967632,24278.900736128351,24930.342664856267,25589.648922650005,26256.801678007931,26931.783388434302,27614.576791836986,28305.164898294832,29003.530982173739]
[506,1,1,1,1,0,1.7196531791907514,1.7196531791907514,1.7196531791907514,1.7196531791907514,"",-0.90534191926485708,-0.90534191926485708,-0.90534191926485708,-0.90534191926485708,"",2.5635982658959534E-5,0,4.9880297687861248E-3,2.1973699421965316E-4,"",18.765934867538316,19.300646769649781,19.842207546945513,20.390600737284437,20.945810161133153,21.507819912663329,22.076614351253586,22.652178093371852,23.234496004816236,23.823553193293684,24.419335001317538,25.021826999406009,0,0,0,0,0,0,0,0,0,0,0,0,3651.3147556553108,3755.3544143232848,3860.7266684199681,3967.4283148830564,4075.4562056376199,4184.8072458639208,4295.4783923439099,4407.4666518817785,4520.7690797942423,4635.3827784665691,4751.3048959706393,4868.5326247415669,28273.005848695535,29078.609877616891,29894.532512539412,30720.748951383477,31557.23481784992,32403.966148007254,33260.919377488295,34128.071329260019,35005.399201933535,35892.880558583027,36790.493316045118,37698.215734671525,"","","","","","","","","","","","",1873.3069949809617,1926.6845407091901,1980.7457745073707,2035.4890530444234,2090.9127612005404,2147.0153111784889,2203.7951416552833,2261.2507169718469,2319.3805263584527,2378.1830831938942,2437.6569242964829,2497.8006092450837,666.74508488079721,685.74315425898692,704.98456104073807,724.46872033370607,744.19505728646709,764.16300677221409,784.3720130868212,804.82152966042815,825.511018781762,846.43995133446026,867.60780654472455,889.01407173966459,34483.138619080142,35465.692633678002,36460.831724054435,37468.525640381951,38488.744652135683,39521.459531734545,40566.641538925564,41624.262405867441,42694.294322872804,43776.709924771247,44871.482277858282,45978.584867397243]
[507,1,1,1,1,0,1.7196531791907514,1.7196531791907514,1.7196531791907514,1.7196531791907514,"",-0.90534191926485708,-0.90534191926485708,-0.90534191926485708,-0.90534191926485708,"",2.5635982658959534E-5,0,4.9880297687861248E-3,2.1973699421965316E-4,"",0.14186910422061313,0.1458498383003011,0.149880793925913,0.15396185217003985,0.15809289611713773,0.16227381080106207,0.16650448314539951,0.17078480190643403,0.17511465761859701,0.17949394254226053,0.1839225506137428,0.18840037739740448,0,0,0,0,0,0,0,0,0,0,0,0,27.603674278353576,28.378211395001433,29.162520189584775,29.95657752222774,30.760360644505926,31.573847187292355,32.39701514914772,33.229842885223292,34.072309096647004,34.924392820365533,35.786073419416795,36.657330573609258,213.74187013283378,219.73929678445268,225.81238788186985,231.9609642474768,238.18484973476762,244.48387113422731,250.85785808343482,257.30664298113516,263.83006090505398,270.4279495332417,277.10014906875159,283.84650216746718,"","","","","","","","","","","","",14.162064783027791,14.559441042152404,14.96183066053368,15.369221766258562,15.781602688248162,16.198961950022127,16.621288263742272,17.048570524519192,17.480797804966812,17.917959349990848,18.360044571798142,18.807043045114643,5.0405444015027427,5.1819780631126742,5.3251960732848413,5.470194206582784,5.6169683090506881,5.7655142959940076,5.915828149859478,6.0679059182087398,6.2217437117801939,6.3773377026341258,6.5346841223764187,6.693779260456564,260.69002269993854,268.00477712301949,275.41181559919903,282.91091959471589,290.50187427268952,298.18446837833687,305.95849412932967,313.82374711099288,321.78002617606666,329.82713334877445,337.96487373295668,346.19305542404504]
[508,1,1,1,1,0,1.7196531791907514,1.7196531791907514,1.7196531791907514,1.7196531791907514,"",-0.90534191926485708,-0.90534191926485708,-0.90534191926485708,-0.90534191926485708,"",2.5635982658959534E-5,0,4.9880297687861248E-3,2.1973699421965316E-4,"",9.6728934695872612E-2,9.9443071568387123E-2,0.1021914504040316,0.10497399011593625,0.10779061098895755,0.1106412346370878,0.11352578396277239,0.11644418311802321,0.11939635746722525,0.12238223355154129,0.12540173905482463,0.12845480277095761,0,0,0,0,0,0,0,0,0,0,0,0,18.820687007968349,19.348780496591889,19.88353649289871,20.424939219700736,20.972973166708588,21.527623082244787,22.088873965327991,22.656711058106797,23.231119838622963,23.812086013885594,24.399595513238729,24.993634482006318,145.7330932723867,149.82224780758139,153.96299173763856,158.15520289600693,162.39876118279614,166.69354850060955,171.03944869325102,175.43634748713765,179.88413243526409,184.38269286357391,188.93191981960337,193.5317060232731,"","","","","","","","","","","","",9.6559532611553127,9.9268916196493677,10.201248177636602,10.479014840630839,10.760183651078293,11.044746784105998,11.332696543460642,11.624025357626724,11.918725776113737,12.216790465902854,12.518212208044186,12.822983894396348,3.436734819206416,3.5331668612131875,3.6308155045123924,3.7296778681246257,3.829751119807288,3.9310324745413689,4.0335191930860077,4.1372085805968686,4.2420979853046781,4.348184797250541,4.4554664470748309,4.5639404048567487,177.74319729541267,182.73052985660422,187.78078336309031,192.89380881457905,198.06945973137925,203.3075920761388,208.60806417908844,213.97073666658608,219.39547239277269,224.88213637416445,230.43059572701594,236.04071960730349]
[509,1,1,1,1,0,1.7196531791907514,1.7196531791907514,1.7196531791907514,1.7196531791907514,"",-0.90534191926485708,-0.90534191926485708,-0.90534191926485708,-0.90534191926485708,"",2.5635982658959534E-5,0,4.9880297687861248E-3,2.1973699421965316E-4,"",0.19990646503813675,0.2055156812413334,0.21119566416833196,0.21694624623960165,0.22276726271051228,0.2286585515833148,0.23461995352306297,0.24065131177724799,0.24675247209893222,0.25292328267318531,0.25916359404663758,0.26547325905997904,0,0,0,0,0,0,0,0,0,0,0,0,38.896086483134596,39.987479692956569,41.092642085324009,42.211541054048183,43.34414454453109,44.490421036639233,45.650339528344524,46.823869520087385,48.010980999820795,49.2116444286969,50.425830727360037,51.653511262813055,301.18172609626583,309.6326454690016,318.19018292445304,326.85408598508104,335.62410644444537,344.50000023459313,353.48152729938545,362.56845147341789,371.76054036621252,381.05756525138611,390.4593009605137,399.9655257814311,"","","","","","","","","","","","",19.955636739720983,20.515576013942027,21.082579567115644,21.656630670637071,22.237712878895142,22.825810020485733,23.420906189818663,24.022985739095233,24.632033270635059,25.248033629532564,25.870971896624656,26.500833381752457,7.1025852930265945,7.3018781798405881,7.5036853759922773,7.7080009274575616,7.9148189809350624,8.1241337807188305,8.3359396657110842,8.5502310665668642,8.7670025029630025,8.9862485809844515,9.2079639906213178,9.4321435033706145,367.33594107718613,377.64309503698212,388.08028561705328,398.64720488346353,409.34355011151723,420.16902362402021,431.12333263678278,442.20618911094465,453.41730961173033,464.75641517327318,476.22323116916635,487.81748718842726]
[510,1,1,1,1,0,1.7196531791907514,1.7196531791907514,1.7196531791907514,1.7196531791907514,"",-0.90534191926485708,-0.90534191926485708,-0.90534191926485708,-0.90534191926485708,"",2.5635982658959534E-5,0,4.9880297687861248E-3,2.1973699421965316E-4,"",1.2897191292783015E-2,1.3259076209118283E-2,1.3625526720537547E-2,1.399653201545817E-2,1.437208146519434E-2,1.4752164618278373E-2,1.5136771195036321E-2,1.5525891082403096E-2,1.591951432896337E-2,1.6317631140205506E-2,1.6720231873976619E-2,1.7127307036127682E-2,0,0,0,0,0,0,0,0,0,0,0,0,2.5094249343957804,2.579837399545585,2.6511381990531619,2.7233252292934313,2.7963964222278115,2.8703497442993058,2.9451831953770657,3.0208948077475726,3.0974826451497286,3.1749448018514128,3.2532794017651638,3.3324845976008421,19.431079102984896,19.976299707677519,20.528398898351806,21.087360386134261,21.653168157706151,22.225806466747944,22.805259825766804,23.39151299828502,23.984550991368547,24.584359048476522,25.190922642613785,25.804227469769749,"","","","","","","","","","","","",1.2874604348207086,1.3235855492865825,1.3601664236848803,1.3972019787507786,1.4346911534771059,1.4726329045474664,1.5110262057947523,1.5498700476835634,1.5891634368151648,1.6289053954537138,1.6690949610725583,1.7097311859195135,0.4582313092275222,0.47108891482842502,0.48410873393498566,0.49729038241661683,0.51063348264097175,0.52413766327218259,0.53780255907813446,0.55162781074624923,0.56561306470729045,0.57975797296673881,0.59406219294331075,0.60852538731423322,23.69909297272169,24.36407064754723,25.037437781745371,25.719174508610546,26.409261297517233,27.107678943485176,27.814408557211792,28.529431555544811,29.252729652369695,29.984284849888592,30.724079430268791,31.472095947640465]
[511,1,1,1,1,0,1.7196531791907514,1.7196531791907514,1.7196531791907514,1.7196531791907514,"",-0.90534191926485708,-0.90534191926485708,-0.90534191926485708,-0.90534191926485708,"",2.5635982658959534E-5,0,4.9880297687861248E-3,2.1973699421965316E-4,"",3.3339239491844102,3.4274712000570764,3.5221986572589556,3.6181035259959362,3.7151830587527366,3.8134345538249597,3.9128553539168891,4.0134428448012009,4.1151944540370309,4.2181076497431231,4.3221799394229556,4.4274088688390059,0,0,0,0,0,0,0,0,0,0,0,0,648.68634554130915,666.88796778253368,685.31922445524231,703.97957177235207,722.86847514588942,741.98540890137042,761.32985600497159,780.90130780274762,800.69926377120487,820.72323127859022,840.97272535629486,861.44726847981781,5022.9339481215948,5163.8734744346393,5306.5911152239432,5451.0826598157064,5597.3439687670398,5745.3709716543435,5895.1596649607191,6046.706110056678,6200.00643126877,6355.0568140311807,6511.8535031156625,6670.3928009354804,"","","","","","","","","","","","",332.80852240115314,342.14686449058155,351.60302052254156,361.17671150707628,370.86766317383183,380.67560582552005,390.60027419794352,400.64140732620115,410.79874841672012,421.07204472478503,431.4610474372563,441.96551156019422,118.45279343531449,121.77648448314787,125.14210772219378,128.54956385469544,131.99875526269119,135.48958595585918,139.02196152169776,142.59578907790541,146.21097722683459,149.86743601190196,153.56507687584585,157.30381262072927,6126.215533448556,6298.1122623909596,6472.1776665811794,6648.4066104758258,6826.7940454082054,7007.3350068909185,7190.0246120392485,7374.858057108333,7561.8306151375664,7750.9376336962005,7942.1745327244835,8135.5368024650606]
[512,1,1,1,1,0,1.7196531791907514,1.7196531791907514,1.7196531791907514,1.7196531791907514,"",-0.90534191926485708,-0.90534191926485708,-0.90534191926485708,-0.90534191926485708,"",2.5635982658959534E-5,0,4.9880297687861248E-3,2.1973699421965316E-4,"",16.721208511093177,17.190392305121858,17.665495393176926,18.146503758041515,18.633403619624463,19.126181427597913,19.624823854364593,20.129317788335612,20.639650327501009,21.155808773276437,21.677780624610687,22.205553572339539,0,0,0,0,0,0,0,0,0,0,0,0,3253.4694274441285,3344.7591885108509,3437.200675072424,3530.7911597789334,3625.5279614183582,3721.4084434840497,3818.4300128063664,3916.5901182447283,4015.8862494366226,4116.3159356003571,4217.8767443885345,4320.5662807894923,25192.394057019908,25899.272571003905,26615.069171713119,27339.762740623064,28073.332516466027,28815.758084138706,29567.019364106662,30327.096602276531,31095.970360309322,31873.621506349809,32660.031206148771,33455.180914556484,"","","","","","","","","","","","",1669.1924537450484,1716.0286646500542,1763.455768307447,1811.4723654503844,1860.0770804830677,1909.2685607457902,1959.0454758128967,2009.4065168217398,2060.3503958308615,2111.87584520574,2163.9816170305717,2216.6664825446492,594.09689241348246,610.76677807505303,627.64697354670886,644.73698080314364,662.03631024401989,679.54448043238472,697.26101784480136,715.18545663251211,733.31733839300216,751.6562119513768,770.20163315100251,788.9531646529033,30725.874039133658,31588.017594544985,32461.038084032876,33344.909750413564,34239.6072722311,35145.105750228533,36061.38069442509,36988.408011763844,37926.163994297312,38874.62530788056,39833.768981343492,40803.572396115866]
[513,1,1,1,1,0,1.7196531791907514,1.7196531791907514,1.7196531791907514,1.7196531791907514,"",-0.90534191926485708,-0.90534191926485708,-0.90534191926485708,-0.90534191926485708,"",2.5635982658959534E-5,0,4.9880297687861248E-3,2.1973699421965316E-4,"",6.6295381045591417E-3,6.8127633602687735E-3,6.9982660077290851E-3,7.1860407325971699E-3,7.3760823091391864E-3,7.5683855975181603E-3,7.7629455412015482E-3,7.9597571644816848E-3,8.158815570102753E-3,8.3601159369883094E-3,8.563653518063841E-3,8.7694236381691982E-3,0,0,0,0,0,0,0,0,0,0,0,0,1.2899186997727925,1.325569099526581,1.3616626146467157,1.3981982111139057,1.4351748721496529,1.4725915976885329,1.5104474038737863,1.5487413225748643,1.5874724009257064,1.6266397008825819,1.6662422988004211,1.7062792850266348,9.9881498538387596,10.264199449175903,10.54368019306713,10.826584078853076,11.112903233373972,11.402629912883402,11.69575649914251,11.992275495684273,12.292179524238261,12.595461321306892,12.902113734884875,13.212129721314049,"","","","","","","","","","","","",0.66179277464329123,0.68008321184244014,0.69860098937538928,0.71734557673855293,0.73631645227373321,0.75551310289737617,0.7749350238417817,0.7945817184075824,0.81445269772685691,0.83454748053627914,0.85486559295975673,0.87540656830003838,0.23554445741421251,0.24205436696749283,0.24864519120830841,0.25531674132048587,0.26206883163609129,0.26890127953906723,0.27581390537312461,0.28280653235364522,0.28987898648336941,0.29703109647165538,0.30426269365711661,0.31157361193345051,12.182035323773615,12.518718890872686,12.859587254305273,13.204630648758616,13.553839471742588,13.907204278605896,14.264715777772405,14.626364826184847,14.992142424944296,15.362039715134395,15.736047973820233,16.114158610212343]
[514,1,1,1,1,0,1.7196531791907514,1.7196531791907514,1.7196531791907514,1.7196531791907514,"",-0.90534191926485708,-0.90534191926485708,-0.90534191926485708,-0.90534191926485708,"",2.5635982658959534E-5,0,4.9880297687861248E-3,2.1973699421965316E-4,"",0.2916996766006022,0.29976158785182599,0.30792370434007971,0.31618579223427545,0.32454762160212414,0.33300896629079901,0.34156960381286805,0.35022931523719403,0.35898788508452106,0.36784510122748559,0.37680075479480896,0.38585464007944464,0,0,0,0,0,0,0,0,0,0,0,0,56.756422790002865,58.32504037916955,59.913155044455479,61.520721289011853,63.147694374584709,64.794030298295439,66.459685770446583,68.144618193294008,69.848785640731066,71.572146838833589,73.314661147218516,75.07628854117192,439.47859356890535,451.62477576373971,463.92192849495359,476.36969946953525,488.96774226845463,501.71571616686964,514.61328596227031,527.66012181010797,540.8558990664834,554.20029813750318,567.69300433493436,581.33370773781803,"","","","","","","","","","","","",29.118882084304808,29.92366132106736,30.738443532517124,31.563205376496324,32.397923900044255,33.242576527484545,34.097141049038385,34.961595609933624,35.835918699981697,36.720089143596283,37.614086090229286,38.517889005201681,10.363956126225348,10.650392146569683,10.940388413165568,11.233936618101376,11.531028591988015,11.831656299718956,12.13581183641748,12.443487423560388,12.754675405268252,13.069368244752837,13.387558520913128,13.709238925071821,536.00955424603899,550.82363119839806,565.82183918943178,581.00374854537904,596.36893675667375,611.91698825865933,627.64749422198577,643.56005235213331,659.65426669754891,675.92974746591335,692.38611084809008,709.02297884934285]
[515,1,1,1,1,0,1.7196531791907514,1.7196531791907514,1.7196531791907514,1.7196531791907514,"",-0.90534191926485708,-0.90534191926485708,-0.90534191926485708,-0.90534191926485708,"",2.5635982658959534E-5,0,4.9880297687861248E-3,2.1973699421965316E-4,"",3.2948804379658934,3.3859433900535802,3.4781382058413546,3.5714622441007928,3.6659129076421753,3.7614876419665255,3.8581839339771693,3.9559993107473965,4.0549313383410679,4.154977620683189,4.2561357984777288,4.3584035481700907,0,0,0,0,0,0,0,0,0,0,0,0,641.08959378707789,658.80784246471069,676.74631947941771,694.90451092361116,713.28191145837741,731.8780240512009,750.69235972527179,769.72443731970748,788.97378326007595,808.43993133864308,828.12242250380928,848.02080465823735,4964.1104773578636,5101.3071262404246,5240.2090559543631,5380.8122871899786,5523.112906986863,5667.1070667030508,5812.790980073828,5960.1609213550837,6109.2132235464151,6259.9442766895245,6412.350526237783,6566.4284714930818,"","","","","","","","","","","","",328.91100899771573,338.00135628569274,347.20469171956847,356.52075163906073,365.94927678004535,375.49001213999594,385.14270684936548,394.90711404856847,404.78299077024786,414.77009782653073,424.86819970099901,435.07706444511899,117.0655953348636,120.30102038284393,123.57666003052928,126.89242043628145,130.24820932313736,133.6439359309164,137.07951097044293,140.55484657976169,144.06985628223455,147.62445494641273,151.21855874758694,154.85208513092488,6054.4715559154865,6221.8032887637255,6391.2148653897211,6562.701432433033,6736.2582174560657,6911.88052646713,7089.5637415528845,7269.3033186138691,7451.0947851973142,7634.9337384217943,7820.8158429886562,8008.7368292755327]
[516,2,2,2,2,0,3.4393063583815029,3.4393063583815029,3.4393063583815029,3.4393063583815029,"",0.3106365050299284,0.3106365050299284,0.3106365050299284,0.3106365050299284,"",8.5221965317919067E-5,0,1.6581759537572256E-2,7.3047398843930635E-4,"",0.4756025505699561,0.4885525867893446,0.50166123791330053,0.51492813913062874,0.52835293162663899,0.54193526240216672,0.55567478410047411,0.56957115484158749,0.58362403806365526,0.59783310237093845,0.61219802138807766,0.62671847362029331,0,0,0,0,0,0,0,0,0,0,0,0,92.538667696611469,95.058374743869649,97.608943719702197,100.19030364227378,102.80238469649748,105.44511819882159,108.11843656354939,110.82227327060605,113.55656283467121,116.3212407756026,119.11624359008026,121.94150872440567,716.54909754478967,736.05979351362953,755.80946079704438,775.79754976565914,796.0235198245125,816.486839140391,837.1869843810357,858.12344046555381,879.29570032540448,900.70326467538189,922.34564179404924,944.22234731311687,"","","","","","","","","","","","",14.281747448691243,14.670620776883178,15.064257111509612,15.462645497748399,15.865775160844901,16.273635500677418,16.686216086559234,17.103506652263999,17.525497091261865,17.952177452154888,18.383537934300804,18.819568883615041,5.0831417063173499,5.2215490153744772,5.3616515677302035,5.5034454643579176,5.6469268703204119,5.7920920128356173,5.9389371794265511,6.0874587161507581,6.2376530259047644,6.3895165667994487,6.5430458506024607,6.6982374412440837,828.92825694697967,851.49889063654609,874.34597443389964,897.46887250916984,920.86695948380191,944.53962011512772,968.48624899467131,992.70625025941615,1017.1990373153061,1041.9640325723096,1067.0006671904209,1092.3083808360018]
[517,1,1,1,1,0,1.7196531791907514,1.7196531791907514,1.7196531791907514,1.7196531791907514,"",-0.90534191926485708,-0.90534191926485708,-0.90534191926485708,-0.90534191926485708,"",2.5635982658959534E-5,0,4.9880297687861248E-3,2.1973699421965316E-4,"",7.2624057420465107,7.4601515642392044,7.660319420948583,7.8629037415423735,8.0678990469543592,8.2752999469208515,8.4851011373374767,8.6972973977295354,8.9118835888295376,9.1288546502560557,9.3482055982883647,9.5699315237317428,0,0,0,0,0,0,0,0,0,0,0,0,1413.056660095335,1451.5323472133989,1490.4792930474237,1529.8964137115297,1569.7826431359761,1610.1369325294563,1650.9582498648056,1692.2455793868035,1733.9979211408322,1776.214290521249,1818.8937178383926,1862.0352479032331,10941.636612821512,11239.563085809561,11541.138628057379,11846.354846776652,12155.203487133705,12467.676428085917,12783.765678399437,13103.463372837989,13426.761768513148,13753.653241387277,14084.130282920776,14418.1854968559,"","","","","","","","","","","","",724.96870382404109,744.70865467416502,764.69038480329732,784.91333812379958,805.37696768860292,826.08073541533929,847.02411182248306,868.2065757768296,889.62761425167366,911.28672209510069,933.18340180784082,955.31716333017289,258.0299551873473,265.05577382805677,272.16764624763795,279.36537452407327,286.64876398864561,294.01762312775082,301.47176348898586,309.0109995912718,316.63514883878469,324.3440314384863,332.13747032105823,340.01529106505683,13344.954337670282,13708.32001308942,14076.136271576686,14448.392876877597,14825.079760993884,15206.187019105384,15591.704904713048,15981.623824990622,16375.934336333268,16774.627140092369,17177.693078486358,17585.123130678094]
[518,2,2,2,2,0,3.4393063583815029,3.4393063583815029,3.4393063583815029,3.4393063583815029,"",0.3106365050299284,0.3106365050299284,0.3106365050299284,0.3106365050299284,"",8.5221965317919067E-5,0,1.6581759537572256E-2,7.3047398843930635E-4,"",36.893169279926589,37.8977220895163,38.914578883846019,39.94371136399019,40.985091696180703,42.038692497768068,43.104486823793906,44.182448154140275,45.272550381223525,46.374767798202797,47.489075087675154,48.615447310831314,0,0,0,0,0,0,0,0,0,0,0,0,7178.3566513228598,7373.8139265601721,7571.6652056854691,7771.9049825363782,7974.5278414568756,8179.5284545657314,8386.9015791439015,8596.6420551341525,8808.744802746638,9023.2048201646012,9240.017181344796,9459.1770339074665,55583.737138117256,57097.209696842969,58629.219601827856,60179.724217536117,61748.681609244326,63336.050521890313,64941.79035984318,66565.861167542229,68208.223610956367,69868.838959818895,71547.669070595526,73244.676370146059,"","","","","","","","","","","","",1107.8555520913349,1138.0210116925091,1168.5559445071026,1199.4595007539112,1230.7308446198258,1262.3691538382623,1294.3736192859519,1326.7434445970498,1359.4778457935986,1392.5760509314434,1426.0372997607624,1459.8608434004236,394.3065637900458,405.04301647833438,415.91097161107143,426.91012673519265,438.04018436914049,449.30085185281996,460.69184120408812,472.21286898140869,483.86365615232666,495.64392796744289,507.5534138395908,519.59184722793384,64301.149074601417,66051.985373663498,67824.266302515345,69617.942538925592,71432.965571386361,73269.287674644889,75126.861886300918,77005.641984408983,78905.582466030144,80826.638526680574,82768.766040628354,84731.92154199272]
[519,1,1,1,1,0,1.7196531791907514,1.7196531791907514,1.7196531791907514,1.7196531791907514,"",-0.90534191926485708,-0.90534191926485708,-0.90534191926485708,-0.90534191926485708,"",2.5635982658959534E-5,0,4.9880297687861248E-3,2.1973699421965316E-4,"",0.13996532015458171,0.14372081465194342,0.14752164618278377,0.15136771195036325,0.15525891082403098,0.15919514328963372,0.16317631140205507,0.16720231873976621,0.17127307036127681,0.17538847276338396,0.1795484338411209,0.18375286284931791,0,0,0,0,0,0,0,0,0,0,0,0,27.233252292934313,27.963964222278126,28.703497442993054,29.451831953770665,30.208948077475736,30.97482645149729,31.749448018514133,32.532794017651646,33.324845976008426,34.125585700532696,34.934995270229514,35.753057028681553,210.87360386134262,216.53168157706159,222.25806466747946,228.05259825766808,233.91512998285023,239.8455099136855,245.84359048476526,251.90922642613788,258.04227469769756,264.24259442628102,270.51004684532649,276.84449523696009,"","","","","","","","","","","","",13.972019787507788,14.346911534771062,14.726329045474666,15.110262057947528,15.498700476835637,15.891634368151651,16.289053954537142,16.690949610725589,17.097311859195134,17.508131366000768,17.923398936776227,18.343105512896809,4.9729038241661687,5.1063348264097188,5.2413766327218259,5.3780255907813457,5.5162781074624929,5.6561306470729056,5.7975797296673885,5.9406219294331102,6.0852538731423325,6.2314722386690109,6.3792737535657942,6.5286551936982953,257.19174508610547,264.09261297517247,271.07678943485178,278.144085572118,285.29431555544812,292.52729652369698,299.84284849888604,307.24079430268802,314.72095947640474,322.2831722042468,329.9272632397392,337.65306583508607]
[520,2,2,2,2,0,3.4393063583815029,3.4393063583815029,3.4393063583815029,3.4393063583815029,"",0.3106365050299284,0.3106365050299284,0.3106365050299284,0.3106365050299284,"",8.5221965317919067E-5,0,1.6581759537572256E-2,7.3047398843930635E-4,"",0.74446108463138205,0.76443617205836267,0.78465240248476764,0.80510922914535465,0.82580611413663474,0.84674252815310314,0.86791795023480001,0.88933186752556981,0.91098377504143013,0.93287317544849924,0.95499957884997055,0.97736250258165702,0,0,0,0,0,0,0,0,0,0,0,0,144.85085675256323,148.73743804906999,152.6709388834648,156.65125287085331,160.67827535058527,164.75190333493239,168.87203545997113,173.0385719385466,177.251414515204,181.51046642297945,185.81563234195147,190.1668183594596,1121.6149234493403,1151.7096545478771,1182.1676948810043,1212.9882206849713,1244.1704215472623,1275.7135000091971,1307.6166711856056,1339.8791624006162,1372.5002128386773,1405.4790732099798,1438.8150054295111,1472.5072823090184,"","","","","","","","","","","","",22.355231660012457,22.955058455633694,23.562126472759463,24.176419292716037,24.797920762937014,25.426614989042637,26.062486327259421,26.705519377160932,27.355698974712215,28.013010185601228,28.677438298841963,29.348968820634891,7.9566461186658692,8.170135722255548,8.3862026123549214,8.6048409452501513,8.8260449719399876,9.0498090353166472,9.276127567467821,9.504995087092972,9.7364061970277316,9.9703555818704164,10.206838005705269,10.445848309917272,1297.5221190652132,1332.3367229468947,1367.5716152520683,1403.225843022936,1439.2984687468611,1475.7885698966418,1512.6952384905389,1550.0175806709422,1587.7547163006627,1625.9057785758796,1664.4699136548597,1703.4462803016118]
[521,1,1,1,1,0,1.7196531791907514,1.7196531791907514,1.7196531791907514,1.7196531791907514,"",-0.90534191926485708,-0.90534191926485708,-0.90534191926485708,-0.90534191926485708,"",2.5635982658959534E-5,0,4.9880297687861248E-3,2.1973699421965316E-4,"",9.7975724108207179E-2,0.10060457025636037,0.1032651523279486,0.10595739836525424,0.10868123757682167,0.11143660030274356,0.11422341798143852,0.11704162311783632,0.11989114925289378,0.12277193093436876,0.1256839036887846,0.12862700399452248,0,0,0,0,0,0,0,0,0,0,0,0,19.063276605054018,19.57477495559468,20.092448210095135,20.616282367639464,21.14626365423301,21.682378516048097,22.224613612959889,22.772955812356145,23.327392183205895,23.887909990372883,24.454496689160653,25.027139920077083,147.61152270293982,151.57217710394303,155.58064526723558,159.63681878036763,163.74059098799515,167.89185693957984,172.09051333933564,176.33645849829648,180.62959228838824,184.96981609839668,189.35703279172847,193.79114666587199,"","","","","","","","","","","","",9.7804138512554495,10.042838074339739,10.308430331832264,10.577183440563266,10.849090333784943,11.124144057706154,11.402337768175997,11.683664727507908,11.968118301436592,12.255691956200534,12.546379255743357,12.840173859027763,3.4810326769163176,3.5744343784868016,3.6689636429052777,3.7646179135469411,3.8613946752237442,3.959291452951033,4.0583058107671715,4.1584353506031757,4.2596777111996316,4.3620305670683068,4.4654916274960552,4.5700586355888051,180.03422156027383,184.86482908262062,189.7537526043962,194.70085990048256,199.70602088881367,204.76910756658785,209.88999394922016,215.06855601188155,220.30467163348325,225.59822054297277,230.94908426781734,236.35714608456016]
[522,1,1,1,1,0,1.7196531791907514,1.7196531791907514,1.7196531791907514,1.7196531791907514,"",-0.90534191926485708,-0.90534191926485708,-0.90534191926485708,-0.90534191926485708,"",2.5635982658959534E-5,0,4.9880297687861248E-3,2.1973699421965316E-4,"",1.8055526299941034,1.8539985090100697,1.9030292357579099,1.9526434841596851,2.0028399496299993,2.0536173484362745,2.1049744170865097,2.1569099117429835,2.2094226076604708,2.2625112986476523,2.3161747965504591,2.3704119307562004,0,0,0,0,0,0,0,0,0,0,0,0,351.30895457885259,360.73513846738769,370.27511701461037,379.92863220364148,389.69543019943688,399.57526122431494,409.56787943883216,419.67304282770607,429.89051309050859,440.22005553687166,450.66143898596061,461.21443566999199,2720.2694898113191,2793.2586923440936,2867.1290342104844,2941.8785175239173,3017.5051767787677,3094.0070778865424,3171.3823172534708,3249.6290208971777,3328.7453436002975,3408.729468099024,3489.5796043047108,3571.2939885567839,"","","","","","","","","","","","",180.23905525885041,185.07515879854662,189.96964468662316,194.92238054752303,199.93323615117967,205.00208334915627,210.12879601352904,215.31324997836003,220.55532298361717,225.85489462140984,231.2118462844133,236.62606111636876,64.150459331743562,65.871719260685353,67.613758562111542,69.376530121079341,71.159987586266141,72.96408534724047,74.788778512709285,76.634022889687103,78.499774963536069,80.385991878830211,82.292631420998731,84.219651998707988,3317.7735116107597,3406.7947073797231,3496.8905837095872,3588.0587038803205,3680.2966706652805,3773.6021251556904,3867.9727456356277,3963.4062465046736,4059.9003772456199,4157.4529214347831,4256.0616957926341,4355.7245492726088]
[523,1,1,1,1,0,1.7196531791907514,1.7196531791907514,1.7196531791907514,1.7196531791907514,"",-0.90534191926485708,-0.90534191926485708,-0.90534191926485708,-0.90534191926485708,"",2.5635982658959534E-5,0,4.9880297687861248E-3,2.1973699421965316E-4,"",3.4081555457640644,3.4996018367748221,3.5921520845507842,3.6858037859913444,3.7805544785651541,3.8764017391025805,3.9733431826400407,4.0713764613133065,4.1704992632970903,4.2707093117883987,4.3720043640312936,4.4743822103808908,0,0,0,0,0,0,0,0,0,0,0,0,663.12969333295064,680.92252881247225,698.9301627368809,717.15210807431561,735.58788568653392,754.23702409395901,773.0990592508191,792.17353432981747,811.45999951580507,830.95801180797093,850.66713483008857,870.58693864839574,5134.7722540236919,5272.5464464014485,5411.9838746531241,5553.0807675742171,5695.833415082403,5840.2381663982424,5986.2914283040327,6133.9896634764573,6283.3293888889339,6434.3071742799411,6586.9196406836982,6741.1634590199765,"","","","","","","","","","","","",340.2186818258146,349.34729587167533,358.58611225730806,367.93488111102221,377.39335661094771,386.96129686449268,396.63846379297934,406.42462302116797,416.31954377140147,426.32299876211863,436.43476411050113,446.65461923903723,121.0902081184462,124.33925302307662,127.62752100677646,130.95492313552575,134.32137191671168,137.72678125622525,141.17106641740088,144.65414398169619,148.17593181101577,151.73634901159039,155.33531589932707,158.97275396655348,6262.6189928466674,6430.6551259454482,6600.7198227386407,6772.8084836810722,6946.9165837751616,7123.0396703520219,7301.1733609478715,7481.3133412704519,7663.455363250453,7847.5952431734104,8033.7288598876466,8221.8521530843445]
[524,1,1,1,1,0,1.7196531791907514,1.7196531791907514,1.7196531791907514,1.7196531791907514,"",-0.90534191926485708,-0.90534191926485708,-0.90534191926485708,-0.90534191926485708,"",2.5635982658959534E-5,0,4.9880297687861248E-3,2.1973699421965316E-4,"",0.10779061098895755,0.1106412346370878,0.11352578396277239,0.11644418311802321,0.11939635746722525,0.12238223355154129,0.12540173905482463,0.12845480277095761,0.13154135457253793,0.13466132538084066,0.13781464713698841,0.14100125277426651,0,0,0,0,0,0,0,0,0,0,0,0,20.972973166708588,21.527623082244787,22.088873965327991,22.656711058106797,23.231119838622963,23.812086013885594,24.399595513238729,24.993634482006318,25.594189275399515,26.201246452672127,26.814792771511161,27.43481518265013,162.39876118279614,166.69354850060955,171.03944869325102,175.43634748713765,179.88413243526409,184.38269286357391,188.93191981960337,193.5317060232731,198.18194581971073,202.88253513399482,207.63337142771999,212.43435365728629,"","","","","","","","","","","","",10.760183651078293,11.044746784105998,11.332696543460642,11.624025357626724,11.918725776113737,12.216790465902854,12.518212208044186,12.822983894396348,13.131098524500572,13.442549202582169,13.757329134672602,14.07543162584585,3.829751119807288,3.9310324745413689,4.0335191930860077,4.1372085805968686,4.2420979853046781,4.348184797250541,4.4554664470748309,4.5639404048567487,4.6736041790017566,4.7844553151743447,4.8964913952737206,5.009710036450179,198.06945973137925,203.3075920761388,208.60806417908844,213.97073666658608,219.39547239277269,224.88213637416445,230.43059572701594,236.04071960730349,241.71237915318511,247.44544742980432,253.23979937631447,259.09531175500672]
[525,1,1,1,1,0,1.7196531791907514,1.7196531791907514,1.7196531791907514,1.7196531791907514,"",-0.90534191926485708,-0.90534191926485708,-0.90534191926485708,-0.90534191926485708,"",2.5635982658959534E-5,0,4.9880297687861248E-3,2.1973699421965316E-4,"",7.1860407325971699E-3,7.3760823091391864E-3,7.5683855975181603E-3,7.7629455412015482E-3,7.9597571644816848E-3,8.158815570102753E-3,8.3601159369883094E-3,8.563653518063841E-3,8.7694236381691982E-3,8.9774216920560437E-3,9.1876431424658938E-3,9.4000835182844345E-3,0,0,0,0,0,0,0,0,0,0,0,0,1.3981982111139057,1.4351748721496529,1.4725915976885329,1.5104474038737863,1.5487413225748643,1.5874724009257064,1.6266397008825819,1.6662422988004211,1.7062792850266348,1.7467497635114753,1.7876528514340777,1.8289876788433421,10.826584078853076,11.112903233373972,11.402629912883402,11.69575649914251,11.992275495684273,12.292179524238261,12.595461321306892,12.902113734884875,13.212129721314049,13.525502342266321,13.842224761848,14.162290243819088,"","","","","","","","","","","","",0.71734557673855293,0.73631645227373321,0.75551310289737617,0.7749350238417817,0.7945817184075824,0.81445269772685691,0.83454748053627914,0.85486559295975673,0.87540656830003838,0.89616994683881135,0.91715527564484034,0.93836210838972334,0.25531674132048587,0.26206883163609129,0.26890127953906723,0.27581390537312461,0.28280653235364522,0.28987898648336941,0.29703109647165538,0.30426269365711661,0.31157361193345051,0.31896368767828964,0.32643275968491475,0.33398066909667862,13.204630648758616,13.553839471742588,13.907204278605896,14.264715777772405,14.626364826184847,14.992142424944296,15.362039715134395,15.736047973820233,16.114158610212343,16.496363161986952,16.882653291754298,17.273020783667118]
[526,1,1,1,1,0,1.7196531791907514,1.7196531791907514,1.7196531791907514,1.7196531791907514,"",-0.90534191926485708,-0.90534191926485708,-0.90534191926485708,-0.90534191926485708,"",2.5635982658959534E-5,0,4.9880297687861248E-3,2.1973699421965316E-4,"",7.1860407325971699E-3,7.3760823091391864E-3,7.5683855975181603E-3,7.7629455412015482E-3,7.9597571644816848E-3,8.158815570102753E-3,8.3601159369883094E-3,8.563653518063841E-3,8.7694236381691982E-3,8.9774216920560437E-3,9.1876431424658938E-3,9.4000835182844345E-3,0,0,0,0,0,0,0,0,0,0,0,0,1.3981982111139057,1.4351748721496529,1.4725915976885329,1.5104474038737863,1.5487413225748643,1.5874724009257064,1.6266397008825819,1.6662422988004211,1.7062792850266348,1.7467497635114753,1.7876528514340777,1.8289876788433421,10.826584078853076,11.112903233373972,11.402629912883402,11.69575649914251,11.992275495684273,12.292179524238261,12.595461321306892,12.902113734884875,13.212129721314049,13.525502342266321,13.842224761848,14.162290243819088,"","","","","","","","","","","","",0.71734557673855293,0.73631645227373321,0.75551310289737617,0.7749350238417817,0.7945817184075824,0.81445269772685691,0.83454748053627914,0.85486559295975673,0.87540656830003838,0.89616994683881135,0.91715527564484034,0.93836210838972334,0.25531674132048587,0.26206883163609129,0.26890127953906723,0.27581390537312461,0.28280653235364522,0.28987898648336941,0.29703109647165538,0.30426269365711661,0.31157361193345051,0.31896368767828964,0.32643275968491475,0.33398066909667862,13.204630648758616,13.553839471742588,13.907204278605896,14.264715777772405,14.626364826184847,14.992142424944296,15.362039715134395,15.736047973820233,16.114158610212343,16.496363161986952,16.882653291754298,17.273020783667118]
[527,1,1,1,1,0,1.7196531791907514,1.7196531791907514,1.7196531791907514,1.7196531791907514,"",-0.90534191926485708,-0.90534191926485708,-0.90534191926485708,-0.90534191926485708,"",2.5635982658959534E-5,0,4.9880297687861248E-3,2.1973699421965316E-4,"",0.33774391443206692,0.34667586852954174,0.35571412308335354,0.36485844043647281,0.37410858673063918,0.38346433179482936,0.3929254490384505,0.40249171534900052,0.41216291099395219,0.42193881952663409,0.43181922769589698,0.44180392535936841,0,0,0,0,0,0,0,0,0,0,0,0,65.715315922353568,67.45321899103368,69.211805091361057,70.991027982067962,72.790842161018631,74.611202843508195,76.452065941481351,78.313388043619796,80.195126396251808,82.097238885039346,84.019684017401644,85.962420905637074,508.84945170609456,522.30645196857665,535.92360590551993,549.70055545969797,563.63694829716087,577.73243763919822,591.98668210142387,606.39934553958915,620.97009690176026,635.69861008651719,650.58456380685595,665.627641459497,"","","","","","","","","","","","",33.715242106711983,34.606873256865462,35.509115836176683,36.421946120563739,37.345340765156379,38.279276793162275,39.223731585205122,40.178682869108563,41.144108710101797,42.119987501424134,43.10629795530749,44.103019094316998,11.999886842062834,12.317235086896289,12.638360138336159,12.963253552536857,13.291907020621327,13.62431236471836,13.960461534167804,14.300346601884479,14.643959760872171,14.991293320879615,15.342339705190991,15.697091447543896,620.61764049165492,637.03045517190174,653.63860109447717,670.44164155530302,687.43914683068783,704.63069397238189,722.0158666113166,739.59425476955107,757.36545467997996,775.32906861338699,793.48470471245196,811.83197683235437]
[528,1,1,1,1,0,1.7196531791907514,1.7196531791907514,1.7196531791907514,1.7196531791907514,"",-0.90534191926485708,-0.90534191926485708,-0.90534191926485708,-0.90534191926485708,"",2.5635982658959534E-5,0,4.9880297687861248E-3,2.1973699421965316E-4,"",4.3116244395583023E-2,4.425649385483512E-2,4.5410313585108969E-2,4.6577673247209288E-2,4.7758542986890098E-2,4.8952893420616511E-2,5.0160695621929853E-2,5.1381921108383043E-2,5.2616541829015172E-2,5.3864530152336255E-2,5.5125858854795359E-2,5.6400501109706597E-2,0,0,0,0,0,0,0,0,0,0,0,0,8.3891892666834362,8.6110492328979156,8.8355495861311972,9.0626844232427182,9.2924479354491858,9.5248344055542375,9.7598382052954911,9.997453792802526,10.237675710159806,10.480498581068852,10.725917108604465,10.973926073060051,64.959504473118457,66.677419400243821,68.415779477300404,70.17453899485507,71.953652974105651,73.753077145429558,75.572767927841355,77.412682409309255,79.272778327884282,81.153014053597929,83.053348571087994,84.973741462914504,"","","","","","","","","","","","",4.3040734604313178,4.4178987136423995,4.5330786173842572,4.6496101430506904,4.7674903104454947,4.8867161863611415,5.0072848832176753,5.1291935577585397,5.2524394098002292,5.3770196810328672,5.5029316538690409,5.6301726503383396,1.5319004479229152,1.5724129898165475,1.6134076772344033,1.6548834322387476,1.6968391941218715,1.7392739189002162,1.7821865788299325,1.8255761619426996,1.8694416716007027,1.9137821260697379,1.9585965581094882,2.0038840145800716,79.227783892551699,81.323036830455507,83.443225671635361,85.58829466663444,87.758188957109084,89.952854549665773,92.172238290806391,94.41628784292142,96.684951661274027,98.978178971921736,101.29591975052578,103.63812470200268]
[529,1,1,1,1,0,1.7196531791907514,1.7196531791907514,1.7196531791907514,1.7196531791907514,"",-0.90534191926485708,-0.90534191926485708,-0.90534191926485708,-0.90534191926485708,"",2.5635982658959534E-5,0,4.9880297687861248E-3,2.1973699421965316E-4,"",7.3513196694469061,7.5457322022493871,7.7424584662610796,7.941493288649184,8.1428315792647634,8.3464683282151153,8.5523986035390394,8.7606175489793081,8.9711203818470882,9.1839023909733335,9.398958934742609,9.6162854392049741,0,0,0,0,0,0,0,0,0,0,0,0,1430.3567699695259,1468.1838942090947,1506.4612044353692,1545.1876941628834,1584.3623729940864,1623.9842661469975,1664.0524140028811,1704.5658716728306,1745.5237085822471,1786.9250080722393,1828.7688670170612,1871.0543954567386,11075.595512666698,11368.500007741573,11664.89040087972,11964.758898622789,12268.097832085014,12574.899653295741,12885.156931696947,13198.862350787225,13516.00870490427,13836.588896138446,14160.595931370503,14488.022919426923,"","","","","","","","","","","","",733.84452500353962,753.25173067602907,772.88990426401585,792.75852939014271,812.85709793095691,833.18510977457458,853.7420725886135,874.52750159783091,895.54091937093904,916.78185561610394,938.24984698467154,959.94443688268689,261.18902637085705,268.09641476372138,275.08600896846576,282.15762519670648,289.31108259777909,296.54620317248686,303.86281169050346,311.26073561123025,318.73980500791981,326.29985249489027,333.94071315766774,341.66222448590219,13508.33715368007,13865.577779592668,14227.069977013831,14592.804240661169,14962.771217187101,15336.961700718015,15715.366628582484,16097.977077218096,16484.784258247226,16875.779514712653,17270.954317464646,17670.300261691456]
[530,1,1,1,1,0,1.7196531791907514,1.7196531791907514,1.7196531791907514,1.7196531791907514,"",-0.90534191926485708,-0.90534191926485708,-0.90534191926485708,-0.90534191926485708,"",2.5635982658959534E-5,0,4.9880297687861248E-3,2.1973699421965316E-4,"",3.6576947328919598,3.7544258953518463,3.8523082691367443,3.9513392804715886,4.0515163967211771,4.1528371251823009,4.2552990119270486,4.3588996406944949,4.4636366318281206,4.5695076412565268,4.6765103595151389,4.7846425108067763,0,0,0,0,0,0,0,0,0,0,0,0,711.68288945697816,730.50400992417315,749.54912322346343,768.81772857175736,788.30933319060603,808.02345207118458,827.95960774923401,848.11733008941428,868.49615607855696,889.09562962734105,909.91530137994528,930.95472853126103,5510.7312961362159,5656.4677457873513,5803.9386256576518,5953.1400580635382,6104.0682273032953,6256.7193778372748,6411.0898125452077,6567.1758910564022,6724.9740281488512,6884.4806922135576,7045.6924037806311,7208.6057341039141,"","","","","","","","","","","","",365.12889855992347,374.78507420733018,384.55616937476452,394.44192713546693,404.44209466945949,414.55642314297017,424.78466759296606,435.12658681651612,445.58194326471948,456.15050294095499,466.83203530322362,477.62631317036914,129.95622133212731,133.39303530277047,136.87075128538524,140.38927783492042,143.94852496800544,147.548404120035,151.1888281040726,154.86971107147235,158.5909684741263,162.35251702824945,166.15427467962155,169.99616057020941,6721.157000218137,6898.9042911169772,7078.7669778104018,7260.7403308861549,7444.8196965280868,7631.000494296647,7819.2782150034081,8009.6484186744992,8202.1067325980821,8396.6488494513596,8593.2705255029377,8791.9675788865607]
[531,2,2,2,2,0,3.4393063583815029,3.4393063583815029,3.4393063583815029,3.4393063583815029,"",0.3106365050299284,0.3106365050299284,0.3106365050299284,0.3106365050299284,"",8.5221965317919067E-5,0,1.6581759537572256E-2,7.3047398843930635E-4,"",0.17164271304354289,0.17611764387554632,0.18064508746738886,0.1852249280334913,0.18985705161386246,0.19454134602121839,0.19927770079031279,0.20406600712935916,0.20890615787343106,0.21379804743973743,0.21874157178467382,0.22373662836255825,0,0,0,0,0,0,0,0,0,0,0,0,33.39676788075792,34.267461565499161,35.148372732940523,36.039478854516453,36.940757756868678,37.852187611557071,38.773746925200868,39.705414530026744,40.647169574801879,41.598991516131782,42.560860110103683,43.53275540425777,258.59918325521966,265.34117327483744,272.16227971346359,279.06232812701182,286.04114682185121,293.09856677513477,300.23442155846061,307.44854726468304,314.74078243770555,322.11096800509773,329.55894721338808,337.08456556589476,"","","","","","","","","","","","",5.1542151659161322,5.2885917202816328,5.4245451668924716,5.5620720288530769,5.7011688840879984,5.8418323637539542,5.9840591507182959,6.1278459781002672,6.2731896278716786,6.4200869295138814,6.5685347587280631,6.7185300361961477,1.8344818214526388,1.8823089567734705,1.9306973376118721,1.9796457264755165,2.0291529053835857,2.0792176753015879,2.1298388555998158,2.1810152835341534,2.2327458137480276,2.2850293177944025,2.33786468367675,2.3912508154080276,299.15629083638987,306.95565316126726,314.84654003837585,322.82874966489038,330.90208341980531,339.06634577176862,347.32134419076993,355.6668890634736,364.1027936120006,372.62887381597756,381.24494833768125,389.95083845011925]
[532,1,1,1,1,0,1.7196531791907514,1.7196531791907514,1.7196531791907514,1.7196531791907514,"",-0.90534191926485708,-0.90534191926485708,-0.90534191926485708,-0.90534191926485708,"",2.5635982658959534E-5,0,4.9880297687861248E-3,2.1973699421965316E-4,"",7.3760823091391864E-3,7.5683855975181603E-3,7.7629455412015482E-3,7.9597571644816848E-3,8.158815570102753E-3,8.3601159369883094E-3,8.563653518063841E-3,8.7694236381691982E-3,8.9774216920560437E-3,9.1876431424658938E-3,9.4000835182844345E-3,9.6147384127682808E-3,0,0,0,0,0,0,0,0,0,0,0,0,1.4351748721496529,1.4725915976885329,1.5104474038737863,1.5487413225748643,1.5874724009257064,1.6266397008825819,1.6662422988004211,1.7062792850266348,1.7467497635114753,1.7876528514340777,1.8289876788433421,1.8707533883129133,11.112903233373972,11.402629912883402,11.69575649914251,11.992275495684273,12.292179524238261,12.595461321306892,12.902113734884875,13.212129721314049,13.525502342266321,13.842224761848,14.162290243819088,14.485692148921672,"","","","","","","","","","","","",0.73631645227373321,0.75551310289737617,0.7749350238417817,0.7945817184075824,0.81445269772685691,0.83454748053627914,0.85486559295975673,0.87540656830003838,0.89616994683881135,0.91715527564484034,0.93836210838972334,0.95979000517087842,0.26206883163609129,0.26890127953906723,0.27581390537312461,0.28280653235364522,0.28987898648336941,0.29703109647165538,0.30426269365711661,0.31157361193345051,0.31896368767828964,0.32643275968491475,0.33398066909667862,0.34160725934400399,13.553839471742588,13.907204278605896,14.264715777772405,14.626364826184847,14.992142424944296,15.362039715134395,15.736047973820233,16.114158610212343,16.496363161986952,16.882653291754298,17.273020783667118,17.667457540162236]
[533,1,1,1,1,0,1.7196531791907514,1.7196531791907514,1.7196531791907514,1.7196531791907514,"",-0.90534191926485708,-0.90534191926485708,-0.90534191926485708,-0.90534191926485708,"",2.5635982658959534E-5,0,4.9880297687861248E-3,2.1973699421965316E-4,"",0.46469318547576877,0.4768082926436441,0.48906556909569748,0.50146470136234611,0.51400538091647341,0.52668730403026343,0.53951017163802195,0.55247368920465945,0.56557756659953073,0.5788215179753512,0.59220526165191922,0.60572852000440169,0,0,0,0,0,0,0,0,0,0,0,0,90.416016945428112,92.773270654377569,95.158186444048539,97.570703322216445,100.0107612583195,102.47830115560264,104.97326482442651,107.49559495667798,110.04523510122296,112.62212964034687,115.22622376713053,117.85746346371353,700.11290370256017,718.36568451165419,736.83265944597804,755.51335622810916,774.40731002701045,793.51406324233403,812.83316529774697,832.36417244278505,852.10664756277822,872.06015999642386,892.22428536060238,912.59860538206533,"","","","","","","","","","","","",46.387936493245192,47.597325482534693,48.820906502032244,50.058648259677696,51.310519956791985,52.576491273785585,53.856532356464655,55.150613802902413,56.458706650845109,57.78078236562493,59.116812828552568,60.466770325765339,16.51033639307375,16.940780610961234,17.376276038506848,17.816811538279651,18.262376148452269,18.712959077714288,19.168549700398341,19.629137551807382,20.094712323732249,20.565263860149624,21.040782153090753,21.52125733867225,853.89188671978297,876.15386955217139,898.67709399966134,921.46098404964528,944.50497277149066,967.80850205346678,991.37102235067448,1015.1919924433776,1039.2708792051781,1063.6071573805204,1088.2003093710282,1113.049825030221]
[534,2,2,2,2,0,3.4393063583815029,3.4393063583815029,3.4393063583815029,3.4393063583815029,"",0.3106365050299284,0.3106365050299284,0.3106365050299284,0.3106365050299284,"",8.5221965317919067E-5,0,1.6581759537572256E-2,7.3047398843930635E-4,"",12.824162703110417,13.158503963844389,13.496768677920626,13.838948194502279,14.185033999150013,14.535017709871033,14.888891073333371,15.24664596123641,15.608274366829207,15.973768401568957,16.343120291912062,16.71632237623114,0,0,0,0,0,0,0,0,0,0,0,0,2495.2156573766274,2560.2689141080086,2626.0855627611281,2692.6639201303014,2760.0023295489032,2828.0991601206215,2896.9528059828649,2966.5616856005704,3036.9242410887687,3108.0389375624177,3179.9042625120328,3252.5187252038309,19321.053263211415,19824.77623182,20334.410327163067,20849.942515775314,21371.359969689744,21898.650060485077,22431.80035358213,22970.798602775609,23515.632744988572,24066.29089523802,24622.76134180028,25185.032541566139,"","","","","","","","","","","","",385.09350453916244,395.13335281532773,405.29101746925181,415.56623872716563,425.95876091114621,436.46833232047402,447.09470511795269,457.83763522092005,468.69688219669831,479.67220916225148,490.7633826878253,501.97017270436942,137.06199894567573,140.63536919893215,144.25067251014417,147.90781642095646,151.6067099308022,155.34726345467578,159.12938878267198,162.95299904119463,166.8180086557455,170.7243333152104,174.67188993756292,178.66059663691408,22351.24858677599,22933.972371906115,23523.53434858151,24119.919439248239,24723.112804079748,25333.099834090721,25949.866144538955,26573.397568599528,27203.680151296612,27840.700143679467,28484.443997229613,29134.898358487484]
[535,1,1,1,1,0,1.7196531791907514,1.7196531791907514,1.7196531791907514,1.7196531791907514,"",-0.90534191926485708,-0.90534191926485708,-0.90534191926485708,-0.90534191926485708,"",2.5635982658959534E-5,0,4.9880297687861248E-3,2.1973699421965316E-4,"",0.11352578396277239,0.11644418311802321,0.11939635746722525,0.12238223355154129,0.12540173905482463,0.12845480277095761,0.13154135457253793,0.13466132538084066,0.13781464713698841,0.14100125277426651,0.14422107619152419,0.14747405222760593,0,0,0,0,0,0,0,0,0,0,0,0,22.088873965327991,22.656711058106797,23.231119838622963,23.812086013885594,24.399595513238729,24.993634482006318,25.594189275399515,26.201246452672127,26.814792771511161,27.43481518265013,28.061300824693696,28.694237019142744,171.03944869325102,175.43634748713765,179.88413243526409,184.38269286357391,188.93191981960337,193.5317060232731,198.18194581971073,202.88253513399482,207.63337142771999,212.43435365728629,217.28538223382506,222.18635898467693,"","","","","","","","","","","","",11.332696543460642,11.624025357626724,11.918725776113737,12.216790465902854,12.518212208044186,12.822983894396348,13.131098524500572,13.442549202582169,13.757329134672602,14.07543162584585,14.396850077563174,14.721577985120746,4.0335191930860077,4.1372085805968686,4.2420979853046781,4.348184797250541,4.4554664470748309,4.5639404048567487,4.6736041790017566,4.7844553151743447,4.8964913952737206,5.009710036450179,5.1241088901600591,5.2396856412573012,208.60806417908844,213.97073666658608,219.39547239277269,224.88213637416445,230.43059572701594,236.04071960730349,241.71237915318511,247.44544742980432,253.23979937631447,259.09531175500672,265.01186310243349,270.9893336824253]
[536,1,1,1,1,0,1.7196531791907514,1.7196531791907514,1.7196531791907514,1.7196531791907514,"",-0.90534191926485708,-0.90534191926485708,-0.90534191926485708,-0.90534191926485708,"",2.5635982658959534E-5,0,4.9880297687861248E-3,2.1973699421965316E-4,"",9.8389012767736095E-2,0.10091829203562012,0.1034768431382619,0.10606460241133579,0.10868150718084801,0.11132749573482993,0.11400250729619955,0.11670648199672858,0.11943936085205661,0.12220108573769764,0.12499159936598765,0.12781084526392517,0,0,0,0,0,0,0,0,0,0,0,0,19.143690769950929,19.635816250359223,20.133637193473234,20.637141212034184,21.146316111473563,21.661149884405475,22.181630705346251,22.707746925649182,23.239487068643008,23.776839824963449,24.319794048067873,24.868338749923716,148.23418886748419,152.04483448885264,155.89958144389558,159.79833381509741,163.74099717698959,167.72747855350337,171.75768637708265,175.83153044946218,179.94892190402399,184.10977316964815,188.31399793598175,192.56151112005335,"","","","","","","","","","","","",9.8216703376658909,10.074155309943162,10.329562339298572,10.58788507044914,10.849117246971629,11.113252708476836,11.380285387900498,11.650209308904548,11.923018583382923,12.198707409066404,12.477270067221419,12.758700920437981,3.4957166340078736,3.5855807698506195,3.6764849205973884,3.7684268242838019,3.8614042541315206,3.9554150175425158,4.0504569551348562,4.1465279398177657,4.2436258759038914,4.3417486982568221,4.4408943714720515,4.5410608890896613,180.79365562187661,185.44130511104129,190.14274274040304,194.89785152427586,199.70651629674717,204.56862365966305,209.48406193276045,214.45272110583039,219.47449279280585,224.54927018767251,229.67694802210909,234.85742252476862]
[537,1,1,1,1,0,1.7196531791907514,1.7196531791907514,1.7196531791907514,1.7196531791907514,"",-0.90534191926485708,-0.90534191926485708,-0.90534191926485708,-0.90534191926485708,"",2.5635982658959534E-5,0,4.9880297687861248E-3,2.1973699421965316E-4,"",3.0122174678122282,3.0896523253982164,3.1679833514637106,3.2472085969008959,3.3273261429213474,3.4083341001894092,3.4902306079913403,3.5730138334383059,3.6566819707014262,3.7412332402772051,3.8266658882817755,3.9129781857724781,0,0,0,0,0,0,0,0,0,0,0,0,586.09145588003616,601.15806674176702,616.39904638479595,631.81401556843116,647.40260095126769,663.16443492256769,679.0991554406005,695.20640587756736,711.48583487076291,727.9370961796501,744.55984854853943,761.35375557458769,4538.2467053275941,4654.9110866587189,4772.9256472823408,4892.2874506468279,5012.9936058801431,5135.0412664841806,5258.4276290829921,5383.1499322219961,5509.2054552155041,5636.5915170399967,5765.3054752708249,5895.3447250600957,"","","","","","","","","","","","",300.69421495315572,308.42413948902913,316.24352392621785,324.15217369528909,332.14989725343918,340.23650599798316,348.41181418341523,356.67563884184693,365.02779970664642,373.46811913910989,381.99642205800961,390.61253587187053,107.02270925654877,109.77393433850359,112.55699987675081,115.37183662038102,118.21837639571888,121.09655207553241,124.00629754951331,126.94754769595929,129.92023835459605,132.92430630047809,135.95968921891358,139.02632568136042,5535.067302885147,5677.3568795534156,5821.2932008215685,5966.8726851278307,6114.0918066234908,6262.9470935804538,6413.4351268645132,6565.552538470808,6719.2960101182107,6874.6622718995122,7031.6481009845702,7190.2503203736878]
[538,1,1,1,1,0,1.7196531791907514,1.7196531791907514,1.7196531791907514,1.7196531791907514,"",-0.90534191926485708,-0.90534191926485708,-0.90534191926485708,-0.90534191926485708,"",2.5635982658959534E-5,0,4.9880297687861248E-3,2.1973699421965316E-4,"",1.6801816026490315,1.7233739101467438,1.767066090514934,1.811257056562811,1.8559457380114044,1.9011310810101725,1.9468120476735615,1.9929876156364419,2.0396567776274281,2.0868185410591438,2.1344719276345581,2.1826159729685681,0,0,0,0,0,0,0,0,0,0,0,0,326.91533468685429,335.31932365998057,343.82057361161986,352.41887300550678,361.11401359593316,369.90579033369346,378.79400127591288,387.77844749954755,396.85893301836518,406.03526470322191,415.30725220546674,424.67470788331275,2531.3838406601149,2596.4579428096372,2662.2851600419085,2728.8638543808938,2796.19241333013,2864.2692491444418,2933.0927981317186,3002.6615199831235,3072.9738971302559,3144.028434127837,3215.8236570606109,3288.3581129732188,"","","","","","","","","","","","",167.72390884321752,172.03557529287554,176.39714148648329,180.80849889536222,185.26954067905396,189.78016163706596,194.34025816260848,198.94972819821612,203.60847119315451,208.31638806251857,213.07338114793498,217.87935417978707,59.69608405767292,61.230686992833661,62.783050182509243,64.353134999307997,65.940903416707499,67.546317991879874,69.169341849226001,70.809938664580301,72.468072650051056,74.143708539462651,75.83681157436888,77.547347490608061,3087.3993498505088,3166.7669026654735,3247.0529914130357,3328.2556183376332,3410.372816759836,3493.4026501880912,3577.3432114671396,3662.1926219611037,3747.9490307694537,3834.6106139740991,3922.1755739160158,4010.6421384998953]
[539,2,2,2,2,0,3.4393063583815029,3.4393063583815029,3.4393063583815029,3.4393063583815029,"",0.3106365050299284,0.3106365050299284,0.3106365050299284,0.3106365050299284,"",8.5221965317919067E-5,0,1.6581759537572256E-2,7.3047398843930635E-4,"",0.18064508746738886,0.1852249280334913,0.18985705161386246,0.19454134602121839,0.19927770079031279,0.20406600712935916,0.20890615787343106,0.21379804743973743,0.21874157178467382,0.22373662836255825,0.22878311608596569,0.2338809352875803,0,0,0,0,0,0,0,0,0,0,0,0,35.148372732940523,36.039478854516453,36.940757756868678,37.852187611557071,38.773746925200868,39.705414530026744,40.647169574801879,41.598991516131782,42.560860110103683,43.53275540425777,44.514657729869334,45.506547694526347,272.16227971346359,279.06232812701182,286.04114682185121,293.09856677513477,300.23442155846061,307.44854726468304,314.74078243770555,322.11096800509773,329.55894721338808,337.08456556589476,344.6876707629653,352.36811264450256,"","","","","","","","","","","","",5.4245451668924716,5.5620720288530769,5.7011688840879984,5.8418323637539542,5.9840591507182959,6.1278459781002672,6.2731896278716786,6.4200869295138814,6.5685347587280631,6.7185300361961477,6.8700697263896817,7.0231508364243087,1.9306973376118721,1.9796457264755165,2.0291529053835857,2.0792176753015879,2.1298388555998158,2.1810152835341534,2.2327458137480276,2.2850293177944025,2.33786468367675,2.3912508154080276,2.4451866325867408,2.4996710699892293,314.84654003837585,322.82874966489038,330.90208341980531,339.06634577176862,347.32134419076993,355.6668890634736,364.1027936120006,372.62887381597756,381.24494833768125,389.95083845011925,398.74636796789702,407.63136318073003]
[540,2,2,2,2,0,3.4393063583815029,3.4393063583815029,3.4393063583815029,3.4393063583815029,"",0.3106365050299284,0.3106365050299284,0.3106365050299284,0.3106365050299284,"",8.5221965317919067E-5,0,1.6581759537572256E-2,7.3047398843930635E-4,"",7.7419323200309517E-2,7.9382112014353426E-2,8.1367307834512487E-2,8.3374862580522166E-2,8.5404728910134051E-2,8.7456860198296779E-2,8.9531210517184739E-2,9.1627734617030332E-2,9.3746387907717346E-2,9.5887126441096399E-2,9.8049906893985295E-2,0.10023468655182013,0,0,0,0,0,0,0,0,0,0,0,0,15.063588314117368,15.445490937649911,15.83175332437229,16.222366119238742,16.617320110800375,17.01660622715432,17.420215532057945,17.828139221199333,18.240368618615864,18.656895173253332,19.077710455658284,19.502806154797007,116.64097702005583,119.59814062586221,122.58906292365052,125.61367147505779,128.67189495362598,131.76366311343557,134.88890675901666,138.04755771647046,141.23954880573771,144.46481381395489,147.72328746984229,151.01490541907253,"","","","","","","","","","","","",2.3248050715253452,2.3837451552227473,2.4433580931805707,2.5036424416088376,2.5645967788792698,2.6262197049001146,2.6885098405164336,2.7514658269345205,2.8150863251691698,2.8793700155126349,2.9443155970241497,3.0099217870389898,0.82744171611937378,0.84841959706093573,0.8696369594501081,0.89109328941496624,0.91278808097134978,0.93472083580035137,0.95689106303486893,0.97929827905474409,1.0019420072900358,1.0248217780320119,1.0479371282514602,1.0712876014239554,134.93423144501821,138.35517842781016,141.815178608488,145.31414818790086,148.85200465318709,152.42866674148866,156.04405440514307,159.69808877827609,163.3906921447205,167.12178790719395,170.89130055767018,174.69915564888433]
[541,2,2,2,2,0,3.4393063583815029,3.4393063583815029,3.4393063583815029,3.4393063583815029,"",0.3106365050299284,0.3106365050299284,0.3106365050299284,0.3106365050299284,"",8.5221965317919067E-5,0,1.6581759537572256E-2,7.3047398843930635E-4,"",5.1612882133539671E-2,5.2921408009568946E-2,5.4244871889675E-2,5.5583241720348113E-2,5.6936485940089383E-2,5.8304573465531202E-2,5.968747367812316E-2,6.1085156411353564E-2,6.2497591938478238E-2,6.3924750960730942E-2,6.536660459599021E-2,6.6823124367880099E-2,0,0,0,0,0,0,0,0,0,0,0,0,10.042392209411579,10.296993958433275,10.554502216248196,10.814910746159162,11.07821340720025,11.344404151436215,11.613477021371967,11.885426147466225,12.160245745743911,12.437930115502221,12.718473637105525,13.00187076986467,77.760651346703895,79.732093750574819,81.726041949100349,83.742447650038514,85.781263302417329,87.842442075623737,89.925937839344442,92.031705144313648,94.159699203825156,96.309875875969936,98.482191646561532,100.67660361271504,"","","","","","","","","","","","",1.5498700476835634,1.5891634368151648,1.6289053954537138,1.6690949610725583,1.7097311859195135,1.7508131366000768,1.7923398936776227,1.8343105512896807,1.8767242167794467,1.9195800103417568,1.9628770646827665,2.0066145246926599,0.55162781074624923,0.56561306470729045,0.57975797296673881,0.59406219294331075,0.60852538731423322,0.62314722386690102,0.63792737535657928,0.65286551936982951,0.66796133819335723,0.68321451868800798,0.6986247521676402,0.71419173428263694,89.956154296678818,92.236785618540111,94.543452405658684,96.876098791933885,99.23466976879142,101.61911116099247,104.02936960342873,106.46539251885073,108.92712809648035,111.41452527146267,113.92753370511346,116.4661037659229]
[542,2,2,2,2,0,3.4393063583815029,3.4393063583815029,3.4393063583815029,3.4393063583815029,"",0.3106365050299284,0.3106365050299284,0.3106365050299284,0.3106365050299284,"",8.5221965317919067E-5,0,1.6581759537572256E-2,7.3047398843930635E-4,"",2.5806441066769836E-2,2.6460704004784473E-2,2.71224359448375E-2,2.7791620860174057E-2,2.8468242970044692E-2,2.9152286732765601E-2,2.984373683906158E-2,3.0542578205676782E-2,3.1248795969239119E-2,3.1962375480365471E-2,3.2683302297995105E-2,3.341156218394005E-2,0,0,0,0,0,0,0,0,0,0,0,0,5.0211961047057896,5.1484969792166373,5.2772511081240978,5.4074553730795811,5.5391067036001251,5.6722020757181077,5.8067385106859835,5.9427130737331124,6.0801228728719554,6.2189650577511104,6.3592368185527626,6.500935384932335,38.880325673351948,39.86604687528741,40.863020974550174,41.871223825019257,42.890631651208665,43.921221037811868,44.962968919672221,46.015852572156824,47.079849601912578,48.154937937984968,49.241095823280766,50.338301806357521,"","","","","","","","","","","","",0.7749350238417817,0.7945817184075824,0.81445269772685691,0.83454748053627914,0.85486559295975673,0.87540656830003838,0.89616994683881135,0.91715527564484034,0.93836210838972334,0.95979000517087842,0.98143853234138323,1.0033072623463299,0.27581390537312461,0.28280653235364522,0.28987898648336941,0.29703109647165538,0.30426269365711661,0.31157361193345051,0.31896368767828964,0.32643275968491475,0.33398066909667862,0.34160725934400399,0.3493123760838201,0.35709586714131847,44.978077148339409,46.118392809270055,47.271726202829342,48.438049395966942,49.61733488439571,50.809555580496237,52.014684801714367,53.232696259425367,54.463564048240173,55.707262635731333,56.963766852556731,58.233051882961448]
[543,1,1,1,1,0,1.7196531791907514,1.7196531791907514,1.7196531791907514,1.7196531791907514,"",-0.90534191926485708,-0.90534191926485708,-0.90534191926485708,-0.90534191926485708,"",2.5635982658959534E-5,0,4.9880297687861248E-3,2.1973699421965316E-4,"",1.529300271616705,1.5680721614028916,1.6072866673102422,1.6469428395866967,1.6870397430585764,1.7275764567193315,1.7685520733350406,1.8099656990657809,1.8518164531020334,1.894103467315351,1.9368258859225582,1.979982865162802,0,0,0,0,0,0,0,0,0,0,0,0,297.55813856313591,305.10204054724818,312.73206298236414,320.44802107386863,328.24973286368288,336.137019150247,344.10970341176068,352.16761173251325,360.31057273213838,368.53841749764388,376.85097951807478,385.24809462167644,2304.0640303310747,2362.4782726498015,2421.559366274937,2481.3058802974579,2541.7164057723203,2602.7895550988669,2664.5239614264651,2726.9182780840556,2789.9711780323596,2853.6813533375689,2918.0475146654235,2983.0683907946554,"","","","","","","","","","","","",152.66219969683098,156.53259852629373,160.44718145219079,164.40585366564699,168.40852181307204,172.45509395510751,176.54547952724582,180.67958930203349,184.85733535277549,189.07863101866303,193.34339087125247,197.65153068222699,54.335339358505543,55.712886873668104,57.106160337223763,58.515126004916112,59.939750650451963,61.380001550889737,62.835846472623054,64.307253657928186,65.794191812045682,67.296630090768772,68.814538088512549,70.347885826839743,2810.1490082211635,2881.3938707584148,2953.4520577140256,3026.3218238814761,3100.0014508425857,3174.4892462118305,3249.7835429114293,3325.8826984755965,3402.7850943824214,3480.48913541196,3558.9932490291858,3638.2958847905611]
[544,1,1,1,1,0,1.7196531791907514,1.7196531791907514,1.7196531791907514,1.7196531791907514,"",-0.90534191926485708,-0.90534191926485708,-0.90534191926485708,-0.90534191926485708,"",2.5635982658959534E-5,0,4.9880297687861248E-3,2.1973699421965316E-4,"",0.11644418311802321,0.11939635746722525,0.12238223355154129,0.12540173905482463,0.12845480277095761,0.13154135457253793,0.13466132538084066,0.13781464713698841,0.14100125277426651,0.14422107619152419,0.14747405222760593,0.15076011663676156,0,0,0,0,0,0,0,0,0,0,0,0,22.656711058106797,23.231119838622963,23.812086013885594,24.399595513238729,24.993634482006318,25.594189275399515,26.201246452672127,26.814792771511161,27.43481518265013,28.061300824693696,28.694237019142744,29.333611265609882,175.43634748713765,179.88413243526409,184.38269286357391,188.93191981960337,193.5317060232731,198.18194581971073,202.88253513399482,207.63337142771999,212.43435365728629,217.28538223382506,222.18635898467693,227.13718711634434,"","","","","","","","","","","","",11.624025357626724,11.918725776113737,12.216790465902854,12.518212208044186,12.822983894396348,13.131098524500572,13.442549202582169,13.757329134672602,14.07543162584585,14.396850077563174,14.721577985120746,15.04960893519495,4.1372085805968686,4.2420979853046781,4.348184797250541,4.4554664470748309,4.5639404048567487,4.6736041790017566,4.7844553151743447,4.8964913952737206,5.009710036450179,5.1241088901600591,5.2396856412573012,5.3564380071197775,213.97073666658608,219.39547239277269,224.88213637416445,230.43059572701594,236.04071960730349,241.71237915318511,247.44544742980432,253.23979937631447,259.09531175500672,265.01186310243349,270.9893336824253,277.02760544090575]
[545,1,1,1,1,0,1.7196531791907514,1.7196531791907514,1.7196531791907514,1.7196531791907514,"",-0.90534191926485708,-0.90534191926485708,-0.90534191926485708,-0.90534191926485708,"",2.5635982658959534E-5,0,4.9880297687861248E-3,2.1973699421965316E-4,"",7.9597571644816848E-3,8.158815570102753E-3,8.3601159369883094E-3,8.563653518063841E-3,8.7694236381691982E-3,8.9774216920560437E-3,9.1876431424658938E-3,9.4000835182844345E-3,9.6147384127682808E-3,9.831603481840397E-3,1.0050674442450771E-2,1.0271947070999078E-2,0,0,0,0,0,0,0,0,0,0,0,0,1.5487413225748643,1.5874724009257064,1.6266397008825819,1.6662422988004211,1.7062792850266348,1.7467497635114753,1.7876528514340777,1.8289876788433421,1.8707533883129133,1.9129491346095167,1.9555740843739919,1.9986274158143913,11.992275495684273,12.292179524238261,12.595461321306892,12.902113734884875,13.212129721314049,13.525502342266321,13.842224761848,14.162290243819088,14.485692148921672,14.812423932311797,15.142479141089622,15.475851411923003,"","","","","","","","","","","","",0.7945817184075824,0.81445269772685691,0.83454748053627914,0.85486559295975673,0.87540656830003838,0.89616994683881135,0.91715527564484034,0.93836210838972334,0.95979000517087842,0.98143853234138323,1.0033072623463299,1.0253957735653685,0.28280653235364522,0.28987898648336941,0.29703109647165538,0.30426269365711661,0.31157361193345051,0.31896368767828964,0.32643275968491475,0.33398066909667862,0.34160725934400399,0.3493123760838201,0.35709586714131847,0.36495758245391091,14.626364826184847,14.992142424944296,15.362039715134395,15.736047973820233,16.114158610212343,16.496363161986952,16.882653291754298,17.273020783667118,17.667457540162236,18.065955578828355,18.468507029393713,18.875104130827673]
[546,1,1,1,1,0,1.7196531791907514,1.7196531791907514,1.7196531791907514,1.7196531791907514,"",-0.90534191926485708,-0.90534191926485708,-0.90534191926485708,-0.90534191926485708,"",2.5635982658959534E-5,0,4.9880297687861248E-3,2.1973699421965316E-4,"",3.9798785822408429E-2,4.0794077850513769E-2,4.1800579684941552E-2,4.2818267590319203E-2,4.3847118190845989E-2,4.4887108460280226E-2,4.5938215712329478E-2,4.7000417591422171E-2,4.8073692063841413E-2,4.9158017409201997E-2,5.0253372212253858E-2,5.1359735354995398E-2,0,0,0,0,0,0,0,0,0,0,0,0,7.7437066128743224,7.9373620046285334,8.1331985044129116,8.3312114940021065,8.531396425133174,8.7337488175573785,8.9382642571703883,9.1449383942167106,9.3537669415645688,9.5647456730475842,9.7778704218699612,9.9931370790719569,59.961377478421376,61.460897621191314,62.977306606534469,64.510568674424391,66.060648606570254,67.627511711331621,69.211123809240021,70.811451219095446,72.428460744608373,74.062119661558995,75.712395705448117,77.379257059615014,"","","","","","","","","","","","",3.9729085920379128,4.0722634886342854,4.1727374026813973,4.2743279647987835,4.377032841500192,4.4808497341940567,4.5857763782242023,4.6918105419486169,4.7989500258543929,4.907192661706917,5.0165363117316506,5.1269788678268435,1.4140326617682264,1.4493949324168471,1.4851554823582775,1.5213134682855831,1.5578680596672527,1.5948184383914485,1.6321637984245738,1.6699033454833931,1.7080362967200202,1.7465618804191008,1.7854793357065926,1.8247879122695547,73.131824130924244,74.96071212472151,76.810198575672004,78.680239869101186,80.570793051061699,82.481815809934801,84.413266458771517,86.365103918335578,88.337287700811203,90.329777894141799,92.342535146968572,94.375520654138356]
[547,1,1,1,1,0,1.7196531791907514,1.7196531791907514,1.7196531791907514,1.7196531791907514,"",-0.90534191926485708,-0.90534191926485708,-0.90534191926485708,-0.90534191926485708,"",2.5635982658959534E-5,0,4.9880297687861248E-3,2.1973699421965316E-4,"",1.9819795339559392,2.0315450769555854,2.0816688683100888,2.1323497259978961,2.1835864859041303,2.2353780013219549,2.2877231424740074,2.340620796052824,2.3940698647793015,2.4480692669782589,2.5026179361702416,2.5577148206787705,0,0,0,0,0,0,0,0,0,0,0,0,385.63658932114123,395.28062783050092,405.0332855197629,414.89433240130478,424.863541971632,434.94069111435738,445.12556000708526,455.41793203199211,465.81759368991538,476.32433451776967,486.937947009124,497.65822653778343,2986.076598425384,3060.7527015353267,3136.2698690054158,3212.6263199863338,3289.8203006071981,3367.8500832243139,3446.7139657001517,3526.4102707109523,3606.937345081496,3688.2935591456376,3770.4773061313158,3853.4870015688271,"","","","","","","","","","","","",197.85084788348803,202.79872173398735,207.80232265353351,212.86153264697938,217.97623550670951,223.14631676286402,228.37166363556517,233.6521649890411,238.98771128754873,244.37819455300442,249.82350832423614,255.32354761777677,70.418826556057667,72.17986763435897,73.960743021442198,75.761410720622024,77.581829371429166,79.421958231894124,81.281757161543752,83.16118660507297,85.060207576656993,86.978781644871205,88.916870918188295,90.874438031023814,3641.9648417200269,3733.0434638111296,3825.1478890684643,3918.2759454812376,4012.4254939428729,4107.5944273347513,4203.7806696468197,4300.982175133111,4399.1969275003967,4498.4229391282615,4598.6582503190348,4699.9009285760903]
[548,1,1,1,1,0,1.7196531791907514,1.7196531791907514,1.7196531791907514,1.7196531791907514,"",-0.90534191926485708,-0.90534191926485708,-0.90534191926485708,-0.90534191926485708,"",2.5635982658959534E-5,0,4.9880297687861248E-3,2.1973699421965316E-4,"",0.17511465761859701,0.17949394254226053,0.1839225506137428,0.18840037739740448,0.19292732003972232,0.19750327722523295,0.20212814913424965,0.20680183740225752,0.21152424508090212,0.21629527660048872,0.22111483773391694,0.22598283556197968,0,0,0,0,0,0,0,0,0,0,0,0,34.072309096647004,34.924392820365533,35.786073419416795,36.657330573609258,37.53814427058596,38.428494797252455,39.328362731549703,40.237728934553516,41.15657454288408,42.084880961409361,43.022629856227823,43.969803147916608,263.83006090505398,270.4279495332417,277.10014906875159,283.84650216746718,290.66685386890902,297.56105152985901,304.52894476065597,311.57038536401984,318.68522727627675,325.8733265108595,333.13454110397169,340.46873106230601,"","","","","","","","","","","","",17.480797804966812,17.917959349990848,18.360044571798142,18.807043045114643,19.258944502600841,19.715738830453848,20.177416064186485,20.643966384573911,21.115380113759322,21.591647711510429,22.072759771619257,22.558707018438106,6.2217437117801939,6.3773377026341258,6.5346841223764187,6.693779260456564,6.8546194625359105,7.0172011289223724,7.1815207130681227,7.3475747201269286,7.5153597055680859,7.684872273844042,7.8561090771090063,8.0290668139860397,321.78002617606666,329.82713334877445,337.96487373295668,346.19305542404504,354.51148942467142,362.91998956371287,371.41837241859452,380.00645724067647,388.68406588356913,397.45102273422378,406.30715464666167,415.25229087820873]
[549,1,1,1,1,0,1.7196531791907514,1.7196531791907514,1.7196531791907514,1.7196531791907514,"",-0.90534191926485708,-0.90534191926485708,-0.90534191926485708,-0.90534191926485708,"",2.5635982658959534E-5,0,4.9880297687861248E-3,2.1973699421965316E-4,"",4.8952893420616511E-2,5.0160695621929853E-2,5.1381921108383043E-2,5.2616541829015172E-2,5.3864530152336255E-2,5.5125858854795359E-2,5.6400501109706597E-2,5.7688430476609674E-2,5.8989620891042378E-2,6.0304046654704631E-2,6.1631682425994469E-2,6.2972503210897632E-2,0,0,0,0,0,0,0,0,0,0,0,0,9.5248344055542375,9.7598382052954911,9.997453792802526,10.237675710159806,10.480498581068852,10.725917108604465,10.973926073060051,11.224520329877478,11.477694807657098,11.733444506243952,11.991764494886347,12.252649910463219,73.753077145429558,75.572767927841355,77.412682409309255,79.272778327884282,81.153014053597929,83.053348571087994,84.973741462914504,86.91415289353003,88.874543593870769,90.85487484653774,92.855108471538003,94.875206812558858,"","","","","","","","","","","","",4.8867161863611415,5.0072848832176753,5.1291935577585397,5.2524394098002292,5.3770196810328672,5.5029316538690409,5.6301726503383396,5.7587400310252699,5.8886311940482994,6.0198435740779797,6.1523746413922114,6.2862219009667859,1.7392739189002162,1.7821865788299325,1.8255761619426996,1.8694416716007027,1.9137821260697379,1.9585965581094882,2.0038840145800716,2.0496435560640238,2.0958742565029205,2.1425752028479108,2.1897454947234656,2.2373842441036857,89.952854549665773,92.172238290806391,94.41628784292142,96.684951661274027,98.978178971921736,101.29591975052578,103.63812470200268,106.00474524097342,108.39573347297014,110.81104217636229,113.25062478496602,115.71443537130345]
[550,1,1,1,1,0,1.7196531791907514,1.7196531791907514,1.7196531791907514,1.7196531791907514,"",-0.90534191926485708,-0.90534191926485708,-0.90534191926485708,-0.90534191926485708,"",2.5635982658959534E-5,0,4.9880297687861248E-3,2.1973699421965316E-4,"",2.4476446710308256E-2,2.5080347810964927E-2,2.5690960554191521E-2,2.6308270914507586E-2,2.6932265076168128E-2,2.756292942739768E-2,2.8200250554853298E-2,2.8844215238304837E-2,2.9494810445521189E-2,3.0152023327352315E-2,3.0815841212997234E-2,3.1486251605448816E-2,0,0,0,0,0,0,0,0,0,0,0,0,4.7624172027771188,4.8799191026477455,4.998726896401263,5.118837855079903,5.2402492905344262,5.3629585543022325,5.4869630365300255,5.6122601649387391,5.7388474038285491,5.866722253121976,5.9958822474431734,6.1263249552316097,36.876538572714779,37.786383963920677,38.706341204654628,39.636389163942141,40.576507026798964,41.526674285543997,42.486870731457252,43.457076446765015,44.437271796935384,45.42743742326887,46.427554235769001,47.437603406279429,"","","","","","","","","","","","",2.4433580931805707,2.5036424416088376,2.5645967788792698,2.6262197049001146,2.6885098405164336,2.7514658269345205,2.8150863251691698,2.8793700155126349,2.9443155970241497,3.0099217870389898,3.0761873206961057,3.143110950483393,0.8696369594501081,0.89109328941496624,0.91278808097134978,0.93472083580035137,0.95689106303486893,0.97929827905474409,1.0019420072900358,1.0248217780320119,1.0479371282514602,1.0712876014239554,1.0948727473617328,1.1186921220518429,44.976427274832886,46.086119145403195,47.20814392146071,48.342475830637014,49.489089485960868,50.647959875262892,51.819062351001342,53.00237262048671,54.197866736485068,55.405521088181146,56.625312392483011,57.857217685651726]
[551,1,1,1,1,0,1.7196531791907514,1.7196531791907514,1.7196531791907514,1.7196531791907514,"",-0.90534191926485708,-0.90534191926485708,-0.90534191926485708,-0.90534191926485708,"",2.5635982658959534E-5,0,4.9880297687861248E-3,2.1973699421965316E-4,"",4.4139192234255891,4.5228227219106758,4.6329365532725379,4.7442581882495354,4.8567851354023199,4.9705149400740485,5.0854451833918786,5.2015734813076389,5.3188974836756548,5.4374148733658672,5.5571233654105017,5.6780207061826022,0,0,0,0,0,0,0,0,0,0,0,0,858.82256890080703,880.01207817747684,901.43708365102771,923.0970931994093,944.99162205970811,967.12019262583601,989.48233425424792,1012.0775830772859,1034.9054818237485,1057.9655796463296,1081.2574319555856,1104.7806002601003,6650.0691226128993,6814.1445748270289,6980.0435305727169,7147.7621792309001,7317.296767166079,7488.6435961597672,7661.7990219061248,7836.7594525666236,8013.5213473806816,8192.0812153294864,8372.4356138503426,8554.5811475990577,"","","","","","","","","","","","",440.61890947022954,451.49018697012707,462.48228579122832,473.5949534503207,484.82794123979687,496.18100412385854,507.6539006388403,519.2463927974452,530.95824599668833,542.78922892936453,554.7391134988643,566.80767473717185,156.82453168750283,160.69382319116559,164.60611726850007,168.56132405599669,172.55935503395469,176.60012298953885,180.68354198130314,184.80952730510612,188.97799546134669,193.1888641234533,197.44205210756579,201.73747934334901,8110.7490518948634,8310.8634858877085,8513.2019538367458,8717.7598081248761,8924.5324706349402,9133.5154308390756,9344.7042439639063,9558.0945292277684,9773.681968146142,9991.4623029020004,10211.43133477777,10433.584922645861]
[552,1,1,1,1,0,1.7196531791907514,1.7196531791907514,1.7196531791907514,1.7196531791907514,"",-0.90534191926485708,-0.90534191926485708,-0.90534191926485708,-0.90534191926485708,"",2.5635982658959534E-5,0,4.9880297687861248E-3,2.1973699421965316E-4,"",1.3543633846370571,1.3877792455400595,1.4215664839985975,1.4557243239360869,1.4902520008813034,1.5251487616493384,1.5604138640352161,1.5960465765195346,1.6320461779855062,1.6684119574468284,1.7051432137858471,1.7422392555015014,0,0,0,0,0,0,0,0,0,0,0,0,263.5204185536673,270.02219034650864,276.59622160086991,283.24236131442132,289.96046074290496,296.75037333805687,303.61195468799485,310.54506245994361,317.54955634517984,324.62529800608274,331.77215102518898,338.98998085614915,2040.5018010235515,2090.8465793369446,2141.7508799908896,2193.2135337381324,2245.2333888162098,2297.8093104667687,2350.9401804739687,2404.6248967209976,2458.8623727637587,2513.6515374208775,2568.9913343792182,2624.8807218141292,"","","","","","","","","","","","",135.19914782265826,138.53488176902238,141.9076884313196,145.31749033780636,148.76421117524271,152.24777575704348,155.76810999269409,159.32514085836581,162.91879636866963,166.5490055494908,170.21569841185121,173.91880592674775,48.119911756239325,49.307162014294811,50.507607147081352,51.721219580952784,52.947972154596094,54.187838107695846,55.440791070048661,56.706805051104666,57.985854429914149,59.277913945458877,60.582958687349219,61.900964086868647,2488.6956425407534,2550.0985927123102,2612.183963654159,2674.950329295249,2738.396284889835,2802.5204464312142,2867.3214500887416,2932.7979516669311,2998.9486260855078,3065.772166879357,3133.2672857173934,3201.4327119393961]
[553,1,1,1,1,0,1.7196531791907514,1.7196531791907514,1.7196531791907514,1.7196531791907514,"",-0.90534191926485708,-0.90534191926485708,-0.90534191926485708,-0.90534191926485708,"",2.5635982658959534E-5,0,4.9880297687861248E-3,2.1973699421965316E-4,"",0.15048208686578957,0.15414576332514915,0.15784962548704554,0.16159359045700883,0.16537757656438612,0.16920150332911985,0.17306529142982907,0.17696886267312717,0.1809121399641139,0.18489504727798342,0.18891750963269294,0.19297945306264075,0,0,0,0,0,0,0,0,0,0,0,0,29.279514615886473,29.992361378407583,30.713027130479425,31.441495743206563,32.177751325813404,32.921778219180162,33.673560989632442,34.433084422971298,35.20033351873186,35.975293484659048,36.757949731389665,37.548287867330949,226.71830378352408,232.23804722792775,237.81833498365287,243.45904216079381,249.16004571326403,254.92122438874355,260.74245868059012,266.62363078161235,272.56462453961325,278.56532541461405,284.62562043767662,290.74539817124662,"","","","","","","","","","","","",15.021854649653028,15.38758067327562,15.75731822940069,16.131059043098606,16.508794961607126,16.890517951015021,17.276220093075814,17.6658935821449,18.059530722233941,18.457123924176635,18.85866570290036,19.264148674798598,5.3465597364897981,5.4767284858280991,5.6083250148021087,5.7413463782092151,5.8757896743284652,6.0116520437402157,6.1489306681920723,6.2876227695087623,6.4277256085437333,6.5692364841703972,6.7121527323110577,6.8564717250017129,276.51671487241919,283.24886352876422,290.05485498382211,296.93453691576525,303.88775925157739,310.9143741060081,318.01423572292032,325.18720041891044,332.43312652908685,339.75187435489812,347.1433061139104,354.60728589144054]
[554,1,1,1,1,0,1.7196531791907514,1.7196531791907514,1.7196531791907514,1.7196531791907514,"",-0.90534191926485708,-0.90534191926485708,-0.90534191926485708,-0.90534191926485708,"",2.5635982658959534E-5,0,4.9880297687861248E-3,2.1973699421965316E-4,"",1.6720231873976619E-2,1.7127307036127682E-2,1.7538847276338396E-2,1.7954843384112087E-2,1.8375286284931788E-2,1.8800167036568869E-2,1.9229476825536562E-2,1.9663206963680794E-2,2.0101348884901542E-2,2.0543894141998156E-2,2.0990834403632544E-2,2.144216145140453E-2,0,0,0,0,0,0,0,0,0,0,0,0,3.2532794017651638,3.3324845976008421,3.4125585700532697,3.4934995270229505,3.5753057028681554,3.6579753576866842,3.7415067766258265,3.8258982692190333,3.9111481687479839,3.9972548316287826,4.0842166368210728,4.172031985258994,25.190922642613785,25.804227469769749,26.424259442628099,27.051004684532643,27.684449523695999,28.324580487638176,28.971384297843343,29.624847864623593,30.284958282179243,30.951702823846006,31.625068937519622,32.305044241249625,"","","","","","","","","","","","",1.6690949610725583,1.7097311859195135,1.7508131366000768,1.7923398936776227,1.8343105512896807,1.8767242167794467,1.9195800103417568,1.9628770646827665,2.0066145246926599,2.050791547130737,2.095407300322262,2.1404609638665111,0.59406219294331075,0.60852538731423322,0.62314722386690102,0.63792737535657928,0.65286551936982951,0.66796133819335723,0.68321451868800798,0.6986247521676402,0.71419173428263694,0.72991516490782182,0.74579474803456192,0.76183019166685695,30.724079430268791,31.472095947640465,32.228317220424685,32.992726323973905,33.765306583508597,34.546041567334235,35.334915080324471,36.13191115765671,36.937014058787426,37.750208261655345,38.571478457101158,39.400809543493395]
[555,1,1,1,1,0,1.7196531791907514,1.7196531791907514,1.7196531791907514,1.7196531791907514,"",-0.90534191926485708,-0.90534191926485708,-0.90534191926485708,-0.90534191926485708,"",2.5635982658959534E-5,0,4.9880297687861248E-3,2.1973699421965316E-4,"",1.4128595933510242,1.447257444552789,1.4820325948505944,1.5171842659574717,1.5527116910767365,1.5886141145900696,1.6248907917578395,1.661540988431027,1.6985639807741806,1.7359590549988446,1.77372550710695,1.8118626426436828,0,0,0,0,0,0,0,0,0,0,0,0,274.90210944915634,281.59494849727116,288.36119916950128,295.20071003343941,302.11333189235916,309.09891772452482,316.1573226248824,323.2884037490083,330.49202025920471,337.76803327263218,345.1163058113807,352.53670275438498,2128.632963300865,2180.4572211955442,2232.849922902074,2285.8098958430087,2339.335984752312,2393.4270512054259,2448.081973167763,2503.2996445606937,2559.0789748441466,2615.4188886149873,2672.3183252204085,2729.7762383855934,"","","","","","","","","","","","",141.03852421063118,144.47228521019889,147.94371004270647,151.45272101575912,154.99924158397803,158.58319631786327,162.20451087387846,165.86311196569378,169.55892733652979,173.29188573254731,177.06191687723117,180.86895144672019,50.198255303709772,51.420395228052705,52.655940416753133,53.904863217630961,55.167136386750592,56.442733077338694,57.73162682913668,59.033791558165603,60.349201546882831,61.677831434710953,63.019656208920495,64.374651195849424,2596.1847118577134,2659.3921075756198,2723.2928051258855,2787.8853743757954,2853.1684063064763,2919.1405124397425,2985.8003242874183,3053.1464928219925,3121.1776879675381,3189.8925981098769,3259.289929625048,3329.3684064251911]
[556,1,1,1,1,0,1.7196531791907514,1.7196531791907514,1.7196531791907514,1.7196531791907514,"",-0.90534191926485708,-0.90534191926485708,-0.90534191926485708,-0.90534191926485708,"",2.5635982658959534E-5,0,4.9880297687861248E-3,2.1973699421965316E-4,"",0.3929254490384505,0.40249171534900052,0.41216291099395219,0.42193881952663409,0.43181922769589698,0.44180392535936841,0.45189270540010912,0.46208536364649866,0.47238169879518616,0.48278151233695665,0.49328460848536482,0.5038907941080063,0,0,0,0,0,0,0,0,0,0,0,0,76.452065941481351,78.313388043619796,80.195126396251808,82.097238885039346,84.019684017401644,85.962420905637074,87.925409250706906,89.908609326647266,91.911981965577624,93.935488543276392,95.979090965295228,98.042751653586336,591.98668210142387,606.39934553958915,620.97009690176026,635.69861008651719,650.58456380685595,665.627641459497,680.82753099931847,696.18392481865442,711.69651963121214,727.36501636038111,743.18912003171113,759.16853966936606,"","","","","","","","","","","","",39.223731585205122,40.178682869108563,41.144108710101797,42.119987501424134,43.10629795530749,44.103019094316998,45.110130243031278,46.127611020045009,47.155441330277505,48.193601357572327,49.242071557573155,50.300832650863001,13.960461534167804,14.300346601884479,14.643959760872171,14.991293320879615,15.342339705190991,15.697091447543896,16.055541189168185,16.417681675939544,16.783505755641968,17.153006375333813,17.526176578812205,17.903009504171138,722.0158666113166,739.59425476955107,757.36545467997996,775.32906861338699,793.48470471245196,811.83197683235437,830.37050438762503,849.09991220493271,868.01983038150445,887.12989414890058,906.42974374187713,925.91902427209459]
[557,1,1,1,1,0,1.7196531791907514,1.7196531791907514,1.7196531791907514,1.7196531791907514,"",-0.90534191926485708,-0.90534191926485708,-0.90534191926485708,-0.90534191926485708,"",2.5635982658959534E-5,0,4.9880297687861248E-3,2.1973699421965316E-4,"",8.7694236381691982E-3,8.9774216920560437E-3,9.1876431424658938E-3,9.4000835182844345E-3,9.6147384127682808E-3,9.831603481840397E-3,1.0050674442450771E-2,1.0271947070999078E-2,1.0495417201816272E-2,1.0721080725702265E-2,1.0948933588516972E-2,1.1178971789822238E-2,0,0,0,0,0,0,0,0,0,0,0,0,1.7062792850266348,1.7467497635114753,1.7876528514340777,1.8289876788433421,1.8707533883129133,1.9129491346095167,1.9555740843739919,1.9986274158143913,2.0421083184105364,2.086015992629497,2.1303496496514445,2.175108511105412,13.212129721314049,13.525502342266321,13.842224761848,14.162290243819088,14.485692148921672,14.812423932311797,15.142479141089622,15.475851411923003,15.812534468759811,16.152522120624813,16.495808259496897,16.842386858262991,"","","","","","","","","","","","",0.87540656830003838,0.89616994683881135,0.91715527564484034,0.93836210838972334,0.95979000517087842,0.98143853234138323,1.0033072623463299,1.0253957735653685,1.047703650161131,1.0702304819332555,1.0929758641777385,1.1159393975513638,0.31157361193345051,0.31896368767828964,0.32643275968491475,0.33398066909667862,0.34160725934400399,0.3493123760838201,0.35709586714131847,0.36495758245391091,0.37289737401728096,0.38091509583342847,0.3890106038606102,0.39718375596508754,16.114158610212343,16.496363161986952,16.882653291754298,17.273020783667118,17.667457540162236,18.065955578828355,18.468507029393713,18.875104130827673,19.285739228550579,19.700404771746697,20.119093310775206,20.541797494674679]
[558,1,1,1,1,0,1.7196531791907514,1.7196531791907514,1.7196531791907514,1.7196531791907514,"",-0.90534191926485708,-0.90534191926485708,-0.90534191926485708,-0.90534191926485708,"",2.5635982658959534E-5,0,4.9880297687861248E-3,2.1973699421965316E-4,"",0.32156750998630623,0.32900292313995516,0.33651584444688976,0.34410612186441392,0.35177360548577696,0.35951814748496774,0.36733960206356953,0.37523782539957917,0.38321267559809408,0.3912640126437783,0.39939169835502497,0.40759559633973586,0,0,0,0,0,0,0,0,0,0,0,0,62.567849800192711,64.014568759516962,65.476368590951964,66.953219711333077,68.445092953089727,69.951959553503698,71.473791144368789,73.01055974203237,74.562237737800572,76.128797888689405,77.710213308506255,79.306457459245706,484.47786666467994,495.68015853366802,506.99922521225847,518.43483763091285,529.98676993813683,541.65479941730507,553.43870640659338,565.33827422186823,577.35328908239148,589.48354003920451,601.72881890606982,614.08892019284667,"","","","","","","","","","","","",32.100434647569408,32.842673793640316,33.592650180980741,34.350348631948407,35.115754182121549,35.888852074787899,36.669627755639581,37.458066867663938,38.254155246220854,39.057878914297724,39.869224077933715,40.688177121805445,11.425146588972014,11.689323418383751,11.956254077040137,12.225933162933703,12.498355349946147,12.773515385886883,13.051408090604834,13.332028354169996,13.615371135121359,13.901431458778063,14.1902044156108,14.481685159670686,590.89286521140025,604.55572742834897,618.36101390567831,632.30844525899249,646.39774602877992,660.62864457896853,675.00087299927009,689.51416701113408,704.1682658771324,718.96291231361351,733.89785240647552,748.97283552990825]
[559,2,2,2,2,0,3.4393063583815029,3.4393063583815029,3.4393063583815029,3.4393063583815029,"",0.3106365050299284,0.3106365050299284,0.3106365050299284,0.3106365050299284,"",8.5221965317919067E-5,0,1.6581759537572256E-2,7.3047398843930635E-4,"",0.70247929873056603,0.71872230729249975,0.73513463604840579,0.75171595285388726,0.76846593023062115,0.78538424524575612,0.80247057939581723,0.81972461849489719,0.83714605256692953,0.85473457574185019,0.87248988615546186,0.89041168585283226,0,0,0,0,0,0,0,0,0,0,0,0,136.68240069586156,139.84282607605496,143.03619632827554,146.26244682671353,149.52151385344371,152.81333457496001,156.13784701958619,159.49499005572144,162.88470337087975,166.30692745148573,169.7616035633913,173.24867373307967,1058.364609159607,1082.8365408439893,1107.5635725736543,1132.5452039354575,1157.7809415462229,1183.2702988710432,1209.0127960483669,1235.0079597215476,1261.2553228765412,1287.7544246854607,1314.504810355711,1341.5060309844478,"","","","","","","","","","","","",21.094571339831326,21.582328492963637,22.075170118930203,22.573086243851815,23.07606703396559,23.584102792003478,24.097183953706015,24.615301084464875,25.138444876087991,25.666606143681367,26.19977582264216,26.737944965757865,7.5079534727530381,7.6815553892236084,7.8569669649120915,8.0341846499278624,8.2132049442503252,8.394024396439951,8.5766396023974636,8.7610472041688556,8.947243888794036,9.1352263871970134,9.32499147311567,9.5165359620693089,1224.3520139667835,1252.6619731095238,1281.2670406218203,1310.1666376088046,1339.3601933081134,1368.8471448796925,1398.6269372034524,1428.699022684398,1459.0628610648698,1489.7179192435665,1520.6636711010156,1551.8995973312074]
[560,1,1,1,1,0,1.7196531791907514,1.7196531791907514,1.7196531791907514,1.7196531791907514,"",-0.90534191926485708,-0.90534191926485708,-0.90534191926485708,-0.90534191926485708,"",2.5635982658959534E-5,0,4.9880297687861248E-3,2.1973699421965316E-4,"",0.41344394141096519,0.42300375832279952,0.43266322857457262,0.44242215668281787,0.45228034991028476,0.46223761819495857,0.47229377408173218,0.48244863265660187,0.49270201148326387,0.50305373054200075,0.51350361217074647,0.52405148100823173,0,0,0,0,0,0,0,0,0,0,0,0,80.444378314533495,82.30444554795038,84.183902474081108,86.082711057428256,88.000833796829653,89.938233711647626,91.89487432847416,93.870719668327354,95.865734234315013,97.879882999743543,99.913131396650911,101.96544530474448,622.90011428316006,637.30306097185894,651.85614670147527,666.55907695403084,681.41156134903304,696.41331353653504,711.56405109419154,726.86349542811649,742.31137167736051,757.90740862183463,773.6513385935184,789.54289739080286,"","","","","","","","","","","","",41.271987404017814,42.226294877537548,43.190550232689525,44.164733955362244,45.148826805584854,46.142809810441591,47.14666425725089,48.160371686996498,49.183913887998244,50.217272889811369,51.260430957343353,52.313370585178426,14.689474185821162,15.029130109350538,15.372326670480179,15.719056923771905,16.069314021359332,16.423091210425991,16.780381830777642,17.141179312504281,17.505477173727463,17.873269018428939,18.244548534356746,18.619309491005168,759.71939812894357,777.28593526502027,795.03558930730071,812.96800104727606,831.08281632271712,849.37968588724527,867.85826528477605,886.51821472860127,905.35919898488453,924.38088726036051,943.58295309404014,962.9650742527391]
[561,1,1,1,1,0,1.7196531791907514,1.7196531791907514,1.7196531791907514,1.7196531791907514,"",-0.90534191926485708,-0.90534191926485708,-0.90534191926485708,-0.90534191926485708,"",2.5635982658959534E-5,0,4.9880297687861248E-3,2.1973699421965316E-4,"",13.147517336868694,13.451519514665025,13.758690668671408,14.069024582513608,14.382515127147052,14.699156258599679,15.018942015799084,15.341866518479936,15.667923965167788,15.997108631235623,16.329414867029737,16.664837096061767,0,0,0,0,0,0,0,0,0,0,0,0,2558.1312304021649,2617.2813684248222,2677.0480986757784,2737.4302116262184,2798.4265147391825,2860.035832030394,2922.2570036454777,2985.0888854528093,3048.5303486512171,3112.5802793918442,3177.2375784134993,3242.5011606908743,19808.223634204489,20266.237338905114,20729.025465106908,21196.57864713818,21668.887650899247,22145.943370461813,22627.736824795287,23114.259154614101,23605.501619340062,24101.455594174338,24602.112567273885,25107.464137027528,"","","","","","","","","","","","",1312.4491994477664,1342.7961771056941,1373.4594973995268,1404.4385397805192,1435.7326924175982,1467.3413519720423,1499.2639233805783,1531.4998196464883,1564.048461638344,1596.9092778960014,1630.0817044435187,1663.5651846086739,467.12527910911297,477.92633747734709,488.83998812126964,499.86601017594654,511.00418587922672,522.25430049154647,533.61614221872901,545.08950213763603,556.67417412453324,568.36995478604024,580.17664339254441,592.09404181396428,24159.076860500398,24717.69274142764,25282.131739972156,25852.382433303377,26428.433559062403,27010.274011214395,27597.892836055871,28191.279228369516,28790.422527719325,29395.312214879461,30005.937908390475,30622.289361237101]
[562,1,1,1,1,0,1.7196531791907514,1.7196531791907514,1.7196531791907514,1.7196531791907514,"",-0.90534191926485708,-0.90534191926485708,-0.90534191926485708,-0.90534191926485708,"",2.5635982658959534E-5,0,4.9880297687861248E-3,2.1973699421965316E-4,"",9.4000835182844345E-3,9.6147384127682808E-3,9.831603481840397E-3,1.0050674442450771E-2,1.0271947070999078E-2,1.0495417201816272E-2,1.0721080725702265E-2,1.0948933588516972E-2,1.1178971789822238E-2,1.1411191381572143E-2,1.1645588466849594E-2,1.1882159198646965E-2,0,0,0,0,0,0,0,0,0,0,0,0,1.8289876788433421,1.8707533883129133,1.9129491346095167,1.9555740843739919,1.9986274158143913,2.0421083184105364,2.086015992629497,2.1303496496514445,2.175108511105412,2.2202918088144648,2.2658987845498775,2.3119286897938798,14.162290243819088,14.485692148921672,14.812423932311797,15.142479141089622,15.475851411923003,15.812534468759811,16.152522120624813,16.495808259496897,16.842386858262991,17.192251968744852,17.54539771979562,17.901818315462677,"","","","","","","","","","","","",0.93836210838972334,0.95979000517087842,0.98143853234138323,1.0033072623463299,1.0253957735653685,1.047703650161131,1.0702304819332555,1.0929758641777385,1.1159393975513638,1.1391206879409634,1.1625193463372983,1.1861349887133348,0.33398066909667862,0.34160725934400399,0.3493123760838201,0.35709586714131847,0.36495758245391091,0.37289737401728096,0.38091509583342847,0.3890106038606102,0.39718375596508754,0.40543441187459428,0.41376243313344818,0.42216768305922714,17.273020783667118,17.667457540162236,18.065955578828355,18.468507029393713,18.875104130827673,19.285739228550579,19.700404771746697,20.119093310775206,20.541797494674679,20.968510068756448,21.399223872283095,21.833931836227766]
[563,1,1,1,1,0,1.7196531791907514,1.7196531791907514,1.7196531791907514,1.7196531791907514,"",-0.90534191926485708,-0.90534191926485708,-0.90534191926485708,-0.90534191926485708,"",2.5635982658959534E-5,0,4.9880297687861248E-3,2.1973699421965316E-4,"",9.6147384127682808E-3,9.831603481840397E-3,1.0050674442450771E-2,1.0271947070999078E-2,1.0495417201816272E-2,1.0721080725702265E-2,1.0948933588516972E-2,1.1178971789822238E-2,1.1411191381572143E-2,1.1645588466849594E-2,1.1882159198646965E-2,1.2120899778688788E-2,0,0,0,0,0,0,0,0,0,0,0,0,1.8707533883129133,1.9129491346095167,1.9555740843739919,1.9986274158143913,2.0421083184105364,2.086015992629497,2.1303496496514445,2.175108511105412,2.2202918088144648,2.2658987845498775,2.3119286897938798,2.3583807855105894,14.485692148921672,14.812423932311797,15.142479141089622,15.475851411923003,15.812534468759811,16.152522120624813,16.495808259496897,16.842386858262991,17.192251968744852,17.54539771979562,17.901818315462677,18.261508033213943,"","","","","","","","","","","","",0.95979000517087842,0.98143853234138323,1.0033072623463299,1.0253957735653685,1.047703650161131,1.0702304819332555,1.0929758641777385,1.1159393975513638,1.1391206879409634,1.1625193463372983,1.1861349887133348,1.2099672359067213,0.34160725934400399,0.3493123760838201,0.35709586714131847,0.36495758245391091,0.37289737401728096,0.38091509583342847,0.3890106038606102,0.39718375596508754,0.40543441187459428,0.41376243313344818,0.42216768305922714,0.43065002670094088,17.667457540162236,18.065955578828355,18.468507029393713,18.875104130827673,19.285739228550579,19.700404771746697,20.119093310775206,20.541797494674679,20.968510068756448,21.399223872283095,21.833931836227766,22.272626981110886]
[564,1,1,1,1,0,1.7196531791907514,1.7196531791907514,1.7196531791907514,1.7196531791907514,"",-0.90534191926485708,-0.90534191926485708,-0.90534191926485708,-0.90534191926485708,"",2.5635982658959534E-5,0,4.9880297687861248E-3,2.1973699421965316E-4,"",3.9326413927361588E-2,4.0202697769803085E-2,4.1087788283996313E-2,4.1981668807265088E-2,4.2884322902809059E-2,4.3795734354067889E-2,4.4715887159288953E-2,4.5644765526288572E-2,4.6582353867398375E-2,4.752863679458786E-2,4.8483599114755152E-2,4.9447225825178791E-2,0,0,0,0,0,0,0,0,0,0,0,0,7.6517965384380666,7.8222963374959678,7.9945096632575652,8.1684332736421457,8.344063970517988,8.5213985986057779,8.7004340444216481,8.881167235257859,9.0635951381995099,9.2477147591755191,9.4335231420423575,9.6210173676990696,59.249695729247186,60.569916564358486,61.903405647692011,63.250137875039243,64.610088482499251,65.983233037987588,67.369547433051963,68.769007874979408,70.18159087918248,71.607273261850708,73.046032132855771,74.497844888898896,"","","","","","","","","","","","",3.9257541293655329,4.0132290493853198,4.1015830942614739,4.1908146006445239,4.2809219277330222,4.371903456710954,4.4637575902054554,4.5564827517638538,4.650077385349193,4.7445399548533391,4.8398689436268851,4.9360628540251197,1.3972495043352804,1.4283834685652739,1.4598303298156436,1.4915894960691238,1.5236603833337139,1.5560424154424408,1.5887350238603501,1.6217376474983771,1.6550497325337927,1.6886707322369086,1.7226001068037635,1.7568373231945231,72.263822315313419,73.874028117574852,75.50041652331069,77.142956914202315,78.80161908698679,80.476373243100824,82.167189978698715,83.874040275025791,85.596895489132379,87.335727344911064,89.090507924443543,90.861209659642782]
[565,1,1,1,1,0,1.7196531791907514,1.7196531791907514,1.7196531791907514,1.7196531791907514,"",-0.90534191926485708,-0.90534191926485708,-0.90534191926485708,-0.90534191926485708,"",2.5635982658959534E-5,0,4.9880297687861248E-3,2.1973699421965316E-4,"",0.3921112535553497,0.39998969269672996,0.40793961305772497,0.41596089240026374,0.42405340998561086,0.43221704654048027,0.4404516842242579,0.44875720659728502,0.45713349859015984,0.46558044647401159,0.47409793783171039,0.48268586152997162,0,0,0,0,0,0,0,0,0,0,0,0,76.293646763198026,77.826565921849422,79.373393283517316,80.934105064165578,82.508677771485964,84.097088198304846,85.69931341620557,87.315330769357431,88.945117868542482,90.588652585371932,92.24591304668418,93.916877629117295,590.76000441026827,602.62976509605994,614.60722033341585,626.69218595684004,638.8844800597559,651.18392294345199,663.59033706769935,676.10354700296716,688.72337938417138,701.44966286589033,714.28222807898817,727.22090758858735,"","","","","","","","","","","","",39.14245462754004,39.928918784921791,40.722518545707231,41.523241707496894,42.331076217562305,43.146010169463274,43.9680317997759,44.797129484926479,45.633291738127014,46.476507206407867,47.326764667743717,48.184053028268963,13.931533540954494,14.211450881131045,14.493907916354813,14.778900303563027,15.066423752963628,15.356474026831298,15.649046938342909,15.944138350450627,16.241744174791219,16.541860370629923,16.844482943837505,17.149607945899184,720.51975059551614,734.99669037665899,749.60497969205289,764.34439392446575,779.21471121175341,794.21571238459182,809.34718090624801,824.60890281429897,840.00066666422219,855.52226347477415,871.17348667508531,886.95413205340276]
[566,1,1,1,1,0,1.7196531791907514,1.7196531791907514,1.7196531791907514,1.7196531791907514,"",-0.90534191926485708,-0.90534191926485708,-0.90534191926485708,-0.90534191926485708,"",2.5635982658959534E-5,0,4.9880297687861248E-3,2.1973699421965316E-4,"",1.1882159198646965E-2,1.2120899778688788E-2,1.2361806456294698E-2,1.2604875527280721E-2,1.2850103332897302E-2,1.3097486258802435E-2,1.3347020734068423E-2,1.3598703230220763E-2,1.3852530260307874E-2,1.4108498378000354E-2,1.4366604176718499E-2,1.462684428878702E-2,0,0,0,0,0,0,0,0,0,0,0,0,2.3119286897938798,2.3583807855105894,2.4052543419247674,2.4525486383080479,2.5002629627723025,2.5483966120698445,2.596948891400169,2.645919114222953,2.6953066020770451,2.7451106844052102,2.7953306983843698,2.8459659887611308,17.901818315462677,18.261508033213943,18.624461222224724,18.990672301722427,19.360135759386548,19.732846149801581,20.108798092960587,20.487986272817189,20.870405435883981,21.256050389875469,21.644916002393586,22.036997199654166,"","","","","","","","","","","","",1.1861349887133348,1.2099672359067213,1.2340157135062799,1.2582800517423303,1.2827598853806761,1.3074548536200994,1.3323645999932092,1.3574887722704996,1.3828270223674854,1.4083790062547838,1.4341443838710217,1.4601228190384534,0.42216768305922714,0.43065002670094088,0.43920933079863078,0.4478454637443342,0.4565582955443524,0.46534769778276669,0.47421354358614881,0.48315570758941301,0.4921740659027643,0.5012684960796947,0.51043887708598501,0.51968508926967227,21.833931836227766,22.272626981110886,22.715302414910695,23.16195133104442,23.612567006416779,24.067142799533094,24.525672148674186,24.988148570130274,25.454565656491585,25.924917074993161,26.39919656591168,26.877397941012209]
[567,1,1,1,1,0,1.7196531791907514,1.7196531791907514,1.7196531791907514,1.7196531791907514,"",-0.90534191926485708,-0.90534191926485708,-0.90534191926485708,-0.90534191926485708,"",2.5635982658959534E-5,0,4.9880297687861248E-3,2.1973699421965316E-4,"",1.3902126262416947,1.4181452741065883,1.4463313553864798,1.4747704366918442,1.5034620899489843,1.5324058922798849,1.5616014258860051,1.591048277935829,1.6207460404560214,1.6506943102260414,1.6808926886760642,1.7113407817880815,0,0,0,0,0,0,0,0,0,0,0,0,270.49565670588396,275.93055190473893,281.41475800519783,286.94819068204163,292.5307666443594,298.16240361217177,303.84302029381979,309.57253636408547,315.35087244301434,321.17795007540968,327.05369171097129,332.97802068505229,2094.5127429091335,2136.596439886031,2179.061963000293,2221.9086593015245,2265.1358838482261,2308.7429995267848,2352.7293768763884,2397.0943939196109,2441.8374359984259,2486.9578956154301,2532.4551722800493,2578.328672359537,"","","","","","","","","","","","",138.77779367946016,141.56616660108637,144.37983848023475,147.21876605385265,150.08290658953911,152.97221787355161,155.88665819920547,158.82618635564845,161.79076161699581,164.78034373180972,167.79489291290955,170.83436982749905,49.393618917929579,50.386053124010083,51.3874917034398,52.3979192580871,53.417320578689235,54.445680640583703,55.482984599579403,56.529217787961322,57.584365710623423,58.648414041324273,59.721348619060251,60.803155444551656,2554.5700248386493,2605.8973567899729,2657.6903825445515,2709.9483057321977,2762.6703397507631,2815.8557075453714,2869.5036413948787,2923.6133827052417,2978.1841818095158,3033.2152977741994,3088.7059982116662,3144.6555590984285]
[568,1,1,1,1,0,1.7196531791907514,1.7196531791907514,1.7196531791907514,1.7196531791907514,"",-0.90534191926485708,-0.90534191926485708,-0.90534191926485708,-0.90534191926485708,"",2.5635982658959534E-5,0,4.9880297687861248E-3,2.1973699421965316E-4,"",0.22576102477429233,0.230297095795087,0.23487432266959926,0.23949263501833368,0.24415196332504874,0.24885223891724628,0.25359339394730002,0.25837536137419448,0.26319807494584962,0.26806146918200668,0.27296547935765153,0.27791004148695336,0,0,0,0,0,0,0,0,0,0,0,0,43.926645106083718,44.809234924701194,45.699832496570586,46.598424127852908,47.504996292673752,48.419535629327036,49.342028936603214,50.272463170236101,51.210825439463861,52.157103003699,53.11128326930303,54.073353786461475,340.13454799379082,346.96865263106486,353.86476322226974,360.82277373272615,367.84257942834444,374.92407684622998,382.06716376625121,389.27173918352656,396.53770328179564,403.86495740763388,411.25340404547813,418.70294679342908,"","","","","","","","","","","","",22.53656478555336,22.989377482227702,23.446298556619318,23.907320983104274,24.372437822232847,24.841642218781885,25.314927399870975,25.792286673139493,26.273713424982223,26.759201118840892,27.248743293549417,27.742333561730614,8.021185978125315,8.1823505073178762,8.3449772851739858,8.5090638111423491,8.6746076153426959,8.8416062578725683,9.0100573281368277,9.1799584441988475,9.3513072521525213,9.524101425514198,9.6983386646337166,9.874016696123773,414.84470488832744,423.17991264110668,431.59074588330327,440.07707528984406,448.6387731219188,457.27571319112872,465.98777082480956,474.77482283247519,483.63674747334011,492.57342442486993,501.58473475232194,510.67056087923191]
[569,1,1,1,1,0,1.7196531791907514,1.7196531791907514,1.7196531791907514,1.7196531791907514,"",-0.90534191926485708,-0.90534191926485708,-0.90534191926485708,-0.90534191926485708,"",2.5635982658959534E-5,0,4.9880297687861248E-3,2.1973699421965316E-4,"",0.15446806958241055,0.15757169712295427,0.16070348393183109,0.16386338185464938,0.16705134332766494,0.17026732136443165,0.17351126954288948,0.1767831419928699,0.18008289338400235,0.18341047891400458,0.18676585429734049,0.19014897575423123,0,0,0,0,0,0,0,0,0,0,0,0,30.055072967320438,30.658950211637663,31.268306445021981,31.883132298004625,32.503418516039936,33.129155956907979,33.760335588202203,34.396948484898388,35.038985827001589,35.686438897267742,36.33929907899681,36.997557853894698,232.72363810101479,237.39960443178126,242.1179958889214,246.87873992239159,251.68176487202513,256.52699994742051,261.41437520848763,266.34382154662342,271.31527066649176,276.32865506838112,281.38390803111662,286.48096359550414,"","","","","","","","","","","","",15.419754853273352,15.729574066787377,16.042204275581639,16.357640672650295,16.675878509948788,16.996913097061292,17.320739799911717,17.647354039516493,17.976751290777308,18.308927081312191,18.643876990323285,18.981596647499895,5.4881798797699535,5.5984503471122311,5.7097213003822,5.8219910286763445,5.9352578420765818,6.0495200711759676,6.1647760666199343,6.2810241986623687,6.3982628567359354,6.5164904490360307,6.6357054021178055,6.7559061605057398,283.84111387096095,289.54415075444143,295.2989313938391,301.10536730357751,306.96337108341811,312.87285639393014,318.83373793276439,324.84593141169358,330.90935353439056,337.0239219749111,343.18955535685188,349.40617323315871]
[570,1,1,1,1,0,1.7196531791907514,1.7196531791907514,1.7196531791907514,1.7196531791907514,"",-0.90534191926485708,-0.90534191926485708,-0.90534191926485708,-0.90534191926485708,"",2.5635982658959534E-5,0,4.9880297687861248E-3,2.1973699421965316E-4,"",1.1882159198646962,1.212089977868879,1.2361806456294699,1.2604875527280719,1.28501033328973,1.3097486258802435,1.334702073406842,1.3598703230220761,1.3852530260307871,1.4108498378000354,1.43666041767185,1.462684428878702,0,0,0,0,0,0,0,0,0,0,0,0,231.19286897938795,235.83807855105891,240.52543419247678,245.25486383080479,250.02629627723024,254.83966120698437,259.69488914001693,264.59191142229531,269.53066020770456,274.51106844052106,279.53306983843697,284.59659887611309,1790.1818315462674,1826.1508033213943,1862.4461222224727,1899.0672301722429,1936.0135759386546,1973.2846149801576,2010.8798092960587,2048.7986272817188,2087.0405435883981,2125.6050389875468,2164.4916002393588,2203.6997199654165,"","","","","","","","","","","","",118.61349887133346,120.99672359067212,123.401571350628,125.82800517423303,128.27598853806759,130.74548536200993,133.23645999932091,135.74887722704997,138.28270223674855,140.8379006254784,143.41443838710219,146.01228190384535,42.216768305922713,43.065002670094088,43.920933079863083,44.784546374433418,45.655829554435236,46.534769778276669,47.421354358614877,48.315570758941305,49.217406590276426,50.126849607969461,51.043887708598504,51.968508926967232,2183.3931836227766,2227.262698111088,2271.5302414910698,2316.1951331044424,2361.2567006416775,2406.7142799533085,2452.5672148674184,2498.8148570130274,2545.4565656491582,2592.4917074993155,2639.9196565911679,2687.7397941012209]
[571,1,1,1,1,0,1.7196531791907514,1.7196531791907514,1.7196531791907514,1.7196531791907514,"",-0.90534191926485708,-0.90534191926485708,-0.90534191926485708,-0.90534191926485708,"",2.5635982658959534E-5,0,4.9880297687861248E-3,2.1973699421965316E-4,"",34.089914740918132,34.774861465058137,35.466022723109489,36.163387887768387,36.866946462082346,37.576688076504183,38.292602486042298,39.014679567503357,39.742909316823287,40.47728184648301,41.217787383005373,41.964416264529959,0,0,0,0,0,0,0,0,0,0,0,0,6632.9234110186399,6766.1944736298801,6900.6747069821567,7036.3620433057895,7173.2544401937348,7311.3498800283824,7450.6463694270851,7591.1419387056512,7732.8346413590434,7875.7225535585485,8019.8037736647566,8165.0764217556825,51360.31674706241,52392.26654729079,53433.579246562731,54484.238833641648,55544.229493679995,56613.535603780721,57692.141728703915,58780.032616712502,59877.193195551139,60983.608568552729,62099.264010867199,63224.144965807791,"","","","","","","","","","","","",3403.0212826185566,3471.3959998163828,3540.3910820495166,3610.0054684487454,3680.238111157159,3751.0879750360646,3822.5540373805165,3894.6352876440633,3967.3307271723156,4040.6393689449751,4114.5602373259608,4189.092367821323,1211.1990826969225,1235.5349266049993,1260.0915700612716,1284.8686354824947,1309.8657499167468,1335.0825449387576,1360.5186565486606,1386.1737250740257,1412.0473950750306,1438.1393152526439,1464.449138359691,1490.9765211146896,62641.550438137441,63900.166808807109,65170.202628378785,66451.638368766435,67744.454741409718,69048.632691860432,70364.153394546214,71690.998247703756,73029.148868474353,74378.587088155371,75739.294947600603,77111.254692764021]
[572,1,1,1,1,0,1.7196531791907514,1.7196531791907514,1.7196531791907514,1.7196531791907514,"",-0.90534191926485708,-0.90534191926485708,-0.90534191926485708,-0.90534191926485708,"",2.5635982658959534E-5,0,4.9880297687861248E-3,2.1973699421965316E-4,"",0.20605529623770941,0.21015070975700986,0.21428288396377226,0.21845175665925415,0.2226572663996414,0.22689935247916315,0.23117795491375293,0.23549301442523388,0.23984447242600601,0.24423227100421449,0.24865635290937935,0.2531166615384679,0,0,0,0,0,0,0,0,0,0,0,0,40.092473353680013,40.889323812721052,41.693326851236819,42.504470367129144,43.322742405187348,44.148131153802872,44.980624941790204,45.820212235309768,46.666881634888583,47.520621872534285,48.381421808939216,49.249270430770444,310.44563656463703,316.61584077782032,322.84142912928132,329.1223079095713,335.45838454662686,341.84956758032996,348.2957666378922,354.79689241002774,361.352856627883,367.96357204069091,374.6289523941208,381.34891240929431,"","","","","","","","","","","","",20.569443010414261,20.97826712960676,21.390760879619616,21.806918051471495,22.226732511541687,22.650198199884553,23.077309128598493,23.508059380247254,23.942443106331329,24.380454525807369,24.822087923653708,25.267337649480002,7.3210504539159942,7.4665586235767236,7.6133728836536818,7.7614910242539912,7.9109108623070341,8.0616302409645293,8.2136470290200219,8.3669591203469924,8.5215644333548095,8.6774609104617451,8.834646517584428,8.9931192436429903,378.63465867888499,386.16014105348182,393.75317262775519,401.41363910908518,409.1414275920626,416.93642652746109,424.79852569221464,432.727616160357,440.72359027488369,448.78634162049849,456.91576499720753,465.11175639472617]
[573,1,1,1,1,0,1.7196531791907514,1.7196531791907514,1.7196531791907514,1.7196531791907514,"",-0.90534191926485708,-0.90534191926485708,-0.90534191926485708,-0.90534191926485708,"",2.5635982658959534E-5,0,4.9880297687861248E-3,2.1973699421965316E-4,"",9.6967198229510304E-2,9.8894451650357582E-2,0.10083900421824576,0.10280082666317841,0.10477989007041948,0.10677616587254739,0.1087896258417661,0.11082024208246299,0.11286798702400283,0.11493283341374799,0.11701475431029616,0.11911372307692607,0,0,0,0,0,0,0,0,0,0,0,0,18.867046284084715,19.242034735398139,19.620389106464383,20.00210370217842,20.387172896558756,20.775591131201352,21.167352913783624,21.562452816616361,21.960885475241682,22.362645587074958,22.767727910089047,23.176127261539033,146.09206426571154,148.99568977779779,151.92537841377941,154.88108607509238,157.86276919841265,160.8703847436847,163.90389018253751,166.96324348707185,170.04840311900375,173.15932801914869,176.29597759723333,179.45831172202085,"","","","","","","","","","","","",9.6797378872537703,9.8721257080502394,10.066240413938642,10.262079083045409,10.459638828960795,10.658916799945674,10.859910178163997,11.062616178939884,11.267032050038271,11.473155070968174,11.680982552307627,11.890511835049413,3.445200213607527,3.5136746463890463,3.5827637099546736,3.6524663643548192,3.7227815822621335,3.7937083486891905,3.8652456607153041,3.9373925272221144,4.0101479686375576,4.0835110166878801,4.1574807141573782,4.2320561146555242,178.18101584888709,181.72241931928556,185.29561064835536,188.90053605133423,192.53714239626476,196.20537718939349,199.90518856104219,203.63652525193268,207.39933659994529,211.19357252729344,215.01918352809767,218.87612065634175]
[574,1,1,1,1,0,1.7196531791907514,1.7196531791907514,1.7196531791907514,1.7196531791907514,"",-0.90534191926485708,-0.90534191926485708,-0.90534191926485708,-0.90534191926485708,"",2.5635982658959534E-5,0,4.9880297687861248E-3,2.1973699421965316E-4,"",10.460336509008423,10.668238971782324,10.878007580043262,11.089639176290369,11.303130641346501,11.518478893501049,11.735680887680516,11.954733614645695,12.175634100214305,12.398379404508063,12.622966621223197,12.849392876923398,0,0,0,0,0,0,0,0,0,0,0,0,2035.2826178956384,2075.7344970810746,2116.5494748598453,2157.7269368724969,2199.2662762162754,2241.1668932783459,2283.4281955744082,2326.04959759249,2369.030520641697,2412.3703927057109,2456.0686483008553,2500.1247283385228,15759.68143266363,16072.910034779938,16388.950196386457,16707.79716035059,17029.44622727876,17353.892754224988,17681.132153441231,18011.159891167874,18343.971486462531,18679.562510065665,19017.928583301542,19359.065377012994,"","","","","","","","","","","","",1044.2017245875004,1064.9555607559196,1085.895684653631,1107.0217810835234,1128.3335386741455,1149.8306497941394,1171.5128104694411,1193.3797203031399,1215.4310823978785,1237.6666032806918,1260.0859928301852,1282.6889642059552,371.65097304291197,379.03765247921837,386.49063521136043,394.0098090547761,401.59506318652763,409.24628811484638,416.96337564966336,424.74621887408557,432.59471211677652,440.50875092520505,448.48823203972717,456.53305336846466,19221.27708469869,19603.305984067931,19988.763998691338,20377.645326537677,20769.944235997056,21165.655064305822,21564.772216022422,21967.290161552235,22373.203435719097,22782.506636381782,23195.194423093533,23611.26151580286]
[575,1,1,1,1,0,1.7196531791907514,1.7196531791907514,1.7196531791907514,1.7196531791907514,"",-0.90534191926485708,-0.90534191926485708,-0.90534191926485708,-0.90534191926485708,"",2.5635982658959534E-5,0,4.9880297687861248E-3,2.1973699421965316E-4,"",2.1938828599426707,2.2374869685893404,2.2814824704378109,2.3258687032544119,2.3706450128432408,2.4158107528663844,2.4613652846699581,2.5073079771157252,2.5536382064180643,2.6003553559860491,2.6474588162704507,2.6949479846154518,0,0,0,0,0,0,0,0,0,0,0,0,426.86692217741665,435.35103588838291,443.91130353375678,452.54759626178674,461.25978678464185,470.04774934343061,478.91135967435457,487.85049497594525,496.86503387734314,505.95485640757101,515.11984396576474,524.35987929232067,3305.3329540117234,3371.0274812226753,3437.3116866117603,3504.1845724489649,3571.645153114086,3639.6924548258662,3708.3255153799118,3777.5433838950016,3847.345120567461,3917.7297964332402,3988.6964931374036,4060.244302710722,"","","","","","","","","","","","",219.00406969911654,223.35684414463668,227.74868936536183,232.17953925390236,236.649328505238,241.15799259877087,245.70546778096048,250.29169104851491,254.91660013211592,259.58013348065498,264.28223024596008,269.02283026799296,77.947654832870299,79.49688887455217,81.06002893772451,82.637051493527792,84.227933298680782,85.832651389092931,87.451183073683765,89.083505928400342,90.729597790424748,92.389436752563313,94.063001157810689,95.750269594081246,4031.3454835810694,4111.469737098836,4192.3131909190406,4273.8746281614367,4356.1528467154894,4439.1466589100273,4522.8548911935804,4607.2763838249775,4692.409990573763,4778.2545784300155,4864.8090273232092,4952.0722298497321]
[576,1,1,1,1,0,1.7196531791907514,1.7196531791907514,1.7196531791907514,1.7196531791907514,"",-0.90534191926485708,-0.90534191926485708,-0.90534191926485708,-0.90534191926485708,"",2.5635982658959534E-5,0,4.9880297687861248E-3,2.1973699421965316E-4,"",0.34631325650769679,0.35271245945000884,0.35916510441796251,0.3656711072196755,0.37223038461539393,0.37884285429763542,0.38550843487193259,0.3922270458381526,0.39899860757237054,0.40582304130927643,0.41270026912509211,0.41963021392098293,0,0,0,0,0,0,0,0,0,0,0,0,67.382665051926139,68.627767110130264,69.883267459609243,71.149149719028273,72.425397692309488,73.71199536476847,75.008926899367438,76.316176633080516,77.633729073366922,78.961568894747757,80.299680935482158,81.648050194339788,521.76013589709953,531.40125974688669,541.12290005983971,550.92492999135413,560.80722413131514,570.76965847418035,580.81211038996798,590.93445859611222,601.13658313015435,611.41836532323543,621.77968777436001,632.22043432540352,"","","","","","","","","","","","",34.570675559187137,35.209475156369599,35.853609596775549,36.503070475961337,37.157849484529414,37.817938406146112,38.483329115619362,39.154013577033922,39.82998384194191,40.511232047606548,41.197750415296852,41.889531248631755,12.304351647569106,12.531712401992365,12.760971927149626,12.992127231741808,13.225175358298515,13.460113382472533,13.69693841235566,13.935647587814982,14.176238079848858,14.41870708996184,14.663051849557718,14.909269619350157,636.36414141228954,648.12292687482886,659.97991414779199,671.93494852530523,683.98787705106793,696.13854848186509,708.38681325218238,720.73252343987986,733.17553273288434,745.71569639686084,758.35287124382182,771.08691560164618]
[577,2,2,2,2,0,3.4393063583815029,3.4393063583815029,3.4393063583815029,3.4393063583815029,"",0.3106365050299284,0.3106365050299284,0.3106365050299284,0.3106365050299284,"",8.5221965317919067E-5,0,1.6581759537572256E-2,7.3047398843930635E-4,"",4.6050111248487471E-2,4.6901028739682507E-2,4.775905254627235E-2,4.8624171473058787E-2,4.9496374451450435E-2,5.0375650536822296E-2,5.1261988905955222E-2,5.2155378854551834E-2,5.3055809794826311E-2,5.3963271253164857E-2,5.4877752867854256E-2,5.5799244386876008E-2,0,0,0,0,0,0,0,0,0,0,0,0,8.9600359314914204,9.1256001633496542,9.2925470811461359,9.4608745066151538,9.6305802861250704,9.80166229016457,9.9741184128444313,10.147946571414231,10.323144705793348,10.499710778115794,10.677642772288214,10.856938693560734,69.379707105013381,70.661710659599436,71.954420683015229,73.257820308426957,74.571892859748303,75.896621847662459,77.23199096576414,78.577984086817281,79.934585259123622,81.301778702997979,82.679548807346066,84.067880126341151,"","","","","","","","","","","","",1.3828270223674854,1.4083790062547838,1.4341443838710217,1.4601228190384534,1.4863139793811766,1.5127175362458445,1.5393331646247743,1.5661605430813568,1.5931993536776767,1.620449281904262,1.6479100166118741,1.6755812499452702,0.4921740659027643,0.5012684960796947,0.51043887708598501,0.51968508926967227,0.52900701433194053,0.53840453529890131,0.54787753649422644,0.55742590351259924,0.56704952319395441,0.57674828359847363,0.58652207398230871,0.59637078477400629,80.260794236023543,81.743859354023257,83.239310077664641,84.74712689482331,86.267290514037938,87.799781859908592,89.344582068633528,90.901672483680031,92.471034651583437,94.052650317869677,95.646501423096311,97.25257009900804]
[578,2,2,2,2,0,3.4393063583815029,3.4393063583815029,3.4393063583815029,3.4393063583815029,"",0.3106365050299284,0.3106365050299284,0.3106365050299284,0.3106365050299284,"",8.5221965317919067E-5,0,1.6581759537572256E-2,7.3047398843930635E-4,"",0.2763006674909248,0.28140617243809507,0.28655431527763409,0.29174502883835274,0.2969782467087026,0.30225390322093376,0.3075719334357313,0.31293227312731098,0.31833485876895778,0.32377962751898914,0.32926651720712546,0.33479546632125606,0,0,0,0,0,0,0,0,0,0,0,0,53.760215588948519,54.753600980097929,55.755282486876816,56.765247039690927,57.783481716750423,58.809973740987409,59.844710477066585,60.887679428485377,61.938868234760086,62.998264668694752,64.065856633729297,65.141632161364399,416.27824263008023,423.97026395759661,431.72652409809137,439.54692185056166,447.4313571584899,455.37973108597475,463.3919457945849,471.46790452090374,479.60751155474162,487.81067221798776,496.0772928440764,504.40728075804697,"","","","","","","","","","","","",8.2969621342049127,8.450274037528704,8.6048663032261317,8.760736914230721,8.9178838762870587,9.0763052174750651,9.2359989877486459,9.3969632584881406,9.5591961220660586,9.7226956914255709,9.8874600996712445,10.053487499671622,2.9530443954165855,3.0076109764781678,3.0626332625159103,3.1181105356180336,3.1740420859916432,3.2304272117934074,3.2872652189653584,3.344555421075595,3.4022971391637258,3.4604897015908413,3.5191324438938523,3.5782247086440377,481.5647654161412,490.46315612413952,499.43586046598784,508.48276136893969,517.60374308422774,526.79869115945166,536.06749241180114,545.41003490208016,554.82620790950045,564.31590190721795,573.87900853857786,583.51542059404824]
[579,1,1,1,1,0,1.7196531791907514,1.7196531791907514,1.7196531791907514,1.7196531791907514,"",-0.90534191926485708,-0.90534191926485708,-0.90534191926485708,-0.90534191926485708,"",2.5635982658959534E-5,0,4.9880297687861248E-3,2.1973699421965316E-4,"",0.22164048416492599,0.22573597404800566,0.22986566682749598,0.23402950862059232,0.23822744615385213,0.24245942675048668,0.24672539831803689,0.25102530933641765,0.25535910884631718,0.25972674643793692,0.26412817224005891,0.26856333690942907,0,0,0,0,0,0,0,0,0,0,0,0,43.124905633232721,43.921770950483364,44.725291174149916,45.535455820178093,46.352254523078066,47.175677033451819,48.005713215595158,48.842353045171528,49.685586606954843,50.535404092638572,51.391795798708593,52.254752124377461,333.9264869741437,340.0968062380075,346.31865603829738,352.59195519446666,358.9166234440417,365.29258142347538,371.71975064957945,378.19805350151182,384.72741320329879,391.30775380687072,397.93900017559042,404.62107796825825,"","","","","","","","","","","","",22.125232357879767,22.534064100076542,22.946310141936348,23.361965104615255,23.781023670098826,24.203480579933512,24.629330633996389,25.058568689301708,25.491189658842828,25.927188510468191,26.366560265789985,26.809299999124324,7.8747850544442288,8.0202959372751153,8.1670220333757602,8.3149614283147564,8.4641122293110485,8.614472564782421,8.766040583907623,8.9188144562015879,9.0727923711032705,9.2279725375755781,9.3843531837169394,9.5419325563841006,407.27305050386536,414.79867319989057,422.38714505458688,430.03836705619534,437.75224131268351,445.5286710283936,453.36756048139671,461.26881500152302,469.23234094904609,477.25804569399105,485.34583759604601,493.49562598505361]
[580,1,1,1,1,0,1.7196531791907514,1.7196531791907514,1.7196531791907514,1.7196531791907514,"",-0.90534191926485708,-0.90534191926485708,-0.90534191926485708,-0.90534191926485708,"",2.5635982658959534E-5,0,4.9880297687861248E-3,2.1973699421965316E-4,"",37.969785443503888,38.671394054098968,39.378862048385407,40.092180195565227,40.811339369231803,41.536330545192747,42.26714479935869,43.003773305695049,43.746207334234718,44.49443824914907,45.248457506875098,46.008256654296574,0,0,0,0,0,0,0,0,0,0,0,0,7387.8353962931824,7524.3483859546823,7662.0014442715583,7800.7927751942598,7940.720602984813,8081.7831717932149,8223.9787452466462,8367.305606050948,8511.762055603951,8657.3464136201455,8804.0570177662667,8951.8922233074154,57205.781299757997,58262.834118648665,59328.71476256082,60403.409324252076,61486.904053757396,62579.185355109134,63680.239783156088,64790.054040477749,65908.614974390133,67035.909574039542,68171.924967580839,69316.648419437261,"","","","","","","","","","","","",3790.3288683092783,3860.3668561443628,3930.9897561904713,4002.1966469844015,4073.9866174838057,4146.3587668498594,4219.3122042365067,4292.8460485859996,4366.9594284305122,4441.6514816995823,4516.921355533148,4592.7682060999859,1349.049114639477,1373.976947754443,1399.1129620926852,1424.4568296881719,1450.0082262838494,1475.7668312542885,1501.7323275306746,1527.9044015280347,1554.282743074629,1580.8670453434163,1607.6570047855084,1634.6523210655514,69770.964464443445,71060.197702556252,72360.197787163925,73670.947756314476,74992.430839879104,76324.630455551684,77667.530204969269,79021.113869948415,80385.365408833459,81760.268952951839,83145.808803172637,84541.969426564508]
[581,1,1,1,1,0,1.7196531791907514,1.7196531791907514,1.7196531791907514,1.7196531791907514,"",-0.90534191926485708,-0.90534191926485708,-0.90534191926485708,-0.90534191926485708,"",2.5635982658959534E-5,0,4.9880297687861248E-3,2.1973699421965316E-4,"",7.785122006293026,7.9289760884361993,8.0740315473157978,8.2202864902983048,8.3677390461540551,8.5163873646108446,8.6662296159210435,8.817263990441667,8.9694886982268898,9.1229019686325348,9.2775020499320693,9.4332872089436961,0,0,0,0,0,0,0,0,0,0,0,0,1514.7623103672995,1542.7522046357283,1570.975852492016,1599.4328856837553,1628.1229401231169,1657.0456557999951,1686.2006766977795,1715.5876507116495,1745.2062295692886,1775.0560687539298,1805.1368274296392,1835.4481683687586,11729.167854966798,11945.900319110015,12164.442793345195,12384.79242620564,12606.946398471964,12830.901922499574,13056.656241566476,13284.206629240602,13513.550388765867,13744.684852466333,13977.607381167612,14212.315363635073,"","","","","","","","","","","","",777.14878657052691,791.50900151518863,805.98914373551429,820.58902429961086,835.30845641222118,850.14725537016454,865.10523851912308,880.18222521172243,895.37803676685417,910.69249643019509,926.12542933587326,941.67666246924193,276.60182503735354,281.71289479678842,286.86664892232358,292.06302016955584,297.30194205455058,302.58334883798256,307.90717550975518,313.27335777408069,318.68183203500229,324.13253538234216,329.6254055780575,335.16038104299156,14305.46589894827,14569.803396146157,14836.348470042365,15105.097642848859,15376.047476108008,15649.194569872327,15924.535561909055,16202.067126928498,16481.785975835235,16763.688855001434,17047.772545561114,17334.033862725009]
[582,1,1,1,1,0,1.7196531791907514,1.7196531791907514,1.7196531791907514,1.7196531791907514,"",-0.90534191926485708,-0.90534191926485708,-0.90534191926485708,-0.90534191926485708,"",2.5635982658959534E-5,0,4.9880297687861248E-3,2.1973699421965316E-4,"",1.6232921652371057E-2,1.6508010765003682E-2,1.6785208556839317E-2,1.7064511976277688E-2,1.7345918003445315E-2,1.762942364958673E-2,1.7915025956472659E-2,1.8202721995824504E-2,1.8492508868754597E-2,1.8784383705221595E-2,1.9078343663500506E-2,1.9374385929666928E-2,0,0,0,0,0,0,0,0,0,0,0,0,3.1584627557899108,3.211987237419287,3.2659220077735913,3.3202664730986005,3.3750200458132156,3.4301821443910163,3.4857521932451077,3.5417296226161379,3.5981138684633933,3.6549043723588288,3.7121005813839543,3.7697019480294784,24.45673461292942,24.871187510974401,25.288817373016141,25.709619601473285,26.133589646564474,26.560723005391157,26.991015221045963,27.424461881745597,27.861058619987521,28.300801111729474,28.743685075590971,29.189706272076251,"","","","","","","","","","","","",1.620449281904262,1.6479100166118741,1.6755812499452702,1.7034626772788524,1.7315539971541445,1.7598549112190232,1.7883651241686376,1.8170843436879596,1.8460122803959063,1.8751486477909762,1.9044931621983439,1.9340455427183729,0.57674828359847363,0.58652207398230871,0.59637078477400629,0.60629430755160418,0.61629253502037828,0.62636536099121354,0.63651268035957653,0.64673438908506775,0.6570303841715337,0.66740056364771794,0.67784482654843115,0.68836307289622556,29.828627855874441,30.334114849752876,30.84347662406585,31.356707571378617,31.873802142555657,32.394754845641998,32.919560244775752,33.448212959130586,33.980707661887109,34.517039079232219,35.057201989385206,35.601191221649998]
[583,1,1,1,1,0,1.7196531791907514,1.7196531791907514,1.7196531791907514,1.7196531791907514,"",-0.90534191926485708,-0.90534191926485708,-0.90534191926485708,-0.90534191926485708,"",2.5635982658959534E-5,0,4.9880297687861248E-3,2.1973699421965316E-4,"",0.73048147435669764,0.74286048442516583,0.75533438505776918,0.76790303893249601,0.78056631015503919,0.793324064231403,0.80617616804126979,0.81912248981210278,0.83216289909395702,0.84529726673497185,0.8585254648575229,0.87184736683501196,0,0,0,0,0,0,0,0,0,0,0,0,142.13082401054598,144.5394256838679,146.96649034981161,149.41199128943703,151.8759020615947,154.35819649759577,156.85884869602987,159.37783301772623,161.91512408085271,164.47069675614733,167.04452616227795,169.63658766132656,1100.5530575818239,1119.203437993848,1137.9967817857264,1156.9328820662979,1176.0115340954012,1195.2325352426024,1214.5956849470685,1234.1007846785519,1253.7476378994386,1273.5360500278264,1293.4658284015936,1313.5367822434316,"","","","","","","","","","","","",72.920217685691796,74.155950747534348,75.401156247537159,76.65582047754836,77.919929871936503,79.19347100485605,80.476430587588709,81.768795465958192,83.070552617815792,84.381689150593942,85.702192298925482,87.032049422326793,25.953672761931312,26.393493329203896,26.836685314830284,27.283243839822187,27.733164075917024,28.186441244604612,28.64307061618095,29.103047508828052,29.566367287719018,30.03302536414731,30.503017194679401,30.976338280330157,1342.2882535143497,1365.0351682388791,1387.9564480829633,1411.051840712038,1434.3210964150044,1457.7639680538903,1481.3802110149093,1505.1695831608765,1529.1318447849198,1553.2667585654499,1577.5740895223339,1602.0536049742502]
[584,1,1,1,1,0,1.7196531791907514,1.7196531791907514,1.7196531791907514,1.7196531791907514,"",-0.90534191926485708,-0.90534191926485708,-0.90534191926485708,-0.90534191926485708,"",2.5635982658959534E-5,0,4.9880297687861248E-3,2.1973699421965316E-4,"",3.2465843304742115E-2,3.3016021530007364E-2,3.3570417113678634E-2,3.4129023952555376E-2,3.4691836006890631E-2,3.525884729917346E-2,3.5830051912945318E-2,3.6405443991649009E-2,3.6985017737509195E-2,3.7568767410443189E-2,3.8156687327001011E-2,3.8748771859333855E-2,0,0,0,0,0,0,0,0,0,0,0,0,6.3169255115798215,6.4239744748385741,6.5318440155471826,6.6405329461972009,6.7500400916264311,6.8603642887820326,6.9715043864902153,7.0834592452322758,7.1962277369267866,7.3098087447176576,7.4242011627679085,7.5394038960589569,48.91346922585884,49.742375021948803,50.577634746032281,51.419239202946571,52.267179293128947,53.121446010782314,53.982030442091926,54.848923763491193,55.722117239975042,56.601602223458947,57.487370151181942,58.379412544152501,"","","","","","","","","","","","",3.2408985638085239,3.2958200332237482,3.3511624998905405,3.4069253545577047,3.463107994308289,3.5197098224380463,3.5767302483372752,3.6341686873759191,3.6920245607918125,3.7502972955819525,3.8089863243966877,3.8680910854367458,1.1534965671969473,1.1730441479646174,1.1927415695480126,1.2125886151032084,1.2325850700407566,1.2527307219824271,1.2730253607191531,1.2934687781701355,1.3140607683430674,1.3348011272954359,1.3556896530968623,1.3767261457924511,59.657255711748881,60.668229699505751,61.686953248131701,62.713415142757235,63.747604285111315,64.789509691283996,65.839120489551505,66.896425918261173,67.961415323774219,69.034078158464439,70.114403978770412,71.202382443299996]
[585,2,2,2,2,0,3.4393063583815029,3.4393063583815029,3.4393063583815029,3.4393063583815029,"",0.3106365050299284,0.3106365050299284,0.3106365050299284,0.3106365050299284,"",8.5221965317919067E-5,0,1.6581759537572256E-2,7.3047398843930635E-4,"",7.4838358142913535,7.5999639097464566,7.7169077361668466,7.8346662109629612,7.9532382618748416,8.0726228267900986,8.1928188535665374,8.3138252998592836,8.4356411329522594,8.5582653295938549,8.6816968758366961,8.8059347668813199,0,0,0,0,0,0,0,0,0,0,0,0,1456.1406255806894,1478.7358350106679,1501.4897623798925,1524.402197047365,1547.4729303819338,1570.7017557268737,1594.0884683653751,1617.6328654869067,1641.3347461544254,1665.1939112724046,1689.2101635556544,1713.3833074989084,11275.246090411943,11450.206216042534,11626.395332742066,11803.811809466773,11982.454030735616,12162.320396356004,12343.409321156583,12525.719234726772,12709.248581162854,12893.995818820415,13079.959420072921,13267.1378710762,"","","","","","","","","","","","",224.73019313940466,228.21737404076808,231.72905031882439,235.26518946476827,238.82575927997948,242.41072787055646,246.02006364199011,249.65373529397263,253.31171181533674,256.99396247912148,260.70045683776016,264.43116471838653,79.9856895327149,81.226842601754655,82.476714034658968,83.7352922609345,85.002565820488527,86.278523361683497,87.563153639441182,88.856445513395172,90.158387946089533,91.468970001222715,92.788180841934846,94.116009729137062,13043.586434479043,13245.986231605471,13449.807767211607,13655.049154450806,13861.708524479893,14069.784026141908,14279.273825656956,14490.176106320907,14702.489068211657,14916.210927902757,15131.339918184107,15347.874287789513]
[586,2,2,2,2,0,3.4393063583815029,3.4393063583815029,3.4393063583815029,3.4393063583815029,"",0.3106365050299284,0.3106365050299284,0.3106365050299284,0.3106365050299284,"",8.5221965317919067E-5,0,1.6581759537572256E-2,7.3047398843930635E-4,"",2.3466264841422033,2.383039531022193,2.4197083579506207,2.4566326254714359,2.4938119973675343,2.5312461406036748,2.568934725270863,2.6068774245321475,2.645073914569775,2.683523874533666,2.7222269864911661,2.7611829353780402,0,0,0,0,0,0,0,0,0,0,0,0,456.58646734309741,463.67140589317535,470.80611193267799,477.99051941315662,485.22456291636888,492.50817764317225,499.84129940270225,507.22386460182656,514.65581023486209,522.13707387355055,529.66759365728126,537.24730828355587,3535.4585198749305,3590.3188982506244,3645.5646382326813,3701.1952283921232,3757.2101621798111,3813.6089378404408,3870.3910583287584,3927.5560312278849,3985.1033686697074,4043.032587257248,4101.3432079889644,4160.0347561849094,"","","","","","","","","","","","",70.466247001338729,71.559685080579797,72.660803913529662,73.769593306749357,74.886043164061334,76.010143484835481,77.141884362318919,78.281255982008346,79.428248620063201,80.582852641758407,81.745058499975599,82.914856733731341,25.08025858229195,25.469433697160351,25.861342536291364,26.255981471648941,26.653346909814193,27.053435291375326,27.456243090333249,27.861766813522209,28.270003000045016,28.680948220722371,29.094599077555831,29.510952203203985,4089.9381192858009,4153.4024624525628,4217.31260497313,4281.66795520915,4346.4679271674231,4411.7119404004279,4477.3994199093841,4543.5297960497746,4610.1025044392472,4677.1169858678122,4744.5726862102683,4812.4690563407785]
[587,2,2,2,2,0,3.4393063583815029,3.4393063583815029,3.4393063583815029,3.4393063583815029,"",0.3106365050299284,0.3106365050299284,0.3106365050299284,0.3106365050299284,"",8.5221965317919067E-5,0,1.6581759537572256E-2,7.3047398843930635E-4,"",0.69764571150173615,0.70847121192551699,0.71937275506640064,0.73035024000502158,0.74140356678494268,0.75253263639568713,0.76373735075620253,0.77501761269874669,0.78637332595317655,0.79780439513163037,0.80931072571359008,0.82089222403130924,0,0,0,0,0,0,0,0,0,0,0,0,135.74192272362353,137.84825580607915,139.96938462863397,142.1052895552628,144.25595113729889,146.42135011013227,148.60146738999256,150.7962840708133,153.00578142117521,155.22994088132583,157.46874406027283,159.72217273294905,1051.0822626655199,1067.3921048853206,1083.8165140691754,1100.3553381706313,1117.0084265939979,1133.7756301687798,1150.6568011247659,1167.6517930677496,1184.7604609558589,1201.9826610764792,1219.3182510237466,1236.7670896765947,"","","","","","","","","","","","",20.949424784181783,21.274500969902103,21.601860622941253,21.931500712817378,22.263418237964185,22.597610225221359,22.934073729338056,23.27280583248897,23.613803643802573,23.957064298901148,24.302584959452211,24.65036281273094,7.4562930920327428,7.5719938018584818,7.6885072405190549,7.8058323294091458,7.9239680002150301,8.042913194733206,8.1626668646936693,8.2832279715876851,8.4045954864998702,8.5267683899444879,8.649745671705789,8.773526330682266,1215.9275489768597,1234.7953266750858,1253.7956393163361,1272.9283110081255,1292.1931675362609,1311.5900363352625,1331.1187464595464,1350.7791285553383,1370.5710148332898,1390.4942390417823,1410.5486364408912,1430.7340437769881]
[588,2,2,2,2,0,3.4393063583815029,3.4393063583815029,3.4393063583815029,3.4393063583815029,"",0.3106365050299284,0.3106365050299284,0.3106365050299284,0.3106365050299284,"",8.5221965317919067E-5,0,1.6581759537572256E-2,7.3047398843930635E-4,"",9.1328165869318205,9.27453222884313,9.4172433390510637,9.5609485964293732,9.7056466924574316,9.8513363309980857,9.9980162280811964,10.145685111692686,10.294341721568857,10.443984808995891,10.594613136614271,10.74622547822805,0,0,0,0,0,0,0,0,0,0,0,0,1776.9851702001629,1804.5589850977638,1832.326489683936,1860.2874269052586,1888.4415421610033,1916.7885832599136,1945.3283003780846,1974.0604460179197,2002.9847749681121,2032.1010442646293,2061.4090131526623,2090.908443049515,13759.622347621354,13973.133009407835,14188.143456905569,14404.651699688266,14622.655766321424,14842.153704027663,15063.143578360574,15285.623472886904,15509.5914888767,15735.045745001184,15961.984377038136,16190.405537584513,"","","","","","","","","","","","",274.24701535656158,278.50255815144573,282.78799360941275,287.10328205870019,291.44838420607658,295.82326113017052,300.22787427497093,304.66218544349198,309.12615679159734,313.6197508219787,318.14293037828349,322.69565863938692,97.609655022974096,99.124282497056498,100.64954933043127,102.18544140317428,103.73194473008768,105.2890454583256,106.85672986508075,108.43498435532969,110.02379545963467,111.62314983200059,113.23303424778487,114.85343560165876,15917.597004787985,16164.593367382942,16413.324732868401,16663.788798651829,16915.983284111051,17169.905930207071,17425.554499106791,17682.926773815339,17942.020557817614,18202.83367472879,18465.363967953479,18729.609300353302]
[589,2,2,2,2,0,3.4393063583815029,3.4393063583815029,3.4393063583815029,3.4393063583815029,"",0.3106365050299284,0.3106365050299284,0.3106365050299284,0.3106365050299284,"",8.5221965317919067E-5,0,1.6581759537572256E-2,7.3047398843930635E-4,"",6.3422337409248741E-2,6.4406473811410625E-2,6.539752318785462E-2,6.6395476364092862E-2,6.7400324253176602E-2,6.8412057854153357E-2,6.9430668250563862E-2,7.0456146608976963E-2,7.1488484177561498E-2,7.2527672284693673E-2,7.3573702337599092E-2,7.4626565821028112E-2,0,0,0,0,0,0,0,0,0,0,0,0,12.340174793056686,12.531659618734469,12.724489511693999,12.918662686842071,13.114177376118079,13.311031828193844,13.509224308181143,13.708753097346664,13.909616492834113,14.111812807393257,14.315340369115711,14.520197521177186,95.552932969592703,97.035645898665507,98.528774006288685,100.03230347005739,101.54622059945434,103.07051183352543,104.60516373861509,106.15016300615906,107.70549645053264,109.27115100695266,110.8471137294315,112.43337178878133,"","","","","","","","","","","","",1.9044931621983439,1.9340455427183729,1.9638055111764776,1.9937727920743069,2.0239471125421984,2.0543282022928508,2.0849157935761871,2.1157096211353608,2.1467094221638701,2.1779149362637407,2.209325905404746,2.2409420738846308,0.67784482654843115,0.68836307289622556,0.69895520368355046,0.70962112085537687,0.7203607272922754,0.73117392679392779,0.74206062406306084,0.75302072468978942,0.76405413513635179,0.77516076272222634,0.78634051560961704,0.79759330278929685,110.53886808880542,112.25412060682599,113.98142175603057,115.72075554619323,117.47210613966007,119.2354578486602,121.01079513268604,122.79810259593985,124.59736498484455,126.40856718561658,128.23169422189918,130.06673125245348]
[590,2,2,2,2,0,3.4393063583815029,3.4393063583815029,3.4393063583815029,3.4393063583815029,"",0.3106365050299284,0.3106365050299284,0.3106365050299284,0.3106365050299284,"",8.5221965317919067E-5,0,1.6581759537572256E-2,7.3047398843930635E-4,"",76.994717614827977,78.189459207052508,79.39259315005549,80.60410830600874,81.823993643356417,83.05223823494218,84.288831256184523,85.533761983298035,86.787019791559658,88.048594153618126,89.318474637845313,90.596650906728129,0,0,0,0,0,0,0,0,0,0,0,0,14980.972198770816,15213.434777143648,15447.530267196515,15683.256501826274,15920.611334607351,16159.592639427325,16400.198310131906,16642.426260178854,16886.274422300612,17131.740748175413,17378.823208106474,17627.519790709106,116001.26062508558,117801.27412097994,119613.93164363444,121439.21641264968,123277.11180773759,125127.6013658999,126990.66877867872,128866.29788947711,130754.47269094663,132655.17732244055,134568.39606752986,136494.11335158054,"","","","","","","","","","","","",2312.0546989087898,2347.9312888601048,2384.0598905682436,2420.4401695782085,2457.0717946262293,2493.9544375835212,2531.0877734014912,2568.4714800583283,2606.1052385069388,2643.9887326241815,2682.1216491613623,2720.5036776959419,822.90361942979541,835.67277049601796,848.53161727183021,861.48004071842752,874.51792293282256,887.64514712782841,900.86159761255578,914.16715977340448,927.56172005553117,941.04516594478275,954.61738595007523,968.27826958620642,134194.1858598098,136276.50241668677,138373.44601182107,140484.99723307858,142611.13685354736,144751.84582827351,146907.10529108086,149076.896551471,151261.20109160125,153460.00056333857,155673.27678538562,157901.01174047851]
[591,2,2,2,2,0,3.4393063583815029,3.4393063583815029,3.4393063583815029,3.4393063583815029,"",0.3106365050299284,0.3106365050299284,0.3106365050299284,0.3106365050299284,"",8.5221965317919067E-5,0,1.6581759537572256E-2,7.3047398843930635E-4,"",1.0781797359572287,1.094910054793981,1.1117578941935287,1.1287230981895791,1.1458055123040023,1.1630049835206073,1.1803213602595859,1.1977544923526087,1.2153042310185456,1.2329704288397927,1.2507529397391846,1.2686516189574781,0,0,0,0,0,0,0,0,0,0,0,0,209.78297148196367,213.03821351848603,216.31632169879802,219.61726567631524,222.94101539400737,226.28754107929535,229.65681323907947,233.04880265489334,236.46348037817992,239.90081772568541,243.36078627496713,246.84335786001219,1624.3998604830765,1649.6059802773141,1674.9891581069076,1700.5491589909759,1726.285750190724,1752.1987011699325,1778.2877835564568,1804.5527711047041,1830.993439659055,1857.6095671181954,1884.4009334003354,1911.3673204092829,"","","","","","","","","","","","",32.376383757371848,32.878774226212343,33.38469369000012,33.894137465263221,34.407100913217377,34.923579438978472,35.443568490795187,35.967063559301138,36.494060176785801,37.024553916483598,37.55854039188069,38.096015256038733,11.523362051323332,11.702172239235837,11.882238462620359,12.063559054541409,12.246132363968684,12.429956755496773,12.615030609072036,12.801352319726423,12.988920297317982,13.17773296627785,13.367788765363491,13.559086147418048,1879.1607575096925,1908.3200503160422,1937.6841698525195,1967.2528442852852,1997.0258043742213,2027.0027834272237,2057.1835172556634,2087.5677441309776,2118.1552047423575,2148.9456421554823,2179.9388017722858,2211.134431291709]
[592,2,2,2,2,0,3.4393063583815029,3.4393063583815029,3.4393063583815029,3.4393063583815029,"",0.3106365050299284,0.3106365050299284,0.3106365050299284,0.3106365050299284,"",8.5221965317919067E-5,0,1.6581759537572256E-2,7.3047398843930635E-4,"",1051.2252425582981,1067.5373034241313,1083.9639468386902,1100.5050207348395,1117.1603744964023,1133.929858932592,1150.8133262530962,1167.8106300437935,1184.921625243082,1202.1461681187977,1219.4841162457049,1236.9353284835411,0,0,0,0,0,0,0,0,0,0,0,0,204538.39719491458,207712.25818052384,210908.41365632805,214126.83403440739,217367.49000915719,220630.35255231295,223915.39290810243,227222.58258852098,230551.8933687254,233903.29728254327,237276.76661809292,240672.27391351189,1583789.8639709994,1608365.8307703813,1633114.4291542347,1658035.4300162012,1683128.6064359557,1708393.733640684,1733830.5889675452,1759438.9518270865,1785218.6036675784,1811169.3279402405,1837290.9100653273,1863583.1373990504,"","","","","","","","","","","","",31566.974163437553,32056.804870557036,32550.076347750113,33046.784028631642,33546.923390386939,34050.489953004006,34557.479278525301,35067.886970318606,35581.708672366149,36098.940068571508,36619.576882083667,37143.614874637758,11235.278000040247,11409.617933254942,11585.182501054849,11761.970078177874,11939.979054869467,12119.207836609352,12299.654843845234,12481.318511733261,12664.197289885033,12848.289642120902,13033.594046229404,13220.108993732596,1832181.73857195,1860612.0490581412,1889242.0656062064,1918071.5231781532,1947100.1592648658,1976327.7138415428,2005753.9293242712,2035378.5505277032,2065201.324623798,2095222.0011015949,2125440.3317279788,2155856.0705094161]
[593,2,2,2,2,0,3.4393063583815029,3.4393063583815029,3.4393063583815029,3.4393063583815029,"",0.3106365050299284,0.3106365050299284,0.3106365050299284,0.3106365050299284,"",8.5221965317919067E-5,0,1.6581759537572256E-2,7.3047398843930635E-4,"",426.32495206497009,432.94031696030231,439.60215086875871,446.31039211943232,453.06497962985321,459.86585289561901,466.71295198029037,473.60621750554327,480.54559064156842,487.53101309771091,494.56242711334119,501.63977544895101,0,0,0,0,0,0,0,0,0,0,0,0,82950.654958927058,84237.815957133134,85534.018497607089,86839.250580952415,88153.500322265725,89476.755949119033,90809.005799593651,92150.238320364297,93500.442064830902,94859.605691297489,96227.717961195827,97604.767737353061,642306.81542160234,652273.61173082981,662310.41887027258,672417.14392572583,682593.69486953213,692839.98054495815,703155.91065097076,713541.39572740125,723996.34714048041,734520.67706873594,745114.2984892386,755777.1251641881,"","","","","","","","","","","","",12802.00303629727,13000.654138152906,13200.700646128284,13402.140708323494,13604.972490508659,13809.194175812547,14014.80396441913,14221.800073271897,14430.180735785536,14639.944201564867,14851.088736130707,15063.612620652491,4556.4729240585548,4627.1765760084299,4698.3768791608263,4770.0731743898441,4842.2648088586757,4914.9511359087837,4988.131514951895,5061.8053113647657,5135.9718963865571,5210.6306470188056,5285.7809459278469,5361.4221813496542,743042.27129295026,754572.19871908461,766183.11704403756,777874.91878151102,789647.49747079494,801500.74765869416,813434.56488191569,825448.84564990771,837543.48742812499,849718.38862171478,861973.44855960633,874308.56747899228]
[594,2,2,2,2,0,3.4393063583815029,3.4393063583815029,3.4393063583815029,3.4393063583815029,"",0.3106365050299284,0.3106365050299284,0.3106365050299284,0.3106365050299284,"",8.5221965317919067E-5,0,1.6581759537572256E-2,7.3047398843930635E-4,"",6.4406473811410625E-2,6.539752318785462E-2,6.6395476364092862E-2,6.7400324253176602E-2,6.8412057854153357E-2,6.9430668250563862E-2,7.0456146608976963E-2,7.1488484177561498E-2,7.2527672284693673E-2,7.3573702337599092E-2,7.4626565821028112E-2,7.5686254295963443E-2,0,0,0,0,0,0,0,0,0,0,0,0,12.531659618734469,12.724489511693999,12.918662686842071,13.114177376118079,13.311031828193844,13.509224308181143,13.708753097346664,13.909616492834113,14.111812807393257,14.315340369115711,14.520197521177186,14.726382621586032,97.035645898665507,98.528774006288685,100.03230347005739,101.54622059945434,103.07051183352543,104.60516373861509,106.15016300615906,107.70549645053264,109.27115100695266,110.8471137294315,112.43337178878133,114.029912470667,"","","","","","","","","","","","",1.9340455427183729,1.9638055111764776,1.9937727920743069,2.0239471125421984,2.0543282022928508,2.0849157935761871,2.1157096211353608,2.1467094221638701,2.1779149362637407,2.209325905404746,2.2409420738846308,2.272763188290301,0.68836307289622556,0.69895520368355046,0.70962112085537687,0.7203607272922754,0.73117392679392779,0.74206062406306084,0.75302072468978942,0.76405413513635179,0.77516076272222634,0.78634051560961704,0.79759330278929685,0.80891903406679411,112.25412060682599,113.98142175603057,115.72075554619323,117.47210613966007,119.2354578486602,121.01079513268604,122.79810259593985,124.59736498484455,126.40856718561658,128.23169422189918,130.06673125245348,131.91366356890609]
[595,1,1,1,1,0,1.7196531791907514,1.7196531791907514,1.7196531791907514,1.7196531791907514,"",-0.90534191926485708,-0.90534191926485708,-0.90534191926485708,-0.90534191926485708,"",2.5635982658959534E-5,0,4.9880297687861248E-3,2.1973699421965316E-4,"",5.8123157789000797E-2,5.9017523151284293E-2,5.9918118797901633E-2,6.0824936528401437E-2,6.1737968219939064E-2,6.2657205825920131E-2,6.358264137467845E-2,6.4514266968187059E-2,6.5452074780801617E-2,6.6396057058034877E-2,6.7346206115361171E-2,6.8302514337050188E-2,0,0,0,0,0,0,0,0,0,0,0,0,11.309105844088435,11.483123790292739,11.658353971820286,11.834794793097533,12.012444673650997,12.191302047843314,12.371365364616002,12.552633087238679,12.735103693064541,12.918775673291925,13.103647532731697,13.289717789580333,87.569118816228766,88.91658150845268,90.273430829515164,91.639654424507583,93.015240055444707,94.400175599220944,95.794449045618506,97.198048495365413,98.610962158242373,100.0331783512362,101.46468549673887,102.90547212079031,"","","","","","","","","","","","",5.802136628155119,5.8914165335294326,5.9813183762229221,6.0718413376265961,6.1629846068785525,6.2547473807285607,6.3471288634060832,6.4401282664916106,6.5337448087912229,6.6279777162142395,6.7228262216538939,6.8182895648709048,2.0650892186886769,2.0968656110506516,2.1288633625661308,2.1610821818768264,2.1935217803817832,2.2261818721891826,2.2590621740693684,2.2921624054090555,2.325482288166679,2.3590215468288513,2.3927799083678911,2.4267571022003827,106.80357366494999,108.44700496647678,110.1018846589224,111.76819767363693,113.44592908457599,115.13506410580791,116.83558808908464,118.54748652147295,120.27074502304562,122.00534934462925,123.75128536560771,125.50853909177899]

{"sheet":"D. Risk Index Parameters","index":15,"n_rows":23,"n_cols":8,"rows_kept":23,"cut":false,"hidden":false,"merged":[[3,1,3,8],[22,2,22,3],[19,2,19,3],[20,2,20,3],[21,2,21,3],[6,2,6,3],[6,4,6,5],[6,6,6,7]]}
[null,null,null,"Risk Index Parameters"]
[]
[]
[null,"Risk Index Mapping Table and Parameters"]
[]
[]
[null,null,"RISK INDEX",null,"RISK RANGE ($)",null,"RISK - REPLACEMENT RATIO"]
[null,null,"R1($)",1,{"$f":"G8*$E$20","v":0},{"$f":"H8*$E$20","v":2.5899903753609239},0,{"$f":"$H$18*D8","v":0.16666666666666666}]
[null,null,"R2($)",2,2.5899903753609239,5.1799807507218478,{"$f":"H8","v":0.16666666666666666},{"$f":"$H$18*D9","v":0.33333333333333331}]
[null,null,"R3($)",3,5.1799807507218478,7.7699711260827726,0.33333333333333331,0.5]
[null,null,"R4($)",4,7.7699711260827726,10.359961501443696,{"$f":"H10","v":0.5},0.66666666666666663]
[null,null,"R5($)",5,10.359961501443696,12.94995187680462,0.66666666666666663,0.83333333333333326]
[null,null,"R6($)",6,12.94995187680462,15.539942252165545,0.83333333333333326,1]
[null,null,"R7($)",7,15.539942252165545,18.647930702598654,1,1.2]
[null,null,"R8($)",8,18.647930702598654,23.309913378248318,1.2,1.5]
[null,null,"R9($)",9,23.309913378248318,31.079884504331091,1.5,2]
[null,null,"R10($)",10,{"$f":"G17*$E$20","v":31.079884504331091},{"$f":"H17*E20","v":1553.9942252165545},2,100]
[null,null,null,null,null,null,null,{"$f":"0.5/3","v":0.16666666666666666}]
[]
[null,null,"Annual Deferral Benefit (ADB)",null,{"$f":"(E22*E21)/(1+E21)","v":15.539942252165545},"(per unit, per annum)"]
[null,null,"WACC",null,3.9E-2,"(%)"]
[null,null,"Asset Replacement Cost",null,414,"(per unit)"]
[null,null,"Asset Standard Life (RAB)",null,{"$f":"'B. PoF Summary Stats & Params'!V7","v":52.07}]

{"sheet":"D. Population Risk Index","index":16,"n_rows":600,"n_cols":46,"rows_kept":600,"cut":false,"hidden":false,"merged":[[16,27,16,28],[18,27,18,28],[19,27,19,28],[3,0,4,0],[3,2,3,13],[3,14,3,25],[3,27,3,28],[15,27,15,28]]}
[null,null,"Individual Asset Risk Index"]
[]
[]
["Asset Identifier","Replacement Cost ","RISK($) / REPLACEMENT DEFERRAL VALUE ($) RATIO",null,null,null,null,null,null,null,null,null,null,null,"ASSET RISK INDEX",null,null,null,null,null,null,null,null,null,null,null,null,"RISK INDEX SUMMARY TABLE",null,2019,2020,2021,2022,2023,2024,2025,2026,2027,2028,2029,2030,null,"Description","Consequence Category ID","Average Risk (2019)","Proportion of Risk (2019)"]
[null,{"$f":"'D. Risk Index Parameters'!$E$20","v":15.539942252165545},2019,2020,2021,2022,2023,2024,2025,2026,2027,2028,2029,2030,2019,2020,2021,2022,2023,2024,2025,2026,2027,2028,2029,2030,null,"R1($)",1,{"$f":"SUMIF(O:O, $AC5,'A. Population Info'!$C:$C)","v":278135},{"$f":"SUMIF(P:P, $AC5,'A. Population Info'!$C:$C)","v":269066},{"$f":"SUMIF(Q:Q, $AC5,'A. Population Info'!$C:$C)","v":249680},{"$f":"SUMIF(R:R, $AC5,'A. Population Info'!$C:$C)","v":230104},{"$f":"SUMIF(S:S, $AC5,'A. Population Info'!$C:$C)","v":207952},{"$f":"SUMIF(T:T, $AC5,'A. Population Info'!$C:$C)","v":179034},{"$f":"SUMIF(U:U, $AC5,'A. Population Info'!$C:$C)","v":160059},{"$f":"SUMIF(V:V, $AC5,'A. Population Info'!$C:$C)","v":139419},{"$f":"SUMIF(W:W, $AC5,'A. Population Info'!$C:$C)","v":116395},{"$f":"SUMIF(X:X, $AC5,'A. Population Info'!$C:$C)","v":113823},{"$f":"SUMIF(Y:Y, $AC5,'A. Population Info'!$C:$C)","v":106738},{"$f":"SUMIF(Z:Z, $AC5,'A. Population Info'!$C:$C)","v":81208},null,{"$f":"'C. PoC Summary Stats & Para'!N7","v":"Worker Safety"},{"$f":"'C. PoC Summary Stats & Para'!O7","v":"C1"},{"$f":"IFERROR(SUM('C. Population PoC & Risk'!V6:V1048576)/SUM('A. Population Info'!$C$6:$C$1048576), \"\")","v":7.1396077579895592E-3},{"$f":"IFERROR(AS5/$AS$12, \"\")","v":5.6843204727911314E-4}]
[1,15.539942252165545,8.5256471036721047E-3,1.8847205877798832E-2,3.2592401618577981E-2,4.9614352683948058E-2,6.9804219336027207E-2,9.3076045537735339E-2,0.11935911018048748,0.14859353407552731,0.18072752885652063,0.21571556312572515,0.25351708070987833,0.29409557077831733,1,1,1,1,1,1,1,1,2,2,2,2,null,"R2($)",2,{"$f":"SUMIF(O:O, $AC6,'A. Population Info'!$C:$C)","v":61760},{"$f":"SUMIF(P:P, $AC6,'A. Population Info'!$C:$C)","v":67143},{"$f":"SUMIF(Q:Q, $AC6,'A. Population Info'!$C:$C)","v":81873},{"$f":"SUMIF(R:R, $AC6,'A. Population Info'!$C:$C)","v":94323},{"$f":"SUMIF(S:S, $AC6,'A. Population Info'!$C:$C)","v":114556},{"$f":"SUMIF(T:T, $AC6,'A. Population Info'!$C:$C)","v":135690},{"$f":"SUMIF(U:U, $AC6,'A. Population Info'!$C:$C)","v":145997},{"$f":"SUMIF(V:V, $AC6,'A. Population Info'!$C:$C)","v":156599},{"$f":"SUMIF(W:W, $AC6,'A. Population Info'!$C:$C)","v":169215},{"$f":"SUMIF(X:X, $AC6,'A. Population Info'!$C:$C)","v":150975},{"$f":"SUMIF(Y:Y, $AC6,'A. Population Info'!$C:$C)","v":137772},{"$f":"SUMIF(Z:Z, $AC6,'A. Population Info'!$C:$C)","v":143303},null,{"$f":"'C. PoC Summary Stats & Para'!N8","v":"Physical Impact"},{"$f":"'C. PoC Summary Stats & Para'!O8","v":"C2"},{"$f":"IFERROR(SUM('C. Population PoC & Risk'!AH6:AH1048576)/SUM('A. Population Info'!$C$6:$C$1048576), \"\")","v":0},{"$f":"IFERROR(AS6/$AS$12, \"\")","v":0}]
[2,77.699711260827726,2.5266720611403447E-3,4.3693644091897651E-3,6.6513412954098718E-3,9.3580115742149025E-3,1.247785190793959E-2,1.6001381366076081E-2,1.9920572494886397E-2,2.4228482503000973E-2,2.89190074134523E-2,3.3986710231995503E-2,3.9426696286371868E-2,4.5234520019905314E-2,1,1,1,1,1,1,1,1,1,1,1,1,null,"R3($)",3,{"$f":"SUMIF(O:O, $AC7,'A. Population Info'!$C:$C)","v":43343},{"$f":"SUMIF(P:P, $AC7,'A. Population Info'!$C:$C)","v":43841},{"$f":"SUMIF(Q:Q, $AC7,'A. Population Info'!$C:$C)","v":44647},{"$f":"SUMIF(R:R, $AC7,'A. Population Info'!$C:$C)","v":42402},{"$f":"SUMIF(S:S, $AC7,'A. Population Info'!$C:$C)","v":38743},{"$f":"SUMIF(T:T, $AC7,'A. Population Info'!$C:$C)","v":39823},{"$f":"SUMIF(U:U, $AC7,'A. Population Info'!$C:$C)","v":44990},{"$f":"SUMIF(V:V, $AC7,'A. Population Info'!$C:$C)","v":45464},{"$f":"SUMIF(W:W, $AC7,'A. Population Info'!$C:$C)","v":52576},{"$f":"SUMIF(X:X, $AC7,'A. Population Info'!$C:$C)","v":71445},{"$f":"SUMIF(Y:Y, $AC7,'A. Population Info'!$C:$C)","v":82004},{"$f":"SUMIF(Z:Z, $AC7,'A. Population Info'!$C:$C)","v":93973},null,{"$f":"'C. PoC Summary Stats & Para'!N9","v":"Shock"},{"$f":"'C. PoC Summary Stats & Para'!O9","v":"C3"},{"$f":"IFERROR(SUM('C. Population PoC & Risk'!AT6:AT1048576)/SUM('A. Population Info'!$C$6:$C$1048576), \"\")","v":1.3891636809116852},{"$f":"IFERROR(AS7/$AS$12, \"\")","v":0.11060063548487906}]
[3,46.619826756496636,2.5266720611403447E-3,4.3693644091897651E-3,6.6513412954098744E-3,9.3580115742149025E-3,1.2477851907939588E-2,1.6001381366076085E-2,1.9920572494886397E-2,2.4228482503000977E-2,2.8919007413452307E-2,3.3986710231995509E-2,3.9426696286371875E-2,4.5234520019905314E-2,1,1,1,1,1,1,1,1,1,1,1,1,null,"R4($)",4,{"$f":"SUMIF(O:O, $AC8,'A. Population Info'!$C:$C)","v":82177},{"$f":"SUMIF(P:P, $AC8,'A. Population Info'!$C:$C)","v":61675},{"$f":"SUMIF(Q:Q, $AC8,'A. Population Info'!$C:$C)","v":40645},{"$f":"SUMIF(R:R, $AC8,'A. Population Info'!$C:$C)","v":30395},{"$f":"SUMIF(S:S, $AC8,'A. Population Info'!$C:$C)","v":29145},{"$f":"SUMIF(T:T, $AC8,'A. Population Info'!$C:$C)","v":34070},{"$f":"SUMIF(U:U, $AC8,'A. Population Info'!$C:$C)","v":34236},{"$f":"SUMIF(V:V, $AC8,'A. Population Info'!$C:$C)","v":38133},{"$f":"SUMIF(W:W, $AC8,'A. Population Info'!$C:$C)","v":36396},{"$f":"SUMIF(X:X, $AC8,'A. Population Info'!$C:$C)","v":32568},{"$f":"SUMIF(Y:Y, $AC8,'A. Population Info'!$C:$C)","v":38285},{"$f":"SUMIF(Z:Z, $AC8,'A. Population Info'!$C:$C)","v":42534},null,{"$f":"'C. PoC Summary Stats & Para'!N10","v":"Fire"},{"$f":"'C. PoC Summary Stats & Para'!O10","v":"C4"},{"$f":"IFERROR(SUM('C. Population PoC & Risk'!BF6:BF1048576)/SUM('A. Population Info'!$C$6:$C$1048576), \"\")","v":10.756627544743818},0.85640724593522832]
[4,62.159769008662181,2.5266720611403447E-3,4.3693644091897651E-3,6.6513412954098735E-3,9.3580115742149042E-3,1.2477851907939591E-2,1.6001381366076081E-2,1.99205724948864E-2,2.4228482503000977E-2,2.89190074134523E-2,3.3986710231995509E-2,3.9426696286371868E-2,4.5234520019905321E-2,1,1,1,1,1,1,1,1,1,1,1,1,null,"R5($)",5,{"$f":"SUMIF(O:O, $AC9,'A. Population Info'!$C:$C)","v":51445},{"$f":"SUMIF(P:P, $AC9,'A. Population Info'!$C:$C)","v":71930},{"$f":"SUMIF(Q:Q, $AC9,'A. Population Info'!$C:$C)","v":93088},{"$f":"SUMIF(R:R, $AC9,'A. Population Info'!$C:$C)","v":108494},{"$f":"SUMIF(S:S, $AC9,'A. Population Info'!$C:$C)","v":107553},{"$f":"SUMIF(T:T, $AC9,'A. Population Info'!$C:$C)","v":99758},{"$f":"SUMIF(U:U, $AC9,'A. Population Info'!$C:$C)","v":85723},{"$f":"SUMIF(V:V, $AC9,'A. Population Info'!$C:$C)","v":78585},{"$f":"SUMIF(W:W, $AC9,'A. Population Info'!$C:$C)","v":75509},{"$f":"SUMIF(X:X, $AC9,'A. Population Info'!$C:$C)","v":57837},{"$f":"SUMIF(Y:Y, $AC9,'A. Population Info'!$C:$C)","v":40025},{"$f":"SUMIF(Z:Z, $AC9,'A. Population Info'!$C:$C)","v":27013},null,{"$f":"'C. PoC Summary Stats & Para'!N11","v":"Environment"},{"$f":"'C. PoC Summary Stats & Para'!O11","v":"C5"},{"$f":"IFERROR(SUM('C. Population PoC & Risk'!BR6:BR1048576)/SUM('A. Population Info'!$C$6:$C$1048576), \"\")","v":0},0]
[5,279.71896053897979,1.340702793891267E-2,2.3184722548781907E-2,3.5293348887768673E-2,4.9655483415423113E-2,6.6209980994470091E-2,8.4906533909017007E-2,0.10570254688198034,0.12856118007201409,0.15345004455496755,0.18034029055058404,0.20920594594766884,0.24002342173224708,1,1,1,1,1,1,1,1,1,2,2,2,null,"R6($)",6,{"$f":"SUMIF(O:O, $AC10,'A. Population Info'!$C:$C)","v":19927},{"$f":"SUMIF(P:P, $AC10,'A. Population Info'!$C:$C)","v":15741},{"$f":"SUMIF(Q:Q, $AC10,'A. Population Info'!$C:$C)","v":14249},{"$f":"SUMIF(R:R, $AC10,'A. Population Info'!$C:$C)","v":13668},{"$f":"SUMIF(S:S, $AC10,'A. Population Info'!$C:$C)","v":18799},{"$f":"SUMIF(T:T, $AC10,'A. Population Info'!$C:$C)","v":25069},{"$f":"SUMIF(U:U, $AC10,'A. Population Info'!$C:$C)","v":38702},{"$f":"SUMIF(V:V, $AC10,'A. Population Info'!$C:$C)","v":45316},{"$f":"SUMIF(W:W, $AC10,'A. Population Info'!$C:$C)","v":48024},{"$f":"SUMIF(X:X, $AC10,'A. Population Info'!$C:$C)","v":64790},{"$f":"SUMIF(Y:Y, $AC10,'A. Population Info'!$C:$C)","v":81581},{"$f":"SUMIF(Z:Z, $AC10,'A. Population Info'!$C:$C)","v":89972},null,"Reliability","Reliability",{"$f":"IFERROR(SUM('C. Population PoC & Risk'!CD6:CD1048576)/SUM('A. Population Info'!$C$6:$C$1048576), \"\")","v":0.30034784734421383},2.391270606857835E-2]
[6,854.69682386910495,7.9668500000265076E-3,1.3777043478985836E-2,2.0972345091589267E-2,2.9506747494819009E-2,3.9343916451204837E-2,5.0453957637546544E-2,6.2811559688433355E-2,7.6394831287507514E-2,9.1184525984209897E-2,0.10716350039128977,0.12431632111702033,0.14262897087607618,1,1,1,1,1,1,1,1,1,1,1,1,null,"R7($)",7,{"$f":"SUMIF(O:O, $AC11,'A. Population Info'!$C:$C)","v":16141},{"$f":"SUMIF(P:P, $AC11,'A. Population Info'!$C:$C)","v":20179},{"$f":"SUMIF(Q:Q, $AC11,'A. Population Info'!$C:$C)","v":22731},{"$f":"SUMIF(R:R, $AC11,'A. Population Info'!$C:$C)","v":27239},{"$f":"SUMIF(S:S, $AC11,'A. Population Info'!$C:$C)","v":26533},{"$f":"SUMIF(T:T, $AC11,'A. Population Info'!$C:$C)","v":23344},{"$f":"SUMIF(U:U, $AC11,'A. Population Info'!$C:$C)","v":19926},{"$f":"SUMIF(V:V, $AC11,'A. Population Info'!$C:$C)","v":21618},{"$f":"SUMIF(W:W, $AC11,'A. Population Info'!$C:$C)","v":22500},{"$f":"SUMIF(X:X, $AC11,'A. Population Info'!$C:$C)","v":26515},{"$f":"SUMIF(Y:Y, $AC11,'A. Population Info'!$C:$C)","v":28176},{"$f":"SUMIF(Z:Z, $AC11,'A. Population Info'!$C:$C)","v":32628},null,"Replacement/Repair","Finance",{"$f":"IFERROR(SUM('C. Population PoC & Risk'!CP6:CP1048576)/SUM('A. Population Info'!$C$6:$C$1048576), \"\")","v":0.10689943052997451},8.5109804640354034E-3]
[7,93.239653512993272,7.9668500000265041E-3,1.3777043478985835E-2,2.0972345091589271E-2,2.9506747494818998E-2,3.9343916451204837E-2,5.0453957637546537E-2,6.2811559688433355E-2,7.63948312875075E-2,9.1184525984209924E-2,0.10716350039128977,0.12431632111702033,0.14262897087607618,1,1,1,1,1,1,1,1,1,1,1,1,null,"R8($)",8,{"$f":"SUMIF(O:O, $AC12,'A. Population Info'!$C:$C)","v":20207},{"$f":"SUMIF(P:P, $AC12,'A. Population Info'!$C:$C)","v":17861},{"$f":"SUMIF(Q:Q, $AC12,'A. Population Info'!$C:$C)","v":20236},{"$f":"SUMIF(R:R, $AC12,'A. Population Info'!$C:$C)","v":15757},{"$f":"SUMIF(S:S, $AC12,'A. Population Info'!$C:$C)","v":12264},{"$f":"SUMIF(T:T, $AC12,'A. Population Info'!$C:$C)","v":16203},{"$f":"SUMIF(U:U, $AC12,'A. Population Info'!$C:$C)","v":23295},{"$f":"SUMIF(V:V, $AC12,'A. Population Info'!$C:$C)","v":24441},{"$f":"SUMIF(W:W, $AC12,'A. Population Info'!$C:$C)","v":26302},{"$f":"SUMIF(X:X, $AC12,'A. Population Info'!$C:$C)","v":28677},{"$f":"SUMIF(Y:Y, $AC12,'A. Population Info'!$C:$C)","v":28706},{"$f":"SUMIF(Z:Z, $AC12,'A. Population Info'!$C:$C)","v":27674},null,"Total","Total",{"$f":"SUM('C. Population PoC & Risk'!DB6:DB1048576)/SUM('A. Population Info'!$C$6:$C$1048576)","v":12.560178111287678},1]
[8,8344.9489894128983,7.9668500000265076E-3,1.3777043478985838E-2,2.0972345091589264E-2,2.9506747494819002E-2,3.9343916451204844E-2,5.045395763754653E-2,6.2811559688433355E-2,7.63948312875075E-2,9.1184525984209897E-2,0.10716350039128975,0.12431632111702029,0.14262897087607615,1,1,1,1,1,1,1,1,1,1,1,1,null,"R9($)",9,{"$f":"SUMIF(O:O, $AC13,'A. Population Info'!$C:$C)","v":88033},{"$f":"SUMIF(P:P, $AC13,'A. Population Info'!$C:$C)","v":93119},{"$f":"SUMIF(Q:Q, $AC13,'A. Population Info'!$C:$C)","v":78171},{"$f":"SUMIF(R:R, $AC13,'A. Population Info'!$C:$C)","v":60356},{"$f":"SUMIF(S:S, $AC13,'A. Population Info'!$C:$C)","v":55134},{"$f":"SUMIF(T:T, $AC13,'A. Population Info'!$C:$C)","v":49430},{"$f":"SUMIF(U:U, $AC13,'A. Population Info'!$C:$C)","v":40414},{"$f":"SUMIF(V:V, $AC13,'A. Population Info'!$C:$C)","v":35870},{"$f":"SUMIF(W:W, $AC13,'A. Population Info'!$C:$C)","v":29562},{"$f":"SUMIF(X:X, $AC13,'A. Population Info'!$C:$C)","v":24150},{"$f":"SUMIF(Y:Y, $AC13,'A. Population Info'!$C:$C)","v":27200},{"$f":"SUMIF(Z:Z, $AC13,'A. Population Info'!$C:$C)","v":28490}]
[9,124910.05582290665,7.9668500000265059E-3,1.377704347898584E-2,2.0972345091589267E-2,2.9506747494819005E-2,3.9343916451204844E-2,5.045395763754653E-2,6.2811559688433355E-2,7.6394831287507514E-2,9.118452598420991E-2,0.10716350039128976,0.12431632111702033,0.14262897087607621,1,1,1,1,1,1,1,1,1,1,1,1,null,"R10($)",10,{"$f":"SUMIF(O:O, $AC14,'A. Population Info'!$C:$C)","v":38014},{"$f":"SUMIF(P:P, $AC14,'A. Population Info'!$C:$C)","v":38627},{"$f":"SUMIF(Q:Q, $AC14,'A. Population Info'!$C:$C)","v":53862},{"$f":"SUMIF(R:R, $AC14,'A. Population Info'!$C:$C)","v":76444},{"$f":"SUMIF(S:S, $AC14,'A. Population Info'!$C:$C)","v":88503},{"$f":"SUMIF(T:T, $AC14,'A. Population Info'!$C:$C)","v":96761},{"$f":"SUMIF(U:U, $AC14,'A. Population Info'!$C:$C)","v":105840},{"$f":"SUMIF(V:V, $AC14,'A. Population Info'!$C:$C)","v":113737},{"$f":"SUMIF(W:W, $AC14,'A. Population Info'!$C:$C)","v":122703},{"$f":"SUMIF(X:X, $AC14,'A. Population Info'!$C:$C)","v":128402},{"$f":"SUMIF(Y:Y, $AC14,'A. Population Info'!$C:$C)","v":128695},{"$f":"SUMIF(Z:Z, $AC14,'A. Population Info'!$C:$C)","v":132387}]
[10,155.39942252165545,1.3777043478985838E-2,2.0972345091589264E-2,2.9506747494818995E-2,3.9343916451204837E-2,5.0453957637546551E-2,6.2811559688433341E-2,7.6394831287507514E-2,9.1184525984209897E-2,0.10716350039128976,0.12431632111702035,0.14262897087607618,0.16208862321499892,1,1,1,1,1,1,1,1,1,1,1,1]
[11,170.93936477382101,1.3777043478985836E-2,2.0972345091589271E-2,2.9506747494819002E-2,3.9343916451204837E-2,5.0453957637546551E-2,6.2811559688433369E-2,7.63948312875075E-2,9.118452598420991E-2,0.10716350039128975,0.1243163211170203,0.14262897087607615,0.16208862321499892,1,1,1,1,1,1,1,1,1,1,1,1,null,"RISK INDEX (Positive CBA)",null,2018,2020,2021,2022,2023,2024,2025,2026,2027,2028,2029,2030]
[12,248.63907603464872,1.3777043478985836E-2,2.0972345091589267E-2,2.9506747494819005E-2,3.9343916451204844E-2,5.0453957637546537E-2,6.2811559688433355E-2,7.6394831287507528E-2,9.1184525984209924E-2,0.10716350039128976,0.12431632111702033,0.14262897087607621,0.16208862321499898,1,1,1,1,1,1,1,1,1,1,1,1,null,"R7($) to R10($)",null,{"$f":"SUM(AD11:AD14)","v":162395},169786,175000,179796,182434,185738,189475,195666,201067,207744,212777,221179]
[13,621.59769008662181,2.3184722548781907E-2,3.5293348887768659E-2,4.9655483415423099E-2,6.6209980994470091E-2,8.4906533909017007E-2,0.1057025468819803,0.12856118007201406,0.1534500445549675,0.18034029055058404,0.20920594594766884,0.240023421732247,0.27277113288390625,1,1,1,1,1,1,1,1,2,2,2,2,null,null,null,null,{"$f":"AE17-AD17","v":7391},{"$f":"AF17-AE17","v":5214},4796,2638,3304,3737,6191,5401,6677,5033,8402]
[14,1553.9942252165545,1.3777043478985836E-2,2.0972345091589267E-2,2.9506747494819005E-2,3.9343916451204844E-2,5.0453957637546537E-2,6.2811559688433369E-2,7.6394831287507528E-2,9.1184525984209924E-2,0.10716350039128979,0.12431632111702035,0.14262897087607618,0.16208862321499898,1,1,1,1,1,1,1,1,1,1,1,1,null,"RISK INDEX (Remainder)",null,2018,2020,2021,2022,2023,2024,2025,2026,2027,2028,2029,2030]
[15,279.71896053897979,1.3777043478985836E-2,2.0972345091589271E-2,2.9506747494819009E-2,3.9343916451204858E-2,5.0453957637546544E-2,6.2811559688433383E-2,7.6394831287507528E-2,9.1184525984209924E-2,0.10716350039128976,0.12431632111702033,0.14262897087607618,0.16208862321499898,1,1,1,1,1,1,1,1,1,1,1,1,null,"R1($) to R6($)",null,{"$f":"SUM(AD5:AD10)","v":536787},529396,524182,519386,516748,513444,509707,503516,498115,491438,486405,478003]
[16,13877.168431183833,1.3777043478985838E-2,2.0972345091589271E-2,2.9506747494819002E-2,3.9343916451204837E-2,5.0453957637546537E-2,6.2811559688433355E-2,7.6394831287507528E-2,9.118452598420991E-2,0.10716350039128977,0.12431632111702032,0.14262897087607618,0.16208862321499895,1,1,1,1,1,1,1,1,1,1,1,1]
[17,279485.86140519736,1.3777043478985836E-2,2.0972345091589267E-2,2.9506747494819002E-2,3.9343916451204844E-2,5.045395763754653E-2,6.2811559688433327E-2,7.63948312875075E-2,9.118452598420991E-2,0.10716350039128976,0.12431632111702033,0.14262897087607615,0.16208862321499892,1,1,1,1,1,1,1,1,1,1,1,1]
[18,93.239653512993272,6.6513412954098744E-3,9.3580115742149025E-3,1.2477851907939588E-2,1.6001381366076085E-2,1.9920572494886397E-2,2.4228482503000977E-2,2.8919007413452307E-2,3.3986710231995509E-2,3.9426696286371875E-2,4.5234520019905314E-2,5.1406113546091557E-2,5.7937730725531614E-2,1,1,1,1,1,1,1,1,1,1,1,1]
[19,1212.1154956689124,2.0972345091589271E-2,2.9506747494819012E-2,3.9343916451204844E-2,5.0453957637546544E-2,6.2811559688433369E-2,7.6394831287507528E-2,9.118452598420991E-2,0.10716350039128979,0.12431632111702035,0.14262897087607621,0.16208862321499898,0.18268346618116921,1,1,1,1,1,1,1,1,1,1,1,2]
[20,155.39942252165545,2.0972345091589264E-2,2.9506747494818995E-2,3.9343916451204837E-2,5.0453957637546551E-2,6.2811559688433341E-2,7.6394831287507514E-2,9.1184525984209897E-2,0.10716350039128976,0.12431632111702035,0.14262897087607618,0.16208862321499892,0.18268346618116915,1,1,1,1,1,1,1,1,1,1,1,2]
[21,2812.7295476419636,3.5293348887768673E-2,4.9655483415423113E-2,6.6209980994470091E-2,8.4906533909017007E-2,0.10570254688198034,0.12856118007201406,0.15345004455496758,0.18034029055058404,0.20920594594766884,0.24002342173224703,0.27277113288390631,0.3074292016368067,1,1,1,1,1,1,1,2,2,2,2,2]
[22,1771.5534167468722,2.0972345091589271E-2,2.9506747494819005E-2,3.9343916451204837E-2,5.0453957637546544E-2,6.2811559688433355E-2,7.6394831287507528E-2,9.1184525984209897E-2,0.10716350039128976,0.12431632111702032,0.14262897087607618,0.16208862321499892,0.18268346618116915,1,1,1,1,1,1,1,1,1,1,1,2]
[23,419.57844080846974,2.0972345091589264E-2,2.9506747494819002E-2,3.9343916451204844E-2,5.0453957637546523E-2,6.2811559688433355E-2,7.6394831287507514E-2,9.1184525984209897E-2,0.10716350039128976,0.12431632111702032,0.14262897087607618,0.16208862321499895,0.18268346618116918,1,1,1,1,1,1,1,1,1,1,1,2]
[24,11639.416746871993,2.0972345091589267E-2,2.9506747494819002E-2,3.9343916451204837E-2,5.0453957637546537E-2,6.2811559688433355E-2,7.6394831287507514E-2,9.1184525984209924E-2,0.10716350039128975,0.12431632111702033,0.14262897087607618,0.16208862321499895,0.18268346618116921,1,1,1,1,1,1,1,1,1,1,1,2]
[25,352119.55149181909,2.0972345091589271E-2,2.9506747494819005E-2,3.9343916451204837E-2,5.0453957637546537E-2,6.2811559688433355E-2,7.6394831287507528E-2,9.118452598420991E-2,0.10716350039128976,0.12431632111702035,0.14262897087607618,0.16208862321499892,0.18268346618116915,1,1,1,1,1,1,1,1,1,1,1,2]
[26,419.57844080846974,9.3580115742149025E-3,1.247785190793959E-2,1.6001381366076081E-2,1.9920572494886397E-2,2.4228482503000973E-2,2.89190074134523E-2,3.3986710231995509E-2,3.9426696286371861E-2,4.5234520019905307E-2,5.1406113546091564E-2,5.7937730725531607E-2,6.4825902604732463E-2,1,1,1,1,1,1,1,1,1,1,1,1]
[27,2362.071222329163,2.9506747494819005E-2,3.9343916451204844E-2,5.0453957637546537E-2,6.2811559688433369E-2,7.6394831287507514E-2,9.1184525984209897E-2,0.10716350039128976,0.12431632111702036,0.14262897087607615,0.16208862321499898,0.18268346618116921,0.20440256181688327,1,1,1,1,1,1,1,1,1,1,2,2]
[28,186.47930702598654,2.9506747494818998E-2,3.9343916451204837E-2,5.0453957637546537E-2,6.2811559688433355E-2,7.63948312875075E-2,9.1184525984209924E-2,0.10716350039128977,0.12431632111702033,0.14262897087607618,0.16208862321499892,0.18268346618116921,0.20440256181688318,1,1,1,1,1,1,1,1,1,1,2,2]
[29,3480.9470644850821,4.9655483415423113E-2,6.6209980994470091E-2,8.4906533909017007E-2,0.10570254688198034,0.12856118007201406,0.1534500445549675,0.18034029055058401,0.20920594594766878,0.24002342173224706,0.27277113288390636,0.3074292016368067,0.34397922102903405,1,1,1,1,1,1,2,2,2,2,2,3]
[30,2082.3522617901831,2.9506747494819009E-2,3.9343916451204844E-2,5.0453957637546537E-2,6.2811559688433355E-2,7.6394831287507514E-2,9.118452598420991E-2,0.10716350039128977,0.12431632111702035,0.14262897087607621,0.16208862321499895,0.18268346618116924,0.20440256181688324,1,1,1,1,1,1,1,1,1,1,2,2]
[31,326.33878729547644,2.9506747494819002E-2,3.9343916451204844E-2,5.045395763754653E-2,6.2811559688433355E-2,7.6394831287507514E-2,9.1184525984209924E-2,0.10716350039128977,0.12431632111702036,0.14262897087607618,0.16208862321499889,0.18268346618116915,0.20440256181688321,1,1,1,1,1,1,1,1,1,1,2,2]
[32,11841.435996150145,9.3580115742149025E-3,1.2477851907939591E-2,1.6001381366076081E-2,1.9920572494886404E-2,2.4228482503000973E-2,2.8919007413452297E-2,3.3986710231995503E-2,3.9426696286371861E-2,4.5234520019905314E-2,5.140611354609155E-2,5.7937730725531607E-2,6.4825902604732449E-2,1,1,1,1,1,1,1,1,1,1,1,1]
[33,336905.94802694902,9.3580115742149042E-3,1.247785190793959E-2,1.6001381366076081E-2,1.99205724948864E-2,2.4228482503000984E-2,2.89190074134523E-2,3.3986710231995516E-2,3.9426696286371875E-2,4.5234520019905321E-2,5.1406113546091557E-2,5.7937730725531621E-2,6.4825902604732463E-2,1,1,1,1,1,1,1,1,1,1,1,1]
[34,248.63907603464872,1.2477851907939591E-2,1.6001381366076081E-2,1.99205724948864E-2,2.4228482503000977E-2,2.89190074134523E-2,3.3986710231995509E-2,3.9426696286371868E-2,4.5234520019905321E-2,5.1406113546091571E-2,5.7937730725531614E-2,6.4825902604732463E-2,7.2067401357327476E-2,1,1,1,1,1,1,1,1,1,1,1,1]
[35,279.71896053897979,3.9343916451204858E-2,5.0453957637546544E-2,6.2811559688433383E-2,7.6394831287507528E-2,9.1184525984209924E-2,0.10716350039128976,0.12431632111702033,0.14262897087607618,0.16208862321499898,0.18268346618116926,0.20440256181688329,0.22723573246241044,1,1,1,1,1,1,1,1,1,2,2,2]
[36,186.47930702598654,3.9343916451204837E-2,5.0453957637546537E-2,6.2811559688433355E-2,7.63948312875075E-2,9.1184525984209924E-2,0.10716350039128977,0.12431632111702033,0.14262897087607618,0.16208862321499892,0.18268346618116921,0.20440256181688318,0.22723573246241036,1,1,1,1,1,1,1,1,1,2,2,2]
[37,745.91722810394617,3.9343916451204837E-2,5.0453957637546537E-2,6.2811559688433355E-2,7.63948312875075E-2,9.1184525984209924E-2,0.10716350039128977,0.12431632111702033,0.14262897087607618,0.16208862321499892,0.18268346618116921,0.20440256181688318,0.22723573246241036,1,1,1,1,1,1,1,1,1,2,2,2]
[38,2828.269489894129,3.9343916451204837E-2,5.045395763754653E-2,6.2811559688433341E-2,7.6394831287507514E-2,9.1184525984209938E-2,0.10716350039128977,0.12431632111702036,0.14262897087607618,0.16208862321499892,0.18268346618116921,0.20440256181688327,0.22723573246241044,1,1,1,1,1,1,1,1,1,2,2,2]
[39,248.63907603464872,3.9343916451204844E-2,5.0453957637546537E-2,6.2811559688433355E-2,7.6394831287507528E-2,9.1184525984209924E-2,0.10716350039128976,0.12431632111702033,0.14262897087607621,0.16208862321499898,0.18268346618116918,0.20440256181688321,0.22723573246241041,1,1,1,1,1,1,1,1,1,2,2,2]
[40,15337.923002887394,1.247785190793959E-2,1.6001381366076081E-2,1.9920572494886397E-2,2.4228482503000973E-2,2.8919007413452297E-2,3.3986710231995516E-2,3.9426696286371868E-2,4.5234520019905321E-2,5.1406113546091564E-2,5.7937730725531628E-2,6.4825902604732463E-2,7.2067401357327449E-2,1,1,1,1,1,1,1,1,1,1,1,1]
[41,282143.19153031765,1.2477851907939591E-2,1.6001381366076081E-2,1.9920572494886397E-2,2.4228482503000977E-2,2.8919007413452304E-2,3.3986710231995503E-2,3.9426696286371868E-2,4.5234520019905314E-2,5.1406113546091557E-2,5.7937730725531621E-2,6.4825902604732477E-2,7.2067401357327462E-2,1,1,1,1,1,1,1,1,1,1,1,1]
[42,202.01924927815207,1.6001381366076088E-2,1.99205724948864E-2,2.4228482503000977E-2,2.8919007413452304E-2,3.3986710231995516E-2,3.9426696286371875E-2,4.5234520019905328E-2,5.1406113546091578E-2,5.7937730725531628E-2,6.4825902604732477E-2,7.2067401357327462E-2,7.9659210710909784E-2,1,1,1,1,1,1,1,1,1,1,1,1]
[43,217.55919153031763,5.045395763754653E-2,6.2811559688433369E-2,7.6394831287507514E-2,9.1184525984209924E-2,0.10716350039128976,0.1243163211170203,0.14262897087607618,0.16208862321499892,0.18268346618116918,0.20440256181688321,0.22723573246241041,0.2511734675088379,1,1,1,1,1,1,1,1,2,2,2,2]
[44,93.239653512993272,5.0453957637546537E-2,6.2811559688433355E-2,7.63948312875075E-2,9.1184525984209924E-2,0.10716350039128977,0.12431632111702033,0.14262897087607618,0.16208862321499892,0.18268346618116921,0.20440256181688318,0.22723573246241036,0.25117346750883796,1,1,1,1,1,1,1,1,2,2,2,2]
[45,3123.5283926852744,5.0453957637546544E-2,6.2811559688433355E-2,7.6394831287507528E-2,9.1184525984209897E-2,0.10716350039128976,0.12431632111702036,0.14262897087607621,0.16208862321499895,0.18268346618116918,0.20440256181688324,0.22723573246241041,0.25117346750883796,1,1,1,1,1,1,1,1,2,2,2,2]
[46,7909.8306063522623,5.0453957637546537E-2,6.2811559688433355E-2,7.6394831287507528E-2,9.118452598420991E-2,0.10716350039128976,0.12431632111702032,0.14262897087607618,0.16208862321499892,0.18268346618116921,0.20440256181688329,0.22723573246241041,0.25117346750883796,1,1,1,1,1,1,1,1,2,2,2,2]
[47,357.41867179980756,5.0453957637546537E-2,6.2811559688433355E-2,7.6394831287507528E-2,9.1184525984209897E-2,0.10716350039128976,0.12431632111702033,0.14262897087607618,0.16208862321499892,0.18268346618116918,0.20440256181688321,0.22723573246241038,0.25117346750883796,1,1,1,1,1,1,1,1,2,2,2,2]
[48,18166.192492781523,1.6001381366076085E-2,1.99205724948864E-2,2.4228482503000973E-2,2.8919007413452297E-2,3.3986710231995503E-2,3.9426696286371868E-2,4.5234520019905314E-2,5.1406113546091564E-2,5.7937730725531614E-2,6.4825902604732477E-2,7.2067401357327462E-2,7.9659210710909756E-2,1,1,1,1,1,1,1,1,1,1,1,1]
[49,316299.9846005775,5.0453957637546544E-2,6.2811559688433369E-2,7.6394831287507528E-2,9.1184525984209924E-2,0.10716350039128977,0.12431632111702033,0.14262897087607621,0.16208862321499892,0.18268346618116918,0.20440256181688321,0.22723573246241041,0.25117346750883784,1,1,1,1,1,1,1,1,2,2,2,2]
[50,248.63907603464872,6.2811559688433355E-2,7.6394831287507528E-2,9.1184525984209924E-2,0.10716350039128976,0.12431632111702033,0.14262897087607621,0.16208862321499898,0.18268346618116918,0.20440256181688321,0.22723573246241041,0.25117346750883796,0.27620684601343676,1,1,1,1,1,1,1,2,2,2,2,2]
[51,404.03849855630415,6.2811559688433369E-2,7.6394831287507514E-2,9.118452598420991E-2,0.10716350039128976,0.12431632111702035,0.14262897087607621,0.16208862321499898,0.18268346618116924,0.20440256181688327,0.22723573246241047,0.2511734675088379,0.27620684601343676,1,1,1,1,1,1,1,2,2,2,2,2]
[52,202.01924927815207,6.2811559688433369E-2,7.6394831287507514E-2,9.118452598420991E-2,0.10716350039128976,0.12431632111702035,0.14262897087607621,0.16208862321499898,0.18268346618116924,0.20440256181688327,0.22723573246241047,0.2511734675088379,0.27620684601343676,1,1,1,1,1,1,1,2,2,2,2,2]
[53,1911.412897016362,6.2811559688433369E-2,7.6394831287507528E-2,9.1184525984209924E-2,0.10716350039128976,0.12431632111702035,0.14262897087607618,0.16208862321499895,0.18268346618116915,0.20440256181688324,0.22723573246241044,0.25117346750883796,0.27620684601343676,1,1,1,1,1,1,1,2,2,2,2,2]
[54,6759.8748796920117,1.9920572494886397E-2,2.4228482503000973E-2,2.89190074134523E-2,3.3986710231995509E-2,3.9426696286371875E-2,4.5234520019905314E-2,5.1406113546091564E-2,5.7937730725531607E-2,6.4825902604732463E-2,7.2067401357327449E-2,7.9659210710909756E-2,8.7598501404635709E-2,1,1,1,1,1,1,1,1,1,1,1,1]
[55,466.19826756496639,0.10570254688198032,0.12856118007201403,0.1534500445549675,0.18034029055058406,0.20920594594766878,0.24002342173224703,0.27277113288390631,0.30742920163680681,0.343979221029034,0.3824040635674934,0.42268772430676599,0.46481519062223781,1,1,1,2,2,2,2,2,3,3,3,3]
[56,15166.983638113572,6.2811559688433341E-2,7.63948312875075E-2,9.1184525984209897E-2,0.10716350039128977,0.12431632111702035,0.14262897087607618,0.16208862321499898,0.18268346618116918,0.20440256181688324,0.22723573246241044,0.25117346750883796,0.27620684601343665,1,1,1,1,1,1,1,2,2,2,2,2]
[57,268670.0615976901,6.2811559688433355E-2,7.6394831287507528E-2,9.1184525984209897E-2,0.10716350039128975,0.1243163211170203,0.14262897087607618,0.16208862321499892,0.18268346618116918,0.20440256181688327,0.22723573246241041,0.2511734675088379,0.27620684601343681,1,1,1,1,1,1,1,2,2,2,2,2]
[58,108.77959576515882,2.4228482503000977E-2,2.8919007413452297E-2,3.3986710231995509E-2,3.9426696286371861E-2,4.5234520019905321E-2,5.1406113546091557E-2,5.7937730725531628E-2,6.4825902604732463E-2,7.2067401357327462E-2,7.965921071090977E-2,8.7598501404635737E-2,9.5882610607213106E-2,1,1,1,1,1,1,1,1,1,1,1,1]
[59,217.55919153031763,7.6394831287507514E-2,9.1184525984209924E-2,0.10716350039128976,0.1243163211170203,0.14262897087607618,0.16208862321499892,0.18268346618116918,0.20440256181688321,0.22723573246241041,0.2511734675088379,0.27620684601343676,0.30232747180251784,1,1,1,1,1,1,2,2,2,2,2,2]
[60,202.01924927815207,7.6394831287507514E-2,9.118452598420991E-2,0.10716350039128976,0.12431632111702035,0.14262897087607621,0.16208862321499898,0.18268346618116924,0.20440256181688327,0.22723573246241047,0.2511734675088379,0.27620684601343676,0.3023274718025179,1,1,1,1,1,1,2,2,2,2,2,2]
[61,7676.7314725697797,2.4228482503000973E-2,2.89190074134523E-2,3.3986710231995503E-2,3.9426696286371868E-2,4.5234520019905321E-2,5.1406113546091557E-2,5.7937730725531614E-2,6.4825902604732477E-2,7.2067401357327462E-2,7.9659210710909797E-2,8.7598501404635751E-2,9.5882610607213148E-2,1,1,1,1,1,1,1,1,1,1,1,1]
[62,10815.799807507219,7.63948312875075E-2,9.118452598420991E-2,0.10716350039128976,0.12431632111702033,0.14262897087607615,0.16208862321499889,0.18268346618116915,0.20440256181688321,0.22723573246241038,0.2511734675088379,0.2762068460134367,0.30232747180251796,1,1,1,1,1,1,2,2,2,2,2,2]
[63,404.03849855630415,7.6394831287507514E-2,9.118452598420991E-2,0.10716350039128976,0.12431632111702035,0.14262897087607621,0.16208862321499898,0.18268346618116924,0.20440256181688327,0.22723573246241047,0.2511734675088379,0.27620684601343676,0.3023274718025179,1,1,1,1,1,1,2,2,2,2,2,2]
[64,12136.69489894129,2.422848250300098E-2,2.8919007413452307E-2,3.3986710231995509E-2,3.9426696286371868E-2,4.5234520019905314E-2,5.1406113546091564E-2,5.7937730725531628E-2,6.4825902604732463E-2,7.2067401357327476E-2,7.9659210710909784E-2,8.7598501404635723E-2,9.5882610607213148E-2,1,1,1,1,1,1,1,1,1,1,1,1]
[65,246401.32435033689,7.6394831287507486E-2,9.118452598420991E-2,0.10716350039128977,0.12431632111702035,0.14262897087607618,0.16208862321499895,0.18268346618116918,0.20440256181688327,0.22723573246241038,0.25117346750883784,0.2762068460134367,0.3023274718025179,1,1,1,1,1,1,2,2,2,2,2,2]
[66,248.63907603464872,2.89190074134523E-2,3.3986710231995509E-2,3.9426696286371868E-2,4.5234520019905321E-2,5.1406113546091571E-2,5.7937730725531614E-2,6.4825902604732463E-2,7.2067401357327476E-2,7.965921071090977E-2,8.7598501404635737E-2,9.588261060721312E-2,0.10450902449388079,1,1,1,1,1,1,1,1,1,1,1,1]
[67,357.41867179980756,2.8919007413452297E-2,3.3986710231995516E-2,3.9426696286371868E-2,4.5234520019905328E-2,5.1406113546091564E-2,5.7937730725531621E-2,6.4825902604732477E-2,7.2067401357327462E-2,7.965921071090977E-2,8.7598501404635723E-2,9.5882610607213148E-2,0.1045090244938808,1,1,1,1,1,1,1,1,1,1,1,1]
[68,326.33878729547644,9.1184525984209924E-2,0.10716350039128977,0.12431632111702036,0.14262897087607618,0.16208862321499889,0.18268346618116915,0.20440256181688321,0.22723573246241038,0.2511734675088379,0.2762068460134367,0.30232747180251784,0.32952741853490453,1,1,1,1,1,2,2,2,2,2,2,2]
[69,3605.2666025024064,9.118452598420991E-2,0.10716350039128977,0.12431632111702035,0.14262897087607618,0.16208862321499898,0.18268346618116915,0.20440256181688321,0.22723573246241041,0.25117346750883796,0.27620684601343676,0.30232747180251796,0.32952741853490447,1,1,1,1,1,2,2,2,2,2,2,2]
[70,5905.1780558229075,9.1184525984209883E-2,0.10716350039128975,0.12431632111702035,0.14262897087607615,0.16208862321499892,0.18268346618116915,0.20440256181688318,0.22723573246241041,0.2511734675088379,0.2762068460134367,0.3023274718025179,0.32952741853490458,1,1,1,1,1,2,2,2,2,2,2,2]
[71,419.57844080846974,9.1184525984209897E-2,0.10716350039128976,0.12431632111702032,0.14262897087607618,0.16208862321499895,0.18268346618116918,0.20440256181688327,0.22723573246241041,0.25117346750883796,0.27620684601343665,0.3023274718025179,0.32952741853490447,1,1,1,1,1,2,2,2,2,2,2,2]
[72,18632.39076034649,9.118452598420991E-2,0.10716350039128977,0.12431632111702032,0.14262897087607615,0.16208862321499895,0.18268346618116915,0.20440256181688324,0.22723573246241044,0.25117346750883779,0.2762068460134367,0.30232747180251784,0.32952741853490453,1,1,1,1,1,2,2,2,2,2,2,2]
[73,385235.16843118385,9.1184525984209924E-2,0.10716350039128981,0.12431632111702032,0.14262897087607621,0.16208862321499895,0.18268346618116921,0.20440256181688327,0.22723573246241047,0.25117346750883801,0.2762068460134367,0.3023274718025179,0.32952741853490453,1,1,1,1,1,2,2,2,2,2,2,2]
[74,170.93936477382101,3.3986710231995509E-2,3.9426696286371861E-2,4.5234520019905307E-2,5.1406113546091557E-2,5.7937730725531614E-2,6.4825902604732463E-2,7.2067401357327462E-2,7.965921071090977E-2,8.7598501404635723E-2,9.5882610607213134E-2,0.1045090244938808,0.11347536337296933,1,1,1,1,1,1,1,1,1,1,1,1]
[75,186.47930702598654,0.25351708070987827,0.29409557077831727,0.33741787258841793,0.38345364255281367,0.43217493709244442,0.48355588024118473,0.53757239467257634,0.59420198110469435,0.6534235352310388,0.71521719419312735,0.77956420661695192,0.84644682166752694,2,2,3,3,3,3,4,4,4,5,5,6]
[76,233.09913378248319,0.10716350039128976,0.12431632111702032,0.14262897087607618,0.16208862321499892,0.18268346618116921,0.20440256181688321,0.22723573246241038,0.2511734675088379,0.27620684601343676,0.30232747180251784,0.32952741853490458,0.35779918280448858,1,1,1,1,2,2,2,2,2,2,2,3]
[77,714.83734359961511,0.18034029055058404,0.20920594594766884,0.24002342173224708,0.27277113288390636,0.30742920163680676,0.34397922102903411,0.3824040635674934,0.4226877243067661,0.4648151906222377,0.50877233299782265,0.55454581257592839,0.60212300223600779,2,2,2,2,2,3,3,3,3,4,4,4]
[78,11608.336862367662,0.18034029055058401,0.20920594594766884,0.24002342173224706,0.27277113288390631,0.30742920163680681,0.34397922102903394,0.38240406356749335,0.42268772430676615,0.46481519062223775,0.50877233299782265,0.55454581257592828,0.6021230022360079,2,2,2,2,2,3,3,3,3,4,4,4]
[79,357.41867179980756,0.18034029055058404,0.20920594594766884,0.24002342173224708,0.27277113288390636,0.30742920163680676,0.34397922102903411,0.3824040635674934,0.4226877243067661,0.4648151906222377,0.50877233299782265,0.55454581257592839,0.60212300223600779,2,2,2,2,2,3,3,3,3,4,4,4]
[80,16114.92011549567,0.10716350039128979,0.12431632111702032,0.14262897087607621,0.16208862321499895,0.18268346618116918,0.20440256181688324,0.22723573246241038,0.2511734675088379,0.27620684601343676,0.3023274718025179,0.32952741853490453,0.35779918280448858,1,1,1,1,2,2,2,2,2,2,2,3]
[81,290053.0221366699,0.10716350039128976,0.12431632111702032,0.14262897087607621,0.16208862321499895,0.18268346618116924,0.20440256181688327,0.22723573246241038,0.2511734675088379,0.2762068460134367,0.30232747180251796,0.32952741853490458,0.35779918280448864,1,1,1,1,2,2,2,2,2,2,2,3]
[82,326.33878729547644,3.9426696286371868E-2,4.5234520019905321E-2,5.140611354609155E-2,5.79377307255316E-2,6.4825902604732449E-2,7.2067401357327462E-2,7.965921071090977E-2,8.7598501404635723E-2,9.5882610607213106E-2,0.1045090244938808,0.1134753633729693,0.12277936889210737,1,1,1,1,1,1,1,1,1,1,1,1]
[83,279.71896053897979,0.12431632111702033,0.14262897087607618,0.16208862321499898,0.18268346618116926,0.20440256181688329,0.22723573246241044,0.25117346750883796,0.27620684601343681,0.3023274718025179,0.32952741853490453,0.35779918280448858,0.38713564380011856,1,1,1,2,2,2,2,2,2,2,3,3]
[84,139.85948026948989,0.12431632111702033,0.14262897087607618,0.16208862321499898,0.18268346618116926,0.20440256181688329,0.22723573246241044,0.25117346750883796,0.27620684601343681,0.3023274718025179,0.32952741853490453,0.35779918280448858,0.38713564380011856,1,1,1,2,2,2,2,2,2,2,3,3]
[85,2564.0904716073151,0.12431632111702029,0.14262897087607618,0.16208862321499895,0.18268346618116915,0.20440256181688321,0.22723573246241033,0.2511734675088379,0.27620684601343665,0.30232747180251784,0.32952741853490441,0.35779918280448847,0.38713564380011845,1,1,1,2,2,2,2,2,2,2,3,3]
[86,1351.9749759384024,0.12431632111702033,0.14262897087607615,0.16208862321499889,0.18268346618116915,0.20440256181688321,0.22723573246241038,0.2511734675088379,0.2762068460134367,0.30232747180251796,0.32952741853490458,0.35779918280448858,0.38713564380011861,1,1,1,2,2,2,2,2,2,2,3,3]
[87,186.47930702598654,3.9426696286371875E-2,4.5234520019905314E-2,5.1406113546091557E-2,5.7937730725531614E-2,6.4825902604732463E-2,7.2067401357327449E-2,7.965921071090977E-2,8.7598501404635723E-2,9.588261060721312E-2,0.10450902449388079,0.11347536337296928,0.12277936889210735,1,1,1,1,1,1,1,1,1,1,1,1]
[88,10613.780558229068,0.12431632111702033,0.14262897087607618,0.16208862321499889,0.18268346618116915,0.20440256181688318,0.22723573246241036,0.25117346750883784,0.2762068460134367,0.30232747180251784,0.32952741853490447,0.35779918280448852,0.38713564380011856,1,1,1,2,2,2,2,2,2,2,3,3]
[89,254217.91530317615,0.12431632111702033,0.14262897087607618,0.16208862321499895,0.18268346618116924,0.20440256181688321,0.22723573246241036,0.2511734675088379,0.2762068460134367,0.3023274718025179,0.32952741853490453,0.35779918280448858,0.38713564380011861,1,1,1,2,2,2,2,2,2,2,3,3]
[90,435.11838306063527,4.5234520019905321E-2,5.1406113546091557E-2,5.7937730725531628E-2,6.4825902604732463E-2,7.2067401357327462E-2,7.965921071090977E-2,8.7598501404635737E-2,9.5882610607213106E-2,0.10450902449388078,0.11347536337296932,0.12277936889210737,0.13241889295710366,1,1,1,1,1,1,1,1,1,1,1,1]
[91,2890.4292589027914,0.14262897087607618,0.16208862321499895,0.18268346618116918,0.20440256181688327,0.22723573246241041,0.25117346750883796,0.27620684601343676,0.3023274718025179,0.32952741853490458,0.35779918280448864,0.3871356438001185,0.41753002836572417,1,1,2,2,2,2,2,2,2,3,3,3]
[92,248.63907603464872,0.14262897087607621,0.16208862321499898,0.18268346618116918,0.20440256181688321,0.22723573246241041,0.25117346750883796,0.27620684601343676,0.30232747180251784,0.32952741853490453,0.35779918280448858,0.38713564380011856,0.41753002836572428,1,1,2,2,2,2,2,2,2,3,3,3]
[93,3201.2281039461022,0.14262897087607618,0.16208862321499895,0.18268346618116921,0.20440256181688321,0.22723573246241041,0.25117346750883784,0.2762068460134367,0.3023274718025179,0.32952741853490453,0.35779918280448847,0.38713564380011845,0.41753002836572412,1,1,2,2,2,2,2,2,2,3,3,3]
[94,4226.8642925890281,0.14262897087607618,0.16208862321499895,0.18268346618116918,0.20440256181688321,0.22723573246241041,0.25117346750883796,0.27620684601343676,0.30232747180251796,0.32952741853490453,0.35779918280448858,0.3871356438001185,0.41753002836572428,1,1,2,2,2,2,2,2,2,3,3,3]
[95,419.57844080846974,0.14262897087607618,0.16208862321499895,0.18268346618116918,0.20440256181688327,0.22723573246241041,0.25117346750883796,0.27620684601343665,0.3023274718025179,0.32952741853490447,0.35779918280448858,0.3871356438001185,0.41753002836572412,1,1,2,2,2,2,2,2,2,3,3,3]
[96,19424.927815206931,0.14262897087607621,0.16208862321499892,0.18268346618116912,0.20440256181688321,0.22723573246241038,0.2511734675088379,0.2762068460134367,0.30232747180251784,0.32952741853490447,0.35779918280448858,0.38713564380011856,0.41753002836572417,1,1,2,2,2,2,2,2,2,3,3,3]
[97,242454.17901828684,0.14262897087607621,0.16208862321499898,0.18268346618116921,0.20440256181688321,0.22723573246241044,0.25117346750883796,0.2762068460134367,0.30232747180251784,0.32952741853490453,0.35779918280448864,0.38713564380011856,0.41753002836572428,1,1,2,2,2,2,2,2,2,3,3,3]
[98,1818.1732435033689,0.16208862321499892,0.18268346618116918,0.20440256181688321,0.22723573246241036,0.25117346750883784,0.2762068460134367,0.3023274718025179,0.32952741853490453,0.35779918280448852,0.3871356438001185,0.41753002836572412,0.44897588054672116,1,2,2,2,2,2,2,2,3,3,3,3]
[99,450.6583253128008,0.16208862321499898,0.18268346618116915,0.20440256181688321,0.22723573246241041,0.25117346750883796,0.27620684601343676,0.30232747180251796,0.32952741853490447,0.35779918280448869,0.38713564380011867,0.41753002836572434,0.44897588054672122,1,2,2,2,2,2,2,2,3,3,3,3]
[100,466.19826756496639,0.16208862321499892,0.18268346618116921,0.20440256181688321,0.22723573246241038,0.2511734675088379,0.27620684601343676,0.30232747180251784,0.32952741853490458,0.35779918280448858,0.38713564380011861,0.41753002836572423,0.44897588054672122,1,2,2,2,2,2,2,2,3,3,3,3]
[101,1491.8344562078923,0.16208862321499892,0.18268346618116921,0.20440256181688318,0.22723573246241036,0.25117346750883796,0.2762068460134367,0.30232747180251784,0.32952741853490447,0.35779918280448852,0.38713564380011861,0.41753002836572423,0.44897588054672111,1,2,2,2,2,2,2,2,3,3,3,3]
[102,5516.6794995187684,0.16208862321499898,0.18268346618116924,0.20440256181688324,0.22723573246241041,0.2511734675088379,0.27620684601343676,0.30232747180251796,0.32952741853490458,0.35779918280448858,0.38713564380011856,0.41753002836572428,0.44897588054672133,1,2,2,2,2,2,2,2,3,3,3,3]
[103,916.85659287776718,0.16208862321499892,0.18268346618116918,0.20440256181688327,0.22723573246241041,0.2511734675088379,0.2762068460134367,0.3023274718025179,0.32952741853490453,0.35779918280448858,0.38713564380011856,0.41753002836572428,0.44897588054672133,1,2,2,2,2,2,2,2,3,3,3,3]
[104,53472.941289701645,5.140611354609155E-2,5.7937730725531607E-2,6.4825902604732463E-2,7.2067401357327449E-2,7.9659210710909784E-2,8.7598501404635751E-2,9.5882610607213148E-2,0.10450902449388079,0.11347536337296932,0.12277936889210736,0.13241889295710366,0.14239188807364406,1,1,1,1,1,1,1,1,1,1,1,1]
[105,101382.58325312802,0.16208862321499892,0.18268346618116918,0.20440256181688318,0.22723573246241036,0.25117346750883796,0.27620684601343665,0.30232747180251784,0.32952741853490453,0.35779918280448847,0.3871356438001185,0.41753002836572423,0.44897588054672127,1,2,2,2,2,2,2,2,3,3,3,3]
[106,792.53705486044282,5.7937730725531614E-2,6.4825902604732477E-2,7.2067401357327462E-2,7.9659210710909784E-2,8.7598501404635723E-2,9.5882610607213148E-2,0.10450902449388082,0.11347536337296929,0.12277936889210736,0.13241889295710368,0.14239188807364406,0.15269639888045972,1,1,1,1,1,1,1,1,1,1,1,1]
[107,233.09913378248319,0.18268346618116921,0.20440256181688321,0.22723573246241038,0.2511734675088379,0.27620684601343676,0.30232747180251784,0.32952741853490458,0.35779918280448858,0.38713564380011861,0.41753002836572423,0.44897588054672122,0.481467034893242,2,2,2,2,2,2,2,3,3,3,3,3]
[108,357.41867179980756,0.18268346618116918,0.20440256181688321,0.22723573246241038,0.25117346750883796,0.2762068460134367,0.30232747180251796,0.32952741853490453,0.35779918280448858,0.3871356438001185,0.41753002836572423,0.44897588054672127,0.48146703489324194,2,2,2,2,2,2,2,3,3,3,3,3]
[109,1476.2945139557269,0.18268346618116915,0.20440256181688318,0.22723573246241041,0.2511734675088379,0.2762068460134367,0.3023274718025179,0.32952741853490458,0.35779918280448852,0.3871356438001185,0.41753002836572423,0.44897588054672127,0.48146703489324194,2,2,2,2,2,2,2,3,3,3,3,3]
[110,3372.1674687199234,0.18268346618116918,0.20440256181688321,0.22723573246241047,0.25117346750883796,0.27620684601343676,0.30232747180251796,0.32952741853490458,0.35779918280448864,0.38713564380011861,0.41753002836572428,0.44897588054672122,0.481467034893242,2,2,2,2,2,2,2,3,3,3,3,3]
[111,512.81809432146304,0.18268346618116921,0.20440256181688324,0.22723573246241038,0.2511734675088379,0.2762068460134367,0.30232747180251784,0.32952741853490447,0.35779918280448847,0.38713564380011856,0.41753002836572417,0.44897588054672127,0.48146703489324194,2,2,2,2,2,2,2,3,3,3,3,3]
[112,50038.614051973054,5.7937730725531621E-2,6.4825902604732477E-2,7.2067401357327462E-2,7.9659210710909784E-2,8.7598501404635751E-2,9.5882610607213148E-2,0.10450902449388083,0.11347536337296932,0.12277936889210736,0.13241889295710368,0.14239188807364409,0.15269639888045974,1,1,1,1,1,1,1,1,1,1,1,1]
[113,109851.85178055824,0.18268346618116921,0.20440256181688327,0.22723573246241036,0.2511734675088379,0.27620684601343676,0.30232747180251796,0.32952741853490458,0.35779918280448858,0.3871356438001185,0.41753002836572417,0.44897588054672111,0.48146703489324189,2,2,2,2,2,2,2,3,3,3,3,3]
[114,528.35803657362851,6.4825902604732463E-2,7.2067401357327449E-2,7.965921071090977E-2,8.7598501404635723E-2,9.5882610607213134E-2,0.1045090244938808,0.11347536337296932,0.12277936889210733,0.13241889295710366,0.14239188807364406,0.15269639888045974,0.16333055468755459,1,1,1,1,1,1,1,1,1,1,1,1]
[115,388.49855630413862,6.4825902604732463E-2,7.2067401357327462E-2,7.965921071090977E-2,8.7598501404635765E-2,9.5882610607213134E-2,0.10450902449388079,0.11347536337296932,0.12277936889210739,0.13241889295710368,0.14239188807364409,0.15269639888045974,0.16333055468755461,1,1,1,1,1,1,1,1,1,1,1,1]
[116,170.93936477382101,0.343979221029034,0.3824040635674934,0.4226877243067661,0.4648151906222377,0.50877233299782276,0.55454581257592828,0.6021230022360079,0.65149191870812984,0.70264116377434482,0.75555987301979843,0.81023767090602417,0.86666463117728498,3,3,3,3,4,4,4,4,5,5,5,6]
[117,761.45717035611176,0.20440256181688327,0.22723573246241036,0.2511734675088379,0.27620684601343665,0.30232747180251784,0.32952741853490453,0.35779918280448858,0.3871356438001185,0.41753002836572417,0.44897588054672122,0.48146703489324189,0.51499759293241987,2,2,2,2,2,2,3,3,3,3,3,4]
[118,2330.9913378248316,0.20440256181688324,0.22723573246241044,0.2511734675088379,0.2762068460134367,0.30232747180251784,0.32952741853490458,0.35779918280448858,0.38713564380011856,0.41753002836572428,0.44897588054672116,0.48146703489324183,0.51499759293241976,2,2,2,2,2,2,3,3,3,3,3,4]
[119,466.19826756496639,0.20440256181688321,0.22723573246241038,0.2511734675088379,0.27620684601343676,0.30232747180251784,0.32952741853490458,0.35779918280448858,0.38713564380011861,0.41753002836572423,0.44897588054672122,0.481467034893242,0.51499759293241998,2,2,2,2,2,2,3,3,3,3,3,4]
[120,32820.358036573634,6.4825902604732463E-2,7.2067401357327449E-2,7.965921071090977E-2,8.7598501404635737E-2,9.588261060721312E-2,0.10450902449388079,0.11347536337296929,0.12277936889210737,0.13241889295710366,0.14239188807364409,0.15269639888045974,0.16333055468755461,1,1,1,1,1,1,1,1,1,1,1,1]
[121,99719.8094321463,0.20440256181688321,0.22723573246241041,0.2511734675088379,0.27620684601343676,0.30232747180251796,0.32952741853490453,0.35779918280448864,0.38713564380011856,0.41753002836572428,0.44897588054672122,0.481467034893242,0.51499759293241987,2,2,2,2,2,2,3,3,3,3,3,4]
[122,839.15688161693947,0.22723573246241041,0.25117346750883796,0.27620684601343665,0.3023274718025179,0.32952741853490447,0.35779918280448858,0.3871356438001185,0.41753002836572412,0.44897588054672122,0.48146703489324183,0.51499759293241965,0.54956190233197133,2,2,2,2,2,3,3,3,3,3,4,4]
[123,264.17901828681426,0.22723573246241041,0.25117346750883796,0.27620684601343676,0.30232747180251796,0.32952741853490453,0.35779918280448858,0.3871356438001185,0.41753002836572428,0.44897588054672133,0.48146703489324189,0.51499759293241976,0.54956190233197144,2,2,2,2,2,3,3,3,3,3,4,4]
[124,124.31953801732436,0.22723573246241041,0.25117346750883796,0.27620684601343676,0.30232747180251784,0.32952741853490453,0.35779918280448858,0.38713564380011856,0.41753002836572428,0.44897588054672122,0.481467034893242,0.51499759293241976,0.54956190233197155,2,2,2,2,2,3,3,3,3,3,4,4]
[125,839.15688161693947,0.22723573246241041,0.25117346750883796,0.27620684601343665,0.3023274718025179,0.32952741853490447,0.35779918280448858,0.3871356438001185,0.41753002836572412,0.44897588054672122,0.48146703489324183,0.51499759293241965,0.54956190233197133,2,2,2,2,2,3,3,3,3,3,4,4]
[126,1849.2531280076998,0.22723573246241041,0.25117346750883796,0.27620684601343665,0.30232747180251784,0.32952741853490453,0.35779918280448852,0.3871356438001185,0.41753002836572428,0.44897588054672127,0.48146703489324205,0.51499759293241987,0.54956190233197144,2,2,2,2,2,3,3,3,3,3,4,4]
[127,341.87872954764202,0.22723573246241038,0.2511734675088379,0.27620684601343676,0.30232747180251796,0.32952741853490458,0.35779918280448858,0.38713564380011856,0.41753002836572417,0.44897588054672122,0.481467034893242,0.51499759293241976,0.54956190233197144,2,2,2,2,2,3,3,3,3,3,4,4]
[128,29417.110683349376,7.2067401357327476E-2,7.9659210710909797E-2,8.7598501404635723E-2,9.5882610607213134E-2,0.10450902449388079,0.1134753633729693,0.12277936889210736,0.13241889295710366,0.14239188807364406,0.15269639888045974,0.16333055468755459,0.17429256286797315,1,1,1,1,1,1,1,1,1,1,1,2]
[129,81802.256015399427,0.22723573246241041,0.25117346750883796,0.27620684601343676,0.3023274718025179,0.32952741853490458,0.35779918280448858,0.38713564380011861,0.41753002836572417,0.44897588054672122,0.48146703489324205,0.51499759293241998,0.54956190233197155,2,2,2,2,2,3,3,3,3,3,4,4]
[130,963.47641963426383,7.965921071090977E-2,8.7598501404635737E-2,9.5882610607213134E-2,0.10450902449388079,0.1134753633729693,0.12277936889210737,0.13241889295710363,0.14239188807364403,0.15269639888045974,0.16333055468755456,0.17429256286797307,0.18558070297894605,1,1,1,1,1,1,1,1,1,1,2,2]
[131,404.03849855630415,0.2511734675088379,0.27620684601343676,0.3023274718025179,0.32952741853490458,0.35779918280448858,0.38713564380011861,0.41753002836572423,0.44897588054672133,0.48146703489324211,0.51499759293241998,0.54956190233197166,0.58515453836358067,2,2,2,2,3,3,3,3,3,4,4,4]
[132,186.47930702598654,0.25117346750883796,0.2762068460134367,0.30232747180251784,0.32952741853490447,0.35779918280448852,0.38713564380011861,0.41753002836572423,0.44897588054672111,0.48146703489324189,0.51499759293241976,0.54956190233197133,0.58515453836358045,2,2,2,2,3,3,3,3,3,4,4,4]
[133,668.21751684311846,0.25117346750883796,0.27620684601343676,0.30232747180251796,0.32952741853490453,0.35779918280448858,0.38713564380011856,0.41753002836572417,0.44897588054672122,0.48146703489324205,0.51499759293241976,0.54956190233197155,0.58515453836358067,2,2,2,2,3,3,3,3,3,4,4,4]
[134,1833.7131857555344,0.2511734675088379,0.2762068460134367,0.3023274718025179,0.32952741853490453,0.35779918280448858,0.38713564380011856,0.41753002836572428,0.44897588054672133,0.48146703489324205,0.51499759293241987,0.54956190233197144,0.58515453836358078,2,2,2,2,3,3,3,3,3,4,4,4]
[135,372.95861405197309,0.25117346750883796,0.2762068460134367,0.30232747180251784,0.32952741853490447,0.35779918280448852,0.38713564380011861,0.41753002836572423,0.44897588054672111,0.48146703489324189,0.51499759293241976,0.54956190233197133,0.58515453836358045,2,2,2,2,3,3,3,3,3,4,4,4]
[136,34110.17324350337,7.9659210710909784E-2,8.7598501404635737E-2,9.5882610607213134E-2,0.1045090244938808,0.1134753633729693,0.12277936889210735,0.13241889295710368,0.14239188807364406,0.15269639888045977,0.16333055468755459,0.17429256286797309,0.18558070297894608,1,1,1,1,1,1,1,1,1,1,2,2]
[137,70069.599615014449,7.9659210710909756E-2,8.7598501404635709E-2,9.5882610607213134E-2,0.10450902449388078,0.1134753633729693,0.12277936889210735,0.13241889295710368,0.14239188807364406,0.15269639888045974,0.16333055468755461,0.17429256286797309,0.18558070297894602,1,1,1,1,1,1,1,1,1,1,2,2]
[138,621.59769008662181,0.2762068460134367,0.30232747180251779,0.32952741853490447,0.35779918280448858,0.38713564380011856,0.41753002836572417,0.44897588054672116,0.48146703489324183,0.51499759293241987,0.54956190233197144,0.58515453836358067,0.62177028734289563,2,2,2,3,3,3,3,3,4,4,4,4]
[139,264.17901828681426,0.27620684601343676,0.30232747180251796,0.32952741853490453,0.35779918280448858,0.3871356438001185,0.41753002836572428,0.44897588054672133,0.48146703489324189,0.51499759293241976,0.54956190233197144,0.58515453836358056,0.62177028734289586,2,2,2,3,3,3,3,3,4,4,4,4]
[140,155.39942252165545,0.2762068460134367,0.30232747180251779,0.32952741853490447,0.35779918280448858,0.38713564380011856,0.41753002836572417,0.44897588054672116,0.48146703489324183,0.51499759293241987,0.54956190233197144,0.58515453836358067,0.62177028734289563,2,2,2,3,3,3,3,3,4,4,4,4]
[141,621.59769008662181,0.2762068460134367,0.30232747180251779,0.32952741853490447,0.35779918280448858,0.38713564380011856,0.41753002836572417,0.44897588054672116,0.48146703489324183,0.51499759293241987,0.54956190233197144,0.58515453836358067,0.62177028734289563,2,2,2,3,3,3,3,3,4,4,4,4]
[142,1538.454282964389,0.27620684601343676,0.30232747180251784,0.32952741853490458,0.35779918280448858,0.38713564380011856,0.41753002836572417,0.44897588054672127,0.48146703489324194,0.51499759293241987,0.54956190233197144,0.58515453836358067,0.62177028734289586,2,2,2,3,3,3,3,3,4,4,4,4]
[143,419.57844080846974,0.27620684601343665,0.3023274718025179,0.32952741853490447,0.35779918280448858,0.3871356438001185,0.41753002836572412,0.44897588054672122,0.48146703489324183,0.51499759293241965,0.54956190233197133,0.58515453836358056,0.62177028734289574,2,2,2,3,3,3,3,3,4,4,4,4]
[144,35399.988450433113,8.7598501404635723E-2,9.5882610607213134E-2,0.1045090244938808,0.11347536337296932,0.12277936889210736,0.13241889295710368,0.14239188807364406,0.15269639888045974,0.16333055468755461,0.17429256286797312,0.18558070297894602,0.19719332150991578,1,1,1,1,1,1,1,1,1,2,2,2]
[145,31654.862367661215,0.27620684601343676,0.3023274718025179,0.32952741853490458,0.35779918280448869,0.38713564380011856,0.41753002836572423,0.44897588054672122,0.48146703489324194,0.51499759293241987,0.54956190233197144,0.58515453836358067,0.62177028734289574,2,2,2,3,3,3,3,3,4,4,4,4]
[146,404.03849855630415,0.3023274718025179,0.32952741853490458,0.35779918280448858,0.38713564380011861,0.41753002836572423,0.44897588054672133,0.48146703489324211,0.51499759293241998,0.54956190233197166,0.58515453836358067,0.62177028734289597,0.65940413177748436,2,2,3,3,3,3,3,4,4,4,4,4]
[147,404.03849855630415,0.3023274718025179,0.32952741853490458,0.35779918280448858,0.38713564380011861,0.41753002836572423,0.44897588054672133,0.48146703489324211,0.51499759293241998,0.54956190233197166,0.58515453836358067,0.62177028734289597,0.65940413177748436,2,2,3,3,3,3,3,4,4,4,4,4]
[148,357.41867179980756,0.30232747180251796,0.32952741853490453,0.35779918280448858,0.3871356438001185,0.41753002836572423,0.44897588054672127,0.48146703489324194,0.51499759293241987,0.54956190233197155,0.58515453836358078,0.62177028734289597,0.65940413177748425,2,2,3,3,3,3,3,4,4,4,4,4]
[149,606.05774783445622,0.30232747180251796,0.32952741853490458,0.35779918280448864,0.38713564380011861,0.41753002836572434,0.44897588054672127,0.48146703489324205,0.51499759293241987,0.54956190233197155,0.58515453836358067,0.62177028734289597,0.65940413177748403,2,2,3,3,3,3,3,4,4,4,4,4]
[150,1336.4350336862369,0.30232747180251796,0.32952741853490453,0.35779918280448858,0.38713564380011856,0.41753002836572417,0.44897588054672122,0.48146703489324205,0.51499759293241976,0.54956190233197155,0.58515453836358067,0.62177028734289597,0.65940413177748425,2,2,3,3,3,3,3,4,4,4,4,4]
[151,279.71896053897979,0.3023274718025179,0.32952741853490453,0.35779918280448858,0.38713564380011856,0.41753002836572428,0.44897588054672122,0.48146703489324205,0.51499759293241987,0.54956190233197155,0.58515453836358078,0.62177028734289586,0.65940413177748425,2,2,3,3,3,3,3,4,4,4,4,4]
[152,29152.931665062562,9.588261060721312E-2,0.10450902449388079,0.11347536337296929,0.12277936889210739,0.13241889295710366,0.14239188807364406,0.15269639888045972,0.16333055468755461,0.17429256286797312,0.18558070297894605,0.19719332150991575,0.20912882717223649,1,1,1,1,1,1,1,1,2,2,2,2]
[153,31110.964388835422,0.3023274718025179,0.32952741853490453,0.35779918280448852,0.38713564380011856,0.41753002836572434,0.44897588054672133,0.48146703489324205,0.51499759293241987,0.54956190233197177,0.58515453836358056,0.62177028734289586,0.65940413177748414,2,2,3,3,3,3,3,4,4,4,4,4]
[154,699.29740134744952,0.32952741853490458,0.35779918280448852,0.3871356438001185,0.41753002836572423,0.44897588054672127,0.481467034893242,0.51499759293241987,0.54956190233197166,0.58515453836358067,0.62177028734289597,0.65940413177748425,0.69805123699795779,2,3,3,3,3,3,4,4,4,4,4,5]
[155,1010.0962463907605,0.32952741853490447,0.35779918280448864,0.38713564380011861,0.41753002836572428,0.44897588054672127,0.48146703489324194,0.51499759293241987,0.54956190233197144,0.58515453836358067,0.62177028734289574,0.65940413177748403,0.69805123699795768,2,3,3,3,3,3,4,4,4,4,4,5]
[156,170.93936477382101,0.1045090244938808,0.11347536337296933,0.12277936889210735,0.13241889295710366,0.14239188807364409,0.15269639888045974,0.16333055468755459,0.17429256286797309,0.18558070297894602,0.19719332150991575,0.20912882717223655,0.22138568665926042,1,1,1,1,1,1,1,2,2,2,2,2]
[157,792.53705486044282,0.32952741853490453,0.35779918280448864,0.38713564380011867,0.41753002836572423,0.44897588054672127,0.48146703489324189,0.51499759293241987,0.54956190233197166,0.58515453836358067,0.62177028734289597,0.65940413177748414,0.69805123699795779,2,3,3,3,3,3,4,4,4,4,4,5]
[158,15.539942252165545,0.32952741853490453,0.35779918280448858,0.38713564380011856,0.41753002836572428,0.44897588054672122,0.481467034893242,0.51499759293241976,0.54956190233197155,0.58515453836358056,0.62177028734289574,0.65940413177748403,0.69805123699795757,2,3,3,3,3,3,4,4,4,4,4,5]
[159,2548.5505293551496,0.32952741853490447,0.35779918280448858,0.38713564380011845,0.41753002836572423,0.44897588054672116,0.48146703489324183,0.51499759293241987,0.54956190233197144,0.58515453836358067,0.62177028734289574,0.65940413177748414,0.69805123699795768,2,3,3,3,3,3,4,4,4,4,4,5]
[160,388.49855630413862,0.32952741853490453,0.35779918280448864,0.38713564380011867,0.41753002836572417,0.44897588054672122,0.481467034893242,0.51499759293241998,0.54956190233197155,0.58515453836358067,0.62177028734289586,0.65940413177748403,0.69805123699795768,2,3,3,3,3,3,4,4,4,4,4,5]
[161,31157.58421559192,0.1045090244938808,0.11347536337296932,0.12277936889210736,0.13241889295710368,0.14239188807364406,0.15269639888045972,0.16333055468755459,0.17429256286797315,0.18558070297894605,0.19719332150991578,0.20912882717223649,0.22138568665926045,1,1,1,1,1,1,1,2,2,2,2,2]
[162,30318.427333974978,0.32952741853490458,0.35779918280448852,0.3871356438001185,0.41753002836572434,0.44897588054672133,0.481467034893242,0.51499759293241987,0.54956190233197144,0.58515453836358078,0.62177028734289574,0.65940413177748414,0.69805123699795779,2,3,3,3,3,3,4,4,4,4,4,5]
[163,404.03849855630415,0.1134753633729693,0.12277936889210739,0.13241889295710366,0.14239188807364409,0.1526963988804598,0.16333055468755464,0.17429256286797318,0.18558070297894605,0.19719332150991581,0.20912882717223655,0.22138568665926048,0.23396242081681357,1,1,1,1,1,1,2,2,2,2,2,2]
[164,497.27815206929745,0.35779918280448858,0.38713564380011856,0.41753002836572428,0.44897588054672122,0.481467034893242,0.51499759293241976,0.54956190233197155,0.58515453836358056,0.62177028734289574,0.65940413177748403,0.69805123699795757,0.73770693908310025,3,3,3,3,3,4,4,4,4,4,5,5]
[165,124.31953801732436,0.35779918280448858,0.38713564380011856,0.41753002836572428,0.44897588054672122,0.481467034893242,0.51499759293241976,0.54956190233197155,0.58515453836358056,0.62177028734289574,0.65940413177748403,0.69805123699795757,0.73770693908310025,3,3,3,3,3,4,4,4,4,4,5,5]
[166,481.73820981713192,0.35779918280448852,0.3871356438001185,0.41753002836572417,0.44897588054672122,0.48146703489324189,0.51499759293241976,0.54956190233197133,0.58515453836358056,0.62177028734289586,0.65940413177748425,0.69805123699795757,0.73770693908310025,3,3,3,3,3,4,4,4,4,4,5,5]
[167,2191.1318575553419,0.35779918280448864,0.38713564380011861,0.41753002836572428,0.44897588054672127,0.481467034893242,0.51499759293241976,0.54956190233197144,0.58515453836358067,0.62177028734289597,0.65940413177748425,0.6980512369979579,0.73770693908310059,3,3,3,3,3,4,4,4,4,4,5,5]
[168,279.71896053897979,0.35779918280448858,0.38713564380011856,0.41753002836572428,0.44897588054672122,0.48146703489324205,0.51499759293241987,0.54956190233197155,0.58515453836358078,0.62177028734289586,0.65940413177748425,0.69805123699795779,0.73770693908310059,3,3,3,3,3,4,4,4,4,4,5,5]
[169,32944.677574590954,0.11347536337296929,0.12277936889210739,0.13241889295710366,0.14239188807364406,0.15269639888045974,0.16333055468755459,0.17429256286797309,0.18558070297894608,0.19719332150991575,0.20912882717223649,0.22138568665926045,0.23396242081681354,1,1,1,1,1,1,2,2,2,2,2,2]
[170,31530.542829643891,0.35779918280448864,0.38713564380011856,0.41753002836572423,0.44897588054672127,0.481467034893242,0.51499759293241987,0.54956190233197144,0.58515453836358056,0.62177028734289586,0.65940413177748414,0.69805123699795757,0.73770693908310048,3,3,3,3,3,4,4,4,4,4,5,5]
[171,435.11838306063527,0.12277936889210737,0.13241889295710366,0.14239188807364409,0.15269639888045972,0.16333055468755459,0.17429256286797307,0.18558070297894608,0.19719332150991573,0.20912882717223652,0.22138568665926039,0.23396242081681351,0.24685760117327557,1,1,1,1,1,2,2,2,2,2,2,2]
[172,574.97786333012516,0.37353630603184085,0.4026972438143322,0.43285476411166396,0.46400262987032354,0.49613487644042781,0.52924579021960116,0.56332988966116904,0.59838190831366944,0.63439677961493846,0.67136962320936044,0.70929573259353185,0.74817056392559889,3,3,3,3,3,4,4,4,4,5,5,5]
[173,108.77959576515882,0.37353630603184085,0.40269724381433208,0.43285476411166401,0.46400262987032337,0.49613487644042775,0.52924579021960105,0.56332988966116915,0.59838190831366955,0.63439677961493846,0.67136962320936033,0.70929573259353162,0.74817056392559889,3,3,3,3,3,4,4,4,4,5,5,5]
[174,916.85659287776718,0.37353630603184085,0.40269724381433214,0.43285476411166407,0.46400262987032337,0.49613487644042792,0.52924579021960116,0.56332988966116915,0.59838190831366966,0.63439677961493846,0.67136962320936044,0.70929573259353185,0.74817056392559877,3,3,3,3,3,4,4,4,4,5,5,5]
[175,2905.9692011549569,0.37353630603184085,0.40269724381433214,0.43285476411166407,0.46400262987032354,0.49613487644042781,0.52924579021960116,0.56332988966116926,0.59838190831366955,0.63439677961493857,0.67136962320936044,0.70929573259353185,0.74817056392559889,3,3,3,3,3,4,4,4,4,5,5,5]
[176,233.09913378248319,0.37353630603184085,0.40269724381433208,0.43285476411166401,0.46400262987032342,0.49613487644042786,0.52924579021960105,0.56332988966116926,0.59838190831366955,0.63439677961493846,0.67136962320936022,0.70929573259353174,0.74817056392559877,3,3,3,3,3,4,4,4,4,5,5,5]
[177,34825.010587102988,0.11846636352750232,0.12771470217721048,0.13727910516814013,0.14715759443005583,0.15734827828504055,0.16784934467443988,0.17865905513564506,0.18977573942310474,0.20119779068579688,0.21292366112776909,0.2249518580899838,0.23728094050121909,1,1,1,1,1,2,2,2,2,2,2,2]
[178,47894.102021174207,0.3735363060318409,0.40269724381433214,0.43285476411166401,0.46400262987032348,0.49613487644042775,0.52924579021960116,0.56332988966116915,0.59838190831366944,0.63439677961493857,0.67136962320936033,0.70929573259353185,0.74817056392559877,3,3,3,3,3,4,4,4,4,5,5,5]
[179,590.51780558229075,0.12771470217721048,0.13727910516814013,0.1471575944300558,0.15734827828504053,0.16784934467443982,0.17865905513564503,0.18977573942310472,0.20119779068579688,0.21292366112776917,0.22495185808998383,0.23728094050121917,0.24990951565357608,1,1,1,1,2,2,2,2,2,2,2,2]
[180,326.33878729547644,0.40269724381433225,0.43285476411166401,0.46400262987032342,0.49613487644042781,0.52924579021960116,0.56332988966116926,0.59838190831366966,0.63439677961493857,0.67136962320936044,0.70929573259353185,0.74817056392559877,0.78798972585810634,3,3,3,3,4,4,4,4,5,5,5,5]
[181,217.55919153031763,0.40269724381433208,0.43285476411166401,0.46400262987032337,0.49613487644042775,0.52924579021960105,0.56332988966116915,0.59838190831366955,0.63439677961493846,0.67136962320936033,0.70929573259353162,0.74817056392559889,0.78798972585810634,3,3,3,3,4,4,4,4,5,5,5,5]
[182,1569.5341674687202,0.40269724381433214,0.43285476411166396,0.46400262987032348,0.49613487644042775,0.52924579021960105,0.56332988966116915,0.59838190831366955,0.63439677961493857,0.67136962320936044,0.70929573259353207,0.74817056392559855,0.78798972585810634,3,3,3,3,4,4,4,4,5,5,5,5]
[183,3605.2666025024064,0.4026972438143322,0.43285476411166407,0.46400262987032354,0.49613487644042775,0.52924579021960116,0.56332988966116926,0.59838190831366955,0.63439677961493857,0.67136962320936033,0.70929573259353196,0.74817056392559889,0.78798972585810623,3,3,3,3,4,4,4,4,5,5,5,5]
[184,357.41867179980756,0.40269724381433225,0.43285476411166407,0.46400262987032331,0.49613487644042781,0.52924579021960128,0.56332988966116915,0.59838190831366944,0.63439677961493868,0.67136962320936033,0.70929573259353196,0.748170563925599,0.78798972585810645,3,3,3,3,4,4,4,4,5,5,5,5]
[185,37249.241578440815,0.12771470217721048,0.1372791051681401,0.1471575944300558,0.15734827828504055,0.16784934467443985,0.17865905513564506,0.18977573942310472,0.20119779068579685,0.21292366112776911,0.22495185808998377,0.23728094050121909,0.24990951565357603,1,1,1,1,2,2,2,2,2,2,2,2]
[186,50908.850818094324,0.40269724381433214,0.43285476411166401,0.46400262987032354,0.49613487644042786,0.52924579021960116,0.56332988966116915,0.59838190831366966,0.63439677961493868,0.67136962320936033,0.70929573259353207,0.74817056392559889,0.78798972585810645,3,3,3,3,4,4,4,4,5,5,5,5]
[187,823.61693936477388,0.1372791051681401,0.14715759443005583,0.15734827828504058,0.16784934467443988,0.17865905513564506,0.18977573942310477,0.20119779068579691,0.21292366112776917,0.22495185808998383,0.23728094050121917,0.24990951565357611,0.26283623626460323,1,1,1,2,2,2,2,2,2,2,2,2]
[188,497.27815206929745,0.43285476411166401,0.46400262987032342,0.49613487644042786,0.52924579021960105,0.56332988966116915,0.59838190831366933,0.63439677961493846,0.67136962320936022,0.70929573259353196,0.74817056392559866,0.78798972585810634,0.82874897027458361,3,3,3,4,4,4,4,5,5,5,5,5]
[189,310.79884504331091,0.43285476411166407,0.46400262987032354,0.49613487644042792,0.52924579021960116,0.56332988966116926,0.59838190831366955,0.63439677961493857,0.67136962320936033,0.70929573259353185,0.74817056392559889,0.78798972585810634,0.82874897027458372,3,3,3,4,4,4,4,5,5,5,5,5]
[190,1010.0962463907605,0.43285476411166401,0.46400262987032348,0.49613487644042781,0.52924579021960105,0.56332988966116904,0.59838190831366944,0.63439677961493846,0.67136962320936011,0.70929573259353185,0.74817056392559866,0.78798972585810623,0.82874897027458361,3,3,3,4,4,4,4,5,5,5,5,5]
[191,4817.3820981713188,0.43285476411166401,0.46400262987032348,0.49613487644042775,0.52924579021960105,0.56332988966116915,0.59838190831366955,0.63439677961493857,0.67136962320936033,0.70929573259353196,0.74817056392559877,0.78798972585810634,0.82874897027458372,3,3,3,4,4,4,4,5,5,5,5,5]
[192,388.49855630413862,0.43285476411166396,0.46400262987032342,0.49613487644042786,0.52924579021960116,0.56332988966116926,0.59838190831366933,0.63439677961493846,0.67136962320936022,0.70929573259353185,0.74817056392559866,0.78798972585810623,0.82874897027458372,3,3,3,4,4,4,4,5,5,5,5,5]
[193,33752.754571703561,0.13727910516814013,0.14715759443005583,0.15734827828504061,0.16784934467443985,0.17865905513564506,0.18977573942310474,0.20119779068579691,0.21292366112776911,0.2249518580899838,0.23728094050121915,0.24990951565357616,0.26283623626460328,1,1,1,2,2,2,2,2,2,2,2,2]
[194,48049.501443695866,0.4328547641116639,0.46400262987032337,0.49613487644042781,0.52924579021960116,0.56332988966116926,0.59838190831366944,0.63439677961493857,0.67136962320936033,0.70929573259353185,0.74817056392559866,0.78798972585810634,0.82874897027458372,3,3,3,4,4,4,4,5,5,5,5,5]
[195,326.33878729547644,0.14715759443005583,0.15734827828504058,0.16784934467443985,0.17865905513564509,0.1897757394231048,0.20119779068579691,0.21292366112776914,0.22495185808998377,0.23728094050121915,0.24990951565357611,0.26283623626460323,0.27605979779340811,1,1,2,2,2,2,2,2,2,2,2,2]
[196,264.17901828681426,0.46400262987032342,0.49613487644042781,0.52924579021960105,0.56332988966116915,0.59838190831366955,0.63439677961493857,0.67136962320936033,0.70929573259353196,0.74817056392559889,0.78798972585810634,0.82874897027458383,0.87044418382697608,3,3,4,4,4,4,5,5,5,5,5,6]
[197,170.93936477382101,0.46400262987032337,0.4961348764404277,0.52924579021960094,0.56332988966116915,0.59838190831366955,0.63439677961493834,0.67136962320936022,0.70929573259353185,0.74817056392559866,0.78798972585810612,0.8287489702745835,0.87044418382697575,3,3,4,4,4,4,5,5,5,5,5,6]
[198,1274.2752646775748,0.46400262987032337,0.4961348764404277,0.52924579021960105,0.56332988966116915,0.59838190831366944,0.63439677961493834,0.67136962320936022,0.70929573259353174,0.74817056392559855,0.78798972585810623,0.82874897027458361,0.87044418382697597,3,3,4,4,4,4,5,5,5,5,5,6]
[199,4242.404234841194,0.46400262987032348,0.4961348764404277,0.52924579021960116,0.56332988966116904,0.59838190831366944,0.63439677961493834,0.67136962320936044,0.70929573259353174,0.74817056392559855,0.78798972585810623,0.82874897027458372,0.87044418382697575,3,3,4,4,4,4,5,5,5,5,5,6]
[200,233.09913378248319,0.46400262987032342,0.49613487644042786,0.52924579021960105,0.56332988966116926,0.59838190831366955,0.63439677961493846,0.67136962320936022,0.70929573259353174,0.74817056392559877,0.78798972585810623,0.82874897027458361,0.87044418382697597,3,3,4,4,4,4,5,5,5,5,5,6]
[201,28065.135707410976,0.14715759443005583,0.15734827828504061,0.16784934467443985,0.17865905513564512,0.18977573942310477,0.20119779068579688,0.21292366112776914,0.22495185808998383,0.23728094050121915,0.24990951565357614,0.26283623626460323,0.27605979779340811,1,1,2,2,2,2,2,2,2,2,2,2]
[202,30660.306063522621,0.46400262987032337,0.49613487644042781,0.52924579021960116,0.56332988966116926,0.59838190831366966,0.63439677961493857,0.67136962320936033,0.70929573259353196,0.74817056392559877,0.78798972585810645,0.8287489702745835,0.87044418382697575,3,3,4,4,4,4,5,5,5,5,5,6]
[203,310.79884504331091,0.15734827828504058,0.16784934467443988,0.17865905513564506,0.18977573942310474,0.20119779068579688,0.21292366112776914,0.22495185808998386,0.23728094050121915,0.24990951565357611,0.26283623626460323,0.27605979779340817,0.28957893598261708,1,2,2,2,2,2,2,2,2,2,2,2]
[204,233.09913378248319,0.15734827828504058,0.16784934467443982,0.17865905513564503,0.18977573942310474,0.20119779068579688,0.21292366112776914,0.2249518580899838,0.23728094050121912,0.24990951565357611,0.26283623626460323,0.27605979779340806,0.28957893598261708,1,2,2,2,2,2,2,2,2,2,2,2]
[205,62.159769008662181,0.15734827828504058,0.16784934467443985,0.17865905513564509,0.18977573942310477,0.20119779068579691,0.21292366112776911,0.22495185808998377,0.23728094050121912,0.24990951565357608,0.26283623626460323,0.27605979779340806,0.28957893598261708,1,2,2,2,2,2,2,2,2,2,2,2]
[206,637.1376323387874,0.4961348764404277,0.52924579021960105,0.56332988966116915,0.59838190831366944,0.63439677961493834,0.67136962320936022,0.70929573259353174,0.74817056392559855,0.78798972585810623,0.82874897027458361,0.87044418382697597,0.91307138018519574,3,4,4,4,4,5,5,5,5,5,6,6]
[207,15.539942252165545,0.49613487644042786,0.52924579021960105,0.56332988966116915,0.59838190831366933,0.63439677961493846,0.67136962320936022,0.70929573259353196,0.74817056392559866,0.78798972585810634,0.82874897027458361,0.87044418382697586,0.91307138018519596,3,4,4,4,4,5,5,5,5,5,6,6]
[208,3107.9884504331089,0.49613487644042786,0.52924579021960116,0.56332988966116926,0.59838190831366933,0.63439677961493846,0.67136962320936022,0.70929573259353185,0.74817056392559866,0.78798972585810623,0.82874897027458372,0.87044418382697586,0.91307138018519585,3,4,4,4,4,5,5,5,5,5,6,6]
[209,155.39942252165545,0.49613487644042792,0.52924579021960116,0.56332988966116926,0.59838190831366955,0.63439677961493857,0.67136962320936033,0.70929573259353185,0.74817056392559889,0.78798972585810634,0.82874897027458372,0.87044418382697608,0.91307138018519607,3,4,4,4,4,5,5,5,5,5,6,6]
[210,28282.694898941292,0.15734827828504058,0.16784934467443985,0.17865905513564503,0.18977573942310477,0.20119779068579693,0.21292366112776914,0.2249518580899838,0.23728094050121909,0.24990951565357608,0.26283623626460328,0.27605979779340811,0.28957893598261708,1,2,2,2,2,2,2,2,2,2,2,2]
[211,18383.751684311839,0.4961348764404277,0.52924579021960105,0.56332988966116904,0.59838190831366944,0.63439677961493846,0.67136962320936033,0.70929573259353174,0.74817056392559866,0.78798972585810634,0.82874897027458361,0.87044418382697586,0.91307138018519585,3,4,4,4,4,5,5,5,5,5,6,6]
[212,776.99711260827723,0.16784934467443985,0.17865905513564509,0.18977573942310474,0.20119779068579691,0.21292366112776914,0.22495185808998383,0.23728094050121906,0.24990951565357611,0.26283623626460317,0.27605979779340811,0.28957893598261708,0.30339242460180821,2,2,2,2,2,2,2,2,2,2,2,2]
[213,341.87872954764202,0.52924579021960094,0.56332988966116915,0.59838190831366955,0.63439677961493834,0.67136962320936022,0.70929573259353185,0.74817056392559866,0.78798972585810612,0.8287489702745835,0.87044418382697575,0.91307138018519574,0.95662669292194291,4,4,4,4,5,5,5,5,5,6,6,6]
[214,186.47930702598654,0.52924579021960116,0.56332988966116915,0.59838190831366933,0.63439677961493857,0.67136962320936022,0.70929573259353185,0.74817056392559866,0.78798972585810645,0.82874897027458361,0.87044418382697597,0.91307138018519574,0.95662669292194291,4,4,4,4,5,5,5,5,5,6,6,6]
[215,1538.454282964389,0.52924579021960105,0.56332988966116915,0.59838190831366944,0.63439677961493846,0.67136962320936033,0.70929573259353174,0.74817056392559877,0.78798972585810645,0.8287489702745835,0.87044418382697575,0.91307138018519585,0.95662669292194291,4,4,4,4,5,5,5,5,5,6,6,6]
[216,4459.9634263715116,0.52924579021960094,0.56332988966116904,0.59838190831366944,0.63439677961493857,0.67136962320936033,0.70929573259353185,0.74817056392559855,0.78798972585810623,0.82874897027458361,0.87044418382697597,0.91307138018519574,0.95662669292194313,4,4,4,4,5,5,5,5,5,6,6,6]
[217,326.33878729547644,0.52924579021960116,0.56332988966116926,0.59838190831366966,0.63439677961493857,0.67136962320936044,0.70929573259353185,0.74817056392559877,0.78798972585810634,0.82874897027458383,0.87044418382697586,0.91307138018519596,0.95662669292194336,4,4,4,4,5,5,5,5,5,6,6,6]
[218,42859.160731472577,0.16784934467443985,0.17865905513564506,0.18977573942310474,0.20119779068579693,0.21292366112776909,0.22495185808998377,0.23728094050121909,0.24990951565357614,0.26283623626460323,0.27605979779340806,0.28957893598261714,0.30339242460180826,2,2,2,2,2,2,2,2,2,2,2,2]
[219,76503.135707410984,0.52924579021960116,0.56332988966116926,0.59838190831366955,0.63439677961493846,0.67136962320936022,0.70929573259353174,0.74817056392559855,0.78798972585810634,0.82874897027458361,0.87044418382697597,0.91307138018519596,0.95662669292194291,4,4,4,4,5,5,5,5,5,6,6,6]
[220,1072.2560153994227,0.17865905513564503,0.18977573942310474,0.20119779068579688,0.21292366112776911,0.22495185808998377,0.23728094050121909,0.24990951565357605,0.26283623626460317,0.276059797793408,0.28957893598261703,0.30339242460180815,0.31749907337122352,2,2,2,2,2,2,2,2,2,2,2,2]
[221,559.43792107795957,0.56332988966116926,0.59838190831366966,0.63439677961493868,0.67136962320936044,0.70929573259353196,0.74817056392559889,0.78798972585810656,0.82874897027458394,0.87044418382697597,0.91307138018519596,0.95662669292194302,1.0011063689659596,4,4,4,5,5,5,5,5,6,6,6,7]
[222,155.39942252165545,0.56332988966116926,0.59838190831366955,0.63439677961493857,0.67136962320936033,0.70929573259353185,0.74817056392559889,0.78798972585810634,0.82874897027458372,0.87044418382697608,0.91307138018519607,0.95662669292194291,1.0011063689659596,4,4,4,5,5,5,5,5,6,6,6,7]
[223,1491.8344562078923,0.56332988966116915,0.59838190831366933,0.63439677961493857,0.67136962320936022,0.70929573259353185,0.74817056392559866,0.78798972585810645,0.82874897027458361,0.87044418382697597,0.91307138018519574,0.95662669292194291,1.0011063689659594,4,4,4,5,5,5,5,5,6,6,6,7]
[224,5050.4812319538023,0.56332988966116915,0.59838190831366944,0.63439677961493846,0.67136962320936033,0.70929573259353185,0.74817056392559877,0.78798972585810634,0.8287489702745835,0.87044418382697586,0.91307138018519585,0.95662669292194291,1.0011063689659596,4,4,4,5,5,5,5,5,6,6,6,7]
[225,450.6583253128008,0.56332988966116926,0.59838190831366955,0.63439677961493857,0.67136962320936033,0.70929573259353196,0.74817056392559889,0.78798972585810623,0.82874897027458372,0.87044418382697597,0.91307138018519585,0.95662669292194302,1.0011063689659596,4,4,4,5,5,5,5,5,6,6,6,7]
[226,43698.317613089515,0.17865905513564503,0.18977573942310474,0.20119779068579688,0.21292366112776911,0.22495185808998377,0.23728094050121915,0.24990951565357605,0.26283623626460317,0.27605979779340806,0.28957893598261703,0.30339242460180821,0.31749907337122341,2,2,2,2,2,2,2,2,2,2,2,2]
[227,73441.767083734361,0.56332988966116915,0.59838190831366955,0.63439677961493868,0.67136962320936056,0.70929573259353196,0.74817056392559877,0.78798972585810645,0.82874897027458383,0.87044418382697608,0.91307138018519607,0.95662669292194313,1.0011063689659596,4,4,4,5,5,5,5,5,6,6,6,7]
[228,792.53705486044282,0.18977573942310474,0.20119779068579688,0.21292366112776917,0.22495185808998383,0.23728094050121909,0.24990951565357611,0.26283623626460328,0.27605979779340811,0.28957893598261708,0.30339242460180821,0.31749907337122352,0.3318977260472652,2,2,2,2,2,2,2,2,2,2,2,2]
[229,1367.5149181905681,0.59838190831366955,0.63439677961493834,0.67136962320936022,0.70929573259353185,0.74817056392559866,0.78798972585810612,0.8287489702745835,0.87044418382697575,0.91307138018519574,0.95662669292194291,1.0011063689659594,1.0465067625654094,4,4,5,5,5,5,5,6,6,6,7,7]
[230,139.85948026948989,0.18977573942310477,0.20119779068579693,0.21292366112776917,0.22495185808998383,0.23728094050121917,0.24990951565357611,0.26283623626460328,0.27605979779340817,0.28957893598261708,0.30339242460180832,0.31749907337122357,0.33189772604726536,2,2,2,2,2,2,2,2,2,2,2,2]
[231,1289.8152069297403,0.59838190831366955,0.63439677961493857,0.67136962320936044,0.70929573259353185,0.74817056392559877,0.78798972585810645,0.82874897027458361,0.87044418382697586,0.91307138018519585,0.95662669292194313,1.0011063689659594,1.0465067625654096,4,4,5,5,5,5,5,6,6,6,7,7]
[232,15.539942252165545,0.59838190831366933,0.63439677961493846,0.67136962320936022,0.70929573259353196,0.74817056392559866,0.78798972585810634,0.82874897027458361,0.87044418382697586,0.91307138018519596,0.95662669292194291,1.0011063689659594,1.0465067625654092,4,4,5,5,5,5,5,6,6,6,7,7]
[233,6744.3349374398467,0.59838190831366955,0.63439677961493857,0.67136962320936022,0.70929573259353185,0.74817056392559877,0.78798972585810645,0.82874897027458372,0.87044418382697586,0.91307138018519596,0.95662669292194291,1.0011063689659596,1.0465067625654094,4,4,5,5,5,5,5,6,6,6,7,7]
[234,372.95861405197309,0.59838190831366933,0.63439677961493857,0.67136962320936022,0.70929573259353185,0.74817056392559866,0.78798972585810645,0.82874897027458361,0.87044418382697597,0.91307138018519574,0.95662669292194291,1.0011063689659594,1.0465067625654096,4,4,5,5,5,5,5,6,6,6,7,7]
[235,41771.364773820984,0.1897757394231048,0.20119779068579691,0.21292366112776914,0.22495185808998377,0.23728094050121915,0.24990951565357611,0.26283623626460323,0.27605979779340811,0.28957893598261708,0.30339242460180826,0.31749907337122346,0.33189772604726531,2,2,2,2,2,2,2,2,2,2,2,2]
[236,59999.717035611167,0.59838190831366966,0.63439677961493846,0.67136962320936056,0.70929573259353185,0.74817056392559889,0.78798972585810645,0.82874897027458405,0.87044418382697597,0.91307138018519618,0.95662669292194313,1.0011063689659596,1.0465067625654096,4,4,5,5,5,5,5,6,6,6,7,7]
[237,901.3166506256016,0.20119779068579691,0.21292366112776911,0.2249518580899838,0.23728094050121912,0.24990951565357611,0.26283623626460323,0.27605979779340811,0.28957893598261708,0.30339242460180826,0.31749907337122352,0.33189772604726525,0.34658725865357976,2,2,2,2,2,2,2,2,2,2,2,3]
[238,792.53705486044282,0.63439677961493846,0.67136962320936011,0.70929573259353185,0.74817056392559889,0.78798972585810634,0.82874897027458383,0.87044418382697597,0.91307138018519574,0.95662669292194302,1.0011063689659594,1.0465067625654094,1.0928243297103073,4,5,5,5,5,5,6,6,6,7,7,7]
[239,139.85948026948989,0.63439677961493868,0.67136962320936044,0.70929573259353196,0.74817056392559889,0.78798972585810656,0.82874897027458394,0.87044418382697597,0.91307138018519596,0.95662669292194302,1.0011063689659596,1.0465067625654096,1.0928243297103077,4,5,5,5,5,5,6,6,6,7,7,7]
[240,1414.1347449470645,0.63439677961493846,0.67136962320936033,0.70929573259353196,0.74817056392559855,0.78798972585810645,0.82874897027458372,0.87044418382697608,0.91307138018519574,0.95662669292194302,1.0011063689659596,1.0465067625654094,1.0928243297103075,4,5,5,5,5,5,6,6,6,7,7,7]
[241,15.539942252165545,0.63439677961493846,0.67136962320936022,0.70929573259353196,0.74817056392559866,0.78798972585810634,0.82874897027458361,0.87044418382697586,0.91307138018519596,0.95662669292194291,1.0011063689659594,1.0465067625654092,1.0928243297103073,4,5,5,5,5,5,6,6,6,7,7,7]
[242,4118.0846968238693,0.63439677961493846,0.67136962320936033,0.70929573259353185,0.74817056392559889,0.78798972585810645,0.82874897027458372,0.87044418382697597,0.91307138018519596,0.95662669292194302,1.0011063689659594,1.0465067625654094,1.0928243297103075,4,5,5,5,5,5,6,6,6,7,7,7]
[243,233.09913378248319,0.63439677961493846,0.67136962320936022,0.70929573259353174,0.74817056392559877,0.78798972585810623,0.82874897027458361,0.87044418382697597,0.91307138018519585,0.95662669292194291,1.0011063689659594,1.0465067625654094,1.0928243297103075,4,5,5,5,5,5,6,6,6,7,7,7]
[244,38088.398460057753,0.63439677961493846,0.67136962320936044,0.70929573259353185,0.74817056392559877,0.78798972585810634,0.82874897027458361,0.87044418382697575,0.91307138018519574,0.9566266929219428,1.0011063689659596,1.0465067625654094,1.0928243297103077,4,5,5,5,5,5,6,6,6,7,7,7]
[245,42392.962463907606,0.63439677961493868,0.67136962320936044,0.70929573259353196,0.748170563925599,0.78798972585810656,0.82874897027458394,0.87044418382697597,0.91307138018519607,0.95662669292194313,1.0011063689659598,1.0465067625654094,1.0928243297103077,4,5,5,5,5,5,6,6,6,7,7,7]
[246,1072.2560153994227,0.21292366112776911,0.22495185808998377,0.23728094050121909,0.24990951565357605,0.26283623626460317,0.276059797793408,0.28957893598261703,0.30339242460180815,0.31749907337122352,0.33189772604726514,0.3465872586535797,0.3615665778434915,2,2,2,2,2,2,2,2,2,2,3,3]
[247,1118.8758421559191,0.67136962320936044,0.70929573259353196,0.74817056392559889,0.78798972585810656,0.82874897027458394,0.87044418382697597,0.91307138018519596,0.95662669292194302,1.0011063689659596,1.0465067625654096,1.0928243297103077,1.1400556229691112,5,5,5,5,5,6,6,6,7,7,7,7]
[248,170.93936477382101,0.67136962320936022,0.70929573259353185,0.74817056392559866,0.78798972585810612,0.8287489702745835,0.87044418382697575,0.91307138018519574,0.95662669292194291,1.0011063689659594,1.0465067625654094,1.0928243297103075,1.1400556229691108,5,5,5,5,5,6,6,6,7,7,7,7]
[249,1942.4927815206931,0.67136962320936033,0.70929573259353185,0.74817056392559889,0.78798972585810634,0.82874897027458372,0.87044418382697608,0.91307138018519585,0.95662669292194313,1.0011063689659596,1.0465067625654094,1.0928243297103075,1.1400556229691112,5,5,5,5,5,6,6,6,7,7,7,7]
[250,5718.6987487969209,0.67136962320936033,0.70929573259353196,0.748170563925599,0.78798972585810645,0.82874897027458372,0.87044418382697586,0.91307138018519596,0.95662669292194302,1.0011063689659596,1.0465067625654094,1.0928243297103075,1.1400556229691112,5,5,5,5,5,6,6,6,7,7,7,7]
[251,419.57844080846974,0.67136962320936022,0.70929573259353174,0.74817056392559866,0.78798972585810623,0.8287489702745835,0.87044418382697564,0.91307138018519574,0.95662669292194269,1.0011063689659594,1.0465067625654092,1.0928243297103073,1.140055622969111,5,5,5,5,5,6,6,6,7,7,7,7]
[252,45034.752646775749,0.21292366112776914,0.22495185808998386,0.23728094050121917,0.24990951565357614,0.26283623626460323,0.27605979779340811,0.28957893598261714,0.30339242460180826,0.31749907337122352,0.33189772604726531,0.34658725865357976,0.36156657784349155,2,2,2,2,2,2,2,2,2,2,3,3]
[253,62455.027911453326,0.67136962320936022,0.70929573259353196,0.74817056392559877,0.78798972585810645,0.82874897027458372,0.87044418382697586,0.91307138018519585,0.95662669292194302,1.0011063689659592,1.0465067625654092,1.0928243297103075,1.1400556229691108,5,5,5,5,5,6,6,6,7,7,7,7]
[254,823.61693936477388,0.70929573259353174,0.74817056392559877,0.78798972585810634,0.82874897027458394,0.87044418382697608,0.91307138018519596,0.95662669292194291,1.0011063689659594,1.0465067625654092,1.0928243297103077,1.140055622969111,1.1881972866999182,5,5,5,5,6,6,6,7,7,7,7,7]
[255,823.61693936477388,0.70929573259353174,0.74817056392559877,0.78798972585810634,0.82874897027458394,0.87044418382697608,0.91307138018519596,0.95662669292194291,1.0011063689659594,1.0465067625654092,1.0928243297103077,1.140055622969111,1.1881972866999182,5,5,5,5,6,6,6,7,7,7,7,7]
[256,202.01924927815207,0.70929573259353196,0.74817056392559889,0.78798972585810645,0.82874897027458372,0.87044418382697597,0.91307138018519607,0.95662669292194324,1.0011063689659596,1.0465067625654094,1.0928243297103075,1.1400556229691112,1.1881972866999182,5,5,5,5,6,6,6,7,7,7,7,7]
[257,1864.7930702598655,0.70929573259353174,0.74817056392559877,0.78798972585810623,0.82874897027458361,0.87044418382697597,0.91307138018519585,0.95662669292194291,1.0011063689659594,1.0465067625654094,1.0928243297103075,1.1400556229691108,1.188197286699918,5,5,5,5,6,6,6,7,7,7,7,7]
[258,5097.1010587102992,0.70929573259353174,0.74817056392559855,0.78798972585810623,0.82874897027458361,0.87044418382697597,0.91307138018519574,0.95662669292194269,1.0011063689659594,1.0465067625654094,1.0928243297103075,1.140055622969111,1.188197286699918,5,5,5,5,6,6,6,7,7,7,7,7]
[259,372.95861405197309,0.70929573259353185,0.74817056392559866,0.78798972585810645,0.82874897027458361,0.87044418382697597,0.91307138018519574,0.95662669292194291,1.0011063689659594,1.0465067625654096,1.092824329710308,1.1400556229691112,1.1881972866999182,5,5,5,5,6,6,6,7,7,7,7,7]
[260,50551.432146294515,0.22495185808998386,0.2372809405012192,0.24990951565357614,0.26283623626460323,0.27605979779340817,0.28957893598261708,0.30339242460180826,0.31749907337122346,0.33189772604726525,0.34658725865357981,0.36156657784349161,0.37683461938124352,2,2,2,2,2,2,2,2,2,3,3,3]
[261,62128.689124157849,0.70929573259353185,0.74817056392559889,0.78798972585810634,0.82874897027458372,0.87044418382697586,0.91307138018519574,0.9566266929219428,1.0011063689659592,1.0465067625654094,1.0928243297103075,1.1400556229691112,1.1881972866999182,5,5,5,5,6,6,6,7,7,7,7,7]
[262,932.39653512993277,0.74817056392559877,0.78798972585810623,0.82874897027458361,0.87044418382697597,0.91307138018519585,0.95662669292194291,1.0011063689659594,1.0465067625654094,1.0928243297103075,1.1400556229691108,1.188197286699918,1.2372460526012918,5,5,5,6,6,6,7,7,7,7,7,8]
[263,1010.0962463907605,0.74817056392559866,0.78798972585810623,0.82874897027458361,0.87044418382697597,0.91307138018519596,0.95662669292194291,1.0011063689659594,1.0465067625654094,1.0928243297103073,1.140055622969111,1.1881972866999182,1.2372460526012916,5,5,5,6,6,6,7,7,7,7,7,8]
[264,217.55919153031763,0.74817056392559889,0.78798972585810634,0.82874897027458361,0.87044418382697597,0.91307138018519562,0.95662669292194269,1.0011063689659592,1.0465067625654094,1.0928243297103075,1.140055622969111,1.1881972866999182,1.2372460526012916,5,5,5,6,6,6,7,7,7,7,7,8]
[265,2377.6111645813285,0.74817056392559889,0.78798972585810645,0.82874897027458361,0.87044418382697597,0.91307138018519596,0.95662669292194302,1.0011063689659594,1.0465067625654094,1.0928243297103075,1.140055622969111,1.1881972866999182,1.2372460526012916,5,5,5,6,6,6,7,7,7,7,7,8]
[266,6091.6573628488941,0.74817056392559866,0.78798972585810645,0.82874897027458383,0.87044418382697597,0.91307138018519585,0.95662669292194291,1.0011063689659596,1.0465067625654096,1.0928243297103077,1.1400556229691114,1.1881972866999182,1.2372460526012918,5,5,5,6,6,6,7,7,7,7,7,8]
[267,404.03849855630415,0.74817056392559889,0.78798972585810645,0.82874897027458372,0.87044418382697597,0.91307138018519607,0.95662669292194324,1.0011063689659596,1.0465067625654094,1.0928243297103075,1.1400556229691112,1.1881972866999182,1.2372460526012918,5,5,5,6,6,6,7,7,7,7,7,8]
[268,49230.537054860448,0.23728094050121909,0.24990951565357611,0.26283623626460328,0.27605979779340811,0.28957893598261703,0.30339242460180826,0.31749907337122352,0.33189772604726525,0.34658725865357981,0.36156657784349155,0.37683461938124341,0.39239034673094891,2,2,2,2,2,2,2,2,3,3,3,3]
[269,46044.848893166512,0.74817056392559877,0.78798972585810634,0.82874897027458372,0.87044418382697597,0.91307138018519574,0.95662669292194302,1.0011063689659596,1.0465067625654094,1.0928243297103075,1.1400556229691112,1.1881972866999184,1.2372460526012918,5,5,5,6,6,6,7,7,7,7,7,8]
[270,668.21751684311846,0.24990951565357614,0.26283623626460323,0.27605979779340811,0.28957893598261714,0.30339242460180826,0.31749907337122352,0.33189772604726531,0.34658725865357981,0.3615665778434915,0.37683461938124357,0.39239034673094902,0.40823274974341794,2,2,2,2,2,2,2,3,3,3,3,3]
[271,450.6583253128008,0.78798972585810623,0.82874897027458372,0.87044418382697597,0.91307138018519585,0.95662669292194302,1.0011063689659596,1.0465067625654094,1.0928243297103075,1.1400556229691112,1.1881972866999184,1.2372460526012921,1.287198735571691,5,5,6,6,6,7,7,7,7,7,8,8]
[272,93.239653512993272,1.3260699360626365,1.3946617042845639,1.4648285698605437,1.5365638243877748,1.609860961242078,1.6847136645606953,1.761115799083554,1.8390614007670358,1.9185446680947313,1.9995599540185933,2.082101758471635,2.166164721399964,8,8,8,9,9,9,9,9,9,9,10,10]
[273,2408.6910490856594,0.24990951565357611,0.26283623626460323,0.27605979779340811,0.28957893598261708,0.30339242460180821,0.31749907337122352,0.33189772604726525,0.34658725865357981,0.36156657784349155,0.37683461938124352,0.39239034673094897,0.408232749743418,2,2,2,2,2,2,2,3,3,3,3,3]
[274,15.539942252165545,0.78798972585810634,0.82874897027458361,0.87044418382697586,0.91307138018519596,0.95662669292194291,1.0011063689659594,1.0465067625654092,1.0928243297103073,1.140055622969111,1.188197286699918,1.2372460526012914,1.2871987355716907,5,5,6,6,6,7,7,7,7,7,8,8]
[275,2688.4100096246393,0.78798972585810634,0.82874897027458372,0.87044418382697597,0.91307138018519562,0.95662669292194313,1.0011063689659594,1.0465067625654094,1.0928243297103073,1.1400556229691114,1.1881972866999182,1.2372460526012916,1.2871987355716905,5,5,6,6,6,7,7,7,7,7,8,8]
[276,202.01924927815207,0.78798972585810645,0.82874897027458372,0.87044418382697597,0.91307138018519607,0.95662669292194324,1.0011063689659596,1.0465067625654094,1.0928243297103075,1.1400556229691112,1.1881972866999182,1.2372460526012918,1.287198735571691,5,5,6,6,6,7,7,7,7,7,8,8]
[277,37109.382098171322,0.24990951565357614,0.26283623626460323,0.27605979779340817,0.28957893598261708,0.30339242460180826,0.31749907337122346,0.33189772604726525,0.34658725865357976,0.3615665778434915,0.37683461938124341,0.39239034673094891,0.40823274974341794,2,2,2,2,2,2,2,3,3,3,3,3]
[278,37917.459095283928,0.78798972585810623,0.82874897027458361,0.87044418382697586,0.91307138018519585,0.95662669292194302,1.0011063689659594,1.0465067625654094,1.0928243297103073,1.1400556229691108,1.188197286699918,1.2372460526012916,1.287198735571691,5,5,6,6,6,7,7,7,7,7,8,8]
[279,497.27815206929745,0.26283623626460323,0.27605979779340806,0.28957893598261708,0.30339242460180815,0.31749907337122352,0.33189772604726525,0.3465872586535797,0.3615665778434915,0.37683461938124335,0.39239034673094891,0.40823274974341789,0.42436084343211283,2,2,2,2,2,2,3,3,3,3,3,3]
[280,621.59769008662181,0.82874897027458372,0.87044418382697608,0.91307138018519607,0.95662669292194291,1.0011063689659596,1.0465067625654094,1.0928243297103075,1.1400556229691112,1.188197286699918,1.2372460526012918,1.2871987355716905,1.3380522298499375,5,6,6,6,7,7,7,7,7,8,8,8]
[281,93.239653512993272,0.26283623626460317,0.27605979779340811,0.28957893598261708,0.30339242460180826,0.31749907337122346,0.33189772604726531,0.34658725865357987,0.36156657784349161,0.37683461938124346,0.39239034673094902,0.40823274974341789,0.42436084343211289,2,2,2,2,2,2,3,3,3,3,3,3]
[282,947.93647738209825,0.82874897027458383,0.87044418382697608,0.91307138018519596,0.95662669292194302,1.0011063689659594,1.0465067625654094,1.0928243297103073,1.1400556229691112,1.188197286699918,1.2372460526012916,1.287198735571691,1.3380522298499375,5,6,6,6,7,7,7,7,7,8,8,8]
[283,3107.9884504331089,0.82874897027458372,0.87044418382697586,0.91307138018519585,0.95662669292194302,1.0011063689659592,1.0465067625654092,1.0928243297103073,1.140055622969111,1.1881972866999182,1.2372460526012914,1.2871987355716903,1.3380522298499371,5,6,6,6,7,7,7,7,7,8,8,8]
[284,279.71896053897979,0.82874897027458394,0.87044418382697597,0.91307138018519596,0.95662669292194302,1.0011063689659596,1.0465067625654096,1.0928243297103077,1.1400556229691112,1.1881972866999186,1.2372460526012921,1.287198735571691,1.3380522298499378,5,6,6,6,7,7,7,7,7,8,8,8]
[285,30831.245428296443,0.26283623626460323,0.27605979779340817,0.28957893598261708,0.30339242460180826,0.31749907337122346,0.33189772604726531,0.34658725865357976,0.36156657784349155,0.37683461938124352,0.39239034673094902,0.40823274974341794,0.42436084343211283,2,2,2,2,2,2,3,3,3,3,3,3]
[286,32742.658325312805,0.8287489702745835,0.87044418382697586,0.91307138018519585,0.95662669292194302,1.0011063689659594,1.0465067625654094,1.0928243297103075,1.140055622969111,1.1881972866999184,1.2372460526012916,1.2871987355716903,1.3380522298499373,5,6,6,6,7,7,7,7,7,8,8,8]
[287,1181.0356111645815,0.27605979779340811,0.28957893598261703,0.30339242460180821,0.31749907337122346,0.33189772604726525,0.34658725865357976,0.3615665778434915,0.37683461938124352,0.39239034673094897,0.40823274974341783,0.42436084343211272,0.44077366683043445,2,2,2,2,2,3,3,3,3,3,3,3]
[288,1149.9557266602503,0.87044418382697586,0.91307138018519596,0.95662669292194302,1.0011063689659594,1.0465067625654092,1.0928243297103075,1.1400556229691112,1.1881972866999182,1.2372460526012916,1.287198735571691,1.3380522298499373,1.3898035054121249,6,6,6,7,7,7,7,7,8,8,8,8]
[289,155.39942252165545,2.0592129558941119,2.1600562685903539,2.2630952295622127,2.3683209601554318,2.4757248356016985,2.5852984718237635,2.697033713220351,2.8109226213372684,2.9269574643419776,3.0451307072282372,3.1654350026855873,3.2878631825755069,10,10,10,10,10,10,10,10,10,10,10,10]
[290,1787.0933589990377,0.87044418382697586,0.91307138018519585,0.95662669292194291,1.0011063689659594,1.0465067625654094,1.0928243297103075,1.1400556229691112,1.1881972866999184,1.2372460526012916,1.2871987355716907,1.3380522298499373,1.3898035054121252,6,6,6,7,7,7,7,7,8,8,8,8]
[291,3729.5861405197311,0.87044418382697597,0.91307138018519585,0.95662669292194291,1.0011063689659594,1.0465067625654094,1.0928243297103075,1.1400556229691108,1.188197286699918,1.2372460526012918,1.2871987355716905,1.3380522298499373,1.3898035054121249,6,6,6,7,7,7,7,7,8,8,8,8]
[292,341.87872954764202,0.87044418382697575,0.91307138018519574,0.95662669292194291,1.0011063689659594,1.0465067625654094,1.0928243297103075,1.1400556229691108,1.188197286699918,1.2372460526012914,1.2871987355716905,1.3380522298499371,1.3898035054121252,6,6,6,7,7,7,7,7,8,8,8,8]
[293,21041.081809432148,0.27605979779340811,0.28957893598261708,0.30339242460180821,0.31749907337122352,0.33189772604726536,0.34658725865357981,0.36156657784349155,0.37683461938124352,0.39239034673094897,0.40823274974341783,0.42436084343211283,0.44077366683043451,2,2,2,2,2,3,3,3,3,3,3,3]
[294,63216.485081809435,0.87044418382697608,0.91307138018519607,0.95662669292194336,1.0011063689659596,1.0465067625654094,1.0928243297103075,1.1400556229691114,1.1881972866999186,1.2372460526012918,1.287198735571691,1.3380522298499375,1.3898035054121254,6,6,6,7,7,7,7,7,8,8,8,8]
[295,1227.6554379210781,0.28957893598261703,0.30339242460180815,0.31749907337122346,0.33189772604726525,0.34658725865357976,0.3615665778434915,0.37683461938124341,0.39239034673094891,0.40823274974341789,0.42436084343211283,0.44077366683043456,0.4574702819233728,2,2,2,2,3,3,3,3,3,3,3,3]
[296,979.01636188642931,0.91307138018519585,0.95662669292194302,1.0011063689659594,1.0465067625654094,1.0928243297103075,1.140055622969111,1.1881972866999184,1.2372460526012918,1.2871987355716907,1.3380522298499375,1.3898035054121254,1.4424496046030049,6,6,7,7,7,7,7,8,8,8,8,8]
[297,202.01924927815207,0.91307138018519607,0.95662669292194324,1.0011063689659596,1.0465067625654094,1.0928243297103075,1.1400556229691112,1.1881972866999182,1.2372460526012918,1.287198735571691,1.3380522298499375,1.3898035054121252,1.4424496046030049,6,6,7,7,7,7,7,8,8,8,8,8]
[298,1398.594802694899,0.91307138018519607,0.95662669292194324,1.0011063689659594,1.0465067625654094,1.0928243297103075,1.1400556229691112,1.1881972866999182,1.2372460526012916,1.2871987355716907,1.3380522298499373,1.3898035054121254,1.4424496046030046,6,6,7,7,7,7,7,8,8,8,8,8]
[299,3356.6275264677579,0.91307138018519574,0.95662669292194269,1.0011063689659594,1.0465067625654092,1.0928243297103073,1.140055622969111,1.188197286699918,1.2372460526012916,1.2871987355716905,1.3380522298499373,1.3898035054121252,1.4424496046030044,6,6,7,7,7,7,7,8,8,8,8,8]
[300,341.87872954764202,0.91307138018519574,0.95662669292194291,1.0011063689659594,1.0465067625654094,1.0928243297103075,1.1400556229691108,1.188197286699918,1.2372460526012914,1.2871987355716905,1.3380522298499371,1.3898035054121252,1.4424496046030044,6,6,7,7,7,7,7,8,8,8,8,8]
[301,25128.086621751685,0.28957893598261714,0.30339242460180832,0.31749907337122357,0.33189772604726531,0.34658725865357981,0.36156657784349155,0.37683461938124352,0.39239034673094908,0.40823274974341789,0.42436084343211278,0.44077366683043467,0.45747028192337308,2,2,2,2,3,3,3,3,3,3,3,3]
[302,63620.523580365742,0.91307138018519607,0.95662669292194313,1.0011063689659596,1.0465067625654094,1.0928243297103077,1.1400556229691114,1.1881972866999184,1.2372460526012921,1.2871987355716907,1.3380522298499375,1.3898035054121252,1.4424496046030046,6,6,7,7,7,7,7,8,8,8,8,8]
[303,1989.1126082771898,0.30339242460180815,0.31749907337122352,0.33189772604726525,0.3465872586535797,0.3615665778434915,0.37683461938124335,0.39239034673094891,0.40823274974341789,0.42436084343211283,0.44077366683043456,0.45747028192337297,0.47444977264727634,2,2,2,3,3,3,3,3,3,3,3,3]
[304,2051.2723772858521,0.9566266929219428,1.0011063689659592,1.046506762565409,1.0928243297103073,1.140055622969111,1.188197286699918,1.2372460526012916,1.2871987355716903,1.3380522298499373,1.3898035054121249,1.4424496046030046,1.4959876389821585,6,7,7,7,7,7,8,8,8,8,8,8]
[305,497.27815206929745,0.95662669292194291,1.0011063689659594,1.0465067625654092,1.0928243297103073,1.140055622969111,1.188197286699918,1.2372460526012914,1.2871987355716907,1.3380522298499373,1.3898035054121249,1.4424496046030051,1.4959876389821587,6,7,7,7,7,7,8,8,8,8,8,8]
[306,7241.6130895091437,0.95662669292194313,1.0011063689659596,1.0465067625654096,1.0928243297103077,1.1400556229691112,1.1881972866999184,1.2372460526012921,1.2871987355716912,1.3380522298499375,1.3898035054121252,1.4424496046030049,1.4959876389821589,6,7,7,7,7,7,8,8,8,8,8,8]
[307,10458.381135707412,0.95662669292194302,1.0011063689659596,1.0465067625654094,1.0928243297103073,1.140055622969111,1.1881972866999182,1.2372460526012921,1.2871987355716907,1.3380522298499375,1.3898035054121249,1.4424496046030046,1.4959876389821589,6,7,7,7,7,7,8,8,8,8,8,8]
[308,932.39653512993277,0.95662669292194291,1.0011063689659594,1.0465067625654094,1.0928243297103075,1.1400556229691108,1.188197286699918,1.2372460526012918,1.2871987355716905,1.3380522298499373,1.3898035054121249,1.4424496046030046,1.4959876389821587,6,7,7,7,7,7,8,8,8,8,8,8]
[309,73472.846968238693,0.30339242460180821,0.31749907337122346,0.3318977260472652,0.3465872586535797,0.36156657784349144,0.37683461938124341,0.39239034673094891,0.40823274974341783,0.42436084343211289,0.44077366683043467,0.45747028192337297,0.47444977264727645,2,2,2,3,3,3,3,3,3,3,3,3]
[310,90007.345524542834,0.95662669292194302,1.0011063689659598,1.0465067625654096,1.0928243297103077,1.1400556229691112,1.1881972866999186,1.2372460526012918,1.287198735571691,1.3380522298499375,1.3898035054121252,1.4424496046030049,1.4959876389821591,6,7,7,7,7,7,8,8,8,8,8,8]
[311,1336.4350336862369,0.31749907337122352,0.33189772604726531,0.34658725865357981,0.3615665778434915,0.37683461938124357,0.39239034673094902,0.40823274974341794,0.42436084343211283,0.44077366683043456,0.45747028192337308,0.47444977264727634,0.49171124395213717,2,2,3,3,3,3,3,3,3,3,3,3]
[312,1367.5149181905681,1.0011063689659594,1.0465067625654094,1.0928243297103075,1.1400556229691108,1.188197286699918,1.2372460526012914,1.2871987355716905,1.3380522298499371,1.3898035054121252,1.4424496046030044,1.4959876389821587,1.5504147863672932,7,7,7,7,7,8,8,8,8,8,8,9]
[313,155.39942252165545,1.0011063689659596,1.0465067625654094,1.0928243297103075,1.1400556229691112,1.188197286699918,1.2372460526012918,1.2871987355716905,1.3380522298499375,1.3898035054121252,1.4424496046030051,1.4959876389821589,1.5504147863672937,7,7,7,7,7,8,8,8,8,8,8,9]
[314,3185.6881616939368,1.0011063689659596,1.0465067625654094,1.0928243297103075,1.1400556229691112,1.1881972866999182,1.2372460526012916,1.2871987355716907,1.3380522298499373,1.3898035054121254,1.4424496046030049,1.4959876389821589,1.5504147863672937,7,7,7,7,7,8,8,8,8,8,8,9]
[315,3729.5861405197311,1.0011063689659594,1.0465067625654094,1.0928243297103075,1.1400556229691108,1.188197286699918,1.2372460526012918,1.2871987355716905,1.3380522298499373,1.3898035054121249,1.4424496046030046,1.4959876389821587,1.5504147863672935,7,7,7,7,7,8,8,8,8,8,8,9]
[316,419.57844080846974,1.0011063689659594,1.0465067625654092,1.0928243297103073,1.140055622969111,1.188197286699918,1.2372460526012916,1.2871987355716905,1.3380522298499373,1.3898035054121252,1.4424496046030044,1.4959876389821583,1.5504147863672932,7,7,7,7,7,8,8,8,8,8,8,9]
[317,36332.384985563047,0.31749907337122346,0.33189772604726531,0.34658725865357976,0.36156657784349144,0.37683461938124341,0.39239034673094891,0.40823274974341789,0.42436084343211272,0.44077366683043456,0.45747028192337286,0.47444977264727639,0.49171124395213711,2,2,3,3,3,3,3,3,3,3,3,3]
[318,68562.22521655439,1.0011063689659589,1.0465067625654092,1.0928243297103075,1.1400556229691108,1.1881972866999184,1.2372460526012914,1.2871987355716903,1.3380522298499373,1.3898035054121249,1.4424496046030046,1.4959876389821587,1.5504147863672935,7,7,7,7,7,8,8,8,8,8,8,9]
[319,1134.4157844080848,0.33189772604726525,0.34658725865357976,0.3615665778434915,0.37683461938124346,0.39239034673094891,0.40823274974341789,0.42436084343211278,0.44077366683043456,0.45747028192337286,0.47444977264727639,0.49171124395213717,0.50925382092134752,2,3,3,3,3,3,3,3,3,3,3,4]
[320,745.91722810394617,1.0465067625654096,1.092824329710308,1.1400556229691112,1.1881972866999182,1.2372460526012916,1.2871987355716907,1.3380522298499375,1.3898035054121252,1.4424496046030046,1.4959876389821589,1.5504147863672939,1.6057282880587409,7,7,7,7,8,8,8,8,8,8,9,9]
[321,31.079884504331091,1.7611157990835535,1.8390614007670349,1.9185446680947305,1.9995599540185929,2.0821017584716341,2.166164721399964,2.251743616267762,2.3388333439938158,2.4274289272826359,2.5175255053170416,2.6091183287824506,2.7022027551961343,9,9,9,9,10,10,10,10,10,10,10,10]
[322,1367.5149181905681,1.0465067625654094,1.0928243297103075,1.1400556229691108,1.188197286699918,1.2372460526012914,1.2871987355716905,1.3380522298499371,1.3898035054121252,1.4424496046030044,1.4959876389821587,1.5504147863672932,1.6057282880587407,7,7,7,7,8,8,8,8,8,8,9,9]
[323,2548.5505293551496,1.0465067625654094,1.0928243297103075,1.140055622969111,1.188197286699918,1.2372460526012914,1.2871987355716905,1.3380522298499375,1.3898035054121252,1.4424496046030046,1.4959876389821585,1.5504147863672932,1.6057282880587407,7,7,7,7,8,8,8,8,8,8,9,9]
[324,202.01924927815207,1.7611157990835535,1.8390614007670356,1.9185446680947307,1.9995599540185931,2.0821017584716346,2.1661647213999635,2.2517436162677624,2.3388333439938158,2.4274289272826364,2.5175255053170416,2.6091183287824502,2.7022027551961347,9,9,9,9,10,10,10,10,10,10,10,10]
[325,20372.864292589031,0.33189772604726525,0.34658725865357976,0.36156657784349155,0.37683461938124346,0.39239034673094891,0.40823274974341783,0.42436084343211272,0.44077366683043456,0.4574702819233728,0.47444977264727628,0.49171124395213711,0.50925382092134763,2,3,3,3,3,3,3,3,3,3,3,4]
[326,47288.044273339758,1.0465067625654092,1.0928243297103071,1.1400556229691108,1.188197286699918,1.2372460526012914,1.2871987355716907,1.3380522298499371,1.3898035054121245,1.4424496046030044,1.4959876389821585,1.5504147863672935,1.6057282880587405,7,7,7,7,8,8,8,8,8,8,9,9]
[327,792.53705486044282,0.34658725865357981,0.36156657784349144,0.37683461938124341,0.39239034673094891,0.40823274974341789,0.42436084343211278,0.44077366683043456,0.45747028192337297,0.47444977264727634,0.49171124395213717,0.50925382092134741,0.5270766479443767,3,3,3,3,3,3,3,3,3,3,4,4]
[328,699.29740134744952,1.0928243297103075,1.1400556229691112,1.1881972866999182,1.2372460526012916,1.2871987355716907,1.3380522298499373,1.3898035054121254,1.4424496046030046,1.4959876389821589,1.5504147863672935,1.6057282880587409,1.6619254462308259,7,7,7,8,8,8,8,8,8,9,9,9]
[329,108.77959576515882,1.0928243297103075,1.140055622969111,1.1881972866999182,1.2372460526012916,1.2871987355716905,1.3380522298499371,1.3898035054121249,1.4424496046030044,1.4959876389821589,1.5504147863672935,1.6057282880587407,1.6619254462308255,7,7,7,8,8,8,8,8,8,9,9,9]
[330,1569.5341674687202,1.0928243297103077,1.140055622969111,1.1881972866999182,1.2372460526012918,1.2871987355716907,1.3380522298499373,1.3898035054121254,1.4424496046030049,1.4959876389821589,1.5504147863672932,1.6057282880587405,1.6619254462308259,7,7,7,8,8,8,8,8,8,9,9,9]
[331,1724.9335899903756,1.0928243297103075,1.140055622969111,1.188197286699918,1.2372460526012916,1.2871987355716907,1.3380522298499371,1.3898035054121252,1.4424496046030046,1.4959876389821591,1.5504147863672937,1.6057282880587409,1.6619254462308257,7,7,7,8,8,8,8,8,8,9,9,9]
[332,357.41867179980756,1.0928243297103075,1.1400556229691112,1.1881972866999182,1.2372460526012916,1.2871987355716907,1.3380522298499373,1.3898035054121252,1.4424496046030044,1.4959876389821589,1.5504147863672937,1.6057282880587409,1.6619254462308257,7,7,7,8,8,8,8,8,8,9,9,9]
[333,14996.04427333975,0.34658725865357976,0.3615665778434915,0.37683461938124352,0.39239034673094891,0.40823274974341794,0.42436084343211283,0.44077366683043462,0.45747028192337302,0.47444977264727639,0.49171124395213717,0.50925382092134763,0.5270766479443767,3,3,3,3,3,3,3,3,3,3,4,4]
[334,49339.316650625609,0.34658725865357981,0.3615665778434915,0.37683461938124346,0.3923903467309488,0.40823274974341794,0.42436084343211278,0.44077366683043456,0.45747028192337291,0.47444977264727634,0.49171124395213717,0.50925382092134763,0.52707664794437659,3,3,3,3,3,3,3,3,3,3,4,4]
[335,2377.6111645813285,1.140055622969111,1.1881972866999182,1.2372460526012916,1.2871987355716907,1.3380522298499375,1.3898035054121249,1.4424496046030049,1.4959876389821589,1.5504147863672932,1.6057282880587409,1.6619254462308257,1.7190036214771416,7,7,8,8,8,8,8,8,9,9,9,9]
[336,512.81809432146304,1.140055622969111,1.188197286699918,1.2372460526012916,1.2871987355716903,1.3380522298499373,1.3898035054121249,1.4424496046030046,1.4959876389821585,1.5504147863672935,1.6057282880587411,1.6619254462308255,1.7190036214771416,7,7,8,8,8,8,8,8,9,9,9,9]
[337,77.699711260827726,1.1400556229691112,1.188197286699918,1.2372460526012918,1.2871987355716905,1.3380522298499375,1.3898035054121252,1.4424496046030051,1.4959876389821589,1.5504147863672937,1.6057282880587409,1.6619254462308255,1.7190036214771418,7,7,8,8,8,8,8,8,9,9,9,9]
[338,1041.1761308950915,1.140055622969111,1.1881972866999182,1.2372460526012914,1.2871987355716905,1.3380522298499375,1.3898035054121254,1.4424496046030046,1.4959876389821587,1.5504147863672932,1.6057282880587407,1.6619254462308255,1.7190036214771416,7,7,8,8,8,8,8,8,9,9,9,9]
[339,1880.333012512031,1.1400556229691112,1.188197286699918,1.2372460526012918,1.2871987355716905,1.3380522298499373,1.3898035054121254,1.4424496046030046,1.4959876389821589,1.5504147863672935,1.6057282880587407,1.6619254462308257,1.7190036214771418,7,7,8,8,8,8,8,8,9,9,9,9]
[340,248.63907603464872,1.140055622969111,1.188197286699918,1.2372460526012914,1.2871987355716907,1.3380522298499373,1.3898035054121249,1.4424496046030051,1.4959876389821587,1.5504147863672935,1.6057282880587407,1.6619254462308259,1.719003621477142,7,7,8,8,8,8,8,8,9,9,9,9]
[341,14048.107795957652,0.36156657784349167,0.37683461938124346,0.39239034673094897,0.408232749743418,0.42436084343211283,0.44077366683043467,0.45747028192337297,0.47444977264727645,0.49171124395213728,0.50925382092134763,0.52707664794437659,0.54517888793825886,3,3,3,3,3,3,3,3,3,4,4,4]
[342,35166.889316650631,1.1400556229691112,1.188197286699918,1.2372460526012918,1.2871987355716903,1.3380522298499373,1.3898035054121252,1.4424496046030049,1.4959876389821585,1.5504147863672937,1.6057282880587409,1.6619254462308253,1.7190036214771416,7,7,8,8,8,8,8,8,9,9,9,9]
[343,1010.0962463907605,1.1881972866999182,1.2372460526012916,1.2871987355716905,1.3380522298499373,1.3898035054121252,1.4424496046030044,1.4959876389821587,1.5504147863672937,1.6057282880587409,1.6619254462308255,1.7190036214771416,1.7769602304979926,7,8,8,8,8,8,8,9,9,9,9,9]
[344,497.27815206929745,1.9995599540185929,2.0821017584716341,2.166164721399964,2.251743616267762,2.3388333439938158,2.4274289272826359,2.5175255053170416,2.6091183287824506,2.7022027551961343,2.796774244517275,2.8928283550160248,2.9903607393818157,9,10,10,10,10,10,10,10,10,10,10,10]
[345,186.47930702598654,1.9995599540185933,2.082101758471635,2.166164721399964,2.251743616267762,2.3388333439938158,2.4274289272826368,2.5175255053170411,2.6091183287824506,2.7022027551961343,2.796774244517275,2.8928283550160248,2.9903607393818161,9,10,10,10,10,10,10,10,10,10,10,10]
[346,1118.8758421559191,1.9995599540185935,2.082101758471635,2.1661647213999644,2.2517436162677629,2.3388333439938163,2.4274289272826368,2.5175255053170411,2.6091183287824498,2.7022027551961347,2.7967742445172759,2.8928283550160252,2.9903607393818157,9,10,10,10,10,10,10,10,10,10,10,10]
[347,3403.2473532242543,0.37683461938124341,0.39239034673094897,0.40823274974341794,0.42436084343211283,0.44077366683043456,0.45747028192337302,0.47444977264727628,0.49171124395213711,0.50925382092134763,0.52707664794437659,0.54517888793825875,0.56355972161416967,3,3,3,3,3,3,3,3,4,4,4,4]
[348,264.17901828681426,1.1881972866999182,1.2372460526012918,1.2871987355716907,1.3380522298499373,1.3898035054121252,1.4424496046030049,1.4959876389821589,1.5504147863672939,1.6057282880587409,1.6619254462308257,1.719003621477142,1.7769602304979928,7,8,8,8,8,8,8,9,9,9,9,9]
[349,12540.733397497595,0.37683461938124352,0.39239034673094891,0.40823274974341783,0.42436084343211283,0.44077366683043451,0.45747028192337291,0.47444977264727639,0.49171124395213717,0.50925382092134752,0.52707664794437659,0.54517888793825875,0.56355972161416956,3,3,3,3,3,3,3,3,4,4,4,4]
[350,50831.151106833502,1.1881972866999182,1.2372460526012914,1.2871987355716905,1.3380522298499373,1.3898035054121249,1.4424496046030046,1.4959876389821585,1.5504147863672937,1.6057282880587409,1.6619254462308257,1.7190036214771418,1.7769602304979923,7,8,8,8,8,8,8,9,9,9,9,9]
[351,1585.0741097208856,0.39239034673094891,0.40823274974341789,0.42436084343211278,0.44077366683043456,0.45747028192337297,0.47444977264727634,0.49171124395213717,0.50925382092134741,0.5270766479443767,0.54517888793825864,0.56355972161416967,0.58221834678571804,3,3,3,3,3,3,3,4,4,4,4,4]
[352,854.69682386910495,1.2372460526012918,1.287198735571691,1.3380522298499375,1.3898035054121252,1.4424496046030046,1.4959876389821589,1.5504147863672937,1.6057282880587409,1.6619254462308257,1.7190036214771418,1.7769602304979928,1.8357927439193649,8,8,8,8,8,8,9,9,9,9,9,9]
[353,124.31953801732436,1.2372460526012914,1.2871987355716907,1.3380522298499373,1.3898035054121249,1.4424496046030051,1.4959876389821587,1.5504147863672935,1.6057282880587407,1.6619254462308259,1.719003621477142,1.7769602304979923,1.8357927439193646,8,8,8,8,8,8,9,9,9,9,9,9]
[354,2393.1511068334939,2.0821017584716346,2.1661647213999631,2.2517436162677624,2.3388333439938158,2.4274289272826364,2.5175255053170416,2.6091183287824502,2.7022027551961338,2.7967742445172745,2.8928283550160248,2.9903607393818152,3.0893671410530108,10,10,10,10,10,10,10,10,10,10,10,10]
[355,6184.8970163618869,0.39239034673094891,0.408232749743418,0.42436084343211294,0.44077366683043467,0.45747028192337297,0.47444977264727639,0.49171124395213722,0.50925382092134774,0.5270766479443767,0.54517888793825875,0.56355972161416967,0.58221834678571815,3,3,3,3,3,3,3,4,4,4,4,4]
[356,357.41867179980756,0.39239034673094891,0.40823274974341789,0.42436084343211278,0.44077366683043456,0.45747028192337302,0.47444977264727639,0.49171124395213717,0.50925382092134763,0.52707664794437659,0.54517888793825875,0.56355972161416967,0.58221834678571804,3,3,3,3,3,3,3,4,4,4,4,4]
[357,25640.90471607315,0.39239034673094897,0.408232749743418,0.42436084343211278,0.44077366683043462,0.45747028192337291,0.47444977264727634,0.49171124395213722,0.50925382092134774,0.5270766479443767,0.54517888793825875,0.56355972161416967,0.58221834678571815,3,3,3,3,3,3,3,4,4,4,4,4]
[358,80357.041385948032,0.39239034673094897,0.40823274974341794,0.42436084343211294,0.44077366683043456,0.45747028192337308,0.47444977264727634,0.49171124395213739,0.50925382092134752,0.52707664794437659,0.54517888793825875,0.56355972161416967,0.58221834678571804,3,3,3,3,3,3,3,4,4,4,4,4]
[359,1678.3137632338789,1.2871987355716905,1.3380522298499373,1.3898035054121252,1.4424496046030044,1.4959876389821583,1.5504147863672932,1.6057282880587407,1.6619254462308257,1.7190036214771411,1.7769602304979923,1.8357927439193644,1.8954986842337394,8,8,8,8,8,9,9,9,9,9,9,9]
[360,885.77670837343612,1.2871987355716907,1.3380522298499371,1.3898035054121249,1.4424496046030046,1.4959876389821585,1.5504147863672935,1.6057282880587407,1.6619254462308255,1.7190036214771414,1.7769602304979923,1.8357927439193642,1.8954986842337394,8,8,8,8,8,9,9,9,9,9,9,9]
[361,155.39942252165545,2.1661647213999635,2.2517436162677624,2.3388333439938163,2.4274289272826368,2.5175255053170411,2.6091183287824506,2.7022027551961343,2.796774244517275,2.8928283550160252,2.9903607393818157,3.0893671410530108,3.1898433907516015,10,10,10,10,10,10,10,10,10,10,10,10]
[362,1414.1347449470645,1.2871987355716907,1.3380522298499375,1.3898035054121252,1.4424496046030046,1.4959876389821583,1.5504147863672935,1.6057282880587407,1.6619254462308255,1.7190036214771414,1.776960230497993,1.8357927439193646,1.8954986842337391,8,8,8,8,8,9,9,9,9,9,9,9]
[363,2672.8700673724738,1.287198735571691,1.3380522298499375,1.3898035054121252,1.4424496046030049,1.4959876389821587,1.5504147863672937,1.6057282880587409,1.6619254462308259,1.719003621477142,1.7769602304979928,1.8357927439193649,1.89549868423374,8,8,8,8,8,9,9,9,9,9,9,9]
[364,279.71896053897979,1.287198735571691,1.3380522298499378,1.3898035054121254,1.4424496046030046,1.4959876389821587,1.5504147863672937,1.6057282880587413,1.6619254462308257,1.719003621477142,1.7769602304979928,1.8357927439193644,1.8954986842337394,8,8,8,8,8,9,9,9,9,9,9,9]
[365,18445.911453320503,0.40823274974341794,0.42436084343211278,0.44077366683043456,0.45747028192337302,0.47444977264727656,0.49171124395213711,0.50925382092134763,0.52707664794437659,0.54517888793825875,0.56355972161416978,0.58221834678571804,0.60115397771587764,3,3,3,3,3,3,4,4,4,4,4,4]
[366,32758.198267564971,1.2871987355716907,1.3380522298499373,1.3898035054121252,1.4424496046030046,1.4959876389821587,1.550414786367293,1.6057282880587411,1.6619254462308257,1.7190036214771418,1.7769602304979926,1.8357927439193644,1.8954986842337394,8,8,8,8,8,9,9,9,9,9,9,9]
[367,2160.0519730510109,0.42436084343211278,0.44077366683043462,0.45747028192337291,0.47444977264727634,0.49171124395213711,0.50925382092134763,0.5270766479443767,0.54517888793825864,0.56355972161416967,0.58221834678571827,0.60115397771587775,0.62036584449977572,3,3,3,3,3,4,4,4,4,4,4,4]
[368,901.3166506256016,1.3380522298499373,1.3898035054121254,1.4424496046030049,1.4959876389821591,1.5504147863672935,1.6057282880587409,1.6619254462308257,1.7190036214771418,1.7769602304979926,1.8357927439193644,1.8954986842337396,1.9560756238539641,8,8,8,8,9,9,9,9,9,9,9,9]
[369,170.93936477382101,1.3380522298499371,1.3898035054121252,1.4424496046030044,1.4959876389821587,1.5504147863672932,1.6057282880587407,1.6619254462308257,1.7190036214771418,1.7769602304979919,1.8357927439193644,1.8954986842337394,1.9560756238539641,8,8,8,8,9,9,9,9,9,9,9,9]
[370,1010.0962463907605,1.3380522298499373,1.3898035054121252,1.4424496046030044,1.4959876389821587,1.5504147863672937,1.6057282880587409,1.6619254462308255,1.7190036214771416,1.7769602304979926,1.835792743919364,1.8954986842337396,1.9560756238539638,8,8,8,8,9,9,9,9,9,9,9,9]
[371,31.079884504331091,1.3380522298499373,1.3898035054121249,1.4424496046030051,1.4959876389821587,1.5504147863672935,1.6057282880587407,1.6619254462308259,1.719003621477142,1.7769602304979923,1.8357927439193646,1.8954986842337394,1.9560756238539641,8,8,8,8,9,9,9,9,9,9,9,9]
[372,2533.0105871029837,1.3380522298499375,1.3898035054121252,1.4424496046030049,1.4959876389821589,1.5504147863672937,1.6057282880587407,1.6619254462308257,1.7190036214771418,1.7769602304979928,1.8357927439193644,1.8954986842337396,1.9560756238539645,8,8,8,8,9,9,9,9,9,9,9,9]
[373,341.87872954764202,1.3380522298499371,1.3898035054121252,1.4424496046030044,1.4959876389821587,1.5504147863672932,1.6057282880587407,1.6619254462308257,1.7190036214771418,1.7769602304979919,1.8357927439193644,1.8954986842337394,1.9560756238539641,8,8,8,8,9,9,9,9,9,9,9,9]
[374,14281.206929740136,0.42436084343211278,0.44077366683043456,0.45747028192337297,0.47444977264727628,0.49171124395213722,0.50925382092134763,0.52707664794437659,0.54517888793825864,0.56355972161416956,0.58221834678571793,0.60115397771587753,0.62036584449977561,3,3,3,3,3,4,4,4,4,4,4,4]
[375,52276.365736284897,1.3380522298499371,1.3898035054121249,1.4424496046030044,1.4959876389821585,1.5504147863672932,1.6057282880587405,1.6619254462308255,1.7190036214771411,1.7769602304979923,1.8357927439193642,1.8954986842337396,1.9560756238539643,8,8,8,8,9,9,9,9,9,9,9,9]
[376,5081.5611164581333,1.3898035054121252,1.4424496046030049,1.4959876389821589,1.5504147863672937,1.6057282880587411,1.6619254462308259,1.7190036214771418,1.7769602304979928,1.8357927439193644,1.8954986842337398,1.9560756238539645,2.0175211832721174,8,8,8,9,9,9,9,9,9,9,9,10]
[377,1243.1953801732436,1.3898035054121252,1.4424496046030051,1.4959876389821589,1.5504147863672937,1.6057282880587409,1.6619254462308255,1.7190036214771418,1.7769602304979926,1.8357927439193642,1.8954986842337396,1.9560756238539641,2.0175211832721174,8,8,8,9,9,9,9,9,9,9,9,10]
[378,264.17901828681426,1.3898035054121252,1.4424496046030049,1.4959876389821589,1.5504147863672939,1.6057282880587409,1.6619254462308257,1.719003621477142,1.7769602304979928,1.8357927439193649,1.8954986842337398,1.9560756238539643,2.0175211832721174,8,8,8,9,9,9,9,9,9,9,9,10]
[379,1818.1732435033689,1.3898035054121249,1.4424496046030046,1.4959876389821587,1.5504147863672935,1.6057282880587407,1.6619254462308255,1.7190036214771418,1.7769602304979926,1.8357927439193646,1.8954986842337394,1.9560756238539638,2.0175211832721174,8,8,8,9,9,9,9,9,9,9,9,10]
[380,4708.6025024061601,1.3898035054121252,1.4424496046030046,1.4959876389821587,1.5504147863672937,1.6057282880587411,1.6619254462308262,1.7190036214771418,1.7769602304979928,1.8357927439193646,1.8954986842337398,1.9560756238539643,2.0175211832721178,8,8,8,9,9,9,9,9,9,9,9,10]
[381,606.05774783445622,1.3898035054121252,1.4424496046030046,1.4959876389821589,1.5504147863672935,1.6057282880587409,1.6619254462308255,1.7190036214771418,1.7769602304979928,1.8357927439193646,1.89549868423374,1.9560756238539636,2.0175211832721178,8,8,8,9,9,9,9,9,9,9,9,10]
[382,29525.890279114537,0.44077366683043462,0.45747028192337291,0.47444977264727634,0.49171124395213717,0.50925382092134752,0.5270766479443767,0.54517888793825864,0.56355972161416978,0.58221834678571804,0.60115397771587764,0.62036584449977572,0.63985319248078076,3,3,3,3,4,4,4,4,4,4,4,4]
[383,43651.697786333018,1.3898035054121254,1.4424496046030046,1.4959876389821587,1.5504147863672932,1.6057282880587405,1.6619254462308253,1.7190036214771414,1.7769602304979923,1.8357927439193642,1.8954986842337398,1.9560756238539638,2.0175211832721174,8,8,8,9,9,9,9,9,9,9,9,10]
[384,1771.5534167468722,0.45747028192337302,0.47444977264727628,0.49171124395213717,0.50925382092134752,0.52707664794437659,0.54517888793825864,0.56355972161416967,0.58221834678571793,0.60115397771587764,0.6203658444997755,0.63985319248078065,0.65961528169757444,3,3,3,4,4,4,4,4,4,4,4,4]
[385,1864.7930702598655,1.4424496046030046,1.4959876389821587,1.5504147863672935,1.6057282880587407,1.6619254462308255,1.7190036214771418,1.7769602304979928,1.8357927439193644,1.8954986842337394,1.9560756238539638,2.0175211832721174,2.0798330293160716,8,8,9,9,9,9,9,9,9,9,10,10]
[386,450.6583253128008,1.4424496046030049,1.4959876389821591,1.5504147863672935,1.6057282880587409,1.6619254462308257,1.7190036214771418,1.7769602304979926,1.8357927439193644,1.8954986842337396,1.9560756238539641,2.0175211832721178,2.0798330293160716,8,8,9,9,9,9,9,9,9,9,10,10]
[387,2144.5120307988454,1.4424496046030042,1.4959876389821589,1.550414786367293,1.6057282880587405,1.6619254462308253,1.7190036214771414,1.7769602304979926,1.8357927439193642,1.8954986842337389,1.9560756238539636,2.0175211832721174,2.0798330293160712,8,8,9,9,9,9,9,9,9,9,10,10]
[388,186.47930702598654,0.45747028192337297,0.4744497726472765,0.49171124395213711,0.50925382092134763,0.5270766479443767,0.54517888793825875,0.56355972161416967,0.58221834678571815,0.60115397771587764,0.62036584449977583,0.63985319248078087,0.65961528169757466,3,3,3,4,4,4,4,4,4,4,4,4]
[389,21600.519730510106,0.45747028192337302,0.47444977264727634,0.49171124395213733,0.50925382092134752,0.52707664794437681,0.54517888793825875,0.56355972161416978,0.58221834678571815,0.60115397771587786,0.62036584449977583,0.63985319248078087,0.65961528169757477,3,3,3,4,4,4,4,4,4,4,4,4]
[390,66992.691049085668,0.45747028192337302,0.47444977264727645,0.49171124395213722,0.50925382092134763,0.52707664794437659,0.54517888793825864,0.56355972161416956,0.58221834678571815,0.60115397771587753,0.62036584449977572,0.63985319248078087,0.65961528169757466,3,3,3,4,4,4,4,4,4,4,4,4]
[391,2517.4706448508182,1.4959876389821589,1.5504147863672937,1.6057282880587413,1.6619254462308255,1.719003621477142,1.7769602304979928,1.8357927439193644,1.89549868423374,1.9560756238539643,2.0175211832721174,2.0798330293160721,2.1430088734970076,8,9,9,9,9,9,9,9,9,10,10,10]
[392,1616.1539942252166,1.4959876389821591,1.5504147863672937,1.6057282880587411,1.6619254462308257,1.7190036214771418,1.7769602304979928,1.8357927439193646,1.8954986842337396,1.9560756238539641,2.0175211832721178,2.0798330293160721,2.1430088734970067,8,9,9,9,9,9,9,9,9,10,10,10]
[393,248.63907603464872,1.4959876389821587,1.5504147863672935,1.6057282880587407,1.6619254462308259,1.719003621477142,1.7769602304979923,1.8357927439193646,1.8954986842337394,1.9560756238539641,2.0175211832721174,2.0798330293160716,2.1430088734970076,8,9,9,9,9,9,9,9,9,10,10,10]
[394,1056.716073147257,1.4959876389821589,1.5504147863672939,1.6057282880587409,1.6619254462308257,1.719003621477142,1.7769602304979928,1.8357927439193649,1.8954986842337398,1.9560756238539643,2.0175211832721174,2.0798330293160721,2.1430088734970076,8,9,9,9,9,9,9,9,9,10,10,10]
[395,3434.3272377285857,1.4959876389821587,1.5504147863672932,1.6057282880587409,1.6619254462308253,1.7190036214771416,1.7769602304979923,1.8357927439193644,1.8954986842337396,1.9560756238539638,2.0175211832721174,2.0798330293160716,2.1430088734970072,8,9,9,9,9,9,9,9,9,10,10,10]
[396,326.33878729547644,1.4959876389821589,1.5504147863672937,1.6057282880587409,1.6619254462308257,1.7190036214771418,1.7769602304979928,1.8357927439193649,1.8954986842337394,1.9560756238539643,2.0175211832721178,2.0798330293160716,2.1430088734970072,8,9,9,9,9,9,9,9,9,10,10,10]
[397,22983.574590952841,0.47444977264727628,0.49171124395213711,0.50925382092134763,0.5270766479443767,0.54517888793825875,0.56355972161416956,0.58221834678571793,0.60115397771587775,0.62036584449977583,0.63985319248078087,0.65961528169757455,0.67965138636006917,3,3,4,4,4,4,4,4,4,4,4,5]
[398,79362.485081809442,1.4959876389821583,1.5504147863672932,1.6057282880587405,1.6619254462308257,1.7190036214771414,1.7769602304979926,1.835792743919364,1.8954986842337389,1.9560756238539636,2.0175211832721169,2.0798330293160712,2.1430088734970067,8,9,9,9,9,9,9,9,9,10,10,10]
[399,3791.745909528393,1.5504147863672939,1.6057282880587407,1.6619254462308255,1.7190036214771414,1.7769602304979923,1.8357927439193646,1.8954986842337396,1.9560756238539638,2.0175211832721174,2.0798330293160721,2.1430088734970072,2.2070464704417581,9,9,9,9,9,9,9,9,10,10,10,10]
[400,2113.432146294514,1.5504147863672939,1.6057282880587409,1.6619254462308257,1.719003621477142,1.7769602304979928,1.8357927439193649,1.8954986842337398,1.9560756238539643,2.0175211832721174,2.0798330293160721,2.1430088734970076,2.2070464704417589,9,9,9,9,9,9,9,9,10,10,10,10]
[401,217.55919153031763,2.6091183287824498,2.7022027551961334,2.7967742445172745,2.8928283550160248,2.9903607393818152,3.0893671410530104,3.1898433907516006,3.2917854032081517,3.3951891740634546,3.5000507769345681,3.6063663606339453,3.7141321465312891,10,10,10,10,10,10,10,10,10,10,10,10]
[402,2595.170356111646,2.6091183287824493,2.7022027551961338,2.7967742445172745,2.8928283550160248,2.9903607393818152,3.0893671410530108,3.1898433907516011,3.2917854032081522,3.3951891740634541,3.5000507769345686,3.6063663606339453,3.7141321465312891,10,10,10,10,10,10,10,10,10,10,10,10]
[403,8624.6679499518777,1.5504147863672935,1.6057282880587405,1.6619254462308257,1.7190036214771416,1.7769602304979921,1.8357927439193644,1.8954986842337396,1.9560756238539638,2.0175211832721174,2.0798330293160712,2.1430088734970076,2.2070464704417585,9,9,9,9,9,9,9,9,10,10,10,10]
[404,497.27815206929745,1.5504147863672935,1.6057282880587407,1.6619254462308259,1.719003621477142,1.7769602304979923,1.8357927439193646,1.8954986842337394,1.9560756238539641,2.0175211832721174,2.0798330293160716,2.1430088734970076,2.2070464704417585,9,9,9,9,9,9,9,9,10,10,10,10]
[405,27241.5187680462,0.49171124395213717,0.50925382092134763,0.5270766479443767,0.54517888793825875,0.56355972161416967,0.58221834678571804,0.60115397771587775,0.62036584449977583,0.63985319248078087,0.65961528169757466,0.67965138636006917,0.69996079435222802,3,4,4,4,4,4,4,4,4,4,5,5]
[406,124303.9980750722,1.5504147863672935,1.6057282880587409,1.6619254462308255,1.7190036214771411,1.7769602304979923,1.8357927439193642,1.8954986842337394,1.9560756238539636,2.0175211832721169,2.0798330293160712,2.1430088734970072,2.2070464704417585,9,9,9,9,9,9,9,9,10,10,10,10]
[407,3760.666025024062,0.50925382092134763,0.52707664794437659,0.54517888793825875,0.56355972161416967,0.58221834678571815,0.60115397771587775,0.62036584449977572,0.63985319248078087,0.65961528169757466,0.67965138636006917,0.69996079435222813,0.72054280675999838,4,4,4,4,4,4,4,4,4,5,5,5]
[408,2626.250240615977,2.7022027551961347,2.7967742445172754,2.8928283550160252,2.9903607393818157,3.0893671410530117,3.1898433907516024,3.2917854032081522,3.395189174063455,3.5000507769345699,3.6063663606339462,3.7141321465312891,3.8233444260486733,10,10,10,10,10,10,10,10,10,10,10,10]
[409,170.93936477382101,1.6057282880587407,1.6619254462308257,1.7190036214771418,1.7769602304979919,1.8357927439193644,1.8954986842337394,1.9560756238539641,2.0175211832721174,2.0798330293160716,2.1430088734970072,2.2070464704417585,2.271943616404335,9,9,9,9,9,9,9,10,10,10,10,10]
[410,3216.7680461982677,2.7022027551961343,2.796774244517275,2.8928283550160252,2.9903607393818157,3.0893671410530117,3.1898433907516015,3.291785403208153,3.3951891740634537,3.5000507769345695,3.6063663606339462,3.71413214653129,3.8233444260486729,10,10,10,10,10,10,10,10,10,10,10,10]
[411,7863.2107795957663,1.6057282880587409,1.6619254462308259,1.7190036214771418,1.7769602304979926,1.8357927439193644,1.8954986842337396,1.9560756238539638,2.0175211832721174,2.0798330293160716,2.1430088734970072,2.2070464704417585,2.271943616404335,9,9,9,9,9,9,9,10,10,10,10,10]
[412,761.45717035611176,1.6057282880587409,1.6619254462308257,1.7190036214771416,1.7769602304979928,1.8357927439193644,1.8954986842337398,1.9560756238539638,2.0175211832721174,2.0798330293160716,2.1430088734970076,2.2070464704417589,2.2719436164043354,9,9,9,9,9,9,9,10,10,10,10,10]
[413,33100.076997112614,0.50925382092134752,0.52707664794437659,0.54517888793825864,0.56355972161416967,0.58221834678571793,0.60115397771587764,0.6203658444997755,0.63985319248078087,0.65961528169757455,0.67965138636006905,0.69996079435222802,0.72054280675999827,4,4,4,4,4,4,4,4,4,5,5,5]
[414,113923.31665062561,1.6057282880587405,1.6619254462308259,1.7190036214771423,1.7769602304979926,1.8357927439193646,1.8954986842337396,1.9560756238539641,2.0175211832721178,2.0798330293160721,2.1430088734970076,2.2070464704417585,2.2719436164043354,9,9,9,9,9,9,9,10,10,10,10,10]
[415,1880.333012512031,0.52707664794437659,0.54517888793825875,0.56355972161416967,0.58221834678571815,0.60115397771587775,0.62036584449977572,0.63985319248078087,0.65961528169757466,0.67965138636006917,0.69996079435222813,0.72054280675999838,0.74139673742271062,4,4,4,4,4,4,4,4,5,5,5,5]
[416,1600.6140519730511,1.6619254462308255,1.7190036214771414,1.7769602304979926,1.8357927439193644,1.8954986842337394,1.9560756238539638,2.0175211832721174,2.0798330293160716,2.1430088734970072,2.2070464704417585,2.271943616404335,2.3376981478514427,9,9,9,9,9,9,10,10,10,10,10,10]
[417,233.09913378248319,3.9316230428037242,4.0666530885549079,4.2037612482656392,4.3429415381866576,4.4841880972694632,4.6274951825623418,4.7728571648547913,4.920268524553066,5.0697238477708835,5.2212178226208197,5.374745235693009,5.5303009687089091,10,10,10,10,10,10,10,10,10,10,10,10]
[418,1600.6140519730511,2.7967742445172745,2.8928283550160243,2.9903607393818152,3.0893671410530108,3.1898433907516015,3.2917854032081526,3.3951891740634541,3.5000507769345681,3.6063663606339449,3.7141321465312891,3.8233444260486715,3.933999558280175,10,10,10,10,10,10,10,10,10,10,10,10]
[419,4087.0048123195384,1.6619254462308257,1.7190036214771418,1.7769602304979928,1.8357927439193646,1.8954986842337396,1.9560756238539638,2.0175211832721178,2.0798330293160716,2.1430088734970076,2.2070464704417585,2.271943616404335,2.3376981478514427,9,9,9,9,9,9,10,10,10,10,10,10]
[420,326.33878729547644,1.6619254462308257,1.7190036214771418,1.7769602304979928,1.8357927439193649,1.8954986842337394,1.9560756238539643,2.0175211832721178,2.0798330293160716,2.1430088734970072,2.2070464704417589,2.2719436164043354,2.337698147851444,9,9,9,9,9,9,10,10,10,10,10,10]
[421,19176.288739172283,0.52707664794437659,0.54517888793825864,0.56355972161416978,0.58221834678571793,0.60115397771587775,0.62036584449977561,0.63985319248078087,0.65961528169757466,0.67965138636006928,0.69996079435222813,0.72054280675999849,0.74139673742271051,4,4,4,4,4,4,4,4,5,5,5,5]
[422,135073.17805582291,1.6619254462308255,1.7190036214771418,1.7769602304979923,1.8357927439193646,1.8954986842337394,1.9560756238539641,2.0175211832721169,2.0798330293160716,2.1430088734970076,2.2070464704417585,2.2719436164043354,2.3376981478514431,9,9,9,9,9,9,10,10,10,10,10,10]
[423,2284.3715110683352,1.7190036214771418,1.7769602304979928,1.8357927439193646,1.8954986842337394,1.9560756238539645,2.0175211832721178,2.0798330293160721,2.1430088734970076,2.2070464704417585,2.271943616404335,2.3376981478514436,2.4043079401172349,9,9,9,9,9,10,10,10,10,10,10,10]
[424,1087.7959576515882,1.7190036214771416,1.7769602304979926,1.8357927439193649,1.8954986842337398,1.9560756238539645,2.0175211832721174,2.0798330293160721,2.1430088734970067,2.2070464704417585,2.2719436164043354,2.3376981478514436,2.4043079401172354,9,9,9,9,9,10,10,10,10,10,10,10]
[425,93.239653512993272,1.719003621477142,1.7769602304979928,1.8357927439193646,1.8954986842337396,1.9560756238539641,2.0175211832721174,2.0798330293160716,2.1430088734970072,2.2070464704417585,2.271943616404335,2.3376981478514431,2.4043079401172349,9,9,9,9,9,10,10,10,10,10,10,10]
[426,901.3166506256016,1.7190036214771418,1.7769602304979926,1.8357927439193644,1.8954986842337396,1.9560756238539641,2.0175211832721178,2.0798330293160716,2.1430088734970076,2.2070464704417589,2.2719436164043358,2.3376981478514436,2.4043079401172349,9,9,9,9,9,10,10,10,10,10,10,10]
[427,3154.6082771896058,1.7190036214771416,1.7769602304979926,1.8357927439193644,1.8954986842337396,1.9560756238539636,2.0175211832721165,2.0798330293160712,2.1430088734970067,2.2070464704417576,2.2719436164043354,2.3376981478514427,2.4043079401172345,9,9,9,9,9,10,10,10,10,10,10,10]
[428,1072.2560153994227,4.0666530885549079,4.2037612482656384,4.3429415381866567,4.4841880972694623,4.6274951825623409,4.7728571648547913,4.9202685245530651,5.0697238477708835,5.2212178226208197,5.374745235693009,5.5303009687089091,5.6878799953388315,10,10,10,10,10,10,10,10,10,10,10,10]
[429,32991.297401347452,0.54517888793825864,0.56355972161416956,0.58221834678571793,0.60115397771587764,0.62036584449977561,0.63985319248078087,0.65961528169757466,0.67965138636006928,0.69996079435222813,0.72054280675999816,0.74139673742271039,0.76252191250643597,4,4,4,4,4,4,4,5,5,5,5,5]
[430,120807.51106833495,1.7190036214771416,1.7769602304979923,1.8357927439193646,1.8954986842337398,1.9560756238539641,2.0175211832721174,2.0798330293160716,2.1430088734970072,2.2070464704417589,2.2719436164043354,2.3376981478514431,2.4043079401172349,9,9,9,9,9,10,10,10,10,10,10,10]
[431,3496.4870067372476,0.56355972161416956,0.58221834678571793,0.60115397771587764,0.62036584449977572,0.63985319248078065,0.65961528169757477,0.67965138636006928,0.69996079435222802,0.72054280675999827,0.74139673742271073,0.76252191250643586,0.78391767009790558,4,4,4,4,4,4,5,5,5,5,5,5]
[432,450.6583253128008,0.56355972161416978,0.58221834678571804,0.60115397771587786,0.62036584449977572,0.63985319248078076,0.65961528169757466,0.67965138636006928,0.69996079435222824,0.72054280675999838,0.74139673742271073,0.76252191250643597,0.78391767009790569,4,4,4,4,4,4,5,5,5,5,5,5]
[433,15.539942252165545,5.4171617571494632,5.596515935320304,5.7785328037873258,5.9632049619165297,6.150525155646128,6.3404862721715629,6.5330813349078225,6.7283034987103498,6.9261460453373473,7.1266023791376423,7.329666022949632,7.5353306141978722,10,10,10,10,10,10,10,10,10,10,10,10]
[434,730.37728585178058,4.2037612482656401,4.3429415381866567,4.4841880972694641,4.6274951825623409,4.7728571648547913,4.920268524553066,5.0697238477708844,5.2212178226208197,5.3747452356930099,5.53030096870891,5.6878799953388324,5.8474773781728819,10,10,10,10,10,10,10,10,10,10,10,10]
[435,2362.071222329163,4.2037612482656375,4.3429415381866567,4.4841880972694632,4.6274951825623409,4.7728571648547904,4.920268524553066,5.0697238477708826,5.2212178226208179,5.3747452356930081,5.5303009687089082,5.6878799953388333,5.8474773781728793,10,10,10,10,10,10,10,10,10,10,10,10]
[436,388.49855630413862,2.9903607393818152,3.0893671410530104,3.1898433907516015,3.2917854032081517,3.3951891740634537,3.500050776934569,3.6063663606339453,3.7141321465312886,3.8233444260486724,3.933999558280175,4.0460939677280336,4.1596241421478881,10,10,10,10,10,10,10,10,10,10,10,10]
[437,11033.358999037537,0.56355972161416967,0.58221834678571804,0.60115397771587764,0.62036584449977561,0.63985319248078087,0.65961528169757455,0.67965138636006917,0.69996079435222802,0.72054280675999816,0.74139673742271039,0.76252191250643597,0.78391767009790558,4,4,4,4,4,4,5,5,5,5,5,5]
[438,187163.06448508182,1.776960230497993,1.8357927439193644,1.8954986842337394,1.9560756238539641,2.0175211832721174,2.0798330293160716,2.1430088734970067,2.2070464704417585,2.2719436164043354,2.3376981478514431,2.4043079401172349,2.471770906122897,9,9,9,9,10,10,10,10,10,10,10,10]
[439,5345.7401347449477,0.58221834678571815,0.60115397771587775,0.62036584449977583,0.63985319248078076,0.65961528169757477,0.67965138636006917,0.69996079435222813,0.72054280675999838,0.74139673742271062,0.76252191250643597,0.78391767009790592,0.80558335981770846,4,4,4,4,4,5,5,5,5,5,5,5]
[440,2175.5919153031764,1.8357927439193649,1.8954986842337398,1.9560756238539645,2.0175211832721174,2.0798330293160721,2.1430088734970067,2.2070464704417585,2.2719436164043354,2.3376981478514436,2.4043079401172354,2.471770906122897,2.540084995157025,9,9,9,10,10,10,10,10,10,10,10,10]
[441,248.63907603464872,1.8357927439193646,1.8954986842337394,1.9560756238539641,2.0175211832721174,2.0798330293160716,2.1430088734970076,2.2070464704417585,2.2719436164043354,2.3376981478514436,2.4043079401172354,2.471770906122897,2.5400849951570246,9,9,9,10,10,10,10,10,10,10,10,10]
[442,2128.9720885466795,1.8357927439193649,1.8954986842337394,1.9560756238539641,2.0175211832721174,2.0798330293160716,2.1430088734970076,2.2070464704417585,2.2719436164043358,2.3376981478514431,2.4043079401172349,2.4717709061228974,2.540084995157025,9,9,9,10,10,10,10,10,10,10,10,10]
[443,6822.0346487006746,1.8357927439193646,1.8954986842337394,1.9560756238539634,2.0175211832721169,2.0798330293160716,2.1430088734970076,2.2070464704417581,2.2719436164043354,2.3376981478514431,2.4043079401172345,2.4717709061228974,2.540084995157025,9,9,9,10,10,10,10,10,10,10,10,10]
[444,994.5563041385949,1.8357927439193646,1.8954986842337394,1.9560756238539641,2.0175211832721174,2.0798330293160716,2.1430088734970076,2.2070464704417585,2.2719436164043354,2.3376981478514436,2.4043079401172354,2.471770906122897,2.5400849951570246,9,9,9,10,10,10,10,10,10,10,10,10]
[445,17606.754571703565,1.8357927439193642,1.8954986842337391,1.9560756238539632,2.0175211832721174,2.0798330293160707,2.1430088734970072,2.2070464704417576,2.271943616404335,2.3376981478514427,2.404307940117234,2.471770906122897,2.5400849951570246,9,9,9,10,10,10,10,10,10,10,10,10]
[446,320200.51010587107,1.8357927439193644,1.8954986842337394,1.9560756238539638,2.0175211832721174,2.0798330293160716,2.1430088734970072,2.2070464704417585,2.2719436164043354,2.3376981478514431,2.4043079401172345,2.4717709061228974,2.5400849951570246,9,9,9,10,10,10,10,10,10,10,10,10]
[447,3838.3657362848899,0.60115397771587764,0.62036584449977561,0.63985319248078076,0.65961528169757466,0.67965138636006917,0.69996079435222791,0.72054280675999816,0.74139673742271039,0.76252191250643586,0.78391767009790569,0.80558335981770812,0.82751834245157774,4,4,4,4,5,5,5,5,5,5,5,5]
[448,1880.333012512031,3.1898433907516019,3.2917854032081526,3.3951891740634541,3.500050776934569,3.6063663606339453,3.7141321465312891,3.8233444260486724,3.9339995582801768,4.0460939677280345,4.1596241421478881,4.2745866304963407,4.3909780409744883,10,10,10,10,10,10,10,10,10,10,10,10]
[449,186.47930702598654,1.8954986842337396,1.9560756238539641,2.0175211832721174,2.0798330293160716,2.1430088734970072,2.2070464704417585,2.271943616404335,2.3376981478514431,2.4043079401172349,2.4717709061228974,2.540084995157025,2.609248191713033,9,9,10,10,10,10,10,10,10,10,10,10]
[450,3418.7872954764198,1.8954986842337394,1.9560756238539643,2.0175211832721178,2.0798330293160721,2.1430088734970081,2.2070464704417585,2.2719436164043358,2.337698147851444,2.4043079401172354,2.4717709061228974,2.540084995157025,2.6092481917130335,9,9,10,10,10,10,10,10,10,10,10,10]
[451,9106.4061597690088,1.8954986842337394,1.9560756238539641,2.0175211832721178,2.0798330293160716,2.1430088734970072,2.2070464704417585,2.2719436164043354,2.3376981478514431,2.4043079401172349,2.4717709061228974,2.5400849951570246,2.609248191713033,9,9,10,10,10,10,10,10,10,10,10,10]
[452,543.8979788257941,1.8954986842337398,1.9560756238539645,2.0175211832721174,2.0798330293160721,2.1430088734970067,2.2070464704417585,2.2719436164043354,2.3376981478514436,2.4043079401172354,2.471770906122897,2.540084995157025,2.6092481917130335,9,9,10,10,10,10,10,10,10,10,10,10]
[453,18912.10972088547,0.60115397771587775,0.62036584449977561,0.63985319248078076,0.65961528169757466,0.67965138636006917,0.69996079435222802,0.72054280675999827,0.74139673742271051,0.76252191250643575,0.78391767009790558,0.80558335981770823,0.82751834245157785,4,4,4,4,5,5,5,5,5,5,5,5]
[454,223495.44947064487,1.8954986842337391,1.9560756238539641,2.0175211832721174,2.0798330293160716,2.1430088734970072,2.2070464704417585,2.271943616404335,2.3376981478514431,2.4043079401172345,2.4717709061228965,2.540084995157025,2.609248191713033,9,9,10,10,10,10,10,10,10,10,10,10]
[455,4646.4427333974982,0.62036584449977561,0.63985319248078076,0.65961528169757444,0.67965138636006905,0.69996079435222791,0.72054280675999827,0.74139673742271039,0.76252191250643586,0.78391767009790558,0.80558335981770823,0.82751834245157774,0.84972198959867451,4,4,4,5,5,5,5,5,5,5,5,6]
[456,606.05774783445622,1.9560756238539636,2.0175211832721178,2.0798330293160721,2.1430088734970076,2.2070464704417589,2.2719436164043358,2.3376981478514436,2.4043079401172345,2.4717709061228974,2.5400849951570255,2.6092481917130335,2.6792585143801553,9,10,10,10,10,10,10,10,10,10,10,10]
[457,77.699711260827726,1.9560756238539641,2.0175211832721174,2.0798330293160716,2.1430088734970076,2.2070464704417585,2.2719436164043354,2.3376981478514431,2.4043079401172354,2.471770906122897,2.540084995157025,2.6092481917130335,2.6792585143801557,9,10,10,10,10,10,10,10,10,10,10,10]
[458,2128.9720885466795,1.9560756238539641,2.0175211832721174,2.0798330293160716,2.1430088734970076,2.2070464704417585,2.2719436164043358,2.3376981478514431,2.4043079401172349,2.4717709061228974,2.540084995157025,2.6092481917130335,2.6792585143801557,9,10,10,10,10,10,10,10,10,10,10,10]
[459,4910.6217516843126,1.9560756238539643,2.0175211832721174,2.0798330293160712,2.1430088734970067,2.2070464704417585,2.271943616404335,2.3376981478514436,2.4043079401172345,2.471770906122897,2.5400849951570246,2.609248191713033,2.6792585143801539,9,10,10,10,10,10,10,10,10,10,10,10]
[460,590.51780558229075,0.62036584449977561,0.63985319248078076,0.65961528169757444,0.67965138636006905,0.69996079435222802,0.72054280675999816,0.74139673742271062,0.76252191250643597,0.78391767009790569,0.80558335981770823,0.82751834245157785,0.84972198959867484,4,4,4,5,5,5,5,5,5,5,5,6]
[461,22424.136669874883,0.62036584449977561,0.63985319248078087,0.65961528169757455,0.67965138636006917,0.69996079435222791,0.72054280675999816,0.74139673742271062,0.76252191250643586,0.78391767009790558,0.80558335981770834,0.82751834245157774,0.84972198959867473,4,4,4,5,5,5,5,5,5,5,5,6]
[462,196098.531280077,0.62036584449977583,0.63985319248078087,0.65961528169757466,0.67965138636006928,0.69996079435222802,0.72054280675999827,0.74139673742271051,0.76252191250643619,0.78391767009790558,0.80558335981770846,0.82751834245157763,0.84972198959867484,4,4,4,5,5,5,5,5,5,5,5,6]
[463,5967.3378248315694,0.63985319248078087,0.65961528169757466,0.67965138636006928,0.69996079435222802,0.72054280675999838,0.74139673742271039,0.76252191250643597,0.78391767009790569,0.80558335981770823,0.82751834245157796,0.84972198959867462,0.87219368333584446,4,4,5,5,5,5,5,5,5,5,6,6]
[464,3418.7872954764198,2.0175211832721178,2.0798330293160721,2.1430088734970081,2.2070464704417585,2.2719436164043358,2.337698147851444,2.4043079401172354,2.4717709061228974,2.540084995157025,2.6092481917130335,2.6792585143801553,2.7501140147848138,10,10,10,10,10,10,10,10,10,10,10,10]
[465,170.93936477382101,2.0175211832721174,2.0798330293160716,2.1430088734970072,2.2070464704417585,2.271943616404335,2.3376981478514423,2.4043079401172336,2.4717709061228965,2.5400849951570246,2.6092481917130326,2.6792585143801548,2.750114014784812,10,10,10,10,10,10,10,10,10,10,10,10]
[466,3667.4263715110687,3.3951891740634537,3.5000507769345686,3.6063663606339458,3.7141321465312891,3.8233444260486729,3.9339995582801754,4.0460939677280328,4.159624142147889,4.2745866304963407,4.3909780409744883,4.5087950391616358,4.6280343462337816,10,10,10,10,10,10,10,10,10,10,10,10]
[467,5547.7593840230993,2.0175211832721174,2.0798330293160716,2.1430088734970076,2.2070464704417589,2.2719436164043354,2.3376981478514431,2.4043079401172345,2.4717709061228974,2.5400849951570255,2.609248191713033,2.6792585143801553,2.7501140147848129,10,10,10,10,10,10,10,10,10,10,10,10]
[468,590.51780558229075,2.0175211832721174,2.0798330293160712,2.1430088734970072,2.2070464704417585,2.2719436164043354,2.3376981478514431,2.4043079401172349,2.471770906122897,2.5400849951570241,2.609248191713033,2.6792585143801553,2.7501140147848124,10,10,10,10,10,10,10,10,10,10,10,10]
[469,25345.645813282004,0.63985319248078087,0.65961528169757455,0.67965138636006939,0.69996079435222802,0.72054280675999816,0.74139673742271039,0.76252191250643608,0.78391767009790581,0.80558335981770846,0.82751834245157785,0.84972198959867495,0.87219368333584479,4,4,5,5,5,5,5,5,5,5,6,6]
[470,285530.89894128975,0.63985319248078087,0.65961528169757455,0.67965138636006928,0.69996079435222791,0.72054280675999816,0.74139673742271051,0.76252191250643597,0.78391767009790558,0.80558335981770834,0.82751834245157785,0.84972198959867473,0.87219368333584446,4,4,5,5,5,5,5,5,5,5,6,6]
[471,3543.1068334937445,0.65961528169757444,0.67965138636006928,0.6999607943522278,0.72054280675999816,0.74139673742271039,0.76252191250643575,0.78391767009790581,0.80558335981770823,0.82751834245157763,0.84972198959867473,0.87219368333584457,0.89493281589691076,4,5,5,5,5,5,5,5,5,6,6,6]
[472,1958.0327237728586,0.65961528169757466,0.67965138636006917,0.69996079435222813,0.72054280675999838,0.74139673742271051,0.76252191250643608,0.78391767009790558,0.80558335981770834,0.82751834245157785,0.84972198959867462,0.87219368333584457,0.89493281589691098,4,5,5,5,5,5,5,5,5,6,6,6]
[473,93.239653512993272,2.0798330293160716,2.1430088734970072,2.2070464704417585,2.271943616404335,2.3376981478514431,2.4043079401172349,2.4717709061228974,2.540084995157025,2.609248191713033,2.6792585143801548,2.7501140147848129,2.8218127765793968,10,10,10,10,10,10,10,10,10,10,10,10]
[474,963.47641963426383,0.65961528169757466,0.67965138636006939,0.69996079435222813,0.72054280675999838,0.74139673742271051,0.76252191250643597,0.78391767009790569,0.80558335981770834,0.82751834245157807,0.84972198959867484,0.87219368333584457,0.89493281589691098,4,5,5,5,5,5,5,5,5,6,6,6]
[475,4491.0433108758425,2.0798330293160721,2.1430088734970076,2.2070464704417585,2.2719436164043354,2.3376981478514436,2.4043079401172345,2.4717709061228965,2.5400849951570241,2.6092481917130335,2.6792585143801557,2.7501140147848124,2.8218127765793972,10,10,10,10,10,10,10,10,10,10,10,10]
[476,668.21751684311846,0.65961528169757477,0.67965138636006917,0.69996079435222813,0.72054280675999838,0.74139673742271062,0.76252191250643597,0.78391767009790592,0.80558335981770846,0.82751834245157785,0.84972198959867484,0.87219368333584446,0.89493281589691087,4,5,5,5,5,5,5,5,5,6,6,6]
[477,44335.455245428304,0.65961528169757444,0.67965138636006905,0.69996079435222802,0.72054280675999816,0.74139673742271039,0.76252191250643586,0.78391767009790558,0.80558335981770812,0.82751834245157774,0.8497219895986744,0.87219368333584435,0.89493281589691076,4,5,5,5,5,5,5,5,5,6,6,6]
[478,229478.3272377286,0.65961528169757455,0.67965138636006939,0.69996079435222791,0.72054280675999816,0.74139673742271051,0.76252191250643586,0.78391767009790581,0.80558335981770823,0.82751834245157785,0.84972198959867473,0.87219368333584457,0.89493281589691098,4,5,5,5,5,5,5,5,5,6,6,6]
[479,2983.6689124157847,0.67965138636006928,0.69996079435222802,0.72054280675999838,0.74139673742271039,0.76252191250643597,0.78391767009790569,0.80558335981770823,0.82751834245157796,0.84972198959867462,0.87219368333584446,0.89493281589691076,0.9179387893661296,5,5,5,5,5,5,5,5,6,6,6,6]
[480,590.51780558229075,2.1430088734970072,2.2070464704417585,2.2719436164043354,2.3376981478514431,2.4043079401172349,2.471770906122897,2.5400849951570241,2.609248191713033,2.6792585143801553,2.7501140147848124,2.8218127765793981,2.8943529144756992,10,10,10,10,10,10,10,10,10,10,10,10]
[481,310.79884504331091,2.1430088734970076,2.2070464704417585,2.2719436164043354,2.3376981478514431,2.4043079401172354,2.471770906122897,2.540084995157025,2.6092481917130335,2.6792585143801557,2.7501140147848133,2.8218127765793981,2.8943529144757001,10,10,10,10,10,10,10,10,10,10,10,10]
[482,1569.5341674687202,2.1430088734970076,2.2070464704417585,2.2719436164043354,2.3376981478514436,2.4043079401172349,2.4717709061228965,2.5400849951570246,2.609248191713033,2.6792585143801548,2.7501140147848133,2.8218127765793977,2.8943529144756988,10,10,10,10,10,10,10,10,10,10,10,10]
[483,4226.8642925890281,2.1430088734970076,2.2070464704417589,2.2719436164043363,2.3376981478514436,2.4043079401172349,2.4717709061228978,2.540084995157025,2.6092481917130335,2.6792585143801553,2.7501140147848133,2.8218127765793977,2.8943529144756992,10,10,10,10,10,10,10,10,10,10,10,10]
[484,357.41867179980756,2.1430088734970076,2.2070464704417585,2.271943616404335,2.3376981478514436,2.4043079401172345,2.471770906122897,2.540084995157025,2.609248191713033,2.6792585143801548,2.7501140147848124,2.8218127765793972,2.8943529144756992,10,10,10,10,10,10,10,10,10,10,10,10]
[485,41880.144369586145,0.67965138636006928,0.69996079435222802,0.72054280675999838,0.74139673742271062,0.76252191250643597,0.78391767009790581,0.80558335981770823,0.82751834245157774,0.84972198959867473,0.87219368333584468,0.89493281589691109,0.91793878936612971,5,5,5,5,5,5,5,5,6,6,6,6]
[486,118725.15880654477,2.1430088734970072,2.2070464704417585,2.271943616404335,2.3376981478514431,2.4043079401172345,2.471770906122897,2.540084995157025,2.6092481917130335,2.6792585143801548,2.7501140147848129,2.8218127765793972,2.8943529144756983,10,10,10,10,10,10,10,10,10,10,10,10]
[487,1522.9143407122235,0.69996079435222791,0.72054280675999838,0.74139673742271073,0.76252191250643608,0.78391767009790592,0.80558335981770857,0.82751834245157774,0.84972198959867484,0.87219368333584479,0.89493281589691109,0.91793878936612938,0.9412110153849903,5,5,5,5,5,5,5,6,6,6,6,6]
[488,450.6583253128008,2.2070464704417589,2.2719436164043358,2.3376981478514436,2.4043079401172349,2.4717709061228974,2.540084995157025,2.609248191713033,2.6792585143801548,2.7501140147848129,2.8218127765793981,2.8943529144756996,2.9677325733204252,10,10,10,10,10,10,10,10,10,10,10,10]
[489,979.01636188642931,2.2070464704417585,2.271943616404335,2.3376981478514431,2.4043079401172349,2.471770906122897,2.540084995157025,2.6092481917130335,2.6792585143801544,2.7501140147848129,2.8218127765793972,2.8943529144756992,2.9677325733204252,10,10,10,10,10,10,10,10,10,10,10,10]
[490,62.159769008662181,5.2212178226208197,5.3747452356930108,5.53030096870891,5.6878799953388333,5.847477378172881,6.0090882658356595,6.1727078902359445,6.3383315639431164,6.5059546776827499,6.6755726979443715,6.8471811646948391,7.0207756891912947,10,10,10,10,10,10,10,10,10,10,10,10]
[491,29292.791145332052,0.69996079435222802,0.72054280675999827,0.74139673742271039,0.76252191250643597,0.78391767009790581,0.80558335981770846,0.82751834245157774,0.84972198959867451,0.87219368333584468,0.89493281589691098,0.91793878936612949,0.9412110153849903,5,5,5,5,5,5,5,6,6,6,6,6]
[492,98383.374398460073,0.69996079435222791,0.72054280675999827,0.74139673742271039,0.76252191250643597,0.78391767009790558,0.80558335981770823,0.82751834245157763,0.84972198959867473,0.87219368333584435,0.89493281589691098,0.91793878936612927,0.94121101538499019,5,5,5,5,5,5,5,6,6,6,6,6]
[493,2564.0904716073151,0.72054280675999827,0.74139673742271062,0.76252191250643586,0.78391767009790569,0.80558335981770834,0.82751834245157774,0.84972198959867462,0.87219368333584446,0.89493281589691098,0.91793878936612949,0.94121101538499019,0.96474891487161651,5,5,5,5,5,5,6,6,6,6,6,6]
[494,357.41867179980756,0.72054280675999827,0.74139673742271062,0.76252191250643586,0.78391767009790569,0.80558335981770846,0.82751834245157774,0.84972198959867484,0.87219368333584479,0.89493281589691109,0.91793878936612938,0.94121101538499052,0.96474891487161651,5,5,5,5,5,5,6,6,6,6,6,6]
[495,31.079884504331091,3.8233444260486729,3.9339995582801763,4.0460939677280336,4.1596241421478899,4.2745866304963416,4.3909780409744892,4.5087950391616349,4.6280343462337816,4.7486927372618855,4.8707670395852691,4.9942541312558602,5.119150939549252,10,10,10,10,10,10,10,10,10,10,10,10]
[496,1181.0356111645815,2.2719436164043354,2.3376981478514431,2.4043079401172349,2.471770906122897,2.5400849951570241,2.609248191713033,2.6792585143801553,2.7501140147848124,2.8218127765793981,2.8943529144756992,2.9677325733204252,3.0419499272104344,10,10,10,10,10,10,10,10,10,10,10,10]
[497,3247.8479307025991,2.271943616404335,2.3376981478514431,2.4043079401172349,2.471770906122897,2.5400849951570246,2.609248191713033,2.6792585143801548,2.7501140147848124,2.8218127765793981,2.8943529144756996,2.9677325733204252,3.0419499272104344,10,10,10,10,10,10,10,10,10,10,10,10]
[498,233.09913378248319,2.271943616404335,2.3376981478514431,2.404307940117234,2.4717709061228965,2.5400849951570246,2.6092481917130326,2.6792585143801553,2.750114014784812,2.8218127765793968,2.8943529144756988,2.9677325733204247,3.0419499272104344,10,10,10,10,10,10,10,10,10,10,10,10]
[499,13488.669874879693,0.72054280675999816,0.74139673742271039,0.76252191250643586,0.78391767009790558,0.80558335981770823,0.82751834245157763,0.84972198959867473,0.87219368333584457,0.89493281589691076,0.9179387893661296,0.9412110153849903,0.96474891487161651,5,5,5,5,5,5,6,6,6,6,6,6]
[500,166324.00192492784,0.72054280675999816,0.74139673742271039,0.76252191250643586,0.78391767009790558,0.80558335981770846,0.82751834245157785,0.84972198959867462,0.87219368333584457,0.89493281589691087,0.91793878936612927,0.94121101538499019,0.9647489148716164,5,5,5,5,5,5,6,6,6,6,6,6]
[501,808.0769971126083,0.74139673742271073,0.76252191250643619,0.78391767009790581,0.80558335981770846,0.82751834245157796,0.84972198959867484,0.87219368333584468,0.89493281589691087,0.91793878936612971,0.94121101538499052,0.96474891487161674,0.98855191775205242,5,5,5,5,5,6,6,6,6,6,6,6]
[502,15.539942252165545,7.1266023791376423,7.329666022949632,7.5353306141978722,7.7435899011749756,7.954437739497398,8.167868088724596,8.3838750091317173,8.6024526586268593,8.8235952898044072,9.0472972471267301,9.273552964226889,9.5023569613256971,10,10,10,10,10,10,10,10,10,10,10,10]
[503,295.25890279114537,0.74139673742271062,0.76252191250643597,0.78391767009790569,0.80558335981770823,0.82751834245157785,0.84972198959867484,0.87219368333584457,0.89493281589691109,0.91793878936612949,0.9412110153849903,0.96474891487161663,0.98855191775205253,5,5,5,5,5,6,6,6,6,6,6,6]
[504,31.079884504331091,7.1266023791376423,7.329666022949632,7.5353306141978722,7.7435899011749756,7.954437739497398,8.167868088724596,8.3838750091317173,8.6024526586268593,8.8235952898044072,9.0472972471267301,9.273552964226889,9.5023569613256971,10,10,10,10,10,10,10,10,10,10,10,10]
[505,29339.41097208855,0.74139673742271051,0.76252191250643586,0.78391767009790581,0.80558335981770846,0.82751834245157774,0.84972198959867462,0.87219368333584457,0.89493281589691087,0.9179387893661296,0.94121101538499019,0.96474891487161663,0.9885519177520522,5,5,5,5,5,6,6,6,6,6,6,6]
[506,46511.047160731476,0.74139673742271062,0.76252191250643597,0.78391767009790581,0.80558335981770846,0.82751834245157796,0.84972198959867484,0.87219368333584457,0.89493281589691087,0.91793878936612949,0.94121101538499041,0.96474891487161674,0.9885519177520522,5,5,5,5,5,6,6,6,6,6,6,6]
[507,341.87872954764202,0.76252191250643586,0.78391767009790547,0.80558335981770812,0.82751834245157752,0.84972198959867451,0.87219368333584435,0.89493281589691076,0.91793878936612938,0.94121101538499041,0.9647489148716164,0.98855191775205209,1.012619462702788,5,5,5,5,6,6,6,6,6,6,6,7]
[508,233.09913378248319,0.76252191250643597,0.78391767009790558,0.80558335981770846,0.82751834245157763,0.84972198959867462,0.87219368333584457,0.89493281589691098,0.91793878936612949,0.9412110153849903,0.96474891487161663,0.9885519177520522,1.0126194627027882,5,5,5,5,6,6,6,6,6,6,6,7]
[509,481.73820981713192,0.76252191250643597,0.78391767009790569,0.80558335981770834,0.82751834245157807,0.84972198959867484,0.87219368333584457,0.89493281589691098,0.91793878936612971,0.94121101538499052,0.96474891487161663,0.98855191775205242,1.0126194627027885,5,5,5,5,6,6,6,6,6,6,6,7]
[510,31.079884504331091,0.76252191250643608,0.78391767009790569,0.80558335981770834,0.82751834245157796,0.84972198959867462,0.87219368333584468,0.89493281589691098,0.9179387893661296,0.94121101538499041,0.96474891487161663,0.9885519177520522,1.0126194627027882,5,5,5,5,6,6,6,6,6,6,6,7]
[511,8034.150144369587,0.76252191250643597,0.78391767009790569,0.80558335981770846,0.82751834245157785,0.84972198959867473,0.87219368333584468,0.89493281589691098,0.91793878936612949,0.94121101538499041,0.96474891487161651,0.98855191775205231,1.0126194627027882,5,5,5,5,6,6,6,6,6,6,6,7]
[512,40295.070259865257,0.76252191250643575,0.78391767009790569,0.80558335981770846,0.82751834245157774,0.84972198959867484,0.87219368333584479,0.89493281589691109,0.91793878936612949,0.94121101538499052,0.96474891487161674,0.98855191775205242,1.0126194627027885,5,5,5,5,6,6,6,6,6,6,6,7]
[513,15.539942252165545,0.78391767009790569,0.80558335981770834,0.82751834245157796,0.84972198959867462,0.87219368333584468,0.89493281589691098,0.9179387893661296,0.94121101538499041,0.96474891487161663,0.9885519177520522,1.0126194627027882,1.0369509969039157,5,5,5,6,6,6,6,6,6,6,7,7]
[514,683.75745909528405,0.78391767009790547,0.80558335981770812,0.82751834245157752,0.84972198959867451,0.87219368333584435,0.89493281589691076,0.91793878936612938,0.94121101538499041,0.9647489148716164,0.98855191775205209,1.012619462702788,1.0369509969039152,5,5,5,6,6,6,6,6,6,6,7,7]
[515,7723.3512993262757,0.78391767009790569,0.80558335981770846,0.82751834245157807,0.84972198959867473,0.87219368333584457,0.89493281589691098,0.91793878936612949,0.94121101538499041,0.96474891487161651,0.9885519177520522,1.0126194627027885,1.0369509969039155,5,5,5,6,6,6,6,6,6,6,7,7]
[516,326.33878729547644,2.540084995157025,2.6092481917130335,2.6792585143801553,2.7501140147848129,2.8218127765793981,2.8943529144756996,2.9677325733204256,3.0419499272104349,3.1170031786454642,3.1928905577162845,3.269610321326371,3.3471607524452636,10,10,10,10,10,10,10,10,10,10,10,10]
[517,16565.578440808473,0.80558335981770823,0.82751834245157785,0.84972198959867462,0.87219368333584446,0.89493281589691076,0.91793878936612949,0.9412110153849903,0.96474891487161663,0.98855191775205231,1.0126194627027882,1.0369509969039157,1.0615459758023313,5,5,6,6,6,6,6,6,6,7,7,7]
[518,25314.565928777673,2.5400849951570246,2.609248191713033,2.6792585143801544,2.7501140147848124,2.8218127765793986,2.8943529144756992,2.9677325733204252,3.0419499272104344,3.1170031786454633,3.1928905577162836,3.2696103213263705,3.347160752445264,10,10,10,10,10,10,10,10,10,10,10,10]
[519,310.79884504331091,0.82751834245157796,0.84972198959867518,0.87219368333584468,0.8949328158969112,0.9179387893661296,0.94121101538499052,0.96474891487161707,0.98855191775205253,1.0126194627027887,1.0369509969039155,1.0615459758023318,1.0864038628844741,5,6,6,6,6,6,6,6,7,7,7,7]
[520,497.27815206929745,2.6092481917130335,2.6792585143801553,2.7501140147848129,2.8218127765793972,2.8943529144756992,2.9677325733204252,3.0419499272104349,3.1170031786454633,3.1928905577162849,3.269610321326371,3.3471607524452636,3.4255401593919825,10,10,10,10,10,10,10,10,10,10,10,10]
[521,217.55919153031763,0.82751834245157796,0.84972198959867462,0.87219368333584446,0.89493281589691098,0.91793878936612949,0.9412110153849903,0.96474891487161663,0.98855191775205231,1.0126194627027882,1.0369509969039155,1.0615459758023313,1.0864038628844737,5,6,6,6,6,6,6,6,7,7,7,7]
[522,4009.3051010587105,0.82751834245157774,0.84972198959867473,0.87219368333584457,0.89493281589691087,0.9179387893661296,0.94121101538499041,0.96474891487161651,0.9885519177520522,1.0126194627027882,1.0369509969039155,1.0615459758023316,1.0864038628844739,5,6,6,6,6,6,6,6,7,7,7,7]
[523,7567.951876804621,0.82751834245157785,0.84972198959867484,0.87219368333584468,0.89493281589691098,0.91793878936612949,0.94121101538499052,0.96474891487161651,0.98855191775205231,1.0126194627027882,1.0369509969039155,1.0615459758023313,1.0864038628844739,5,6,6,6,6,6,6,6,7,7,7,7]
[524,233.09913378248319,0.84972198959867462,0.87219368333584457,0.89493281589691098,0.91793878936612949,0.9412110153849903,0.96474891487161663,0.9885519177520522,1.0126194627027882,1.0369509969039155,1.0615459758023313,1.0864038628844737,1.1115241294580782,6,6,6,6,6,6,6,7,7,7,7,7]
[525,15.539942252165545,0.84972198959867462,0.87219368333584468,0.89493281589691098,0.9179387893661296,0.94121101538499041,0.96474891487161663,0.9885519177520522,1.0126194627027882,1.0369509969039157,1.0615459758023313,1.0864038628844739,1.1115241294580784,6,6,6,6,6,6,6,7,7,7,7,7]
[526,15.539942252165545,0.84972198959867462,0.87219368333584468,0.89493281589691098,0.9179387893661296,0.94121101538499041,0.96474891487161663,0.9885519177520522,1.0126194627027882,1.0369509969039157,1.0615459758023313,1.0864038628844739,1.1115241294580784,6,6,6,6,6,6,6,7,7,7,7,7]
[527,730.37728585178058,0.84972198959867462,0.87219368333584479,0.89493281589691109,0.9179387893661296,0.94121101538499041,0.96474891487161663,0.98855191775205231,1.0126194627027885,1.0369509969039155,1.0615459758023318,1.0864038628844739,1.1115241294580782,6,6,6,6,6,6,6,7,7,7,7,7]
[528,93.239653512993272,0.84972198959867462,0.87219368333584446,0.89493281589691076,0.9179387893661296,0.94121101538499041,0.96474891487161663,0.98855191775205242,1.0126194627027887,1.0369509969039155,1.0615459758023316,1.0864038628844737,1.1115241294580782,6,6,6,6,6,6,6,7,7,7,7,7]
[529,15897.360923965352,0.84972198959867495,0.87219368333584468,0.89493281589691098,0.91793878936612949,0.94121101538499052,0.96474891487161663,0.98855191775205209,1.0126194627027882,1.0369509969039157,1.0615459758023313,1.0864038628844739,1.111524129458078,6,6,6,6,6,6,6,7,7,7,7,7]
[530,7909.8306063522623,0.84972198959867484,0.87219368333584468,0.89493281589691109,0.9179387893661296,0.94121101538499041,0.96474891487161674,0.98855191775205242,1.0126194627027885,1.0369509969039157,1.0615459758023316,1.0864038628844739,1.1115241294580782,6,6,6,6,6,6,6,7,7,7,7,7]
[531,108.77959576515882,2.7501140147848124,2.8218127765793972,2.8943529144756992,2.9677325733204252,3.041949927210434,3.1170031786454633,3.1928905577162845,3.2696103213263705,3.3471607524452636,3.4255401593919825,3.5047468751468811,3.5847792566905015,10,10,10,10,10,10,10,10,10,10,10,10]
[532,15.539942252165545,0.87219368333584468,0.89493281589691098,0.9179387893661296,0.94121101538499041,0.96474891487161663,0.9885519177520522,1.0126194627027882,1.0369509969039157,1.0615459758023313,1.0864038628844739,1.1115241294580784,1.1369062544424973,6,6,6,6,6,6,7,7,7,7,7,7]
[533,979.01636188642931,0.87219368333584457,0.89493281589691098,0.91793878936612938,0.9412110153849903,0.96474891487161663,0.98855191775205209,1.0126194627027882,1.0369509969039157,1.0615459758023316,1.0864038628844734,1.1115241294580782,1.1369062544424975,6,6,6,6,6,6,7,7,7,7,7,7]
[534,8127.3897978825798,2.7501140147848129,2.8218127765793981,2.8943529144756992,2.9677325733204252,3.0419499272104353,3.1170031786454646,3.1928905577162849,3.2696103213263705,3.3471607524452631,3.425540159391983,3.5047468751468811,3.5847792566905019,10,10,10,10,10,10,10,10,10,10,10,10]
[535,233.09913378248319,0.89493281589691098,0.91793878936612949,0.9412110153849903,0.96474891487161663,0.9885519177520522,1.0126194627027882,1.0369509969039155,1.0615459758023313,1.0864038628844737,1.1115241294580782,1.136906254442497,1.1625497241671408,6,6,6,6,6,7,7,7,7,7,7,7]
[536,202.01924927815207,0.89493281589691087,0.91793878936612971,0.94121101538499052,0.96474891487161674,0.98855191775205242,1.0126194627027885,1.0369509969039157,1.0615459758023316,1.0864038628844737,1.1115241294580784,1.1369062544424975,1.1625497241671412,6,6,6,6,6,7,7,7,7,7,7,7]
[537,6184.8970163618869,0.89493281589691109,0.91793878936612927,0.9412110153849903,0.96474891487161674,0.98855191775205242,1.0126194627027885,1.0369509969039159,1.0615459758023316,1.0864038628844739,1.1115241294580782,1.1369062544424973,1.1625497241671414,6,6,6,6,6,7,7,7,7,7,7,7]
[538,3449.8671799807512,0.89493281589691087,0.91793878936612938,0.94121101538499019,0.9647489148716164,0.98855191775205231,1.0126194627027882,1.0369509969039155,1.0615459758023313,1.0864038628844737,1.111524129458078,1.136906254442497,1.1625497241671412,6,6,6,6,6,7,7,7,7,7,7,7]
[539,108.77959576515882,2.8943529144756992,2.9677325733204252,3.041949927210434,3.1170031786454633,3.1928905577162845,3.2696103213263705,3.3471607524452636,3.4255401593919825,3.5047468751468811,3.5847792566905015,3.6656356843680431,3.7473145612781447,10,10,10,10,10,10,10,10,10,10,10,10]
[540,46.619826756496636,2.8943529144756992,2.9677325733204247,3.0419499272104344,3.1170031786454637,3.1928905577162841,3.2696103213263696,3.3471607524452627,3.4255401593919825,3.5047468751468802,3.584779256690501,3.6656356843680435,3.7473145612781451,10,10,10,10,10,10,10,10,10,10,10,10]
[541,31.079884504331091,2.8943529144756992,2.9677325733204252,3.0419499272104349,3.1170031786454633,3.1928905577162849,3.269610321326371,3.3471607524452636,3.4255401593919825,3.5047468751468807,3.5847792566905023,3.665635684368044,3.7473145612781456,10,10,10,10,10,10,10,10,10,10,10,10]
[542,15.539942252165545,2.8943529144756992,2.9677325733204252,3.0419499272104349,3.1170031786454633,3.1928905577162849,3.269610321326371,3.3471607524452636,3.4255401593919825,3.5047468751468807,3.5847792566905023,3.665635684368044,3.7473145612781456,10,10,10,10,10,10,10,10,10,10,10,10]
[543,3061.3686236766125,0.91793878936612938,0.9412110153849903,0.9647489148716164,0.98855191775205231,1.0126194627027882,1.0369509969039152,1.0615459758023311,1.0864038628844737,1.1115241294580782,1.136906254442497,1.162549724167141,1.1884540321776331,6,6,6,6,7,7,7,7,7,7,7,7]
[544,233.09913378248319,0.91793878936612949,0.9412110153849903,0.96474891487161663,0.9885519177520522,1.0126194627027882,1.0369509969039155,1.0615459758023313,1.0864038628844737,1.1115241294580782,1.136906254442497,1.1625497241671408,1.1884540321776333,6,6,6,6,7,7,7,7,7,7,7,7]
[545,15.539942252165545,0.94121101538499041,0.96474891487161663,0.9885519177520522,1.0126194627027882,1.0369509969039157,1.0615459758023313,1.0864038628844739,1.1115241294580784,1.1369062544424973,1.162549724167141,1.1884540321776331,1.214618679049297,6,6,6,7,7,7,7,7,7,7,7,8]
[546,77.699711260827726,0.94121101538499052,0.96474891487161707,0.98855191775205253,1.0126194627027887,1.0369509969039155,1.0615459758023318,1.0864038628844741,1.1115241294580782,1.1369062544424975,1.1625497241671414,1.1884540321776333,1.214618679049297,6,6,6,7,7,7,7,7,7,7,7,8]
[547,3869.4456207892208,0.94121101538499041,0.96474891487161663,0.9885519177520522,1.0126194627027882,1.0369509969039155,1.0615459758023313,1.0864038628844737,1.111524129458078,1.1369062544424973,1.1625497241671414,1.1884540321776333,1.214618679049297,6,6,6,7,7,7,7,7,7,7,7,8]
[548,341.87872954764202,0.94121101538499041,0.9647489148716164,0.98855191775205209,1.012619462702788,1.0369509969039152,1.0615459758023311,1.0864038628844737,1.111524129458078,1.136906254442497,1.1625497241671408,1.1884540321776331,1.2146186790492968,6,6,6,7,7,7,7,7,7,7,7,8]
[549,93.239653512993272,0.96474891487161663,0.98855191775205242,1.0126194627027887,1.0369509969039155,1.0615459758023316,1.0864038628844737,1.1115241294580782,1.1369062544424973,1.1625497241671412,1.1884540321776333,1.214618679049297,1.2410431722076085,6,6,7,7,7,7,7,7,7,7,8,8]
[550,46.619826756496636,0.96474891487161663,0.98855191775205242,1.0126194627027887,1.0369509969039155,1.0615459758023316,1.0864038628844737,1.1115241294580782,1.1369062544424973,1.1625497241671412,1.1884540321776333,1.214618679049297,1.2410431722076085,6,6,7,7,7,7,7,7,7,7,8,8]
[551,8407.1087584215602,0.96474891487161651,0.98855191775205231,1.0126194627027882,1.0369509969039155,1.0615459758023311,1.0864038628844739,1.1115241294580778,1.136906254442497,1.1625497241671412,1.1884540321776333,1.2146186790492968,1.2410431722076085,6,6,7,7,7,7,7,7,7,7,8,8]
[552,2579.6304138594805,0.96474891487161674,0.98855191775205242,1.0126194627027885,1.0369509969039157,1.0615459758023318,1.0864038628844741,1.1115241294580784,1.1369062544424973,1.1625497241671414,1.1884540321776333,1.214618679049297,1.2410431722076087,6,6,7,7,7,7,7,7,7,7,8,8]
[553,279.71896053897979,0.98855191775205253,1.0126194627027885,1.0369509969039157,1.0615459758023318,1.0864038628844741,1.1115241294580784,1.1369062544424977,1.1625497241671414,1.1884540321776333,1.2146186790492972,1.2410431722076087,1.2677270257552842,6,7,7,7,7,7,7,7,7,8,8,8]
[554,31.079884504331091,0.9885519177520522,1.0126194627027882,1.0369509969039157,1.0615459758023313,1.0864038628844739,1.1115241294580784,1.1369062544424973,1.162549724167141,1.1884540321776331,1.214618679049297,1.2410431722076087,1.2677270257552842,6,7,7,7,7,7,7,7,7,8,8,8]
[555,2626.250240615977,0.98855191775205253,1.0126194627027885,1.0369509969039157,1.0615459758023316,1.0864038628844739,1.1115241294580782,1.1369062544424975,1.1625497241671414,1.1884540321776336,1.2146186790492972,1.2410431722076087,1.267727025755284,6,7,7,7,7,7,7,7,7,8,8,8]
[556,730.37728585178058,0.98855191775205231,1.0126194627027885,1.0369509969039155,1.0615459758023318,1.0864038628844739,1.1115241294580782,1.1369062544424973,1.1625497241671412,1.1884540321776331,1.214618679049297,1.2410431722076087,1.267727025755284,6,7,7,7,7,7,7,7,7,8,8,8]
[557,15.539942252165545,1.0369509969039157,1.0615459758023313,1.0864038628844739,1.1115241294580784,1.1369062544424973,1.162549724167141,1.1884540321776331,1.214618679049297,1.2410431722076087,1.2677270257552842,1.2946697603056756,1.3218709028221844,7,7,7,7,7,7,7,8,8,8,8,8]
[558,543.8979788257941,1.0864038628844734,1.111524129458078,1.1369062544424973,1.1625497241671412,1.1884540321776331,1.214618679049297,1.2410431722076083,1.2677270257552835,1.2946697603056758,1.321870902822184,1.349329986463393,1.377046550433676,7,7,7,7,7,8,8,8,8,8,8,8]
[559,357.41867179980756,3.4255401593919825,3.5047468751468802,3.584779256690501,3.6656356843680435,3.7473145612781456,3.8298143126847957,3.9131333854512,3.9972702474945718,4.0822233872608091,4.167991313218149,4.254572553368865,4.3419656547782042,10,10,10,10,10,10,10,10,10,10,10,10]
[560,699.29740134744952,1.0864038628844741,1.1115241294580784,1.1369062544424975,1.1625497241671412,1.1884540321776333,1.214618679049297,1.2410431722076087,1.267727025755284,1.2946697603056758,1.3218709028221844,1.3493299864633932,1.3770465504336757,7,7,7,7,7,8,8,8,8,8,8,8]
[561,22237.657362848895,1.0864038628844737,1.1115241294580782,1.136906254442497,1.1625497241671412,1.1884540321776331,1.2146186790492968,1.2410431722076083,1.2677270257552837,1.2946697603056758,1.3218709028221842,1.3493299864633932,1.3770465504336757,7,7,7,7,7,8,8,8,8,8,8,8]
[562,15.539942252165545,1.1115241294580784,1.1369062544424973,1.162549724167141,1.1884540321776331,1.214618679049297,1.2410431722076087,1.2677270257552842,1.2946697603056756,1.3218709028221844,1.3493299864633932,1.377046550433676,1.4050201398390094,7,7,7,7,8,8,8,8,8,8,8,8]
[563,15.539942252165545,1.1369062544424973,1.162549724167141,1.1884540321776331,1.214618679049297,1.2410431722076087,1.2677270257552842,1.2946697603056756,1.3218709028221844,1.3493299864633932,1.377046550433676,1.4050201398390094,1.4332503055477646,7,7,7,8,8,8,8,8,8,8,8,8]
[564,62.159769008662181,1.162549724167141,1.1884540321776331,1.214618679049297,1.2410431722076087,1.2677270257552842,1.2946697603056756,1.3218709028221844,1.3493299864633932,1.377046550433676,1.4050201398390094,1.4332503055477646,1.4617366040562498,7,7,8,8,8,8,8,8,8,8,8,8]
[565,512.81809432146304,1.405020139839009,1.4332503055477641,1.4617366040562496,1.4904785973587975,1.5194758528221863,1.5487279430642185,1.5782344458362734,1.6079949439096586,1.6380090249656105,1.6682762814887826,1.6987963106640795,1.7295687142767049,8,8,8,8,9,9,9,9,9,9,9,9]
[566,15.539942252165545,1.4050201398390094,1.4332503055477646,1.4617366040562498,1.490478597358798,1.519475852822187,1.5487279430642191,1.5782344458362738,1.6079949439096588,1.638009024965611,1.668276281488783,1.6987963106640798,1.7295687142767051,8,8,8,8,9,9,9,9,9,9,9,9]
[567,1818.1732435033689,1.4050201398390096,1.4332503055477641,1.4617366040562498,1.4904785973587982,1.5194758528221868,1.5487279430642187,1.5782344458362731,1.6079949439096586,1.6380090249656112,1.6682762814887828,1.6987963106640795,1.7295687142767051,8,8,8,8,9,9,9,9,9,9,9,9]
[568,295.25890279114537,1.405020139839009,1.4332503055477641,1.4617366040562501,1.490478597358798,1.519475852822187,1.5487279430642189,1.5782344458362738,1.6079949439096588,1.6380090249656107,1.6682762814887826,1.6987963106640798,1.7295687142767049,8,8,8,8,9,9,9,9,9,9,9,9]
[569,202.01924927815207,1.4050201398390096,1.4332503055477643,1.4617366040562503,1.4904785973587982,1.519475852822187,1.5487279430642189,1.5782344458362738,1.607994943909659,1.6380090249656107,1.6682762814887833,1.6987963106640802,1.7295687142767053,8,8,8,8,9,9,9,9,9,9,9,9]
[570,1553.9942252165545,1.4050201398390096,1.4332503055477643,1.4617366040562501,1.4904785973587982,1.5194758528221868,1.5487279430642187,1.5782344458362738,1.607994943909659,1.6380090249656107,1.6682762814887828,1.6987963106640798,1.7295687142767053,8,8,8,8,9,9,9,9,9,9,9,9]
[571,44584.094321462951,1.405020139839009,1.4332503055477641,1.4617366040562498,1.4904785973587977,1.5194758528221863,1.5487279430642187,1.5782344458362731,1.6079949439096588,1.6380090249656107,1.6682762814887828,1.6987963106640795,1.7295687142767051,8,8,8,8,9,9,9,9,9,9,9,9]
[572,264.17901828681426,1.4332503055477646,1.4617366040562501,1.4904785973587982,1.5194758528221868,1.5487279430642191,1.5782344458362736,1.6079949439096588,1.6380090249656112,1.668276281488783,1.6987963106640798,1.7295687142767053,1.7605930986152842,8,8,8,9,9,9,9,9,9,9,9,9]
[573,124.31953801732436,1.4332503055477646,1.4617366040562498,1.490478597358798,1.519475852822187,1.5487279430642191,1.5782344458362738,1.6079949439096588,1.638009024965611,1.668276281488783,1.6987963106640798,1.7295687142767051,1.7605930986152845,8,8,8,9,9,9,9,9,9,9,9,9]
[574,13410.970163618866,1.4332503055477643,1.4617366040562498,1.4904785973587982,1.5194758528221868,1.5487279430642189,1.5782344458362738,1.6079949439096586,1.6380090249656107,1.668276281488783,1.69879631066408,1.7295687142767049,1.760593098615284,8,8,8,9,9,9,9,9,9,9,9,9]
[575,2812.7295476419636,1.4332503055477643,1.4617366040562501,1.4904785973587982,1.519475852822187,1.5487279430642189,1.5782344458362738,1.6079949439096592,1.6380090249656112,1.6682762814887835,1.6987963106640804,1.7295687142767051,1.7605930986152845,8,8,8,9,9,9,9,9,9,9,9,9]
[576,388.49855630413862,1.6380090249656107,1.6682762814887828,1.6987963106640798,1.7295687142767053,1.7605930986152845,1.7918690743779457,1.8233962565812398,1.8551742644717828,1.8872027214405223,1.9194812549395228,1.9520094964011665,1.9847870811596937,9,9,9,9,9,9,9,9,9,9,9,9]
[577,15.539942252165545,5.1648064666932028,5.2602421571181814,5.3564748650249943,5.453503334802515,5.5513263250393541,5.649942608227736,5.7493509704762928,5.8495502112314846,5.9505391430072576,6.0523165911226675,6.1548813934471109,6.2582324001529388,10,10,10,10,10,10,10,10,10,10,10,10]
[578,93.239653512993272,5.1648064666932019,5.2602421571181814,5.3564748650249943,5.4535033348025133,5.551326325039355,5.6499426082277369,5.7493509704762928,5.8495502112314837,5.9505391430072558,6.0523165911226657,6.1548813934471109,6.2582324001529388,10,10,10,10,10,10,10,10,10,10,10,10]
[579,248.63907603464872,1.638009024965611,1.668276281488783,1.6987963106640798,1.7295687142767051,1.7605930986152845,1.7918690743779455,1.8233962565812396,1.8551742644717824,1.8872027214405225,1.9194812549395233,1.9520094964011665,1.9847870811596937,9,9,9,9,9,9,9,9,9,9,9,9]
[580,42594.981713185756,1.6380090249656114,1.6682762814887833,1.6987963106640802,1.7295687142767056,1.7605930986152849,1.7918690743779457,1.8233962565812398,1.8551742644717826,1.8872027214405227,1.9194812549395233,1.9520094964011667,1.9847870811596942,9,9,9,9,9,9,9,9,9,9,9,9]
[581,8733.4475457170356,1.638009024965611,1.6682762814887833,1.69879631066408,1.7295687142767051,1.7605930986152845,1.7918690743779457,1.8233962565812394,1.8551742644717828,1.8872027214405218,1.919481254939523,1.9520094964011665,1.9847870811596942,9,9,9,9,9,9,9,9,9,9,9,9]
[582,15.539942252165545,1.9194812549395233,1.9520094964011665,1.9847870811596937,2.0178136483749771,2.051088840958462,2.0846123055011789,2.118383692203766,2.1524026548084154,2.186668850532683,2.2211819400050956,2.2559415872024791,2.2909474593889723,9,9,9,10,10,10,10,10,10,10,10,10]
[583,699.29740134744952,1.919481254939523,1.9520094964011663,1.9847870811596939,2.0178136483749776,2.0510888409584616,2.0846123055011794,2.1183836922037664,2.1524026548084159,2.186668850532683,2.2211819400050956,2.2559415872024786,2.2909474593889727,9,9,9,10,10,10,10,10,10,10,10,10]
[584,31.079884504331091,1.9194812549395233,1.9520094964011665,1.9847870811596937,2.0178136483749771,2.051088840958462,2.0846123055011789,2.118383692203766,2.1524026548084154,2.186668850532683,2.2211819400050956,2.2559415872024791,2.2909474593889723,9,9,9,10,10,10,10,10,10,10,10,10]
[585,1833.7131857555344,7.1132097079319241,7.2235867280126493,7.3347390811665889,7.4466657384178614,7.5593656806086234,7.6728378982260601,7.7870813912337917,7.9020951689075645,8.0178782496750571,8.134429660959718,8.2517484390284448,8.369833628843006,10,10,10,10,10,10,10,10,10,10,10,10]
[586,574.97786333012516,7.1132097079319232,7.2235867280126485,7.3347390811665871,7.4466657384178605,7.5593656806086225,7.6728378982260592,7.7870813912337917,7.9020951689075627,8.0178782496750554,8.1344296609597162,8.2517484390284412,8.3698336288430042,10,10,10,10,10,10,10,10,10,10,10,10]
[587,170.93936477382101,7.1132097079319223,7.2235867280126458,7.3347390811665871,7.4466657384178587,7.5593656806086216,7.6728378982260592,7.78708139123379,7.9020951689075609,8.0178782496750554,8.134429660959718,8.251748439028443,8.3698336288430024,10,10,10,10,10,10,10,10,10,10,10,10]
[588,2237.7516843118383,7.1132097079319259,7.2235867280126476,7.3347390811665898,7.4466657384178614,7.5593656806086225,7.6728378982260601,7.7870813912337917,7.9020951689075627,8.0178782496750571,8.1344296609597198,8.251748439028443,8.369833628843006,10,10,10,10,10,10,10,10,10,10,10,10]
[589,15.539942252165545,7.1132097079319223,7.2235867280126467,7.3347390811665898,7.4466657384178596,7.5593656806086216,7.6728378982260583,7.7870813912337908,7.9020951689075618,8.0178782496750571,8.134429660959718,8.251748439028443,8.3698336288430042,10,10,10,10,10,10,10,10,10,10,10,10]
[590,18865.489894128972,7.1132097079319241,7.2235867280126476,7.3347390811665871,7.4466657384178596,7.5593656806086234,7.6728378982260592,7.7870813912337908,7.9020951689075627,8.0178782496750554,8.1344296609597215,8.251748439028443,8.3698336288430042,10,10,10,10,10,10,10,10,10,10,10,10]
[591,264.17901828681426,7.1132097079319241,7.2235867280126485,7.3347390811665889,7.4466657384178605,7.5593656806086225,7.6728378982260601,7.7870813912337944,7.9020951689075627,8.0178782496750589,8.1344296609597215,8.251748439028443,8.3698336288430042,10,10,10,10,10,10,10,10,10,10,10,10]
[592,257574.54282964391,7.1132097079319232,7.2235867280126485,7.334739081166588,7.4466657384178614,7.5593656806086225,7.6728378982260583,7.7870813912337908,7.9020951689075627,8.0178782496750554,8.1344296609597198,8.251748439028443,8.3698336288430042,10,10,10,10,10,10,10,10,10,10,10,10]
[593,104459.4918190568,7.1132097079319241,7.2235867280126493,7.3347390811665898,7.4466657384178605,7.5593656806086207,7.672837898226061,7.7870813912337917,7.9020951689075618,8.0178782496750571,8.1344296609597198,8.251748439028443,8.3698336288430042,10,10,10,10,10,10,10,10,10,10,10,10]
[594,15.539942252165545,7.2235867280126467,7.3347390811665898,7.4466657384178596,7.5593656806086216,7.6728378982260583,7.7870813912337908,7.9020951689075618,8.0178782496750571,8.134429660959718,8.251748439028443,8.3698336288430042,8.4886842839151129,10,10,10,10,10,10,10,10,10,10,10,10]
[595,46.619826756496636,2.2909474593889723,2.3261992270566365,2.3616965638676319,2.3974391465978933,2.4334266550822585,2.4696587721609977,2.5061351836277082,2.5428555781785041,2.5798196473624921,2.617027085533461,2.6544775898027666,2.6921708599933596,10,10,10,10,10,10,10,10,10,10,10,10]

{"sheet":"E. Risk Index Prog Evaluation","index":17,"n_rows":254,"n_cols":63,"rows_kept":254,"cut":false,"hidden":false,"merged":[[2,49,2,57],[4,1,4,2],[15,1,15,2],[16,1,16,2],[17,1,17,2],[19,17,19,18],[34,1,34,2],[34,17,34,19],[34,33,34,35],[2,1,2,9],[2,17,2,25],[2,33,2,41],[38,17,38,19],[38,33,38,35],[38,49,38,51],[39,33,39,35],[39,49,39,51],[41,33,41,35],[41,49,41,51],[34,49,34,51],[35,17,35,19],[35,33,35,35],[35,49,35,51],[37,17,37,19],[37,33,37,35],[37,49,37,51],[51,33,51,34],[51,49,51,50],[66,33,66,34],[66,49,66,50],[77,33,77,34],[77,49,77,50],[42,33,42,35],[42,49,42,51],[45,1,45,2],[46,1,46,2],[47,1,47,2],[49,33,49,41],[49,49,49,57],[92,33,92,34],[92,49,92,50],[93,33,93,34],[93,49,93,50],[94,33,94,34],[94,49,94,50],[78,33,78,34],[78,49,78,50],[79,33,79,34],[79,49,79,50],[81,33,81,34],[81,49,81,50],[109,33,109,34],[109,49,109,50],[111,33,111,34],[111,49,111,50],[122,33,122,34],[122,49,122,50],[96,33,96,34],[96,49,96,50],[107,33,107,34],[107,49,107,50],[108,33,108,34],[108,49,108,50],[138,49,138,50],[139,49,139,50],[141,49,141,50],[152,49,152,50],[153,49,153,50],[154,49,154,50],[123,33,123,34],[123,49,123,50],[124,33,124,34],[124,49,124,50],[126,49,126,50],[137,49,137,50],[126,33,126,34],[137,33,137,34],[138,33,138,34],[139,33,139,34],[141,33,141,34],[152,33,152,34],[153,33,153,34],[154,33,154,34],[183,49,183,50],[184,49,184,50],[186,49,186,50],[197,49,197,50],[198,49,198,50],[199,49,199,50],[156,49,156,50],[167,49,167,50],[168,49,168,50],[169,49,169,50],[171,49,171,50],[182,49,182,50],[236,49,236,50],[246,49,246,50],[228,49,228,50],[229,49,229,50],[231,49,231,50],[232,49,232,50],[233,49,233,50],[234,49,234,50],[201,49,201,50],[212,49,212,50],[213,49,213,50],[214,49,214,50],[216,49,216,50],[227,49,227,50],[156,33,156,34],[167,33,167,34],[168,33,168,34],[169,33,169,34],[171,33,171,34],[182,33,182,34],[183,33,183,34],[184,33,184,34],[186,33,186,34],[228,33,228,34],[229,33,229,34],[231,33,231,34],[232,33,232,34],[233,33,233,34],[234,33,234,34],[236,33,236,34],[246,33,246,34],[197,33,197,34],[198,33,198,34],[199,33,199,34],[201,33,201,34],[212,33,212,34],[213,33,213,34],[214,33,214,34],[216,33,216,34],[227,33,227,34]]}
[null,null,"Risk Index Program Evaluation"]
[]
[null,"Inherent Asset Risk",null,null,null,null,null,null,null,null,null,null,null,null,null,null,null,"Base Case Option - Do Nothing (Reactive)",null,null,null,null,null,null,null,null,null,null,null,null,null,null,null,"Option Two – Replace where cost benefit positive",null,null,null,null,null,null,null,null,null,null,null,null,null,null,null,"Option Three – Replace all cost benefit positive by the end of the period"]
[]
[null,"TOTAL ASSET RISK BY RISK INDEX CATEGORY",null,2019,2020,2021,2022,2023,2024,2025,2026,2027,2028,2029,2030]
[null,1,"R1($)",{"$f":"SUMIF('D. Population Risk Index'!O:O,$B6,'C. Population PoC & Risk'!DB:DB)","v":290675.515255793},{"$f":"SUMIF('D. Population Risk Index'!P:P,$B6,'C. Population PoC & Risk'!DC:DC)","v":314901.93066639709},{"$f":"SUMIF('D. Population Risk Index'!Q:Q,$B6,'C. Population PoC & Risk'!DD:DD)","v":311283.2430780328},{"$f":"SUMIF('D. Population Risk Index'!R:R,$B6,'C. Population PoC & Risk'!DE:DE)","v":304980.65705791238},{"$f":"SUMIF('D. Population Risk Index'!S:S,$B6,'C. Population PoC & Risk'!DF:DF)","v":288804.82447060896},{"$f":"SUMIF('D. Population Risk Index'!T:T,$B6,'C. Population PoC & Risk'!DG:DG)","v":249582.07438516041},{"$f":"SUMIF('D. Population Risk Index'!U:U,$B6,'C. Population PoC & Risk'!DH:DH)","v":231850.44332690863},{"$f":"SUMIF('D. Population Risk Index'!V:V,$B6,'C. Population PoC & Risk'!DI:DI)","v":205658.05273601954},{"$f":"SUMIF('D. Population Risk Index'!W:W,$B6,'C. Population PoC & Risk'!DJ:DJ)","v":168048.54993385126},{"$f":"SUMIF('D. Population Risk Index'!X:X,$B6,'C. Population PoC & Risk'!DK:DK)","v":182756.82878765857},{"$f":"SUMIF('D. Population Risk Index'!Y:Y,$B6,'C. Population PoC & Risk'!DL:DL)","v":186019.94273258944},{"$f":"SUMIF('D. Population Risk Index'!Z:Z,$B6,'C. Population PoC & Risk'!DM:DM)","v":136242.99631377717}]
[null,2,"R2($)",{"$f":"SUMIF('D. Population Risk Index'!O:O,$B7,'C. Population PoC & Risk'!DB:DB)","v":227527.57054488274},{"$f":"SUMIF('D. Population Risk Index'!P:P,$B7,'C. Population PoC & Risk'!DC:DC)","v":249645.73777194993},{"$f":"SUMIF('D. Population Risk Index'!Q:Q,$B7,'C. Population PoC & Risk'!DD:DD)","v":297864.14248206804},{"$f":"SUMIF('D. Population Risk Index'!R:R,$B7,'C. Population PoC & Risk'!DE:DE)","v":338587.1839908344},{"$f":"SUMIF('D. Population Risk Index'!S:S,$B7,'C. Population PoC & Risk'!DF:DF)","v":420028.34199109487},{"$f":"SUMIF('D. Population Risk Index'!T:T,$B7,'C. Population PoC & Risk'!DG:DG)","v":496032.48974309408},{"$f":"SUMIF('D. Population Risk Index'!U:U,$B7,'C. Population PoC & Risk'!DH:DH)","v":546646.21336532768},{"$f":"SUMIF('D. Population Risk Index'!V:V,$B7,'C. Population PoC & Risk'!DI:DI)","v":598967.24341906782},{"$f":"SUMIF('D. Population Risk Index'!W:W,$B7,'C. Population PoC & Risk'!DJ:DJ)","v":660863.49189176119},{"$f":"SUMIF('D. Population Risk Index'!X:X,$B7,'C. Population PoC & Risk'!DK:DK)","v":612495.2096942456},{"$f":"SUMIF('D. Population Risk Index'!Y:Y,$B7,'C. Population PoC & Risk'!DL:DL)","v":573441.357677605},{"$f":"SUMIF('D. Population Risk Index'!Z:Z,$B7,'C. Population PoC & Risk'!DM:DM)","v":583422.15335298632}]
[null,3,"R3($)",{"$f":"SUMIF('D. Population Risk Index'!O:O,$B8,'C. Population PoC & Risk'!DB:DB)","v":278913.65334714513},{"$f":"SUMIF('D. Population Risk Index'!P:P,$B8,'C. Population PoC & Risk'!DC:DC)","v":288138.46132588462},{"$f":"SUMIF('D. Population Risk Index'!Q:Q,$B8,'C. Population PoC & Risk'!DD:DD)","v":297544.19470164931},{"$f":"SUMIF('D. Population Risk Index'!R:R,$B8,'C. Population PoC & Risk'!DE:DE)","v":276515.88132912799},{"$f":"SUMIF('D. Population Risk Index'!S:S,$B8,'C. Population PoC & Risk'!DF:DF)","v":256132.33428048782},{"$f":"SUMIF('D. Population Risk Index'!T:T,$B8,'C. Population PoC & Risk'!DG:DG)","v":257596.3621658638},{"$f":"SUMIF('D. Population Risk Index'!U:U,$B8,'C. Population PoC & Risk'!DH:DH)","v":290800.37264236488},{"$f":"SUMIF('D. Population Risk Index'!V:V,$B8,'C. Population PoC & Risk'!DI:DI)","v":285824.8374017016},{"$f":"SUMIF('D. Population Risk Index'!W:W,$B8,'C. Population PoC & Risk'!DJ:DJ)","v":333589.91460654163},{"$f":"SUMIF('D. Population Risk Index'!X:X,$B8,'C. Population PoC & Risk'!DK:DK)","v":453113.6482472301},{"$f":"SUMIF('D. Population Risk Index'!Y:Y,$B8,'C. Population PoC & Risk'!DL:DL)","v":516062.2713510599},{"$f":"SUMIF('D. Population Risk Index'!Z:Z,$B8,'C. Population PoC & Risk'!DM:DM)","v":596505.07070587797}]
[null,4,"R4($)",{"$f":"SUMIF('D. Population Risk Index'!O:O,$B9,'C. Population PoC & Risk'!DB:DB)","v":786857.41737338773},{"$f":"SUMIF('D. Population Risk Index'!P:P,$B9,'C. Population PoC & Risk'!DC:DC)","v":593183.07796615805},{"$f":"SUMIF('D. Population Risk Index'!Q:Q,$B9,'C. Population PoC & Risk'!DD:DD)","v":385129.70754224516},{"$f":"SUMIF('D. Population Risk Index'!R:R,$B9,'C. Population PoC & Risk'!DE:DE)","v":269793.44308377843},{"$f":"SUMIF('D. Population Risk Index'!S:S,$B9,'C. Population PoC & Risk'!DF:DF)","v":255808.44169485336},{"$f":"SUMIF('D. Population Risk Index'!T:T,$B9,'C. Population PoC & Risk'!DG:DG)","v":302788.3710611767},{"$f":"SUMIF('D. Population Risk Index'!U:U,$B9,'C. Population PoC & Risk'!DH:DH)","v":309652.86323436786},{"$f":"SUMIF('D. Population Risk Index'!V:V,$B9,'C. Population PoC & Risk'!DI:DI)","v":340192.13653400203},{"$f":"SUMIF('D. Population Risk Index'!W:W,$B9,'C. Population PoC & Risk'!DJ:DJ)","v":328621.12112254044},{"$f":"SUMIF('D. Population Risk Index'!X:X,$B9,'C. Population PoC & Risk'!DK:DK)","v":297543.98071679281},{"$f":"SUMIF('D. Population Risk Index'!Y:Y,$B9,'C. Population PoC & Risk'!DL:DL)","v":344557.79136337532},{"$f":"SUMIF('D. Population Risk Index'!Z:Z,$B9,'C. Population PoC & Risk'!DM:DM)","v":383108.25646017556}]
[null,5,"R5($)",{"$f":"SUMIF('D. Population Risk Index'!O:O,$B10,'C. Population PoC & Risk'!DB:DB)","v":582568.86909637775},{"$f":"SUMIF('D. Population Risk Index'!P:P,$B10,'C. Population PoC & Risk'!DC:DC)","v":810854.40237662324},{"$f":"SUMIF('D. Population Risk Index'!Q:Q,$B10,'C. Population PoC & Risk'!DD:DD)","v":1052489.3933544357},{"$f":"SUMIF('D. Population Risk Index'!R:R,$B10,'C. Population PoC & Risk'!DE:DE)","v":1239122.3737695338},{"$f":"SUMIF('D. Population Risk Index'!S:S,$B10,'C. Population PoC & Risk'!DF:DF)","v":1249027.721127471},{"$f":"SUMIF('D. Population Risk Index'!T:T,$B10,'C. Population PoC & Risk'!DG:DG)","v":1182452.6298224777},{"$f":"SUMIF('D. Population Risk Index'!U:U,$B10,'C. Population PoC & Risk'!DH:DH)","v":1025808.1826012752},{"$f":"SUMIF('D. Population Risk Index'!V:V,$B10,'C. Population PoC & Risk'!DI:DI)","v":948809.41742780793},{"$f":"SUMIF('D. Population Risk Index'!W:W,$B10,'C. Population PoC & Risk'!DJ:DJ)","v":924312.13913271821},{"$f":"SUMIF('D. Population Risk Index'!X:X,$B10,'C. Population PoC & Risk'!DK:DK)","v":703768.75724031555},{"$f":"SUMIF('D. Population Risk Index'!Y:Y,$B10,'C. Population PoC & Risk'!DL:DL)","v":481742.8212252761},{"$f":"SUMIF('D. Population Risk Index'!Z:Z,$B10,'C. Population PoC & Risk'!DM:DM)","v":317685.93410889572}]
[null,6,"R6($)",{"$f":"SUMIF('D. Population Risk Index'!O:O,$B11,'C. Population PoC & Risk'!DB:DB)","v":283783.66181484103},{"$f":"SUMIF('D. Population Risk Index'!P:P,$B11,'C. Population PoC & Risk'!DC:DC)","v":224189.1078294896},{"$f":"SUMIF('D. Population Risk Index'!Q:Q,$B11,'C. Population PoC & Risk'!DD:DD)","v":202266.96075707977},{"$f":"SUMIF('D. Population Risk Index'!R:R,$B11,'C. Population PoC & Risk'!DE:DE)","v":192633.14944643664},{"$f":"SUMIF('D. Population Risk Index'!S:S,$B11,'C. Population PoC & Risk'!DF:DF)","v":263293.91379374615},{"$f":"SUMIF('D. Population Risk Index'!T:T,$B11,'C. Population PoC & Risk'!DG:DG)","v":349865.3497055514},{"$f":"SUMIF('D. Population Risk Index'!U:U,$B11,'C. Population PoC & Risk'!DH:DH)","v":535928.50315140421},{"$f":"SUMIF('D. Population Risk Index'!V:V,$B11,'C. Population PoC & Risk'!DI:DI)","v":628342.71459916758},{"$f":"SUMIF('D. Population Risk Index'!W:W,$B11,'C. Population PoC & Risk'!DJ:DJ)","v":673767.61172114662},{"$f":"SUMIF('D. Population Risk Index'!X:X,$B11,'C. Population PoC & Risk'!DK:DK)","v":903065.9218390499},{"$f":"SUMIF('D. Population Risk Index'!Y:Y,$B11,'C. Population PoC & Risk'!DL:DL)","v":1141250.6288424006},{"$f":"SUMIF('D. Population Risk Index'!Z:Z,$B11,'C. Population PoC & Risk'!DM:DM)","v":1265542.134362937}]
[null,7,"R7($)",{"$f":"SUMIF('D. Population Risk Index'!O:O,$B12,'C. Population PoC & Risk'!DB:DB)","v":271380.37958983879},{"$f":"SUMIF('D. Population Risk Index'!P:P,$B12,'C. Population PoC & Risk'!DC:DC)","v":333206.73964536417},{"$f":"SUMIF('D. Population Risk Index'!Q:Q,$B12,'C. Population PoC & Risk'!DD:DD)","v":377285.87323855126},{"$f":"SUMIF('D. Population Risk Index'!R:R,$B12,'C. Population PoC & Risk'!DE:DE)","v":462074.52303691697},{"$f":"SUMIF('D. Population Risk Index'!S:S,$B12,'C. Population PoC & Risk'!DF:DF)","v":457889.50709625846},{"$f":"SUMIF('D. Population Risk Index'!T:T,$B12,'C. Population PoC & Risk'!DG:DG)","v":403683.65197719098},{"$f":"SUMIF('D. Population Risk Index'!U:U,$B12,'C. Population PoC & Risk'!DH:DH)","v":340826.4167094389},{"$f":"SUMIF('D. Population Risk Index'!V:V,$B12,'C. Population PoC & Risk'!DI:DI)","v":364858.19874949317},{"$f":"SUMIF('D. Population Risk Index'!W:W,$B12,'C. Population PoC & Risk'!DJ:DJ)","v":376679.07656883181},{"$f":"SUMIF('D. Population Risk Index'!X:X,$B12,'C. Population PoC & Risk'!DK:DK)","v":444504.88168780395},{"$f":"SUMIF('D. Population Risk Index'!Y:Y,$B12,'C. Population PoC & Risk'!DL:DL)","v":475833.40484629158},{"$f":"SUMIF('D. Population Risk Index'!Z:Z,$B12,'C. Population PoC & Risk'!DM:DM)","v":550117.57908676565}]
[null,8,"R8($)",{"$f":"SUMIF('D. Population Risk Index'!O:O,$B13,'C. Population PoC & Risk'!DB:DB)","v":440334.67779253068},{"$f":"SUMIF('D. Population Risk Index'!P:P,$B13,'C. Population PoC & Risk'!DC:DC)","v":382466.45736785227},{"$f":"SUMIF('D. Population Risk Index'!Q:Q,$B13,'C. Population PoC & Risk'!DD:DD)","v":439646.8591440132},{"$f":"SUMIF('D. Population Risk Index'!R:R,$B13,'C. Population PoC & Risk'!DE:DE)","v":345785.60582053044},{"$f":"SUMIF('D. Population Risk Index'!S:S,$B13,'C. Population PoC & Risk'!DF:DF)","v":258604.01577638322},{"$f":"SUMIF('D. Population Risk Index'!T:T,$B13,'C. Population PoC & Risk'!DG:DG)","v":331295.11097926518},{"$f":"SUMIF('D. Population Risk Index'!U:U,$B13,'C. Population PoC & Risk'!DH:DH)","v":479724.94089025358},{"$f":"SUMIF('D. Population Risk Index'!V:V,$B13,'C. Population PoC & Risk'!DI:DI)","v":503531.59921242605},{"$f":"SUMIF('D. Population Risk Index'!W:W,$B13,'C. Population PoC & Risk'!DJ:DJ)","v":545387.07066101301},{"$f":"SUMIF('D. Population Risk Index'!X:X,$B13,'C. Population PoC & Risk'!DK:DK)","v":610129.13119036984},{"$f":"SUMIF('D. Population Risk Index'!Y:Y,$B13,'C. Population PoC & Risk'!DL:DL)","v":616808.30615702085},{"$f":"SUMIF('D. Population Risk Index'!Z:Z,$B13,'C. Population PoC & Risk'!DM:DM)","v":595128.74748580565}]
[null,9,"R9($)",{"$f":"SUMIF('D. Population Risk Index'!O:O,$B14,'C. Population PoC & Risk'!DB:DB)","v":2398017.688640344},{"$f":"SUMIF('D. Population Risk Index'!P:P,$B14,'C. Population PoC & Risk'!DC:DC)","v":2594583.5051078917},{"$f":"SUMIF('D. Population Risk Index'!Q:Q,$B14,'C. Population PoC & Risk'!DD:DD)","v":2207871.8748414875},{"$f":"SUMIF('D. Population Risk Index'!R:R,$B14,'C. Population PoC & Risk'!DE:DE)","v":1684963.3893409772},{"$f":"SUMIF('D. Population Risk Index'!S:S,$B14,'C. Population PoC & Risk'!DF:DF)","v":1523679.6501912395},{"$f":"SUMIF('D. Population Risk Index'!T:T,$B14,'C. Population PoC & Risk'!DG:DG)","v":1373598.3433082369},{"$f":"SUMIF('D. Population Risk Index'!U:U,$B14,'C. Population PoC & Risk'!DH:DH)","v":1132634.1145258972},{"$f":"SUMIF('D. Population Risk Index'!V:V,$B14,'C. Population PoC & Risk'!DI:DI)","v":999855.22473921021},{"$f":"SUMIF('D. Population Risk Index'!W:W,$B14,'C. Population PoC & Risk'!DJ:DJ)","v":812525.82348433021},{"$f":"SUMIF('D. Population Risk Index'!X:X,$B14,'C. Population PoC & Risk'!DK:DK)","v":664514.63439295941},{"$f":"SUMIF('D. Population Risk Index'!Y:Y,$B14,'C. Population PoC & Risk'!DL:DL)","v":754673.04272825236},{"$f":"SUMIF('D. Population Risk Index'!Z:Z,$B14,'C. Population PoC & Risk'!DM:DM)","v":780603.12326315534}]
[null,10,"R10($)",{"$f":"SUMIF('D. Population Risk Index'!O:O,$B15,'C. Population PoC & Risk'!DB:DB)","v":3221791.018751198},{"$f":"SUMIF('D. Population Risk Index'!P:P,$B15,'C. Population PoC & Risk'!DC:DC)","v":3297984.0303131342},{"$f":"SUMIF('D. Population Risk Index'!Q:Q,$B15,'C. Population PoC & Risk'!DD:DD)","v":3833616.8420435525},{"$f":"SUMIF('D. Population Risk Index'!R:R,$B15,'C. Population PoC & Risk'!DE:DE)","v":4614847.2219876507},{"$f":"SUMIF('D. Population Risk Index'!S:S,$B15,'C. Population PoC & Risk'!DF:DF)","v":5088722.8960417788},{"$f":"SUMIF('D. Population Risk Index'!T:T,$B15,'C. Population PoC & Risk'!DG:DG)","v":5456101.5998145696},{"$f":"SUMIF('D. Population Risk Index'!U:U,$B15,'C. Population PoC & Risk'!DH:DH)","v":5858382.2949710786},{"$f":"SUMIF('D. Population Risk Index'!V:V,$B15,'C. Population PoC & Risk'!DI:DI)","v":6233669.8973455485},{"$f":"SUMIF('D. Population Risk Index'!W:W,$B15,'C. Population PoC & Risk'!DJ:DJ)","v":6651512.6508787218},{"$f":"SUMIF('D. Population Risk Index'!X:X,$B15,'C. Population PoC & Risk'!DK:DK)","v":6977105.6579506043},{"$f":"SUMIF('D. Population Risk Index'!Y:Y,$B15,'C. Population PoC & Risk'!DL:DL)","v":7140346.2262402009},{"$f":"SUMIF('D. Population Risk Index'!Z:Z,$B15,'C. Population PoC & Risk'!DM:DM)","v":7412118.3313545128}]
[null,"Total Risk Cost: R1($) to R6($)",null,{"$f":"SUM(D6:D11)","v":2450326.6874324274},{"$f":"SUM(E6:E11)","v":2480912.7179365028},2546577.6419155104,2621632.6886776239,2733095.5773582626,2838317.2768833241,2940686.5783216483,3007794.4021177664,3089202.8284085589,3152744.3465252928,3243074.8131923061,3282506.5453046495]
[null,"Total Risk Cost: R7($) to R10($)",null,{"$f":"SUM(D12:D15)","v":6331523.7647739109},{"$f":"SUM(E12:E15)","v":6608240.732434243},6858421.4492676044,7107670.7401860747,7328896.0691056605,7564678.7060792632,7811567.7670966685,8101914.9200466778,8386104.621592897,8696254.3052217364,8987660.9799717665,9337967.7811902389]
[null,"Total",null,{"$f":"SUM(D6:D15)","v":8781850.4522063397},{"$f":"SUM(E6:E15)","v":9089153.4503707457},9404999.0911831148,9729303.4288637005,10061991.646463923,10402995.982962586,10752254.345418315,11109709.322164444,11475307.450001456,11848998.651747029,12230735.793164073,12620474.326494887]
[]
[null,null,null,null,null,null,null,null,null,null,null,null,null,null,null,null,null,"REACTIVE REPLACEMENTS",null,2019,2020,2021,2022,2023,2024,2025,2026,2027,2028,2029,2030]
[null,null,null,null,null,null,null,null,null,null,null,null,null,null,null,null,null,"Number of Failures","Count",{"$f":"ROUND('B. Asset PoF & Health Index'!J4, 0)","v":4009},{"$f":"ROUND('B. Asset PoF & Health Index'!K4, 0)","v":4149},{"$f":"ROUND('B. Asset PoF & Health Index'!L4, 0)","v":4293},{"$f":"ROUND('B. Asset PoF & Health Index'!M4, 0)","v":4440},{"$f":"ROUND('B. Asset PoF & Health Index'!N4, 0)","v":4591},{"$f":"ROUND('B. Asset PoF & Health Index'!O4, 0)","v":4745},{"$f":"ROUND('B. Asset PoF & Health Index'!P4, 0)","v":4903},{"$f":"ROUND('B. Asset PoF & Health Index'!Q4, 0)","v":5064},{"$f":"ROUND('B. Asset PoF & Health Index'!R4, 0)","v":5229},{"$f":"ROUND('B. Asset PoF & Health Index'!S4, 0)","v":5398},{"$f":"ROUND('B. Asset PoF & Health Index'!T4, 0)","v":5569},{"$f":"ROUND('B. Asset PoF & Health Index'!U4, 0)","v":5745}]
[null,null,null,null,null,null,null,null,null,null,null,null,null,null,null,null,null,"Number of Failures Requiring Replacement","Count",{"$f":"ROUND(T21*'C. PoC Summary Stats & Para'!$E$32, 0)","v":4009},{"$f":"ROUND(U21*'C. PoC Summary Stats & Para'!$E$32, 0)","v":4149},{"$f":"ROUND(V21*'C. PoC Summary Stats & Para'!$E$32, 0)","v":4293},{"$f":"ROUND(W21*'C. PoC Summary Stats & Para'!$E$32, 0)","v":4440},{"$f":"ROUND(X21*'C. PoC Summary Stats & Para'!$E$32, 0)","v":4591},{"$f":"ROUND(Y21*'C. PoC Summary Stats & Para'!$E$32, 0)","v":4745},{"$f":"ROUND(Z21*'C. PoC Summary Stats & Para'!$E$32, 0)","v":4903},{"$f":"ROUND(AA21*'C. PoC Summary Stats & Para'!$E$32, 0)","v":5064},{"$f":"ROUND(AB21*'C. PoC Summary Stats & Para'!$E$32, 0)","v":5229},{"$f":"ROUND(AC21*'C. PoC Summary Stats & Para'!$E$32, 0)","v":5398},{"$f":"ROUND(AD21*'C. PoC Summary Stats & Para'!$E$32, 0)","v":5569},{"$f":"ROUND(AE21*'C. PoC Summary Stats & Para'!$E$32, 0)","v":5745}]
[null,null,null,null,null,null,null,null,null,null,null,null,null,null,null,null,null,"Reactive Replacement Cost (per unit)","$",{"$f":"'C. PoC Summary Stats & Para'!$E$31","v":496.79999999999995},{"$f":"'C. PoC Summary Stats & Para'!$E$31","v":496.79999999999995},{"$f":"'C. PoC Summary Stats & Para'!$E$31","v":496.79999999999995},{"$f":"'C. PoC Summary Stats & Para'!$E$31","v":496.79999999999995},{"$f":"'C. PoC Summary Stats & Para'!$E$31","v":496.79999999999995},{"$f":"'C. PoC Summary Stats & Para'!$E$31","v":496.79999999999995},{"$f":"'C. PoC Summary Stats & Para'!$E$31","v":496.79999999999995},{"$f":"'C. PoC Summary Stats & Para'!$E$31","v":496.79999999999995},{"$f":"'C. PoC Summary Stats & Para'!$E$31","v":496.79999999999995},{"$f":"'C. PoC Summary Stats & Para'!$E$31","v":496.79999999999995},{"$f":"'C. PoC Summary Stats & Para'!$E$31","v":496.79999999999995},{"$f":"'C. PoC Summary Stats & Para'!$E$31","v":496.79999999999995}]
[null,null,null,null,null,null,null,null,null,null,null,null,null,null,null,null,null,"Reactive Replacement Cost (total)","$",{"$f":"T22*T23","v":1991671.1999999997},2061223.1999999997,2132762.4,2205792,2280808.7999999998,2357316,2435810.4,2515795.1999999997,2597767.1999999997,2681726.4,2766679.1999999997,2854115.9999999995]
[]
[]
[]
[]
[]
[]
[]
[]
[]
[]
[null,"NUMBER OF ASSET UNITS BY RISK INDEX CATEGORY",null,2019,2020,2021,2022,2023,2024,2025,2026,2027,2028,2029,2030,null,null,"Base Case Option",null,null,"FY20","FY21","FY22","FY23","FY24",null,null,null,null,null,null,null,null,"Option Two",null,null,"FY20","FY21","FY22","FY23","FY24",null,null,null,null,null,null,null,null,"Option Three",null,null,"FY20","FY21","FY22","FY23","FY24"]
[null,1,"R1($)",{"$f":"SUMIF('D. Population Risk Index'!O:O,$B36,'A. Population Info'!$C:$C)","v":278135},{"$f":"SUMIF('D. Population Risk Index'!P:P,$B36,'A. Population Info'!$C:$C)","v":269066},{"$f":"SUMIF('D. Population Risk Index'!Q:Q,$B36,'A. Population Info'!$C:$C)","v":249680},{"$f":"SUMIF('D. Population Risk Index'!R:R,$B36,'A. Population Info'!$C:$C)","v":230104},{"$f":"SUMIF('D. Population Risk Index'!S:S,$B36,'A. Population Info'!$C:$C)","v":207952},{"$f":"SUMIF('D. Population Risk Index'!T:T,$B36,'A. Population Info'!$C:$C)","v":179034},{"$f":"SUMIF('D. Population Risk Index'!U:U,$B36,'A. Population Info'!$C:$C)","v":160059},{"$f":"SUMIF('D. Population Risk Index'!V:V,$B36,'A. Population Info'!$C:$C)","v":139419},{"$f":"SUMIF('D. Population Risk Index'!W:W,$B36,'A. Population Info'!$C:$C)","v":116395},{"$f":"SUMIF('D. Population Risk Index'!X:X,$B36,'A. Population Info'!$C:$C)","v":113823},{"$f":"SUMIF('D. Population Risk Index'!Y:Y,$B36,'A. Population Info'!$C:$C)","v":106738},{"$f":"SUMIF('D. Population Risk Index'!Z:Z,$B36,'A. Population Info'!$C:$C)","v":81208},null,null,"Annual Reactive Cost FY20-24",null,null,{"$f":"U24","v":2061223.1999999997},{"$f":"V24","v":2132762.4},{"$f":"W24","v":2205792},{"$f":"X24","v":2280808.7999999998},{"$f":"Y24","v":2357316},null,null,null,null,null,null,null,null,"Volumes for replacement (Option One)",null,null,{"$f":"AK55","v":146786},{"$f":"AL55","v":5214},{"$f":"AM55","v":4796},{"$f":"AN55","v":2638},{"$f":"AO55","v":3304},null,null,null,null,null,null,null,null,"Volumes for replacement (Option Two)",null,null,{"$f":"BA55","v":32547.599999999999},{"$f":"BB55","v":32547.599999999999},32547.599999999999,32547.599999999999,32547.599999999999]
[null,2,"R2($)",{"$f":"SUMIF('D. Population Risk Index'!O:O,$B37,'A. Population Info'!$C:$C)","v":61760},{"$f":"SUMIF('D. Population Risk Index'!P:P,$B37,'A. Population Info'!$C:$C)","v":67143},{"$f":"SUMIF('D. Population Risk Index'!Q:Q,$B37,'A. Population Info'!$C:$C)","v":81873},{"$f":"SUMIF('D. Population Risk Index'!R:R,$B37,'A. Population Info'!$C:$C)","v":94323},{"$f":"SUMIF('D. Population Risk Index'!S:S,$B37,'A. Population Info'!$C:$C)","v":114556},{"$f":"SUMIF('D. Population Risk Index'!T:T,$B37,'A. Population Info'!$C:$C)","v":135690},{"$f":"SUMIF('D. Population Risk Index'!U:U,$B37,'A. Population Info'!$C:$C)","v":145997},{"$f":"SUMIF('D. Population Risk Index'!V:V,$B37,'A. Population Info'!$C:$C)","v":156599},{"$f":"SUMIF('D. Population Risk Index'!W:W,$B37,'A. Population Info'!$C:$C)","v":169215},{"$f":"SUMIF('D. Population Risk Index'!X:X,$B37,'A. Population Info'!$C:$C)","v":150975},{"$f":"SUMIF('D. Population Risk Index'!Y:Y,$B37,'A. Population Info'!$C:$C)","v":137772},{"$f":"SUMIF('D. Population Risk Index'!Z:Z,$B37,'A. Population Info'!$C:$C)","v":143303}]
[null,3,"R3($)",{"$f":"SUMIF('D. Population Risk Index'!O:O,$B38,'A. Population Info'!$C:$C)","v":43343},{"$f":"SUMIF('D. Population Risk Index'!P:P,$B38,'A. Population Info'!$C:$C)","v":43841},{"$f":"SUMIF('D. Population Risk Index'!Q:Q,$B38,'A. Population Info'!$C:$C)","v":44647},{"$f":"SUMIF('D. Population Risk Index'!R:R,$B38,'A. Population Info'!$C:$C)","v":42402},{"$f":"SUMIF('D. Population Risk Index'!S:S,$B38,'A. Population Info'!$C:$C)","v":38743},{"$f":"SUMIF('D. Population Risk Index'!T:T,$B38,'A. Population Info'!$C:$C)","v":39823},{"$f":"SUMIF('D. Population Risk Index'!U:U,$B38,'A. Population Info'!$C:$C)","v":44990},{"$f":"SUMIF('D. Population Risk Index'!V:V,$B38,'A. Population Info'!$C:$C)","v":45464},{"$f":"SUMIF('D. Population Risk Index'!W:W,$B38,'A. Population Info'!$C:$C)","v":52576},{"$f":"SUMIF('D. Population Risk Index'!X:X,$B38,'A. Population Info'!$C:$C)","v":71445},{"$f":"SUMIF('D. Population Risk Index'!Y:Y,$B38,'A. Population Info'!$C:$C)","v":82004},{"$f":"SUMIF('D. Population Risk Index'!Z:Z,$B38,'A. Population Info'!$C:$C)","v":93973},null,null,"Total (Base Case) Reactive Replacements FY20-24",null,null,{"$f":"ROUND(SUM(U22:Y22), 0)","v":22218},null,null,null,null,null,null,null,null,null,null,null,null,"Total Volume for replacement (Option One) FY20-24",null,null,{"$f":"SUM(AK36:AO36)","v":162738},null,null,null,null,null,null,null,null,null,null,null,null,"Total Volume for replacement (Option Two) FY20-24",null,null,{"$f":"SUM(BA36:BE36)","v":162738}]
[null,4,"R4($)",{"$f":"SUMIF('D. Population Risk Index'!O:O,$B39,'A. Population Info'!$C:$C)","v":82177},{"$f":"SUMIF('D. Population Risk Index'!P:P,$B39,'A. Population Info'!$C:$C)","v":61675},{"$f":"SUMIF('D. Population Risk Index'!Q:Q,$B39,'A. Population Info'!$C:$C)","v":40645},{"$f":"SUMIF('D. Population Risk Index'!R:R,$B39,'A. Population Info'!$C:$C)","v":30395},{"$f":"SUMIF('D. Population Risk Index'!S:S,$B39,'A. Population Info'!$C:$C)","v":29145},{"$f":"SUMIF('D. Population Risk Index'!T:T,$B39,'A. Population Info'!$C:$C)","v":34070},{"$f":"SUMIF('D. Population Risk Index'!U:U,$B39,'A. Population Info'!$C:$C)","v":34236},{"$f":"SUMIF('D. Population Risk Index'!V:V,$B39,'A. Population Info'!$C:$C)","v":38133},{"$f":"SUMIF('D. Population Risk Index'!W:W,$B39,'A. Population Info'!$C:$C)","v":36396},{"$f":"SUMIF('D. Population Risk Index'!X:X,$B39,'A. Population Info'!$C:$C)","v":32568},{"$f":"SUMIF('D. Population Risk Index'!Y:Y,$B39,'A. Population Info'!$C:$C)","v":38285},{"$f":"SUMIF('D. Population Risk Index'!Z:Z,$B39,'A. Population Info'!$C:$C)","v":42534},null,null,"Total Base Case (Reactive) Cost FY20-24",null,null,{"$f":"SUM(U36:Y36)","v":11037902.399999999},null,null,null,null,null,null,null,null,null,null,null,null,"Average Volume for replacement (Option One) FY20-24",null,null,{"$f":"AVERAGE(AK36:AO36)","v":32547.599999999999},null,null,null,null,null,null,null,null,null,null,null,null,"Average Volume for replacement (Option Two) FY20-24",null,null,{"$f":"AVERAGE(BA36:BE36)","v":32547.599999999999}]
[null,5,"R5($)",{"$f":"SUMIF('D. Population Risk Index'!O:O,$B40,'A. Population Info'!$C:$C)","v":51445},{"$f":"SUMIF('D. Population Risk Index'!P:P,$B40,'A. Population Info'!$C:$C)","v":71930},{"$f":"SUMIF('D. Population Risk Index'!Q:Q,$B40,'A. Population Info'!$C:$C)","v":93088},{"$f":"SUMIF('D. Population Risk Index'!R:R,$B40,'A. Population Info'!$C:$C)","v":108494},{"$f":"SUMIF('D. Population Risk Index'!S:S,$B40,'A. Population Info'!$C:$C)","v":107553},{"$f":"SUMIF('D. Population Risk Index'!T:T,$B40,'A. Population Info'!$C:$C)","v":99758},{"$f":"SUMIF('D. Population Risk Index'!U:U,$B40,'A. Population Info'!$C:$C)","v":85723},{"$f":"SUMIF('D. Population Risk Index'!V:V,$B40,'A. Population Info'!$C:$C)","v":78585},{"$f":"SUMIF('D. Population Risk Index'!W:W,$B40,'A. Population Info'!$C:$C)","v":75509},{"$f":"SUMIF('D. Population Risk Index'!X:X,$B40,'A. Population Info'!$C:$C)","v":57837},{"$f":"SUMIF('D. Population Risk Index'!Y:Y,$B40,'A. Population Info'!$C:$C)","v":40025},{"$f":"SUMIF('D. Population Risk Index'!Z:Z,$B40,'A. Population Info'!$C:$C)","v":27013},null,null,null,null,null,null,null,null,null,null,null,null,null,null,null,null,null,null,"Total Program Cost  for replacement (Option One) FY20-24",null,null,{"$f":"SUM(AK58:AO58)","v":67253076},null,null,null,null,null,null,null,null,null,null,null,null,"Total Program Cost  for replacement (Option Two) FY20-24",null,null,{"$f":"SUM(BA58:BE58)","v":66299461.199999988}]
[null,6,"R6($)",{"$f":"SUMIF('D. Population Risk Index'!O:O,$B41,'A. Population Info'!$C:$C)","v":19927},{"$f":"SUMIF('D. Population Risk Index'!P:P,$B41,'A. Population Info'!$C:$C)","v":15741},{"$f":"SUMIF('D. Population Risk Index'!Q:Q,$B41,'A. Population Info'!$C:$C)","v":14249},{"$f":"SUMIF('D. Population Risk Index'!R:R,$B41,'A. Population Info'!$C:$C)","v":13668},{"$f":"SUMIF('D. Population Risk Index'!S:S,$B41,'A. Population Info'!$C:$C)","v":18799},{"$f":"SUMIF('D. Population Risk Index'!T:T,$B41,'A. Population Info'!$C:$C)","v":25069},{"$f":"SUMIF('D. Population Risk Index'!U:U,$B41,'A. Population Info'!$C:$C)","v":38702},{"$f":"SUMIF('D. Population Risk Index'!V:V,$B41,'A. Population Info'!$C:$C)","v":45316},{"$f":"SUMIF('D. Population Risk Index'!W:W,$B41,'A. Population Info'!$C:$C)","v":48024},{"$f":"SUMIF('D. Population Risk Index'!X:X,$B41,'A. Population Info'!$C:$C)","v":64790},{"$f":"SUMIF('D. Population Risk Index'!Y:Y,$B41,'A. Population Info'!$C:$C)","v":81581},{"$f":"SUMIF('D. Population Risk Index'!Z:Z,$B41,'A. Population Info'!$C:$C)","v":89972}]
[null,7,"R7($)",{"$f":"SUMIF('D. Population Risk Index'!O:O,$B42,'A. Population Info'!$C:$C)","v":16141},{"$f":"SUMIF('D. Population Risk Index'!P:P,$B42,'A. Population Info'!$C:$C)","v":20179},{"$f":"SUMIF('D. Population Risk Index'!Q:Q,$B42,'A. Population Info'!$C:$C)","v":22731},{"$f":"SUMIF('D. Population Risk Index'!R:R,$B42,'A. Population Info'!$C:$C)","v":27239},{"$f":"SUMIF('D. Population Risk Index'!S:S,$B42,'A. Population Info'!$C:$C)","v":26533},{"$f":"SUMIF('D. Population Risk Index'!T:T,$B42,'A. Population Info'!$C:$C)","v":23344},{"$f":"SUMIF('D. Population Risk Index'!U:U,$B42,'A. Population Info'!$C:$C)","v":19926},{"$f":"SUMIF('D. Population Risk Index'!V:V,$B42,'A. Population Info'!$C:$C)","v":21618},{"$f":"SUMIF('D. Population Risk Index'!W:W,$B42,'A. Population Info'!$C:$C)","v":22500},{"$f":"SUMIF('D. Population Risk Index'!X:X,$B42,'A. Population Info'!$C:$C)","v":26515},{"$f":"SUMIF('D. Population Risk Index'!Y:Y,$B42,'A. Population Info'!$C:$C)","v":28176},{"$f":"SUMIF('D. Population Risk Index'!Z:Z,$B42,'A. Population Info'!$C:$C)","v":32628},null,null,null,null,null,null,null,null,null,null,null,null,null,null,null,null,null,null,"Additional Reactive Replacements FY20-24",null,null,{"$f":"MAX($U$38-ROUND(AK38, 0), 0)","v":0},null,null,null,null,null,null,null,null,null,null,null,null,"Additional Reactive Replacements FY20-24",null,null,{"$f":"MAX($U$38-ROUND(BA38, 0), 0)","v":0}]
[null,8,"R8($)",{"$f":"SUMIF('D. Population Risk Index'!O:O,$B43,'A. Population Info'!$C:$C)","v":20207},{"$f":"SUMIF('D. Population Risk Index'!P:P,$B43,'A. Population Info'!$C:$C)","v":17861},{"$f":"SUMIF('D. Population Risk Index'!Q:Q,$B43,'A. Population Info'!$C:$C)","v":20236},{"$f":"SUMIF('D. Population Risk Index'!R:R,$B43,'A. Population Info'!$C:$C)","v":15757},{"$f":"SUMIF('D. Population Risk Index'!S:S,$B43,'A. Population Info'!$C:$C)","v":12264},{"$f":"SUMIF('D. Population Risk Index'!T:T,$B43,'A. Population Info'!$C:$C)","v":16203},{"$f":"SUMIF('D. Population Risk Index'!U:U,$B43,'A. Population Info'!$C:$C)","v":23295},{"$f":"SUMIF('D. Population Risk Index'!V:V,$B43,'A. Population Info'!$C:$C)","v":24441},{"$f":"SUMIF('D. Population Risk Index'!W:W,$B43,'A. Population Info'!$C:$C)","v":26302},{"$f":"SUMIF('D. Population Risk Index'!X:X,$B43,'A. Population Info'!$C:$C)","v":28677},{"$f":"SUMIF('D. Population Risk Index'!Y:Y,$B43,'A. Population Info'!$C:$C)","v":28706},{"$f":"SUMIF('D. Population Risk Index'!Z:Z,$B43,'A. Population Info'!$C:$C)","v":27674},null,null,null,null,null,null,null,null,null,null,null,null,null,null,null,null,null,null,"Additional Reactive Cost FY20-24",null,null,{"$f":"AK42*'C. PoC Summary Stats & Para'!$E$31","v":0},null,null,null,null,null,null,null,null,null,null,null,null,"Additional Reactive Cost FY20-24",null,null,{"$f":"BA42*'C. PoC Summary Stats & Para'!$E$31","v":0}]
[null,9,"R9($)",{"$f":"SUMIF('D. Population Risk Index'!O:O,$B44,'A. Population Info'!$C:$C)","v":88033},{"$f":"SUMIF('D. Population Risk Index'!P:P,$B44,'A. Population Info'!$C:$C)","v":93119},{"$f":"SUMIF('D. Population Risk Index'!Q:Q,$B44,'A. Population Info'!$C:$C)","v":78171},{"$f":"SUMIF('D. Population Risk Index'!R:R,$B44,'A. Population Info'!$C:$C)","v":60356},{"$f":"SUMIF('D. Population Risk Index'!S:S,$B44,'A. Population Info'!$C:$C)","v":55134},{"$f":"SUMIF('D. Population Risk Index'!T:T,$B44,'A. Population Info'!$C:$C)","v":49430},{"$f":"SUMIF('D. Population Risk Index'!U:U,$B44,'A. Population Info'!$C:$C)","v":40414},{"$f":"SUMIF('D. Population Risk Index'!V:V,$B44,'A. Population Info'!$C:$C)","v":35870},{"$f":"SUMIF('D. Population Risk Index'!W:W,$B44,'A. Population Info'!$C:$C)","v":29562},{"$f":"SUMIF('D. Population Risk Index'!X:X,$B44,'A. Population Info'!$C:$C)","v":24150},{"$f":"SUMIF('D. Population Risk Index'!Y:Y,$B44,'A. Population Info'!$C:$C)","v":27200},{"$f":"SUMIF('D. Population Risk Index'!Z:Z,$B44,'A. Population Info'!$C:$C)","v":28490}]
[null,10,"R10($)",{"$f":"SUMIF('D. Population Risk Index'!O:O,$B45,'A. Population Info'!$C:$C)","v":38014},{"$f":"SUMIF('D. Population Risk Index'!P:P,$B45,'A. Population Info'!$C:$C)","v":38627},{"$f":"SUMIF('D. Population Risk Index'!Q:Q,$B45,'A. Population Info'!$C:$C)","v":53862},{"$f":"SUMIF('D. Population Risk Index'!R:R,$B45,'A. Population Info'!$C:$C)","v":76444},{"$f":"SUMIF('D. Population Risk Index'!S:S,$B45,'A. Population Info'!$C:$C)","v":88503},{"$f":"SUMIF('D. Population Risk Index'!T:T,$B45,'A. Population Info'!$C:$C)","v":96761},{"$f":"SUMIF('D. Population Risk Index'!U:U,$B45,'A. Population Info'!$C:$C)","v":105840},{"$f":"SUMIF('D. Population Risk Index'!V:V,$B45,'A. Population Info'!$C:$C)","v":113737},{"$f":"SUMIF('D. Population Risk Index'!W:W,$B45,'A. Population Info'!$C:$C)","v":122703},{"$f":"SUMIF('D. Population Risk Index'!X:X,$B45,'A. Population Info'!$C:$C)","v":128402},{"$f":"SUMIF('D. Population Risk Index'!Y:Y,$B45,'A. Population Info'!$C:$C)","v":128695},{"$f":"SUMIF('D. Population Risk Index'!Z:Z,$B45,'A. Population Info'!$C:$C)","v":132387}]
[null,"Asset Volume R1 to R6",null,{"$f":"SUM(D36:D41)","v":536787},529396,524182,519386,516748,513444,509707,503516,498115,491438,486405,478003]
[null,"Asset Volume R7 to R10",null,{"$f":"SUM(D42:D45)","v":162395},169786,175000,179796,182434,185738,189475,195666,201067,207744,212777,221179]
[null,"Total Asset Volume",null,{"$f":"SUM(D36:D45)","v":699182},699182,699182,699182,699182,699182,699182,699182,699182,699182,699182,699182]
[]
[null,null,null,null,null,null,null,null,null,null,null,null,null,null,null,null,null,null,null,null,null,null,null,null,null,null,null,null,null,null,null,null,null,"Option Two – Replace where cost benefit positive",null,null,null,null,null,null,null,null,null,null,null,null,null,null,null,"Option Three – Replace all cost benefit positive by the end of the period"]
[]
[null,null,null,null,null,null,null,null,null,null,null,null,null,null,null,null,null,null,null,null,null,null,null,null,null,null,null,null,null,null,null,null,null,"PROPOSED ASSET REPLACEMENT PROGRAM",null,2019,2020,2021,2022,2023,2024,2025,2026,2027,2028,2029,2030,null,null,"PROPOSED ASSET REPLACEMENT PROGRAM (OPTION TWO)",null,2019,2020,2021,2022,2023,2024,2025,2026,2027,2028,2029,2030]
[null,null,null,null,null,null,null,null,null,null,null,null,null,null,null,null,null,null,null,null,null,null,null,null,null,null,null,null,null,null,null,null,null,"Assets CBA positive","Count",{"$f":"D47","v":162395},169786,175000,179796,182434,185738,189475,195666,201067,207744,212777,221179,null,null,"No. Assets CBA +ve","Count",{"$f":"D47","v":162395},169786,175000,179796,182434,185738,189475,195666,201067,207744,212777,221179]
[]
[null,null,null,null,null,null,null,null,null,null,null,null,null,null,null,null,null,null,null,null,null,null,null,null,null,null,null,null,null,null,null,null,null,"Planned Replacement Vol.","Count",23000,{"$f":"MAX(AK53-AJ56, 0)","v":146786},{"$f":"MAX(AL53-AK56, 0)","v":5214},4796,2638,3304,3737,6191,5401,6677,5033,8402,null,null,"Planned Replacement Vol.","Count",{"$f":"AJ55","v":23000},{"$f":"MAX(($BE$53-$AZ$56)/COUNT($BA$53:$BE$53), 0)","v":32547.599999999999},{"$f":"MAX(($BE$53-$AZ$56)/COUNT($BA$53:$BE$53), 0)","v":32547.599999999999},{"$f":"MAX(($BE$53-$AZ$56)/COUNT($BA$53:$BE$53), 0)","v":32547.599999999999},{"$f":"MAX(($BE$53-$AZ$56)/COUNT($BA$53:$BE$53), 0)","v":32547.599999999999},{"$f":"MAX(($BE$53-$AZ$56)/COUNT($BA$53:$BE$53), 0)","v":32547.599999999999},{"$f":"MAX(($BK$53-$BE$56)/COUNT($BF$53:$BK$53), 0)","v":5906.833333333333},{"$f":"MAX(($BK$53-$BE$56)/COUNT($BF$53:$BK$53), 0)","v":5906.833333333333},{"$f":"MAX(($BK$53-$BE$56)/COUNT($BF$53:$BK$53), 0)","v":5906.833333333333},5906.833333333333,5906.833333333333,5906.833333333333]
[null,null,null,null,null,null,null,null,null,null,null,null,null,null,null,null,null,null,null,null,null,null,null,null,null,null,null,null,null,null,null,null,null,"Cumulative Replacements","Count",{"$f":"AJ55","v":23000},{"$f":"AJ56+AK55","v":169786},175000,179796,182434,185738,189475,195666,201067,207744,212777,221179,null,null,"Cumulative Replacements","Count",{"$f":"AZ55","v":23000},{"$f":"AZ56+BA55","v":55547.6},{"$f":"BA56+BB55","v":88095.2},120642.79999999999,153190.39999999999,185738,191644.83333333334,197551.66666666669,203458.50000000003,209365.33333333337,215272.16666666672,221179.00000000006]
[null,null,null,null,null,null,null,null,null,null,null,null,null,null,null,null,null,null,null,null,null,null,null,null,null,null,null,null,null,null,null,null,null,"Unit Rate","$",414,414,410,407,404,402,402,405,408,411,414,414,null,null,"Unit Rate","$",{"$f":"AJ57","v":414},414,410,407,404,402,402,405,408,411,414,414]
[null,null,null,null,null,null,null,null,null,null,null,null,null,null,null,null,null,null,null,null,null,null,null,null,null,null,null,null,null,null,null,null,null,"Annual Program Cost","$",{"$f":"AJ55*AJ57","v":9522000},{"$f":"AK55*AK57","v":60769404},{"$f":"AL55*AL57","v":2137740},1951972,1065752,1328208,1502274,2507355,2203608,2744247,2083662,3478428,null,null,"Annual Program Cost","$",{"$f":"AZ55*AZ57","v":9522000},{"$f":"BA55*BA57","v":13474706.399999999},{"$f":"BB55*BB57","v":13344516},{"$f":"BC55*BC57","v":13246873.199999999},13149230.399999999,13084135.199999999,2374547,2392267.5,2409988,2427708.5,2445429,2445429]
[null,null,null,null,null,null,null,null,null,null,null,null,null,null,null,null,null,null,null,null,null,null,null,null,null,null,null,null,null,null,null,null,null,"Estimated Realised Benefit","$",{"$f":"AJ125","v":1949313.2380511798},{"$f":"AK125","v":6608240.732434243},6858421.4492676044,7107670.7401860747,7328896.0691056605,7564678.7060792632,7811567.7670966685,8101914.9200466778,8386104.621592897,8696254.3052217364,8987660.9799717665,9337967.7811902389,null,null,"Estimated Realised Benefit","$",{"$f":"AZ125","v":1949313.2380511798},3769444.3086293596,4800503.7881722143,5848748.7372107264,6813849.6763959425,7564678.7060792632,7841614.6776031367,8128061.2019815911,8419656.9130186662,8718853.0223273877,9022566.2952706702,9337967.7811902408]
[null,null,null,null,null,null,null,null,null,null,null,null,null,null,null,null,null,null,null,null,null,null,null,null,null,null,null,null,null,null,null,null,null,"Annual Deferral Benefit (ADB)","One Year",{"$f":"AJ55*'D. Risk Index Parameters'!$E$20","v":357418.67179980752},{"$f":"AK55*'D. Risk Index Parameters'!$E$20","v":2281045.9634263716},{"$f":"AL55*'D. Risk Index Parameters'!$E$20","v":81025.25890279116},{"$f":"AM55*'D. Risk Index Parameters'!$E$20","v":74529.563041385962},{"$f":"AN55*'D. Risk Index Parameters'!$E$20","v":40994.367661212709},{"$f":"AO55*'D. Risk Index Parameters'!$E$20","v":51343.969201154963},{"$f":"AP55*'D. Risk Index Parameters'!$E$20","v":58072.764196342643},{"$f":"AQ55*'D. Risk Index Parameters'!$E$20","v":96207.782483156887},{"$f":"AR55*'D. Risk Index Parameters'!$E$20","v":83931.228103946109},{"$f":"AS55*'D. Risk Index Parameters'!$E$20","v":103760.19441770934},{"$f":"AT55*'D. Risk Index Parameters'!$E$20","v":78212.529355149192},{"$f":"AU55*'D. Risk Index Parameters'!$E$20","v":130566.5948026949},null,null,"Annual Deferral Benefit (ADB)","One Year",{"$f":"AZ55*'D. Risk Index Parameters'!$E$20","v":357418.67179980752},{"$f":"BA55*'D. Risk Index Parameters'!$E$20","v":505787.82444658328},{"$f":"BB55*'D. Risk Index Parameters'!$E$20","v":505787.82444658328},{"$f":"BC55*'D. Risk Index Parameters'!$E$20","v":505787.82444658328},{"$f":"BD55*'D. Risk Index Parameters'!$E$20","v":505787.82444658328},{"$f":"BE55*'D. Risk Index Parameters'!$E$20","v":505787.82444658328},{"$f":"BF55*'D. Risk Index Parameters'!$E$20","v":91791.848893166505},{"$f":"BG55*'D. Risk Index Parameters'!$E$20","v":91791.848893166505},{"$f":"BH55*'D. Risk Index Parameters'!$E$20","v":91791.848893166505},{"$f":"BI55*'D. Risk Index Parameters'!$E$20","v":91791.848893166505},{"$f":"BJ55*'D. Risk Index Parameters'!$E$20","v":91791.848893166505},{"$f":"BK55*'D. Risk Index Parameters'!$E$20","v":91791.848893166505}]
[null,null,null,null,null,null,null,null,null,null,null,null,null,null,null,null,null,null,null,null,null,null,null,null,null,null,null,null,null,null,null,null,null,"Annual Deferral Benefit (ADB)","Cumulative",{"$f":"AJ60","v":357418.67179980752},{"$f":"AK60+AJ61","v":2638464.6352261789},{"$f":"AL60+AK61","v":2719489.8941289699},{"$f":"AM60+AL61","v":2794019.4571703561},2835013.8248315686,2886357.7940327236,2944430.5582290664,3040638.3407122232,3124569.5688161692,3228329.7632338786,3306542.2925890279,3437108.8873917228,null,null,"Annual Deferral Benefit (ADB)","Cumulative",{"$f":"AZ60","v":357418.67179980752},{"$f":"BA60+AZ61","v":863206.49624639074},{"$f":"BB60+BA61","v":1368994.3206929741},{"$f":"BC60+BB61","v":1874782.1451395573},2380569.9695861405,2886357.7940327236,2978149.6429258902,3069941.4918190567,3161733.3407122232,3253525.1896053897,3345317.0384985562,3437108.8873917228]
[null,null,null,null,null,null,null,null,null,null,null,null,null,null,null,null,null,null,null,null,null,null,null,null,null,null,null,null,null,null,null,null,null,"Net Customer Benefit","$",{"$f":"AJ59-AJ61","v":1591894.5662513722},{"$f":"AK59-AK61","v":3969776.097208064},4138931.5551386345,4313651.2830157187,4493882.2442740919,4678320.9120465396,4867137.2088676021,5061276.5793344546,5261535.0527767278,5467924.5419878578,5681118.687382739,5900858.8937985161,null,null,"Net Customer Benefit","$",{"$f":"AZ59-AZ61","v":1591894.5662513722},{"$f":"BA59-BA61","v":2906237.8123829691},3431509.4674792401,3973966.5920711691,4433279.706809802,4678320.9120465396,4863465.0346772466,5058119.7101625344,5257923.572306443,5465327.832721998,5677249.256772114,5900858.893798518]
[]
[]
[]
[]
[null,null,null,null,null,null,null,null,null,null,null,null,null,null,null,null,null,null,null,null,null,null,null,null,null,null,null,null,null,null,null,null,null,"NUMBER OF ASSET UNITS REMAINING BY RISK INDEX CATEGORY",null,2019,2020,2021,2022,2023,2024,2025,2026,2027,2028,2029,2030,null,null,"NUMBER OF ASSET UNITS REMAINING BY RISK INDEX CATEGORY",null,2019,2020,2021,2022,2023,2024,2025,2026,2027,2028,2029,2030]
[null,null,null,null,null,null,null,null,null,null,null,null,null,null,null,null,null,null,null,null,null,null,null,null,null,null,null,null,null,null,null,null,null,1,"R1($)",{"$f":"IF(AJ$56>SUM(D36:D$45),0,IF(AJ$56<SUM(D37:D$45),D36,D36-(AJ$56-SUM(D37:D$45))))","v":278135},{"$f":"IF(AK$56>SUM(E36:E$45),0,IF(AK$56<SUM(E37:E$45),E36,E36-(AK$56-SUM(E37:E$45))))","v":269066},{"$f":"IF(AL$56>SUM(F36:F$45),0,IF(AL$56<SUM(F37:F$45),F36,F36-(AL$56-SUM(F37:F$45))))","v":249680},{"$f":"IF(AM$56>SUM(G36:G$45),0,IF(AM$56<SUM(G37:G$45),G36,G36-(AM$56-SUM(G37:G$45))))","v":230104},{"$f":"IF(AN$56>SUM(H36:H$45),0,IF(AN$56<SUM(H37:H$45),H36,H36-(AN$56-SUM(H37:H$45))))","v":207952},{"$f":"IF(AO$56>SUM(I36:I$45),0,IF(AO$56<SUM(I37:I$45),I36,I36-(AO$56-SUM(I37:I$45))))","v":179034},{"$f":"IF(AP$56>SUM(J36:J$45),0,IF(AP$56<SUM(J37:J$45),J36,J36-(AP$56-SUM(J37:J$45))))","v":160059},{"$f":"IF(AQ$56>SUM(K36:K$45),0,IF(AQ$56<SUM(K37:K$45),K36,K36-(AQ$56-SUM(K37:K$45))))","v":139419},{"$f":"IF(AR$56>SUM(L36:L$45),0,IF(AR$56<SUM(L37:L$45),L36,L36-(AR$56-SUM(L37:L$45))))","v":116395},{"$f":"IF(AS$56>SUM(M36:M$45),0,IF(AS$56<SUM(M37:M$45),M36,M36-(AS$56-SUM(M37:M$45))))","v":113823},{"$f":"IF(AT$56>SUM(N36:N$45),0,IF(AT$56<SUM(N37:N$45),N36,N36-(AT$56-SUM(N37:N$45))))","v":106738},{"$f":"IF(AU$56>SUM(O36:O$45),0,IF(AU$56<SUM(O37:O$45),O36,O36-(AU$56-SUM(O37:O$45))))","v":81208},null,null,1,"R1($)",{"$f":"IF(AZ$56>SUM(D36:D$45),0,IF(AZ$56<SUM(D37:D$45),D36,D36-(AZ$56-SUM(D37:D$45))))","v":278135},{"$f":"IF(BA$56>SUM(E36:E$45),0,IF(BA$56<SUM(E37:E$45),E36,E36-(BA$56-SUM(E37:E$45))))","v":269066},{"$f":"IF(BB$56>SUM(F36:F$45),0,IF(BB$56<SUM(F37:F$45),F36,F36-(BB$56-SUM(F37:F$45))))","v":249680},{"$f":"IF(BC$56>SUM(G36:G$45),0,IF(BC$56<SUM(G37:G$45),G36,G36-(BC$56-SUM(G37:G$45))))","v":230104},{"$f":"IF(BD$56>SUM(H36:H$45),0,IF(BD$56<SUM(H37:H$45),H36,H36-(BD$56-SUM(H37:H$45))))","v":207952},{"$f":"IF(BE$56>SUM(I36:I$45),0,IF(BE$56<SUM(I37:I$45),I36,I36-(BE$56-SUM(I37:I$45))))","v":179034},{"$f":"IF(BF$56>SUM(J36:J$45),0,IF(BF$56<SUM(J37:J$45),J36,J36-(BF$56-SUM(J37:J$45))))","v":160059},{"$f":"IF(BG$56>SUM(K36:K$45),0,IF(BG$56<SUM(K37:K$45),K36,K36-(BG$56-SUM(K37:K$45))))","v":139419},{"$f":"IF(BH$56>SUM(L36:L$45),0,IF(BH$56<SUM(L37:L$45),L36,L36-(BH$56-SUM(L37:L$45))))","v":116395},{"$f":"IF(BI$56>SUM(M36:M$45),0,IF(BI$56<SUM(M37:M$45),M36,M36-(BI$56-SUM(M37:M$45))))","v":113823},{"$f":"IF(BJ$56>SUM(N36:N$45),0,IF(BJ$56<SUM(N37:N$45),N36,N36-(BJ$56-SUM(N37:N$45))))","v":106738},{"$f":"IF(BK$56>SUM(O36:O$45),0,IF(BK$56<SUM(O37:O$45),O36,O36-(BK$56-SUM(O37:O$45))))","v":81208}]
[null,null,null,null,null,null,null,null,null,null,null,null,null,null,null,null,null,null,null,null,null,null,null,null,null,null,null,null,null,null,null,null,null,2,"R2($)",{"$f":"IF(AJ$56>SUM(D37:D$45),0,IF(AJ$56<SUM(D38:D$45),D37,D37-(AJ$56-SUM(D38:D$45))))","v":61760},{"$f":"IF(AK$56>SUM(E37:E$45),0,IF(AK$56<SUM(E38:E$45),E37,E37-(AK$56-SUM(E38:E$45))))","v":67143},{"$f":"IF(AL$56>SUM(F37:F$45),0,IF(AL$56<SUM(F38:F$45),F37,F37-(AL$56-SUM(F38:F$45))))","v":81873},{"$f":"IF(AM$56>SUM(G37:G$45),0,IF(AM$56<SUM(G38:G$45),G37,G37-(AM$56-SUM(G38:G$45))))","v":94323},{"$f":"IF(AN$56>SUM(H37:H$45),0,IF(AN$56<SUM(H38:H$45),H37,H37-(AN$56-SUM(H38:H$45))))","v":114556},{"$f":"IF(AO$56>SUM(I37:I$45),0,IF(AO$56<SUM(I38:I$45),I37,I37-(AO$56-SUM(I38:I$45))))","v":135690},{"$f":"IF(AP$56>SUM(J37:J$45),0,IF(AP$56<SUM(J38:J$45),J37,J37-(AP$56-SUM(J38:J$45))))","v":145997},{"$f":"IF(AQ$56>SUM(K37:K$45),0,IF(AQ$56<SUM(K38:K$45),K37,K37-(AQ$56-SUM(K38:K$45))))","v":156599},{"$f":"IF(AR$56>SUM(L37:L$45),0,IF(AR$56<SUM(L38:L$45),L37,L37-(AR$56-SUM(L38:L$45))))","v":169215},{"$f":"IF(AS$56>SUM(M37:M$45),0,IF(AS$56<SUM(M38:M$45),M37,M37-(AS$56-SUM(M38:M$45))))","v":150975},{"$f":"IF(AT$56>SUM(N37:N$45),0,IF(AT$56<SUM(N38:N$45),N37,N37-(AT$56-SUM(N38:N$45))))","v":137772},{"$f":"IF(AU$56>SUM(O37:O$45),0,IF(AU$56<SUM(O38:O$45),O37,O37-(AU$56-SUM(O38:O$45))))","v":143303},null,null,2,"R2($)",{"$f":"IF(AZ$56>SUM(D37:D$45),0,IF(AZ$56<SUM(D38:D$45),D37,D37-(AZ$56-SUM(D38:D$45))))","v":61760},{"$f":"IF(BA$56>SUM(E37:E$45),0,IF(BA$56<SUM(E38:E$45),E37,E37-(BA$56-SUM(E38:E$45))))","v":67143},{"$f":"IF(BB$56>SUM(F37:F$45),0,IF(BB$56<SUM(F38:F$45),F37,F37-(BB$56-SUM(F38:F$45))))","v":81873},{"$f":"IF(BC$56>SUM(G37:G$45),0,IF(BC$56<SUM(G38:G$45),G37,G37-(BC$56-SUM(G38:G$45))))","v":94323},{"$f":"IF(BD$56>SUM(H37:H$45),0,IF(BD$56<SUM(H38:H$45),H37,H37-(BD$56-SUM(H38:H$45))))","v":114556},{"$f":"IF(BE$56>SUM(I37:I$45),0,IF(BE$56<SUM(I38:I$45),I37,I37-(BE$56-SUM(I38:I$45))))","v":135690},{"$f":"IF(BF$56>SUM(J37:J$45),0,IF(BF$56<SUM(J38:J$45),J37,J37-(BF$56-SUM(J38:J$45))))","v":145997},{"$f":"IF(BG$56>SUM(K37:K$45),0,IF(BG$56<SUM(K38:K$45),K37,K37-(BG$56-SUM(K38:K$45))))","v":156599},{"$f":"IF(BH$56>SUM(L37:L$45),0,IF(BH$56<SUM(L38:L$45),L37,L37-(BH$56-SUM(L38:L$45))))","v":169215},{"$f":"IF(BI$56>SUM(M37:M$45),0,IF(BI$56<SUM(M38:M$45),M37,M37-(BI$56-SUM(M38:M$45))))","v":150975},{"$f":"IF(BJ$56>SUM(N37:N$45),0,IF(BJ$56<SUM(N38:N$45),N37,N37-(BJ$56-SUM(N38:N$45))))","v":137772},{"$f":"IF(BK$56>SUM(O37:O$45),0,IF(BK$56<SUM(O38:O$45),O37,O37-(BK$56-SUM(O38:O$45))))","v":143303}]
[null,null,null,null,null,null,null,null,null,null,null,null,null,null,null,null,null,null,null,null,null,null,null,null,null,null,null,null,null,null,null,null,null,3,"R3($)",{"$f":"IF(AJ$56>SUM(D38:D$45),0,IF(AJ$56<SUM(D39:D$45),D38,D38-(AJ$56-SUM(D39:D$45))))","v":43343},{"$f":"IF(AK$56>SUM(E38:E$45),0,IF(AK$56<SUM(E39:E$45),E38,E38-(AK$56-SUM(E39:E$45))))","v":43841},{"$f":"IF(AL$56>SUM(F38:F$45),0,IF(AL$56<SUM(F39:F$45),F38,F38-(AL$56-SUM(F39:F$45))))","v":44647},{"$f":"IF(AM$56>SUM(G38:G$45),0,IF(AM$56<SUM(G39:G$45),G38,G38-(AM$56-SUM(G39:G$45))))","v":42402},{"$f":"IF(AN$56>SUM(H38:H$45),0,IF(AN$56<SUM(H39:H$45),H38,H38-(AN$56-SUM(H39:H$45))))","v":38743},{"$f":"IF(AO$56>SUM(I38:I$45),0,IF(AO$56<SUM(I39:I$45),I38,I38-(AO$56-SUM(I39:I$45))))","v":39823},{"$f":"IF(AP$56>SUM(J38:J$45),0,IF(AP$56<SUM(J39:J$45),J38,J38-(AP$56-SUM(J39:J$45))))","v":44990},{"$f":"IF(AQ$56>SUM(K38:K$45),0,IF(AQ$56<SUM(K39:K$45),K38,K38-(AQ$56-SUM(K39:K$45))))","v":45464},{"$f":"IF(AR$56>SUM(L38:L$45),0,IF(AR$56<SUM(L39:L$45),L38,L38-(AR$56-SUM(L39:L$45))))","v":52576},{"$f":"IF(AS$56>SUM(M38:M$45),0,IF(AS$56<SUM(M39:M$45),M38,M38-(AS$56-SUM(M39:M$45))))","v":71445},{"$f":"IF(AT$56>SUM(N38:N$45),0,IF(AT$56<SUM(N39:N$45),N38,N38-(AT$56-SUM(N39:N$45))))","v":82004},{"$f":"IF(AU$56>SUM(O38:O$45),0,IF(AU$56<SUM(O39:O$45),O38,O38-(AU$56-SUM(O39:O$45))))","v":93973},null,null,3,"R3($)",{"$f":"IF(AZ$56>SUM(D38:D$45),0,IF(AZ$56<SUM(D39:D$45),D38,D38-(AZ$56-SUM(D39:D$45))))","v":43343},{"$f":"IF(BA$56>SUM(E38:E$45),0,IF(BA$56<SUM(E39:E$45),E38,E38-(BA$56-SUM(E39:E$45))))","v":43841},{"$f":"IF(BB$56>SUM(F38:F$45),0,IF(BB$56<SUM(F39:F$45),F38,F38-(BB$56-SUM(F39:F$45))))","v":44647},{"$f":"IF(BC$56>SUM(G38:G$45),0,IF(BC$56<SUM(G39:G$45),G38,G38-(BC$56-SUM(G39:G$45))))","v":42402},{"$f":"IF(BD$56>SUM(H38:H$45),0,IF(BD$56<SUM(H39:H$45),H38,H38-(BD$56-SUM(H39:H$45))))","v":38743},{"$f":"IF(BE$56>SUM(I38:I$45),0,IF(BE$56<SUM(I39:I$45),I38,I38-(BE$56-SUM(I39:I$45))))","v":39823},{"$f":"IF(BF$56>SUM(J38:J$45),0,IF(BF$56<SUM(J39:J$45),J38,J38-(BF$56-SUM(J39:J$45))))","v":44990},{"$f":"IF(BG$56>SUM(K38:K$45),0,IF(BG$56<SUM(K39:K$45),K38,K38-(BG$56-SUM(K39:K$45))))","v":45464},{"$f":"IF(BH$56>SUM(L38:L$45),0,IF(BH$56<SUM(L39:L$45),L38,L38-(BH$56-SUM(L39:L$45))))","v":52576},{"$f":"IF(BI$56>SUM(M38:M$45),0,IF(BI$56<SUM(M39:M$45),M38,M38-(BI$56-SUM(M39:M$45))))","v":71445},{"$f":"IF(BJ$56>SUM(N38:N$45),0,IF(BJ$56<SUM(N39:N$45),N38,N38-(BJ$56-SUM(N39:N$45))))","v":82004},{"$f":"IF(BK$56>SUM(O38:O$45),0,IF(BK$56<SUM(O39:O$45),O38,O38-(BK$56-SUM(O39:O$45))))","v":93973}]
[null,null,null,null,null,null,null,null,null,null,null,null,null,null,null,null,null,null,null,null,null,null,null,null,null,null,null,null,null,null,null,null,null,4,"R4($)",{"$f":"IF(AJ$56>SUM(D39:D$45),0,IF(AJ$56<SUM(D40:D$45),D39,D39-(AJ$56-SUM(D40:D$45))))","v":82177},{"$f":"IF(AK$56>SUM(E39:E$45),0,IF(AK$56<SUM(E40:E$45),E39,E39-(AK$56-SUM(E40:E$45))))","v":61675},{"$f":"IF(AL$56>SUM(F39:F$45),0,IF(AL$56<SUM(F40:F$45),F39,F39-(AL$56-SUM(F40:F$45))))","v":40645},{"$f":"IF(AM$56>SUM(G39:G$45),0,IF(AM$56<SUM(G40:G$45),G39,G39-(AM$56-SUM(G40:G$45))))","v":30395},{"$f":"IF(AN$56>SUM(H39:H$45),0,IF(AN$56<SUM(H40:H$45),H39,H39-(AN$56-SUM(H40:H$45))))","v":29145},{"$f":"IF(AO$56>SUM(I39:I$45),0,IF(AO$56<SUM(I40:I$45),I39,I39-(AO$56-SUM(I40:I$45))))","v":34070},{"$f":"IF(AP$56>SUM(J39:J$45),0,IF(AP$56<SUM(J40:J$45),J39,J39-(AP$56-SUM(J40:J$45))))","v":34236},{"$f":"IF(AQ$56>SUM(K39:K$45),0,IF(AQ$56<SUM(K40:K$45),K39,K39-(AQ$56-SUM(K40:K$45))))","v":38133},{"$f":"IF(AR$56>SUM(L39:L$45),0,IF(AR$56<SUM(L40:L$45),L39,L39-(AR$56-SUM(L40:L$45))))","v":36396},{"$f":"IF(AS$56>SUM(M39:M$45),0,IF(AS$56<SUM(M40:M$45),M39,M39-(AS$56-SUM(M40:M$45))))","v":32568},{"$f":"IF(AT$56>SUM(N39:N$45),0,IF(AT$56<SUM(N40:N$45),N39,N39-(AT$56-SUM(N40:N$45))))","v":38285},{"$f":"IF(AU$56>SUM(O39:O$45),0,IF(AU$56<SUM(O40:O$45),O39,O39-(AU$56-SUM(O40:O$45))))","v":42534},null,null,4,"R4($)",{"$f":"IF(AZ$56>SUM(D39:D$45),0,IF(AZ$56<SUM(D40:D$45),D39,D39-(AZ$56-SUM(D40:D$45))))","v":82177},{"$f":"IF(BA$56>SUM(E39:E$45),0,IF(BA$56<SUM(E40:E$45),E39,E39-(BA$56-SUM(E40:E$45))))","v":61675},{"$f":"IF(BB$56>SUM(F39:F$45),0,IF(BB$56<SUM(F40:F$45),F39,F39-(BB$56-SUM(F40:F$45))))","v":40645},{"$f":"IF(BC$56>SUM(G39:G$45),0,IF(BC$56<SUM(G40:G$45),G39,G39-(BC$56-SUM(G40:G$45))))","v":30395},{"$f":"IF(BD$56>SUM(H39:H$45),0,IF(BD$56<SUM(H40:H$45),H39,H39-(BD$56-SUM(H40:H$45))))","v":29145},{"$f":"IF(BE$56>SUM(I39:I$45),0,IF(BE$56<SUM(I40:I$45),I39,I39-(BE$56-SUM(I40:I$45))))","v":34070},{"$f":"IF(BF$56>SUM(J39:J$45),0,IF(BF$56<SUM(J40:J$45),J39,J39-(BF$56-SUM(J40:J$45))))","v":34236},{"$f":"IF(BG$56>SUM(K39:K$45),0,IF(BG$56<SUM(K40:K$45),K39,K39-(BG$56-SUM(K40:K$45))))","v":38133},{"$f":"IF(BH$56>SUM(L39:L$45),0,IF(BH$56<SUM(L40:L$45),L39,L39-(BH$56-SUM(L40:L$45))))","v":36396},{"$f":"IF(BI$56>SUM(M39:M$45),0,IF(BI$56<SUM(M40:M$45),M39,M39-(BI$56-SUM(M40:M$45))))","v":32568},{"$f":"IF(BJ$56>SUM(N39:N$45),0,IF(BJ$56<SUM(N40:N$45),N39,N39-(BJ$56-SUM(N40:N$45))))","v":38285},{"$f":"IF(BK$56>SUM(O39:O$45),0,IF(BK$56<SUM(O40:O$45),O39,O39-(BK$56-SUM(O40:O$45))))","v":42534}]
[null,null,null,null,null,null,null,null,null,null,null,null,null,null,null,null,null,null,null,null,null,null,null,null,null,null,null,null,null,null,null,null,null,5,"R5($)",{"$f":"IF(AJ$56>SUM(D40:D$45),0,IF(AJ$56<SUM(D41:D$45),D40,D40-(AJ$56-SUM(D41:D$45))))","v":51445},{"$f":"IF(AK$56>SUM(E40:E$45),0,IF(AK$56<SUM(E41:E$45),E40,E40-(AK$56-SUM(E41:E$45))))","v":71930},{"$f":"IF(AL$56>SUM(F40:F$45),0,IF(AL$56<SUM(F41:F$45),F40,F40-(AL$56-SUM(F41:F$45))))","v":93088},{"$f":"IF(AM$56>SUM(G40:G$45),0,IF(AM$56<SUM(G41:G$45),G40,G40-(AM$56-SUM(G41:G$45))))","v":108494},{"$f":"IF(AN$56>SUM(H40:H$45),0,IF(AN$56<SUM(H41:H$45),H40,H40-(AN$56-SUM(H41:H$45))))","v":107553},{"$f":"IF(AO$56>SUM(I40:I$45),0,IF(AO$56<SUM(I41:I$45),I40,I40-(AO$56-SUM(I41:I$45))))","v":99758},{"$f":"IF(AP$56>SUM(J40:J$45),0,IF(AP$56<SUM(J41:J$45),J40,J40-(AP$56-SUM(J41:J$45))))","v":85723},{"$f":"IF(AQ$56>SUM(K40:K$45),0,IF(AQ$56<SUM(K41:K$45),K40,K40-(AQ$56-SUM(K41:K$45))))","v":78585},{"$f":"IF(AR$56>SUM(L40:L$45),0,IF(AR$56<SUM(L41:L$45),L40,L40-(AR$56-SUM(L41:L$45))))","v":75509},{"$f":"IF(AS$56>SUM(M40:M$45),0,IF(AS$56<SUM(M41:M$45),M40,M40-(AS$56-SUM(M41:M$45))))","v":57837},{"$f":"IF(AT$56>SUM(N40:N$45),0,IF(AT$56<SUM(N41:N$45),N40,N40-(AT$56-SUM(N41:N$45))))","v":40025},{"$f":"IF(AU$56>SUM(O40:O$45),0,IF(AU$56<SUM(O41:O$45),O40,O40-(AU$56-SUM(O41:O$45))))","v":27013},null,null,5,"R5($)",{"$f":"IF(AZ$56>SUM(D40:D$45),0,IF(AZ$56<SUM(D41:D$45),D40,D40-(AZ$56-SUM(D41:D$45))))","v":51445},{"$f":"IF(BA$56>SUM(E40:E$45),0,IF(BA$56<SUM(E41:E$45),E40,E40-(BA$56-SUM(E41:E$45))))","v":71930},{"$f":"IF(BB$56>SUM(F40:F$45),0,IF(BB$56<SUM(F41:F$45),F40,F40-(BB$56-SUM(F41:F$45))))","v":93088},{"$f":"IF(BC$56>SUM(G40:G$45),0,IF(BC$56<SUM(G41:G$45),G40,G40-(BC$56-SUM(G41:G$45))))","v":108494},{"$f":"IF(BD$56>SUM(H40:H$45),0,IF(BD$56<SUM(H41:H$45),H40,H40-(BD$56-SUM(H41:H$45))))","v":107553},{"$f":"IF(BE$56>SUM(I40:I$45),0,IF(BE$56<SUM(I41:I$45),I40,I40-(BE$56-SUM(I41:I$45))))","v":99758},{"$f":"IF(BF$56>SUM(J40:J$45),0,IF(BF$56<SUM(J41:J$45),J40,J40-(BF$56-SUM(J41:J$45))))","v":85723},{"$f":"IF(BG$56>SUM(K40:K$45),0,IF(BG$56<SUM(K41:K$45),K40,K40-(BG$56-SUM(K41:K$45))))","v":78585},{"$f":"IF(BH$56>SUM(L40:L$45),0,IF(BH$56<SUM(L41:L$45),L40,L40-(BH$56-SUM(L41:L$45))))","v":75509},{"$f":"IF(BI$56>SUM(M40:M$45),0,IF(BI$56<SUM(M41:M$45),M40,M40-(BI$56-SUM(M41:M$45))))","v":57837},{"$f":"IF(BJ$56>SUM(N40:N$45),0,IF(BJ$56<SUM(N41:N$45),N40,N40-(BJ$56-SUM(N41:N$45))))","v":40025},{"$f":"IF(BK$56>SUM(O40:O$45),0,IF(BK$56<SUM(O41:O$45),O40,O40-(BK$56-SUM(O41:O$45))))","v":27013}]
[null,null,null,null,null,null,null,null,null,null,null,null,null,null,null,null,null,null,null,null,null,null,null,null,null,null,null,null,null,null,null,null,null,6,"R6($)",{"$f":"IF(AJ$56>SUM(D41:D$45),0,IF(AJ$56<SUM(D42:D$45),D41,D41-(AJ$56-SUM(D42:D$45))))","v":19927},{"$f":"IF(AK$56>SUM(E41:E$45),0,IF(AK$56<SUM(E42:E$45),E41,E41-(AK$56-SUM(E42:E$45))))","v":15741},{"$f":"IF(AL$56>SUM(F41:F$45),0,IF(AL$56<SUM(F42:F$45),F41,F41-(AL$56-SUM(F42:F$45))))","v":14249},{"$f":"IF(AM$56>SUM(G41:G$45),0,IF(AM$56<SUM(G42:G$45),G41,G41-(AM$56-SUM(G42:G$45))))","v":13668},{"$f":"IF(AN$56>SUM(H41:H$45),0,IF(AN$56<SUM(H42:H$45),H41,H41-(AN$56-SUM(H42:H$45))))","v":18799},{"$f":"IF(AO$56>SUM(I41:I$45),0,IF(AO$56<SUM(I42:I$45),I41,I41-(AO$56-SUM(I42:I$45))))","v":25069},{"$f":"IF(AP$56>SUM(J41:J$45),0,IF(AP$56<SUM(J42:J$45),J41,J41-(AP$56-SUM(J42:J$45))))","v":38702},{"$f":"IF(AQ$56>SUM(K41:K$45),0,IF(AQ$56<SUM(K42:K$45),K41,K41-(AQ$56-SUM(K42:K$45))))","v":45316},{"$f":"IF(AR$56>SUM(L41:L$45),0,IF(AR$56<SUM(L42:L$45),L41,L41-(AR$56-SUM(L42:L$45))))","v":48024},{"$f":"IF(AS$56>SUM(M41:M$45),0,IF(AS$56<SUM(M42:M$45),M41,M41-(AS$56-SUM(M42:M$45))))","v":64790},{"$f":"IF(AT$56>SUM(N41:N$45),0,IF(AT$56<SUM(N42:N$45),N41,N41-(AT$56-SUM(N42:N$45))))","v":81581},{"$f":"IF(AU$56>SUM(O41:O$45),0,IF(AU$56<SUM(O42:O$45),O41,O41-(AU$56-SUM(O42:O$45))))","v":89972},null,null,6,"R6($)",{"$f":"IF(AZ$56>SUM(D41:D$45),0,IF(AZ$56<SUM(D42:D$45),D41,D41-(AZ$56-SUM(D42:D$45))))","v":19927},{"$f":"IF(BA$56>SUM(E41:E$45),0,IF(BA$56<SUM(E42:E$45),E41,E41-(BA$56-SUM(E42:E$45))))","v":15741},{"$f":"IF(BB$56>SUM(F41:F$45),0,IF(BB$56<SUM(F42:F$45),F41,F41-(BB$56-SUM(F42:F$45))))","v":14249},{"$f":"IF(BC$56>SUM(G41:G$45),0,IF(BC$56<SUM(G42:G$45),G41,G41-(BC$56-SUM(G42:G$45))))","v":13668},{"$f":"IF(BD$56>SUM(H41:H$45),0,IF(BD$56<SUM(H42:H$45),H41,H41-(BD$56-SUM(H42:H$45))))","v":18799},{"$f":"IF(BE$56>SUM(I41:I$45),0,IF(BE$56<SUM(I42:I$45),I41,I41-(BE$56-SUM(I42:I$45))))","v":25069},{"$f":"IF(BF$56>SUM(J41:J$45),0,IF(BF$56<SUM(J42:J$45),J41,J41-(BF$56-SUM(J42:J$45))))","v":36532.166666666657},{"$f":"IF(BG$56>SUM(K41:K$45),0,IF(BG$56<SUM(K42:K$45),K41,K41-(BG$56-SUM(K42:K$45))))","v":43430.333333333314},{"$f":"IF(BH$56>SUM(L41:L$45),0,IF(BH$56<SUM(L42:L$45),L41,L41-(BH$56-SUM(L42:L$45))))","v":45632.499999999971},{"$f":"IF(BI$56>SUM(M41:M$45),0,IF(BI$56<SUM(M42:M$45),M41,M41-(BI$56-SUM(M42:M$45))))","v":63168.666666666628},{"$f":"IF(BJ$56>SUM(N41:N$45),0,IF(BJ$56<SUM(N42:N$45),N41,N41-(BJ$56-SUM(N42:N$45))))","v":79085.833333333285},{"$f":"IF(BK$56>SUM(O41:O$45),0,IF(BK$56<SUM(O42:O$45),O41,O41-(BK$56-SUM(O42:O$45))))","v":89971.999999999942}]
[null,null,null,null,null,null,null,null,null,null,null,null,null,null,null,null,null,null,null,null,null,null,null,null,null,null,null,null,null,null,null,null,null,7,"R7($)",{"$f":"IF(AJ$56>SUM(D42:D$45),0,IF(AJ$56<SUM(D43:D$45),D42,D42-(AJ$56-SUM(D43:D$45))))","v":16141},{"$f":"IF(AK$56>SUM(E42:E$45),0,IF(AK$56<SUM(E43:E$45),E42,E42-(AK$56-SUM(E43:E$45))))","v":0},{"$f":"IF(AL$56>SUM(F42:F$45),0,IF(AL$56<SUM(F43:F$45),F42,F42-(AL$56-SUM(F43:F$45))))","v":0},{"$f":"IF(AM$56>SUM(G42:G$45),0,IF(AM$56<SUM(G43:G$45),G42,G42-(AM$56-SUM(G43:G$45))))","v":0},{"$f":"IF(AN$56>SUM(H42:H$45),0,IF(AN$56<SUM(H43:H$45),H42,H42-(AN$56-SUM(H43:H$45))))","v":0},{"$f":"IF(AO$56>SUM(I42:I$45),0,IF(AO$56<SUM(I43:I$45),I42,I42-(AO$56-SUM(I43:I$45))))","v":0},{"$f":"IF(AP$56>SUM(J42:J$45),0,IF(AP$56<SUM(J43:J$45),J42,J42-(AP$56-SUM(J43:J$45))))","v":0},{"$f":"IF(AQ$56>SUM(K42:K$45),0,IF(AQ$56<SUM(K43:K$45),K42,K42-(AQ$56-SUM(K43:K$45))))","v":0},{"$f":"IF(AR$56>SUM(L42:L$45),0,IF(AR$56<SUM(L43:L$45),L42,L42-(AR$56-SUM(L43:L$45))))","v":0},{"$f":"IF(AS$56>SUM(M42:M$45),0,IF(AS$56<SUM(M43:M$45),M42,M42-(AS$56-SUM(M43:M$45))))","v":0},{"$f":"IF(AT$56>SUM(N42:N$45),0,IF(AT$56<SUM(N43:N$45),N42,N42-(AT$56-SUM(N43:N$45))))","v":0},{"$f":"IF(AU$56>SUM(O42:O$45),0,IF(AU$56<SUM(O43:O$45),O42,O42-(AU$56-SUM(O43:O$45))))","v":0},null,null,7,"R7($)",{"$f":"IF(AZ$56>SUM(D42:D$45),0,IF(AZ$56<SUM(D43:D$45),D42,D42-(AZ$56-SUM(D43:D$45))))","v":16141},{"$f":"IF(BA$56>SUM(E42:E$45),0,IF(BA$56<SUM(E43:E$45),E42,E42-(BA$56-SUM(E43:E$45))))","v":20179},{"$f":"IF(BB$56>SUM(F42:F$45),0,IF(BB$56<SUM(F43:F$45),F42,F42-(BB$56-SUM(F43:F$45))))","v":22731},{"$f":"IF(BC$56>SUM(G42:G$45),0,IF(BC$56<SUM(G43:G$45),G42,G42-(BC$56-SUM(G43:G$45))))","v":27239},{"$f":"IF(BD$56>SUM(H42:H$45),0,IF(BD$56<SUM(H43:H$45),H42,H42-(BD$56-SUM(H43:H$45))))","v":26533},{"$f":"IF(BE$56>SUM(I42:I$45),0,IF(BE$56<SUM(I43:I$45),I42,I42-(BE$56-SUM(I43:I$45))))","v":0},{"$f":"IF(BF$56>SUM(J42:J$45),0,IF(BF$56<SUM(J43:J$45),J42,J42-(BF$56-SUM(J43:J$45))))","v":0},{"$f":"IF(BG$56>SUM(K42:K$45),0,IF(BG$56<SUM(K43:K$45),K42,K42-(BG$56-SUM(K43:K$45))))","v":0},{"$f":"IF(BH$56>SUM(L42:L$45),0,IF(BH$56<SUM(L43:L$45),L42,L42-(BH$56-SUM(L43:L$45))))","v":0},{"$f":"IF(BI$56>SUM(M42:M$45),0,IF(BI$56<SUM(M43:M$45),M42,M42-(BI$56-SUM(M43:M$45))))","v":0},{"$f":"IF(BJ$56>SUM(N42:N$45),0,IF(BJ$56<SUM(N43:N$45),N42,N42-(BJ$56-SUM(N43:N$45))))","v":0},{"$f":"IF(BK$56>SUM(O42:O$45),0,IF(BK$56<SUM(O43:O$45),O42,O42-(BK$56-SUM(O43:O$45))))","v":-5.8207660913467407E-11}]
[null,null,null,null,null,null,null,null,null,null,null,null,null,null,null,null,null,null,null,null,null,null,null,null,null,null,null,null,null,null,null,null,null,8,"R8($)",{"$f":"IF(AJ$56>SUM(D43:D$45),0,IF(AJ$56<SUM(D44:D$45),D43,D43-(AJ$56-SUM(D44:D$45))))","v":20207},{"$f":"IF(AK$56>SUM(E43:E$45),0,IF(AK$56<SUM(E44:E$45),E43,E43-(AK$56-SUM(E44:E$45))))","v":0},{"$f":"IF(AL$56>SUM(F43:F$45),0,IF(AL$56<SUM(F44:F$45),F43,F43-(AL$56-SUM(F44:F$45))))","v":0},{"$f":"IF(AM$56>SUM(G43:G$45),0,IF(AM$56<SUM(G44:G$45),G43,G43-(AM$56-SUM(G44:G$45))))","v":0},{"$f":"IF(AN$56>SUM(H43:H$45),0,IF(AN$56<SUM(H44:H$45),H43,H43-(AN$56-SUM(H44:H$45))))","v":0},{"$f":"IF(AO$56>SUM(I43:I$45),0,IF(AO$56<SUM(I44:I$45),I43,I43-(AO$56-SUM(I44:I$45))))","v":0},{"$f":"IF(AP$56>SUM(J43:J$45),0,IF(AP$56<SUM(J44:J$45),J43,J43-(AP$56-SUM(J44:J$45))))","v":0},{"$f":"IF(AQ$56>SUM(K43:K$45),0,IF(AQ$56<SUM(K44:K$45),K43,K43-(AQ$56-SUM(K44:K$45))))","v":0},{"$f":"IF(AR$56>SUM(L43:L$45),0,IF(AR$56<SUM(L44:L$45),L43,L43-(AR$56-SUM(L44:L$45))))","v":0},{"$f":"IF(AS$56>SUM(M43:M$45),0,IF(AS$56<SUM(M44:M$45),M43,M43-(AS$56-SUM(M44:M$45))))","v":0},{"$f":"IF(AT$56>SUM(N43:N$45),0,IF(AT$56<SUM(N44:N$45),N43,N43-(AT$56-SUM(N44:N$45))))","v":0},{"$f":"IF(AU$56>SUM(O43:O$45),0,IF(AU$56<SUM(O44:O$45),O43,O43-(AU$56-SUM(O44:O$45))))","v":0},null,null,8,"R8($)",{"$f":"IF(AZ$56>SUM(D43:D$45),0,IF(AZ$56<SUM(D44:D$45),D43,D43-(AZ$56-SUM(D44:D$45))))","v":20207},{"$f":"IF(BA$56>SUM(E43:E$45),0,IF(BA$56<SUM(E44:E$45),E43,E43-(BA$56-SUM(E44:E$45))))","v":17861},{"$f":"IF(BB$56>SUM(F43:F$45),0,IF(BB$56<SUM(F44:F$45),F43,F43-(BB$56-SUM(F44:F$45))))","v":20236},{"$f":"IF(BC$56>SUM(G43:G$45),0,IF(BC$56<SUM(G44:G$45),G43,G43-(BC$56-SUM(G44:G$45))))","v":15757},{"$f":"IF(BD$56>SUM(H43:H$45),0,IF(BD$56<SUM(H44:H$45),H43,H43-(BD$56-SUM(H44:H$45))))","v":2710.6000000000058},{"$f":"IF(BE$56>SUM(I43:I$45),0,IF(BE$56<SUM(I44:I$45),I43,I43-(BE$56-SUM(I44:I$45))))","v":0},{"$f":"IF(BF$56>SUM(J43:J$45),0,IF(BF$56<SUM(J44:J$45),J43,J43-(BF$56-SUM(J44:J$45))))","v":0},{"$f":"IF(BG$56>SUM(K43:K$45),0,IF(BG$56<SUM(K44:K$45),K43,K43-(BG$56-SUM(K44:K$45))))","v":0},{"$f":"IF(BH$56>SUM(L43:L$45),0,IF(BH$56<SUM(L44:L$45),L43,L43-(BH$56-SUM(L44:L$45))))","v":0},{"$f":"IF(BI$56>SUM(M43:M$45),0,IF(BI$56<SUM(M44:M$45),M43,M43-(BI$56-SUM(M44:M$45))))","v":0},{"$f":"IF(BJ$56>SUM(N43:N$45),0,IF(BJ$56<SUM(N44:N$45),N43,N43-(BJ$56-SUM(N44:N$45))))","v":0},{"$f":"IF(BK$56>SUM(O43:O$45),0,IF(BK$56<SUM(O44:O$45),O43,O43-(BK$56-SUM(O44:O$45))))","v":0}]
[null,null,null,null,null,null,null,null,null,null,null,null,null,null,null,null,null,null,null,null,null,null,null,null,null,null,null,null,null,null,null,null,null,9,"R9($)",{"$f":"IF(AJ$56>SUM(D44:D$45),0,IF(AJ$56<SUM(D45:D$45),D44,D44-(AJ$56-SUM(D45:D$45))))","v":88033},{"$f":"IF(AK$56>SUM(E44:E$45),0,IF(AK$56<SUM(E45:E$45),E44,E44-(AK$56-SUM(E45:E$45))))","v":0},{"$f":"IF(AL$56>SUM(F44:F$45),0,IF(AL$56<SUM(F45:F$45),F44,F44-(AL$56-SUM(F45:F$45))))","v":0},{"$f":"IF(AM$56>SUM(G44:G$45),0,IF(AM$56<SUM(G45:G$45),G44,G44-(AM$56-SUM(G45:G$45))))","v":0},{"$f":"IF(AN$56>SUM(H44:H$45),0,IF(AN$56<SUM(H45:H$45),H44,H44-(AN$56-SUM(H45:H$45))))","v":0},{"$f":"IF(AO$56>SUM(I44:I$45),0,IF(AO$56<SUM(I45:I$45),I44,I44-(AO$56-SUM(I45:I$45))))","v":0},{"$f":"IF(AP$56>SUM(J44:J$45),0,IF(AP$56<SUM(J45:J$45),J44,J44-(AP$56-SUM(J45:J$45))))","v":0},{"$f":"IF(AQ$56>SUM(K44:K$45),0,IF(AQ$56<SUM(K45:K$45),K44,K44-(AQ$56-SUM(K45:K$45))))","v":0},{"$f":"IF(AR$56>SUM(L44:L$45),0,IF(AR$56<SUM(L45:L$45),L44,L44-(AR$56-SUM(L45:L$45))))","v":0},{"$f":"IF(AS$56>SUM(M44:M$45),0,IF(AS$56<SUM(M45:M$45),M44,M44-(AS$56-SUM(M45:M$45))))","v":0},{"$f":"IF(AT$56>SUM(N44:N$45),0,IF(AT$56<SUM(N45:N$45),N44,N44-(AT$56-SUM(N45:N$45))))","v":0},{"$f":"IF(AU$56>SUM(O44:O$45),0,IF(AU$56<SUM(O45:O$45),O44,O44-(AU$56-SUM(O45:O$45))))","v":0},null,null,9,"R9($)",{"$f":"IF(AZ$56>SUM(D44:D$45),0,IF(AZ$56<SUM(D45:D$45),D44,D44-(AZ$56-SUM(D45:D$45))))","v":88033},{"$f":"IF(BA$56>SUM(E44:E$45),0,IF(BA$56<SUM(E45:E$45),E44,E44-(BA$56-SUM(E45:E$45))))","v":76198.399999999994},{"$f":"IF(BB$56>SUM(F44:F$45),0,IF(BB$56<SUM(F45:F$45),F44,F44-(BB$56-SUM(F45:F$45))))","v":43937.8},{"$f":"IF(BC$56>SUM(G44:G$45),0,IF(BC$56<SUM(G45:G$45),G44,G44-(BC$56-SUM(G45:G$45))))","v":16157.200000000012},{"$f":"IF(BD$56>SUM(H44:H$45),0,IF(BD$56<SUM(H45:H$45),H44,H44-(BD$56-SUM(H45:H$45))))","v":0},{"$f":"IF(BE$56>SUM(I44:I$45),0,IF(BE$56<SUM(I45:I$45),I44,I44-(BE$56-SUM(I45:I$45))))","v":0},{"$f":"IF(BF$56>SUM(J44:J$45),0,IF(BF$56<SUM(J45:J$45),J44,J44-(BF$56-SUM(J45:J$45))))","v":0},{"$f":"IF(BG$56>SUM(K44:K$45),0,IF(BG$56<SUM(K45:K$45),K44,K44-(BG$56-SUM(K45:K$45))))","v":0},{"$f":"IF(BH$56>SUM(L44:L$45),0,IF(BH$56<SUM(L45:L$45),L44,L44-(BH$56-SUM(L45:L$45))))","v":0},{"$f":"IF(BI$56>SUM(M44:M$45),0,IF(BI$56<SUM(M45:M$45),M44,M44-(BI$56-SUM(M45:M$45))))","v":0},{"$f":"IF(BJ$56>SUM(N44:N$45),0,IF(BJ$56<SUM(N45:N$45),N44,N44-(BJ$56-SUM(N45:N$45))))","v":0},{"$f":"IF(BK$56>SUM(O44:O$45),0,IF(BK$56<SUM(O45:O$45),O44,O44-(BK$56-SUM(O45:O$45))))","v":0}]
[null,null,null,null,null,null,null,null,null,null,null,null,null,null,null,null,null,null,null,null,null,null,null,null,null,null,null,null,null,null,null,null,null,10,"R10($)",{"$f":"IF(AJ$56>SUM(D45:D$45),0,D45-AJ$56)","v":15014},{"$f":"IF(AK$56>SUM(E45:E$45),0,E45-AK$56)","v":0},{"$f":"IF(AL$56>SUM(F45:F$45),0,F45-AL$56)","v":0},{"$f":"IF(AM$56>SUM(G45:G$45),0,G45-AM$56)","v":0},{"$f":"IF(AN$56>SUM(H45:H$45),0,H45-AN$56)","v":0},{"$f":"IF(AO$56>SUM(I45:I$45),0,I45-AO$56)","v":0},{"$f":"IF(AP$56>SUM(J45:J$45),0,J45-AP$56)","v":0},{"$f":"IF(AQ$56>SUM(K45:K$45),0,K45-AQ$56)","v":0},{"$f":"IF(AR$56>SUM(L45:L$45),0,L45-AR$56)","v":0},{"$f":"IF(AS$56>SUM(M45:M$45),0,M45-AS$56)","v":0},{"$f":"IF(AT$56>SUM(N45:N$45),0,N45-AT$56)","v":0},{"$f":"IF(AU$56>SUM(O45:O$45),0,O45-AU$56)","v":0},null,null,10,"R10($)",{"$f":"IF(AZ$56>SUM(D45:D$45),0,D45-AZ$56)","v":15014},{"$f":"IF(BA$56>SUM(E45:E$45),0,E45-BA$56)","v":0},{"$f":"IF(BB$56>SUM(F45:F$45),0,F45-BB$56)","v":0},{"$f":"IF(BC$56>SUM(G45:G$45),0,G45-BC$56)","v":0},{"$f":"IF(BD$56>SUM(H45:H$45),0,H45-BD$56)","v":0},{"$f":"IF(BE$56>SUM(I45:I$45),0,I45-BE$56)","v":0},{"$f":"IF(BF$56>SUM(J45:J$45),0,J45-BF$56)","v":0},{"$f":"IF(BG$56>SUM(K45:K$45),0,K45-BG$56)","v":0},{"$f":"IF(BH$56>SUM(L45:L$45),0,L45-BH$56)","v":0},{"$f":"IF(BI$56>SUM(M45:M$45),0,M45-BI$56)","v":0},{"$f":"IF(BJ$56>SUM(N45:N$45),0,N45-BJ$56)","v":0},{"$f":"IF(BK$56>SUM(O45:O$45),0,O45-BK$56)","v":0}]
[null,null,null,null,null,null,null,null,null,null,null,null,null,null,null,null,null,null,null,null,null,null,null,null,null,null,null,null,null,null,null,null,null,"Total R1($) to R6($)",null,{"$f":"SUM(AJ68:AJ73)","v":536787},{"$f":"SUM(AK68:AK73)","v":529396},524182,519386,516748,513444,509707,503516,498115,491438,486405,478003,null,null,"Total R1($) to R6($)",null,{"$f":"SUM(AZ68:AZ73)","v":536787},{"$f":"SUM(BA68:BA73)","v":529396},524182,519386,516748,513444,507537.16666666663,501630.33333333331,495723.5,489816.66666666663,483909.83333333326,478002.99999999994]
[null,null,null,null,null,null,null,null,null,null,null,null,null,null,null,null,null,null,null,null,null,null,null,null,null,null,null,null,null,null,null,null,null,"Total R7($) to R10($)",null,{"$f":"SUM(AJ74:AJ77)","v":139395},{"$f":"SUM(AK74:AK77)","v":0},0,0,0,0,0,0,0,0,0,0,null,null,"Total R7($) to R10($)",null,{"$f":"SUM(AZ74:AZ77)","v":139395},{"$f":"SUM(BA74:BA77)","v":114238.39999999999},86904.8,59153.200000000012,29243.600000000006,0,0,0,0,0,0,-5.8207660913467407E-11]
[null,null,null,null,null,null,null,null,null,null,null,null,null,null,null,null,null,null,null,null,null,null,null,null,null,null,null,null,null,null,null,null,null,"Total",null,{"$f":"SUM(AJ68:AJ77)","v":676182},{"$f":"SUM(AK68:AK77)","v":529396},524182,519386,516748,513444,509707,503516,498115,491438,486405,478003,null,null,"Total",null,{"$f":"SUM(AZ68:AZ77)","v":676182},{"$f":"SUM(BA68:BA77)","v":643634.4},611086.80000000005,578539.19999999995,545991.6,513444,507537.16666666663,501630.33333333331,495723.5,489816.66666666663,483909.83333333326,478002.99999999988]
[]
[null,null,null,null,null,null,null,null,null,null,null,null,null,null,null,null,null,null,null,null,null,null,null,null,null,null,null,null,null,null,null,null,null,"PROPOSED ASSET REPLACEMENT PROGRAM BY RISK INDEX CATEGORY",null,2019,2020,2021,2022,2023,2024,2025,2026,2027,2028,2029,2030,null,null,"PROPOSED ASSET REPLACEMENT PROGRAM BY RISK INDEX CATEGORY",null,2019,2020,2021,2022,2023,2024,2025,2026,2027,2028,2029,2030]
[null,null,null,null,null,null,null,null,null,null,null,null,null,null,null,null,null,null,null,null,null,null,null,null,null,null,null,null,null,null,null,null,null,1,"R1($)",{"$f":"MAX(0, D36-AJ68)","v":0},{"$f":"MAX(SUM(E36:E$45)-SUM(AK68:AK$77)-SUM($AJ$83:AJ$92)-SUM(AK84:AK$92),0)","v":0},{"$f":"MAX(SUM(F36:F$45)-SUM(AL68:AL$77)-SUM($AJ$83:AK$92)-SUM(AL84:AL$92),0)","v":0},{"$f":"MAX(SUM(G36:G$45)-SUM(AM68:AM$77)-SUM($AJ$83:AL$92)-SUM(AM84:AM$92),0)","v":0},{"$f":"MAX(SUM(H36:H$45)-SUM(AN68:AN$77)-SUM($AJ$83:AM$92)-SUM(AN84:AN$92),0)","v":0},{"$f":"MAX(SUM(I36:I$45)-SUM(AO68:AO$77)-SUM($AJ$83:AN$92)-SUM(AO84:AO$92),0)","v":0},{"$f":"MAX(SUM(J36:J$45)-SUM(AP68:AP$77)-SUM($AJ$83:AO$92)-SUM(AP84:AP$92),0)","v":0},{"$f":"MAX(SUM(K36:K$45)-SUM(AQ68:AQ$77)-SUM($AJ$83:AP$92)-SUM(AQ84:AQ$92),0)","v":0},{"$f":"MAX(SUM(L36:L$45)-SUM(AR68:AR$77)-SUM($AJ$83:AQ$92)-SUM(AR84:AR$92),0)","v":0},{"$f":"MAX(SUM(M36:M$45)-SUM(AS68:AS$77)-SUM($AJ$83:AR$92)-SUM(AS84:AS$92),0)","v":0},{"$f":"MAX(SUM(N36:N$45)-SUM(AT68:AT$77)-SUM($AJ$83:AS$92)-SUM(AT84:AT$92),0)","v":0},{"$f":"MAX(SUM(O36:O$45)-SUM(AU68:AU$77)-SUM($AJ$83:AT$92)-SUM(AU84:AU$92),0)","v":0},null,null,1,"R1($)",{"$f":"MAX(0, D36-AZ68)","v":0},{"$f":"MAX(SUM(E36:E$45)-SUM(BA68:BA$77)-SUM($AZ$83:AZ$92)-SUM(BA84:BA$92),0)","v":0},{"$f":"MAX(SUM(F36:F$45)-SUM(BB68:BB$77)-SUM($AZ$83:BA$92)-SUM(BB84:BB$92),0)","v":0},{"$f":"MAX(SUM(G36:G$45)-SUM(BC68:BC$77)-SUM($AZ$83:BB$92)-SUM(BC84:BC$92),0)","v":5.8207660913467407E-11},{"$f":"MAX(SUM(H36:H$45)-SUM(BD68:BD$77)-SUM($AZ$83:BC$92)-SUM(BD84:BD$92),0)","v":0},{"$f":"MAX(SUM(I36:I$45)-SUM(BE68:BE$77)-SUM($AZ$83:BD$92)-SUM(BE84:BE$92),0)","v":0},{"$f":"MAX(SUM(J36:J$45)-SUM(BF68:BF$77)-SUM($AZ$83:BE$92)-SUM(BF84:BF$92),0)","v":0},{"$f":"MAX(SUM(K36:K$45)-SUM(BG68:BG$77)-SUM($AZ$83:BF$92)-SUM(BG84:BG$92),0)","v":0},{"$f":"MAX(SUM(L36:L$45)-SUM(BH68:BH$77)-SUM($AZ$83:BG$92)-SUM(BH84:BH$92),0)","v":0},{"$f":"MAX(SUM(M36:M$45)-SUM(BI68:BI$77)-SUM($AZ$83:BH$92)-SUM(BI84:BI$92),0)","v":0},{"$f":"MAX(SUM(N36:N$45)-SUM(BJ68:BJ$77)-SUM($AZ$83:BI$92)-SUM(BJ84:BJ$92),0)","v":0},{"$f":"MAX(SUM(O36:O$45)-SUM(BK68:BK$77)-SUM($AZ$83:BJ$92)-SUM(BK84:BK$92),0)","v":0}]
[null,null,null,null,null,null,null,null,null,null,null,null,null,null,null,null,null,null,null,null,null,null,null,null,null,null,null,null,null,null,null,null,null,2,"R2($)",0,{"$f":"MAX(SUM(E37:E$45)-SUM(AK69:AK$77)-SUM($AJ$83:AJ$92)-SUM(AK85:AK$92),0)","v":0},{"$f":"MAX(SUM(F37:F$45)-SUM(AL69:AL$77)-SUM($AJ$83:AK$92)-SUM(AL85:AL$92),0)","v":0},{"$f":"MAX(SUM(G37:G$45)-SUM(AM69:AM$77)-SUM($AJ$83:AL$92)-SUM(AM85:AM$92),0)","v":0},{"$f":"MAX(SUM(H37:H$45)-SUM(AN69:AN$77)-SUM($AJ$83:AM$92)-SUM(AN85:AN$92),0)","v":0},{"$f":"MAX(SUM(I37:I$45)-SUM(AO69:AO$77)-SUM($AJ$83:AN$92)-SUM(AO85:AO$92),0)","v":0},{"$f":"MAX(SUM(J37:J$45)-SUM(AP69:AP$77)-SUM($AJ$83:AO$92)-SUM(AP85:AP$92),0)","v":0},{"$f":"MAX(SUM(K37:K$45)-SUM(AQ69:AQ$77)-SUM($AJ$83:AP$92)-SUM(AQ85:AQ$92),0)","v":0},{"$f":"MAX(SUM(L37:L$45)-SUM(AR69:AR$77)-SUM($AJ$83:AQ$92)-SUM(AR85:AR$92),0)","v":0},{"$f":"MAX(SUM(M37:M$45)-SUM(AS69:AS$77)-SUM($AJ$83:AR$92)-SUM(AS85:AS$92),0)","v":0},{"$f":"MAX(SUM(N37:N$45)-SUM(AT69:AT$77)-SUM($AJ$83:AS$92)-SUM(AT85:AT$92),0)","v":0},{"$f":"MAX(SUM(O37:O$45)-SUM(AU69:AU$77)-SUM($AJ$83:AT$92)-SUM(AU85:AU$92),0)","v":0},null,null,2,"R2($)",0,{"$f":"MAX(SUM(E37:E$45)-SUM(BA69:BA$77)-SUM($AZ$83:AZ$92)-SUM(BA85:BA$92),0)","v":0},{"$f":"MAX(SUM(F37:F$45)-SUM(BB69:BB$77)-SUM($AZ$83:BA$92)-SUM(BB85:BB$92),0)","v":0},{"$f":"MAX(SUM(G37:G$45)-SUM(BC69:BC$77)-SUM($AZ$83:BB$92)-SUM(BC85:BC$92),0)","v":0},{"$f":"MAX(SUM(H37:H$45)-SUM(BD69:BD$77)-SUM($AZ$83:BC$92)-SUM(BD85:BD$92),0)","v":2.9103830456733704E-11},{"$f":"MAX(SUM(I37:I$45)-SUM(BE69:BE$77)-SUM($AZ$83:BD$92)-SUM(BE85:BE$92),0)","v":0},{"$f":"MAX(SUM(J37:J$45)-SUM(BF69:BF$77)-SUM($AZ$83:BE$92)-SUM(BF85:BF$92),0)","v":2.9103830456733704E-11},{"$f":"MAX(SUM(K37:K$45)-SUM(BG69:BG$77)-SUM($AZ$83:BF$92)-SUM(BG85:BG$92),0)","v":0},{"$f":"MAX(SUM(L37:L$45)-SUM(BH69:BH$77)-SUM($AZ$83:BG$92)-SUM(BH85:BH$92),0)","v":0},{"$f":"MAX(SUM(M37:M$45)-SUM(BI69:BI$77)-SUM($AZ$83:BH$92)-SUM(BI85:BI$92),0)","v":0},{"$f":"MAX(SUM(N37:N$45)-SUM(BJ69:BJ$77)-SUM($AZ$83:BI$92)-SUM(BJ85:BJ$92),0)","v":2.9103830456733704E-11},{"$f":"MAX(SUM(O37:O$45)-SUM(BK69:BK$77)-SUM($AZ$83:BJ$92)-SUM(BK85:BK$92),0)","v":0}]
[null,null,null,null,null,null,null,null,null,null,null,null,null,null,null,null,null,null,null,null,null,null,null,null,null,null,null,null,null,null,null,null,null,3,"R3($)",0,{"$f":"MAX(SUM(E38:E$45)-SUM(AK70:AK$77)-SUM($AJ$83:AJ$92)-SUM(AK86:AK$92),0)","v":0},{"$f":"MAX(SUM(F38:F$45)-SUM(AL70:AL$77)-SUM($AJ$83:AK$92)-SUM(AL86:AL$92),0)","v":0},{"$f":"MAX(SUM(G38:G$45)-SUM(AM70:AM$77)-SUM($AJ$83:AL$92)-SUM(AM86:AM$92),0)","v":0},{"$f":"MAX(SUM(H38:H$45)-SUM(AN70:AN$77)-SUM($AJ$83:AM$92)-SUM(AN86:AN$92),0)","v":0},{"$f":"MAX(SUM(I38:I$45)-SUM(AO70:AO$77)-SUM($AJ$83:AN$92)-SUM(AO86:AO$92),0)","v":0},{"$f":"MAX(SUM(J38:J$45)-SUM(AP70:AP$77)-SUM($AJ$83:AO$92)-SUM(AP86:AP$92),0)","v":0},{"$f":"MAX(SUM(K38:K$45)-SUM(AQ70:AQ$77)-SUM($AJ$83:AP$92)-SUM(AQ86:AQ$92),0)","v":0},{"$f":"MAX(SUM(L38:L$45)-SUM(AR70:AR$77)-SUM($AJ$83:AQ$92)-SUM(AR86:AR$92),0)","v":0},{"$f":"MAX(SUM(M38:M$45)-SUM(AS70:AS$77)-SUM($AJ$83:AR$92)-SUM(AS86:AS$92),0)","v":0},{"$f":"MAX(SUM(N38:N$45)-SUM(AT70:AT$77)-SUM($AJ$83:AS$92)-SUM(AT86:AT$92),0)","v":0},{"$f":"MAX(SUM(O38:O$45)-SUM(AU70:AU$77)-SUM($AJ$83:AT$92)-SUM(AU86:AU$92),0)","v":0},null,null,3,"R3($)",0,{"$f":"MAX(SUM(E38:E$45)-SUM(BA70:BA$77)-SUM($AZ$83:AZ$92)-SUM(BA86:BA$92),0)","v":0},{"$f":"MAX(SUM(F38:F$45)-SUM(BB70:BB$77)-SUM($AZ$83:BA$92)-SUM(BB86:BB$92),0)","v":0},{"$f":"MAX(SUM(G38:G$45)-SUM(BC70:BC$77)-SUM($AZ$83:BB$92)-SUM(BC86:BC$92),0)","v":0},{"$f":"MAX(SUM(H38:H$45)-SUM(BD70:BD$77)-SUM($AZ$83:BC$92)-SUM(BD86:BD$92),0)","v":0},{"$f":"MAX(SUM(I38:I$45)-SUM(BE70:BE$77)-SUM($AZ$83:BD$92)-SUM(BE86:BE$92),0)","v":0},{"$f":"MAX(SUM(J38:J$45)-SUM(BF70:BF$77)-SUM($AZ$83:BE$92)-SUM(BF86:BF$92),0)","v":0},{"$f":"MAX(SUM(K38:K$45)-SUM(BG70:BG$77)-SUM($AZ$83:BF$92)-SUM(BG86:BG$92),0)","v":0},{"$f":"MAX(SUM(L38:L$45)-SUM(BH70:BH$77)-SUM($AZ$83:BG$92)-SUM(BH86:BH$92),0)","v":0},{"$f":"MAX(SUM(M38:M$45)-SUM(BI70:BI$77)-SUM($AZ$83:BH$92)-SUM(BI86:BI$92),0)","v":0},{"$f":"MAX(SUM(N38:N$45)-SUM(BJ70:BJ$77)-SUM($AZ$83:BI$92)-SUM(BJ86:BJ$92),0)","v":0},{"$f":"MAX(SUM(O38:O$45)-SUM(BK70:BK$77)-SUM($AZ$83:BJ$92)-SUM(BK86:BK$92),0)","v":0}]
[null,null,null,null,null,null,null,null,null,null,null,null,null,null,null,null,null,null,null,null,null,null,null,null,null,null,null,null,null,null,null,null,null,4,"R4($)",0,{"$f":"MAX(SUM(E39:E$45)-SUM(AK71:AK$77)-SUM($AJ$83:AJ$92)-SUM(AK87:AK$92),0)","v":0},{"$f":"MAX(SUM(F39:F$45)-SUM(AL71:AL$77)-SUM($AJ$83:AK$92)-SUM(AL87:AL$92),0)","v":0},{"$f":"MAX(SUM(G39:G$45)-SUM(AM71:AM$77)-SUM($AJ$83:AL$92)-SUM(AM87:AM$92),0)","v":0},{"$f":"MAX(SUM(H39:H$45)-SUM(AN71:AN$77)-SUM($AJ$83:AM$92)-SUM(AN87:AN$92),0)","v":0},{"$f":"MAX(SUM(I39:I$45)-SUM(AO71:AO$77)-SUM($AJ$83:AN$92)-SUM(AO87:AO$92),0)","v":0},{"$f":"MAX(SUM(J39:J$45)-SUM(AP71:AP$77)-SUM($AJ$83:AO$92)-SUM(AP87:AP$92),0)","v":0},{"$f":"MAX(SUM(K39:K$45)-SUM(AQ71:AQ$77)-SUM($AJ$83:AP$92)-SUM(AQ87:AQ$92),0)","v":0},{"$f":"MAX(SUM(L39:L$45)-SUM(AR71:AR$77)-SUM($AJ$83:AQ$92)-SUM(AR87:AR$92),0)","v":0},{"$f":"MAX(SUM(M39:M$45)-SUM(AS71:AS$77)-SUM($AJ$83:AR$92)-SUM(AS87:AS$92),0)","v":0},{"$f":"MAX(SUM(N39:N$45)-SUM(AT71:AT$77)-SUM($AJ$83:AS$92)-SUM(AT87:AT$92),0)","v":0},{"$f":"MAX(SUM(O39:O$45)-SUM(AU71:AU$77)-SUM($AJ$83:AT$92)-SUM(AU87:AU$92),0)","v":0},null,null,4,"R4($)",0,{"$f":"MAX(SUM(E39:E$45)-SUM(BA71:BA$77)-SUM($AZ$83:AZ$92)-SUM(BA87:BA$92),0)","v":0},{"$f":"MAX(SUM(F39:F$45)-SUM(BB71:BB$77)-SUM($AZ$83:BA$92)-SUM(BB87:BB$92),0)","v":0},{"$f":"MAX(SUM(G39:G$45)-SUM(BC71:BC$77)-SUM($AZ$83:BB$92)-SUM(BC87:BC$92),0)","v":0},{"$f":"MAX(SUM(H39:H$45)-SUM(BD71:BD$77)-SUM($AZ$83:BC$92)-SUM(BD87:BD$92),0)","v":0},{"$f":"MAX(SUM(I39:I$45)-SUM(BE71:BE$77)-SUM($AZ$83:BD$92)-SUM(BE87:BE$92),0)","v":0},{"$f":"MAX(SUM(J39:J$45)-SUM(BF71:BF$77)-SUM($AZ$83:BE$92)-SUM(BF87:BF$92),0)","v":0},{"$f":"MAX(SUM(K39:K$45)-SUM(BG71:BG$77)-SUM($AZ$83:BF$92)-SUM(BG87:BG$92),0)","v":0},{"$f":"MAX(SUM(L39:L$45)-SUM(BH71:BH$77)-SUM($AZ$83:BG$92)-SUM(BH87:BH$92),0)","v":0},{"$f":"MAX(SUM(M39:M$45)-SUM(BI71:BI$77)-SUM($AZ$83:BH$92)-SUM(BI87:BI$92),0)","v":0},{"$f":"MAX(SUM(N39:N$45)-SUM(BJ71:BJ$77)-SUM($AZ$83:BI$92)-SUM(BJ87:BJ$92),0)","v":0},{"$f":"MAX(SUM(O39:O$45)-SUM(BK71:BK$77)-SUM($AZ$83:BJ$92)-SUM(BK87:BK$92),0)","v":0}]
[null,null,null,null,null,null,null,null,null,null,null,null,null,null,null,null,null,null,null,null,null,null,null,null,null,null,null,null,null,null,null,null,null,5,"R5($)",0,{"$f":"MAX(SUM(E40:E$45)-SUM(AK72:AK$77)-SUM($AJ$83:AJ$92)-SUM(AK88:AK$92),0)","v":0},{"$f":"MAX(SUM(F40:F$45)-SUM(AL72:AL$77)-SUM($AJ$83:AK$92)-SUM(AL88:AL$92),0)","v":0},{"$f":"MAX(SUM(G40:G$45)-SUM(AM72:AM$77)-SUM($AJ$83:AL$92)-SUM(AM88:AM$92),0)","v":0},{"$f":"MAX(SUM(H40:H$45)-SUM(AN72:AN$77)-SUM($AJ$83:AM$92)-SUM(AN88:AN$92),0)","v":0},{"$f":"MAX(SUM(I40:I$45)-SUM(AO72:AO$77)-SUM($AJ$83:AN$92)-SUM(AO88:AO$92),0)","v":0},{"$f":"MAX(SUM(J40:J$45)-SUM(AP72:AP$77)-SUM($AJ$83:AO$92)-SUM(AP88:AP$92),0)","v":0},{"$f":"MAX(SUM(K40:K$45)-SUM(AQ72:AQ$77)-SUM($AJ$83:AP$92)-SUM(AQ88:AQ$92),0)","v":0},{"$f":"MAX(SUM(L40:L$45)-SUM(AR72:AR$77)-SUM($AJ$83:AQ$92)-SUM(AR88:AR$92),0)","v":0},{"$f":"MAX(SUM(M40:M$45)-SUM(AS72:AS$77)-SUM($AJ$83:AR$92)-SUM(AS88:AS$92),0)","v":0},{"$f":"MAX(SUM(N40:N$45)-SUM(AT72:AT$77)-SUM($AJ$83:AS$92)-SUM(AT88:AT$92),0)","v":0},{"$f":"MAX(SUM(O40:O$45)-SUM(AU72:AU$77)-SUM($AJ$83:AT$92)-SUM(AU88:AU$92),0)","v":0},null,null,5,"R5($)",0,{"$f":"MAX(SUM(E40:E$45)-SUM(BA72:BA$77)-SUM($AZ$83:AZ$92)-SUM(BA88:BA$92),0)","v":0},{"$f":"MAX(SUM(F40:F$45)-SUM(BB72:BB$77)-SUM($AZ$83:BA$92)-SUM(BB88:BB$92),0)","v":1.4551915228366852E-11},{"$f":"MAX(SUM(G40:G$45)-SUM(BC72:BC$77)-SUM($AZ$83:BB$92)-SUM(BC88:BC$92),0)","v":0},{"$f":"MAX(SUM(H40:H$45)-SUM(BD72:BD$77)-SUM($AZ$83:BC$92)-SUM(BD88:BD$92),0)","v":0},{"$f":"MAX(SUM(I40:I$45)-SUM(BE72:BE$77)-SUM($AZ$83:BD$92)-SUM(BE88:BE$92),0)","v":0},{"$f":"MAX(SUM(J40:J$45)-SUM(BF72:BF$77)-SUM($AZ$83:BE$92)-SUM(BF88:BF$92),0)","v":0},{"$f":"MAX(SUM(K40:K$45)-SUM(BG72:BG$77)-SUM($AZ$83:BF$92)-SUM(BG88:BG$92),0)","v":0},{"$f":"MAX(SUM(L40:L$45)-SUM(BH72:BH$77)-SUM($AZ$83:BG$92)-SUM(BH88:BH$92),0)","v":0},{"$f":"MAX(SUM(M40:M$45)-SUM(BI72:BI$77)-SUM($AZ$83:BH$92)-SUM(BI88:BI$92),0)","v":0},{"$f":"MAX(SUM(N40:N$45)-SUM(BJ72:BJ$77)-SUM($AZ$83:BI$92)-SUM(BJ88:BJ$92),0)","v":0},{"$f":"MAX(SUM(O40:O$45)-SUM(BK72:BK$77)-SUM($AZ$83:BJ$92)-SUM(BK88:BK$92),0)","v":0}]
[null,null,null,null,null,null,null,null,null,null,null,null,null,null,null,null,null,null,null,null,null,null,null,null,null,null,null,null,null,null,null,null,null,6,"R6($)",0,{"$f":"MAX(SUM(E41:E$45)-SUM(AK73:AK$77)-SUM($AJ$83:AJ$92)-SUM(AK89:AK$92),0)","v":0},{"$f":"MAX(SUM(F41:F$45)-SUM(AL73:AL$77)-SUM($AJ$83:AK$92)-SUM(AL89:AL$92),0)","v":0},{"$f":"MAX(SUM(G41:G$45)-SUM(AM73:AM$77)-SUM($AJ$83:AL$92)-SUM(AM89:AM$92),0)","v":0},{"$f":"MAX(SUM(H41:H$45)-SUM(AN73:AN$77)-SUM($AJ$83:AM$92)-SUM(AN89:AN$92),0)","v":0},{"$f":"MAX(SUM(I41:I$45)-SUM(AO73:AO$77)-SUM($AJ$83:AN$92)-SUM(AO89:AO$92),0)","v":0},{"$f":"MAX(SUM(J41:J$45)-SUM(AP73:AP$77)-SUM($AJ$83:AO$92)-SUM(AP89:AP$92),0)","v":0},{"$f":"MAX(SUM(K41:K$45)-SUM(AQ73:AQ$77)-SUM($AJ$83:AP$92)-SUM(AQ89:AQ$92),0)","v":0},{"$f":"MAX(SUM(L41:L$45)-SUM(AR73:AR$77)-SUM($AJ$83:AQ$92)-SUM(AR89:AR$92),0)","v":0},{"$f":"MAX(SUM(M41:M$45)-SUM(AS73:AS$77)-SUM($AJ$83:AR$92)-SUM(AS89:AS$92),0)","v":0},{"$f":"MAX(SUM(N41:N$45)-SUM(AT73:AT$77)-SUM($AJ$83:AS$92)-SUM(AT89:AT$92),0)","v":0},{"$f":"MAX(SUM(O41:O$45)-SUM(AU73:AU$77)-SUM($AJ$83:AT$92)-SUM(AU89:AU$92),0)","v":0},null,null,6,"R6($)",0,{"$f":"MAX(SUM(E41:E$45)-SUM(BA73:BA$77)-SUM($AZ$83:AZ$92)-SUM(BA89:BA$92),0)","v":0},{"$f":"MAX(SUM(F41:F$45)-SUM(BB73:BB$77)-SUM($AZ$83:BA$92)-SUM(BB89:BB$92),0)","v":0},{"$f":"MAX(SUM(G41:G$45)-SUM(BC73:BC$77)-SUM($AZ$83:BB$92)-SUM(BC89:BC$92),0)","v":0},{"$f":"MAX(SUM(H41:H$45)-SUM(BD73:BD$77)-SUM($AZ$83:BC$92)-SUM(BD89:BD$92),0)","v":0},{"$f":"MAX(SUM(I41:I$45)-SUM(BE73:BE$77)-SUM($AZ$83:BD$92)-SUM(BE89:BE$92),0)","v":0},{"$f":"MAX(SUM(J41:J$45)-SUM(BF73:BF$77)-SUM($AZ$83:BE$92)-SUM(BF89:BF$92),0)","v":2169.833333333343},{"$f":"MAX(SUM(K41:K$45)-SUM(BG73:BG$77)-SUM($AZ$83:BF$92)-SUM(BG89:BG$92),0)","v":1885.6666666666861},{"$f":"MAX(SUM(L41:L$45)-SUM(BH73:BH$77)-SUM($AZ$83:BG$92)-SUM(BH89:BH$92),0)","v":2391.5000000000291},{"$f":"MAX(SUM(M41:M$45)-SUM(BI73:BI$77)-SUM($AZ$83:BH$92)-SUM(BI89:BI$92),0)","v":1621.3333333333721},{"$f":"MAX(SUM(N41:N$45)-SUM(BJ73:BJ$77)-SUM($AZ$83:BI$92)-SUM(BJ89:BJ$92),0)","v":2495.1666666667152},{"$f":"MAX(SUM(O41:O$45)-SUM(BK73:BK$77)-SUM($AZ$83:BJ$92)-SUM(BK89:BK$92),0)","v":5.8207660913467407E-11}]
[null,null,null,null,null,null,null,null,null,null,null,null,null,null,null,null,null,null,null,null,null,null,null,null,null,null,null,null,null,null,null,null,null,7,"R7($)",0,{"$f":"MAX(SUM(E42:E$45)-SUM(AK74:AK$77)-SUM($AJ$83:AJ$92)-SUM(AK90:AK$92),0)","v":20179},{"$f":"MAX(SUM(F42:F$45)-SUM(AL74:AL$77)-SUM($AJ$83:AK$92)-SUM(AL90:AL$92),0)","v":5214},{"$f":"MAX(SUM(G42:G$45)-SUM(AM74:AM$77)-SUM($AJ$83:AL$92)-SUM(AM90:AM$92),0)","v":4796},{"$f":"MAX(SUM(H42:H$45)-SUM(AN74:AN$77)-SUM($AJ$83:AM$92)-SUM(AN90:AN$92),0)","v":2638},{"$f":"MAX(SUM(I42:I$45)-SUM(AO74:AO$77)-SUM($AJ$83:AN$92)-SUM(AO90:AO$92),0)","v":3304},{"$f":"MAX(SUM(J42:J$45)-SUM(AP74:AP$77)-SUM($AJ$83:AO$92)-SUM(AP90:AP$92),0)","v":3737},{"$f":"MAX(SUM(K42:K$45)-SUM(AQ74:AQ$77)-SUM($AJ$83:AP$92)-SUM(AQ90:AQ$92),0)","v":6191},{"$f":"MAX(SUM(L42:L$45)-SUM(AR74:AR$77)-SUM($AJ$83:AQ$92)-SUM(AR90:AR$92),0)","v":5401},{"$f":"MAX(SUM(M42:M$45)-SUM(AS74:AS$77)-SUM($AJ$83:AR$92)-SUM(AS90:AS$92),0)","v":6677},{"$f":"MAX(SUM(N42:N$45)-SUM(AT74:AT$77)-SUM($AJ$83:AS$92)-SUM(AT90:AT$92),0)","v":5033},{"$f":"MAX(SUM(O42:O$45)-SUM(AU74:AU$77)-SUM($AJ$83:AT$92)-SUM(AU90:AU$92),0)","v":8402},null,null,7,"R7($)",0,{"$f":"MAX(SUM(E42:E$45)-SUM(BA74:BA$77)-SUM($AZ$83:AZ$92)-SUM(BA90:BA$92),0)","v":0},{"$f":"MAX(SUM(F42:F$45)-SUM(BB74:BB$77)-SUM($AZ$83:BA$92)-SUM(BB90:BB$92),0)","v":0},{"$f":"MAX(SUM(G42:G$45)-SUM(BC74:BC$77)-SUM($AZ$83:BB$92)-SUM(BC90:BC$92),0)","v":0},{"$f":"MAX(SUM(H42:H$45)-SUM(BD74:BD$77)-SUM($AZ$83:BC$92)-SUM(BD90:BD$92),0)","v":0},{"$f":"MAX(SUM(I42:I$45)-SUM(BE74:BE$77)-SUM($AZ$83:BD$92)-SUM(BE90:BE$92),0)","v":23344},{"$f":"MAX(SUM(J42:J$45)-SUM(BF74:BF$77)-SUM($AZ$83:BE$92)-SUM(BF90:BF$92),0)","v":3737},{"$f":"MAX(SUM(K42:K$45)-SUM(BG74:BG$77)-SUM($AZ$83:BF$92)-SUM(BG90:BG$92),0)","v":4021.1666666666279},{"$f":"MAX(SUM(L42:L$45)-SUM(BH74:BH$77)-SUM($AZ$83:BG$92)-SUM(BH90:BH$92),0)","v":3515.3333333333139},{"$f":"MAX(SUM(M42:M$45)-SUM(BI74:BI$77)-SUM($AZ$83:BH$92)-SUM(BI90:BI$92),0)","v":4285.4999999999709},{"$f":"MAX(SUM(N42:N$45)-SUM(BJ74:BJ$77)-SUM($AZ$83:BI$92)-SUM(BJ90:BJ$92),0)","v":3411.6666666666279},{"$f":"MAX(SUM(O42:O$45)-SUM(BK74:BK$77)-SUM($AZ$83:BJ$92)-SUM(BK90:BK$92),0)","v":5906.8333333333139}]
[null,null,null,null,null,null,null,null,null,null,null,null,null,null,null,null,null,null,null,null,null,null,null,null,null,null,null,null,null,null,null,null,null,8,"R8($)",0,{"$f":"MAX(SUM(E43:E$45)-SUM(AK75:AK$77)-SUM($AJ$83:AJ$92)-SUM(AK91:AK$92),0)","v":17861},{"$f":"MAX(SUM(F43:F$45)-SUM(AL75:AL$77)-SUM($AJ$83:AK$92)-SUM(AL91:AL$92),0)","v":0},{"$f":"MAX(SUM(G43:G$45)-SUM(AM75:AM$77)-SUM($AJ$83:AL$92)-SUM(AM91:AM$92),0)","v":0},{"$f":"MAX(SUM(H43:H$45)-SUM(AN75:AN$77)-SUM($AJ$83:AM$92)-SUM(AN91:AN$92),0)","v":0},{"$f":"MAX(SUM(I43:I$45)-SUM(AO75:AO$77)-SUM($AJ$83:AN$92)-SUM(AO91:AO$92),0)","v":0},{"$f":"MAX(SUM(J43:J$45)-SUM(AP75:AP$77)-SUM($AJ$83:AO$92)-SUM(AP91:AP$92),0)","v":0},{"$f":"MAX(SUM(K43:K$45)-SUM(AQ75:AQ$77)-SUM($AJ$83:AP$92)-SUM(AQ91:AQ$92),0)","v":0},{"$f":"MAX(SUM(L43:L$45)-SUM(AR75:AR$77)-SUM($AJ$83:AQ$92)-SUM(AR91:AR$92),0)","v":0},{"$f":"MAX(SUM(M43:M$45)-SUM(AS75:AS$77)-SUM($AJ$83:AR$92)-SUM(AS91:AS$92),0)","v":0},{"$f":"MAX(SUM(N43:N$45)-SUM(AT75:AT$77)-SUM($AJ$83:AS$92)-SUM(AT91:AT$92),0)","v":0},{"$f":"MAX(SUM(O43:O$45)-SUM(AU75:AU$77)-SUM($AJ$83:AT$92)-SUM(AU91:AU$92),0)","v":0},null,null,8,"R8($)",0,{"$f":"MAX(SUM(E43:E$45)-SUM(BA75:BA$77)-SUM($AZ$83:AZ$92)-SUM(BA91:BA$92),0)","v":0},{"$f":"MAX(SUM(F43:F$45)-SUM(BB75:BB$77)-SUM($AZ$83:BA$92)-SUM(BB91:BB$92),0)","v":0},{"$f":"MAX(SUM(G43:G$45)-SUM(BC75:BC$77)-SUM($AZ$83:BB$92)-SUM(BC91:BC$92),0)","v":0},{"$f":"MAX(SUM(H43:H$45)-SUM(BD75:BD$77)-SUM($AZ$83:BC$92)-SUM(BD91:BD$92),0)","v":9553.3999999999942},{"$f":"MAX(SUM(I43:I$45)-SUM(BE75:BE$77)-SUM($AZ$83:BD$92)-SUM(BE91:BE$92),0)","v":9203.5999999999767},{"$f":"MAX(SUM(J43:J$45)-SUM(BF75:BF$77)-SUM($AZ$83:BE$92)-SUM(BF91:BF$92),0)","v":0},{"$f":"MAX(SUM(K43:K$45)-SUM(BG75:BG$77)-SUM($AZ$83:BF$92)-SUM(BG91:BG$92),0)","v":0},{"$f":"MAX(SUM(L43:L$45)-SUM(BH75:BH$77)-SUM($AZ$83:BG$92)-SUM(BH91:BH$92),0)","v":0},{"$f":"MAX(SUM(M43:M$45)-SUM(BI75:BI$77)-SUM($AZ$83:BH$92)-SUM(BI91:BI$92),0)","v":0},{"$f":"MAX(SUM(N43:N$45)-SUM(BJ75:BJ$77)-SUM($AZ$83:BI$92)-SUM(BJ91:BJ$92),0)","v":0},{"$f":"MAX(SUM(O43:O$45)-SUM(BK75:BK$77)-SUM($AZ$83:BJ$92)-SUM(BK91:BK$92),0)","v":0}]
[null,null,null,null,null,null,null,null,null,null,null,null,null,null,null,null,null,null,null,null,null,null,null,null,null,null,null,null,null,null,null,null,null,9,"R9($)",0,{"$f":"MAX(SUM(E44:E$45)-SUM(AK76:AK$77)-SUM($AJ$83:AJ$92)-SUM(AK92:AK$92),0)","v":93119},{"$f":"MAX(SUM(F44:F$45)-SUM(AL76:AL$77)-SUM($AJ$83:AK$92)-SUM(AL92:AL$92),0)","v":0},{"$f":"MAX(SUM(G44:G$45)-SUM(AM76:AM$77)-SUM($AJ$83:AL$92)-SUM(AM92:AM$92),0)","v":0},{"$f":"MAX(SUM(H44:H$45)-SUM(AN76:AN$77)-SUM($AJ$83:AM$92)-SUM(AN92:AN$92),0)","v":0},{"$f":"MAX(SUM(I44:I$45)-SUM(AO76:AO$77)-SUM($AJ$83:AN$92)-SUM(AO92:AO$92),0)","v":0},{"$f":"MAX(SUM(J44:J$45)-SUM(AP76:AP$77)-SUM($AJ$83:AO$92)-SUM(AP92:AP$92),0)","v":0},{"$f":"MAX(SUM(K44:K$45)-SUM(AQ76:AQ$77)-SUM($AJ$83:AP$92)-SUM(AQ92:AQ$92),0)","v":0},{"$f":"MAX(SUM(L44:L$45)-SUM(AR76:AR$77)-SUM($AJ$83:AQ$92)-SUM(AR92:AR$92),0)","v":0},{"$f":"MAX(SUM(M44:M$45)-SUM(AS76:AS$77)-SUM($AJ$83:AR$92)-SUM(AS92:AS$92),0)","v":0},{"$f":"MAX(SUM(N44:N$45)-SUM(AT76:AT$77)-SUM($AJ$83:AS$92)-SUM(AT92:AT$92),0)","v":0},{"$f":"MAX(SUM(O44:O$45)-SUM(AU76:AU$77)-SUM($AJ$83:AT$92)-SUM(AU92:AU$92),0)","v":0},null,null,9,"R9($)",0,{"$f":"MAX(SUM(E44:E$45)-SUM(BA76:BA$77)-SUM($AZ$83:AZ$92)-SUM(BA92:BA$92),0)","v":16920.600000000006},{"$f":"MAX(SUM(F44:F$45)-SUM(BB76:BB$77)-SUM($AZ$83:BA$92)-SUM(BB92:BB$92),0)","v":32547.599999999991},{"$f":"MAX(SUM(G44:G$45)-SUM(BC76:BC$77)-SUM($AZ$83:BB$92)-SUM(BC92:BC$92),0)","v":32547.599999999977},{"$f":"MAX(SUM(H44:H$45)-SUM(BD76:BD$77)-SUM($AZ$83:BC$92)-SUM(BD92:BD$92),0)","v":22994.199999999953},{"$f":"MAX(SUM(I44:I$45)-SUM(BE76:BE$77)-SUM($AZ$83:BD$92)-SUM(BE92:BE$92),0)","v":0},{"$f":"MAX(SUM(J44:J$45)-SUM(BF76:BF$77)-SUM($AZ$83:BE$92)-SUM(BF92:BF$92),0)","v":0},{"$f":"MAX(SUM(K44:K$45)-SUM(BG76:BG$77)-SUM($AZ$83:BF$92)-SUM(BG92:BG$92),0)","v":0},{"$f":"MAX(SUM(L44:L$45)-SUM(BH76:BH$77)-SUM($AZ$83:BG$92)-SUM(BH92:BH$92),0)","v":0},{"$f":"MAX(SUM(M44:M$45)-SUM(BI76:BI$77)-SUM($AZ$83:BH$92)-SUM(BI92:BI$92),0)","v":0},{"$f":"MAX(SUM(N44:N$45)-SUM(BJ76:BJ$77)-SUM($AZ$83:BI$92)-SUM(BJ92:BJ$92),0)","v":0},{"$f":"MAX(SUM(O44:O$45)-SUM(BK76:BK$77)-SUM($AZ$83:BJ$92)-SUM(BK92:BK$92),0)","v":0}]
[null,null,null,null,null,null,null,null,null,null,null,null,null,null,null,null,null,null,null,null,null,null,null,null,null,null,null,null,null,null,null,null,null,10,"R10($)",23000,{"$f":"MAX(E45-AK77-SUM($AJ$83:AJ$92),0)","v":15627},{"$f":"MAX(F45-AL77-SUM($AJ$83:AK$92),0)","v":0},{"$f":"MAX(G45-AM77-SUM($AJ$83:AL$92),0)","v":0},{"$f":"MAX(H45-AN77-SUM($AJ$83:AM$92),0)","v":0},{"$f":"MAX(I45-AO77-SUM($AJ$83:AN$92),0)","v":0},{"$f":"MAX(J45-AP77-SUM($AJ$83:AO$92),0)","v":0},{"$f":"MAX(K45-AQ77-SUM($AJ$83:AP$92),0)","v":0},{"$f":"MAX(L45-AR77-SUM($AJ$83:AQ$92),0)","v":0},{"$f":"MAX(M45-AS77-SUM($AJ$83:AR$92),0)","v":0},{"$f":"MAX(N45-AT77-SUM($AJ$83:AS$92),0)","v":0},{"$f":"MAX(O45-AU77-SUM($AJ$83:AT$92),0)","v":0},null,null,10,"R10($)",23000,{"$f":"MAX(E45-BA77-SUM($AZ$83:AZ$92),0)","v":15627},{"$f":"MAX(F45-BB77-SUM($AZ$83:BA$92),0)","v":0},{"$f":"MAX(G45-BC77-SUM($AZ$83:BB$92),0)","v":0},{"$f":"MAX(H45-BD77-SUM($AZ$83:BC$92),0)","v":0},{"$f":"MAX(I45-BE77-SUM($AZ$83:BD$92),0)","v":0},{"$f":"MAX(J45-BF77-SUM($AZ$83:BE$92),0)","v":0},{"$f":"MAX(K45-BG77-SUM($AZ$83:BF$92),0)","v":0},{"$f":"MAX(L45-BH77-SUM($AZ$83:BG$92),0)","v":0},{"$f":"MAX(M45-BI77-SUM($AZ$83:BH$92),0)","v":0},{"$f":"MAX(N45-BJ77-SUM($AZ$83:BI$92),0)","v":0},{"$f":"MAX(O45-BK77-SUM($AZ$83:BJ$92),0)","v":0}]
[null,null,null,null,null,null,null,null,null,null,null,null,null,null,null,null,null,null,null,null,null,null,null,null,null,null,null,null,null,null,null,null,null,"Total R1($) to R6($)",null,{"$f":"SUM(AJ83:AJ88)","v":0},{"$f":"SUM(AK83:AK88)","v":0},0,0,0,0,0,0,0,0,0,0,null,null,"Total R1($) to R6($)",null,{"$f":"SUM(AZ83:AZ88)","v":0},{"$f":"SUM(BA83:BA88)","v":0},1.4551915228366852E-11,5.8207660913467407E-11,2.9103830456733704E-11,0,2169.8333333333721,1885.6666666666861,2391.5000000000291,1621.3333333333721,2495.1666666667443,5.8207660913467407E-11]
[null,null,null,null,null,null,null,null,null,null,null,null,null,null,null,null,null,null,null,null,null,null,null,null,null,null,null,null,null,null,null,null,null,"Total R7($) to R10($)",null,{"$f":"SUM(AJ89:AJ92)","v":23000},{"$f":"SUM(AK89:AK92)","v":146786},5214,4796,2638,3304,3737,6191,5401,6677,5033,8402,null,null,"Total R7($) to R10($)",null,{"$f":"SUM(AZ89:AZ92)","v":23000},{"$f":"SUM(BA89:BA92)","v":32547.600000000006},32547.599999999991,32547.599999999977,32547.599999999948,32547.599999999977,3737,4021.1666666666279,3515.3333333333139,4285.4999999999709,3411.6666666666279,5906.8333333333139]
[null,null,null,null,null,null,null,null,null,null,null,null,null,null,null,null,null,null,null,null,null,null,null,null,null,null,null,null,null,null,null,null,null,"Total",null,{"$f":"SUM(AJ83:AJ92)","v":23000},{"$f":"SUM(AK83:AK92)","v":146786},5214,4796,2638,3304,3737,6191,5401,6677,5033,8402,null,null,"Total",null,{"$f":"SUM(AZ83:AZ92)","v":23000},{"$f":"SUM(BA83:BA92)","v":32547.600000000006},32547.600000000006,32547.600000000035,32547.599999999977,32547.599999999977,5906.8333333333721,5906.8333333333139,5906.833333333343,5906.833333333343,5906.8333333333721,5906.8333333333721]
[]
[null,null,null,null,null,null,null,null,null,null,null,null,null,null,null,null,null,null,null,null,null,null,null,null,null,null,null,null,null,null,null,null,null,"ANNUAL RESIDUAL RISK",null,2019,2020,2021,2022,2023,2024,2025,2026,2027,2028,2029,2030,null,null,"ANNUAL RESIDUAL RISK",null,2019,2020,2021,2022,2023,2024,2025,2026,2027,2028,2029,2030]
[null,null,null,null,null,null,null,null,null,null,null,null,null,null,null,null,null,null,null,null,null,null,null,null,null,null,null,null,null,null,null,null,null,1,"R1($)",{"$f":"IF(AJ68=0, 0, D6*(AJ68/D36))","v":290675.515255793},314901.93066639709,311283.2430780328,304980.65705791238,288804.82447060896,249582.07438516041,231850.44332690863,205658.05273601954,168048.54993385126,182756.82878765857,186019.94273258944,136242.99631377717,null,null,1,"R1($)",{"$f":"IF(AZ68=0, 0, D6*(AZ68/D36))","v":290675.515255793},314901.93066639709,311283.2430780328,304980.65705791238,288804.82447060896,249582.07438516041,231850.44332690863,205658.05273601954,168048.54993385126,182756.82878765857,186019.94273258944,136242.99631377717]
[null,null,null,null,null,null,null,null,null,null,null,null,null,null,null,null,null,null,null,null,null,null,null,null,null,null,null,null,null,null,null,null,null,2,"R2($)",227527.57054488274,249645.73777194993,297864.14248206804,338587.1839908344,420028.34199109487,496032.48974309408,546646.21336532768,598967.24341906782,660863.49189176119,612495.2096942456,573441.357677605,583422.15335298632,null,null,2,"R2($)",227527.57054488274,249645.73777194993,297864.14248206804,338587.1839908344,420028.34199109487,496032.48974309408,546646.21336532768,598967.24341906782,660863.49189176119,612495.2096942456,573441.357677605,583422.15335298632]
[null,null,null,null,null,null,null,null,null,null,null,null,null,null,null,null,null,null,null,null,null,null,null,null,null,null,null,null,null,null,null,null,null,3,"R3($)",278913.65334714513,288138.46132588462,297544.19470164931,276515.88132912799,256132.33428048782,257596.3621658638,290800.37264236488,285824.8374017016,333589.91460654163,453113.6482472301,516062.2713510599,596505.07070587797,null,null,3,"R3($)",278913.65334714513,288138.46132588462,297544.19470164931,276515.88132912799,256132.33428048782,257596.3621658638,290800.37264236488,285824.8374017016,333589.91460654163,453113.6482472301,516062.2713510599,596505.07070587797]
[null,null,null,null,null,null,null,null,null,null,null,null,null,null,null,null,null,null,null,null,null,null,null,null,null,null,null,null,null,null,null,null,null,4,"R4($)",786857.41737338773,593183.07796615805,385129.70754224516,269793.44308377843,255808.44169485336,302788.3710611767,309652.86323436786,340192.13653400203,328621.12112254044,297543.98071679281,344557.79136337532,383108.25646017556,null,null,4,"R4($)",786857.41737338773,593183.07796615805,385129.70754224516,269793.44308377843,255808.44169485336,302788.3710611767,309652.86323436786,340192.13653400203,328621.12112254044,297543.98071679281,344557.79136337532,383108.25646017556]
[null,null,null,null,null,null,null,null,null,null,null,null,null,null,null,null,null,null,null,null,null,null,null,null,null,null,null,null,null,null,null,null,null,5,"R5($)",582568.86909637775,810854.40237662324,1052489.3933544357,1239122.3737695338,1249027.721127471,1182452.6298224777,1025808.1826012752,948809.41742780793,924312.13913271821,703768.75724031555,481742.8212252761,317685.93410889572,null,null,5,"R5($)",582568.86909637775,810854.40237662324,1052489.3933544357,1239122.3737695338,1249027.721127471,1182452.6298224777,1025808.1826012752,948809.41742780793,924312.13913271821,703768.75724031555,481742.8212252761,317685.93410889572]
[null,null,null,null,null,null,null,null,null,null,null,null,null,null,null,null,null,null,null,null,null,null,null,null,null,null,null,null,null,null,null,null,null,6,"R6($)",283783.66181484103,224189.1078294896,202266.96075707977,192633.14944643664,263293.91379374615,349865.3497055514,535928.50315140421,628342.71459916758,673767.61172114662,903065.9218390499,1141250.6288424006,1265542.134362937,null,null,6,"R6($)",283783.66181484103,224189.1078294896,202266.96075707977,192633.14944643664,263293.91379374615,349865.3497055514,505881.59264493524,602196.4326642548,640215.3202953774,880467.20473339967,1106345.3135434955,1265542.134362936]
[null,null,null,null,null,null,null,null,null,null,null,null,null,null,null,null,null,null,null,null,null,null,null,null,null,null,null,null,null,null,null,null,null,7,"R7($)",271380.37958983879,0,0,0,0,0,0,0,0,0,0,0,null,null,7,"R7($)",271380.37958983879,333206.73964536417,377285.87323855126,462074.52303691697,457889.50709625846,0,0,0,0,0,0,-9.8139810917065238E-10]
[null,null,null,null,null,null,null,null,null,null,null,null,null,null,null,null,null,null,null,null,null,null,null,null,null,null,null,null,null,null,null,null,null,8,"R8($)",440334.67779253068,0,0,0,0,0,0,0,0,0,0,0,null,null,8,"R8($)",440334.67779253068,382466.45736785227,439646.8591440132,345785.60582053044,57156.885613459388,0,0,0,0,0,0,0]
[null,null,null,null,null,null,null,null,null,null,null,null,null,null,null,null,null,null,null,null,null,null,null,null,null,null,null,null,null,null,null,null,null,9,"R9($)",2398017.688640344,0,0,0,0,0,0,0,0,0,0,0,null,null,9,"R9($)",2398017.688640344,2123123.2267916664,1240984.928712826,451061.87411790143,0,0,0,0,0,0,0,0]
[null,null,null,null,null,null,null,null,null,null,null,null,null,null,null,null,null,null,null,null,null,null,null,null,null,null,null,null,null,null,null,null,null,10,"R10($)",1272477.7807000182,0,0,0,0,0,0,0,0,0,0,0,null,null,10,"R10($)",1272477.7807000182,0,0,0,0,0,0,0,0,0,0,0]
[null,null,null,null,null,null,null,null,null,null,null,null,null,null,null,null,null,null,null,null,null,null,null,null,null,null,null,null,null,null,null,null,null,"Total R1($) to R6($)",null,{"$f":"SUM(AJ98:AJ103)","v":2450326.6874324274},{"$f":"SUM(AK98:AK103)","v":2480912.7179365028},2546577.6419155104,2621632.6886776239,2733095.5773582626,2838317.2768833241,2940686.5783216483,3007794.4021177664,3089202.8284085589,3152744.3465252928,3243074.8131923061,3282506.5453046495,null,null,"Total R1($) to R6($)",null,{"$f":"SUM(AZ98:AZ103)","v":2450326.6874324274},{"$f":"SUM(BA98:BA103)","v":2480912.7179365028},2546577.6419155104,2621632.6886776239,2733095.5773582626,2838317.2768833241,2910639.6678151796,2981648.1201828537,3055650.5369827896,3130145.6294196425,3208169.4978934014,3282506.5453046486]
[null,null,null,null,null,null,null,null,null,null,null,null,null,null,null,null,null,null,null,null,null,null,null,null,null,null,null,null,null,null,null,null,null,"Total R7($) to R10($)",null,{"$f":"SUM(AJ104:AJ107)","v":4382210.5267227311},{"$f":"SUM(AK104:AK107)","v":0},0,0,0,0,0,0,0,0,0,0,null,null,"Total R7($) to R10($)",null,{"$f":"SUM(AZ104:AZ107)","v":4382210.5267227311},{"$f":"SUM(BA104:BA107)","v":2838796.4238048829},2057917.6610953906,1258922.0029753488,515046.39270971785,0,0,0,0,0,0,-9.8139810917065238E-10]
[null,null,null,null,null,null,null,null,null,null,null,null,null,null,null,null,null,null,null,null,null,null,null,null,null,null,null,null,null,null,null,null,null,"Total",null,{"$f":"SUM(AJ98:AJ107)","v":6832537.2141551599},{"$f":"SUM(AK98:AK107)","v":2480912.7179365028},2546577.6419155104,2621632.6886776239,2733095.5773582626,2838317.2768833241,2940686.5783216483,3007794.4021177664,3089202.8284085589,3152744.3465252928,3243074.8131923061,3282506.5453046495,null,null,"Total",null,{"$f":"SUM(AZ98:AZ107)","v":6832537.2141551599},{"$f":"SUM(BA98:BA107)","v":5319709.1417413857},4604495.3030109014,3880554.6916529727,3248141.9700679802,2838317.2768833241,2910639.6678151796,2981648.1201828537,3055650.5369827896,3130145.6294196425,3208169.4978934014,3282506.5453046476]
[]
[null,null,null,null,null,null,null,null,null,null,null,null,null,null,null,null,null,null,null,null,null,null,null,null,null,null,null,null,null,null,null,null,null,"ESTIMATED REALISED BENEFIT",null,2019,2020,2021,2022,2023,2024,2025,2026,2027,2028,2029,2030,null,null,"ESTIMATED REALISED BENEFIT",null,2019,2020,2021,2022,2023,2024,2025,2026,2027,2028,2029,2030]
[null,null,null,null,null,null,null,null,null,null,null,null,null,null,null,null,null,null,null,null,null,null,null,null,null,null,null,null,null,null,null,null,null,1,"R1($)",{"$f":"D6-AJ98","v":0},0,0,0,0,0,0,0,0,0,0,0,null,null,1,"R1($)",{"$f":"D6-AZ98","v":0},0,0,0,0,0,0,0,0,0,0,0]
[null,null,null,null,null,null,null,null,null,null,null,null,null,null,null,null,null,null,null,null,null,null,null,null,null,null,null,null,null,null,null,null,null,2,"R2($)",0,0,0,0,0,0,0,0,0,0,0,0,null,null,2,"R2($)",0,0,0,0,0,0,0,0,0,0,0,0]
[null,null,null,null,null,null,null,null,null,null,null,null,null,null,null,null,null,null,null,null,null,null,null,null,null,null,null,null,null,null,null,null,null,3,"R3($)",0,0,0,0,0,0,0,0,0,0,0,0,null,null,3,"R3($)",0,0,0,0,0,0,0,0,0,0,0,0]
[null,null,null,null,null,null,null,null,null,null,null,null,null,null,null,null,null,null,null,null,null,null,null,null,null,null,null,null,null,null,null,null,null,4,"R4($)",0,0,0,0,0,0,0,0,0,0,0,0,null,null,4,"R4($)",0,0,0,0,0,0,0,0,0,0,0,0]
[null,null,null,null,null,null,null,null,null,null,null,null,null,null,null,null,null,null,null,null,null,null,null,null,null,null,null,null,null,null,null,null,null,5,"R5($)",0,0,0,0,0,0,0,0,0,0,0,0,null,null,5,"R5($)",0,0,0,0,0,0,0,0,0,0,0,0]
[null,null,null,null,null,null,null,null,null,null,null,null,null,null,null,null,null,null,null,null,null,null,null,null,null,null,null,null,null,null,null,null,null,6,"R6($)",0,0,0,0,0,0,0,0,0,0,0,0,null,null,6,"R6($)",0,0,0,0,0,0,30046.910506468965,26146.281934912782,33552.291425769217,22598.717105650227,34905.31529890513,0]
[null,null,null,null,null,null,null,null,null,null,null,null,null,null,null,null,null,null,null,null,null,null,null,null,null,null,null,null,null,null,null,null,null,7,"R7($)",0,333206.73964536417,377285.87323855126,462074.52303691697,457889.50709625846,403683.65197719098,340826.4167094389,364858.19874949317,376679.07656883181,444504.88168780395,475833.40484629158,550117.57908676565,null,null,7,"R7($)",0,0,0,0,0,403683.65197719098,340826.4167094389,364858.19874949317,376679.07656883181,444504.88168780395,475833.40484629158,550117.57908676658]
[null,null,null,null,null,null,null,null,null,null,null,null,null,null,null,null,null,null,null,null,null,null,null,null,null,null,null,null,null,null,null,null,null,8,"R8($)",0,382466.45736785227,439646.8591440132,345785.60582053044,258604.01577638322,331295.11097926518,479724.94089025358,503531.59921242605,545387.07066101301,610129.13119036984,616808.30615702085,595128.74748580565,null,null,8,"R8($)",0,0,0,0,201447.13016292383,331295.11097926518,479724.94089025358,503531.59921242605,545387.07066101301,610129.13119036984,616808.30615702085,595128.74748580565]
[null,null,null,null,null,null,null,null,null,null,null,null,null,null,null,null,null,null,null,null,null,null,null,null,null,null,null,null,null,null,null,null,null,9,"R9($)",0,2594583.5051078917,2207871.8748414875,1684963.3893409772,1523679.6501912395,1373598.3433082369,1132634.1145258972,999855.22473921021,812525.82348433021,664514.63439295941,754673.04272825236,780603.12326315534,null,null,9,"R9($)",0,471460.27831622539,966886.94612866151,1233901.5152230756,1523679.6501912395,1373598.3433082369,1132634.1145258972,999855.22473921021,812525.82348433021,664514.63439295941,754673.04272825236,780603.12326315534]
[null,null,null,null,null,null,null,null,null,null,null,null,null,null,null,null,null,null,null,null,null,null,null,null,null,null,null,null,null,null,null,null,null,10,"R10($)",1949313.2380511798,3297984.0303131342,3833616.8420435525,4614847.2219876507,5088722.8960417788,5456101.5998145696,5858382.2949710786,6233669.8973455485,6651512.6508787218,6977105.6579506043,7140346.2262402009,7412118.3313545128,null,null,10,"R10($)",1949313.2380511798,3297984.0303131342,3833616.8420435525,4614847.2219876507,5088722.8960417788,5456101.5998145696,5858382.2949710786,6233669.8973455485,6651512.6508787218,6977105.6579506043,7140346.2262402009,7412118.3313545128]
[null,null,null,null,null,null,null,null,null,null,null,null,null,null,null,null,null,null,null,null,null,null,null,null,null,null,null,null,null,null,null,null,null,"Total R1($) to R6($)",null,{"$f":"SUM(AJ113:AJ118)","v":0},{"$f":"SUM(AK113:AK118)","v":0},0,0,0,0,0,0,0,0,0,0,null,null,"Total R1($) to R6($)",null,{"$f":"SUM(AZ113:AZ118)","v":0},{"$f":"SUM(BA113:BA118)","v":0},0,0,0,0,30046.910506468965,26146.281934912782,33552.291425769217,22598.717105650227,34905.31529890513,0]
[null,null,null,null,null,null,null,null,null,null,null,null,null,null,null,null,null,null,null,null,null,null,null,null,null,null,null,null,null,null,null,null,null,"Total R7($) to R10($)",null,{"$f":"SUM(AJ119:AJ122)","v":1949313.2380511798},{"$f":"SUM(AK119:AK122)","v":6608240.732434243},6858421.4492676044,7107670.7401860747,7328896.0691056605,7564678.7060792632,7811567.7670966685,8101914.9200466778,8386104.621592897,8696254.3052217364,8987660.9799717665,9337967.7811902389,null,null,"Total R7($) to R10($)",null,{"$f":"SUM(AZ119:AZ122)","v":1949313.2380511798},{"$f":"SUM(BA119:BA122)","v":3769444.3086293596},4800503.7881722143,5848748.7372107264,6813849.6763959425,7564678.7060792632,7811567.7670966685,8101914.9200466778,8386104.621592897,8696254.3052217364,8987660.9799717665,9337967.7811902408]
[null,null,null,null,null,null,null,null,null,null,null,null,null,null,null,null,null,null,null,null,null,null,null,null,null,null,null,null,null,null,null,null,null,"Total",null,{"$f":"SUM(AJ113:AJ122)","v":1949313.2380511798},{"$f":"SUM(AK113:AK122)","v":6608240.732434243},6858421.4492676044,7107670.7401860747,7328896.0691056605,7564678.7060792632,7811567.7670966685,8101914.9200466778,8386104.621592897,8696254.3052217364,8987660.9799717665,9337967.7811902389,null,null,"Total",null,{"$f":"SUM(AZ113:AZ122)","v":1949313.2380511798},{"$f":"SUM(BA113:BA122)","v":3769444.3086293596},4800503.7881722143,5848748.7372107264,6813849.6763959425,7564678.7060792632,7841614.6776031367,8128061.2019815911,8419656.9130186662,8718853.0223273877,9022566.2952706702,9337967.7811902408]
[]
[null,null,null,null,null,null,null,null,null,null,null,null,null,null,null,null,null,null,null,null,null,null,null,null,null,null,null,null,null,null,null,null,null,"TOTAL WORKER SAFETY RISK BY RISK INDEX CATEGORY",null,2019,2020,2021,2022,2023,2024,2025,2026,2027,2028,2029,2030,null,null,"TOTAL WORKER SAFETY RISK BY RISK INDEX CATEGORY",null,2019,2020,2021,2022,2023,2024,2025,2026,2027,2028,2029,2030]
[null,null,null,null,null,null,null,null,null,null,null,null,null,null,null,null,null,null,null,null,null,null,null,null,null,null,null,null,null,null,null,null,null,1,"R1($)",{"$f":"AZ128","v":5.674828737475755E-4},{"$f":"BA128","v":5.677560410783394E-4},5.6745206041492889E-4,5.671679974016973E-4,5.6668778242584771E-4,5.6539615228952823E-4,5.6453043554449364E-4,5.6304855523549714E-4,5.6021646316771684E-4,5.6107754046159583E-4,5.630154892982646E-4,5.587556924119022E-4,null,null,1,"R1($)",{"$f":"IFERROR((SUMIF('D. Population Risk Index'!O:O,$AX128,'C. Population PoC & Risk'!V:V))/D6, 0)","v":5.674828737475755E-4},{"$f":"IFERROR((SUMIF('D. Population Risk Index'!P:P,$AX128,'C. Population PoC & Risk'!W:W))/E6, 0)","v":5.677560410783394E-4},{"$f":"IFERROR((SUMIF('D. Population Risk Index'!Q:Q,$AX128,'C. Population PoC & Risk'!X:X))/F6, 0)","v":5.6745206041492889E-4},{"$f":"IFERROR((SUMIF('D. Population Risk Index'!R:R,$AX128,'C. Population PoC & Risk'!Y:Y))/G6, 0)","v":5.671679974016973E-4},{"$f":"IFERROR((SUMIF('D. Population Risk Index'!S:S,$AX128,'C. Population PoC & Risk'!Z:Z))/H6, 0)","v":5.6668778242584771E-4},{"$f":"IFERROR((SUMIF('D. Population Risk Index'!T:T,$AX128,'C. Population PoC & Risk'!AA:AA))/I6, 0)","v":5.6539615228952823E-4},{"$f":"IFERROR((SUMIF('D. Population Risk Index'!U:U,$AX128,'C. Population PoC & Risk'!AB:AB))/J6, 0)","v":5.6453043554449364E-4},{"$f":"IFERROR((SUMIF('D. Population Risk Index'!V:V,$AX128,'C. Population PoC & Risk'!AC:AC))/K6, 0)","v":5.6304855523549714E-4},{"$f":"IFERROR((SUMIF('D. Population Risk Index'!W:W,$AX128,'C. Population PoC & Risk'!AD:AD))/L6, 0)","v":5.6021646316771684E-4},{"$f":"IFERROR((SUMIF('D. Population Risk Index'!X:X,$AX128,'C. Population PoC & Risk'!AE:AE))/M6, 0)","v":5.6107754046159583E-4},{"$f":"IFERROR((SUMIF('D. Population Risk Index'!Y:Y,$AX128,'C. Population PoC & Risk'!AF:AF))/N6, 0)","v":5.630154892982646E-4},{"$f":"IFERROR((SUMIF('D. Population Risk Index'!Z:Z,$AX128,'C. Population PoC & Risk'!AG:AG))/O6, 0)","v":5.587556924119022E-4}]
[null,null,null,null,null,null,null,null,null,null,null,null,null,null,null,null,null,null,null,null,null,null,null,null,null,null,null,null,null,null,null,null,null,2,"R2($)",{"$f":"AZ129","v":5.5685989548796887E-4},5.5786997033765583E-4,5.6058154504009649E-4,5.6335326109220628E-4,5.6513289634365434E-4,5.6613518662038034E-4,5.6676501516117429E-4,5.6747068460767203E-4,5.6830288828302626E-4,5.6811792547318261E-4,5.6730116232305494E-4,5.6681747071200773E-4,null,null,2,"R2($)",{"$f":"IFERROR((SUMIF('D. Population Risk Index'!O:O,$AX129,'C. Population PoC & Risk'!V:V))/D7, 0)","v":5.5685989548796887E-4},{"$f":"IFERROR((SUMIF('D. Population Risk Index'!P:P,$AX129,'C. Population PoC & Risk'!W:W))/E7, 0)","v":5.5786997033765583E-4},{"$f":"IFERROR((SUMIF('D. Population Risk Index'!Q:Q,$AX129,'C. Population PoC & Risk'!X:X))/F7, 0)","v":5.6058154504009649E-4},{"$f":"IFERROR((SUMIF('D. Population Risk Index'!R:R,$AX129,'C. Population PoC & Risk'!Y:Y))/G7, 0)","v":5.6335326109220628E-4},{"$f":"IFERROR((SUMIF('D. Population Risk Index'!S:S,$AX129,'C. Population PoC & Risk'!Z:Z))/H7, 0)","v":5.6513289634365434E-4},{"$f":"IFERROR((SUMIF('D. Population Risk Index'!T:T,$AX129,'C. Population PoC & Risk'!AA:AA))/I7, 0)","v":5.6613518662038034E-4},{"$f":"IFERROR((SUMIF('D. Population Risk Index'!U:U,$AX129,'C. Population PoC & Risk'!AB:AB))/J7, 0)","v":5.6676501516117429E-4},{"$f":"IFERROR((SUMIF('D. Population Risk Index'!V:V,$AX129,'C. Population PoC & Risk'!AC:AC))/K7, 0)","v":5.6747068460767203E-4},{"$f":"IFERROR((SUMIF('D. Population Risk Index'!W:W,$AX129,'C. Population PoC & Risk'!AD:AD))/L7, 0)","v":5.6830288828302626E-4},{"$f":"IFERROR((SUMIF('D. Population Risk Index'!X:X,$AX129,'C. Population PoC & Risk'!AE:AE))/M7, 0)","v":5.6811792547318261E-4},{"$f":"IFERROR((SUMIF('D. Population Risk Index'!Y:Y,$AX129,'C. Population PoC & Risk'!AF:AF))/N7, 0)","v":5.6730116232305494E-4},{"$f":"IFERROR((SUMIF('D. Population Risk Index'!Z:Z,$AX129,'C. Population PoC & Risk'!AG:AG))/O7, 0)","v":5.6681747071200773E-4}]
[null,null,null,null,null,null,null,null,null,null,null,null,null,null,null,null,null,null,null,null,null,null,null,null,null,null,null,null,null,null,null,null,null,3,"R3($)",5.5556752997938999E-4,5.5611921208693503E-4,5.558816345622962E-4,5.5591363362537114E-4,5.5441392418386281E-4,5.5394225928607674E-4,5.5537648992962422E-4,5.5891359591297843E-4,5.5975617892118463E-4,5.6229517009499428E-4,5.642860178202649E-4,5.6578030055052326E-4,null,null,3,"R3($)",{"$f":"IFERROR((SUMIF('D. Population Risk Index'!O:O,$AX130,'C. Population PoC & Risk'!V:V))/D8, 0)","v":5.5556752997938999E-4},{"$f":"IFERROR((SUMIF('D. Population Risk Index'!P:P,$AX130,'C. Population PoC & Risk'!W:W))/E8, 0)","v":5.5611921208693503E-4},{"$f":"IFERROR((SUMIF('D. Population Risk Index'!Q:Q,$AX130,'C. Population PoC & Risk'!X:X))/F8, 0)","v":5.558816345622962E-4},{"$f":"IFERROR((SUMIF('D. Population Risk Index'!R:R,$AX130,'C. Population PoC & Risk'!Y:Y))/G8, 0)","v":5.5591363362537114E-4},{"$f":"IFERROR((SUMIF('D. Population Risk Index'!S:S,$AX130,'C. Population PoC & Risk'!Z:Z))/H8, 0)","v":5.5441392418386281E-4},{"$f":"IFERROR((SUMIF('D. Population Risk Index'!T:T,$AX130,'C. Population PoC & Risk'!AA:AA))/I8, 0)","v":5.5394225928607674E-4},{"$f":"IFERROR((SUMIF('D. Population Risk Index'!U:U,$AX130,'C. Population PoC & Risk'!AB:AB))/J8, 0)","v":5.5537648992962422E-4},{"$f":"IFERROR((SUMIF('D. Population Risk Index'!V:V,$AX130,'C. Population PoC & Risk'!AC:AC))/K8, 0)","v":5.5891359591297843E-4},{"$f":"IFERROR((SUMIF('D. Population Risk Index'!W:W,$AX130,'C. Population PoC & Risk'!AD:AD))/L8, 0)","v":5.5975617892118463E-4},{"$f":"IFERROR((SUMIF('D. Population Risk Index'!X:X,$AX130,'C. Population PoC & Risk'!AE:AE))/M8, 0)","v":5.6229517009499428E-4},{"$f":"IFERROR((SUMIF('D. Population Risk Index'!Y:Y,$AX130,'C. Population PoC & Risk'!AF:AF))/N8, 0)","v":5.642860178202649E-4},{"$f":"IFERROR((SUMIF('D. Population Risk Index'!Z:Z,$AX130,'C. Population PoC & Risk'!AG:AG))/O8, 0)","v":5.6578030055052326E-4}]
[null,null,null,null,null,null,null,null,null,null,null,null,null,null,null,null,null,null,null,null,null,null,null,null,null,null,null,null,null,null,null,null,null,4,"R4($)",5.5122527086802985E-4,5.5175778997520856E-4,5.5444321024486205E-4,5.5692537596378506E-4,5.554667427330514E-4,5.5733021176902959E-4,5.5724669144603526E-4,5.5514094284128072E-4,5.5440592403379957E-4,5.5358281837393605E-4,5.5452009911546895E-4,5.5625932579321828E-4,null,null,4,"R4($)",{"$f":"IFERROR((SUMIF('D. Population Risk Index'!O:O,$AX131,'C. Population PoC & Risk'!V:V))/D9, 0)","v":5.5122527086802985E-4},{"$f":"IFERROR((SUMIF('D. Population Risk Index'!P:P,$AX131,'C. Population PoC & Risk'!W:W))/E9, 0)","v":5.5175778997520856E-4},{"$f":"IFERROR((SUMIF('D. Population Risk Index'!Q:Q,$AX131,'C. Population PoC & Risk'!X:X))/F9, 0)","v":5.5444321024486205E-4},{"$f":"IFERROR((SUMIF('D. Population Risk Index'!R:R,$AX131,'C. Population PoC & Risk'!Y:Y))/G9, 0)","v":5.5692537596378506E-4},{"$f":"IFERROR((SUMIF('D. Population Risk Index'!S:S,$AX131,'C. Population PoC & Risk'!Z:Z))/H9, 0)","v":5.554667427330514E-4},{"$f":"IFERROR((SUMIF('D. Population Risk Index'!T:T,$AX131,'C. Population PoC & Risk'!AA:AA))/I9, 0)","v":5.5733021176902959E-4},{"$f":"IFERROR((SUMIF('D. Population Risk Index'!U:U,$AX131,'C. Population PoC & Risk'!AB:AB))/J9, 0)","v":5.5724669144603526E-4},{"$f":"IFERROR((SUMIF('D. Population Risk Index'!V:V,$AX131,'C. Population PoC & Risk'!AC:AC))/K9, 0)","v":5.5514094284128072E-4},{"$f":"IFERROR((SUMIF('D. Population Risk Index'!W:W,$AX131,'C. Population PoC & Risk'!AD:AD))/L9, 0)","v":5.5440592403379957E-4},{"$f":"IFERROR((SUMIF('D. Population Risk Index'!X:X,$AX131,'C. Population PoC & Risk'!AE:AE))/M9, 0)","v":5.5358281837393605E-4},{"$f":"IFERROR((SUMIF('D. Population Risk Index'!Y:Y,$AX131,'C. Population PoC & Risk'!AF:AF))/N9, 0)","v":5.5452009911546895E-4},{"$f":"IFERROR((SUMIF('D. Population Risk Index'!Z:Z,$AX131,'C. Population PoC & Risk'!AG:AG))/O9, 0)","v":5.5625932579321828E-4}]
[null,null,null,null,null,null,null,null,null,null,null,null,null,null,null,null,null,null,null,null,null,null,null,null,null,null,null,null,null,null,null,null,null,5,"R5($)",5.5461835680911578E-4,5.5302611022637303E-4,5.516725969220822E-4,5.5100066700941662E-4,5.5116095658109122E-4,5.5075521646305559E-4,5.506789749506896E-4,5.5083139344799012E-4,5.5033417436549641E-4,5.5112564088148663E-4,5.5517080273685194E-4,5.6102276628527969E-4,null,null,5,"R5($)",{"$f":"IFERROR((SUMIF('D. Population Risk Index'!O:O,$AX132,'C. Population PoC & Risk'!V:V))/D10, 0)","v":5.5461835680911578E-4},{"$f":"IFERROR((SUMIF('D. Population Risk Index'!P:P,$AX132,'C. Population PoC & Risk'!W:W))/E10, 0)","v":5.5302611022637303E-4},{"$f":"IFERROR((SUMIF('D. Population Risk Index'!Q:Q,$AX132,'C. Population PoC & Risk'!X:X))/F10, 0)","v":5.516725969220822E-4},{"$f":"IFERROR((SUMIF('D. Population Risk Index'!R:R,$AX132,'C. Population PoC & Risk'!Y:Y))/G10, 0)","v":5.5100066700941662E-4},{"$f":"IFERROR((SUMIF('D. Population Risk Index'!S:S,$AX132,'C. Population PoC & Risk'!Z:Z))/H10, 0)","v":5.5116095658109122E-4},{"$f":"IFERROR((SUMIF('D. Population Risk Index'!T:T,$AX132,'C. Population PoC & Risk'!AA:AA))/I10, 0)","v":5.5075521646305559E-4},{"$f":"IFERROR((SUMIF('D. Population Risk Index'!U:U,$AX132,'C. Population PoC & Risk'!AB:AB))/J10, 0)","v":5.506789749506896E-4},{"$f":"IFERROR((SUMIF('D. Population Risk Index'!V:V,$AX132,'C. Population PoC & Risk'!AC:AC))/K10, 0)","v":5.5083139344799012E-4},{"$f":"IFERROR((SUMIF('D. Population Risk Index'!W:W,$AX132,'C. Population PoC & Risk'!AD:AD))/L10, 0)","v":5.5033417436549641E-4},{"$f":"IFERROR((SUMIF('D. Population Risk Index'!X:X,$AX132,'C. Population PoC & Risk'!AE:AE))/M10, 0)","v":5.5112564088148663E-4},{"$f":"IFERROR((SUMIF('D. Population Risk Index'!Y:Y,$AX132,'C. Population PoC & Risk'!AF:AF))/N10, 0)","v":5.5517080273685194E-4},{"$f":"IFERROR((SUMIF('D. Population Risk Index'!Z:Z,$AX132,'C. Population PoC & Risk'!AG:AG))/O10, 0)","v":5.6102276628527969E-4}]
[null,null,null,null,null,null,null,null,null,null,null,null,null,null,null,null,null,null,null,null,null,null,null,null,null,null,null,null,null,null,null,null,null,6,"R6($)",5.6829253118991895E-4,5.6579662990226113E-4,5.6429813801064899E-4,5.6314090432809912E-4,5.6145319908099697E-4,5.5959792820000373E-4,5.5576847542085145E-4,5.5403847531964147E-4,5.5375708599815596E-4,5.5118942665789337E-4,5.4868942755658811E-4,5.4730110196182346E-4,null,null,6,"R6($)",{"$f":"IFERROR((SUMIF('D. Population Risk Index'!O:O,$AX133,'C. Population PoC & Risk'!V:V))/D11, 0)","v":5.6829253118991895E-4},{"$f":"IFERROR((SUMIF('D. Population Risk Index'!P:P,$AX133,'C. Population PoC & Risk'!W:W))/E11, 0)","v":5.6579662990226113E-4},{"$f":"IFERROR((SUMIF('D. Population Risk Index'!Q:Q,$AX133,'C. Population PoC & Risk'!X:X))/F11, 0)","v":5.6429813801064899E-4},{"$f":"IFERROR((SUMIF('D. Population Risk Index'!R:R,$AX133,'C. Population PoC & Risk'!Y:Y))/G11, 0)","v":5.6314090432809912E-4},{"$f":"IFERROR((SUMIF('D. Population Risk Index'!S:S,$AX133,'C. Population PoC & Risk'!Z:Z))/H11, 0)","v":5.6145319908099697E-4},{"$f":"IFERROR((SUMIF('D. Population Risk Index'!T:T,$AX133,'C. Population PoC & Risk'!AA:AA))/I11, 0)","v":5.5959792820000373E-4},{"$f":"IFERROR((SUMIF('D. Population Risk Index'!U:U,$AX133,'C. Population PoC & Risk'!AB:AB))/J11, 0)","v":5.5576847542085145E-4},{"$f":"IFERROR((SUMIF('D. Population Risk Index'!V:V,$AX133,'C. Population PoC & Risk'!AC:AC))/K11, 0)","v":5.5403847531964147E-4},{"$f":"IFERROR((SUMIF('D. Population Risk Index'!W:W,$AX133,'C. Population PoC & Risk'!AD:AD))/L11, 0)","v":5.5375708599815596E-4},{"$f":"IFERROR((SUMIF('D. Population Risk Index'!X:X,$AX133,'C. Population PoC & Risk'!AE:AE))/M11, 0)","v":5.5118942665789337E-4},{"$f":"IFERROR((SUMIF('D. Population Risk Index'!Y:Y,$AX133,'C. Population PoC & Risk'!AF:AF))/N11, 0)","v":5.4868942755658811E-4},{"$f":"IFERROR((SUMIF('D. Population Risk Index'!Z:Z,$AX133,'C. Population PoC & Risk'!AG:AG))/O11, 0)","v":5.4730110196182346E-4}]
[null,null,null,null,null,null,null,null,null,null,null,null,null,null,null,null,null,null,null,null,null,null,null,null,null,null,null,null,null,null,null,null,null,7,"R7($)",5.7096487876181503E-4,5.7110086745203756E-4,5.7048063786604053E-4,5.7074243985035693E-4,5.7043121504366423E-4,5.7124044018358911E-4,5.7061930711741328E-4,5.6871781582715599E-4,5.6780029829355037E-4,5.6777286128349193E-4,5.683467745081943E-4,5.6656157381379036E-4,null,null,7,"R7($)",{"$f":"IFERROR((SUMIF('D. Population Risk Index'!O:O,$AX134,'C. Population PoC & Risk'!V:V))/D12, 0)","v":5.7096487876181503E-4},{"$f":"IFERROR((SUMIF('D. Population Risk Index'!P:P,$AX134,'C. Population PoC & Risk'!W:W))/E12, 0)","v":5.7110086745203756E-4},{"$f":"IFERROR((SUMIF('D. Population Risk Index'!Q:Q,$AX134,'C. Population PoC & Risk'!X:X))/F12, 0)","v":5.7048063786604053E-4},{"$f":"IFERROR((SUMIF('D. Population Risk Index'!R:R,$AX134,'C. Population PoC & Risk'!Y:Y))/G12, 0)","v":5.7074243985035693E-4},{"$f":"IFERROR((SUMIF('D. Population Risk Index'!S:S,$AX134,'C. Population PoC & Risk'!Z:Z))/H12, 0)","v":5.7043121504366423E-4},{"$f":"IFERROR((SUMIF('D. Population Risk Index'!T:T,$AX134,'C. Population PoC & Risk'!AA:AA))/I12, 0)","v":5.7124044018358911E-4},{"$f":"IFERROR((SUMIF('D. Population Risk Index'!U:U,$AX134,'C. Population PoC & Risk'!AB:AB))/J12, 0)","v":5.7061930711741328E-4},{"$f":"IFERROR((SUMIF('D. Population Risk Index'!V:V,$AX134,'C. Population PoC & Risk'!AC:AC))/K12, 0)","v":5.6871781582715599E-4},{"$f":"IFERROR((SUMIF('D. Population Risk Index'!W:W,$AX134,'C. Population PoC & Risk'!AD:AD))/L12, 0)","v":5.6780029829355037E-4},{"$f":"IFERROR((SUMIF('D. Population Risk Index'!X:X,$AX134,'C. Population PoC & Risk'!AE:AE))/M12, 0)","v":5.6777286128349193E-4},{"$f":"IFERROR((SUMIF('D. Population Risk Index'!Y:Y,$AX134,'C. Population PoC & Risk'!AF:AF))/N12, 0)","v":5.683467745081943E-4},{"$f":"IFERROR((SUMIF('D. Population Risk Index'!Z:Z,$AX134,'C. Population PoC & Risk'!AG:AG))/O12, 0)","v":5.6656157381379036E-4}]
[null,null,null,null,null,null,null,null,null,null,null,null,null,null,null,null,null,null,null,null,null,null,null,null,null,null,null,null,null,null,null,null,null,8,"R8($)",5.6754136000659644E-4,5.6645776694818858E-4,5.6727610590911809E-4,5.6750885264604306E-4,5.7374262249066537E-4,5.7120146486728369E-4,5.7195347488413206E-4,5.7200066950933005E-4,5.7210094165228271E-4,5.7202973997409713E-4,5.7136530309145504E-4,5.709666843581949E-4,null,null,8,"R8($)",{"$f":"IFERROR((SUMIF('D. Population Risk Index'!O:O,$AX135,'C. Population PoC & Risk'!V:V))/D13, 0)","v":5.6754136000659644E-4},{"$f":"IFERROR((SUMIF('D. Population Risk Index'!P:P,$AX135,'C. Population PoC & Risk'!W:W))/E13, 0)","v":5.6645776694818858E-4},{"$f":"IFERROR((SUMIF('D. Population Risk Index'!Q:Q,$AX135,'C. Population PoC & Risk'!X:X))/F13, 0)","v":5.6727610590911809E-4},{"$f":"IFERROR((SUMIF('D. Population Risk Index'!R:R,$AX135,'C. Population PoC & Risk'!Y:Y))/G13, 0)","v":5.6750885264604306E-4},{"$f":"IFERROR((SUMIF('D. Population Risk Index'!S:S,$AX135,'C. Population PoC & Risk'!Z:Z))/H13, 0)","v":5.7374262249066537E-4},{"$f":"IFERROR((SUMIF('D. Population Risk Index'!T:T,$AX135,'C. Population PoC & Risk'!AA:AA))/I13, 0)","v":5.7120146486728369E-4},{"$f":"IFERROR((SUMIF('D. Population Risk Index'!U:U,$AX135,'C. Population PoC & Risk'!AB:AB))/J13, 0)","v":5.7195347488413206E-4},{"$f":"IFERROR((SUMIF('D. Population Risk Index'!V:V,$AX135,'C. Population PoC & Risk'!AC:AC))/K13, 0)","v":5.7200066950933005E-4},{"$f":"IFERROR((SUMIF('D. Population Risk Index'!W:W,$AX135,'C. Population PoC & Risk'!AD:AD))/L13, 0)","v":5.7210094165228271E-4},{"$f":"IFERROR((SUMIF('D. Population Risk Index'!X:X,$AX135,'C. Population PoC & Risk'!AE:AE))/M13, 0)","v":5.7202973997409713E-4},{"$f":"IFERROR((SUMIF('D. Population Risk Index'!Y:Y,$AX135,'C. Population PoC & Risk'!AF:AF))/N13, 0)","v":5.7136530309145504E-4},{"$f":"IFERROR((SUMIF('D. Population Risk Index'!Z:Z,$AX135,'C. Population PoC & Risk'!AG:AG))/O13, 0)","v":5.709666843581949E-4}]
[null,null,null,null,null,null,null,null,null,null,null,null,null,null,null,null,null,null,null,null,null,null,null,null,null,null,null,null,null,null,null,null,null,9,"R9($)",5.7269876554753949E-4,5.7275297353245229E-4,5.7255578715482373E-4,5.7173909875723582E-4,5.7003982319211153E-4,5.695574851852475E-4,5.6857095422453772E-4,5.6777580991223089E-4,5.6626483710994725E-4,5.6443329104924377E-4,5.6540092975204182E-4,5.655374204806289E-4,null,null,9,"R9($)",{"$f":"IFERROR((SUMIF('D. Population Risk Index'!O:O,$AX136,'C. Population PoC & Risk'!V:V))/D14, 0)","v":5.7269876554753949E-4},{"$f":"IFERROR((SUMIF('D. Population Risk Index'!P:P,$AX136,'C. Population PoC & Risk'!W:W))/E14, 0)","v":5.7275297353245229E-4},{"$f":"IFERROR((SUMIF('D. Population Risk Index'!Q:Q,$AX136,'C. Population PoC & Risk'!X:X))/F14, 0)","v":5.7255578715482373E-4},{"$f":"IFERROR((SUMIF('D. Population Risk Index'!R:R,$AX136,'C. Population PoC & Risk'!Y:Y))/G14, 0)","v":5.7173909875723582E-4},{"$f":"IFERROR((SUMIF('D. Population Risk Index'!S:S,$AX136,'C. Population PoC & Risk'!Z:Z))/H14, 0)","v":5.7003982319211153E-4},{"$f":"IFERROR((SUMIF('D. Population Risk Index'!T:T,$AX136,'C. Population PoC & Risk'!AA:AA))/I14, 0)","v":5.695574851852475E-4},{"$f":"IFERROR((SUMIF('D. Population Risk Index'!U:U,$AX136,'C. Population PoC & Risk'!AB:AB))/J14, 0)","v":5.6857095422453772E-4},{"$f":"IFERROR((SUMIF('D. Population Risk Index'!V:V,$AX136,'C. Population PoC & Risk'!AC:AC))/K14, 0)","v":5.6777580991223089E-4},{"$f":"IFERROR((SUMIF('D. Population Risk Index'!W:W,$AX136,'C. Population PoC & Risk'!AD:AD))/L14, 0)","v":5.6626483710994725E-4},{"$f":"IFERROR((SUMIF('D. Population Risk Index'!X:X,$AX136,'C. Population PoC & Risk'!AE:AE))/M14, 0)","v":5.6443329104924377E-4},{"$f":"IFERROR((SUMIF('D. Population Risk Index'!Y:Y,$AX136,'C. Population PoC & Risk'!AF:AF))/N14, 0)","v":5.6540092975204182E-4},{"$f":"IFERROR((SUMIF('D. Population Risk Index'!Z:Z,$AX136,'C. Population PoC & Risk'!AG:AG))/O14, 0)","v":5.655374204806289E-4}]
[null,null,null,null,null,null,null,null,null,null,null,null,null,null,null,null,null,null,null,null,null,null,null,null,null,null,null,null,null,null,null,null,null,10,"R10($)",5.7389374433468115E-4,5.7390148315814861E-4,5.7388537829612359E-4,5.7385739867307425E-4,5.738516206079523E-4,5.7384816857302713E-4,5.7384466194217989E-4,5.7384201518254302E-4,5.7383916960515938E-4,5.7383776125162153E-4,5.7383849337575921E-4,5.7383786650023593E-4,null,null,10,"R10($)",{"$f":"IFERROR((SUMIF('D. Population Risk Index'!O:O,$AX137,'C. Population PoC & Risk'!V:V))/D15, 0)","v":5.7389374433468115E-4},{"$f":"IFERROR((SUMIF('D. Population Risk Index'!P:P,$AX137,'C. Population PoC & Risk'!W:W))/E15, 0)","v":5.7390148315814861E-4},{"$f":"IFERROR((SUMIF('D. Population Risk Index'!Q:Q,$AX137,'C. Population PoC & Risk'!X:X))/F15, 0)","v":5.7388537829612359E-4},{"$f":"IFERROR((SUMIF('D. Population Risk Index'!R:R,$AX137,'C. Population PoC & Risk'!Y:Y))/G15, 0)","v":5.7385739867307425E-4},{"$f":"IFERROR((SUMIF('D. Population Risk Index'!S:S,$AX137,'C. Population PoC & Risk'!Z:Z))/H15, 0)","v":5.738516206079523E-4},{"$f":"IFERROR((SUMIF('D. Population Risk Index'!T:T,$AX137,'C. Population PoC & Risk'!AA:AA))/I15, 0)","v":5.7384816857302713E-4},{"$f":"IFERROR((SUMIF('D. Population Risk Index'!U:U,$AX137,'C. Population PoC & Risk'!AB:AB))/J15, 0)","v":5.7384466194217989E-4},{"$f":"IFERROR((SUMIF('D. Population Risk Index'!V:V,$AX137,'C. Population PoC & Risk'!AC:AC))/K15, 0)","v":5.7384201518254302E-4},{"$f":"IFERROR((SUMIF('D. Population Risk Index'!W:W,$AX137,'C. Population PoC & Risk'!AD:AD))/L15, 0)","v":5.7383916960515938E-4},{"$f":"IFERROR((SUMIF('D. Population Risk Index'!X:X,$AX137,'C. Population PoC & Risk'!AE:AE))/M15, 0)","v":5.7383776125162153E-4},{"$f":"IFERROR((SUMIF('D. Population Risk Index'!Y:Y,$AX137,'C. Population PoC & Risk'!AF:AF))/N15, 0)","v":5.7383849337575921E-4},{"$f":"IFERROR((SUMIF('D. Population Risk Index'!Z:Z,$AX137,'C. Population PoC & Risk'!AG:AG))/O15, 0)","v":5.7383786650023593E-4}]
[null,null,null,null,null,null,null,null,null,null,null,null,null,null,null,null,null,null,null,null,null,null,null,null,null,null,null,null,null,null,null,null,null,"Estimated Total Realised Benefit - R1($) to R6($)",null,{"$f":"SUMPRODUCT(AJ128:AJ133, AJ$113:AJ$118)","v":0},0,0,0,0,0,0,0,0,0,0,0,null,null,"Estimated Total Realised Benefit - R1($) to R6($)",null,{"$f":"SUMPRODUCT(AZ128:AZ133, AZ$113:AZ$118)","v":0},0,0,0,0,0,16.699125643287019,14.486046178496563,18.579819128494876,12.456173924667276,19.152177470038474,0]
[null,null,null,null,null,null,null,null,null,null,null,null,null,null,null,null,null,null,null,null,null,null,null,null,null,null,null,null,null,null,null,null,null,"Estimated Total Realised Benefit - R7($) to R10($)",null,{"$f":"SUMPRODUCT(AJ134:AJ137, AJ$119:AJ$122)","v":1118.6986730663532},3785.7190974829045,3928.8219147287841,4071.58560483575,4198.2965732016219,4333.1538084163112,4474.6467475498002,4640.3570756448598,4802.898248008305,4980.1906896110131,5146.9596063086956,5346.2886153693762,null,null,"Estimated Total Realised Benefit - R7($) to R10($)",null,{"$f":"SUMPRODUCT(AZ134:AZ137, AZ$119:AZ$122)","v":1118.6986730663532},2162.7482027366518,2753.6533681689743,3353.7339623523253,3904.3087638676939,4333.1538084163112,4474.6467475498002,4640.3570756448598,4802.898248008305,4980.1906896110131,5146.9596063086956,5346.2886153693762]
[null,null,null,null,null,null,null,null,null,null,null,null,null,null,null,null,null,null,null,null,null,null,null,null,null,null,null,null,null,null,null,null,null,"Estimated Total Realised Benefit",null,{"$f":"SUM(AJ138:AJ139)","v":1118.6986730663532},{"$f":"SUM(AK138:AK139)","v":3785.7190974829045},3928.8219147287841,4071.58560483575,4198.2965732016219,4333.1538084163112,4474.6467475498002,4640.3570756448598,4802.898248008305,4980.1906896110131,5146.9596063086956,5346.2886153693762,null,null,"Estimated Total Realised Benefit",null,{"$f":"SUM(AZ138:AZ139)","v":1118.6986730663532},{"$f":"SUM(BA138:BA139)","v":2162.7482027366518},2753.6533681689743,3353.7339623523253,3904.3087638676939,4333.1538084163112,4491.3458731930868,4654.8431218233563,4821.4780671367998,4992.6468635356805,5166.1117837787342,5346.2886153693762]
[]
[null,null,null,null,null,null,null,null,null,null,null,null,null,null,null,null,null,null,null,null,null,null,null,null,null,null,null,null,null,null,null,null,null,"TOTAL PHYSICAL IMPACT RISK BY RISK INDEX CATEGORY",null,2019,2020,2021,2022,2023,2024,2025,2026,2027,2028,2029,2030,null,null,"TOTAL PHYSICAL IMPACT RISK BY RISK INDEX CATEGORY",null,2019,2020,2021,2022,2023,2024,2025,2026,2027,2028,2029,2030]
[null,null,null,null,null,null,null,null,null,null,null,null,null,null,null,null,null,null,null,null,null,null,null,null,null,null,null,null,null,null,null,null,null,1,"R1($)",{"$f":"AZ143","v":0},{"$f":"BA143","v":0},0,0,0,0,0,0,0,0,0,0,null,null,1,"R1($)",{"$f":"IFERROR((SUMIF('D. Population Risk Index'!O:O,$AX143,'C. Population PoC & Risk'!AH:AH))/D6, 0)","v":0},{"$f":"IFERROR((SUMIF('D. Population Risk Index'!P:P,$AX143,'C. Population PoC & Risk'!AI:AI))/E6, 0)","v":0},{"$f":"IFERROR((SUMIF('D. Population Risk Index'!Q:Q,$AX143,'C. Population PoC & Risk'!AJ:AJ))/F6, 0)","v":0},{"$f":"IFERROR((SUMIF('D. Population Risk Index'!R:R,$AX143,'C. Population PoC & Risk'!AK:AK))/G6, 0)","v":0},{"$f":"IFERROR((SUMIF('D. Population Risk Index'!S:S,$AX143,'C. Population PoC & Risk'!AL:AL))/H6, 0)","v":0},{"$f":"IFERROR((SUMIF('D. Population Risk Index'!T:T,$AX143,'C. Population PoC & Risk'!AM:AM))/I6, 0)","v":0},{"$f":"IFERROR((SUMIF('D. Population Risk Index'!U:U,$AX143,'C. Population PoC & Risk'!AN:AN))/J6, 0)","v":0},{"$f":"IFERROR((SUMIF('D. Population Risk Index'!V:V,$AX143,'C. Population PoC & Risk'!AO:AO))/K6, 0)","v":0},{"$f":"IFERROR((SUMIF('D. Population Risk Index'!W:W,$AX143,'C. Population PoC & Risk'!AP:AP))/L6, 0)","v":0},{"$f":"IFERROR((SUMIF('D. Population Risk Index'!X:X,$AX143,'C. Population PoC & Risk'!AQ:AQ))/M6, 0)","v":0},{"$f":"IFERROR((SUMIF('D. Population Risk Index'!Y:Y,$AX143,'C. Population PoC & Risk'!AR:AR))/N6, 0)","v":0},{"$f":"IFERROR((SUMIF('D. Population Risk Index'!Z:Z,$AX143,'C. Population PoC & Risk'!AS:AS))/O6, 0)","v":0}]
[null,null,null,null,null,null,null,null,null,null,null,null,null,null,null,null,null,null,null,null,null,null,null,null,null,null,null,null,null,null,null,null,null,2,"R2($)",{"$f":"AZ144","v":0},0,0,0,0,0,0,0,0,0,0,0,null,null,2,"R2($)",{"$f":"IFERROR((SUMIF('D. Population Risk Index'!O:O,$AX144,'C. Population PoC & Risk'!AH:AH))/D7, 0)","v":0},{"$f":"IFERROR((SUMIF('D. Population Risk Index'!P:P,$AX144,'C. Population PoC & Risk'!AI:AI))/E7, 0)","v":0},{"$f":"IFERROR((SUMIF('D. Population Risk Index'!Q:Q,$AX144,'C. Population PoC & Risk'!AJ:AJ))/F7, 0)","v":0},{"$f":"IFERROR((SUMIF('D. Population Risk Index'!R:R,$AX144,'C. Population PoC & Risk'!AK:AK))/G7, 0)","v":0},{"$f":"IFERROR((SUMIF('D. Population Risk Index'!S:S,$AX144,'C. Population PoC & Risk'!AL:AL))/H7, 0)","v":0},{"$f":"IFERROR((SUMIF('D. Population Risk Index'!T:T,$AX144,'C. Population PoC & Risk'!AM:AM))/I7, 0)","v":0},{"$f":"IFERROR((SUMIF('D. Population Risk Index'!U:U,$AX144,'C. Population PoC & Risk'!AN:AN))/J7, 0)","v":0},{"$f":"IFERROR((SUMIF('D. Population Risk Index'!V:V,$AX144,'C. Population PoC & Risk'!AO:AO))/K7, 0)","v":0},{"$f":"IFERROR((SUMIF('D. Population Risk Index'!W:W,$AX144,'C. Population PoC & Risk'!AP:AP))/L7, 0)","v":0},{"$f":"IFERROR((SUMIF('D. Population Risk Index'!X:X,$AX144,'C. Population PoC & Risk'!AQ:AQ))/M7, 0)","v":0},{"$f":"IFERROR((SUMIF('D. Population Risk Index'!Y:Y,$AX144,'C. Population PoC & Risk'!AR:AR))/N7, 0)","v":0},{"$f":"IFERROR((SUMIF('D. Population Risk Index'!Z:Z,$AX144,'C. Population PoC & Risk'!AS:AS))/O7, 0)","v":0}]
[null,null,null,null,null,null,null,null,null,null,null,null,null,null,null,null,null,null,null,null,null,null,null,null,null,null,null,null,null,null,null,null,null,3,"R3($)",0,0,0,0,0,0,0,0,0,0,0,0,null,null,3,"R3($)",{"$f":"IFERROR((SUMIF('D. Population Risk Index'!O:O,$AX145,'C. Population PoC & Risk'!AH:AH))/D8, 0)","v":0},{"$f":"IFERROR((SUMIF('D. Population Risk Index'!P:P,$AX145,'C. Population PoC & Risk'!AI:AI))/E8, 0)","v":0},{"$f":"IFERROR((SUMIF('D. Population Risk Index'!Q:Q,$AX145,'C. Population PoC & Risk'!AJ:AJ))/F8, 0)","v":0},{"$f":"IFERROR((SUMIF('D. Population Risk Index'!R:R,$AX145,'C. Population PoC & Risk'!AK:AK))/G8, 0)","v":0},{"$f":"IFERROR((SUMIF('D. Population Risk Index'!S:S,$AX145,'C. Population PoC & Risk'!AL:AL))/H8, 0)","v":0},{"$f":"IFERROR((SUMIF('D. Population Risk Index'!T:T,$AX145,'C. Population PoC & Risk'!AM:AM))/I8, 0)","v":0},{"$f":"IFERROR((SUMIF('D. Population Risk Index'!U:U,$AX145,'C. Population PoC & Risk'!AN:AN))/J8, 0)","v":0},{"$f":"IFERROR((SUMIF('D. Population Risk Index'!V:V,$AX145,'C. Population PoC & Risk'!AO:AO))/K8, 0)","v":0},{"$f":"IFERROR((SUMIF('D. Population Risk Index'!W:W,$AX145,'C. Population PoC & Risk'!AP:AP))/L8, 0)","v":0},{"$f":"IFERROR((SUMIF('D. Population Risk Index'!X:X,$AX145,'C. Population PoC & Risk'!AQ:AQ))/M8, 0)","v":0},{"$f":"IFERROR((SUMIF('D. Population Risk Index'!Y:Y,$AX145,'C. Population PoC & Risk'!AR:AR))/N8, 0)","v":0},{"$f":"IFERROR((SUMIF('D. Population Risk Index'!Z:Z,$AX145,'C. Population PoC & Risk'!AS:AS))/O8, 0)","v":0}]
[null,null,null,null,null,null,null,null,null,null,null,null,null,null,null,null,null,null,null,null,null,null,null,null,null,null,null,null,null,null,null,null,null,4,"R4($)",0,0,0,0,0,0,0,0,0,0,0,0,null,null,4,"R4($)",{"$f":"IFERROR((SUMIF('D. Population Risk Index'!O:O,$AX146,'C. Population PoC & Risk'!AH:AH))/D9, 0)","v":0},{"$f":"IFERROR((SUMIF('D. Population Risk Index'!P:P,$AX146,'C. Population PoC & Risk'!AI:AI))/E9, 0)","v":0},{"$f":"IFERROR((SUMIF('D. Population Risk Index'!Q:Q,$AX146,'C. Population PoC & Risk'!AJ:AJ))/F9, 0)","v":0},{"$f":"IFERROR((SUMIF('D. Population Risk Index'!R:R,$AX146,'C. Population PoC & Risk'!AK:AK))/G9, 0)","v":0},{"$f":"IFERROR((SUMIF('D. Population Risk Index'!S:S,$AX146,'C. Population PoC & Risk'!AL:AL))/H9, 0)","v":0},{"$f":"IFERROR((SUMIF('D. Population Risk Index'!T:T,$AX146,'C. Population PoC & Risk'!AM:AM))/I9, 0)","v":0},{"$f":"IFERROR((SUMIF('D. Population Risk Index'!U:U,$AX146,'C. Population PoC & Risk'!AN:AN))/J9, 0)","v":0},{"$f":"IFERROR((SUMIF('D. Population Risk Index'!V:V,$AX146,'C. Population PoC & Risk'!AO:AO))/K9, 0)","v":0},{"$f":"IFERROR((SUMIF('D. Population Risk Index'!W:W,$AX146,'C. Population PoC & Risk'!AP:AP))/L9, 0)","v":0},{"$f":"IFERROR((SUMIF('D. Population Risk Index'!X:X,$AX146,'C. Population PoC & Risk'!AQ:AQ))/M9, 0)","v":0},{"$f":"IFERROR((SUMIF('D. Population Risk Index'!Y:Y,$AX146,'C. Population PoC & Risk'!AR:AR))/N9, 0)","v":0},{"$f":"IFERROR((SUMIF('D. Population Risk Index'!Z:Z,$AX146,'C. Population PoC & Risk'!AS:AS))/O9, 0)","v":0}]
[null,null,null,null,null,null,null,null,null,null,null,null,null,null,null,null,null,null,null,null,null,null,null,null,null,null,null,null,null,null,null,null,null,5,"R5($)",0,0,0,0,0,0,0,0,0,0,0,0,null,null,5,"R5($)",{"$f":"IFERROR((SUMIF('D. Population Risk Index'!O:O,$AX147,'C. Population PoC & Risk'!AH:AH))/D10, 0)","v":0},{"$f":"IFERROR((SUMIF('D. Population Risk Index'!P:P,$AX147,'C. Population PoC & Risk'!AI:AI))/E10, 0)","v":0},{"$f":"IFERROR((SUMIF('D. Population Risk Index'!Q:Q,$AX147,'C. Population PoC & Risk'!AJ:AJ))/F10, 0)","v":0},{"$f":"IFERROR((SUMIF('D. Population Risk Index'!R:R,$AX147,'C. Population PoC & Risk'!AK:AK))/G10, 0)","v":0},{"$f":"IFERROR((SUMIF('D. Population Risk Index'!S:S,$AX147,'C. Population PoC & Risk'!AL:AL))/H10, 0)","v":0},{"$f":"IFERROR((SUMIF('D. Population Risk Index'!T:T,$AX147,'C. Population PoC & Risk'!AM:AM))/I10, 0)","v":0},{"$f":"IFERROR((SUMIF('D. Population Risk Index'!U:U,$AX147,'C. Population PoC & Risk'!AN:AN))/J10, 0)","v":0},{"$f":"IFERROR((SUMIF('D. Population Risk Index'!V:V,$AX147,'C. Population PoC & Risk'!AO:AO))/K10, 0)","v":0},{"$f":"IFERROR((SUMIF('D. Population Risk Index'!W:W,$AX147,'C. Population PoC & Risk'!AP:AP))/L10, 0)","v":0},{"$f":"IFERROR((SUMIF('D. Population Risk Index'!X:X,$AX147,'C. Population PoC & Risk'!AQ:AQ))/M10, 0)","v":0},{"$f":"IFERROR((SUMIF('D. Population Risk Index'!Y:Y,$AX147,'C. Population PoC & Risk'!AR:AR))/N10, 0)","v":0},{"$f":"IFERROR((SUMIF('D. Population Risk Index'!Z:Z,$AX147,'C. Population PoC & Risk'!AS:AS))/O10, 0)","v":0}]
[null,null,null,null,null,null,null,null,null,null,null,null,null,null,null,null,null,null,null,null,null,null,null,null,null,null,null,null,null,null,null,null,null,6,"R6($)",0,0,0,0,0,0,0,0,0,0,0,0,null,null,6,"R6($)",{"$f":"IFERROR((SUMIF('D. Population Risk Index'!O:O,$AX148,'C. Population PoC & Risk'!AH:AH))/D11, 0)","v":0},{"$f":"IFERROR((SUMIF('D. Population Risk Index'!P:P,$AX148,'C. Population PoC & Risk'!AI:AI))/E11, 0)","v":0},{"$f":"IFERROR((SUMIF('D. Population Risk Index'!Q:Q,$AX148,'C. Population PoC & Risk'!AJ:AJ))/F11, 0)","v":0},{"$f":"IFERROR((SUMIF('D. Population Risk Index'!R:R,$AX148,'C. Population PoC & Risk'!AK:AK))/G11, 0)","v":0},{"$f":"IFERROR((SUMIF('D. Population Risk Index'!S:S,$AX148,'C. Population PoC & Risk'!AL:AL))/H11, 0)","v":0},{"$f":"IFERROR((SUMIF('D. Population Risk Index'!T:T,$AX148,'C. Population PoC & Risk'!AM:AM))/I11, 0)","v":0},{"$f":"IFERROR((SUMIF('D. Population Risk Index'!U:U,$AX148,'C. Population PoC & Risk'!AN:AN))/J11, 0)","v":0},{"$f":"IFERROR((SUMIF('D. Population Risk Index'!V:V,$AX148,'C. Population PoC & Risk'!AO:AO))/K11, 0)","v":0},{"$f":"IFERROR((SUMIF('D. Population Risk Index'!W:W,$AX148,'C. Population PoC & Risk'!AP:AP))/L11, 0)","v":0},{"$f":"IFERROR((SUMIF('D. Population Risk Index'!X:X,$AX148,'C. Population PoC & Risk'!AQ:AQ))/M11, 0)","v":0},{"$f":"IFERROR((SUMIF('D. Population Risk Index'!Y:Y,$AX148,'C. Population PoC & Risk'!AR:AR))/N11, 0)","v":0},{"$f":"IFERROR((SUMIF('D. Population Risk Index'!Z:Z,$AX148,'C. Population PoC & Risk'!AS:AS))/O11, 0)","v":0}]
[null,null,null,null,null,null,null,null,null,null,null,null,null,null,null,null,null,null,null,null,null,null,null,null,null,null,null,null,null,null,null,null,null,7,"R7($)",0,0,0,0,0,0,0,0,0,0,0,0,null,null,7,"R7($)",{"$f":"IFERROR((SUMIF('D. Population Risk Index'!O:O,$AX149,'C. Population PoC & Risk'!AH:AH))/D12, 0)","v":0},{"$f":"IFERROR((SUMIF('D. Population Risk Index'!P:P,$AX149,'C. Population PoC & Risk'!AI:AI))/E12, 0)","v":0},{"$f":"IFERROR((SUMIF('D. Population Risk Index'!Q:Q,$AX149,'C. Population PoC & Risk'!AJ:AJ))/F12, 0)","v":0},{"$f":"IFERROR((SUMIF('D. Population Risk Index'!R:R,$AX149,'C. Population PoC & Risk'!AK:AK))/G12, 0)","v":0},{"$f":"IFERROR((SUMIF('D. Population Risk Index'!S:S,$AX149,'C. Population PoC & Risk'!AL:AL))/H12, 0)","v":0},{"$f":"IFERROR((SUMIF('D. Population Risk Index'!T:T,$AX149,'C. Population PoC & Risk'!AM:AM))/I12, 0)","v":0},{"$f":"IFERROR((SUMIF('D. Population Risk Index'!U:U,$AX149,'C. Population PoC & Risk'!AN:AN))/J12, 0)","v":0},{"$f":"IFERROR((SUMIF('D. Population Risk Index'!V:V,$AX149,'C. Population PoC & Risk'!AO:AO))/K12, 0)","v":0},{"$f":"IFERROR((SUMIF('D. Population Risk Index'!W:W,$AX149,'C. Population PoC & Risk'!AP:AP))/L12, 0)","v":0},{"$f":"IFERROR((SUMIF('D. Population Risk Index'!X:X,$AX149,'C. Population PoC & Risk'!AQ:AQ))/M12, 0)","v":0},{"$f":"IFERROR((SUMIF('D. Population Risk Index'!Y:Y,$AX149,'C. Population PoC & Risk'!AR:AR))/N12, 0)","v":0},{"$f":"IFERROR((SUMIF('D. Population Risk Index'!Z:Z,$AX149,'C. Population PoC & Risk'!AS:AS))/O12, 0)","v":0}]
[null,null,null,null,null,null,null,null,null,null,null,null,null,null,null,null,null,null,null,null,null,null,null,null,null,null,null,null,null,null,null,null,null,8,"R8($)",0,0,0,0,0,0,0,0,0,0,0,0,null,null,8,"R8($)",{"$f":"IFERROR((SUMIF('D. Population Risk Index'!O:O,$AX150,'C. Population PoC & Risk'!AH:AH))/D13, 0)","v":0},{"$f":"IFERROR((SUMIF('D. Population Risk Index'!P:P,$AX150,'C. Population PoC & Risk'!AI:AI))/E13, 0)","v":0},{"$f":"IFERROR((SUMIF('D. Population Risk Index'!Q:Q,$AX150,'C. Population PoC & Risk'!AJ:AJ))/F13, 0)","v":0},{"$f":"IFERROR((SUMIF('D. Population Risk Index'!R:R,$AX150,'C. Population PoC & Risk'!AK:AK))/G13, 0)","v":0},{"$f":"IFERROR((SUMIF('D. Population Risk Index'!S:S,$AX150,'C. Population PoC & Risk'!AL:AL))/H13, 0)","v":0},{"$f":"IFERROR((SUMIF('D. Population Risk Index'!T:T,$AX150,'C. Population PoC & Risk'!AM:AM))/I13, 0)","v":0},{"$f":"IFERROR((SUMIF('D. Population Risk Index'!U:U,$AX150,'C. Population PoC & Risk'!AN:AN))/J13, 0)","v":0},{"$f":"IFERROR((SUMIF('D. Population Risk Index'!V:V,$AX150,'C. Population PoC & Risk'!AO:AO))/K13, 0)","v":0},{"$f":"IFERROR((SUMIF('D. Population Risk Index'!W:W,$AX150,'C. Population PoC & Risk'!AP:AP))/L13, 0)","v":0},{"$f":"IFERROR((SUMIF('D. Population Risk Index'!X:X,$AX150,'C. Population PoC & Risk'!AQ:AQ))/M13, 0)","v":0},{"$f":"IFERROR((SUMIF('D. Population Risk Index'!Y:Y,$AX150,'C. Population PoC & Risk'!AR:AR))/N13, 0)","v":0},{"$f":"IFERROR((SUMIF('D. Population Risk Index'!Z:Z,$AX150,'C. Population PoC & Risk'!AS:AS))/O13, 0)","v":0}]
[null,null,null,null,null,null,null,null,null,null,null,null,null,null,null,null,null,null,null,null,null,null,null,null,null,null,null,null,null,null,null,null,null,9,"R9($)",0,0,0,0,0,0,0,0,0,0,0,0,null,null,9,"R9($)",{"$f":"IFERROR((SUMIF('D. Population Risk Index'!O:O,$AX151,'C. Population PoC & Risk'!AH:AH))/D14, 0)","v":0},{"$f":"IFERROR((SUMIF('D. Population Risk Index'!P:P,$AX151,'C. Population PoC & Risk'!AI:AI))/E14, 0)","v":0},{"$f":"IFERROR((SUMIF('D. Population Risk Index'!Q:Q,$AX151,'C. Population PoC & Risk'!AJ:AJ))/F14, 0)","v":0},{"$f":"IFERROR((SUMIF('D. Population Risk Index'!R:R,$AX151,'C. Population PoC & Risk'!AK:AK))/G14, 0)","v":0},{"$f":"IFERROR((SUMIF('D. Population Risk Index'!S:S,$AX151,'C. Population PoC & Risk'!AL:AL))/H14, 0)","v":0},{"$f":"IFERROR((SUMIF('D. Population Risk Index'!T:T,$AX151,'C. Population PoC & Risk'!AM:AM))/I14, 0)","v":0},{"$f":"IFERROR((SUMIF('D. Population Risk Index'!U:U,$AX151,'C. Population PoC & Risk'!AN:AN))/J14, 0)","v":0},{"$f":"IFERROR((SUMIF('D. Population Risk Index'!V:V,$AX151,'C. Population PoC & Risk'!AO:AO))/K14, 0)","v":0},{"$f":"IFERROR((SUMIF('D. Population Risk Index'!W:W,$AX151,'C. Population PoC & Risk'!AP:AP))/L14, 0)","v":0},{"$f":"IFERROR((SUMIF('D. Population Risk Index'!X:X,$AX151,'C. Population PoC & Risk'!AQ:AQ))/M14, 0)","v":0},{"$f":"IFERROR((SUMIF('D. Population Risk Index'!Y:Y,$AX151,'C. Population PoC & Risk'!AR:AR))/N14, 0)","v":0},{"$f":"IFERROR((SUMIF('D. Population Risk Index'!Z:Z,$AX151,'C. Population PoC & Risk'!AS:AS))/O14, 0)","v":0}]
[null,null,null,null,null,null,null,null,null,null,null,null,null,null,null,null,null,null,null,null,null,null,null,null,null,null,null,null,null,null,null,null,null,10,"R10($)",0,0,0,0,0,0,0,0,0,0,0,0,null,null,10,"R10($)",{"$f":"IFERROR((SUMIF('D. Population Risk Index'!O:O,$AX152,'C. Population PoC & Risk'!AH:AH))/D15, 0)","v":0},{"$f":"IFERROR((SUMIF('D. Population Risk Index'!P:P,$AX152,'C. Population PoC & Risk'!AI:AI))/E15, 0)","v":0},{"$f":"IFERROR((SUMIF('D. Population Risk Index'!Q:Q,$AX152,'C. Population PoC & Risk'!AJ:AJ))/F15, 0)","v":0},{"$f":"IFERROR((SUMIF('D. Population Risk Index'!R:R,$AX152,'C. Population PoC & Risk'!AK:AK))/G15, 0)","v":0},{"$f":"IFERROR((SUMIF('D. Population Risk Index'!S:S,$AX152,'C. Population PoC & Risk'!AL:AL))/H15, 0)","v":0},{"$f":"IFERROR((SUMIF('D. Population Risk Index'!T:T,$AX152,'C. Population PoC & Risk'!AM:AM))/I15, 0)","v":0},{"$f":"IFERROR((SUMIF('D. Population Risk Index'!U:U,$AX152,'C. Population PoC & Risk'!AN:AN))/J15, 0)","v":0},{"$f":"IFERROR((SUMIF('D. Population Risk Index'!V:V,$AX152,'C. Population PoC & Risk'!AO:AO))/K15, 0)","v":0},{"$f":"IFERROR((SUMIF('D. Population Risk Index'!W:W,$AX152,'C. Population PoC & Risk'!AP:AP))/L15, 0)","v":0},{"$f":"IFERROR((SUMIF('D. Population Risk Index'!X:X,$AX152,'C. Population PoC & Risk'!AQ:AQ))/M15, 0)","v":0},{"$f":"IFERROR((SUMIF('D. Population Risk Index'!Y:Y,$AX152,'C. Population PoC & Risk'!AR:AR))/N15, 0)","v":0},{"$f":"IFERROR((SUMIF('D. Population Risk Index'!Z:Z,$AX152,'C. Population PoC & Risk'!AS:AS))/O15, 0)","v":0}]
[null,null,null,null,null,null,null,null,null,null,null,null,null,null,null,null,null,null,null,null,null,null,null,null,null,null,null,null,null,null,null,null,null,"Estimated Total Realised Benefit - R1($) to R6($)",null,{"$f":"SUMPRODUCT(AJ143:AJ148, AJ$113:AJ$118)","v":0},0,0,0,0,0,0,0,0,0,0,0,null,null,"Estimated Total Realised Benefit - R1($) to R6($)",null,{"$f":"SUMPRODUCT(AZ143:AZ148, AZ$113:AZ$118)","v":0},0,0,0,0,0,0,0,0,0,0,0]
[null,null,null,null,null,null,null,null,null,null,null,null,null,null,null,null,null,null,null,null,null,null,null,null,null,null,null,null,null,null,null,null,null,"Estimated Total Realised Benefit - R7($) to R10($)",null,{"$f":"SUMPRODUCT(AJ149:AJ152, AJ$119:AJ$122)","v":0},0,0,0,0,0,0,0,0,0,0,0,null,null,"Estimated Total Realised Benefit - R7($) to R10($)",null,{"$f":"SUMPRODUCT(AZ149:AZ152, AZ$119:AZ$122)","v":0},0,0,0,0,0,0,0,0,0,0,0]
[null,null,null,null,null,null,null,null,null,null,null,null,null,null,null,null,null,null,null,null,null,null,null,null,null,null,null,null,null,null,null,null,null,"Estimated Total Realised Benefit",null,{"$f":"SUM(AJ153:AJ154)","v":0},{"$f":"SUM(AK153:AK154)","v":0},0,0,0,0,0,0,0,0,0,0,null,null,"Estimated Total Realised Benefit",null,{"$f":"SUM(AZ153:AZ154)","v":0},{"$f":"SUM(BA153:BA154)","v":0},0,0,0,0,0,0,0,0,0,0]
[]
[null,null,null,null,null,null,null,null,null,null,null,null,null,null,null,null,null,null,null,null,null,null,null,null,null,null,null,null,null,null,null,null,null,"TOTAL SHOCK RISK BY RISK INDEX CATEGORY",null,2019,2020,2021,2022,2023,2024,2025,2026,2027,2028,2029,2030,null,null,"TOTAL SHOCK RISK BY RISK INDEX CATEGORY",null,2019,2020,2021,2022,2023,2024,2025,2026,2027,2028,2029,2030]
[null,null,null,null,null,null,null,null,null,null,null,null,null,null,null,null,null,null,null,null,null,null,null,null,null,null,null,null,null,null,null,null,null,1,"R1($)",{"$f":"AZ158","v":0.11041595343488537},{"$f":"BA158","v":0.11046910399267119},0.11040995804073329,0.11035468749444458,0.11026125138057206,0.11000993705976252,0.10984149331594291,0.10955316174724958,0.10900211754777579,0.10916965858695624,0.10954672806060516,0.10871789329500152,null,null,1,"R1($)",{"$f":"IFERROR((SUMIF('D. Population Risk Index'!O:O,$AX158,'C. Population PoC & Risk'!AT:AT))/D6, 0)","v":0.11041595343488537},{"$f":"IFERROR((SUMIF('D. Population Risk Index'!P:P,$AX158,'C. Population PoC & Risk'!AU:AU))/E6, 0)","v":0.11046910399267119},{"$f":"IFERROR((SUMIF('D. Population Risk Index'!Q:Q,$AX158,'C. Population PoC & Risk'!AV:AV))/F6, 0)","v":0.11040995804073329},{"$f":"IFERROR((SUMIF('D. Population Risk Index'!R:R,$AX158,'C. Population PoC & Risk'!AW:AW))/G6, 0)","v":0.11035468749444458},{"$f":"IFERROR((SUMIF('D. Population Risk Index'!S:S,$AX158,'C. Population PoC & Risk'!AX:AX))/H6, 0)","v":0.11026125138057206},{"$f":"IFERROR((SUMIF('D. Population Risk Index'!T:T,$AX158,'C. Population PoC & Risk'!AY:AY))/I6, 0)","v":0.11000993705976252},{"$f":"IFERROR((SUMIF('D. Population Risk Index'!U:U,$AX158,'C. Population PoC & Risk'!AZ:AZ))/J6, 0)","v":0.10984149331594291},{"$f":"IFERROR((SUMIF('D. Population Risk Index'!V:V,$AX158,'C. Population PoC & Risk'!BA:BA))/K6, 0)","v":0.10955316174724958},{"$f":"IFERROR((SUMIF('D. Population Risk Index'!W:W,$AX158,'C. Population PoC & Risk'!BB:BB))/L6, 0)","v":0.10900211754777579},{"$f":"IFERROR((SUMIF('D. Population Risk Index'!X:X,$AX158,'C. Population PoC & Risk'!BC:BC))/M6, 0)","v":0.10916965858695624},{"$f":"IFERROR((SUMIF('D. Population Risk Index'!Y:Y,$AX158,'C. Population PoC & Risk'!BD:BD))/N6, 0)","v":0.10954672806060516},{"$f":"IFERROR((SUMIF('D. Population Risk Index'!Z:Z,$AX158,'C. Population PoC & Risk'!BE:BE))/O6, 0)","v":0.10871789329500152}]
[null,null,null,null,null,null,null,null,null,null,null,null,null,null,null,null,null,null,null,null,null,null,null,null,null,null,null,null,null,null,null,null,null,2,"R2($)",{"$f":"AZ159","v":0.10834902537923051},0.10854555708569816,0.10907315204923014,0.10961244880108352,0.10995871497429381,0.11015373202527966,0.11027627866421701,0.11041358177652132,0.11057550483449739,0.11053951635635358,0.11038059758342872,0.1102864850156792,null,null,2,"R2($)",{"$f":"IFERROR((SUMIF('D. Population Risk Index'!O:O,$AX159,'C. Population PoC & Risk'!AT:AT))/D7, 0)","v":0.10834902537923051},{"$f":"IFERROR((SUMIF('D. Population Risk Index'!P:P,$AX159,'C. Population PoC & Risk'!AU:AU))/E7, 0)","v":0.10854555708569816},{"$f":"IFERROR((SUMIF('D. Population Risk Index'!Q:Q,$AX159,'C. Population PoC & Risk'!AV:AV))/F7, 0)","v":0.10907315204923014},{"$f":"IFERROR((SUMIF('D. Population Risk Index'!R:R,$AX159,'C. Population PoC & Risk'!AW:AW))/G7, 0)","v":0.10961244880108352},{"$f":"IFERROR((SUMIF('D. Population Risk Index'!S:S,$AX159,'C. Population PoC & Risk'!AX:AX))/H7, 0)","v":0.10995871497429381},{"$f":"IFERROR((SUMIF('D. Population Risk Index'!T:T,$AX159,'C. Population PoC & Risk'!AY:AY))/I7, 0)","v":0.11015373202527966},{"$f":"IFERROR((SUMIF('D. Population Risk Index'!U:U,$AX159,'C. Population PoC & Risk'!AZ:AZ))/J7, 0)","v":0.11027627866421701},{"$f":"IFERROR((SUMIF('D. Population Risk Index'!V:V,$AX159,'C. Population PoC & Risk'!BA:BA))/K7, 0)","v":0.11041358177652132},{"$f":"IFERROR((SUMIF('D. Population Risk Index'!W:W,$AX159,'C. Population PoC & Risk'!BB:BB))/L7, 0)","v":0.11057550483449739},{"$f":"IFERROR((SUMIF('D. Population Risk Index'!X:X,$AX159,'C. Population PoC & Risk'!BC:BC))/M7, 0)","v":0.11053951635635358},{"$f":"IFERROR((SUMIF('D. Population Risk Index'!Y:Y,$AX159,'C. Population PoC & Risk'!BD:BD))/N7, 0)","v":0.11038059758342872},{"$f":"IFERROR((SUMIF('D. Population Risk Index'!Z:Z,$AX159,'C. Population PoC & Risk'!BE:BE))/O7, 0)","v":0.1102864850156792}]
[null,null,null,null,null,null,null,null,null,null,null,null,null,null,null,null,null,null,null,null,null,null,null,null,null,null,null,null,null,null,null,null,null,3,"R3($)",0.10809756797598985,0.10820490955177223,0.10815868375340668,0.1081649098568222,0.10787310924834587,0.10778133673537663,0.10806039704059256,0.10874861680478236,0.10891255938437906,0.1094065745241975,0.10979393661017155,0.11008468133568748,null,null,3,"R3($)",{"$f":"IFERROR((SUMIF('D. Population Risk Index'!O:O,$AX160,'C. Population PoC & Risk'!AT:AT))/D8, 0)","v":0.10809756797598985},{"$f":"IFERROR((SUMIF('D. Population Risk Index'!P:P,$AX160,'C. Population PoC & Risk'!AU:AU))/E8, 0)","v":0.10820490955177223},{"$f":"IFERROR((SUMIF('D. Population Risk Index'!Q:Q,$AX160,'C. Population PoC & Risk'!AV:AV))/F8, 0)","v":0.10815868375340668},{"$f":"IFERROR((SUMIF('D. Population Risk Index'!R:R,$AX160,'C. Population PoC & Risk'!AW:AW))/G8, 0)","v":0.1081649098568222},{"$f":"IFERROR((SUMIF('D. Population Risk Index'!S:S,$AX160,'C. Population PoC & Risk'!AX:AX))/H8, 0)","v":0.10787310924834587},{"$f":"IFERROR((SUMIF('D. Population Risk Index'!T:T,$AX160,'C. Population PoC & Risk'!AY:AY))/I8, 0)","v":0.10778133673537663},{"$f":"IFERROR((SUMIF('D. Population Risk Index'!U:U,$AX160,'C. Population PoC & Risk'!AZ:AZ))/J8, 0)","v":0.10806039704059256},{"$f":"IFERROR((SUMIF('D. Population Risk Index'!V:V,$AX160,'C. Population PoC & Risk'!BA:BA))/K8, 0)","v":0.10874861680478236},{"$f":"IFERROR((SUMIF('D. Population Risk Index'!W:W,$AX160,'C. Population PoC & Risk'!BB:BB))/L8, 0)","v":0.10891255938437906},{"$f":"IFERROR((SUMIF('D. Population Risk Index'!X:X,$AX160,'C. Population PoC & Risk'!BC:BC))/M8, 0)","v":0.1094065745241975},{"$f":"IFERROR((SUMIF('D. Population Risk Index'!Y:Y,$AX160,'C. Population PoC & Risk'!BD:BD))/N8, 0)","v":0.10979393661017155},{"$f":"IFERROR((SUMIF('D. Population Risk Index'!Z:Z,$AX160,'C. Population PoC & Risk'!BE:BE))/O8, 0)","v":0.11008468133568748}]
[null,null,null,null,null,null,null,null,null,null,null,null,null,null,null,null,null,null,null,null,null,null,null,null,null,null,null,null,null,null,null,null,null,4,"R4($)",0.10725268841746519,0.10735630142089055,0.10787880747907172,0.10836176600895356,0.10807795765748793,0.10844053548991686,0.10842428482135712,0.10801456630711777,0.1078715526477193,0.10771139980361435,0.10789376785646697,0.10823217167576615,null,null,4,"R4($)",{"$f":"IFERROR((SUMIF('D. Population Risk Index'!O:O,$AX161,'C. Population PoC & Risk'!AT:AT))/D9, 0)","v":0.10725268841746519},{"$f":"IFERROR((SUMIF('D. Population Risk Index'!P:P,$AX161,'C. Population PoC & Risk'!AU:AU))/E9, 0)","v":0.10735630142089055},{"$f":"IFERROR((SUMIF('D. Population Risk Index'!Q:Q,$AX161,'C. Population PoC & Risk'!AV:AV))/F9, 0)","v":0.10787880747907172},{"$f":"IFERROR((SUMIF('D. Population Risk Index'!R:R,$AX161,'C. Population PoC & Risk'!AW:AW))/G9, 0)","v":0.10836176600895356},{"$f":"IFERROR((SUMIF('D. Population Risk Index'!S:S,$AX161,'C. Population PoC & Risk'!AX:AX))/H9, 0)","v":0.10807795765748793},{"$f":"IFERROR((SUMIF('D. Population Risk Index'!T:T,$AX161,'C. Population PoC & Risk'!AY:AY))/I9, 0)","v":0.10844053548991686},{"$f":"IFERROR((SUMIF('D. Population Risk Index'!U:U,$AX161,'C. Population PoC & Risk'!AZ:AZ))/J9, 0)","v":0.10842428482135712},{"$f":"IFERROR((SUMIF('D. Population Risk Index'!V:V,$AX161,'C. Population PoC & Risk'!BA:BA))/K9, 0)","v":0.10801456630711777},{"$f":"IFERROR((SUMIF('D. Population Risk Index'!W:W,$AX161,'C. Population PoC & Risk'!BB:BB))/L9, 0)","v":0.1078715526477193},{"$f":"IFERROR((SUMIF('D. Population Risk Index'!X:X,$AX161,'C. Population PoC & Risk'!BC:BC))/M9, 0)","v":0.10771139980361435},{"$f":"IFERROR((SUMIF('D. Population Risk Index'!Y:Y,$AX161,'C. Population PoC & Risk'!BD:BD))/N9, 0)","v":0.10789376785646697},{"$f":"IFERROR((SUMIF('D. Population Risk Index'!Z:Z,$AX161,'C. Population PoC & Risk'!BE:BE))/O9, 0)","v":0.10823217167576615}]
[null,null,null,null,null,null,null,null,null,null,null,null,null,null,null,null,null,null,null,null,null,null,null,null,null,null,null,null,null,null,null,null,null,5,"R5($)",0.10791288599628793,0.10760308030404575,0.10733972528683941,0.10720898692383221,0.10724017469477801,0.10716122926038306,0.10714639484040558,0.10717605112516605,0.10707930649797226,0.10723330326865493,0.108020376189656,0.10915900109722157,null,null,5,"R5($)",{"$f":"IFERROR((SUMIF('D. Population Risk Index'!O:O,$AX162,'C. Population PoC & Risk'!AT:AT))/D10, 0)","v":0.10791288599628793},{"$f":"IFERROR((SUMIF('D. Population Risk Index'!P:P,$AX162,'C. Population PoC & Risk'!AU:AU))/E10, 0)","v":0.10760308030404575},{"$f":"IFERROR((SUMIF('D. Population Risk Index'!Q:Q,$AX162,'C. Population PoC & Risk'!AV:AV))/F10, 0)","v":0.10733972528683941},{"$f":"IFERROR((SUMIF('D. Population Risk Index'!R:R,$AX162,'C. Population PoC & Risk'!AW:AW))/G10, 0)","v":0.10720898692383221},{"$f":"IFERROR((SUMIF('D. Population Risk Index'!S:S,$AX162,'C. Population PoC & Risk'!AX:AX))/H10, 0)","v":0.10724017469477801},{"$f":"IFERROR((SUMIF('D. Population Risk Index'!T:T,$AX162,'C. Population PoC & Risk'!AY:AY))/I10, 0)","v":0.10716122926038306},{"$f":"IFERROR((SUMIF('D. Population Risk Index'!U:U,$AX162,'C. Population PoC & Risk'!AZ:AZ))/J10, 0)","v":0.10714639484040558},{"$f":"IFERROR((SUMIF('D. Population Risk Index'!V:V,$AX162,'C. Population PoC & Risk'!BA:BA))/K10, 0)","v":0.10717605112516605},{"$f":"IFERROR((SUMIF('D. Population Risk Index'!W:W,$AX162,'C. Population PoC & Risk'!BB:BB))/L10, 0)","v":0.10707930649797226},{"$f":"IFERROR((SUMIF('D. Population Risk Index'!X:X,$AX162,'C. Population PoC & Risk'!BC:BC))/M10, 0)","v":0.10723330326865493},{"$f":"IFERROR((SUMIF('D. Population Risk Index'!Y:Y,$AX162,'C. Population PoC & Risk'!BD:BD))/N10, 0)","v":0.108020376189656},{"$f":"IFERROR((SUMIF('D. Population Risk Index'!Z:Z,$AX162,'C. Population PoC & Risk'!BE:BE))/O10, 0)","v":0.10915900109722157}]
[null,null,null,null,null,null,null,null,null,null,null,null,null,null,null,null,null,null,null,null,null,null,null,null,null,null,null,null,null,null,null,null,null,6,"R6($)",0.11057348964009564,0.11008785856098285,0.1097962948529291,0.10957113024212448,0.10924275102118823,0.10888176831548639,0.1081366662176,0.10780005762647879,0.10774530730421263,0.10724571415829294,0.10675928576172465,0.10648915726742907,null,null,6,"R6($)",{"$f":"IFERROR((SUMIF('D. Population Risk Index'!O:O,$AX163,'C. Population PoC & Risk'!AT:AT))/D11, 0)","v":0.11057348964009564},{"$f":"IFERROR((SUMIF('D. Population Risk Index'!P:P,$AX163,'C. Population PoC & Risk'!AU:AU))/E11, 0)","v":0.11008785856098285},{"$f":"IFERROR((SUMIF('D. Population Risk Index'!Q:Q,$AX163,'C. Population PoC & Risk'!AV:AV))/F11, 0)","v":0.1097962948529291},{"$f":"IFERROR((SUMIF('D. Population Risk Index'!R:R,$AX163,'C. Population PoC & Risk'!AW:AW))/G11, 0)","v":0.10957113024212448},{"$f":"IFERROR((SUMIF('D. Population Risk Index'!S:S,$AX163,'C. Population PoC & Risk'!AX:AX))/H11, 0)","v":0.10924275102118823},{"$f":"IFERROR((SUMIF('D. Population Risk Index'!T:T,$AX163,'C. Population PoC & Risk'!AY:AY))/I11, 0)","v":0.10888176831548639},{"$f":"IFERROR((SUMIF('D. Population Risk Index'!U:U,$AX163,'C. Population PoC & Risk'!AZ:AZ))/J11, 0)","v":0.1081366662176},{"$f":"IFERROR((SUMIF('D. Population Risk Index'!V:V,$AX163,'C. Population PoC & Risk'!BA:BA))/K11, 0)","v":0.10780005762647879},{"$f":"IFERROR((SUMIF('D. Population Risk Index'!W:W,$AX163,'C. Population PoC & Risk'!BB:BB))/L11, 0)","v":0.10774530730421263},{"$f":"IFERROR((SUMIF('D. Population Risk Index'!X:X,$AX163,'C. Population PoC & Risk'!BC:BC))/M11, 0)","v":0.10724571415829294},{"$f":"IFERROR((SUMIF('D. Population Risk Index'!Y:Y,$AX163,'C. Population PoC & Risk'!BD:BD))/N11, 0)","v":0.10675928576172465},{"$f":"IFERROR((SUMIF('D. Population Risk Index'!Z:Z,$AX163,'C. Population PoC & Risk'!BE:BE))/O11, 0)","v":0.10648915726742907}]
[null,null,null,null,null,null,null,null,null,null,null,null,null,null,null,null,null,null,null,null,null,null,null,null,null,null,null,null,null,null,null,null,null,7,"R7($)",0.11109345212479887,0.11111991163852504,0.11099923268193533,0.11105017186802661,0.1109896164127815,0.11114706850429264,0.11102621375627383,0.1106562378795124,0.11047771518225932,0.11047237672401654,0.11058404384002296,0.11023669479062603,null,null,7,"R7($)",{"$f":"IFERROR((SUMIF('D. Population Risk Index'!O:O,$AX164,'C. Population PoC & Risk'!AT:AT))/D12, 0)","v":0.11109345212479887},{"$f":"IFERROR((SUMIF('D. Population Risk Index'!P:P,$AX164,'C. Population PoC & Risk'!AU:AU))/E12, 0)","v":0.11111991163852504},{"$f":"IFERROR((SUMIF('D. Population Risk Index'!Q:Q,$AX164,'C. Population PoC & Risk'!AV:AV))/F12, 0)","v":0.11099923268193533},{"$f":"IFERROR((SUMIF('D. Population Risk Index'!R:R,$AX164,'C. Population PoC & Risk'!AW:AW))/G12, 0)","v":0.11105017186802661},{"$f":"IFERROR((SUMIF('D. Population Risk Index'!S:S,$AX164,'C. Population PoC & Risk'!AX:AX))/H12, 0)","v":0.1109896164127815},{"$f":"IFERROR((SUMIF('D. Population Risk Index'!T:T,$AX164,'C. Population PoC & Risk'!AY:AY))/I12, 0)","v":0.11114706850429264},{"$f":"IFERROR((SUMIF('D. Population Risk Index'!U:U,$AX164,'C. Population PoC & Risk'!AZ:AZ))/J12, 0)","v":0.11102621375627383},{"$f":"IFERROR((SUMIF('D. Population Risk Index'!V:V,$AX164,'C. Population PoC & Risk'!BA:BA))/K12, 0)","v":0.1106562378795124},{"$f":"IFERROR((SUMIF('D. Population Risk Index'!W:W,$AX164,'C. Population PoC & Risk'!BB:BB))/L12, 0)","v":0.11047771518225932},{"$f":"IFERROR((SUMIF('D. Population Risk Index'!X:X,$AX164,'C. Population PoC & Risk'!BC:BC))/M12, 0)","v":0.11047237672401654},{"$f":"IFERROR((SUMIF('D. Population Risk Index'!Y:Y,$AX164,'C. Population PoC & Risk'!BD:BD))/N12, 0)","v":0.11058404384002296},{"$f":"IFERROR((SUMIF('D. Population Risk Index'!Z:Z,$AX164,'C. Population PoC & Risk'!BE:BE))/O12, 0)","v":0.11023669479062603}]
[null,null,null,null,null,null,null,null,null,null,null,null,null,null,null,null,null,null,null,null,null,null,null,null,null,null,null,null,null,null,null,null,null,8,"R8($)",0.11042733318985486,0.11021649694049039,0.11037572232117412,0.11042100818627294,0.11163392169032663,0.11113948502132005,0.11128580468459827,0.11129498741024396,0.11131449750434418,0.11130064369210296,0.11117136325865175,0.1110938034422659,null,null,8,"R8($)",{"$f":"IFERROR((SUMIF('D. Population Risk Index'!O:O,$AX165,'C. Population PoC & Risk'!AT:AT))/D13, 0)","v":0.11042733318985486},{"$f":"IFERROR((SUMIF('D. Population Risk Index'!P:P,$AX165,'C. Population PoC & Risk'!AU:AU))/E13, 0)","v":0.11021649694049039},{"$f":"IFERROR((SUMIF('D. Population Risk Index'!Q:Q,$AX165,'C. Population PoC & Risk'!AV:AV))/F13, 0)","v":0.11037572232117412},{"$f":"IFERROR((SUMIF('D. Population Risk Index'!R:R,$AX165,'C. Population PoC & Risk'!AW:AW))/G13, 0)","v":0.11042100818627294},{"$f":"IFERROR((SUMIF('D. Population Risk Index'!S:S,$AX165,'C. Population PoC & Risk'!AX:AX))/H13, 0)","v":0.11163392169032663},{"$f":"IFERROR((SUMIF('D. Population Risk Index'!T:T,$AX165,'C. Population PoC & Risk'!AY:AY))/I13, 0)","v":0.11113948502132005},{"$f":"IFERROR((SUMIF('D. Population Risk Index'!U:U,$AX165,'C. Population PoC & Risk'!AZ:AZ))/J13, 0)","v":0.11128580468459827},{"$f":"IFERROR((SUMIF('D. Population Risk Index'!V:V,$AX165,'C. Population PoC & Risk'!BA:BA))/K13, 0)","v":0.11129498741024396},{"$f":"IFERROR((SUMIF('D. Population Risk Index'!W:W,$AX165,'C. Population PoC & Risk'!BB:BB))/L13, 0)","v":0.11131449750434418},{"$f":"IFERROR((SUMIF('D. Population Risk Index'!X:X,$AX165,'C. Population PoC & Risk'!BC:BC))/M13, 0)","v":0.11130064369210296},{"$f":"IFERROR((SUMIF('D. Population Risk Index'!Y:Y,$AX165,'C. Population PoC & Risk'!BD:BD))/N13, 0)","v":0.11117136325865175},{"$f":"IFERROR((SUMIF('D. Population Risk Index'!Z:Z,$AX165,'C. Population PoC & Risk'!BE:BE))/O13, 0)","v":0.1110938034422659}]
[null,null,null,null,null,null,null,null,null,null,null,null,null,null,null,null,null,null,null,null,null,null,null,null,null,null,null,null,null,null,null,null,null,9,"R9($)",0.1114308169536784,0.11144136427874286,0.11140299744355286,0.11124409321533645,0.1109134627410937,0.11081961354604386,0.11062766280768863,0.11047295044292259,0.11017895830624973,0.1098225917727243,0.11001086661746873,0.11003742381351668,null,null,9,"R9($)",{"$f":"IFERROR((SUMIF('D. Population Risk Index'!O:O,$AX166,'C. Population PoC & Risk'!AT:AT))/D14, 0)","v":0.1114308169536784},{"$f":"IFERROR((SUMIF('D. Population Risk Index'!P:P,$AX166,'C. Population PoC & Risk'!AU:AU))/E14, 0)","v":0.11144136427874286},{"$f":"IFERROR((SUMIF('D. Population Risk Index'!Q:Q,$AX166,'C. Population PoC & Risk'!AV:AV))/F14, 0)","v":0.11140299744355286},{"$f":"IFERROR((SUMIF('D. Population Risk Index'!R:R,$AX166,'C. Population PoC & Risk'!AW:AW))/G14, 0)","v":0.11124409321533645},{"$f":"IFERROR((SUMIF('D. Population Risk Index'!S:S,$AX166,'C. Population PoC & Risk'!AX:AX))/H14, 0)","v":0.1109134627410937},{"$f":"IFERROR((SUMIF('D. Population Risk Index'!T:T,$AX166,'C. Population PoC & Risk'!AY:AY))/I14, 0)","v":0.11081961354604386},{"$f":"IFERROR((SUMIF('D. Population Risk Index'!U:U,$AX166,'C. Population PoC & Risk'!AZ:AZ))/J14, 0)","v":0.11062766280768863},{"$f":"IFERROR((SUMIF('D. Population Risk Index'!V:V,$AX166,'C. Population PoC & Risk'!BA:BA))/K14, 0)","v":0.11047295044292259},{"$f":"IFERROR((SUMIF('D. Population Risk Index'!W:W,$AX166,'C. Population PoC & Risk'!BB:BB))/L14, 0)","v":0.11017895830624973},{"$f":"IFERROR((SUMIF('D. Population Risk Index'!X:X,$AX166,'C. Population PoC & Risk'!BC:BC))/M14, 0)","v":0.1098225917727243},{"$f":"IFERROR((SUMIF('D. Population Risk Index'!Y:Y,$AX166,'C. Population PoC & Risk'!BD:BD))/N14, 0)","v":0.11001086661746873},{"$f":"IFERROR((SUMIF('D. Population Risk Index'!Z:Z,$AX166,'C. Population PoC & Risk'!BE:BE))/O14, 0)","v":0.11003742381351668}]
[null,null,null,null,null,null,null,null,null,null,null,null,null,null,null,null,null,null,null,null,null,null,null,null,null,null,null,null,null,null,null,null,null,10,"R10($)",0.11166332568340509,0.11166483143734263,0.1116616978913315,0.11165625385610391,0.11165512960971875,0.11165445794235186,0.11165377565217849,0.11165326066837482,0.11165270700031818,0.11165243297495833,0.11165257542539775,0.11165245345333166,null,null,10,"R10($)",{"$f":"IFERROR((SUMIF('D. Population Risk Index'!O:O,$AX167,'C. Population PoC & Risk'!AT:AT))/D15, 0)","v":0.11166332568340509},{"$f":"IFERROR((SUMIF('D. Population Risk Index'!P:P,$AX167,'C. Population PoC & Risk'!AU:AU))/E15, 0)","v":0.11166483143734263},{"$f":"IFERROR((SUMIF('D. Population Risk Index'!Q:Q,$AX167,'C. Population PoC & Risk'!AV:AV))/F15, 0)","v":0.1116616978913315},{"$f":"IFERROR((SUMIF('D. Population Risk Index'!R:R,$AX167,'C. Population PoC & Risk'!AW:AW))/G15, 0)","v":0.11165625385610391},{"$f":"IFERROR((SUMIF('D. Population Risk Index'!S:S,$AX167,'C. Population PoC & Risk'!AX:AX))/H15, 0)","v":0.11165512960971875},{"$f":"IFERROR((SUMIF('D. Population Risk Index'!T:T,$AX167,'C. Population PoC & Risk'!AY:AY))/I15, 0)","v":0.11165445794235186},{"$f":"IFERROR((SUMIF('D. Population Risk Index'!U:U,$AX167,'C. Population PoC & Risk'!AZ:AZ))/J15, 0)","v":0.11165377565217849},{"$f":"IFERROR((SUMIF('D. Population Risk Index'!V:V,$AX167,'C. Population PoC & Risk'!BA:BA))/K15, 0)","v":0.11165326066837482},{"$f":"IFERROR((SUMIF('D. Population Risk Index'!W:W,$AX167,'C. Population PoC & Risk'!BB:BB))/L15, 0)","v":0.11165270700031818},{"$f":"IFERROR((SUMIF('D. Population Risk Index'!X:X,$AX167,'C. Population PoC & Risk'!BC:BC))/M15, 0)","v":0.11165243297495833},{"$f":"IFERROR((SUMIF('D. Population Risk Index'!Y:Y,$AX167,'C. Population PoC & Risk'!BD:BD))/N15, 0)","v":0.11165257542539775},{"$f":"IFERROR((SUMIF('D. Population Risk Index'!Z:Z,$AX167,'C. Population PoC & Risk'!BE:BE))/O15, 0)","v":0.11165245345333166}]
[null,null,null,null,null,null,null,null,null,null,null,null,null,null,null,null,null,null,null,null,null,null,null,null,null,null,null,null,null,null,null,null,null,"Estimated Total Realised Benefit - R1($) to R6($)",null,{"$f":"SUMPRODUCT(AJ158:AJ163, AJ$113:AJ$118)","v":0},0,0,0,0,0,0,0,0,0,0,0,null,null,"Estimated Total Realised Benefit - R1($) to R6($)",null,{"$f":"SUMPRODUCT(AZ158:AZ163, AZ$113:AZ$118)","v":0},0,0,0,0,0,3249.1727323081332,2818.5706993017593,3615.1019504300025,2423.6155550566896,3726.466530598912,0]
[null,null,null,null,null,null,null,null,null,null,null,null,null,null,null,null,null,null,null,null,null,null,null,null,null,null,null,null,null,null,null,null,null,"Estimated Total Realised Benefit - R7($) to R10($)",null,{"$f":"SUMPRODUCT(AJ164:AJ167, AJ$119:AJ$122)","v":217666.79895948185},736592.77296738804,764436.49255151511,792214.22768375615,816868.56181437301,843107.92672328791,870638.41002326156,902880.90528975707,934506.77339818759,969002.81703574269,1001451.2833989208,1040235.0134475846,null,null,"Estimated Total Realised Benefit - R7($) to R10($)",null,{"$f":"SUMPRODUCT(AZ164:AZ167, AZ$119:AZ$122)","v":217666.79895948185},420809.00744675996,535782.26963516336,652540.80810340971,759666.9337696858,843107.92672328791,870638.41002326156,902880.90528975707,934506.77339818759,969002.81703574269,1001451.2833989208,1040235.0134475847]
[null,null,null,null,null,null,null,null,null,null,null,null,null,null,null,null,null,null,null,null,null,null,null,null,null,null,null,null,null,null,null,null,null,"Estimated Total Realised Benefit",null,{"$f":"SUM(AJ168:AJ169)","v":217666.79895948185},{"$f":"SUM(AK168:AK169)","v":736592.77296738804},764436.49255151511,792214.22768375615,816868.56181437301,843107.92672328791,870638.41002326156,902880.90528975707,934506.77339818759,969002.81703574269,1001451.2833989208,1040235.0134475846,null,null,"Estimated Total Realised Benefit",null,{"$f":"SUM(AZ168:AZ169)","v":217666.79895948185},{"$f":"SUM(BA168:BA169)","v":420809.00744675996},535782.26963516336,652540.80810340971,759666.9337696858,843107.92672328791,873887.58275556972,905699.47598905885,938121.87534861756,971426.43259079941,1005177.7499295197,1040235.0134475847]
[]
[null,null,null,null,null,null,null,null,null,null,null,null,null,null,null,null,null,null,null,null,null,null,null,null,null,null,null,null,null,null,null,null,null,"TOTAL FIRE RISK BY RISK INDEX CATEGORY",null,2019,2020,2021,2022,2023,2024,2025,2026,2027,2028,2029,2030,null,null,"TOTAL FIRE RISK BY RISK INDEX CATEGORY",null,2019,2020,2021,2022,2023,2024,2025,2026,2027,2028,2029,2030]
[null,null,null,null,null,null,null,null,null,null,null,null,null,null,null,null,null,null,null,null,null,null,null,null,null,null,null,null,null,null,null,null,null,1,"R1($)",{"$f":"AZ173","v":0.85497720852978898},{"$f":"BA173","v":0.85538876604583525},0.85493078475499329,0.85450281165953157,0.8537793134210121,0.85183332636221254,0.85052902605591563,0.84829640556889652,0.84402953817531423,0.84532684862309426,0.84824658799021668,0.84182872162051525,null,null,1,"R1($)",{"$f":"IFERROR((SUMIF('D. Population Risk Index'!O:O,$AX173,'C. Population PoC & Risk'!BF:BF))/D6, 0)","v":0.85497720852978898},{"$f":"IFERROR((SUMIF('D. Population Risk Index'!P:P,$AX173,'C. Population PoC & Risk'!BG:BG))/E6, 0)","v":0.85538876604583525},{"$f":"IFERROR((SUMIF('D. Population Risk Index'!Q:Q,$AX173,'C. Population PoC & Risk'!BH:BH))/F6, 0)","v":0.85493078475499329},{"$f":"IFERROR((SUMIF('D. Population Risk Index'!R:R,$AX173,'C. Population PoC & Risk'!BI:BI))/G6, 0)","v":0.85450281165953157},{"$f":"IFERROR((SUMIF('D. Population Risk Index'!S:S,$AX173,'C. Population PoC & Risk'!BJ:BJ))/H6, 0)","v":0.8537793134210121},{"$f":"IFERROR((SUMIF('D. Population Risk Index'!T:T,$AX173,'C. Population PoC & Risk'!BK:BK))/I6, 0)","v":0.85183332636221254},{"$f":"IFERROR((SUMIF('D. Population Risk Index'!U:U,$AX173,'C. Population PoC & Risk'!BL:BL))/J6, 0)","v":0.85052902605591563},{"$f":"IFERROR((SUMIF('D. Population Risk Index'!V:V,$AX173,'C. Population PoC & Risk'!BM:BM))/K6, 0)","v":0.84829640556889652},{"$f":"IFERROR((SUMIF('D. Population Risk Index'!W:W,$AX173,'C. Population PoC & Risk'!BN:BN))/L6, 0)","v":0.84402953817531423},{"$f":"IFERROR((SUMIF('D. Population Risk Index'!X:X,$AX173,'C. Population PoC & Risk'!BO:BO))/M6, 0)","v":0.84532684862309426},{"$f":"IFERROR((SUMIF('D. Population Risk Index'!Y:Y,$AX173,'C. Population PoC & Risk'!BP:BP))/N6, 0)","v":0.84824658799021668},{"$f":"IFERROR((SUMIF('D. Population Risk Index'!Z:Z,$AX173,'C. Population PoC & Risk'!BQ:BQ))/O6, 0)","v":0.84182872162051525}]
[null,null,null,null,null,null,null,null,null,null,null,null,null,null,null,null,null,null,null,null,null,null,null,null,null,null,null,null,null,null,null,null,null,2,"R2($)",{"$f":"AZ174","v":0.838972488883023},0.84049428102044654,0.84457957535629613,0.84875547944556073,0.85143670146982375,0.85294676526659097,0.85389567328227189,0.8549588442102809,0.85621265328223373,0.85593398586484104,0.85470343969255824,0.85397470350943505,null,null,2,"R2($)",{"$f":"IFERROR((SUMIF('D. Population Risk Index'!O:O,$AX174,'C. Population PoC & Risk'!BF:BF))/D7, 0)","v":0.838972488883023},{"$f":"IFERROR((SUMIF('D. Population Risk Index'!P:P,$AX174,'C. Population PoC & Risk'!BG:BG))/E7, 0)","v":0.84049428102044654},{"$f":"IFERROR((SUMIF('D. Population Risk Index'!Q:Q,$AX174,'C. Population PoC & Risk'!BH:BH))/F7, 0)","v":0.84457957535629613},{"$f":"IFERROR((SUMIF('D. Population Risk Index'!R:R,$AX174,'C. Population PoC & Risk'!BI:BI))/G7, 0)","v":0.84875547944556073},{"$f":"IFERROR((SUMIF('D. Population Risk Index'!S:S,$AX174,'C. Population PoC & Risk'!BJ:BJ))/H7, 0)","v":0.85143670146982375},{"$f":"IFERROR((SUMIF('D. Population Risk Index'!T:T,$AX174,'C. Population PoC & Risk'!BK:BK))/I7, 0)","v":0.85294676526659097},{"$f":"IFERROR((SUMIF('D. Population Risk Index'!U:U,$AX174,'C. Population PoC & Risk'!BL:BL))/J7, 0)","v":0.85389567328227189},{"$f":"IFERROR((SUMIF('D. Population Risk Index'!V:V,$AX174,'C. Population PoC & Risk'!BM:BM))/K7, 0)","v":0.8549588442102809},{"$f":"IFERROR((SUMIF('D. Population Risk Index'!W:W,$AX174,'C. Population PoC & Risk'!BN:BN))/L7, 0)","v":0.85621265328223373},{"$f":"IFERROR((SUMIF('D. Population Risk Index'!X:X,$AX174,'C. Population PoC & Risk'!BO:BO))/M7, 0)","v":0.85593398586484104},{"$f":"IFERROR((SUMIF('D. Population Risk Index'!Y:Y,$AX174,'C. Population PoC & Risk'!BP:BP))/N7, 0)","v":0.85470343969255824},{"$f":"IFERROR((SUMIF('D. Population Risk Index'!Z:Z,$AX174,'C. Population PoC & Risk'!BQ:BQ))/O7, 0)","v":0.85397470350943505}]
[null,null,null,null,null,null,null,null,null,null,null,null,null,null,null,null,null,null,null,null,null,null,null,null,null,null,null,null,null,null,null,null,null,3,"R3($)",0.8370253939026443,0.83785656546768195,0.83749862802459407,0.83754683823654796,0.83528735614250849,0.83457673956476497,0.83673757043514885,0.84206662112517494,0.84333606783737858,0.84716134554475697,0.85016078307759235,0.85241208921663625,null,null,3,"R3($)",{"$f":"IFERROR((SUMIF('D. Population Risk Index'!O:O,$AX175,'C. Population PoC & Risk'!BF:BF))/D8, 0)","v":0.8370253939026443},{"$f":"IFERROR((SUMIF('D. Population Risk Index'!P:P,$AX175,'C. Population PoC & Risk'!BG:BG))/E8, 0)","v":0.83785656546768195},{"$f":"IFERROR((SUMIF('D. Population Risk Index'!Q:Q,$AX175,'C. Population PoC & Risk'!BH:BH))/F8, 0)","v":0.83749862802459407},{"$f":"IFERROR((SUMIF('D. Population Risk Index'!R:R,$AX175,'C. Population PoC & Risk'!BI:BI))/G8, 0)","v":0.83754683823654796},{"$f":"IFERROR((SUMIF('D. Population Risk Index'!S:S,$AX175,'C. Population PoC & Risk'!BJ:BJ))/H8, 0)","v":0.83528735614250849},{"$f":"IFERROR((SUMIF('D. Population Risk Index'!T:T,$AX175,'C. Population PoC & Risk'!BK:BK))/I8, 0)","v":0.83457673956476497},{"$f":"IFERROR((SUMIF('D. Population Risk Index'!U:U,$AX175,'C. Population PoC & Risk'!BL:BL))/J8, 0)","v":0.83673757043514885},{"$f":"IFERROR((SUMIF('D. Population Risk Index'!V:V,$AX175,'C. Population PoC & Risk'!BM:BM))/K8, 0)","v":0.84206662112517494},{"$f":"IFERROR((SUMIF('D. Population Risk Index'!W:W,$AX175,'C. Population PoC & Risk'!BN:BN))/L8, 0)","v":0.84333606783737858},{"$f":"IFERROR((SUMIF('D. Population Risk Index'!X:X,$AX175,'C. Population PoC & Risk'!BO:BO))/M8, 0)","v":0.84716134554475697},{"$f":"IFERROR((SUMIF('D. Population Risk Index'!Y:Y,$AX175,'C. Population PoC & Risk'!BP:BP))/N8, 0)","v":0.85016078307759235},{"$f":"IFERROR((SUMIF('D. Population Risk Index'!Z:Z,$AX175,'C. Population PoC & Risk'!BQ:BQ))/O8, 0)","v":0.85241208921663625}]
[null,null,null,null,null,null,null,null,null,null,null,null,null,null,null,null,null,null,null,null,null,null,null,null,null,null,null,null,null,null,null,null,null,4,"R4($)",0.83048328885332945,0.83128558918838225,0.83533147890962689,0.8390711426345574,0.8368735465033369,0.83968107361695887,0.83955524079289889,0.8363826920742583,0.83527530301053754,0.83403520112913954,0.8354473206997487,0.83806766263204835,null,null,4,"R4($)",{"$f":"IFERROR((SUMIF('D. Population Risk Index'!O:O,$AX176,'C. Population PoC & Risk'!BF:BF))/D9, 0)","v":0.83048328885332945},{"$f":"IFERROR((SUMIF('D. Population Risk Index'!P:P,$AX176,'C. Population PoC & Risk'!BG:BG))/E9, 0)","v":0.83128558918838225},{"$f":"IFERROR((SUMIF('D. Population Risk Index'!Q:Q,$AX176,'C. Population PoC & Risk'!BH:BH))/F9, 0)","v":0.83533147890962689},{"$f":"IFERROR((SUMIF('D. Population Risk Index'!R:R,$AX176,'C. Population PoC & Risk'!BI:BI))/G9, 0)","v":0.8390711426345574},{"$f":"IFERROR((SUMIF('D. Population Risk Index'!S:S,$AX176,'C. Population PoC & Risk'!BJ:BJ))/H9, 0)","v":0.8368735465033369},{"$f":"IFERROR((SUMIF('D. Population Risk Index'!T:T,$AX176,'C. Population PoC & Risk'!BK:BK))/I9, 0)","v":0.83968107361695887},{"$f":"IFERROR((SUMIF('D. Population Risk Index'!U:U,$AX176,'C. Population PoC & Risk'!BL:BL))/J9, 0)","v":0.83955524079289889},{"$f":"IFERROR((SUMIF('D. Population Risk Index'!V:V,$AX176,'C. Population PoC & Risk'!BM:BM))/K9, 0)","v":0.8363826920742583},{"$f":"IFERROR((SUMIF('D. Population Risk Index'!W:W,$AX176,'C. Population PoC & Risk'!BN:BN))/L9, 0)","v":0.83527530301053754},{"$f":"IFERROR((SUMIF('D. Population Risk Index'!X:X,$AX176,'C. Population PoC & Risk'!BO:BO))/M9, 0)","v":0.83403520112913954},{"$f":"IFERROR((SUMIF('D. Population Risk Index'!Y:Y,$AX176,'C. Population PoC & Risk'!BP:BP))/N9, 0)","v":0.8354473206997487},{"$f":"IFERROR((SUMIF('D. Population Risk Index'!Z:Z,$AX176,'C. Population PoC & Risk'!BQ:BQ))/O9, 0)","v":0.83806766263204835}]
[null,null,null,null,null,null,null,null,null,null,null,null,null,null,null,null,null,null,null,null,null,null,null,null,null,null,null,null,null,null,null,null,null,5,"R5($)",0.83559535704149068,0.83319645726568914,0.83115723620696624,0.83014489770718991,0.83038639209739329,0.82977509866537158,0.82966023219374374,0.82988986791911756,0.82914075106847007,0.83033318499694675,0.83642767938813734,0.84524432512409065,null,null,5,"R5($)",{"$f":"IFERROR((SUMIF('D. Population Risk Index'!O:O,$AX177,'C. Population PoC & Risk'!BF:BF))/D10, 0)","v":0.83559535704149068},{"$f":"IFERROR((SUMIF('D. Population Risk Index'!P:P,$AX177,'C. Population PoC & Risk'!BG:BG))/E10, 0)","v":0.83319645726568914},{"$f":"IFERROR((SUMIF('D. Population Risk Index'!Q:Q,$AX177,'C. Population PoC & Risk'!BH:BH))/F10, 0)","v":0.83115723620696624},{"$f":"IFERROR((SUMIF('D. Population Risk Index'!R:R,$AX177,'C. Population PoC & Risk'!BI:BI))/G10, 0)","v":0.83014489770718991},{"$f":"IFERROR((SUMIF('D. Population Risk Index'!S:S,$AX177,'C. Population PoC & Risk'!BJ:BJ))/H10, 0)","v":0.83038639209739329},{"$f":"IFERROR((SUMIF('D. Population Risk Index'!T:T,$AX177,'C. Population PoC & Risk'!BK:BK))/I10, 0)","v":0.82977509866537158},{"$f":"IFERROR((SUMIF('D. Population Risk Index'!U:U,$AX177,'C. Population PoC & Risk'!BL:BL))/J10, 0)","v":0.82966023219374374},{"$f":"IFERROR((SUMIF('D. Population Risk Index'!V:V,$AX177,'C. Population PoC & Risk'!BM:BM))/K10, 0)","v":0.82988986791911756},{"$f":"IFERROR((SUMIF('D. Population Risk Index'!W:W,$AX177,'C. Population PoC & Risk'!BN:BN))/L10, 0)","v":0.82914075106847007},{"$f":"IFERROR((SUMIF('D. Population Risk Index'!X:X,$AX177,'C. Population PoC & Risk'!BO:BO))/M10, 0)","v":0.83033318499694675},{"$f":"IFERROR((SUMIF('D. Population Risk Index'!Y:Y,$AX177,'C. Population PoC & Risk'!BP:BP))/N10, 0)","v":0.83642767938813734},{"$f":"IFERROR((SUMIF('D. Population Risk Index'!Z:Z,$AX177,'C. Population PoC & Risk'!BQ:BQ))/O10, 0)","v":0.84524432512409065}]
[null,null,null,null,null,null,null,null,null,null,null,null,null,null,null,null,null,null,null,null,null,null,null,null,null,null,null,null,null,null,null,null,null,6,"R6($)",0.85619704914867689,0.85243669123409294,0.85017904351684148,0.84843553993410137,0.84589282087112794,0.84309764520631381,0.83732814096437158,0.83472169991440481,0.83429775503831538,0.83042928549192052,0.82666275375705844,0.82457108404074853,null,null,6,"R6($)",{"$f":"IFERROR((SUMIF('D. Population Risk Index'!O:O,$AX178,'C. Population PoC & Risk'!BF:BF))/D11, 0)","v":0.85619704914867689},{"$f":"IFERROR((SUMIF('D. Population Risk Index'!P:P,$AX178,'C. Population PoC & Risk'!BG:BG))/E11, 0)","v":0.85243669123409294},{"$f":"IFERROR((SUMIF('D. Population Risk Index'!Q:Q,$AX178,'C. Population PoC & Risk'!BH:BH))/F11, 0)","v":0.85017904351684148},{"$f":"IFERROR((SUMIF('D. Population Risk Index'!R:R,$AX178,'C. Population PoC & Risk'!BI:BI))/G11, 0)","v":0.84843553993410137},{"$f":"IFERROR((SUMIF('D. Population Risk Index'!S:S,$AX178,'C. Population PoC & Risk'!BJ:BJ))/H11, 0)","v":0.84589282087112794},{"$f":"IFERROR((SUMIF('D. Population Risk Index'!T:T,$AX178,'C. Population PoC & Risk'!BK:BK))/I11, 0)","v":0.84309764520631381},{"$f":"IFERROR((SUMIF('D. Population Risk Index'!U:U,$AX178,'C. Population PoC & Risk'!BL:BL))/J11, 0)","v":0.83732814096437158},{"$f":"IFERROR((SUMIF('D. Population Risk Index'!V:V,$AX178,'C. Population PoC & Risk'!BM:BM))/K11, 0)","v":0.83472169991440481},{"$f":"IFERROR((SUMIF('D. Population Risk Index'!W:W,$AX178,'C. Population PoC & Risk'!BN:BN))/L11, 0)","v":0.83429775503831538},{"$f":"IFERROR((SUMIF('D. Population Risk Index'!X:X,$AX178,'C. Population PoC & Risk'!BO:BO))/M11, 0)","v":0.83042928549192052},{"$f":"IFERROR((SUMIF('D. Population Risk Index'!Y:Y,$AX178,'C. Population PoC & Risk'!BP:BP))/N11, 0)","v":0.82666275375705844},{"$f":"IFERROR((SUMIF('D. Population Risk Index'!Z:Z,$AX178,'C. Population PoC & Risk'!BQ:BQ))/O11, 0)","v":0.82457108404074853}]
[null,null,null,null,null,null,null,null,null,null,null,null,null,null,null,null,null,null,null,null,null,null,null,null,null,null,null,null,null,null,null,null,null,7,"R7($)",0.86022324337045575,0.86042812573102867,0.85949367962769208,0.85988811396235409,0.85941921854936243,0.860638407855704,0.85970260055717274,0.85683778861200932,0.8554554445520397,0.85541410758954262,0.85627877284992993,0.85358916585564759,null,null,7,"R7($)",{"$f":"IFERROR((SUMIF('D. Population Risk Index'!O:O,$AX179,'C. Population PoC & Risk'!BF:BF))/D12, 0)","v":0.86022324337045575},{"$f":"IFERROR((SUMIF('D. Population Risk Index'!P:P,$AX179,'C. Population PoC & Risk'!BG:BG))/E12, 0)","v":0.86042812573102867},{"$f":"IFERROR((SUMIF('D. Population Risk Index'!Q:Q,$AX179,'C. Population PoC & Risk'!BH:BH))/F12, 0)","v":0.85949367962769208},{"$f":"IFERROR((SUMIF('D. Population Risk Index'!R:R,$AX179,'C. Population PoC & Risk'!BI:BI))/G12, 0)","v":0.85988811396235409},{"$f":"IFERROR((SUMIF('D. Population Risk Index'!S:S,$AX179,'C. Population PoC & Risk'!BJ:BJ))/H12, 0)","v":0.85941921854936243},{"$f":"IFERROR((SUMIF('D. Population Risk Index'!T:T,$AX179,'C. Population PoC & Risk'!BK:BK))/I12, 0)","v":0.860638407855704},{"$f":"IFERROR((SUMIF('D. Population Risk Index'!U:U,$AX179,'C. Population PoC & Risk'!BL:BL))/J12, 0)","v":0.85970260055717274},{"$f":"IFERROR((SUMIF('D. Population Risk Index'!V:V,$AX179,'C. Population PoC & Risk'!BM:BM))/K12, 0)","v":0.85683778861200932},{"$f":"IFERROR((SUMIF('D. Population Risk Index'!W:W,$AX179,'C. Population PoC & Risk'!BN:BN))/L12, 0)","v":0.8554554445520397},{"$f":"IFERROR((SUMIF('D. Population Risk Index'!X:X,$AX179,'C. Population PoC & Risk'!BO:BO))/M12, 0)","v":0.85541410758954262},{"$f":"IFERROR((SUMIF('D. Population Risk Index'!Y:Y,$AX179,'C. Population PoC & Risk'!BP:BP))/N12, 0)","v":0.85627877284992993},{"$f":"IFERROR((SUMIF('D. Population Risk Index'!Z:Z,$AX179,'C. Population PoC & Risk'!BQ:BQ))/O12, 0)","v":0.85358916585564759}]
[null,null,null,null,null,null,null,null,null,null,null,null,null,null,null,null,null,null,null,null,null,null,null,null,null,null,null,null,null,null,null,null,null,8,"R8($)",0.85506532470172736,0.85343276905799192,0.85466568936768539,0.85501634868206555,0.86440822883727719,0.86057968712829946,0.86171267537294127,0.86178377941991124,0.86193485075763909,0.86182757736689208,0.86082652796532344,0.86022596370585935,null,null,8,"R8($)",{"$f":"IFERROR((SUMIF('D. Population Risk Index'!O:O,$AX180,'C. Population PoC & Risk'!BF:BF))/D13, 0)","v":0.85506532470172736},{"$f":"IFERROR((SUMIF('D. Population Risk Index'!P:P,$AX180,'C. Population PoC & Risk'!BG:BG))/E13, 0)","v":0.85343276905799192},{"$f":"IFERROR((SUMIF('D. Population Risk Index'!Q:Q,$AX180,'C. Population PoC & Risk'!BH:BH))/F13, 0)","v":0.85466568936768539},{"$f":"IFERROR((SUMIF('D. Population Risk Index'!R:R,$AX180,'C. Population PoC & Risk'!BI:BI))/G13, 0)","v":0.85501634868206555},{"$f":"IFERROR((SUMIF('D. Population Risk Index'!S:S,$AX180,'C. Population PoC & Risk'!BJ:BJ))/H13, 0)","v":0.86440822883727719},{"$f":"IFERROR((SUMIF('D. Population Risk Index'!T:T,$AX180,'C. Population PoC & Risk'!BK:BK))/I13, 0)","v":0.86057968712829946},{"$f":"IFERROR((SUMIF('D. Population Risk Index'!U:U,$AX180,'C. Population PoC & Risk'!BL:BL))/J13, 0)","v":0.86171267537294127},{"$f":"IFERROR((SUMIF('D. Population Risk Index'!V:V,$AX180,'C. Population PoC & Risk'!BM:BM))/K13, 0)","v":0.86178377941991124},{"$f":"IFERROR((SUMIF('D. Population Risk Index'!W:W,$AX180,'C. Population PoC & Risk'!BN:BN))/L13, 0)","v":0.86193485075763909},{"$f":"IFERROR((SUMIF('D. Population Risk Index'!X:X,$AX180,'C. Population PoC & Risk'!BO:BO))/M13, 0)","v":0.86182757736689208},{"$f":"IFERROR((SUMIF('D. Population Risk Index'!Y:Y,$AX180,'C. Population PoC & Risk'!BP:BP))/N13, 0)","v":0.86082652796532344},{"$f":"IFERROR((SUMIF('D. Population Risk Index'!Z:Z,$AX180,'C. Population PoC & Risk'!BQ:BQ))/O13, 0)","v":0.86022596370585935}]
[null,null,null,null,null,null,null,null,null,null,null,null,null,null,null,null,null,null,null,null,null,null,null,null,null,null,null,null,null,null,null,null,null,9,"R9($)",0.86283554015075414,0.86291721061829574,0.86262012701189261,0.86138969346277561,0.85882954240553178,0.8581028455803863,0.85661652497771235,0.85541855003262712,0.8531420984101673,0.8503826668736123,0.85184052415046763,0.85204616288868518,null,null,9,"R9($)",{"$f":"IFERROR((SUMIF('D. Population Risk Index'!O:O,$AX181,'C. Population PoC & Risk'!BF:BF))/D14, 0)","v":0.86283554015075414},{"$f":"IFERROR((SUMIF('D. Population Risk Index'!P:P,$AX181,'C. Population PoC & Risk'!BG:BG))/E14, 0)","v":0.86291721061829574},{"$f":"IFERROR((SUMIF('D. Population Risk Index'!Q:Q,$AX181,'C. Population PoC & Risk'!BH:BH))/F14, 0)","v":0.86262012701189261},{"$f":"IFERROR((SUMIF('D. Population Risk Index'!R:R,$AX181,'C. Population PoC & Risk'!BI:BI))/G14, 0)","v":0.86138969346277561},{"$f":"IFERROR((SUMIF('D. Population Risk Index'!S:S,$AX181,'C. Population PoC & Risk'!BJ:BJ))/H14, 0)","v":0.85882954240553178},{"$f":"IFERROR((SUMIF('D. Population Risk Index'!T:T,$AX181,'C. Population PoC & Risk'!BK:BK))/I14, 0)","v":0.8581028455803863},{"$f":"IFERROR((SUMIF('D. Population Risk Index'!U:U,$AX181,'C. Population PoC & Risk'!BL:BL))/J14, 0)","v":0.85661652497771235},{"$f":"IFERROR((SUMIF('D. Population Risk Index'!V:V,$AX181,'C. Population PoC & Risk'!BM:BM))/K14, 0)","v":0.85541855003262712},{"$f":"IFERROR((SUMIF('D. Population Risk Index'!W:W,$AX181,'C. Population PoC & Risk'!BN:BN))/L14, 0)","v":0.8531420984101673},{"$f":"IFERROR((SUMIF('D. Population Risk Index'!X:X,$AX181,'C. Population PoC & Risk'!BO:BO))/M14, 0)","v":0.8503826668736123},{"$f":"IFERROR((SUMIF('D. Population Risk Index'!Y:Y,$AX181,'C. Population PoC & Risk'!BP:BP))/N14, 0)","v":0.85184052415046763},{"$f":"IFERROR((SUMIF('D. Population Risk Index'!Z:Z,$AX181,'C. Population PoC & Risk'!BQ:BQ))/O14, 0)","v":0.85204616288868518}]
[null,null,null,null,null,null,null,null,null,null,null,null,null,null,null,null,null,null,null,null,null,null,null,null,null,null,null,null,null,null,null,null,null,10,"R10($)",0.86463591100765025,0.86464757042151374,0.86462330662323039,0.86458115215281905,0.86457244684343026,0.8645672459619228,0.86456196282547615,0.86455797518237554,0.86455368799782673,0.8645515661537464,0.86455266918166263,0.86455172472270192,null,null,10,"R10($)",{"$f":"IFERROR((SUMIF('D. Population Risk Index'!O:O,$AX182,'C. Population PoC & Risk'!BF:BF))/D15, 0)","v":0.86463591100765025},{"$f":"IFERROR((SUMIF('D. Population Risk Index'!P:P,$AX182,'C. Population PoC & Risk'!BG:BG))/E15, 0)","v":0.86464757042151374},{"$f":"IFERROR((SUMIF('D. Population Risk Index'!Q:Q,$AX182,'C. Population PoC & Risk'!BH:BH))/F15, 0)","v":0.86462330662323039},{"$f":"IFERROR((SUMIF('D. Population Risk Index'!R:R,$AX182,'C. Population PoC & Risk'!BI:BI))/G15, 0)","v":0.86458115215281905},{"$f":"IFERROR((SUMIF('D. Population Risk Index'!S:S,$AX182,'C. Population PoC & Risk'!BJ:BJ))/H15, 0)","v":0.86457244684343026},{"$f":"IFERROR((SUMIF('D. Population Risk Index'!T:T,$AX182,'C. Population PoC & Risk'!BK:BK))/I15, 0)","v":0.8645672459619228},{"$f":"IFERROR((SUMIF('D. Population Risk Index'!U:U,$AX182,'C. Population PoC & Risk'!BL:BL))/J15, 0)","v":0.86456196282547615},{"$f":"IFERROR((SUMIF('D. Population Risk Index'!V:V,$AX182,'C. Population PoC & Risk'!BM:BM))/K15, 0)","v":0.86455797518237554},{"$f":"IFERROR((SUMIF('D. Population Risk Index'!W:W,$AX182,'C. Population PoC & Risk'!BN:BN))/L15, 0)","v":0.86455368799782673},{"$f":"IFERROR((SUMIF('D. Population Risk Index'!X:X,$AX182,'C. Population PoC & Risk'!BO:BO))/M15, 0)","v":0.8645515661537464},{"$f":"IFERROR((SUMIF('D. Population Risk Index'!Y:Y,$AX182,'C. Population PoC & Risk'!BP:BP))/N15, 0)","v":0.86455266918166263},{"$f":"IFERROR((SUMIF('D. Population Risk Index'!Z:Z,$AX182,'C. Population PoC & Risk'!BQ:BQ))/O15, 0)","v":0.86455172472270192}]
[null,null,null,null,null,null,null,null,null,null,null,null,null,null,null,null,null,null,null,null,null,null,null,null,null,null,null,null,null,null,null,null,null,"Estimated Total Realised Benefit - R1($) to R6($)",null,{"$f":"SUMPRODUCT(AJ173:AJ178, AJ$113:AJ$118)","v":0},0,0,0,0,0,0,0,0,0,0,0,null,null,"Estimated Total Realised Benefit - R1($) to R6($)",null,{"$f":"SUMPRODUCT(AZ173:AZ178, AZ$113:AZ$118)","v":0},0,0,0,0,0,25159.123716104503,21824.868903151691,27992.601412910575,18766.636499079159,28854.924065751296,0]
[null,null,null,null,null,null,null,null,null,null,null,null,null,null,null,null,null,null,null,null,null,null,null,null,null,null,null,null,null,null,null,null,null,"Estimated Total Realised Benefit - R7($) to R10($)",null,{"$f":"SUMPRODUCT(AJ179:AJ182, AJ$119:AJ$122)","v":1685446.2274216544},5703614.4983003996,5919215.0968059571,6134304.7618754981,6325209.1839034799,6528386.8793861233,6741562.014219949,6991223.3877934692,7236110.0693962593,7503221.2084759194,7754477.4656491475,8054789.1889268337,null,null,"Estimated Total Realised Benefit - R7($) to R10($)",null,{"$f":"SUMPRODUCT(AZ179:AZ182, AZ$119:AZ$122)","v":1685446.2274216544},3258425.0673811659,4148690.6105698496,5052779.9761565793,5882283.2592738755,6528386.8793861233,6741562.014219949,6991223.3877934692,7236110.0693962593,7503221.2084759194,7754477.4656491475,8054789.1889268346]
[null,null,null,null,null,null,null,null,null,null,null,null,null,null,null,null,null,null,null,null,null,null,null,null,null,null,null,null,null,null,null,null,null,"Estimated Total Realised Benefit",null,{"$f":"SUM(AJ183:AJ184)","v":1685446.2274216544},{"$f":"SUM(AK183:AK184)","v":5703614.4983003996},5919215.0968059571,6134304.7618754981,6325209.1839034799,6528386.8793861233,6741562.014219949,6991223.3877934692,7236110.0693962593,7503221.2084759194,7754477.4656491475,8054789.1889268337,null,null,"Estimated Total Realised Benefit",null,{"$f":"SUM(AZ183:AZ184)","v":1685446.2274216544},{"$f":"SUM(BA183:BA184)","v":3258425.0673811659},4148690.6105698496,5052779.9761565793,5882283.2592738755,6528386.8793861233,6766721.1379360538,7013048.256696621,7264102.6708091702,7521987.8449749984,7783332.3897148985,8054789.1889268346]
[]
[null,null,null,null,null,null,null,null,null,null,null,null,null,null,null,null,null,null,null,null,null,null,null,null,null,null,null,null,null,null,null,null,null,"TOTAL ENVIRONMENT RISK BY RISK INDEX CATEGORY",null,2019,2020,2021,2022,2023,2024,2025,2026,2027,2028,2029,2030,null,null,"TOTAL ENVIRONMENT RISK BY RISK INDEX CATEGORY",null,2019,2020,2021,2022,2023,2024,2025,2026,2027,2028,2029,2030]
[null,null,null,null,null,null,null,null,null,null,null,null,null,null,null,null,null,null,null,null,null,null,null,null,null,null,null,null,null,null,null,null,null,1,"R1($)",{"$f":"AZ188","v":0},{"$f":"BA188","v":0},0,0,0,0,0,0,0,0,0,0,null,null,1,"R1($)",{"$f":"IFERROR((SUMIF('D. Population Risk Index'!O:O,$AX188,'C. Population PoC & Risk'!BR:BR))/D6, 0)","v":0},{"$f":"IFERROR((SUMIF('D. Population Risk Index'!P:P,$AX188,'C. Population PoC & Risk'!BS:BS))/E6, 0)","v":0},{"$f":"IFERROR((SUMIF('D. Population Risk Index'!Q:Q,$AX188,'C. Population PoC & Risk'!BT:BT))/F6, 0)","v":0},{"$f":"IFERROR((SUMIF('D. Population Risk Index'!R:R,$AX188,'C. Population PoC & Risk'!BU:BU))/G6, 0)","v":0},{"$f":"IFERROR((SUMIF('D. Population Risk Index'!S:S,$AX188,'C. Population PoC & Risk'!BV:BV))/H6, 0)","v":0},{"$f":"IFERROR((SUMIF('D. Population Risk Index'!T:T,$AX188,'C. Population PoC & Risk'!BW:BW))/I6, 0)","v":0},{"$f":"IFERROR((SUMIF('D. Population Risk Index'!U:U,$AX188,'C. Population PoC & Risk'!BX:BX))/J6, 0)","v":0},{"$f":"IFERROR((SUMIF('D. Population Risk Index'!V:V,$AX188,'C. Population PoC & Risk'!BY:BY))/K6, 0)","v":0},{"$f":"IFERROR((SUMIF('D. Population Risk Index'!W:W,$AX188,'C. Population PoC & Risk'!BZ:BZ))/L6, 0)","v":0},{"$f":"IFERROR((SUMIF('D. Population Risk Index'!X:X,$AX188,'C. Population PoC & Risk'!CA:CA))/M6, 0)","v":0},{"$f":"IFERROR((SUMIF('D. Population Risk Index'!Y:Y,$AX188,'C. Population PoC & Risk'!CB:CB))/N6, 0)","v":0},{"$f":"IFERROR((SUMIF('D. Population Risk Index'!Z:Z,$AX188,'C. Population PoC & Risk'!CC:CC))/O6, 0)","v":0}]
[null,null,null,null,null,null,null,null,null,null,null,null,null,null,null,null,null,null,null,null,null,null,null,null,null,null,null,null,null,null,null,null,null,2,"R2($)",{"$f":"AZ189","v":0},0,0,0,0,0,0,0,0,0,0,0,null,null,2,"R2($)",{"$f":"IFERROR((SUMIF('D. Population Risk Index'!O:O,$AX189,'C. Population PoC & Risk'!BR:BR))/D7, 0)","v":0},{"$f":"IFERROR((SUMIF('D. Population Risk Index'!P:P,$AX189,'C. Population PoC & Risk'!BS:BS))/E7, 0)","v":0},{"$f":"IFERROR((SUMIF('D. Population Risk Index'!Q:Q,$AX189,'C. Population PoC & Risk'!BT:BT))/F7, 0)","v":0},{"$f":"IFERROR((SUMIF('D. Population Risk Index'!R:R,$AX189,'C. Population PoC & Risk'!BU:BU))/G7, 0)","v":0},{"$f":"IFERROR((SUMIF('D. Population Risk Index'!S:S,$AX189,'C. Population PoC & Risk'!BV:BV))/H7, 0)","v":0},{"$f":"IFERROR((SUMIF('D. Population Risk Index'!T:T,$AX189,'C. Population PoC & Risk'!BW:BW))/I7, 0)","v":0},{"$f":"IFERROR((SUMIF('D. Population Risk Index'!U:U,$AX189,'C. Population PoC & Risk'!BX:BX))/J7, 0)","v":0},{"$f":"IFERROR((SUMIF('D. Population Risk Index'!V:V,$AX189,'C. Population PoC & Risk'!BY:BY))/K7, 0)","v":0},{"$f":"IFERROR((SUMIF('D. Population Risk Index'!W:W,$AX189,'C. Population PoC & Risk'!BZ:BZ))/L7, 0)","v":0},{"$f":"IFERROR((SUMIF('D. Population Risk Index'!X:X,$AX189,'C. Population PoC & Risk'!CA:CA))/M7, 0)","v":0},{"$f":"IFERROR((SUMIF('D. Population Risk Index'!Y:Y,$AX189,'C. Population PoC & Risk'!CB:CB))/N7, 0)","v":0},{"$f":"IFERROR((SUMIF('D. Population Risk Index'!Z:Z,$AX189,'C. Population PoC & Risk'!CC:CC))/O7, 0)","v":0}]
[null,null,null,null,null,null,null,null,null,null,null,null,null,null,null,null,null,null,null,null,null,null,null,null,null,null,null,null,null,null,null,null,null,3,"R3($)",0,0,0,0,0,0,0,0,0,0,0,0,null,null,3,"R3($)",{"$f":"IFERROR((SUMIF('D. Population Risk Index'!O:O,$AX190,'C. Population PoC & Risk'!BR:BR))/D8, 0)","v":0},{"$f":"IFERROR((SUMIF('D. Population Risk Index'!P:P,$AX190,'C. Population PoC & Risk'!BS:BS))/E8, 0)","v":0},{"$f":"IFERROR((SUMIF('D. Population Risk Index'!Q:Q,$AX190,'C. Population PoC & Risk'!BT:BT))/F8, 0)","v":0},{"$f":"IFERROR((SUMIF('D. Population Risk Index'!R:R,$AX190,'C. Population PoC & Risk'!BU:BU))/G8, 0)","v":0},{"$f":"IFERROR((SUMIF('D. Population Risk Index'!S:S,$AX190,'C. Population PoC & Risk'!BV:BV))/H8, 0)","v":0},{"$f":"IFERROR((SUMIF('D. Population Risk Index'!T:T,$AX190,'C. Population PoC & Risk'!BW:BW))/I8, 0)","v":0},{"$f":"IFERROR((SUMIF('D. Population Risk Index'!U:U,$AX190,'C. Population PoC & Risk'!BX:BX))/J8, 0)","v":0},{"$f":"IFERROR((SUMIF('D. Population Risk Index'!V:V,$AX190,'C. Population PoC & Risk'!BY:BY))/K8, 0)","v":0},{"$f":"IFERROR((SUMIF('D. Population Risk Index'!W:W,$AX190,'C. Population PoC & Risk'!BZ:BZ))/L8, 0)","v":0},{"$f":"IFERROR((SUMIF('D. Population Risk Index'!X:X,$AX190,'C. Population PoC & Risk'!CA:CA))/M8, 0)","v":0},{"$f":"IFERROR((SUMIF('D. Population Risk Index'!Y:Y,$AX190,'C. Population PoC & Risk'!CB:CB))/N8, 0)","v":0},{"$f":"IFERROR((SUMIF('D. Population Risk Index'!Z:Z,$AX190,'C. Population PoC & Risk'!CC:CC))/O8, 0)","v":0}]
[null,null,null,null,null,null,null,null,null,null,null,null,null,null,null,null,null,null,null,null,null,null,null,null,null,null,null,null,null,null,null,null,null,4,"R4($)",0,0,0,0,0,0,0,0,0,0,0,0,null,null,4,"R4($)",{"$f":"IFERROR((SUMIF('D. Population Risk Index'!O:O,$AX191,'C. Population PoC & Risk'!BR:BR))/D9, 0)","v":0},{"$f":"IFERROR((SUMIF('D. Population Risk Index'!P:P,$AX191,'C. Population PoC & Risk'!BS:BS))/E9, 0)","v":0},{"$f":"IFERROR((SUMIF('D. Population Risk Index'!Q:Q,$AX191,'C. Population PoC & Risk'!BT:BT))/F9, 0)","v":0},{"$f":"IFERROR((SUMIF('D. Population Risk Index'!R:R,$AX191,'C. Population PoC & Risk'!BU:BU))/G9, 0)","v":0},{"$f":"IFERROR((SUMIF('D. Population Risk Index'!S:S,$AX191,'C. Population PoC & Risk'!BV:BV))/H9, 0)","v":0},{"$f":"IFERROR((SUMIF('D. Population Risk Index'!T:T,$AX191,'C. Population PoC & Risk'!BW:BW))/I9, 0)","v":0},{"$f":"IFERROR((SUMIF('D. Population Risk Index'!U:U,$AX191,'C. Population PoC & Risk'!BX:BX))/J9, 0)","v":0},{"$f":"IFERROR((SUMIF('D. Population Risk Index'!V:V,$AX191,'C. Population PoC & Risk'!BY:BY))/K9, 0)","v":0},{"$f":"IFERROR((SUMIF('D. Population Risk Index'!W:W,$AX191,'C. Population PoC & Risk'!BZ:BZ))/L9, 0)","v":0},{"$f":"IFERROR((SUMIF('D. Population Risk Index'!X:X,$AX191,'C. Population PoC & Risk'!CA:CA))/M9, 0)","v":0},{"$f":"IFERROR((SUMIF('D. Population Risk Index'!Y:Y,$AX191,'C. Population PoC & Risk'!CB:CB))/N9, 0)","v":0},{"$f":"IFERROR((SUMIF('D. Population Risk Index'!Z:Z,$AX191,'C. Population PoC & Risk'!CC:CC))/O9, 0)","v":0}]
[null,null,null,null,null,null,null,null,null,null,null,null,null,null,null,null,null,null,null,null,null,null,null,null,null,null,null,null,null,null,null,null,null,5,"R5($)",0,0,0,0,0,0,0,0,0,0,0,0,null,null,5,"R5($)",{"$f":"IFERROR((SUMIF('D. Population Risk Index'!O:O,$AX192,'C. Population PoC & Risk'!BR:BR))/D10, 0)","v":0},{"$f":"IFERROR((SUMIF('D. Population Risk Index'!P:P,$AX192,'C. Population PoC & Risk'!BS:BS))/E10, 0)","v":0},{"$f":"IFERROR((SUMIF('D. Population Risk Index'!Q:Q,$AX192,'C. Population PoC & Risk'!BT:BT))/F10, 0)","v":0},{"$f":"IFERROR((SUMIF('D. Population Risk Index'!R:R,$AX192,'C. Population PoC & Risk'!BU:BU))/G10, 0)","v":0},{"$f":"IFERROR((SUMIF('D. Population Risk Index'!S:S,$AX192,'C. Population PoC & Risk'!BV:BV))/H10, 0)","v":0},{"$f":"IFERROR((SUMIF('D. Population Risk Index'!T:T,$AX192,'C. Population PoC & Risk'!BW:BW))/I10, 0)","v":0},{"$f":"IFERROR((SUMIF('D. Population Risk Index'!U:U,$AX192,'C. Population PoC & Risk'!BX:BX))/J10, 0)","v":0},{"$f":"IFERROR((SUMIF('D. Population Risk Index'!V:V,$AX192,'C. Population PoC & Risk'!BY:BY))/K10, 0)","v":0},{"$f":"IFERROR((SUMIF('D. Population Risk Index'!W:W,$AX192,'C. Population PoC & Risk'!BZ:BZ))/L10, 0)","v":0},{"$f":"IFERROR((SUMIF('D. Population Risk Index'!X:X,$AX192,'C. Population PoC & Risk'!CA:CA))/M10, 0)","v":0},{"$f":"IFERROR((SUMIF('D. Population Risk Index'!Y:Y,$AX192,'C. Population PoC & Risk'!CB:CB))/N10, 0)","v":0},{"$f":"IFERROR((SUMIF('D. Population Risk Index'!Z:Z,$AX192,'C. Population PoC & Risk'!CC:CC))/O10, 0)","v":0}]
[null,null,null,null,null,null,null,null,null,null,null,null,null,null,null,null,null,null,null,null,null,null,null,null,null,null,null,null,null,null,null,null,null,6,"R6($)",0,0,0,0,0,0,0,0,0,0,0,0,null,null,6,"R6($)",{"$f":"IFERROR((SUMIF('D. Population Risk Index'!O:O,$AX193,'C. Population PoC & Risk'!BR:BR))/D11, 0)","v":0},{"$f":"IFERROR((SUMIF('D. Population Risk Index'!P:P,$AX193,'C. Population PoC & Risk'!BS:BS))/E11, 0)","v":0},{"$f":"IFERROR((SUMIF('D. Population Risk Index'!Q:Q,$AX193,'C. Population PoC & Risk'!BT:BT))/F11, 0)","v":0},{"$f":"IFERROR((SUMIF('D. Population Risk Index'!R:R,$AX193,'C. Population PoC & Risk'!BU:BU))/G11, 0)","v":0},{"$f":"IFERROR((SUMIF('D. Population Risk Index'!S:S,$AX193,'C. Population PoC & Risk'!BV:BV))/H11, 0)","v":0},{"$f":"IFERROR((SUMIF('D. Population Risk Index'!T:T,$AX193,'C. Population PoC & Risk'!BW:BW))/I11, 0)","v":0},{"$f":"IFERROR((SUMIF('D. Population Risk Index'!U:U,$AX193,'C. Population PoC & Risk'!BX:BX))/J11, 0)","v":0},{"$f":"IFERROR((SUMIF('D. Population Risk Index'!V:V,$AX193,'C. Population PoC & Risk'!BY:BY))/K11, 0)","v":0},{"$f":"IFERROR((SUMIF('D. Population Risk Index'!W:W,$AX193,'C. Population PoC & Risk'!BZ:BZ))/L11, 0)","v":0},{"$f":"IFERROR((SUMIF('D. Population Risk Index'!X:X,$AX193,'C. Population PoC & Risk'!CA:CA))/M11, 0)","v":0},{"$f":"IFERROR((SUMIF('D. Population Risk Index'!Y:Y,$AX193,'C. Population PoC & Risk'!CB:CB))/N11, 0)","v":0},{"$f":"IFERROR((SUMIF('D. Population Risk Index'!Z:Z,$AX193,'C. Population PoC & Risk'!CC:CC))/O11, 0)","v":0}]
[null,null,null,null,null,null,null,null,null,null,null,null,null,null,null,null,null,null,null,null,null,null,null,null,null,null,null,null,null,null,null,null,null,7,"R7($)",0,0,0,0,0,0,0,0,0,0,0,0,null,null,7,"R7($)",{"$f":"IFERROR((SUMIF('D. Population Risk Index'!O:O,$AX194,'C. Population PoC & Risk'!BR:BR))/D12, 0)","v":0},{"$f":"IFERROR((SUMIF('D. Population Risk Index'!P:P,$AX194,'C. Population PoC & Risk'!BS:BS))/E12, 0)","v":0},{"$f":"IFERROR((SUMIF('D. Population Risk Index'!Q:Q,$AX194,'C. Population PoC & Risk'!BT:BT))/F12, 0)","v":0},{"$f":"IFERROR((SUMIF('D. Population Risk Index'!R:R,$AX194,'C. Population PoC & Risk'!BU:BU))/G12, 0)","v":0},{"$f":"IFERROR((SUMIF('D. Population Risk Index'!S:S,$AX194,'C. Population PoC & Risk'!BV:BV))/H12, 0)","v":0},{"$f":"IFERROR((SUMIF('D. Population Risk Index'!T:T,$AX194,'C. Population PoC & Risk'!BW:BW))/I12, 0)","v":0},{"$f":"IFERROR((SUMIF('D. Population Risk Index'!U:U,$AX194,'C. Population PoC & Risk'!BX:BX))/J12, 0)","v":0},{"$f":"IFERROR((SUMIF('D. Population Risk Index'!V:V,$AX194,'C. Population PoC & Risk'!BY:BY))/K12, 0)","v":0},{"$f":"IFERROR((SUMIF('D. Population Risk Index'!W:W,$AX194,'C. Population PoC & Risk'!BZ:BZ))/L12, 0)","v":0},{"$f":"IFERROR((SUMIF('D. Population Risk Index'!X:X,$AX194,'C. Population PoC & Risk'!CA:CA))/M12, 0)","v":0},{"$f":"IFERROR((SUMIF('D. Population Risk Index'!Y:Y,$AX194,'C. Population PoC & Risk'!CB:CB))/N12, 0)","v":0},{"$f":"IFERROR((SUMIF('D. Population Risk Index'!Z:Z,$AX194,'C. Population PoC & Risk'!CC:CC))/O12, 0)","v":0}]
[null,null,null,null,null,null,null,null,null,null,null,null,null,null,null,null,null,null,null,null,null,null,null,null,null,null,null,null,null,null,null,null,null,8,"R8($)",0,0,0,0,0,0,0,0,0,0,0,0,null,null,8,"R8($)",{"$f":"IFERROR((SUMIF('D. Population Risk Index'!O:O,$AX195,'C. Population PoC & Risk'!BR:BR))/D13, 0)","v":0},{"$f":"IFERROR((SUMIF('D. Population Risk Index'!P:P,$AX195,'C. Population PoC & Risk'!BS:BS))/E13, 0)","v":0},{"$f":"IFERROR((SUMIF('D. Population Risk Index'!Q:Q,$AX195,'C. Population PoC & Risk'!BT:BT))/F13, 0)","v":0},{"$f":"IFERROR((SUMIF('D. Population Risk Index'!R:R,$AX195,'C. Population PoC & Risk'!BU:BU))/G13, 0)","v":0},{"$f":"IFERROR((SUMIF('D. Population Risk Index'!S:S,$AX195,'C. Population PoC & Risk'!BV:BV))/H13, 0)","v":0},{"$f":"IFERROR((SUMIF('D. Population Risk Index'!T:T,$AX195,'C. Population PoC & Risk'!BW:BW))/I13, 0)","v":0},{"$f":"IFERROR((SUMIF('D. Population Risk Index'!U:U,$AX195,'C. Population PoC & Risk'!BX:BX))/J13, 0)","v":0},{"$f":"IFERROR((SUMIF('D. Population Risk Index'!V:V,$AX195,'C. Population PoC & Risk'!BY:BY))/K13, 0)","v":0},{"$f":"IFERROR((SUMIF('D. Population Risk Index'!W:W,$AX195,'C. Population PoC & Risk'!BZ:BZ))/L13, 0)","v":0},{"$f":"IFERROR((SUMIF('D. Population Risk Index'!X:X,$AX195,'C. Population PoC & Risk'!CA:CA))/M13, 0)","v":0},{"$f":"IFERROR((SUMIF('D. Population Risk Index'!Y:Y,$AX195,'C. Population PoC & Risk'!CB:CB))/N13, 0)","v":0},{"$f":"IFERROR((SUMIF('D. Population Risk Index'!Z:Z,$AX195,'C. Population PoC & Risk'!CC:CC))/O13, 0)","v":0}]
[null,null,null,null,null,null,null,null,null,null,null,null,null,null,null,null,null,null,null,null,null,null,null,null,null,null,null,null,null,null,null,null,null,9,"R9($)",0,0,0,0,0,0,0,0,0,0,0,0,null,null,9,"R9($)",{"$f":"IFERROR((SUMIF('D. Population Risk Index'!O:O,$AX196,'C. Population PoC & Risk'!BR:BR))/D14, 0)","v":0},{"$f":"IFERROR((SUMIF('D. Population Risk Index'!P:P,$AX196,'C. Population PoC & Risk'!BS:BS))/E14, 0)","v":0},{"$f":"IFERROR((SUMIF('D. Population Risk Index'!Q:Q,$AX196,'C. Population PoC & Risk'!BT:BT))/F14, 0)","v":0},{"$f":"IFERROR((SUMIF('D. Population Risk Index'!R:R,$AX196,'C. Population PoC & Risk'!BU:BU))/G14, 0)","v":0},{"$f":"IFERROR((SUMIF('D. Population Risk Index'!S:S,$AX196,'C. Population PoC & Risk'!BV:BV))/H14, 0)","v":0},{"$f":"IFERROR((SUMIF('D. Population Risk Index'!T:T,$AX196,'C. Population PoC & Risk'!BW:BW))/I14, 0)","v":0},{"$f":"IFERROR((SUMIF('D. Population Risk Index'!U:U,$AX196,'C. Population PoC & Risk'!BX:BX))/J14, 0)","v":0},{"$f":"IFERROR((SUMIF('D. Population Risk Index'!V:V,$AX196,'C. Population PoC & Risk'!BY:BY))/K14, 0)","v":0},{"$f":"IFERROR((SUMIF('D. Population Risk Index'!W:W,$AX196,'C. Population PoC & Risk'!BZ:BZ))/L14, 0)","v":0},{"$f":"IFERROR((SUMIF('D. Population Risk Index'!X:X,$AX196,'C. Population PoC & Risk'!CA:CA))/M14, 0)","v":0},{"$f":"IFERROR((SUMIF('D. Population Risk Index'!Y:Y,$AX196,'C. Population PoC & Risk'!CB:CB))/N14, 0)","v":0},{"$f":"IFERROR((SUMIF('D. Population Risk Index'!Z:Z,$AX196,'C. Population PoC & Risk'!CC:CC))/O14, 0)","v":0}]
[null,null,null,null,null,null,null,null,null,null,null,null,null,null,null,null,null,null,null,null,null,null,null,null,null,null,null,null,null,null,null,null,null,10,"R10($)",0,0,0,0,0,0,0,0,0,0,0,0,null,null,10,"R10($)",{"$f":"IFERROR((SUMIF('D. Population Risk Index'!O:O,$AX197,'C. Population PoC & Risk'!BR:BR))/D15, 0)","v":0},{"$f":"IFERROR((SUMIF('D. Population Risk Index'!P:P,$AX197,'C. Population PoC & Risk'!BS:BS))/E15, 0)","v":0},{"$f":"IFERROR((SUMIF('D. Population Risk Index'!Q:Q,$AX197,'C. Population PoC & Risk'!BT:BT))/F15, 0)","v":0},{"$f":"IFERROR((SUMIF('D. Population Risk Index'!R:R,$AX197,'C. Population PoC & Risk'!BU:BU))/G15, 0)","v":0},{"$f":"IFERROR((SUMIF('D. Population Risk Index'!S:S,$AX197,'C. Population PoC & Risk'!BV:BV))/H15, 0)","v":0},{"$f":"IFERROR((SUMIF('D. Population Risk Index'!T:T,$AX197,'C. Population PoC & Risk'!BW:BW))/I15, 0)","v":0},{"$f":"IFERROR((SUMIF('D. Population Risk Index'!U:U,$AX197,'C. Population PoC & Risk'!BX:BX))/J15, 0)","v":0},{"$f":"IFERROR((SUMIF('D. Population Risk Index'!V:V,$AX197,'C. Population PoC & Risk'!BY:BY))/K15, 0)","v":0},{"$f":"IFERROR((SUMIF('D. Population Risk Index'!W:W,$AX197,'C. Population PoC & Risk'!BZ:BZ))/L15, 0)","v":0},{"$f":"IFERROR((SUMIF('D. Population Risk Index'!X:X,$AX197,'C. Population PoC & Risk'!CA:CA))/M15, 0)","v":0},{"$f":"IFERROR((SUMIF('D. Population Risk Index'!Y:Y,$AX197,'C. Population PoC & Risk'!CB:CB))/N15, 0)","v":0},{"$f":"IFERROR((SUMIF('D. Population Risk Index'!Z:Z,$AX197,'C. Population PoC & Risk'!CC:CC))/O15, 0)","v":0}]
[null,null,null,null,null,null,null,null,null,null,null,null,null,null,null,null,null,null,null,null,null,null,null,null,null,null,null,null,null,null,null,null,null,"Estimated Total Realised Benefit - R1($) to R6($)",null,{"$f":"SUMPRODUCT(AJ188:AJ193, AJ$113:AJ$118)","v":0},0,0,0,0,0,0,0,0,0,0,0,null,null,"Estimated Total Realised Benefit - R1($) to R6($)",null,{"$f":"SUMPRODUCT(AZ188:AZ193, AZ$113:AZ$118)","v":0},0,0,0,0,0,0,0,0,0,0,0]
[null,null,null,null,null,null,null,null,null,null,null,null,null,null,null,null,null,null,null,null,null,null,null,null,null,null,null,null,null,null,null,null,null,"Estimated Total Realised Benefit - R7($) to R10($)",null,{"$f":"SUMPRODUCT(AJ194:AJ197, AJ$119:AJ$122)","v":0},0,0,0,0,0,0,0,0,0,0,0,null,null,"Estimated Total Realised Benefit - R7($) to R10($)",null,{"$f":"SUMPRODUCT(AZ194:AZ197, AZ$119:AZ$122)","v":0},0,0,0,0,0,0,0,0,0,0,0]
[null,null,null,null,null,null,null,null,null,null,null,null,null,null,null,null,null,null,null,null,null,null,null,null,null,null,null,null,null,null,null,null,null,"Estimated Total Realised Benefit",null,{"$f":"SUM(AJ198:AJ199)","v":0},{"$f":"SUM(AK198:AK199)","v":0},0,0,0,0,0,0,0,0,0,0,null,null,"Estimated Total Realised Benefit",null,{"$f":"SUM(AZ198:AZ199)","v":0},{"$f":"SUM(BA198:BA199)","v":0},0,0,0,0,0,0,0,0,0,0]
[]
[null,null,null,null,null,null,null,null,null,null,null,null,null,null,null,null,null,null,null,null,null,null,null,null,null,null,null,null,null,null,null,null,null,"TOTAL VALUE OF UNSERVED ENERGY RISK BY RISK INDEX CATEGORY",null,2019,2020,2021,2022,2023,2024,2025,2026,2027,2028,2029,2030,null,null,"TOTAL VALUE OF UNSERVED ENERGY RISK BY RISK INDEX CATEGORY",null,2019,2020,2021,2022,2023,2024,2025,2026,2027,2028,2029,2030]
[null,null,null,null,null,null,null,null,null,null,null,null,null,null,null,null,null,null,null,null,null,null,null,null,null,null,null,null,null,null,null,null,null,1,"R1($)",{"$f":"AZ203","v":2.5104273504618777E-2},{"$f":"BA203","v":2.4761346436898118E-2},2.5142955750338227E-2,2.5499560970673196E-2,2.6102410195296931E-2,2.7723888627541313E-2,2.8810686613307011E-2,3.0671000098289641E-2,3.4226333840440611E-2,3.3145360099383139E-2,3.071251020443911E-2,3.6060146948701334E-2,null,null,1,"R1($)",{"$f":"IFERROR((SUMIF('D. Population Risk Index'!O:O,$AX203,'C. Population PoC & Risk'!CD:CD))/D6, 0)","v":2.5104273504618777E-2},{"$f":"IFERROR((SUMIF('D. Population Risk Index'!P:P,$AX203,'C. Population PoC & Risk'!CE:CE))/E6, 0)","v":2.4761346436898118E-2},{"$f":"IFERROR((SUMIF('D. Population Risk Index'!Q:Q,$AX203,'C. Population PoC & Risk'!CF:CF))/F6, 0)","v":2.5142955750338227E-2},{"$f":"IFERROR((SUMIF('D. Population Risk Index'!R:R,$AX203,'C. Population PoC & Risk'!CG:CG))/G6, 0)","v":2.5499560970673196E-2},{"$f":"IFERROR((SUMIF('D. Population Risk Index'!S:S,$AX203,'C. Population PoC & Risk'!CH:CH))/H6, 0)","v":2.6102410195296931E-2},{"$f":"IFERROR((SUMIF('D. Population Risk Index'!T:T,$AX203,'C. Population PoC & Risk'!CI:CI))/I6, 0)","v":2.7723888627541313E-2},{"$f":"IFERROR((SUMIF('D. Population Risk Index'!U:U,$AX203,'C. Population PoC & Risk'!CJ:CJ))/J6, 0)","v":2.8810686613307011E-2},{"$f":"IFERROR((SUMIF('D. Population Risk Index'!V:V,$AX203,'C. Population PoC & Risk'!CK:CK))/K6, 0)","v":3.0671000098289641E-2},{"$f":"IFERROR((SUMIF('D. Population Risk Index'!W:W,$AX203,'C. Population PoC & Risk'!CL:CL))/L6, 0)","v":3.4226333840440611E-2},{"$f":"IFERROR((SUMIF('D. Population Risk Index'!X:X,$AX203,'C. Population PoC & Risk'!CM:CM))/M6, 0)","v":3.3145360099383139E-2},{"$f":"IFERROR((SUMIF('D. Population Risk Index'!Y:Y,$AX203,'C. Population PoC & Risk'!CN:CN))/N6, 0)","v":3.071251020443911E-2},{"$f":"IFERROR((SUMIF('D. Population Risk Index'!Z:Z,$AX203,'C. Population PoC & Risk'!CO:CO))/O6, 0)","v":3.6060146948701334E-2}]
[null,null,null,null,null,null,null,null,null,null,null,null,null,null,null,null,null,null,null,null,null,null,null,null,null,null,null,null,null,null,null,null,null,2,"R2($)",{"$f":"AZ204","v":3.8440080443309835E-2},3.7172059097519167E-2,3.3768019679582539E-2,3.0288480396294774E-2,2.8054373203884962E-2,2.679612440582713E-2,2.6005454254835414E-2,2.5119575429609169E-2,2.4074848868283649E-2,2.4307046305069024E-2,2.5332389237959867E-2,2.5939602938784036E-2,null,null,2,"R2($)",{"$f":"IFERROR((SUMIF('D. Population Risk Index'!O:O,$AX204,'C. Population PoC & Risk'!CD:CD))/D7, 0)","v":3.8440080443309835E-2},{"$f":"IFERROR((SUMIF('D. Population Risk Index'!P:P,$AX204,'C. Population PoC & Risk'!CE:CE))/E7, 0)","v":3.7172059097519167E-2},{"$f":"IFERROR((SUMIF('D. Population Risk Index'!Q:Q,$AX204,'C. Population PoC & Risk'!CF:CF))/F7, 0)","v":3.3768019679582539E-2},{"$f":"IFERROR((SUMIF('D. Population Risk Index'!R:R,$AX204,'C. Population PoC & Risk'!CG:CG))/G7, 0)","v":3.0288480396294774E-2},{"$f":"IFERROR((SUMIF('D. Population Risk Index'!S:S,$AX204,'C. Population PoC & Risk'!CH:CH))/H7, 0)","v":2.8054373203884962E-2},{"$f":"IFERROR((SUMIF('D. Population Risk Index'!T:T,$AX204,'C. Population PoC & Risk'!CI:CI))/I7, 0)","v":2.679612440582713E-2},{"$f":"IFERROR((SUMIF('D. Population Risk Index'!U:U,$AX204,'C. Population PoC & Risk'!CJ:CJ))/J7, 0)","v":2.6005454254835414E-2},{"$f":"IFERROR((SUMIF('D. Population Risk Index'!V:V,$AX204,'C. Population PoC & Risk'!CK:CK))/K7, 0)","v":2.5119575429609169E-2},{"$f":"IFERROR((SUMIF('D. Population Risk Index'!W:W,$AX204,'C. Population PoC & Risk'!CL:CL))/L7, 0)","v":2.4074848868283649E-2},{"$f":"IFERROR((SUMIF('D. Population Risk Index'!X:X,$AX204,'C. Population PoC & Risk'!CM:CM))/M7, 0)","v":2.4307046305069024E-2},{"$f":"IFERROR((SUMIF('D. Population Risk Index'!Y:Y,$AX204,'C. Population PoC & Risk'!CN:CN))/N7, 0)","v":2.5332389237959867E-2},{"$f":"IFERROR((SUMIF('D. Population Risk Index'!Z:Z,$AX204,'C. Population PoC & Risk'!CO:CO))/O7, 0)","v":2.5939602938784036E-2}]
[null,null,null,null,null,null,null,null,null,null,null,null,null,null,null,null,null,null,null,null,null,null,null,null,null,null,null,null,null,null,null,null,null,3,"R3($)",4.0062482042507779E-2,3.9369914864268919E-2,3.9668163427348954E-2,3.9627992646899098E-2,4.1510688354950663E-2,4.2102804036910954E-2,4.0302308686126637E-2,3.586191905499414E-2,3.4804162552753218E-2,3.1616779948223525E-2,2.9117522182678393E-2,2.7241639024909295E-2,null,null,3,"R3($)",{"$f":"IFERROR((SUMIF('D. Population Risk Index'!O:O,$AX205,'C. Population PoC & Risk'!CD:CD))/D8, 0)","v":4.0062482042507779E-2},{"$f":"IFERROR((SUMIF('D. Population Risk Index'!P:P,$AX205,'C. Population PoC & Risk'!CE:CE))/E8, 0)","v":3.9369914864268919E-2},{"$f":"IFERROR((SUMIF('D. Population Risk Index'!Q:Q,$AX205,'C. Population PoC & Risk'!CF:CF))/F8, 0)","v":3.9668163427348954E-2},{"$f":"IFERROR((SUMIF('D. Population Risk Index'!R:R,$AX205,'C. Population PoC & Risk'!CG:CG))/G8, 0)","v":3.9627992646899098E-2},{"$f":"IFERROR((SUMIF('D. Population Risk Index'!S:S,$AX205,'C. Population PoC & Risk'!CH:CH))/H8, 0)","v":4.1510688354950663E-2},{"$f":"IFERROR((SUMIF('D. Population Risk Index'!T:T,$AX205,'C. Population PoC & Risk'!CI:CI))/I8, 0)","v":4.2102804036910954E-2},{"$f":"IFERROR((SUMIF('D. Population Risk Index'!U:U,$AX205,'C. Population PoC & Risk'!CJ:CJ))/J8, 0)","v":4.0302308686126637E-2},{"$f":"IFERROR((SUMIF('D. Population Risk Index'!V:V,$AX205,'C. Population PoC & Risk'!CK:CK))/K8, 0)","v":3.586191905499414E-2},{"$f":"IFERROR((SUMIF('D. Population Risk Index'!W:W,$AX205,'C. Population PoC & Risk'!CL:CL))/L8, 0)","v":3.4804162552753218E-2},{"$f":"IFERROR((SUMIF('D. Population Risk Index'!X:X,$AX205,'C. Population PoC & Risk'!CM:CM))/M8, 0)","v":3.1616779948223525E-2},{"$f":"IFERROR((SUMIF('D. Population Risk Index'!Y:Y,$AX205,'C. Population PoC & Risk'!CN:CN))/N8, 0)","v":2.9117522182678393E-2},{"$f":"IFERROR((SUMIF('D. Population Risk Index'!Z:Z,$AX205,'C. Population PoC & Risk'!CO:CO))/O8, 0)","v":2.7241639024909295E-2}]
[null,null,null,null,null,null,null,null,null,null,null,null,null,null,null,null,null,null,null,null,null,null,null,null,null,null,null,null,null,null,null,null,null,4,"R4($)",4.5513639690741514E-2,4.484512923812186E-2,4.1473923405806079E-2,3.8357877979707147E-2,4.0189007695315304E-2,3.7849657779244338E-2,3.7954506991554504E-2,4.0598008292993017E-2,4.1520731532496129E-2,4.2554036684953174E-2,4.137739914405112E-2,3.9194019810095307E-2,null,null,4,"R4($)",{"$f":"IFERROR((SUMIF('D. Population Risk Index'!O:O,$AX206,'C. Population PoC & Risk'!CD:CD))/D9, 0)","v":4.5513639690741514E-2},{"$f":"IFERROR((SUMIF('D. Population Risk Index'!P:P,$AX206,'C. Population PoC & Risk'!CE:CE))/E9, 0)","v":4.484512923812186E-2},{"$f":"IFERROR((SUMIF('D. Population Risk Index'!Q:Q,$AX206,'C. Population PoC & Risk'!CF:CF))/F9, 0)","v":4.1473923405806079E-2},{"$f":"IFERROR((SUMIF('D. Population Risk Index'!R:R,$AX206,'C. Population PoC & Risk'!CG:CG))/G9, 0)","v":3.8357877979707147E-2},{"$f":"IFERROR((SUMIF('D. Population Risk Index'!S:S,$AX206,'C. Population PoC & Risk'!CH:CH))/H9, 0)","v":4.0189007695315304E-2},{"$f":"IFERROR((SUMIF('D. Population Risk Index'!T:T,$AX206,'C. Population PoC & Risk'!CI:CI))/I9, 0)","v":3.7849657779244338E-2},{"$f":"IFERROR((SUMIF('D. Population Risk Index'!U:U,$AX206,'C. Population PoC & Risk'!CJ:CJ))/J9, 0)","v":3.7954506991554504E-2},{"$f":"IFERROR((SUMIF('D. Population Risk Index'!V:V,$AX206,'C. Population PoC & Risk'!CK:CK))/K9, 0)","v":4.0598008292993017E-2},{"$f":"IFERROR((SUMIF('D. Population Risk Index'!W:W,$AX206,'C. Population PoC & Risk'!CL:CL))/L9, 0)","v":4.1520731532496129E-2},{"$f":"IFERROR((SUMIF('D. Population Risk Index'!X:X,$AX206,'C. Population PoC & Risk'!CM:CM))/M9, 0)","v":4.2554036684953174E-2},{"$f":"IFERROR((SUMIF('D. Population Risk Index'!Y:Y,$AX206,'C. Population PoC & Risk'!CN:CN))/N9, 0)","v":4.137739914405112E-2},{"$f":"IFERROR((SUMIF('D. Population Risk Index'!Z:Z,$AX206,'C. Population PoC & Risk'!CO:CO))/O9, 0)","v":3.9194019810095307E-2}]
[null,null,null,null,null,null,null,null,null,null,null,null,null,null,null,null,null,null,null,null,null,null,null,null,null,null,null,null,null,null,null,null,null,5,"R5($)",4.1254049025026912E-2,4.3252913421369325E-2,4.4952078351754979E-2,4.5795601455413247E-2,4.5594378151561928E-2,4.6103733602469998E-2,4.619944518775039E-2,4.6008103023226617E-2,4.6632298755188345E-2,4.5638712550101219E-2,4.0560522967050622E-2,3.3214122156757793E-2,null,null,5,"R5($)",{"$f":"IFERROR((SUMIF('D. Population Risk Index'!O:O,$AX207,'C. Population PoC & Risk'!CD:CD))/D10, 0)","v":4.1254049025026912E-2},{"$f":"IFERROR((SUMIF('D. Population Risk Index'!P:P,$AX207,'C. Population PoC & Risk'!CE:CE))/E10, 0)","v":4.3252913421369325E-2},{"$f":"IFERROR((SUMIF('D. Population Risk Index'!Q:Q,$AX207,'C. Population PoC & Risk'!CF:CF))/F10, 0)","v":4.4952078351754979E-2},{"$f":"IFERROR((SUMIF('D. Population Risk Index'!R:R,$AX207,'C. Population PoC & Risk'!CG:CG))/G10, 0)","v":4.5795601455413247E-2},{"$f":"IFERROR((SUMIF('D. Population Risk Index'!S:S,$AX207,'C. Population PoC & Risk'!CH:CH))/H10, 0)","v":4.5594378151561928E-2},{"$f":"IFERROR((SUMIF('D. Population Risk Index'!T:T,$AX207,'C. Population PoC & Risk'!CI:CI))/I10, 0)","v":4.6103733602469998E-2},{"$f":"IFERROR((SUMIF('D. Population Risk Index'!U:U,$AX207,'C. Population PoC & Risk'!CJ:CJ))/J10, 0)","v":4.619944518775039E-2},{"$f":"IFERROR((SUMIF('D. Population Risk Index'!V:V,$AX207,'C. Population PoC & Risk'!CK:CK))/K10, 0)","v":4.6008103023226617E-2},{"$f":"IFERROR((SUMIF('D. Population Risk Index'!W:W,$AX207,'C. Population PoC & Risk'!CL:CL))/L10, 0)","v":4.6632298755188345E-2},{"$f":"IFERROR((SUMIF('D. Population Risk Index'!X:X,$AX207,'C. Population PoC & Risk'!CM:CM))/M10, 0)","v":4.5638712550101219E-2},{"$f":"IFERROR((SUMIF('D. Population Risk Index'!Y:Y,$AX207,'C. Population PoC & Risk'!CN:CN))/N10, 0)","v":4.0560522967050622E-2},{"$f":"IFERROR((SUMIF('D. Population Risk Index'!Z:Z,$AX207,'C. Population PoC & Risk'!CO:CO))/O10, 0)","v":3.3214122156757793E-2}]
[null,null,null,null,null,null,null,null,null,null,null,null,null,null,null,null,null,null,null,null,null,null,null,null,null,null,null,null,null,null,null,null,null,6,"R6($)",2.4087850890009133E-2,2.7221139587097324E-2,2.9102306815098161E-2,3.055506748129562E-2,3.2673768169063921E-2,3.5002826337429051E-2,3.9810220431210859E-2,4.1982016964145628E-2,4.233526570232761E-2,4.5558637567473241E-2,4.8697070551816407E-2,5.0439937914185391E-2,null,null,6,"R6($)",{"$f":"IFERROR((SUMIF('D. Population Risk Index'!O:O,$AX208,'C. Population PoC & Risk'!CD:CD))/D11, 0)","v":2.4087850890009133E-2},{"$f":"IFERROR((SUMIF('D. Population Risk Index'!P:P,$AX208,'C. Population PoC & Risk'!CE:CE))/E11, 0)","v":2.7221139587097324E-2},{"$f":"IFERROR((SUMIF('D. Population Risk Index'!Q:Q,$AX208,'C. Population PoC & Risk'!CF:CF))/F11, 0)","v":2.9102306815098161E-2},{"$f":"IFERROR((SUMIF('D. Population Risk Index'!R:R,$AX208,'C. Population PoC & Risk'!CG:CG))/G11, 0)","v":3.055506748129562E-2},{"$f":"IFERROR((SUMIF('D. Population Risk Index'!S:S,$AX208,'C. Population PoC & Risk'!CH:CH))/H11, 0)","v":3.2673768169063921E-2},{"$f":"IFERROR((SUMIF('D. Population Risk Index'!T:T,$AX208,'C. Population PoC & Risk'!CI:CI))/I11, 0)","v":3.5002826337429051E-2},{"$f":"IFERROR((SUMIF('D. Population Risk Index'!U:U,$AX208,'C. Population PoC & Risk'!CJ:CJ))/J11, 0)","v":3.9810220431210859E-2},{"$f":"IFERROR((SUMIF('D. Population Risk Index'!V:V,$AX208,'C. Population PoC & Risk'!CK:CK))/K11, 0)","v":4.1982016964145628E-2},{"$f":"IFERROR((SUMIF('D. Population Risk Index'!W:W,$AX208,'C. Population PoC & Risk'!CL:CL))/L11, 0)","v":4.233526570232761E-2},{"$f":"IFERROR((SUMIF('D. Population Risk Index'!X:X,$AX208,'C. Population PoC & Risk'!CM:CM))/M11, 0)","v":4.5558637567473241E-2},{"$f":"IFERROR((SUMIF('D. Population Risk Index'!Y:Y,$AX208,'C. Population PoC & Risk'!CN:CN))/N11, 0)","v":4.8697070551816407E-2},{"$f":"IFERROR((SUMIF('D. Population Risk Index'!Z:Z,$AX208,'C. Population PoC & Risk'!CO:CO))/O11, 0)","v":5.0439937914185391E-2}]
[null,null,null,null,null,null,null,null,null,null,null,null,null,null,null,null,null,null,null,null,null,null,null,null,null,null,null,null,null,null,null,null,null,7,"R7($)",2.0733056177927249E-2,2.0562339560201703E-2,2.1340959436322054E-2,2.1012300124998093E-2,2.1403003544995428E-2,2.038712363144933E-2,2.1166877712774129E-2,2.3553959764791327E-2,2.4705787095320224E-2,2.4740230794645605E-2,2.4019755257827853E-2,2.6260849160647578E-2,null,null,7,"R7($)",{"$f":"IFERROR((SUMIF('D. Population Risk Index'!O:O,$AX209,'C. Population PoC & Risk'!CD:CD))/D12, 0)","v":2.0733056177927249E-2},{"$f":"IFERROR((SUMIF('D. Population Risk Index'!P:P,$AX209,'C. Population PoC & Risk'!CE:CE))/E12, 0)","v":2.0562339560201703E-2},{"$f":"IFERROR((SUMIF('D. Population Risk Index'!Q:Q,$AX209,'C. Population PoC & Risk'!CF:CF))/F12, 0)","v":2.1340959436322054E-2},{"$f":"IFERROR((SUMIF('D. Population Risk Index'!R:R,$AX209,'C. Population PoC & Risk'!CG:CG))/G12, 0)","v":2.1012300124998093E-2},{"$f":"IFERROR((SUMIF('D. Population Risk Index'!S:S,$AX209,'C. Population PoC & Risk'!CH:CH))/H12, 0)","v":2.1403003544995428E-2},{"$f":"IFERROR((SUMIF('D. Population Risk Index'!T:T,$AX209,'C. Population PoC & Risk'!CI:CI))/I12, 0)","v":2.038712363144933E-2},{"$f":"IFERROR((SUMIF('D. Population Risk Index'!U:U,$AX209,'C. Population PoC & Risk'!CJ:CJ))/J12, 0)","v":2.1166877712774129E-2},{"$f":"IFERROR((SUMIF('D. Population Risk Index'!V:V,$AX209,'C. Population PoC & Risk'!CK:CK))/K12, 0)","v":2.3553959764791327E-2},{"$f":"IFERROR((SUMIF('D. Population Risk Index'!W:W,$AX209,'C. Population PoC & Risk'!CL:CL))/L12, 0)","v":2.4705787095320224E-2},{"$f":"IFERROR((SUMIF('D. Population Risk Index'!X:X,$AX209,'C. Population PoC & Risk'!CM:CM))/M12, 0)","v":2.4740230794645605E-2},{"$f":"IFERROR((SUMIF('D. Population Risk Index'!Y:Y,$AX209,'C. Population PoC & Risk'!CN:CN))/N12, 0)","v":2.4019755257827853E-2},{"$f":"IFERROR((SUMIF('D. Population Risk Index'!Z:Z,$AX209,'C. Population PoC & Risk'!CO:CO))/O12, 0)","v":2.6260849160647578E-2}]
[null,null,null,null,null,null,null,null,null,null,null,null,null,null,null,null,null,null,null,null,null,null,null,null,null,null,null,null,null,null,null,null,null,8,"R8($)",2.5030851396447944E-2,2.6391165563895803E-2,2.5363844399655163E-2,2.5071660280155669E-2,1.7245949908119403E-2,2.0436052216345209E-2,1.9491998660405189E-2,1.9432751771745263E-2,1.9306872766153536E-2,1.9396257476428414E-2,2.0230374027674306E-2,2.0730789479818643E-2,null,null,8,"R8($)",{"$f":"IFERROR((SUMIF('D. Population Risk Index'!O:O,$AX210,'C. Population PoC & Risk'!CD:CD))/D13, 0)","v":2.5030851396447944E-2},{"$f":"IFERROR((SUMIF('D. Population Risk Index'!P:P,$AX210,'C. Population PoC & Risk'!CE:CE))/E13, 0)","v":2.6391165563895803E-2},{"$f":"IFERROR((SUMIF('D. Population Risk Index'!Q:Q,$AX210,'C. Population PoC & Risk'!CF:CF))/F13, 0)","v":2.5363844399655163E-2},{"$f":"IFERROR((SUMIF('D. Population Risk Index'!R:R,$AX210,'C. Population PoC & Risk'!CG:CG))/G13, 0)","v":2.5071660280155669E-2},{"$f":"IFERROR((SUMIF('D. Population Risk Index'!S:S,$AX210,'C. Population PoC & Risk'!CH:CH))/H13, 0)","v":1.7245949908119403E-2},{"$f":"IFERROR((SUMIF('D. Population Risk Index'!T:T,$AX210,'C. Population PoC & Risk'!CI:CI))/I13, 0)","v":2.0436052216345209E-2},{"$f":"IFERROR((SUMIF('D. Population Risk Index'!U:U,$AX210,'C. Population PoC & Risk'!CJ:CJ))/J13, 0)","v":1.9491998660405189E-2},{"$f":"IFERROR((SUMIF('D. Population Risk Index'!V:V,$AX210,'C. Population PoC & Risk'!CK:CK))/K13, 0)","v":1.9432751771745263E-2},{"$f":"IFERROR((SUMIF('D. Population Risk Index'!W:W,$AX210,'C. Population PoC & Risk'!CL:CL))/L13, 0)","v":1.9306872766153536E-2},{"$f":"IFERROR((SUMIF('D. Population Risk Index'!X:X,$AX210,'C. Population PoC & Risk'!CM:CM))/M13, 0)","v":1.9396257476428414E-2},{"$f":"IFERROR((SUMIF('D. Population Risk Index'!Y:Y,$AX210,'C. Population PoC & Risk'!CN:CN))/N13, 0)","v":2.0230374027674306E-2},{"$f":"IFERROR((SUMIF('D. Population Risk Index'!Z:Z,$AX210,'C. Population PoC & Risk'!CO:CO))/O13, 0)","v":2.0730789479818643E-2}]
[null,null,null,null,null,null,null,null,null,null,null,null,null,null,null,null,null,null,null,null,null,null,null,null,null,null,null,null,null,null,null,null,null,9,"R9($)",1.8556380403687244E-2,1.8488329128077716E-2,1.8735871709709119E-2,1.9761120800231308E-2,2.1894346560308642E-2,2.2499860982115892E-2,2.3738325950183076E-2,2.473652916383794E-2,2.6633364598161052E-2,2.8932639252401863E-2,2.7717891127011264E-2,2.7546544263553695E-2,null,null,9,"R9($)",{"$f":"IFERROR((SUMIF('D. Population Risk Index'!O:O,$AX211,'C. Population PoC & Risk'!CD:CD))/D14, 0)","v":1.8556380403687244E-2},{"$f":"IFERROR((SUMIF('D. Population Risk Index'!P:P,$AX211,'C. Population PoC & Risk'!CE:CE))/E14, 0)","v":1.8488329128077716E-2},{"$f":"IFERROR((SUMIF('D. Population Risk Index'!Q:Q,$AX211,'C. Population PoC & Risk'!CF:CF))/F14, 0)","v":1.8735871709709119E-2},{"$f":"IFERROR((SUMIF('D. Population Risk Index'!R:R,$AX211,'C. Population PoC & Risk'!CG:CG))/G14, 0)","v":1.9761120800231308E-2},{"$f":"IFERROR((SUMIF('D. Population Risk Index'!S:S,$AX211,'C. Population PoC & Risk'!CH:CH))/H14, 0)","v":2.1894346560308642E-2},{"$f":"IFERROR((SUMIF('D. Population Risk Index'!T:T,$AX211,'C. Population PoC & Risk'!CI:CI))/I14, 0)","v":2.2499860982115892E-2},{"$f":"IFERROR((SUMIF('D. Population Risk Index'!U:U,$AX211,'C. Population PoC & Risk'!CJ:CJ))/J14, 0)","v":2.3738325950183076E-2},{"$f":"IFERROR((SUMIF('D. Population Risk Index'!V:V,$AX211,'C. Population PoC & Risk'!CK:CK))/K14, 0)","v":2.473652916383794E-2},{"$f":"IFERROR((SUMIF('D. Population Risk Index'!W:W,$AX211,'C. Population PoC & Risk'!CL:CL))/L14, 0)","v":2.6633364598161052E-2},{"$f":"IFERROR((SUMIF('D. Population Risk Index'!X:X,$AX211,'C. Population PoC & Risk'!CM:CM))/M14, 0)","v":2.8932639252401863E-2},{"$f":"IFERROR((SUMIF('D. Population Risk Index'!Y:Y,$AX211,'C. Population PoC & Risk'!CN:CN))/N14, 0)","v":2.7717891127011264E-2},{"$f":"IFERROR((SUMIF('D. Population Risk Index'!Z:Z,$AX211,'C. Population PoC & Risk'!CO:CO))/O14, 0)","v":2.7546544263553695E-2}]
[null,null,null,null,null,null,null,null,null,null,null,null,null,null,null,null,null,null,null,null,null,null,null,null,null,null,null,null,null,null,null,null,null,10,"R10($)",1.705623552795589E-2,1.7046520412931435E-2,1.7066738032274188E-2,1.7101862913647691E-2,1.7109116544320888E-2,1.711345013798796E-2,1.7117852269935934E-2,1.7121174942229322E-2,1.712474720508133E-2,1.7126515214995721E-2,1.7125596125647936E-2,1.7126383088658787E-2,null,null,10,"R10($)",{"$f":"IFERROR((SUMIF('D. Population Risk Index'!O:O,$AX212,'C. Population PoC & Risk'!CD:CD))/D15, 0)","v":1.705623552795589E-2},{"$f":"IFERROR((SUMIF('D. Population Risk Index'!P:P,$AX212,'C. Population PoC & Risk'!CE:CE))/E15, 0)","v":1.7046520412931435E-2},{"$f":"IFERROR((SUMIF('D. Population Risk Index'!Q:Q,$AX212,'C. Population PoC & Risk'!CF:CF))/F15, 0)","v":1.7066738032274188E-2},{"$f":"IFERROR((SUMIF('D. Population Risk Index'!R:R,$AX212,'C. Population PoC & Risk'!CG:CG))/G15, 0)","v":1.7101862913647691E-2},{"$f":"IFERROR((SUMIF('D. Population Risk Index'!S:S,$AX212,'C. Population PoC & Risk'!CH:CH))/H15, 0)","v":1.7109116544320888E-2},{"$f":"IFERROR((SUMIF('D. Population Risk Index'!T:T,$AX212,'C. Population PoC & Risk'!CI:CI))/I15, 0)","v":1.711345013798796E-2},{"$f":"IFERROR((SUMIF('D. Population Risk Index'!U:U,$AX212,'C. Population PoC & Risk'!CJ:CJ))/J15, 0)","v":1.7117852269935934E-2},{"$f":"IFERROR((SUMIF('D. Population Risk Index'!V:V,$AX212,'C. Population PoC & Risk'!CK:CK))/K15, 0)","v":1.7121174942229322E-2},{"$f":"IFERROR((SUMIF('D. Population Risk Index'!W:W,$AX212,'C. Population PoC & Risk'!CL:CL))/L15, 0)","v":1.712474720508133E-2},{"$f":"IFERROR((SUMIF('D. Population Risk Index'!X:X,$AX212,'C. Population PoC & Risk'!CM:CM))/M15, 0)","v":1.7126515214995721E-2},{"$f":"IFERROR((SUMIF('D. Population Risk Index'!Y:Y,$AX212,'C. Population PoC & Risk'!CN:CN))/N15, 0)","v":1.7125596125647936E-2},{"$f":"IFERROR((SUMIF('D. Population Risk Index'!Z:Z,$AX212,'C. Population PoC & Risk'!CO:CO))/O15, 0)","v":1.7126383088658787E-2}]
[null,null,null,null,null,null,null,null,null,null,null,null,null,null,null,null,null,null,null,null,null,null,null,null,null,null,null,null,null,null,null,null,null,"Estimated Total Realised Benefit - R1($) to R6($)",null,{"$f":"SUMPRODUCT(AJ203:AJ208, AJ$113:AJ$118)","v":0},0,0,0,0,0,0,0,0,0,0,0,null,null,"Estimated Total Realised Benefit - R1($) to R6($)",null,{"$f":"SUMPRODUCT(AZ203:AZ208, AZ$113:AZ$118)","v":0},0,0,0,0,0,1196.174130539395,1097.6736517408428,1420.4451724318683,1029.5667621061766,1699.7866017441797,0]
[null,null,null,null,null,null,null,null,null,null,null,null,null,null,null,null,null,null,null,null,null,null,null,null,null,null,null,null,null,null,null,null,null,"Estimated Total Realised Benefit - R7($) to R10($)",null,{"$f":"SUMPRODUCT(AJ209:AJ212, AJ$119:AJ$122)","v":33247.94570596327},121133.91161033833,125996.51560058375,130597.91743566211,134683.60604402519,139278.8071537691,143734.78944800337,149839.56068086385,155381.64103050646,161551.04348709784,167108.29556755567,175229.74007101904,null,null,"Estimated Total Realised Benefit - R7($) to R10($)",null,{"$f":"SUMPRODUCT(AZ209:AZ212, AZ$119:AZ$122)","v":33247.94570596327},64935.664890580229,83542.804139730608,103305.76145577233,123897.67051423393,139278.8071537691,143734.78944800337,149839.56068086385,155381.64103050646,161551.04348709784,167108.29556755567,175229.74007101907]
[null,null,null,null,null,null,null,null,null,null,null,null,null,null,null,null,null,null,null,null,null,null,null,null,null,null,null,null,null,null,null,null,null,"Estimated Total Realised Benefit",null,{"$f":"SUM(AJ213:AJ214)","v":33247.94570596327},{"$f":"SUM(AK213:AK214)","v":121133.91161033833},125996.51560058375,130597.91743566211,134683.60604402519,139278.8071537691,143734.78944800337,149839.56068086385,155381.64103050646,161551.04348709784,167108.29556755567,175229.74007101904,null,null,"Estimated Total Realised Benefit",null,{"$f":"SUM(AZ213:AZ214)","v":33247.94570596327},{"$f":"SUM(BA213:BA214)","v":64935.664890580229},83542.804139730608,103305.76145577233,123897.67051423393,139278.8071537691,144930.96357854275,150937.23433260471,156802.08620293834,162580.61024920401,168808.08216929986,175229.74007101907]
[]
[null,null,null,null,null,null,null,null,null,null,null,null,null,null,null,null,null,null,null,null,null,null,null,null,null,null,null,null,null,null,null,null,null,"TOTAL FINANCE RISK BY RISK INDEX CATEGORY",null,2019,2020,2021,2022,2023,2024,2025,2026,2027,2028,2029,2030,null,null,"TOTAL FINANCE RISK BY RISK INDEX CATEGORY",null,2019,2020,2021,2022,2023,2024,2025,2026,2027,2028,2029,2030]
[null,null,null,null,null,null,null,null,null,null,null,null,null,null,null,null,null,null,null,null,null,null,null,null,null,null,null,null,null,null,null,null,null,1,"R1($)",{"$f":"AZ218","v":8.9350816569592224E-3},{"$f":"BA218","v":8.8130274835173158E-3},8.9488493935206623E-3,9.0757718779496434E-3,9.2903372206932424E-3,9.8674517981948099E-3,1.0254263579290511E-2,1.0916384030328621E-2,1.2181793973301745E-2,1.179705515010496E-2,1.0931158255440781E-2,1.2834482443370276E-2,null,null,1,"R1($)",{"$f":"IFERROR((SUMIF('D. Population Risk Index'!O:O,$AX218,'C. Population PoC & Risk'!CP:CP))/D6, 0)","v":8.9350816569592224E-3},{"$f":"IFERROR((SUMIF('D. Population Risk Index'!P:P,$AX218,'C. Population PoC & Risk'!CQ:CQ))/E6, 0)","v":8.8130274835173158E-3},{"$f":"IFERROR((SUMIF('D. Population Risk Index'!Q:Q,$AX218,'C. Population PoC & Risk'!CR:CR))/F6, 0)","v":8.9488493935206623E-3},{"$f":"IFERROR((SUMIF('D. Population Risk Index'!R:R,$AX218,'C. Population PoC & Risk'!CS:CS))/G6, 0)","v":9.0757718779496434E-3},{"$f":"IFERROR((SUMIF('D. Population Risk Index'!S:S,$AX218,'C. Population PoC & Risk'!CT:CT))/H6, 0)","v":9.2903372206932424E-3},{"$f":"IFERROR((SUMIF('D. Population Risk Index'!T:T,$AX218,'C. Population PoC & Risk'!CU:CU))/I6, 0)","v":9.8674517981948099E-3},{"$f":"IFERROR((SUMIF('D. Population Risk Index'!U:U,$AX218,'C. Population PoC & Risk'!CV:CV))/J6, 0)","v":1.0254263579290511E-2},{"$f":"IFERROR((SUMIF('D. Population Risk Index'!V:V,$AX218,'C. Population PoC & Risk'!CW:CW))/K6, 0)","v":1.0916384030328621E-2},{"$f":"IFERROR((SUMIF('D. Population Risk Index'!W:W,$AX218,'C. Population PoC & Risk'!CX:CX))/L6, 0)","v":1.2181793973301745E-2},{"$f":"IFERROR((SUMIF('D. Population Risk Index'!X:X,$AX218,'C. Population PoC & Risk'!CY:CY))/M6, 0)","v":1.179705515010496E-2},{"$f":"IFERROR((SUMIF('D. Population Risk Index'!Y:Y,$AX218,'C. Population PoC & Risk'!CZ:CZ))/N6, 0)","v":1.0931158255440781E-2},{"$f":"IFERROR((SUMIF('D. Population Risk Index'!Z:Z,$AX218,'C. Population PoC & Risk'!DA:DA))/O6, 0)","v":1.2834482443370276E-2}]
[null,null,null,null,null,null,null,null,null,null,null,null,null,null,null,null,null,null,null,null,null,null,null,null,null,null,null,null,null,null,null,null,null,2,"R2($)",{"$f":"AZ219","v":1.368154539894822E-2},1.3230232825998341E-2,1.2018671369851212E-2,1.0780238095968443E-2,9.9850774556531994E-3,9.5372431156811981E-3,9.255828783514549E-3,8.9405278989814329E-3,8.5686901267025325E-3,8.6513335482630883E-3,9.0162723237301578E-3,9.2323910653894156E-3,null,null,2,"R2($)",{"$f":"IFERROR((SUMIF('D. Population Risk Index'!O:O,$AX219,'C. Population PoC & Risk'!CP:CP))/D7, 0)","v":1.368154539894822E-2},{"$f":"IFERROR((SUMIF('D. Population Risk Index'!P:P,$AX219,'C. Population PoC & Risk'!CQ:CQ))/E7, 0)","v":1.3230232825998341E-2},{"$f":"IFERROR((SUMIF('D. Population Risk Index'!Q:Q,$AX219,'C. Population PoC & Risk'!CR:CR))/F7, 0)","v":1.2018671369851212E-2},{"$f":"IFERROR((SUMIF('D. Population Risk Index'!R:R,$AX219,'C. Population PoC & Risk'!CS:CS))/G7, 0)","v":1.0780238095968443E-2},{"$f":"IFERROR((SUMIF('D. Population Risk Index'!S:S,$AX219,'C. Population PoC & Risk'!CT:CT))/H7, 0)","v":9.9850774556531994E-3},{"$f":"IFERROR((SUMIF('D. Population Risk Index'!T:T,$AX219,'C. Population PoC & Risk'!CU:CU))/I7, 0)","v":9.5372431156811981E-3},{"$f":"IFERROR((SUMIF('D. Population Risk Index'!U:U,$AX219,'C. Population PoC & Risk'!CV:CV))/J7, 0)","v":9.255828783514549E-3},{"$f":"IFERROR((SUMIF('D. Population Risk Index'!V:V,$AX219,'C. Population PoC & Risk'!CW:CW))/K7, 0)","v":8.9405278989814329E-3},{"$f":"IFERROR((SUMIF('D. Population Risk Index'!W:W,$AX219,'C. Population PoC & Risk'!CX:CX))/L7, 0)","v":8.5686901267025325E-3},{"$f":"IFERROR((SUMIF('D. Population Risk Index'!X:X,$AX219,'C. Population PoC & Risk'!CY:CY))/M7, 0)","v":8.6513335482630883E-3},{"$f":"IFERROR((SUMIF('D. Population Risk Index'!Y:Y,$AX219,'C. Population PoC & Risk'!CZ:CZ))/N7, 0)","v":9.0162723237301578E-3},{"$f":"IFERROR((SUMIF('D. Population Risk Index'!Z:Z,$AX219,'C. Population PoC & Risk'!DA:DA))/O7, 0)","v":9.2323910653894156E-3}]
[null,null,null,null,null,null,null,null,null,null,null,null,null,null,null,null,null,null,null,null,null,null,null,null,null,null,null,null,null,null,null,null,null,3,"R3($)",1.4258988548878363E-2,1.4012490904190274E-2,1.4118643160088085E-2,1.4104345626105385E-2,1.4774432330010695E-2,1.498517740366152E-2,1.4344347348202096E-2,1.2763929419135787E-2,1.2387454046567707E-2,1.125300481272693E-2,1.0363472111737727E-2,9.6958101222163941E-3,null,null,3,"R3($)",{"$f":"IFERROR((SUMIF('D. Population Risk Index'!O:O,$AX220,'C. Population PoC & Risk'!CP:CP))/D8, 0)","v":1.4258988548878363E-2},{"$f":"IFERROR((SUMIF('D. Population Risk Index'!P:P,$AX220,'C. Population PoC & Risk'!CQ:CQ))/E8, 0)","v":1.4012490904190274E-2},{"$f":"IFERROR((SUMIF('D. Population Risk Index'!Q:Q,$AX220,'C. Population PoC & Risk'!CR:CR))/F8, 0)","v":1.4118643160088085E-2},{"$f":"IFERROR((SUMIF('D. Population Risk Index'!R:R,$AX220,'C. Population PoC & Risk'!CS:CS))/G8, 0)","v":1.4104345626105385E-2},{"$f":"IFERROR((SUMIF('D. Population Risk Index'!S:S,$AX220,'C. Population PoC & Risk'!CT:CT))/H8, 0)","v":1.4774432330010695E-2},{"$f":"IFERROR((SUMIF('D. Population Risk Index'!T:T,$AX220,'C. Population PoC & Risk'!CU:CU))/I8, 0)","v":1.498517740366152E-2},{"$f":"IFERROR((SUMIF('D. Population Risk Index'!U:U,$AX220,'C. Population PoC & Risk'!CV:CV))/J8, 0)","v":1.4344347348202096E-2},{"$f":"IFERROR((SUMIF('D. Population Risk Index'!V:V,$AX220,'C. Population PoC & Risk'!CW:CW))/K8, 0)","v":1.2763929419135787E-2},{"$f":"IFERROR((SUMIF('D. Population Risk Index'!W:W,$AX220,'C. Population PoC & Risk'!CX:CX))/L8, 0)","v":1.2387454046567707E-2},{"$f":"IFERROR((SUMIF('D. Population Risk Index'!X:X,$AX220,'C. Population PoC & Risk'!CY:CY))/M8, 0)","v":1.125300481272693E-2},{"$f":"IFERROR((SUMIF('D. Population Risk Index'!Y:Y,$AX220,'C. Population PoC & Risk'!CZ:CZ))/N8, 0)","v":1.0363472111737727E-2},{"$f":"IFERROR((SUMIF('D. Population Risk Index'!Z:Z,$AX220,'C. Population PoC & Risk'!DA:DA))/O8, 0)","v":9.6958101222163941E-3}]
[null,null,null,null,null,null,null,null,null,null,null,null,null,null,null,null,null,null,null,null,null,null,null,null,null,null,null,null,null,null,null,null,null,4,"R4($)",1.619915776759584E-2,1.5961222362630291E-2,1.4761346995250443E-2,1.3652288000818054E-2,1.4304021401126694E-2,1.3471402902111016E-2,1.3508720702743119E-2,1.4449592382789367E-2,1.4778006885213321E-2,1.5145779563919265E-2,1.4726992200617581E-2,1.3949886556296783E-2,null,null,4,"R4($)",{"$f":"IFERROR((SUMIF('D. Population Risk Index'!O:O,$AX221,'C. Population PoC & Risk'!CP:CP))/D9, 0)","v":1.619915776759584E-2},{"$f":"IFERROR((SUMIF('D. Population Risk Index'!P:P,$AX221,'C. Population PoC & Risk'!CQ:CQ))/E9, 0)","v":1.5961222362630291E-2},{"$f":"IFERROR((SUMIF('D. Population Risk Index'!Q:Q,$AX221,'C. Population PoC & Risk'!CR:CR))/F9, 0)","v":1.4761346995250443E-2},{"$f":"IFERROR((SUMIF('D. Population Risk Index'!R:R,$AX221,'C. Population PoC & Risk'!CS:CS))/G9, 0)","v":1.3652288000818054E-2},{"$f":"IFERROR((SUMIF('D. Population Risk Index'!S:S,$AX221,'C. Population PoC & Risk'!CT:CT))/H9, 0)","v":1.4304021401126694E-2},{"$f":"IFERROR((SUMIF('D. Population Risk Index'!T:T,$AX221,'C. Population PoC & Risk'!CU:CU))/I9, 0)","v":1.3471402902111016E-2},{"$f":"IFERROR((SUMIF('D. Population Risk Index'!U:U,$AX221,'C. Population PoC & Risk'!CV:CV))/J9, 0)","v":1.3508720702743119E-2},{"$f":"IFERROR((SUMIF('D. Population Risk Index'!V:V,$AX221,'C. Population PoC & Risk'!CW:CW))/K9, 0)","v":1.4449592382789367E-2},{"$f":"IFERROR((SUMIF('D. Population Risk Index'!W:W,$AX221,'C. Population PoC & Risk'!CX:CX))/L9, 0)","v":1.4778006885213321E-2},{"$f":"IFERROR((SUMIF('D. Population Risk Index'!X:X,$AX221,'C. Population PoC & Risk'!CY:CY))/M9, 0)","v":1.5145779563919265E-2},{"$f":"IFERROR((SUMIF('D. Population Risk Index'!Y:Y,$AX221,'C. Population PoC & Risk'!CZ:CZ))/N9, 0)","v":1.4726992200617581E-2},{"$f":"IFERROR((SUMIF('D. Population Risk Index'!Z:Z,$AX221,'C. Population PoC & Risk'!DA:DA))/O9, 0)","v":1.3949886556296783E-2}]
[null,null,null,null,null,null,null,null,null,null,null,null,null,null,null,null,null,null,null,null,null,null,null,null,null,null,null,null,null,null,null,null,null,5,"R5($)",1.4683089580385455E-2,1.5394522898669764E-2,1.5999287557517356E-2,1.6299513246555181E-2,1.6227894099685079E-2,1.6409183255312047E-2,1.6443248803149547E-2,1.6375146539042016E-2,1.6597309504004031E-2,1.6243673543415556E-2,1.4436250652419382E-2,1.1821528855644777E-2,null,null,5,"R5($)",{"$f":"IFERROR((SUMIF('D. Population Risk Index'!O:O,$AX222,'C. Population PoC & Risk'!CP:CP))/D10, 0)","v":1.4683089580385455E-2},{"$f":"IFERROR((SUMIF('D. Population Risk Index'!P:P,$AX222,'C. Population PoC & Risk'!CQ:CQ))/E10, 0)","v":1.5394522898669764E-2},{"$f":"IFERROR((SUMIF('D. Population Risk Index'!Q:Q,$AX222,'C. Population PoC & Risk'!CR:CR))/F10, 0)","v":1.5999287557517356E-2},{"$f":"IFERROR((SUMIF('D. Population Risk Index'!R:R,$AX222,'C. Population PoC & Risk'!CS:CS))/G10, 0)","v":1.6299513246555181E-2},{"$f":"IFERROR((SUMIF('D. Population Risk Index'!S:S,$AX222,'C. Population PoC & Risk'!CT:CT))/H10, 0)","v":1.6227894099685079E-2},{"$f":"IFERROR((SUMIF('D. Population Risk Index'!T:T,$AX222,'C. Population PoC & Risk'!CU:CU))/I10, 0)","v":1.6409183255312047E-2},{"$f":"IFERROR((SUMIF('D. Population Risk Index'!U:U,$AX222,'C. Population PoC & Risk'!CV:CV))/J10, 0)","v":1.6443248803149547E-2},{"$f":"IFERROR((SUMIF('D. Population Risk Index'!V:V,$AX222,'C. Population PoC & Risk'!CW:CW))/K10, 0)","v":1.6375146539042016E-2},{"$f":"IFERROR((SUMIF('D. Population Risk Index'!W:W,$AX222,'C. Population PoC & Risk'!CX:CX))/L10, 0)","v":1.6597309504004031E-2},{"$f":"IFERROR((SUMIF('D. Population Risk Index'!X:X,$AX222,'C. Population PoC & Risk'!CY:CY))/M10, 0)","v":1.6243673543415556E-2},{"$f":"IFERROR((SUMIF('D. Population Risk Index'!Y:Y,$AX222,'C. Population PoC & Risk'!CZ:CZ))/N10, 0)","v":1.4436250652419382E-2},{"$f":"IFERROR((SUMIF('D. Population Risk Index'!Z:Z,$AX222,'C. Population PoC & Risk'!DA:DA))/O10, 0)","v":1.1821528855644777E-2}]
[null,null,null,null,null,null,null,null,null,null,null,null,null,null,null,null,null,null,null,null,null,null,null,null,null,null,null,null,null,null,null,null,null,6,"R6($)",8.5733177900285083E-3,9.6885139879252357E-3,1.0358056677120786E-2,1.0875121438150597E-2,1.1629206739538926E-2,1.2458162212571107E-2,1.4169203911396647E-2,1.4942187019651214E-2,1.5067914869146364E-2,1.6215173355655532E-2,1.7332200501844058E-2,1.7952519675675193E-2,null,null,6,"R6($)",{"$f":"IFERROR((SUMIF('D. Population Risk Index'!O:O,$AX223,'C. Population PoC & Risk'!CP:CP))/D11, 0)","v":8.5733177900285083E-3},{"$f":"IFERROR((SUMIF('D. Population Risk Index'!P:P,$AX223,'C. Population PoC & Risk'!CQ:CQ))/E11, 0)","v":9.6885139879252357E-3},{"$f":"IFERROR((SUMIF('D. Population Risk Index'!Q:Q,$AX223,'C. Population PoC & Risk'!CR:CR))/F11, 0)","v":1.0358056677120786E-2},{"$f":"IFERROR((SUMIF('D. Population Risk Index'!R:R,$AX223,'C. Population PoC & Risk'!CS:CS))/G11, 0)","v":1.0875121438150597E-2},{"$f":"IFERROR((SUMIF('D. Population Risk Index'!S:S,$AX223,'C. Population PoC & Risk'!CT:CT))/H11, 0)","v":1.1629206739538926E-2},{"$f":"IFERROR((SUMIF('D. Population Risk Index'!T:T,$AX223,'C. Population PoC & Risk'!CU:CU))/I11, 0)","v":1.2458162212571107E-2},{"$f":"IFERROR((SUMIF('D. Population Risk Index'!U:U,$AX223,'C. Population PoC & Risk'!CV:CV))/J11, 0)","v":1.4169203911396647E-2},{"$f":"IFERROR((SUMIF('D. Population Risk Index'!V:V,$AX223,'C. Population PoC & Risk'!CW:CW))/K11, 0)","v":1.4942187019651214E-2},{"$f":"IFERROR((SUMIF('D. Population Risk Index'!W:W,$AX223,'C. Population PoC & Risk'!CX:CX))/L11, 0)","v":1.5067914869146364E-2},{"$f":"IFERROR((SUMIF('D. Population Risk Index'!X:X,$AX223,'C. Population PoC & Risk'!CY:CY))/M11, 0)","v":1.6215173355655532E-2},{"$f":"IFERROR((SUMIF('D. Population Risk Index'!Y:Y,$AX223,'C. Population PoC & Risk'!CZ:CZ))/N11, 0)","v":1.7332200501844058E-2},{"$f":"IFERROR((SUMIF('D. Population Risk Index'!Z:Z,$AX223,'C. Population PoC & Risk'!DA:DA))/O11, 0)","v":1.7952519675675193E-2}]
[null,null,null,null,null,null,null,null,null,null,null,null,null,null,null,null,null,null,null,null,null,null,null,null,null,null,null,null,null,null,null,null,null,7,"R7($)",7.379283448055953E-3,7.3185222027923897E-3,7.5956476161841277E-3,7.478671604770803E-3,7.617730277816535E-3,7.2561595683702292E-3,7.5336886666611032E-3,8.3832959278595364E-3,8.7932528720865658E-3,8.8055120305116554E-3,8.5490812777107919E-3,9.3467286192649556E-3,null,null,7,"R7($)",{"$f":"IFERROR((SUMIF('D. Population Risk Index'!O:O,$AX224,'C. Population PoC & Risk'!CP:CP))/D12, 0)","v":7.379283448055953E-3},{"$f":"IFERROR((SUMIF('D. Population Risk Index'!P:P,$AX224,'C. Population PoC & Risk'!CQ:CQ))/E12, 0)","v":7.3185222027923897E-3},{"$f":"IFERROR((SUMIF('D. Population Risk Index'!Q:Q,$AX224,'C. Population PoC & Risk'!CR:CR))/F12, 0)","v":7.5956476161841277E-3},{"$f":"IFERROR((SUMIF('D. Population Risk Index'!R:R,$AX224,'C. Population PoC & Risk'!CS:CS))/G12, 0)","v":7.478671604770803E-3},{"$f":"IFERROR((SUMIF('D. Population Risk Index'!S:S,$AX224,'C. Population PoC & Risk'!CT:CT))/H12, 0)","v":7.617730277816535E-3},{"$f":"IFERROR((SUMIF('D. Population Risk Index'!T:T,$AX224,'C. Population PoC & Risk'!CU:CU))/I12, 0)","v":7.2561595683702292E-3},{"$f":"IFERROR((SUMIF('D. Population Risk Index'!U:U,$AX224,'C. Population PoC & Risk'!CV:CV))/J12, 0)","v":7.5336886666611032E-3},{"$f":"IFERROR((SUMIF('D. Population Risk Index'!V:V,$AX224,'C. Population PoC & Risk'!CW:CW))/K12, 0)","v":8.3832959278595364E-3},{"$f":"IFERROR((SUMIF('D. Population Risk Index'!W:W,$AX224,'C. Population PoC & Risk'!CX:CX))/L12, 0)","v":8.7932528720865658E-3},{"$f":"IFERROR((SUMIF('D. Population Risk Index'!X:X,$AX224,'C. Population PoC & Risk'!CY:CY))/M12, 0)","v":8.8055120305116554E-3},{"$f":"IFERROR((SUMIF('D. Population Risk Index'!Y:Y,$AX224,'C. Population PoC & Risk'!CZ:CZ))/N12, 0)","v":8.5490812777107919E-3},{"$f":"IFERROR((SUMIF('D. Population Risk Index'!Z:Z,$AX224,'C. Population PoC & Risk'!DA:DA))/O12, 0)","v":9.3467286192649556E-3}]
[null,null,null,null,null,null,null,null,null,null,null,null,null,null,null,null,null,null,null,null,null,null,null,null,null,null,null,null,null,null,null,null,null,8,"R8($)",8.9089493519629581E-3,9.3931106706734435E-3,9.0274678055762454E-3,8.9234739988598589E-3,6.1381569417862042E-3,7.2735741691681254E-3,6.9375678071710422E-3,6.916480728590582E-3,6.8716780302112805E-3,6.9034917246025068E-3,7.2003694452595938E-3,7.3784766876974659E-3,null,null,8,"R8($)",{"$f":"IFERROR((SUMIF('D. Population Risk Index'!O:O,$AX225,'C. Population PoC & Risk'!CP:CP))/D13, 0)","v":8.9089493519629581E-3},{"$f":"IFERROR((SUMIF('D. Population Risk Index'!P:P,$AX225,'C. Population PoC & Risk'!CQ:CQ))/E13, 0)","v":9.3931106706734435E-3},{"$f":"IFERROR((SUMIF('D. Population Risk Index'!Q:Q,$AX225,'C. Population PoC & Risk'!CR:CR))/F13, 0)","v":9.0274678055762454E-3},{"$f":"IFERROR((SUMIF('D. Population Risk Index'!R:R,$AX225,'C. Population PoC & Risk'!CS:CS))/G13, 0)","v":8.9234739988598589E-3},{"$f":"IFERROR((SUMIF('D. Population Risk Index'!S:S,$AX225,'C. Population PoC & Risk'!CT:CT))/H13, 0)","v":6.1381569417862042E-3},{"$f":"IFERROR((SUMIF('D. Population Risk Index'!T:T,$AX225,'C. Population PoC & Risk'!CU:CU))/I13, 0)","v":7.2735741691681254E-3},{"$f":"IFERROR((SUMIF('D. Population Risk Index'!U:U,$AX225,'C. Population PoC & Risk'!CV:CV))/J13, 0)","v":6.9375678071710422E-3},{"$f":"IFERROR((SUMIF('D. Population Risk Index'!V:V,$AX225,'C. Population PoC & Risk'!CW:CW))/K13, 0)","v":6.916480728590582E-3},{"$f":"IFERROR((SUMIF('D. Population Risk Index'!W:W,$AX225,'C. Population PoC & Risk'!CX:CX))/L13, 0)","v":6.8716780302112805E-3},{"$f":"IFERROR((SUMIF('D. Population Risk Index'!X:X,$AX225,'C. Population PoC & Risk'!CY:CY))/M13, 0)","v":6.9034917246025068E-3},{"$f":"IFERROR((SUMIF('D. Population Risk Index'!Y:Y,$AX225,'C. Population PoC & Risk'!CZ:CZ))/N13, 0)","v":7.2003694452595938E-3},{"$f":"IFERROR((SUMIF('D. Population Risk Index'!Z:Z,$AX225,'C. Population PoC & Risk'!DA:DA))/O13, 0)","v":7.3784766876974659E-3}]
[null,null,null,null,null,null,null,null,null,null,null,null,null,null,null,null,null,null,null,null,null,null,null,null,null,null,null,null,null,null,null,null,null,9,"R9($)",6.6045637263328271E-3,6.5803430013507049E-3,6.6684480476904926E-3,7.0333534228989606E-3,7.7926084698738528E-3,8.0081224062687386E-3,8.4489153101911622E-3,8.8041945506999297E-3,9.4793138483116497E-3,1.0297668810212402E-2,9.8653171753002745E-3,9.8043316137632879E-3,null,null,9,"R9($)",{"$f":"IFERROR((SUMIF('D. Population Risk Index'!O:O,$AX226,'C. Population PoC & Risk'!CP:CP))/D14, 0)","v":6.6045637263328271E-3},{"$f":"IFERROR((SUMIF('D. Population Risk Index'!P:P,$AX226,'C. Population PoC & Risk'!CQ:CQ))/E14, 0)","v":6.5803430013507049E-3},{"$f":"IFERROR((SUMIF('D. Population Risk Index'!Q:Q,$AX226,'C. Population PoC & Risk'!CR:CR))/F14, 0)","v":6.6684480476904926E-3},{"$f":"IFERROR((SUMIF('D. Population Risk Index'!R:R,$AX226,'C. Population PoC & Risk'!CS:CS))/G14, 0)","v":7.0333534228989606E-3},{"$f":"IFERROR((SUMIF('D. Population Risk Index'!S:S,$AX226,'C. Population PoC & Risk'!CT:CT))/H14, 0)","v":7.7926084698738528E-3},{"$f":"IFERROR((SUMIF('D. Population Risk Index'!T:T,$AX226,'C. Population PoC & Risk'!CU:CU))/I14, 0)","v":8.0081224062687386E-3},{"$f":"IFERROR((SUMIF('D. Population Risk Index'!U:U,$AX226,'C. Population PoC & Risk'!CV:CV))/J14, 0)","v":8.4489153101911622E-3},{"$f":"IFERROR((SUMIF('D. Population Risk Index'!V:V,$AX226,'C. Population PoC & Risk'!CW:CW))/K14, 0)","v":8.8041945506999297E-3},{"$f":"IFERROR((SUMIF('D. Population Risk Index'!W:W,$AX226,'C. Population PoC & Risk'!CX:CX))/L14, 0)","v":9.4793138483116497E-3},{"$f":"IFERROR((SUMIF('D. Population Risk Index'!X:X,$AX226,'C. Population PoC & Risk'!CY:CY))/M14, 0)","v":1.0297668810212402E-2},{"$f":"IFERROR((SUMIF('D. Population Risk Index'!Y:Y,$AX226,'C. Population PoC & Risk'!CZ:CZ))/N14, 0)","v":9.8653171753002745E-3},{"$f":"IFERROR((SUMIF('D. Population Risk Index'!Z:Z,$AX226,'C. Population PoC & Risk'!DA:DA))/O14, 0)","v":9.8043316137632879E-3}]
[null,null,null,null,null,null,null,null,null,null,null,null,null,null,null,null,null,null,null,null,null,null,null,null,null,null,null,null,null,null,null,null,null,10,"R10($)",6.0706340366541989E-3,6.0671762450541207E-3,6.0743720748678617E-3,6.0868736787563597E-3,6.0894553819218558E-3,6.090997789164841E-3,6.0925645904671213E-3,6.0937471918379718E-3,6.0950186271685703E-3,6.0956478950481008E-3,6.095320773915878E-3,6.0956008688073582E-3,null,null,10,"R10($)",{"$f":"IFERROR((SUMIF('D. Population Risk Index'!O:O,$AX227,'C. Population PoC & Risk'!CP:CP))/D15, 0)","v":6.0706340366541989E-3},{"$f":"IFERROR((SUMIF('D. Population Risk Index'!P:P,$AX227,'C. Population PoC & Risk'!CQ:CQ))/E15, 0)","v":6.0671762450541207E-3},{"$f":"IFERROR((SUMIF('D. Population Risk Index'!Q:Q,$AX227,'C. Population PoC & Risk'!CR:CR))/F15, 0)","v":6.0743720748678617E-3},{"$f":"IFERROR((SUMIF('D. Population Risk Index'!R:R,$AX227,'C. Population PoC & Risk'!CS:CS))/G15, 0)","v":6.0868736787563597E-3},{"$f":"IFERROR((SUMIF('D. Population Risk Index'!S:S,$AX227,'C. Population PoC & Risk'!CT:CT))/H15, 0)","v":6.0894553819218558E-3},{"$f":"IFERROR((SUMIF('D. Population Risk Index'!T:T,$AX227,'C. Population PoC & Risk'!CU:CU))/I15, 0)","v":6.090997789164841E-3},{"$f":"IFERROR((SUMIF('D. Population Risk Index'!U:U,$AX227,'C. Population PoC & Risk'!CV:CV))/J15, 0)","v":6.0925645904671213E-3},{"$f":"IFERROR((SUMIF('D. Population Risk Index'!V:V,$AX227,'C. Population PoC & Risk'!CW:CW))/K15, 0)","v":6.0937471918379718E-3},{"$f":"IFERROR((SUMIF('D. Population Risk Index'!W:W,$AX227,'C. Population PoC & Risk'!CX:CX))/L15, 0)","v":6.0950186271685703E-3},{"$f":"IFERROR((SUMIF('D. Population Risk Index'!X:X,$AX227,'C. Population PoC & Risk'!CY:CY))/M15, 0)","v":6.0956478950481008E-3},{"$f":"IFERROR((SUMIF('D. Population Risk Index'!Y:Y,$AX227,'C. Population PoC & Risk'!CZ:CZ))/N15, 0)","v":6.095320773915878E-3},{"$f":"IFERROR((SUMIF('D. Population Risk Index'!Z:Z,$AX227,'C. Population PoC & Risk'!DA:DA))/O15, 0)","v":6.0956008688073582E-3}]
[null,null,null,null,null,null,null,null,null,null,null,null,null,null,null,null,null,null,null,null,null,null,null,null,null,null,null,null,null,null,null,null,null,"Estimated Total Realised Benefit - R1($) to R6($)",null,{"$f":"SUMPRODUCT(AJ218:AJ223, AJ$113:AJ$118)","v":0},0,0,0,0,0,0,0,0,0,0,0,null,null,"Estimated Total Realised Benefit - R1($) to R6($)",null,{"$f":"SUMPRODUCT(AZ218:AZ223, AZ$113:AZ$118)","v":0},0,0,0,0,0,425.74080187364507,390.68263453999481,505.56307086828008,366.44211548353644,604.98592334070861,0]
[null,null,null,null,null,null,null,null,null,null,null,null,null,null,null,null,null,null,null,null,null,null,null,null,null,null,null,null,null,null,null,null,null,"Estimated Total Realised Benefit - R7($) to R10($)",null,{"$f":"SUMPRODUCT(AJ224:AJ227, AJ$119:AJ$122)","v":11833.5672910141},43113.830458631695,44844.522394819578,46482.24758632305,47936.420770578523,49571.939007669003,51157.906657902837,53330.709206944077,55303.239519935407,57499.045533367622,59476.975749833036,62367.550129432464,null,null,"Estimated Total Realised Benefit - R7($) to R10($)",null,{"$f":"SUMPRODUCT(AZ224:AZ227, AZ$119:AZ$122)","v":11833.5672910141},23111.820708116727,29734.45045930157,36768.457532612971,44097.504074277727,49571.939007669003,51157.906657902837,53330.709206944077,55303.239519935407,57499.045533367622,59476.975749833036,62367.550129432471]
[null,null,null,null,null,null,null,null,null,null,null,null,null,null,null,null,null,null,null,null,null,null,null,null,null,null,null,null,null,null,null,null,null,"Estimated Total Realised Benefit",null,{"$f":"SUM(AJ228:AJ229)","v":11833.5672910141},{"$f":"SUM(AK228:AK229)","v":43113.830458631695},44844.522394819578,46482.24758632305,47936.420770578523,49571.939007669003,51157.906657902837,53330.709206944077,55303.239519935407,57499.045533367622,59476.975749833036,62367.550129432464,null,null,"Estimated Total Realised Benefit",null,{"$f":"SUM(AZ228:AZ229)","v":11833.5672910141},{"$f":"SUM(BA228:BA229)","v":23111.820708116727},29734.45045930157,36768.457532612971,44097.504074277727,49571.939007669003,51583.647459776483,53721.391841484074,55808.802590803687,57865.487648851158,60081.961673173748,62367.550129432471]
[]
[null,null,null,null,null,null,null,null,null,null,null,null,null,null,null,null,null,null,null,null,null,null,null,null,null,null,null,null,null,null,null,null,null,"TOTAL RISK CHECK",null,2019,2020,2021,2022,2023,2024,2025,2026,2027,2028,2029,2030,null,null,"TOTAL RISK CHECK",null,2019,2020,2021,2022,2023,2024,2025,2026,2027,2028,2029,2030]
[null,null,null,null,null,null,null,null,null,null,null,null,null,null,null,null,null,null,null,null,null,null,null,null,null,null,null,null,null,null,null,null,null,"Total R1($) to R6($)",null,{"$f":"AJ123-AJ138-AJ153-AJ168-AJ183-AJ198-AJ213-AJ228","v":0},0,0,0,0,0,0,0,0,0,0,0,null,null,"Total R1($) to R6($)",null,{"$f":"AZ123-AZ138-AZ153-AZ168-AZ183-AZ198-AZ213-AZ228","v":0},0,0,0,0,0,1.1368683772161603E-12,-1.8758328224066645E-12,0,-3.751665644813329E-12,-3.0695446184836328E-12,0]
[null,null,null,null,null,null,null,null,null,null,null,null,null,null,null,null,null,null,null,null,null,null,null,null,null,null,null,null,null,null,null,null,null,"Total R7($) to R10($)",null,-1.7462298274040222E-10,2.4156179279088974E-9,3.0559021979570389E-10,-3.2014213502407074E-10,2.3283064365386963E-9,-1.4406396076083183E-9,1.4624674804508686E-9,-1.0841176845133305E-9,-5.3842086344957352E-10,-1.8189894035458565E-9,1.0841176845133305E-9,-1.0477378964424133E-9,null,null,"Total R7($) to R10($)",null,-1.7462298274040222E-10,3.7107383832335472E-10,7.4578565545380116E-10,-2.4738255888223648E-10,1.8990249373018742E-9,-1.4406396076083183E-9,1.4624674804508686E-9,-1.0841176845133305E-9,-5.3842086344957352E-10,-1.8189894035458565E-9,1.0841176845133305E-9,-1.5279510989785194E-10]
[null,null,null,null,null,null,null,null,null,null,null,null,null,null,null,null,null,null,null,null,null,null,null,null,null,null,null,null,null,null,null,null,null,"Total",null,-1.7462298274040222E-10,2.4156179279088974E-9,3.0559021979570389E-10,-3.2014213502407074E-10,2.3283064365386963E-9,-1.4406396076083183E-9,1.4624674804508686E-9,-1.0841176845133305E-9,-5.3842086344957352E-10,-1.8189894035458565E-9,1.0841176845133305E-9,-1.0477378964424133E-9,null,null,"Total",null,-1.7462298274040222E-10,3.7107383832335472E-10,7.4578565545380116E-10,-2.4738255888223648E-10,1.8990249373018742E-9,-1.4406396076083183E-9,1.4624674804508686E-9,-2.1827872842550278E-10,-6.7666405811905861E-10,-2.9831426218152046E-10,3.92901711165905E-10,-1.5279510989785194E-10]
[]
[null,null,null,null,null,null,null,null,null,null,null,null,null,null,null,null,null,null,null,null,null,null,null,null,null,null,null,null,null,null,null,null,null,"ESTIMATED REALISED BENEFIT (ALL RISK CATEGORIES)",null,2019,2020,2021,2022,2023,2024,2025,2026,2027,2028,2029,2030,null,null,"ESTIMATED REALISED BENEFIT (ALL RISK CATEGORIES)",null,2019,2020,2021,2022,2023,2024,2025,2026,2027,2028,2029,2030]
[null,null,null,null,null,null,null,null,null,null,null,null,null,null,null,null,null,null,null,null,null,null,null,null,null,null,null,null,null,null,null,null,null,"Worker Safety","$",{"$f":"AJ140","v":1118.6986730663532},{"$f":"AK140","v":3785.7190974829045},3928.8219147287841,4071.58560483575,4198.2965732016219,4333.1538084163112,4474.6467475498002,4640.3570756448598,4802.898248008305,4980.1906896110131,5146.9596063086956,5346.2886153693762,null,null,"Worker Safety","$",{"$f":"AZ140","v":1118.6986730663532},{"$f":"BA140","v":2162.7482027366518},2753.6533681689743,3353.7339623523253,3904.3087638676939,4333.1538084163112,4491.3458731930868,4654.8431218233563,4821.4780671367998,4992.6468635356805,5166.1117837787342,5346.2886153693762]
[null,null,null,null,null,null,null,null,null,null,null,null,null,null,null,null,null,null,null,null,null,null,null,null,null,null,null,null,null,null,null,null,null,"Physical Impact","$",{"$f":"AJ155","v":0},{"$f":"AK155","v":0},0,0,0,0,0,0,0,0,0,0,null,null,"Physical Impact","$",{"$f":"AZ155","v":0},{"$f":"BA155","v":0},0,0,0,0,0,0,0,0,0,0]
[null,null,null,null,null,null,null,null,null,null,null,null,null,null,null,null,null,null,null,null,null,null,null,null,null,null,null,null,null,null,null,null,null,"Shock","$",{"$f":"AJ170","v":217666.79895948185},{"$f":"AK170","v":736592.77296738804},764436.49255151511,792214.22768375615,816868.56181437301,843107.92672328791,870638.41002326156,902880.90528975707,934506.77339818759,969002.81703574269,1001451.2833989208,1040235.0134475846,null,null,"Shock","$",{"$f":"AZ170","v":217666.79895948185},{"$f":"BA170","v":420809.00744675996},535782.26963516336,652540.80810340971,759666.9337696858,843107.92672328791,873887.58275556972,905699.47598905885,938121.87534861756,971426.43259079941,1005177.7499295197,1040235.0134475847]
[null,null,null,null,null,null,null,null,null,null,null,null,null,null,null,null,null,null,null,null,null,null,null,null,null,null,null,null,null,null,null,null,null,"Fire","$",{"$f":"AJ185","v":1685446.2274216544},{"$f":"AK185","v":5703614.4983003996},5919215.0968059571,6134304.7618754981,6325209.1839034799,6528386.8793861233,6741562.014219949,6991223.3877934692,7236110.0693962593,7503221.2084759194,7754477.4656491475,8054789.1889268337,null,null,"Fire","$",{"$f":"AZ185","v":1685446.2274216544},{"$f":"BA185","v":3258425.0673811659},4148690.6105698496,5052779.9761565793,5882283.2592738755,6528386.8793861233,6766721.1379360538,7013048.256696621,7264102.6708091702,7521987.8449749984,7783332.3897148985,8054789.1889268346]
[null,null,null,null,null,null,null,null,null,null,null,null,null,null,null,null,null,null,null,null,null,null,null,null,null,null,null,null,null,null,null,null,null,"Environment","$",{"$f":"AJ200","v":0},{"$f":"AK200","v":0},0,0,0,0,0,0,0,0,0,0,null,null,"Environment","$",{"$f":"AZ200","v":0},{"$f":"BA200","v":0},0,0,0,0,0,0,0,0,0,0]
[null,null,null,null,null,null,null,null,null,null,null,null,null,null,null,null,null,null,null,null,null,null,null,null,null,null,null,null,null,null,null,null,null,"Value of Unserved Energy","$",{"$f":"AJ215","v":33247.94570596327},{"$f":"AK215","v":121133.91161033833},125996.51560058375,130597.91743566211,134683.60604402519,139278.8071537691,143734.78944800337,149839.56068086385,155381.64103050646,161551.04348709784,167108.29556755567,175229.74007101904,null,null,"Value of Unserved Energy","$",{"$f":"AZ215","v":33247.94570596327},{"$f":"BA215","v":64935.664890580229},83542.804139730608,103305.76145577233,123897.67051423393,139278.8071537691,144930.96357854275,150937.23433260471,156802.08620293834,162580.61024920401,168808.08216929986,175229.74007101907]
[null,null,null,null,null,null,null,null,null,null,null,null,null,null,null,null,null,null,null,null,null,null,null,null,null,null,null,null,null,null,null,null,null,"Finance","$",{"$f":"AJ230","v":11833.5672910141},{"$f":"AK230","v":43113.830458631695},44844.522394819578,46482.24758632305,47936.420770578523,49571.939007669003,51157.906657902837,53330.709206944077,55303.239519935407,57499.045533367622,59476.975749833036,62367.550129432464,null,null,"Finance","$",{"$f":"AZ230","v":11833.5672910141},{"$f":"BA230","v":23111.820708116727},29734.45045930157,36768.457532612971,44097.504074277727,49571.939007669003,51583.647459776483,53721.391841484074,55808.802590803687,57865.487648851158,60081.961673173748,62367.550129432471]
[null,null,null,null,null,null,null,null,null,null,null,null,null,null,null,null,null,null,null,null,null,null,null,null,null,null,null,null,null,null,null,null,null,"Estimated Total Realised Benefit",null,{"$f":"SUM(AJ238:AJ244)","v":1949313.23805118},{"$f":"SUM(AK238:AK244)","v":6608240.7324342402},6858421.4492676035,7107670.7401860747,7328896.0691056577,7564678.7060792651,7811567.7670966657,8101914.9200466787,8386104.621592897,8696254.3052217402,8987660.9799717665,9337967.7811902389,null,null,"Estimated Total Realised Benefit",null,{"$f":"SUM(AZ238:AZ244)","v":1949313.23805118},{"$f":"SUM(BA238:BA244)","v":3769444.3086293596},4800503.7881722143,5848748.7372107264,6813849.6763959406,7564678.7060792651,7841614.6776031358,8128061.201981592,8419656.9130186662,8718853.0223273877,9022566.2952706702,9337967.7811902408]
[]
[null,null,null,null,null,null,null,null,null,null,null,null,null,null,null,null,null,null,null,null,null,null,null,null,null,null,null,null,null,null,null,null,null,"ESTIMATED REALISED BENEFIT (ALL RISK CATEGORIES)",null,2019,2020,2021,2022,2023,2024,2025,2026,2027,2028,2029,2030,null,null,"ESTIMATED REALISED BENEFIT (ALL RISK CATEGORIES)",null,2019,2020,2021,2022,2023,2024,2025,2026,2027,2028,2029,2030]
[null,null,null,null,null,null,null,null,null,null,null,null,null,null,null,null,null,null,null,null,null,null,null,null,null,null,null,null,null,null,null,null,null,"Safety","$",{"$f":"SUM(AJ238:AJ240)","v":218785.49763254821},{"$f":"SUM(AK238:AK240)","v":740378.49206487089},768365.31446624384,796285.81328859192,821066.85838757467,847441.08053170424,875113.05677081132,907521.26236540196,939309.67164619593,973983.0077253537,1006598.2430052295,1045581.3020629539,null,null,"Safety","$",{"$f":"SUM(AZ238:AZ240)","v":218785.49763254821},{"$f":"SUM(BA238:BA240)","v":422971.75564949663},538535.92300333234,655894.54206576198,763571.24253355351,847441.08053170424,878378.92862876283,910354.31911088224,942943.35341575439,976419.07945433503,1010343.8617132985,1045581.3020629541]
[null,null,null,null,null,null,null,null,null,null,null,null,null,null,null,null,null,null,null,null,null,null,null,null,null,null,null,null,null,null,null,null,null,"Fire","$",{"$f":"AJ241","v":1685446.2274216544},{"$f":"AK241","v":5703614.4983003996},5919215.0968059571,6134304.7618754981,6325209.1839034799,6528386.8793861233,6741562.014219949,6991223.3877934692,7236110.0693962593,7503221.2084759194,7754477.4656491475,8054789.1889268337,null,null,"Fire","$",{"$f":"AZ241","v":1685446.2274216544},{"$f":"BA241","v":3258425.0673811659},4148690.6105698496,5052779.9761565793,5882283.2592738755,6528386.8793861233,6766721.1379360538,7013048.256696621,7264102.6708091702,7521987.8449749984,7783332.3897148985,8054789.1889268346]
[null,null,null,null,null,null,null,null,null,null,null,null,null,null,null,null,null,null,null,null,null,null,null,null,null,null,null,null,null,null,null,null,null,"Environment","$",{"$f":"AJ242","v":0},0,0,0,0,0,0,0,0,0,0,0,null,null,"Environment","$",{"$f":"AZ242","v":0},0,0,0,0,0,0,0,0,0,0,0]
[null,null,null,null,null,null,null,null,null,null,null,null,null,null,null,null,null,null,null,null,null,null,null,null,null,null,null,null,null,null,null,null,null,"Value of Unserved Energy","$",{"$f":"AJ243","v":33247.94570596327},121133.91161033833,125996.51560058375,130597.91743566211,134683.60604402519,139278.8071537691,143734.78944800337,149839.56068086385,155381.64103050646,161551.04348709784,167108.29556755567,175229.74007101904,null,null,"Value of Unserved Energy","$",33247.94570596327,64935.664890580229,83542.804139730608,103305.76145577233,123897.67051423393,139278.8071537691,144930.96357854275,150937.23433260471,156802.08620293834,162580.61024920401,168808.08216929986,175229.74007101907]
[null,null,null,null,null,null,null,null,null,null,null,null,null,null,null,null,null,null,null,null,null,null,null,null,null,null,null,null,null,null,null,null,null,"Finance","$",11833.5672910141,43113.830458631695,44844.522394819578,46482.24758632305,47936.420770578523,49571.939007669003,51157.906657902837,53330.709206944077,55303.239519935407,57499.045533367622,59476.975749833036,62367.550129432464,null,null,"Finance","$",11833.5672910141,23111.820708116727,29734.45045930157,36768.457532612971,44097.504074277727,49571.939007669003,51583.647459776483,53721.391841484074,55808.802590803687,57865.487648851158,60081.961673173748,62367.550129432471]
[null,null,null,null,null,null,null,null,null,null,null,null,null,null,null,null,null,null,null,null,null,null,null,null,null,null,null,null,null,null,null,null,null,"Estimated Total Realised Benefit",null,{"$f":"SUM(AJ248:AJ252)","v":1949313.23805118},{"$f":"SUM(AK248:AK252)","v":6608240.7324342402},6858421.4492676035,7107670.7401860747,7328896.0691056577,7564678.7060792651,7811567.7670966657,8101914.9200466787,8386104.621592897,8696254.3052217402,8987660.9799717665,9337967.7811902389,null,null,"Estimated Total Realised Benefit",null,{"$f":"SUM(AZ248:AZ252)","v":1949313.23805118},{"$f":"SUM(BA248:BA252)","v":3769444.3086293596},4800503.7881722143,5848748.7372107264,6813849.6763959406,7564678.7060792651,7841614.6776031358,8128061.201981592,8419656.9130186662,8718853.0223273877,9022566.2952706702,9337967.7811902408]
[null,null,null,null,null,null,null,null,null,null,null,null,null,null,null,null,null,null,null,null,null,null,null,null,null,null,null,null,null,null,null,null,null,"Annual Deferral Benefit (ADB)",null,{"$f":"AJ61","v":357418.67179980752},2638464.6352261789,2719489.8941289699,2794019.4571703561,2835013.8248315686,2886357.7940327236,2944430.5582290664,3040638.3407122232,3124569.5688161692,3228329.7632338786,3306542.2925890279,3437108.8873917228,null,null,"Annual Deferral Benefit (ADB)",null,{"$f":"AZ61","v":357418.67179980752},863206.49624639074,1368994.3206929741,1874782.1451395573,2380569.9695861405,2886357.7940327236,2978149.6429258902,3069941.4918190567,3161733.3407122232,3253525.1896053897,3345317.0384985562,3437108.8873917228]