## Title
CitiPower augmentation capex
Overview
Organisation name |  | CitiPower
Workbook name |  | CitiPower augmentation capex

## Menu
CitiPower augmentation capex |  |  |  | Model Master Check:
Menu
| Control | Inputs | Historicals
| Title | Inflation | Historical Units
| Menu | AER Template Mapping
| Check | Forecast Units
| Details | Project List (%)
| Calculation | Outputs | Export
| Project List ($) | Outputs | 2.3 AUGEX PROJECT DATA
| Unit Rates | Expenditure Check | 2.4 AUGEX MODEL
Augex Calculations
Augex Model Calculations

## Check
CitiPower augmentation capex |  | Model Master Check: | 0
Check
Model Checks
Sheet Name
| Project List (%) |  | 0
| Augex Calculations |  | 0
| Augex Model Calculations |  | 0
| Outputs |  | 0
| Expenditure Check |  | 0
0
End of Sheet

## Details
CitiPower augmentation capex |  |  | Model Master Check:
Details
Function Codes
| Capex | Description
| 160 | LV Augmentation
| 161 | Augmentation of Zone Sub Stations
| 162 | Network Development - Augmentation
| 177 | CBD Security of Supply

## Inflation
CitiPower augmentation capex | [6 empty] | Model Master Check: | 0
Inflation
| 2006 | 2007 | 2008 | 2009 | 2010 | 2011 | 2012 | 2013 | 2014 | 2015 | 2016 | 2017 | 2018 | 2019 | 2020
INFLATION ESCALATION
Inflation |  | 3.939% | 1.863% | 4.981% | 1.261% | 2.788% | 3.52% | 2.004% | 2.161% | 3.579% | 2.5% | 2.5% | 2.5% | 2.5% | 2.5%
Real cost year | 2015
Conversion from nominal to real $2015 | 1.2927 | 1.2437 | 1.2209 | 1.163 | 1.1485 | 1.1174 | 1.0794 | 1.0582 | 1.0358 | 1 | 0.97561 | 0.95181 | 0.9286 | 0.90595 | 0.88385
[9 empty] | Real Escalation for "esc" tabs | 0% | 0.9331% | 2.689% | 3.958% | 5.261% | 7.341%
[10 empty] | 1 | 1.0093 | 1.0269 | 1.0396 | 1.0526 | 1.0734

## AER Template Mapping
CitiPower augmentation capex |  |  |  | Model Master Check: | 0
AER Template Mapping
AER Template Mapping
TABLE 2.3.3 - AUGEX DATA - HV/LV FEEDERS AND DISTRIBUTION SUBSTATIONS
HV FEEDER AUGMENTATIONS - OVERHEAD LINES ($000'S)
HV FEEDER AUGMENTATIONS - UNDERGROUND CABLES ($000'S)
HV FEEDER NON-MATERIAL PROJECTS ($000'S)
LV FEEDER AUGMENTATIONS - OVERHEAD LINES ($000'S)
LV FEEDER AUGMENTATIONS - UNDERGROUND CABLES ($000'S)
LV FEEDER NON-MATERIAL PROJECTS ($000'S)
DISTRIBUTION SUBSTATION AUGMENTATIONS - POLE MOUNTED ($000'S)
DISTRIBUTION SUBSTATION AUGMENTATIONS - GROUND MOUNTED ($000'S)
DISTRIBUTION SUBSTATION AUGMENTATIONS - INDOOR ($000'S)
TABLE 2.3.4 - AUGEX DATA - TOTAL EXPENDITURE
SUBTRANSMISSION SUBSTATIONS, SWITCHING STATIONS, ZONE SUBSTATIONS
SUBTRANSMISSION LINES
HV FEEDERS
HV FEEDERS - LAND PURCHASES AND EASEMENTS
DISTRIBUTION SUBSTATIONS
DISTRIBUTION SUBSTATIONS - LAND PURCHASES AND EASEMENTS
LV FEEDERS
LV FEEDERS - LAND PURCHASES AND EASEMENTS
OTHER ASSETS

## Forecast Units
CitiPower Augex Forecast Model | [5 empty] | Model Master Check: | 0
Forecast Units
Zone Substation Project List (includes 2014 projects)
| Project Title | 2014-2015 MVA Added - Type 1 | 2014-2015 MVA Added - Type 2 | 2014-2015 MVA Added - Type 3 | 2016-2020 MVA Added - Type 1 | 2016-2020 MVA Added - Type 2 | 2016-2020 MVA Added - Type 3 | Demand or Non-Demand
| W SS 7 x 66kV GIS CBs (NOT including relocations, demolition or re-build) | 0 |  |  | 0 |  |  | Non demand
| Establish W zone substation with 2 x 55MVA Tx + 9 GIS CBs | 0 |  |  | 110 |  |  | Non demand
| BQ 3rd 55MVA Transformer (transfer BS ring bus to BQ) and 24MVAr cap bank | 0 | 0 | 0 | 55 | 66.15 | 79.7 | Demand
| WB bus extension to increase station capacity | 0 | 0 | 0 | 10 | 10 | 10 | Demand
| Upgrade DA to 66kV with 2 x 27MVA transformers | 0 |  |  | 57 |  |  | Non demand
| New VR Nth Melbourne transformers - 2 x 13MVA | 0 |  |  | 26 |  |  | Non demand
| BC 3rd 27MVA transformer and 11kV switchboard | 27 |  |  | 0 |  |  | Non demand
| NR 66kV & 11kV reactors (RTS-NR 66kV reactor, Tx No1 & No2 11kV reactors) and 11kV switchboard | 0 |  |  | 40 |  |  | Non demand
| AP NOAC on B/T | 0 |  |  | 0 |  |  | Non demand
| L Q CAP BANKS | 3.6 | 3.6 | 3.6 | 0 | 0 | 0 | Demand
Subtransmission Lines Project List (includes 2014 projects)
| Project Title | 2014-2015 MVA Added | 2016-2020 MVA Added | Demand or Non-Demand
| BTS-BQ#3 Cable Works | 120 | 0 | Non demand
| Establish BTS-W 66kV cable | 0 | 120 | Non demand
| BTS Connection to Metro - BTS-BQ #1 & BTS-VM | 0 | 240 | Non demand
| RTS-TK/BC/AR 66kV loop split - RTS-TK 2nd Line | 100 | 0 | Non demand
| Extend FR1-MP1, FR2-MP2 into W | 0 | 0 | Demand
| R 22kV re-configure cables | 0 | 0 | Non demand
| Uprate BTS-WB (for sub C cut into loop) | 0 | 22 | Non demand
| Uprate BTS - NC (for sub C cut into loop) | 0 | 22 | Non demand
| Establish BTS-NC & BTS-WB (Supply from BTS) | 0 | 0 | Non demand
| Upgrade WMTS-DA to 66kV | 0 | 240 | Non demand
| FBTS 66kV Loop re-arrangement for Tx #3 online | 0 | 150 | Non demand
| Q to HB line uprate | 0 | 0 | Demand
| L to Q line section (P9 to P18) thermal uprate to 100 deg C - 0.7 kms | 0 | 0 | Demand
| BQ-VM1 | 120 | 0 | Non demand
| BQ-W x 2 | 240 | 0 | Non demand
| MP 66kV switch re-configure | 20 | 0 | Non demand
HV Feeders Project List (includes 2014 projects)
| Project Title | Demand or Non-Demand | CBD or Urban | 2014-2015 MVA Added | 2016-2020 MVA Added | Total Route Line Length U/G (km) | Total Route Line Length O/H (km) | 2015 | 2016 | 2017 | 2018 | 2019 | 2020 | 2015 | 2016 | 2017 | 2018 | 2019 | 2020
| Transfer capability from LS to BQ (30MVA) | Non demand |  | 0 | 52 | 18.445 | 0 | 2018: 18.445
| Permanent transfers to WA & MP to BQ: Exhibition Exchange SSTN - (13MVA) | Non demand |  | 0 | 52 | 8.72 | 0 | 2017: 8.72
| Permanent transfers MP to WP: 310 LaTrobe (13MVA) | Non demand |  | 0 | 52 | 0.4 | 0 | 2017: 0.4
| Permanent transfers RP to WP - (12MVA) | Non demand |  | 0 | 26 | 1.23 | 0 | 2017: 0.96036; 2017: 0.26964
| CBD feeders - load growth | Demand | CBD | 7 | 35 | 2.42 | 0 | 2016: 2.0743; 2016: 0.34571
| Convert J feeders to 11kV. Supply from JA | Non demand |  | 0 | 33.3 | 1.81 | 0 | 2017: 1.1422; 2017: 0.66777
| Convert TP feeders to 11kV. Supply from SB | Non demand |  | 0 | 6 | 1.755 |  | 2018: 1.755
| Urban feeders - load growth | Demand | Urban | 9 | 45 | 11.7743 | 1.1257
| Uprate 11kV feeder sections to 300A | Demand | Urban | 2 | 10
| Survey 11kV feeder section rated at 230A | Demand | Urban | 0 | 0
| Bc stage 2 (3 & 24 new feeders) | Non demand |  | 0 | 20 | 4.22 |  | 2015: 4.22
| New 66kV cable to VR Nth Melb ZSS - 2 cables | Non demand |  | 0 | 118
| TK New Feeder West/OFF Loading PR171 | Demand | Urban | 6 | 0
| Bc stage 1 | Non demand |  | 20 | 0
| Feeder CL34 (CL11) augmentation | Demand | Urban | 6 | 0
| New SB feeders to 471 Flinders La | Demand | Urban | 12 | 0
|  | O/H Material Projects (km) | O/H Non-Material Projects (km) | U/G Material Projects (km) | U/G Non-Material Projects (km) | Total (km)
| CBD feeders - load growth | 0 | 0 | 2.42 | 0 | 2.42
| Urban feeders - load growth | 0.68366 | 0.442 | 11.7743 | 0 | 12.9
| CBD feeders and Urban feeders - load growth project splits per year | 2015 | 2016 | 2017 | 2018 | 2019 | 2020
| CBD MATERIAL | 3109.0809 | 3097.7988 | 3097.7988 | 3097.7988 | 3097.7988 | 3097.7988
| CBD NON MATERIAL | 0 | 0 | 0 | 0 | 0 | 0
| URBAN MATERIAL | 5540.2295 | 3043.4464 | 2991.6571 | 2991.6571 | 2991.6571 | 2991.6571
| URBAN NON MATERIAL | 106.5282 | 106.1416 | 106.1416 | 106.1416 | 106.1416 | 106.1416
LV Project List
| Project Title | 2015: 2014-2015 MVA Added; 2016: 2016-2020 MVA Added; 2017: Demand or Non-Demand
| LV overload mitigation | 2015: 10.6413; 2016: 26.6032; 2017: Demand
Note on D34: Gaurav Sharma: Before 28 and below 25

## Project List (%)
CitiPower augmentation capex |  |  |  |  | Model Master Check: | 0
Project List (%) |  |  |  |  | Sheet Check: | 0
| Check | [9 empty] | Expenditure Summary
[7 empty] | Total Project Cost ($000's) | Pre-2014 | 2014 | 2015 | 2016 | 2017 | 2018 | 2019 | 2020 | Post-2020
|  | FC |  | Project Description: | bar: Pre-2014 to Expenditure Summary Post-2020
| 0 | 177 | BTS66 | W SS 7 x 66kV GIS CBs (NOT including relocations, demolition or re-build) |  |  | 15351.3933 | 0.2394% | 9.553% | 31.43% | 37.15% | 21.63% | 0% | 0% | 0% | 0%
|  |  |  | 177 Subtotal |  |  | 15351.3933
| 0 | 161 | BTS66 | Establish W zone substation with 2 x 55MVA Tx + 9 GIS CBs |  |  | 17334.6286 | 0.1256% | 19.08% | 10.63% | 59.54% | 10.63% | 0% | 0% | 0% | 0%
| 0 | 161 | BTS66 | Redevelop WA into 2 x 55MVA Tx |  |  |  | 0% | 0% | 0% | 0% | 0% | 0% | 0% | 0% | 100%
| 0 | 161 | BTS66 | BQ 3rd 55MVA Transformer (transfer BS ring bus to BQ) and 24MVAr cap bank |  |  | 11835 | 0% | 0% | 1.25% | 5% | 81.25% | 12.5% | 0% | 0% | 0%
| 0 | 161 | WMTS66 | WB bus extension to increase station capacity |  |  | 1035.7864 | 0% | 0% | 0% | 10% | 90% | 0% | 0% | 0% | 0%
| 0 | 161 | WMTS22 | Upgrade J to 66kV to 2x55MVA transformers |  |  |  | 0% | 0% | 0% | 0% | 0% | 0% | 0% | 0% | 100%
| 0 | 161 | WMTS22 | Upgrade DA to 66kV with 2 x 27MVA transformers |  |  | 18949 | 0% | 0% | 0.3279% | 0% | 1.311% | 59.02% | 39.34% | 0% | 0%
| 0 | 161 | WMTS22 | LS rebuild at 66kV 2 x 27MVA transformers |  |  |  | 0% | 0% | 0% | 0% | 0% | 0% | 0% | 0% | 100%
| 0 | 161 | WMTS22 | New VR Nth Melbourne transformers - 2 x 13MVA |  |  | 4443.5238 | 0% | 0% | 3.03% | 0% | 12.12% | 54.55% | 30.3% | 0% | 0%
| 0 | 161 | RTS66 | B 3rd 27MVA transformer |  |  |  | 0% | 0% | 0% | 0% | 0% | 0% | 0% | 0% | 100%
| 0 | 161 | RTS66 | BC 3rd 27MVA transformer and 11kV switchboard |  |  | 4350.3031 |  | 4.357% | 73.9% | 21.74% | 0% | 0% | 0% | 0%
| 0 | 161 | RTS66 | NR 66kV & 11kV reactors (RTS-NR 66kV reactor, Tx No1 & No2 11kV reactors) and 11kV switchboard |  |  | 4798.366 | 0% | 0% | 17.02% | 63.83% | 19.15% | 0% | 0% | 0% | 0%
| 0 | 161 | RTS66 | NR 4th transformer and 11kV switchboard |  |  |  | 0% | 0% | 0% | 0% | 0% | 0% | 0% | 0% | 100%
| 0 | 161 | RTS66 | NR 5th transformer and 11kV switchboard |  |  |  | 0% | 0% | 0% | 0% | 0% | 0% | 0% | 0% | 100%
| 0 | 161 | RTS66 | NC 3rd 30MVA transformer |  |  |  | 0% | 0% | 0% | 0% | 0% | 0% | 0% | 0% | 100%
| 0 | 161 | RTS66 | NC new 9MVAr cap bank |  |  |  | 0% | 0% | 0% | 0% | 0% | 0% | 0% | 0% | 100%
| 0 | 161 | RTS22 | Upgrade PR to 66kV to 2x27MVA transformers |  |  |  | 0% | 0% | 0% | 0% | 0% | 0% | 0% | 0% | 100%
| 0 | 161 | FBTS | SB 3rd 55MVA Transformer |  |  |  | 0% | 0% | 0% | 0% | 0% | 0% | 0% | 0% | 100%
| 0 | 161 | FBTS | SB 11kV switchboard (completion of ring bus) |  |  |  | 0% | 0% | 0% | 0% | 0% | 0% | 0% | 0% | 100%
| 0 | 161 | FBTS | SB new 12MVAr cap banks |  |  |  | 0% | 0% | 0% | 0% | 0% | 0% | 0% | 0% | 100%
| 0 | 161 | FBTS | SO 9MVAr cap bank |  |  |  | 0% | 0% | 0% | 0% | 0% | 0% | 0% | 0% | 100%
| 0 | 161 | FBTS | Upgrade TP to 66kV to 2x55MVA transformers |  |  |  | 0% | 0% | 0% | 0% | 0% | 0% | 0% | 0% | 100%
| 0 | 161 | FBTS | AP NOAC on B/T |  |  | 725.0505 | 0% | 0% | 0% | 0% | 0% | 0% | 0% | 100% | 0%
| 0 | 161 | SVTS | RD 3rd 30MVA transformer |  |  |  | 0% | 0% | 0% | 0% | 0% | 0% | 0% | 0% | 100%
| 0 | 161 | TSTS | Q 3rd 30MVA transformer |  |  |  | 0% | 0% | 0% | 0% | 0% | 0% | 0% | 0% | 100%
| 0 | 161 | TSTS | L 3rd 30MVA transformer |  |  |  | 0% | 0% | 0% | 0% | 0% | 0% | 0% | 0% | 100%
|  |  |  | 161 Subtotal |  |  | 63471.6585
| 0 | 162 | BTS66 | BTS-BQ#3 Cable Works |  |  | 17754.2 | 33.69% | 35.86% | 30.45% | 0% | 0% | 0% | 0% | 0% | 0%
| 0 | 162 | BTS66 | Establish BTS-W 66kV cable |  |  | 5923 | 0.04667% | 7.141% | 77.26% | 15.56% | 0% | 0% | 0% | 0% | 0%
| 0 | 162 | BTS66 | Replace VM-WA 66kV cables with 2 x 66kV 130MVA cables |  |  |  | 0% | 0% | 0% | 0% | 0% | 0% | 0% | 0% | 100%
| 0 | 162 | BTS66 | BTS Connection to Metro - BTS-BQ #1 & BTS-VM |  |  | 1766.0159 | 0.2346% | 0% | 0% | 99.77% | 0% | 0% | 0% | 0% | 0%
| 0 | 162 | RTS66 | BTS-CW-B loop (Supply for BTS) |  |  |  | 0% | 0% | 0% | 0% | 0% | 0% | 0% | 0% | 100%
| 0 | 162 | RTS66 | RTS-NR 66kV loop split |  |  |  | 0% | 0% | 0% | 0% | 0% | 0% | 0% | 0% | 100%
| 0 | 162 | RTS66 | Uprate RTS to AR SPA tower section over Monash freeway |  |  |  | 0% | 0% | 0% | 0% | 0% | 0% | 0% | 0% | 100%
| 0 | 162 | RTS66 | Reconductor RTS-AR 66kV line Stage 2: From RTS rack to T426 (90m) |  |  |  | 0% | 0% | 0% | 0% | 0% | 0% | 0% | 0% | 100%
| 0 | 162 | RTS66 | RTS-TK/BC/AR 66kV loop split - RTS-TK 2nd Line |  |  | 6946.4635 | 2.703% | 48.65% | 48.65% | 0% | 0% | 0% | 0% | 0% | 0%
| 0 | 162 | RTS66 | RTS-TK-PR 66kV loop formation |  |  |  | 0% | 0% | 0% | 0% | 0% | 0% | 0% | 0% | 100%
| 0 | 162 | RTS66 | Extend FR1-MP1, FR2-MP2 into W |  |  | 11742 | 0.3552% | 2.162% | 38.79% | 31.63% | 27.07% | 0% | 0% | 0% | 0%
| 0 | 162 | RTS22 | R 22kV re-configure cables |  |  | 1036 | 0% | 0% | 0% | 25% | 75% | 0% | 0% | 0% | 0%
| 0 | 162 | WMTS66 | Establish WMTS-JA, 1 x 66kV cable |  |  |  | 0% | 0% | 0% | 0% | 0% | 0% | 0% | 0% | 100%
| 0 | 162 | WMTS66 | Uprate BTS-WB (for sub C cut into loop) |  |  | 983.9971 | 0% | 0% | 0% | 0% | 100% | 0% | 0% | 0% | 0%
| 0 | 162 | WMTS66 | Uprate BTS - NC (for sub C cut into loop) |  |  | 362.5253 | 0% | 0% | 0% | 0% | 100% | 0% | 0% | 0% | 0%
| 0 | 162 | WMTS66 | Establish BTS-NC & BTS-WB (Supply from BTS) |  |  | 2175.1515 | 0% | 0% | 0% | 4.762% | 95.24% | 0% | 0% | 0% | 0%
| 0 | 162 | WMTS66 | New WMTS-LS 66kV loop supply |  |  |  | 0% | 0% | 0% | 0% | 0% | 0% | 0% | 0% | 100%
| 0 | 162 | WMTS22 | Upgrade WMTS-DA to 66kV |  |  | 4954.1665 | 0% | 0% | 0% | 0% | 0% | 6.25% | 93.75% | 0% | 0%
| 0 | 162 |  | New 66kV cable to VR Nth Melb ZSS - 2 cables |  |  | 1501.8903 | 0% | 0% | 0% | 0% | 13.79% | 86.21% | 0% | 0% | 0%
| 0 | 162 | FBTS | FBTS-SB new 66kV cable (with SB 3rd Tx) |  |  |  | 0% | 0% | 0% | 0% | 0% | 0% | 0% | 0% | 100%
| 0 | 162 | FBTS | FBTS 66kV Loop re-arrangement for Tx #3 online |  |  | 1056.5022 | [10 empty] | AEMO turned off the syn-con at FBTS thus reducing the fault level and the need for this project | bar: Pre-2014 to Expenditure Summary Post-2020
| 0 | 162 | SVTS | Reconductor SVTS-RD |  |  |  | 0% | 0% | 0% | 0% | 0% | 0% | 0% | 0% | 100%
| 0 | 162 | TSTS | TSTS-L line uprate (reconductor 6.3km to 37/3.75AAAC) |  |  |  | 0% | 0% | 0% | 0% | 0% | 0% | 0% | 0% | 100%
| 0 | 162 | TSTS | Q to HB line uprate |  |  | 621.4719 | 0% | 0% | 0% | 0% |  |  | 0% | 0% | 100% |  | Low Growth at HB
| 0 | 162 | TSTS | L to Q line section (P9 to P18) thermal uprate to 100 deg C - 0.7 kms |  |  | 165.7258 | 0% | 0% | 0% | 0% |  | 0% | 0% | 0% | 100% |  | Lower Growth
| 0 | 162 |  | Transfer capability from LS to BQ (30MVA) |  |  | 23517.5311 | 0% | 0% | 0.2227% | 0.8909% | 49.89% | 49% | 0% | 0% | 0%
| 0 | 162 |  | Permanent transfers to WA & MP to BQ: Exhibition Exchange SSTN - (13MVA) |  |  | 6318.2973 | 0% | 0% | 0% | 1.639% | 98.36% | 0% | 0% | 0% | 0%
| 0 | 162 |  | Permanent transfers MP to WP: 310 LaTrobe (13MVA) |  |  | 673.2612 | 0% | 0% | 0% | 7.692% | 92.31% | 0% | 0% | 0% | 0%
| 0 | 162 |  | Permanent transfers RP to WP - (12MVA) |  |  | 3210.938 | 0% | 0% | 0% | 3.226% | 96.77% | 0% | 0% | 0% | 0%
| 0 | 162 |  | Permanent transfers WA & MP to W (3 feeders) via Lees Pl Stn |  |  |  | 0% | 0% | 0% | 0% | 0% | 0% | 0% | 0% | 100%
| 0 | 162 |  | Permanent transfers to BQ: Hardware St SSTN (WA & LQ) - 6 BQ Fdrs |  |  |  | 0% | 0% | 0% | 0% | 0% | 0% | 0% | 0% | 100%
| 0 | 162 |  | Permanent transfers from FR to MP |  |  |  | 0% | 0% | 0% | 0% | 0% | 0% | 0% | 0% | 100%
| 0 | 162 |  | Permanent transfers to BQ: Melbourne Central (JA) |  |  |  | 0% | 0% | 0% | 0% | 0% | 0% | 0% | 0% | 100%
| 0 | 162 |  | Transfer capability between SB and JA via via North Warf SSN |  |  |  | 0% | 0% | 0% | 0% | 0% | 0% | 0% | 0% | 100%
| 0 | 162 |  | Transfer capability between SB and LQ or JA via Galagher Place SSTN |  |  |  | 0% | 0% | 0% | 0% | 0% | 0% | 0% | 0% | 100%
| 0 | 162 |  | CBD feeders - load growth |  |  | 71469.2644 | 8.696% | 4.348% | 4.35% | 4.334% | 4.334% | 4.334% | 4.334% | 4.334% | 60.93% | 1
| 0 | 162 |  | Convert J feeders to 11kV. Supply from JA |  |  | 3677.0419 | 0% | 0% | 1.408% | 0% | 98.59% | 0% | 0% | 0% | 0%
| 0 | 162 |  | Convert TP feeders to 11kV. Supply from SB |  |  | 3625.2525 | 0% | 0% | 0% | 0% | 14.29% | 85.71% | 0% | 0% | 0%
| 0 | 162 |  | NR new 11kV feeder (offload B) |  |  |  | 0% | 0% | 0% | 0% | 0% | 0% | 0% | 0% | 100%
| 0 | 162 |  | TK offload to PR |  |  |  | 0% | 0% | 0% | 0% | 0% | 0% | 0% | 0% | 100%
| 0 | 162 |  | AR offload to PR |  |  |  | 0% | 0% | 0% | 0% | 0% | 0% | 0% | 0% | 100%
| 0 | 162 |  | SK offload to PR |  |  |  | 0% | 0% | 0% | 0% | 0% | 0% | 0% | 0% | 100%
| 0 | 162 |  | Urban feeders - load growth |  |  | 71469.2644 | 8.696% | 4.348% | 4.35% | 4.334% | 4.334% | 4.334% | 4.334% | 4.334% | 60.93% | 1
| 0 | 162 |  | Uprate 11kV feeder sections to 300A |  |  | 7146.9264 | 8.696% | 4.348% | 4.348% | 4.348% | 4.348% | 4.348% | 4.348% | 4.348% | 60.87%
| 0 | 162 |  | Survey 11kV feeder section rated at 230A |  |  | 5852.1934 | 1.77% | 0.885% | 0.885% | 0.885% | 0.885% | 0.885% | 0.885% | 0.885% | 92.04%
| 0 | 162 |  | BC stage 2 (3 & 24 new feeders) |  |  | 3935.9885 | 2014: 34.21%; 2015: 64.47%; Expenditure Summary 2016: 1.316%
|  |  |  | 162 Subtotal |  |  | 257885.0691
| 0 | 160 |  | LV overload mitigation |  |  | 39397.0653 | 8.659% | 5.667% | 6.801% | 7.887% | 7.887% | 7.887% | 7.887% | 7.887% | 39.44%
|  |  |  | 160 Subtotal |  |  | 39397.0653
|  |  |  | TOTAL |  |  | 376105.1863

## Historical Units
CitiPower augmentation capex | [5 empty] | Model Master Check: | 0
Historical Units
Historical Data from the Category Analysis RIN
TABLE 2.3.3 - AUGEX DATA - HV/LV FEEDERS AND DISTRIBUTION SUBSTATIONS
NOTE: DNSP MUST PROVIDE EXPENDITURE INFORMATION ON AN AS INCURRED BASIS.
2.3.3.1 DESCRIPTOR METRICS
|  | UNITS ADDED | UNITS ADDED | UNITS ADDED | UNITS ADDED | UNITS ADDED | UNITS ADDED | UNITS UPGRADED | UNITS UPGRADED | UNITS UPGRADED | UNITS UPGRADED | UNITS UPGRADED | UNITS UPGRADED
| PROJECT TYPE | 2009 | 2010 | 2011 | 2012 | 2013 | 2014 | 2009 | 2010 | 2011 | 2012 | 2013 | 2014
| HV FEEDER AUGMENTATIONS - OVERHEAD LINES (CIRCUIT LINE LENGTH KM) | 0 | 0 | 1.56 | 0 | 0.8 | 0 | 0 | 0 | 0 | 0 | 0 | 0
| HV FEEDER AUGMENTATIONS - UNDERGROUND CABLES (CIRCUIT LINE LENGTH KM) | 1.3 | 3.29 | 0.93 | 0.63 | 6.35 | 3.311 | 0 | 0 | 0 | 0 | 0 | 0
| LV FEEDER AUGMENTATIONS - OVERHEAD LINES (CIRCUIT LINE LENGTH KM) | 0 | 0 | 0 | 0 | 0 | 0.24 | 0 | 0 | 0 | 0 | 0 | 0.1
| LV FEEDER AUGMENTATIONS - UNDERGROUND CABLES (CIRCUIT LINE LENGTH KM) | 0 | 1 | 0.3 | 0.35 | 0.65 | 0.311 | 0 | 0 | 0 | 0 | 0 | 0
| DISTRIBUTION SUBSTATION AUGMENTATIONS - POLE MOUNTED | 1 | 0 | 0 | 0 | 0 | 0 | 9 | 1 | 0 | 3 | 3 | 7
| DISTRIBUTION SUBSTATION AUGMENTATIONS - GROUND MOUNTED | 0 | 0 | 0 | 0 | 0 | 0 | 0 | 0 | 0 | 0 | 0 | 0
| DISTRIBUTION SUBSTATION AUGMENTATIONS - INDOOR | 0 | 0 | 0 | 1 | 0 | 1 | 2 | 3 | 0 | 3 | 2 | 2
2.3.3.2 COST METRICS | bar: 2009 to 2014
|  | TOTAL DIRECT EXPENDITURE | TOTAL DIRECT EXPENDITURE | TOTAL DIRECT EXPENDITURE | TOTAL DIRECT EXPENDITURE | TOTAL DIRECT EXPENDITURE | TOTAL DIRECT EXPENDITURE
| PROJECT TYPE | 2009 | 2010 | 2011 | 2012 | 2013 | 2014
| HV FEEDER AUGMENTATIONS - OVERHEAD LINES ($000'S) | 148.48 | 48.01 | 65.88 | 14.36 | 555.18 | 0
| HV FEEDER AUGMENTATIONS - UNDERGROUND CABLES ($000'S) | 1864.53 | 602.9 | 827.31 | 180.35 | 6971.41 | 2964.454
| HV FEEDER NON-MATERIAL PROJECTS ($000'S) | 882.83 | 460.01 | 859.21 | 1184.99 | 625.15 | 617.467
| LV FEEDER AUGMENTATIONS - OVERHEAD LINES ($000'S) | 0 | 0 | 0 | 0 | 0 | 659.399
| LV FEEDER AUGMENTATIONS - UNDERGROUND CABLES ($000'S) | 0 | 372.95 | 150.09 | 140.21 | 224.79 | 0
| LV FEEDER NON-MATERIAL PROJECTS ($000'S) | 54.86 | 13.76 | 111.34 | 224.71 | 255.16 | 50.75
| DISTRIBUTION SUBSTATION AUGMENTATIONS - POLE MOUNTED ($000'S) | 101 | 178 | 114 | 185 | 268 | 1040.014
| DISTRIBUTION SUBSTATION AUGMENTATIONS - GROUND MOUNTED ($000'S) | 0 | 0 | 0 | 0 | 0 | 0
| DISTRIBUTION SUBSTATION AUGMENTATIONS - INDOOR ($000'S) | 27 | 450 | 154 | 190 | 225 | 266.858
TABLE 2.3.4 - AUGEX DATA - TOTAL EXPENDITURE
| AS INCURRED ($000's) | 2009 | 2010 | 2011 | 2012 | 2013 | 2014
| AUGMENTATION CAPEX | Expenditure ($000's) | Expenditure ($000's) | Expenditure ($000's) | Expenditure ($000's) | Expenditure ($000's) | Expenditure ($000's)
| SUBTRANSMISSION SUBSTATIONS, SWITCHING STATIONS, ZONE SUBSTATIONS | 10075.2216 | 16345.4911 | 22309.3263 | 5479.7397 | 2124.5388 | 8345.78
| SUBTRANSMISSION LINES | 990.6802 | 4753.3022 | 18298.5034 | 9673.6209 | 16111.7468 | 24629.983
| HV FEEDERS | 2895.8404 | 1110.9301 | 1752.4011 | 1379.6968 | 8151.7383 | 3581.921
| HV FEEDERS - LAND PURCHASES AND EASEMENTS | 0 | 0 | 0 | 0 | 0
| DISTRIBUTION SUBSTATIONS | 128.216 | 628.009 | 268.4475 | 374.7082 | 492.8239 | 1306.873
| DISTRIBUTION SUBSTATIONS - LAND PURCHASES AND EASEMENTS | 0 | 0 | 0 | 0 | 0 | 0
| LV FEEDERS | 54.863 | 386.7108 | 261.4359 | 364.9211 | 479.9517 | 710.149
| LV FEEDERS - LAND PURCHASES AND EASEMENTS | 0 | 0 | 0 | 0 | 0 | 0
OTHER ASSETS | bar: 2009 to 2011; 2013 to 2014
| Total of 2011-14 HV feeder O/H Material Project ($000's) | 2009: 635.42
| Total of 2011-14 HV feeder U/G Material Project ($000's) | 2009: 10943.524
| Total of 2011-14 HV feeder Material Project ($000's) | 2009: 11578.944
Historical LV Project List Sample
| Short text | Order | Close/Open Network | Region | Act. costs | Network Closed Date | Dist Sub Type | HV Feeder Type
| 160CPOFF11 TWICKENHAM-LOYOLA S/S | 5076062 | Closed | CitiPower | 136567.36 | 2014-03-18 | INDOOR | URBAN
| 160CPLT10 BENT-MURRAY | 5072949 | Closed | CitiPower | 110533.76 | 2014-03-17 | POLE | URBAN
| 160CPLT12 ELLIOTT-GORDON | 5081008 | Closed | CitiPower | 105310.01 | 2014-07-16 | POLE | URBAN
| 160CPLT12 JOHNSON-BUCKINGHAM | 5080995 | Closed | CitiPower | 124675.42 | 2014-09-16 | POLE | URBAN
| 160CPLT12 KNEEN-RUSHALL | 5080925 | Closed | CitiPower | 53489.61 | 2014-11-24 | POLE | URBAN
| 160CPWLT13 Motherwell Williams S/Stn | 5083267 | Closed | CitiPower | 147927.51 | 2014-11-24 | POLE | URBAN
| 160CPOFF14 BETHELA-THROUGH S/S | 5089791 | Closed | CitiPower | 109692.93 | 2014-11-26 | POLE | URBAN
| 160CPOFF12 ESSEX-EDWARD S/S | 5081296 | Closed | CitiPower | 114477.04 | 2014-11-26 | POLE | URBAN
| 160CPLTF11 ALEXANDRA-QUEENS | 5073220 | Closed | CitiPower | 60008.7 | 2014-03-17 | INDOOR | CBD
| 160CPVC13 272 Park Street, Fitzroy North | 5083634 | Closed | CitiPower | 56076.6 | 2014-04-02 | LV | URBAN
| 160CPOFF13 LV IPC failures - Gertrude St | 5083953 | Closed | CitiPower | 37383.95 | 2014-05-28 | LV | URBAN
| 160CPOFF10 HEFFERNAN LN, MELBOURNE | 5068130 | Closed | CitiPower | 133921.38 | 2014-11-24 | LV | CBD
| 160CPVC11 STEWART ST, BRUNSWICK EAST | 5071590 | Closed | CitiPower | 218526.67 | 2014-11-24 | LV | URBAN
| 160CPVC12 44 CANBERRA ROAD, TOORAK | 5079146 | Closed | CitiPower | 77209.18 | 2014-11-26 | LV | URBAN

## Unit Rates
CitiPower augmentation capex |  | Model Master Check: | 0
Unit Rates
Historical Data from the Category Analysis RIN
Asset Category | $'s/km or unit
LV Feeder Augmentations - O/H | 1939408.8235
LV Feeder Augmentations - U/G | 319733.085
Dist Subs - Pole | 109443.7543
Dist Subs - Ground | 0
Dist Subs - Indoor | 136567.36

## Project List ($)
CitiPower augmentation capex |  |  |  |  | Model Master Check: | 0
Project List ($) |  |  |  |  | Sheet Check:
Total Project Cost
[5 empty] | Pre-2014 | 2014 | 2015 | 2016 | 2017 | 2018 | 2019 | 2020 | Post-2020
| FC |  | Project Description: | $000's | $000's | $000's | $000's | $000's | $000's | $000's | $000's | $000's | $000's
| 177 | BTS66 | W SS 7 x 66kV GIS CBs (NOT including relocations, demolition or re-build) | 15351.3933 | 36.7582 | 1466.4595 | 4825 | 5702.3607 | 3320.815 | 0 | 0 | 0 | 0
|  |  | 177 Subtotal | 15351.3933 | 36.7582 | 1466.4595 | 4825 | 5702.3607 | 3320.815 | 0 | 0 | 0 | 0
| 161 | BTS66 | Establish W zone substation with 2 x 55MVA Tx + 9 GIS CBs | 17334.6286 | 21.7668 | 3307.5102 | 1842.9185 | 10320.5512 | 1841.882 | 0 | 0 | 0 | 0
| 161 | BTS66 | Redevelop WA into 2 x 55MVA Tx | 0 | 0 | 0 | 0 | 0 | 0 | 0 | 0 | 0 | 0
| 161 | BTS66 | BQ 3rd 55MVA Transformer (transfer BS ring bus to BQ) and 24MVAr cap bank | 11835 | 0 | 0 | 147.9375 | 591.75 | 9615.9375 | 1479.375 | 0 | 0 | 0
| 161 | WMTS66 | WB bus extension to increase station capacity | 1035.7864 | 0 | ` | 0 | 103.5786 | 932.2078 | 0 | 0 | 0 | 0
| 161 | WMTS22 | Upgrade J to 66kV to 2x55MVA transformers | 0 | 0 | 0 | 0 | 0 | 0 | 0 | 0 | 0 | 0
| 161 | WMTS22 | Upgrade DA to 66kV with 2 x 27MVA transformers | 18949 | 0 | 0 | 62.1279 | 0 | 248.5115 | 11183.0164 | 7455.3443 | 0 | 0
| 161 | WMTS22 | LS rebuild at 66kV 2 x 27MVA transformers | 0 | 0 | 0 | 0 | 0 | 0 | 0 | 0 | 0 | 0
| 161 | WMTS22 | New VR Nth Melbourne transformers - 2 x 13MVA | 4443.5238 | 0 | 0 | 134.6522 | 0 | 538.6089 | 2423.7403 | 1346.5224 | 0 | 0
| 161 | RTS66 | B 3rd 27MVA transformer | 0 | 0 | 0 | 0 | 0 | 0 | 0 | 0 | 0 | 0
| 161 | RTS66 | BC 3rd 27MVA transformer and 11kV switchboard | 4350.3031 | 0 | 189.5489 | 3215.0811 | 945.673 | 0 | 0 | 0 | 0 | 0
| 161 | RTS66 | NR 66kV & 11kV reactors (RTS-NR 66kV reactor, Tx No1 & No2 11kV reactors) and 11kV switchboard | 4798.366 | 0 | 0 | 816.7431 | 3062.7868 | 918.836 | 0 | 0 | 0 | 0
| 161 | RTS66 | NR 4th transformer and 11kV switchboard | 0 | 0 | 0 | 0 | 0 | 0 | 0 | 0 | 0 | 0
| 161 | RTS66 | NR 5th transformer and 11kV switchboard | 0 | 0 | 0 | 0 | 0 | 0 | 0 | 0 | 0 | 0
| 161 | RTS66 | NC 3rd 30MVA transformer | 0 | 0 | 0 | 0 | 0 | 0 | 0 | 0 | 0 | 0
| 161 | RTS66 | NC new 9MVAr cap bank | 0 | 0 | 0 | 0 | 0 | 0 | 0 | 0 | 0 | 0
| 161 | RTS22 | Upgrade PR to 66kV to 2x27MVA transformers | 0 | 0 | 0 | 0 | 0 | 0 | 0 | 0 | 0 | 0
| 161 | FBTS | SB 3rd 55MVA Transformer | 0 | 0 | 0 | 0 | 0 | 0 | 0 | 0 | 0 | 0
| 161 | FBTS | SB 11kV switchboard (completion of ring bus) | 0 | 0 | 0 | 0 | 0 | 0 | 0 | 0 | 0 | 0
| 161 | FBTS | SB new 12MVAr cap banks | 0 | 0 | 0 | 0 | 0 | 0 | 0 | 0 | 0 | 0
| 161 | FBTS | SO 9MVAr cap bank | 0 | 0 | 0 | 0 | 0 | 0 | 0 | 0 | 0 | 0
| 161 | FBTS | Upgrade TP to 66kV to 2x55MVA transformers | 0 | 0 | 0 | 0 | 0 | 0 | 0 | 0 | 0 | 0
| 161 | FBTS | AP NOAC on B/T | 725.0505 | 0 | 0 | 0 | 0 | 0 | 0 | 0 | 725.0505 | 0
| 161 | SVTS | RD 3rd 30MVA transformer | 0 | 0 | 0 | 0 | 0 | 0 | 0 | 0 | 0 | 0
| 161 | TSTS | Q 3rd 30MVA transformer | 0 | 0 | 0 | 0 | 0 | 0 | 0 | 0 | 0 | 0
| 161 | TSTS | L 3rd 30MVA transformer | 0 | 0 | 0 | 0 | 0 | 0 | 0 | 0 | 0 | 0
|  |  | 161 Subtotal | 63471.6585 | 21.7668 | 3497.0591 | 6219.4604 | 15024.3396 | 14095.9838 | 15086.1317 | 8801.8666 | 725.0505 | 0
| 162 | BTS66 | BTS-BQ#3 Cable Works | 17754.2 | 5981.5139 | 6366.7952 | 5405.8909 | 0 | 0 | 0 | 0 | 0 | 0
| 162 | BTS66 | Establish BTS-W 66kV cable | 5923 | 2.7643 | 422.9398 | 4575.8584 | 921.4375 | 0 | 0 | 0 | 0 | 0
| 162 | BTS66 | Replace VM-WA 66kV cables with 2 x 66kV 130MVA cables | 0 | 0 | 0 | 0 | 0 | 0 | 0 | 0 | 0 | 0
| 162 | BTS66 | BTS Connection to Metro - BTS-BQ #1 & BTS-VM | 1766.0159 | 4.1431 | 0 | 0 | 1761.8727 | 0 | 0 | 0 | 0 | 0
| 162 | RTS66 | BTS-CW-B loop (Supply for BTS) | 0 | 0 | 0 | 0 | 0 | 0 | 0 | 0 | 0 | 0
| 162 | RTS66 | RTS-NR 66kV loop split | 0 | 0 | 0 | 0 | 0 | 0 | 0 | 0 | 0 | 0
| 162 | RTS66 | Uprate RTS to AR SPA tower section over Monash freeway | 0 | 0 | 0 | 0 | 0 | 0 | 0 | 0 | 0 | 0
| 162 | RTS66 | Reconductor RTS-AR 66kV line Stage 2: From RTS rack to T426 (90m) | 0 | 0 | 0 | 0 | 0 | 0 | 0 | 0 | 0 | 0
| 162 | RTS66 | RTS-TK/BC/AR 66kV loop split - RTS-TK 2nd Line | 6946.4635 | 187.7423 | 3379.3606 | 3379.3606 | 0 | 0 | 0 | 0 | 0 | 0
| 162 | RTS66 | RTS-TK-PR 66kV loop formation | 0 | 0 | 0 | 0 | 0 | 0 | 0 | 0 | 0 | 0
| 162 | RTS66 | Extend FR1-MP1, FR2-MP2 into W | 11742 | 41.709 | 253.8811 | 4554.4453 | 3713.9175 | 3178.0471 | 0 | 0 | 0 | 0
| 162 | RTS22 | R 22kV re-configure cables | 1036 | 0 | 0 | 0 | 259 | 777 | 0 | 0 | 0 | 0
| 162 | WMTS66 | Establish WMTS-JA, 1 x 66kV cable | 0 | 0 | 0 | 0 | 0 | 0 | 0 | 0 | 0 | 0
| 162 | WMTS66 | Uprate BTS-WB (for sub C cut into loop) | 983.9971 | 0 | 0 | 0 | 0 | 983.9971 | 0 | 0 | 0 | 0
| 162 | WMTS66 | Uprate BTS - NC (for sub C cut into loop) | 362.5253 | 0 | 0 | 0 | 0 | 362.5253 | 0 | 0 | 0 | 0
| 162 | WMTS66 | Establish BTS-NC & BTS-WB (Supply from BTS) | 2175.1515 | 0 | 0 | 0 | 103.5786 | 2071.5729 | 0 | 0 | 0 | 0
| 162 | WMTS66 | New WMTS-LS 66kV loop supply | 0 | 0 | 0 | 0 | 0 | 0 | 0 | 0 | 0 | 0
| 162 | WMTS22 | Upgrade WMTS-DA to 66kV | 4954.1665 | 0 | 0 | 0 | 0 | 0 | 309.6354 | 4644.5311 | 0 | 0
| 162 | 0 | New 66kV cable to VR Nth Melb ZSS - 2 cables | 1501.8903 | 0 | 0 | 0 | 0 | 207.1573 | 1294.7331 | 0 | 0 | 0
| 162 | FBTS | FBTS-SB new 66kV cable (with SB 3rd Tx) | 0 | 0 | 0 | 0 | 0 | 0 | 0 | 0 | 0 | 0
| 162 | FBTS | FBTS 66kV Loop re-arrangement for Tx #3 online | 1056.5022 | 0 | 0 | 0 | 0 | 0 | 0 | 0 | 0 | 0
| 162 | SVTS | Reconductor SVTS-RD | 0 | 0 | 0 | 0 | 0 | 0 | 0 | 0 | 0 | 0
| 162 | TSTS | TSTS-L line uprate (reconductor 6.3km to 37/3.75AAAC) | 0 | 0 | 0 | 0 | 0 | 0 | 0 | 0 | 0 | 0
| 162 | TSTS | Q to HB line uprate | 621.4719 | 0 | 0 | 0 | 0 | 0 | 0 | 0 | 0 | 621.4719
| 162 | TSTS | L to Q line section (P9 to P18) thermal uprate to 100 deg C - 0.7 kms | 165.7258 | 0 | 0 | 0 | 0 | 0 | 0 | 0 | 0 | 165.7258
| 162 | 0 | Transfer capability from LS to BQ (30MVA) | 23517.5311 | 0 | 0 | 52.3776 | 209.5103 | 11732.5768 | 11523.0665 | 0 | 0 | 0
| 162 | 0 | Permanent transfers to WA & MP to BQ: Exhibition Exchange SSTN - (13MVA) | 6318.2973 | 0 | 0 | 0 | 103.5786 | 6214.7186 | 0 | 0 | 0 | 0
| 162 | 0 | Permanent transfers MP to WP: 310 LaTrobe (13MVA) | 673.2612 | 0 | 0 | 0 | 51.7893 | 621.4719 | 0 | 0 | 0 | 0
| 162 | 0 | Permanent transfers RP to WP - (12MVA) | 3210.938 | 0 | 0 | 0 | 103.5786 | 3107.3593 | 0 | 0 | 0 | 0
| 162 | 0 | Permanent transfers WA & MP to W (3 feeders) via Lees Pl Stn | 0 | 0 | 0 | 0 | 0 | 0 | 0 | 0 | 0 | 0
| 162 | 0 | Permanent transfers to BQ: Hardware St SSTN (WA & LQ) - 6 BQ Fdrs | 0 | 0 | 0 | 0 | 0 | 0 | 0 | 0 | 0 | 0
| 162 | 0 | Permanent transfers from FR to MP | 0 | 0 | 0 | 0 | 0 | 0 | 0 | 0 | 0 | 0
| 162 | 0 | Permanent transfers to BQ: Melbourne Central (JA) | 0 | 0 | 0 | 0 | 0 | 0 | 0 | 0 | 0 | 0
| 162 | 0 | Transfer capability between SB and JA via via North Warf SSN | 0 | 0 | 0 | 0 | 0 | 0 | 0 | 0 | 0 | 0
| 162 | 0 | Transfer capability between SB and LQ or JA via Galagher Place SSTN | 0 | 0 | 0 | 0 | 0 | 0 | 0 | 0 | 0 | 0
| 162 | 0 | CBD feeders - load growth | 71469.2644 | 6214.7186 | 3107.3593 | 3109.0809 | 3097.7988 | 3097.7988 | 3097.7988 | 3097.7988 | 3097.7988 | 43549.1117
| 162 | 0 | Convert J feeders to 11kV. Supply from JA | 3677.0419 | 0 | 0 | 51.7893 | 0 | 3625.2525 | 0 | 0 | 0 | 0
| 162 | 0 | Convert TP feeders to 11kV. Supply from SB | 3625.2525 | 0 | 0 | 0 | 0 | 517.8932 | 3107.3593 | 0 | 0 | 0
| 162 | 0 | NR new 11kV feeder (offload B) | 0 | 0 | 0 | 0 | 0 | 0 | 0 | 0 | 0 | 0
| 162 | 0 | TK offload to PR | 0 | 0 | 0 | 0 | 0 | 0 | 0 | 0 | 0 | 0
| 162 | 0 | AR offload to PR | 0 | 0 | 0 | 0 | 0 | 0 | 0 | 0 | 0 | 0
| 162 | 0 | SK offload to PR | 0 | 0 | 0 | 0 | 0 | 0 | 0 | 0 | 0 | 0
| 162 | 0 | Urban feeders - load growth | 71469.2644 | 6214.7186 | 3107.3593 | 3109.0809 | 3097.7988 | 3097.7988 | 3097.7988 | 3097.7988 | 3097.7988 | 43549.1117
| 162 | 0 | Uprate 11kV feeder sections to 300A | 7146.9264 | 621.4719 | 310.7359 | 310.7359 | 310.7359 | 310.7359 | 310.7359 | 310.7359 | 310.7359 | 4350.3031
| 162 | 0 | Survey 11kV feeder section rated at 230A | 5852.1934 | 103.5786 | 51.7893 | 51.7893 | 51.7893 | 51.7893 | 51.7893 | 51.7893 | 51.7893 | 5386.0895
| 162 | 0 | BC stage 2 (3 & 24 new feeders) | 3935.9885 | 0 | 1346.5224 | 2537.6768 | 51.7893 | 0 | 0 | 0 | 0 | 0
|  |  | 162 Subtotal | 257885.0691 | 19372.3605 | 18346.7429 | 27138.086 | 13838.1754 | 39957.6948 | 22792.917 | 11202.6539 | 6558.1228 | 97621.8137
| 160 | 0 | LV overload mitigation | 39397.0653 | 3411.2591 | 2232.8241 | 2679.3889 | 3107.3593 | 3107.3593 | 3107.3593 | 3107.3593 | 3107.3593 | 15536.7966
|  |  | 160 Subtotal | 39397.0653 | 3411.2591 | 2232.8241 | 2679.3889 | 3107.3593 | 3107.3593 | 3107.3593 | 3107.3593 | 3107.3593 | 15536.7966
|  |  | TOTAL | 376105.1863 | 22842.1445 | 25543.0856 | 40861.9354 | 37672.235 | 60481.8528 | 40986.408 | 23111.8798 | 10390.5326 | 113158.6103

## Augex Calculations
| CitiPower augmentation capex |  |  |  | Model Master Check: | 0
| Augex Calculations |  |  |  | Sheet Check: | 0
|  | REGULATORY REPORTING STATEMENT |  |  |  | Worksheet navigation
Victorian DNSP (Generic Reset)
2016 to 2020
2.3 AUGEX PROJECT DATA
TABLE 2.3.1 - AUGEX ASSET DATA - SUBTRANSMISSION SUBSTATIONS, SWITCHING STATIONS AND ZONE SUBSTATIONS
NOTE: DNSP must provide expenditure information on an 'as incurred' basis.
AUG231 |  | AUG231_1 | AUG231_2 | AUG231_3 | AUG231_4 | AUG231_5 | AUG231_6 | ED_AUG231_00001 | ED_AUG231_00002 | ED_AUG231_00003 | ED_AUG231_00004 | ED_AUG231_00005 | ED_AUG231_00006 | ED_AUG231_00007 | ED_AUG231_00008 | ED_AUG231_00009 | ED_AUG231_00010 | ED_AUG231_00011 | ED_AUG231_00012 | ED_AUG231_00013 | ED_AUG231_00014 | ED_AUG231_00015 | ED_AUG231_00016 | ED_AUG231_00017 | ED_AUG231_00018 | ED_AUG231_00019 | ED_AUG231_00020 | ED_AUG231_00021 | ED_AUG231_00022 | ED_AUG231_00023
|  | NOTE: DNSP must provide expenditure information on an 'as incurred' basis. AUG231_1: PROJECT DESCRIPTION AND CHANGES |  |  |  |  | PLANT AND EQUIPMENT EXPENDITURE AND VOLUME | [9 empty] | OTHER EXPENDITURE |  | TOTAL DIRECT EXPENDITURE ($0's) | YEARS INCURRED | ALL RELATED PARTY CONTRACTS |  | ALL NON RELATED PARTYCONTRACTS | LAND AND EASEMENTS
|  | SUBSTATION ID | SUBSTATION TYPE | PROJECT ID | PROJECT TYPE | PROJECT TRIGGER | VOLTAGE (KV) | SUBSTATION RATING NORMAL CYCLIC (MVA) |  | SUBSTATION RATING N-1 EMERGENCY (MVA) |  | TRANSFORMERS |  |  | SWITCHGEAR |  | CAPACITORS |  | OTHER PLANT ITEM | INSTALLATION (LABOUR) |  | CIVIL WORKS | OTHER DIRECT |  |  | RELATED PARTY MARGINS | TOTAL |  | LAND PURCHASE | EASEMENTS
[8 empty] | PRE | POST | PRE | POST | UNITS ADDED | MVA ADDED | EXPENDITURE ($0's, real December 2015) | UNITS ADDED | EXPENDITURE ($0's, real December 2015) | MVAR ADDED | EXPENDITURE ($0's, real December 2015) | EXPENDITURE ($0's, real December 2015) | VOLUME | EXPENDITURE ($0's, real December 2015) | EXPENDITURE ($0's, real December 2015) |  |  |  | EXPENDITURE ($0's, real December 2015) |  |  | EXPENDITURE ($0's, real December 2015)
AUG231_1 |  | W SS 7 x 66kV GIS CBs (NOT including relocations, demolition or re-build) | Switching station | AUGCP005 | Other - specify (add comment) | Other - specify (add comment) | 66 | 0 | 0 | 0 | 0 | 0 | 0 | 0 | 7 | 1883000 | 0 | 0 | 1425755.459 | 14394.0919 | 1727291.0337 | 3771377.8029 | 6543969.0509 | 15351393.3465 | 2014, 2015, 2016, 2017
AUG231_2 |  | Establish W zone substation with 2 x 55MVA Tx + 9 GIS CBs | Zone substation | AUGCP004 | Other - specify (add comment) | Other - specify (add comment) | 66 / 11 | 0 | 110 | 0 | 65 | 2 | 110 | 2310000 | 35 | 3633000 | 24 | 526000 | 4721595.6924 | 19256.7663 | 2310811.9524 | 728340.1628 | 3104880.8404 | 17334628.648 | 2014, 2015, 2016, 2017
AUG231_3 |  | BQ 3rd 55MVA Transformer (transfer BS ring bus to BQ) and 24MVAr cap bank | Zone substation |  | Demand growth | Demand growth | 66 / 11 | 110 | 165 | 60 | 130 | 1 | 55 | 1300000 | 11 | 2959000 | 24 | 526000 | 2500000 | 12916.6667 | 1550000 | 1100000 | 1900000 | 11835000 | 2015, 2016, 2017, 2018
AUG231_4 |  | Upgrade DA to 66kV with 2 x 27MVA transformers | Zone substation |  | Other - specify (add comment) | Other - specify (add comment) | 66 / 11 | 40.5 | 54 | 29.2 | 36 | 2 | 60 | 1460000 | 22 | 2756000 | 24 | 526000 | 3208000 | 32083.3333 | 3850000 | 2337000 | 4812000 | 18949000 | 2015, 2017, 2018, 2019
AUG231_5 |  | NR 66kV & 11kV reactors (RTS-NR 66kV reactor, Tx No1 & No2 11kV reactors) and 11kV switchboard | Zone substation |  | Fault level issues | Fault level issues | 66 / 11 | 83 | 83 | 56.1 | 67.1 | 0 | 0 | 0 | 0 | 0 | 9 | 257790 | 1406000 | 11652.9 | 1398348 | 773000 | 963228 | 4798366 | 2015, 2016, 2017
AUG231_6 | [23 empty] | 0
AUG231_7 | [23 empty] | 0
AUG231_8 | [23 empty] | 0
AUG231_9 | [23 empty] | 0
AUG231_10 | [23 empty] | 0
AUG231_11 | [23 empty] | 0
AUG231_12 | [23 empty] | 0
AUG231_13 | [23 empty] | 0
AUG231_14 | [23 empty] | 0
AUG231_15 | [23 empty] | 0
AUG231_16 | [23 empty] | 0
AUG231_17 | [23 empty] | 0
AUG231_18 | [23 empty] | 0
AUG231_19 | [23 empty] | 0
AUG231_20 | [23 empty] | 0
AUG231_21 | [23 empty] | 0
AUG231_22 | [23 empty] | 0
AUG231_23 | [23 empty] | 0
AUG231_24 | [23 empty] | 0
AUG231_25 | [23 empty] | 0
AUG231_26 | [23 empty] | 0
AUG231_27 | [23 empty] | 0
AUG231_28 | [23 empty] | 0
AUG231_29 | [23 empty] | 0
AUG231_30 | [23 empty] | 0
AUG231_31 | [23 empty] | 0
AUG231_32 | [23 empty] | 0
AUG231_33 | [23 empty] | 0
AUG231_34 | [23 empty] | 0
AUG231_35 | [23 empty] | 0
AUG231_36 | [23 empty] | 0
AUG231_37 | [23 empty] | 0
AUG231_38 | [23 empty] | 0
AUG231_39 | [23 empty] | 0
AUG231_40 | [23 empty] | 0
AUG231_41 | [23 empty] | 0
AUG231_42 | [23 empty] | 0
AUG231_43 | [23 empty] | 0
AUG231_44 | [23 empty] | 0
AUG231_45 | [23 empty] | 0
AUG231_46 | [23 empty] | 0
AUG231_47 | [23 empty] | 0
AUG231_48 | [23 empty] | 0
AUG231_49 | [23 empty] | 0
AUG231_50 | [23 empty] | 0
AUG231_51 | [23 empty] | 0
AUG231_52 | [23 empty] | 0
AUG231_53 |  | NOTE: DNSP must provide expenditure information on an 'as incurred' basis. AUG231_3: Non material projects - [actual]
AUG231_54 |  | NOTE: DNSP must provide expenditure information on an 'as incurred' basis. AUG231_3: Non material projects - [forecast] | [16 empty] | 10365114.9099 | 2015, 2016, 2017, 2018,2019, 2020
[23 empty] | Check: | 0
AUG232 |  | AUG232_1 | AUG232_2 | AUG232_3 | AUG232_4 | AUG232_5 | AUG232_6 | ED_AUG232_00001 | ED_AUG232_00002 | ED_AUG232_00003 | ED_AUG232_00004 | ED_AUG232_00005 | ED_AUG232_00006 | ED_AUG232_00007 | ED_AUG232_00008 | ED_AUG232_00009 | ED_AUG232_00010 | ED_AUG232_00011 | ED_AUG232_00012 | ED_AUG232_00013 | ED_AUG232_00014 | ED_AUG232_00015 | ED_AUG232_00016 | ED_AUG232_00017 | ED_AUG232_00018 | ED_AUG232_00019 | ED_AUG232_00020 | ED_AUG232_00021
TABLE 2.3.2 - AUGEX ASSET DATA - SUBTRANSMISSION LINES
NOTE: DNSP must provide expenditure information on an 'as incurred' basis.
|  | AUG232_1: PROJECT DESCRIPTION AND CHANGES | PLANT AND EQUIPMENT EXPENDITURE AND VOLUME | [11 empty] | OTHER EXPENDITURE |  | TOTAL DIRECT EXPENDITURE ($0's) | YEARS INCURRED | ALL RELATED PARTY CONTRACTS |  | ALL NON RELATED PARTY CONTRACTS | LAND AND EASEMENTS
|  | LINE ID | PROJECT ID | PROJECT TYPE | PROJECT TRIGGER | VOLTAGE (KV) | ROUTE LINE LENGTH ADDED | POLES/TOWERS (INCLUDING STRUCTURES, AND CIVIL WORKS) |  |  | OVERHEAD LINES |  |  | UNDERGROUND CABLES |  |  | OTHER PLANT ITEM | INSTALLATION (LABOUR) |  | CIVIL WORKS | OTHER DIRECT |  |  | RELATED PARTY MARGINS | TOTAL |  | LAND PURCHASE | EASEMENTS
|  | AUG232_6: KM ADDED | POLES/TOWERS ADDED | POLES/TOWERS UPGRADED | EXPENDITURE ($0's, real December 2015) | CIRCUIT KM ADDED | CIRCUIT KM UPGRADED | EXPENDITURE ($0's, real December 2015) | CIRCUIT KM ADDED | CIRCUIT KM UPGRADED | EXPENDITURE ($0's, real December 2015) | EXPENDITURE ($0's, real December 2015) | VOLUME | EXPENDITURE ($0's, real December 2015) | EXPENDITURE ($0's, real December 2015) |  |  |  | EXPENDITURE ($0's, real December 2015) |  |  | EXPENDITURE ($0's, real December 2015)
AUG232_1 |  | BTS-BQ#3 Cable Works |  | New line on new route - other | Other - specify (add comment) | 66 | 4.7 | 0 | 0 | 0 | 0 | 0 | 0 | 4.7 | 0 | 3954000 | 0 | 541.6667 | 65000 | 12635200 | 1100000 | 17754200 | 2013, 2014, 2015
AUG232_2 |  | Establish BTS-W 66kV cable | AUGCP004 | New line on new route - other | Other - specify (add comment) | 66 | 5 | 0 | 0 | 0 | 0 | 0 | 0 | 5 | 0 | 3798000 | 0 | 541.6667 | 65000 | 1688000 | 372000 | 5923000 | 2013, 2014, 2015
AUG232_3 |  | RTS-TK/BC/AR 66kV loop split - RTS-TK 2nd Line |  | New line on new route - other | Other - specify (add comment) | 66 | 1.9 | 8 | 0 | 14024 | 0.4 | 0 | 782871.3188 | 1.5 | 0 | 1200657.4468 | 0 | 13345.9418 | 1601513.0128 | 2011501.1501 | 1335896.6022 | 6946463.5306 | 2013, 2014, 2015
AUG232_4 |  | Extend FR1-MP1, FR2-MP2 into W | AUGCP004 | New line on new route - other | Demand growth | 66 | 2.2 | 0 | 0 | 0 | 0 | 0 | 0 | 0 | 12.8 | 1887000 | 0 | 3150 | 378000 | 7762000 | 1715000 | 11742000 | 2013, 2014, 2015, 2016, 2017
AUG232_5 | [21 empty] | 0
AUG232_6 | [21 empty] | 0
AUG232_7 | [21 empty] | 0
AUG232_8 | [21 empty] | 0
AUG232_9 | [21 empty] | 0
AUG232_10 | [21 empty] | 0
AUG232_11 | [21 empty] | 0
AUG232_12 | [21 empty] | 0
AUG232_13 | [21 empty] | 0
AUG232_14 | [21 empty] | 0
AUG232_15 | [21 empty] | 0
AUG232_16 | [21 empty] | 0
AUG232_17 | [21 empty] | 0
AUG232_18 | [21 empty] | 0
AUG232_19 | [21 empty] | 0
AUG232_20 | [21 empty] | 0
AUG232_21 | [21 empty] | 0
AUG232_22 | [21 empty] | 0
AUG232_23 | [21 empty] | 0
AUG232_24 | [21 empty] | 0
AUG232_25 | [21 empty] | 0
AUG232_26 | [21 empty] | 0
AUG232_27 | [21 empty] | 0
AUG232_28 | [21 empty] | 0
AUG232_29 | [21 empty] | 0
AUG232_30 | [21 empty] | 0
AUG232_31 | [21 empty] | 0
AUG232_32 | [21 empty] | 0
AUG232_33 | [21 empty] | 0
AUG232_34 | [21 empty] | 0
AUG232_35 | [21 empty] | 0
AUG232_36 | [21 empty] | 0
AUG232_37 | [21 empty] | 0
AUG232_38 | [21 empty] | 0
AUG232_39 | [21 empty] | 0
AUG232_40 | [21 empty] | 0
AUG232_41 | [21 empty] | 0
AUG232_42 | [21 empty] | 0
AUG232_43 | [21 empty] | 0
AUG232_44 | [21 empty] | 0
AUG232_45 | [21 empty] | 0
AUG232_46 | [21 empty] | 0
AUG232_47 | [21 empty] | 0
AUG232_48 | [21 empty] | 0
AUG232_49 | [21 empty] | 0
AUG232_50 | [21 empty] | 0
AUG232_51 | [21 empty] | 0
AUG232_52 | [21 empty] | 0
AUG232_53 | [21 empty] | 0
AUG232_54 | [21 empty] | 0
AUG232_55 |  | AUG232_2: Non material projects - [actual]
AUG232_56 |  | AUG232_2: Non material projects - [forecast] | [14 empty] | 11273713.1778 | 2015, 2016, 2017, 2018, 2019, 2020
[21 empty] | Check: | 0
TABLE 2.3.3 - AUGEX DATA - HV/LV FEEDERS AND DISTRIBUTION SUBSTATIONS
NOTE: DNSP must provide expenditure information on an 'as incurred' basis.
Table 2.3.3.1 Descriptor metrics
|  | AUG232_1: PROJECT TYPE; AUG232_2: Unit of Measure; AUG232_3: UNITS ADDED (0's) |  |  |  | UNITS UPGRADED (0's)
AUG2331 |  |  |  | 2015 | 2016 | 2017 | 2018 | 2019 | 2020 |  | 2015 | 2016 | 2017 | 2018 | 2019 | 2020
|  | HV Feeder Augmentations - Overhead Lines | Circuit Line Length in KM | 0.11394 | 0.11394 | 0.11394 | 0.11394 | 0.11394 | 0.11394 | ED_AUG2333_00001 | 0 | 0 | 0 | 0 | 0 | 0
ED_AUG2331_00002 |  | HV Feeder Augmentations - Underground Cables | Circuit Line Length in KM | 6.9891 | 4.0367 | 13.185 | 22.1624 | 2.7691 | 2.7691 | ED_AUG2333_00002 | 0 | 0.34571 | 0.93741 | 0 | 0 | 0
ED_AUG2331_00003 |  | LV Feeder Augmentations - Overhead Lines | Circuit Line Length in KM | 0.15098 | 0.17509 | 0.17509 | 0.17509 | 0.17509 | 0.17509 | ED_AUG2333_00003 | 0.062906 | 0.072954 | 0.072954 | 0.072954 | 0.072954 | 0.072954
ED_AUG2331_00004 |  | LV Feeder Augmentations - Underground Cables | Circuit Line Length in KM | 1.0134 | 1.1753 | 1.1753 | 1.1753 | 1.1753 | 1.1753 | ED_AUG2333_00004 | 0 | 0 | 0 | 0 | 0 | 0
ED_AUG2331_00005 |  | Distribution Substation Augmentations - Pole Mounted | Number | 0 | 0 | 0 | 0 | 0 | 0 | ED_AUG2333_00005 | 9.2369 | 10.7122 | 10.7122 | 10.7122 | 10.7122 | 10.7122
ED_AUG2331_00006 |  | Distribution Substation Augmentations - Ground Mounted | Number | 0 | 0 | 0 | 0 | 0 | 0 | ED_AUG2333_00006 | 0 | 0 | 0 | 0 | 0 | 0
ED_AUG2331_00007 |  | Distribution Substation Augmentations - Indoor | Number | 0.8556 | 0.99226 | 0.99226 | 0.99226 | 0.99226 | 0.99226 | ED_AUG2333_00007 | 2.9946 | 3.4729 | 3.4729 | 3.4729 | 3.4729 | 3.4729
Table 2.3.3.2 Cost metrics
|  | PROJECT TYPE |  | UNITS ADDED (0's) 2015: TOTAL DIRECT EXPENDITURE ($0's, real December 2015)
AUG2332 |  |  |  | 2015 | 2016 | 2017 | 2018 | 2019 | 2020
ED_AUG2332_00001 |  | HV Feeder Augmentations - Overhead Lines |  | 304032.271 | 167015.8123 | 164173.7594 | 164173.7594 | 164173.7594 | 164173.7594
ED_AUG2332_00002 |  | HV Feeder Augmentations - Underground Cables |  | 8449445.08 | 6442686.2895 | 31951711.7675 | 21850440.9612 | 5925282.1106 | 5925282.1106
ED_AUG2332_00003 |  | HV Feeder Non-Material Projects |  | 469053.4537 | 468666.8858 | 468666.8858 | 468666.8858 | 468666.8858 | 468666.8858
ED_AUG2332_00004 |  | LV Feeder Augmentations - Overhead Lines |  | 414804.7037 | 481060.1571 | 481060.1571 | 481060.1571 | 481060.1571 | 481060.1571
ED_AUG2332_00005 |  | LV Feeder Augmentations - Underground Cables |  | 324024.9907 | 375780.4854 | 375780.4854 | 375780.4854 | 375780.4854 | 375780.4854
ED_AUG2332_00006 |  | LV Feeder Non-Material Projects |  | 403834.4426 | 468337.6505 | 468337.6505 | 468337.6505 | 468337.6505 | 468337.6505
ED_AUG2332_00007 |  | Distribution Substation Augmentations - Pole Mounted |  | 1010915.9495 | 1172386.381 | 1172386.381 | 1172386.381 | 1172386.381 | 1172386.381
ED_AUG2332_00008 |  | Distribution Substation Augmentations - Ground Mounted |  | 0 | 0 | 0 | 0 | 0 | 0
ED_AUG2332_00009 |  | Distribution Substation Augmentations - Indoor |  | 525808.8503 | 609794.6475 | 609794.6475 | 609794.6475 | 609794.6475 | 609794.6475
|  |  | Check HV Feeders: | 0 | 0 | 0 | 0 | 0 | 0
|  |  | Check LV Feeders: | 0 | 0 | 0 | 0 | 0 | 0
|  |  | Check Distribution Substations: | 0 | 0 | 0 | 0 | 0 | 0
TABLE 2.3.4 - AUGEX DATA - TOTAL AUGMENTATION EXPENDITURE
TOTAL DIRECT EXPENDITURE ($0's, real December 2015)
AUG234 |  |  |  | 2015 | 2016 | 2017 | 2018 | 2019 | 2020
ED_AUG234_00001 |  | Subtransmission Substations, Switching Stations, Zone Substations |  | 11044460.4115 | 20726700.2902 | 17416798.7521 | 15086131.6642 | 8801866.6349 | 725050.5083
ED_AUG234_00002 |  | Subtransmission Lines |  | 17915555.235 | 6759806.3694 | 7373142.3579 | 309635.4091 | 4644531.1358 | 0
ED_AUG234_00003 |  | HV Feeders |  | 9222530.8047 | 7078368.9876 | 32584552.4127 | 22483281.6064 | 6558122.7558 | 6558122.7558
ED_AUG234_00004 |  | HV Feeders - Land Purchases and Easements |  | 0 | 0 | 0 | 0 | 0 | 0
ED_AUG234_00005 |  | Distribution Substations |  | 1536724.7998 | 1782181.0285 | 1782181.0285 | 1782181.0285 | 1782181.0285 | 1782181.0285
ED_AUG234_00006 |  | Distribution Substations - Land Purchases and Easements |  | 0 | 0 | 0 | 0 | 0 | 0
ED_AUG234_00007 |  | LV Feeders |  | 1142664.1371 | 1325178.293 | 1325178.293 | 1325178.293 | 1325178.293 | 1325178.293
ED_AUG234_00008 |  | LV Feeders - Land Purchases and Easements |  | 0 | 0 | 0 | 0 | 0 | 0
ED_AUG234_00009 |  | Other Assets
|  |  | FC160 Check: | 0 | 0 | 0 | 0 | 0 | 0
|  |  | FC161 & 177 Check: | 0 | 0 | 0 | 0 | 0 | 0
|  |  | FC162 Check: | 0 | 0 | 0 | 0 | 0 | 0
PROJECT TYPE FOR TBL 2.3.2
New line on new route - single circuit
New line on new route - dual circuit
New line on new route - other
Line rebuild over existing route - single circuit
Line rebuild over existing route - dual circuit
Reconductor - Single circuit
Reconductor - Dual circuit
Reconductor - Other
Line upgrade - raising/retensoring
Line upgrade - voltage upgrade
Line upgrade - capacity
String spare circuit
Other - specify
Contents
Instructions
Mark selected cells CONFIDENTIAL
Return cells to NON-CONFIDENTIAL
Table 2.3.1 – Sub transmission substations, switching stations and zone substations
Table 2.3.2 - Subtransmission lines
Table 2.3.3 - HL/LV feeders and distribution substations
Table 2.3.4 - Total expenditure
Note on F17: Chris Mccallum: Security of Supply
Note on G17: Chris Mccallum: Security of Supply
Note on F18: Chris Mccallum: 22kV Decommission
Note on G18: Chris Mccallum: 22kV Decommission
Note on F20: Chris Mccallum: 22kV Decommission
Note on G20: Chris Mccallum: 22kV Decommission
Note on F78: Chris Mccallum: Security of Supply
Note on F79: Chris Mccallum: Security of Supply
Note on F80: Chris Mccallum: 22kV Decommission

## Augex Model Calculations
CitiPower augmentation capex |  |  |  |  | Model Master Check: | 0
Augex Model Calculations |  |  |  |  | Sheet Check: | 0
.
Augex Model Expenditure ($0's)
AER DNSP segment group | Capex ($0's, real December 2015)
For NSP-initiated & capacity-related augmentation
| Historical |  | Forecast
| 2010 to 2013 | 2014 | 2015 | 2016 | 2017 | 2018 | 2019 | 2020
Subtransmission lines | 299628.49 | 714423.61 | 4554445.251 | 3713917.529 | 3178047.1042 | 0 | 0 | 0
Subtransmission substations and subtransmission switching stations | 0 | 0 | 0 | 0 | 0 | 0 | 0 | 0
Zone substations | 2877486.37 | 15306.58 | 1990856.0444 | 11015879.795 | 12390027.3287 | 1479375 | 0 | 0
High voltage feeders - CBD | 2539951.17 | 29510.53 | 3109080.9372 | 3097798.7508 | 3097798.7508 | 3097798.7508 | 3097798.7508 | 3097798.7508
High voltage feeders - urban | 7025082.02 | 221258.01 | 3471606.1914 | 3460324.005 | 3460324.005 | 3460324.005 | 3460324.005 | 3460324.005
High voltage feeders - short rural | 0 | 0 | 0 | 0 | 0 | 0 | 0 | 0
High voltage feeders - long rural | 0 | 0 | 0 | 0 | 0 | 0 | 0 | 0
Distribution substations | 3174927.62 | 2063615.22 | 2679388.9368 | 3107359.3215 | 3107359.3215 | 3107359.3215 | 3107359.3215 | 3107359.3215
Distribution substations - CBD | 101792.69 | 269347.85 | 349720.0625 | 405579.7504 | 405579.7504 | 405579.7504 | 405579.7504 | 405579.7504
Distribution substations - urban | 3073134.93 | 1794267.37 | 2329668.8743 | 2701779.5711 | 2701779.5711 | 2701779.5711 | 2701779.5711 | 2701779.5711
Distribution substations - short rural | 0 | 0 | 0 | 0 | 0 | 0 | 0 | 0
Distribution substations - long rural | 0 | 0 | 0 | 0 | 0 | 0 | 0 | 0
Unmodelled augmentation | 106614831.83 | 36421667.53 | 25056558.0273 | 13276955.5674 | 35248296.3339 | 29841550.9239 | 13446397.7707 | 725050.5083
Check: | 0
Augex Model MVA Added
AER DNSP segment group | Net capacity added (MVA)
For NSP-initiated & capacity-related augmentation
| over period 2014 to 2015 | Forecast 2016: over period 2016 to 2020
| Forecast | Forecast 2016: Forecast
| type 1 | type 2 | type 3 | type 1 | type 2 | type 3
Subtransmission lines | 0 | 0 |  | 0 | 0
Subtransmission substations and subtransmission switching stations | 0 | 0 | 0 | 0 | 0 | 0
Zone substations | 3.6 | 3.6 | 3.6 | 65 | 76.15 | 89.7
High voltage feeders - CBD | Forecast type 1: 7; Forecast type 1: 35
High voltage feeders - urban | Forecast type 1: 35; Forecast type 1: 55
High voltage feeders - short rural | Forecast type 1: 0; Forecast type 1: 0
High voltage feeders - long rural | Forecast type 1: 0; Forecast type 1: 0
Distribution substations - CBD | Forecast type 1: 5.3206; Forecast type 1: 13.3016
Distribution substations - urban | Forecast type 1: 5.3206; Forecast type 1: 13.3016
Distribution substations - short rural | Forecast type 1: 0; Forecast type 1: 0
Distribution substations - long rural | Forecast type 1: 0; Forecast type 1: 0
Unmodelled augmentation | Forecast type 1: 2033.3
Checks | 0 | 0 | 0 | 0 | 0 | 0
0
Historical Distribution Substation / LV - Urban, CBD Ratio
| Cost ($0's) | Ratio
Distribution and LV | Forecast type 1: 1485800.12; Forecast type 2: 100%
Urban | Forecast type 1: 1291870.04; Forecast type 2: 86.95%
CBD | Forecast type 1: 193930.08; Forecast type 2: 13.05%

## Outputs
CitiPower augmentation capex | [6 empty] | Model Master Check: | 0
Outputs | [6 empty] | Sheet Check: | 0
Expenditure Summary ($000's)
| FC | 2015 | 2016 | 2017 | 2018 | 2019 | 2020 |  |  | Augex
| 160 | 2679.3889 | 3107.3593 | 3107.3593 | 3107.3593 | 3107.3593 | 3107.3593 |  |  | Check
| 161 | 6219.4604 | 15024.3396 | 14095.9838 | 15086.1317 | 8801.8666 | 725.0505 |  |  | Total 2015-2020
| 162 | 27138.086 | 13838.1754 | 39957.6948 | 22792.917 | 11202.6539 | 6558.1228 |  |  | This sheet | Export
| 177 | 4825 | 5702.3607 | 3320.815 | 0 | 0 | 0 |  |  | 213504.8436 | 213504.8436 | 0
| Total | 40861.9354 | 37672.235 | 60481.8528 | 40986.408 | 23111.8798 | 10390.5326
AER template |  | 40861.9354 | 37672.235 | 60481.8528 | 40986.408 | 23111.8798 | 10390.5326
Difference |  | 0 | 0 | 0 | 0 | 0 | 0
Check |  | 0 | 0 | 0 | 0 | 0 | 0
Category | Expenditure 2016-2020 ($000's) | 2020: Category | Expenditure 2016-2020 ($000's)
Demand related Augex |  | 2020: Demand related Augex
Zone Substation | 1035.7864 | 2020: Zone Substation | 1035.7864
Subtransmission Lines | 6891.9646 | 2020: Subtransmission Lines | 7679.1623
HV Feeders | 32790.6138 | 2020: HV Feeders | 32790.6138
Low Voltage | 15536.7966 | 2020: Low Voltage | 15536.7966
Demand Augex - Sub-total | 56255.1615 | 2020: Demand Augex - Sub-total | 57042.3592
Voltage, Security of Supply, Transmission Connection Point, Fault Level Augex |  | 2020: Voltage, Security of Supply, Transmission Connection Point, Fault Level Augex
Security of supply: | 16014.7341 | 2020: Security of supply: | 16014.7341
-W SS 7 x 66kV GIS CBs (NOT including relocations, demolition or re-build) |  | 2020: -W SS 7 x 66kV GIS CBs (NOT including relocations, demolition or re-build)
-Establish BTS-W 66kV cable |  | 2020: -Establish BTS-W 66kV cable
-Extend FR1-MP1, FR2-MP2 into W |  | 2020: -Extend FR1-MP1, FR2-MP2 into W
Transmission Connection Point | 2683.3102 | 2020: Transmission Connection Point | 2683.3102
Voltage Works | 0 | 2020: Voltage Works | 0
Fault level | 4706.6734 | 2020: Fault level | 5556.0182
Voltage, SoS, TC, Fault Level - Sub-total | 23404.7177 | 2020: Voltage, SoS, TC, Fault Level - Sub-total | 24254.0625
WMTS offloading of the 22kV system Augex |  | 2020: WMTS offloading of the 22kV system Augex
WMTS Offloading of the 22kV system - upgrades to the 66kV network to allow transfers from WMTS22 | 29651.8006 | 2020: WMTS Offloading of the 22kV system - upgrades to the 66kV network to allow transfers from WMTS22 | 29651.8006
WMTS Offloading of the 22kV system - upgrades to the 11kV network to allow transfers from WMTS22 | 42402.7211 | 2020: WMTS Offloading of the 22kV system - upgrades to the 11kV network to allow transfers from WMTS22 | 42402.7211
Sub-total | 72054.5217 | 2020: Sub-total | 72054.5217
Non-WMTS offloading of the 22kV system Augex |  | 2020: Non-WMTS offloading of the 22kV system Augex
RTS Offloading of the 22kV system-ZSS | 13108.1062 | 2020: RTS Offloading of the 22kV system-ZSS | 13108.1062
RTS offloading of the 22kV system-HV feeders | 3262.7273 | 2020: RTS offloading of the 22kV system-HV feeders | 3262.7273
RTS offloading of the 22kV system-S/T | 1036 | 2020: RTS offloading of the 22kV system-S/T | 1035.7864
Sub-total | 17406.8335 | 2020: Sub-total | 17406.6199
BTS offloading of the 22kV system-S/T | 3521.6739 | 2020: BTS offloading of the 22kV system-S/T | 3521.6739
Sub-total | 3521.6739 | 2020: Sub-total | 3521.6739
Offloading the 22kV system - Sub-total | 92983.0291 | 2020: Offloading the 22kV system - Sub-total | 92982.8156
Total Augex | 172642.9082 | 2020: Total Augex | 174279.2373
Check | 0
|  | 2018: Expenditure 2016-2020 ($000's) |  | Expenditure 2016-2020 ($000's)
|  |  | WMTS Offloading of the 22kV system - upgrades to the 66kV network to allow transfers from WMTS22 | Upgrade DA to 66kV with 2 x 27MVA transformers | 18886.8721 |  | WMTS Offloading of the 22kV system - upgrades to the 66kV network to allow transfers from WMTS22 | Upgrade DA to 66kV with 2 x 27MVA transformers | 18886.8721
|  | 2017: New VR Nth Melbourne transformers - 2 x 13MVA; 2018: 4308.8716 | New VR Nth Melbourne transformers - 2 x 13MVA | 4308.8716
|  | 2017: Upgrade WMTS-DA to 66kV; 2018: 4954.1665 | Upgrade WMTS-DA to 66kV | 4954.1665
|  | 2017: New 66kV cable to VR Nth Melb ZSS - 2 cables; 2018: 1501.8903 | New 66kV cable to VR Nth Melb ZSS - 2 cables | 1501.8903
|  | 2017: Sub-total; 2018: 29651.8006 | Sub-total | 29651.8006
|  |  | WMTS Offloading of the 22kV system - upgrades to the 11kV network to allow transfers from WMTS22 | BQ 3rd 55MVA Transformer (transfer BS ring bus to BQ) and 24MVAr cap bank | 11687.0625 |  | WMTS Offloading of the 22kV system - upgrades to the 11kV network to allow transfers from WMTS22 | BQ 3rd 55MVA Transformer (transfer BS ring bus to BQ) and 24MVAr cap bank | 11687.0625
|  | 2017: Transfer capability from LS to BQ (30MVA); 2018: 23465.1536 | Transfer capability from LS to BQ (30MVA) | 23465.1536
|  | 2017: Convert J feeders to 11kV. Supply from JA; 2018: 3625.2525 | Convert J feeders to 11kV. Supply from JA | 3625.2525
|  | 2017: Convert TP feeders to 11kV. Supply from SB; 2018: 3625.2525 | Convert TP feeders to 11kV. Supply from SB | 3625.2525
|  | 2017: Sub-total; 2018: 42402.7211 | Sub-total | 42402.7211
|  | 2018: 72054.5217 |  | 72054.5217
|  | 2017: Check; 2018: 0 | Check | 0
|  | 2018: Expenditure 2016-2020 ($000's) |  | Expenditure 2016-2020 ($000's)
|  |  | RTS offloading of the 22kV system-ZSS: | Establish W zone substation with 2 x 55MVA Tx + 9 GIS CBs | 12162.4332 |  | RTS offloading of the 22kV system-ZSS: | Establish W zone substation with 2 x 55MVA Tx + 9 GIS CBs | 12162.4332
|  | 2017: BC 3rd 27MVA transformer and 11kV switchboard; 2018: 945.673 | BC 3rd 27MVA transformer and 11kV switchboard | 945.673
|  |  | RTS offloading of the 22kV system-S/T: | RTS-TK/BC/AR 66kV loop split - RTS-TK 2nd Line | 0 |  | RTS offloading of the 22kV system-S/T: | RTS-TK/BC/AR 66kV loop split - RTS-TK 2nd Line | 0
|  | 2017: R 22kV re-configure cables; 2018: 1036 | R 22kV re-configure cables | 1035.7864
|  |  | RTS offloading of the 22kV system-HV feeders: | Permanent transfers RP to WP - (12MVA) | 3210.938 |  | RTS offloading of the 22kV system-HV feeders: | Permanent transfers RP to WP - (12MVA) | 3210.938
|  | 2017: BC stage 2 (3 & 24 new feeders); 2018: 51.7893 | BC stage 2 (3 & 24 new feeders) | 51.7893
|  | 2018: 17406.8335 |  | 17406.6199
|  | 2017: Check; 2018: 0 | Check | 0
|  | 2018: Expenditure 2016-2020 ($000's) |  | Expenditure 2016-2020 ($000's)
|  |  | BTS offloading of the 22kV system-S/T: | Uprate BTS-WB (for sub C cut into loop) | 983.9971 |  | BTS offloading of the 22kV system-S/T: | Uprate BTS-WB (for sub C cut into loop) | 983.9971
|  | 2017: Uprate BTS - NC (for sub C cut into loop); 2018: 362.5253 | Uprate BTS - NC (for sub C cut into loop) | 362.5253
|  | 2017: Establish BTS-NC & BTS-WB (Supply from BTS); 2018: 2175.1515 | Establish BTS-NC & BTS-WB (Supply from BTS) | 2175.1515
|  | 2018: 3521.6739 |  | 3521.6739
|  | 2017: Check; 2018: 0 | Check | 0

## Expenditure Check
CitiPower augmentation capex | [6 empty] | Model Master Check: | 0
Expenditure Check | [6 empty] | Sheet Check: | 0
| Export Summary | 2015 | 2016 | 2017 | 2018 | 2019 | 2020
| Description | Forecast ($000's) | Forecast ($000's) | Forecast ($000's) | Forecast ($000's) | Forecast ($000's) | Forecast ($000's)
| 160 | 2679.3889 | 3107.3593 | 3107.3593 | 3107.3593 | 3107.3593 | 3107.3593 | 0
| 161 | 6219.4604 | 15024.3396 | 14095.9838 | 15086.1317 | 8801.8666 | 725.0505 | 0
| 162 | 27138.086 | 13838.1754 | 39957.6948 | 22792.917 | 11202.6539 | 6558.1228 | 0
| 177 | 4825 | 5702.3607 | 3320.815 | 0 | 0 | 0 | 0
Checks to "2.3 Augex"
| Export Summary | 2015 | 2016 | 2017 | 2018 | 2019 | 2020
| Description | Forecast ($000's) | Forecast ($000's) | Forecast ($000's) | Forecast ($000's) | Forecast ($000's) | Forecast ($000's)
| Table 2.3.1 | [6 empty] | 0
| Table 2.3.2 | [6 empty] | 0
| Table 2.3.3.3 | 0 | 0 | 0 | 0 | 0 | 0 | 0
| 160 | 0 | 0 | 0 | 0 | 0 | 0 | 0
| 161 + 177 | 0 | 0 | 0 | 0 | 0 | 0 | 0
| 162 | 0 | 0 | 0 | 0 | 0 | 0 | 0
Checks to "2.4 Augex Model"
| Export Summary | 2015 | 2016 | 2017 | 2018 | 2019 | 2020
| Description | Forecast ($000's) | Forecast ($000's) | Forecast ($000's) | Forecast ($000's) | Forecast ($000's) | Forecast ($000's)
| Table 2.4.6 - Capex | 0 | 0 | 0 | 0 | 0 | 0 | 0
| Export Summary | 2015: Total Cost
| Description | 2015: Forecast ($000's)
| Project List ($) | 2015: 213504.8436
| Outputs | 2015: 213504.8436
| Augex Calulcations | 2015: 213504.8436
| Augex Model Calculations | 2015: 213504.8436
| Check | 2015: 0

## 2.3 Augex
| REGULATORY REPORTING STATEMENT |  |  |  | Worksheet navigation
Victorian DNSP Reset
2016 to 2020
2.3 AUGEX PROJECT DATA
TABLE 2.3.1 - AUGEX ASSET DATA - SUBTRANSMISSION SUBSTATIONS, SWITCHING STATIONS AND ZONE SUBSTATIONS
NOTE: DNSP must provide expenditure information on an 'as incurred' basis.
AUG231 | AUG231_1 | AUG231_2 | AUG231_3 | AUG231_4 | AUG231_5 | AUG231_6 | ED_AUG231_00001 | ED_AUG231_00002 | ED_AUG231_00003 | ED_AUG231_00004 | ED_AUG231_00005 | ED_AUG231_00006 | ED_AUG231_00007 | ED_AUG231_00008 | ED_AUG231_00009 | ED_AUG231_00010 | ED_AUG231_00011 | ED_AUG231_00012 | ED_AUG231_00013 | ED_AUG231_00014 | ED_AUG231_00015 | ED_AUG231_00016 | ED_AUG231_00017 | ED_AUG231_00018 | ED_AUG231_00019 | ED_AUG231_00020 | ED_AUG231_00021 | ED_AUG231_00022 | ED_AUG231_00023
| NOTE: DNSP must provide expenditure information on an 'as incurred' basis. AUG231_1: PROJECT DESCRIPTION AND CHANGES |  |  |  |  | PLANT AND EQUIPMENT EXPENDITURE AND VOLUME | [9 empty] | OTHER EXPENDITURE |  | TOTAL DIRECT EXPENDITURE ($0's) | YEARS INCURRED | ALL RELATED PARTY CONTRACTS |  | ALL NON RELATED PARTYCONTRACTS | LAND AND EASEMENTS
| SUBSTATION ID | SUBSTATION TYPE | PROJECT ID | PROJECT TYPE | PROJECT TRIGGER | VOLTAGE (KV) | SUBSTATION RATING NORMAL CYCLIC (MVA) |  | SUBSTATION RATING N-1 EMERGENCY (MVA) |  | TRANSFORMERS |  |  | SWITCHGEAR |  | CAPACITORS |  | OTHER PLANT ITEM | INSTALLATION (LABOUR) |  | CIVIL WORKS | OTHER DIRECT |  |  | RELATED PARTY MARGINS | TOTAL |  | LAND PURCHASE | EASEMENTS
[7 empty] | PRE | POST | PRE | POST | UNITS ADDED | MVA ADDED | EXPENDITURE ($0's, real December 2015) | UNITS ADDED | EXPENDITURE ($0's, real December 2015) | MVAR ADDED | EXPENDITURE ($0's, real December 2015) | EXPENDITURE ($0's, real December 2015) | VOLUME | EXPENDITURE ($0's, real December 2015) | EXPENDITURE ($0's, real December 2015) |  |  |  | EXPENDITURE ($0's, real December 2015) |  |  | EXPENDITURE ($0's, real December 2015)
AUG231_1 | W SS 7 x 66kV GIS CBs (NOT including relocations, demolition or re-build) | Switching station | AUGCP005 | Other - specify (add comment) | Other - specify (add comment) | 66 | 0 | 0 | 0 | 0 | 0 | 0 | 0 | 7 | 1883000 | 0 | 0 | 1425755.459 | 14394.0919 | 1727291.0337 | 3771377.8029 | 6543969.0509 | 15351393.3465 | 2014, 2015, 2016, 2017 | 0 | 0 | 0 | 0 | 0
AUG231_2 | Establish W zone substation with 2 x 55MVA Tx + 9 GIS CBs | Zone substation | AUGCP004 | Other - specify (add comment) | Other - specify (add comment) | 66 / 11 | 0 | 110 | 0 | 65 | 2 | 110 | 2310000 | 35 | 3633000 | 24 | 526000 | 4721595.6924 | 19256.7663 | 2310811.9524 | 728340.1628 | 3104880.8404 | 17334628.648 | 2014, 2015, 2016, 2017 | 0 | 0 | 0 | 0 | 0
AUG231_3 | BQ 3rd 55MVA Transformer (transfer BS ring bus to BQ) and 24MVAr cap bank | Zone substation | 0 | Demand growth | Demand growth | 66 / 11 | 110 | 165 | 60 | 130 | 1 | 55 | 1300000 | 11 | 2959000 | 24 | 526000 | 2500000 | 12916.6667 | 1550000 | 1100000 | 1900000 | 11835000 | 2015, 2016, 2017, 2018 | 0 | 0 | 0 | 0 | 0
AUG231_4 | Upgrade DA to 66kV with 2 x 27MVA transformers | Zone substation | 0 | Other - specify (add comment) | Other - specify (add comment) | 66 / 11 | 40.5 | 54 | 29.2 | 36 | 2 | 60 | 1460000 | 22 | 2756000 | 24 | 526000 | 3208000 | 32083.3333 | 3850000 | 2337000 | 4812000 | 18949000 | 2015, 2017, 2018, 2019 | 0 | 0 | 0 | 0 | 0
AUG231_5 | NR 66kV & 11kV reactors (RTS-NR 66kV reactor, Tx No1 & No2 11kV reactors) and 11kV switchboard | Zone substation | 0 | Fault level issues | Fault level issues | 66 / 11 | 83 | 83 | 56.1 | 67.1 | 0 | 0 | 0 | 0 | 0 | 9 | 257790 | 1406000 | 11652.9 | 1398348 | 773000 | 963228 | 4798366 | 2015, 2016, 2017 | 0 | 0 | 0 | 0 | 0
AUG231_6 | [22 empty] | 0
AUG231_7 | [22 empty] | 0
AUG231_8 | [22 empty] | 0
AUG231_9 | [22 empty] | 0
AUG231_10 | [22 empty] | 0
AUG231_11 | [22 empty] | 0
AUG231_12 | [22 empty] | 0
AUG231_13 | [22 empty] | 0
AUG231_14 | [22 empty] | 0
AUG231_15 | [22 empty] | 0
AUG231_16 | [22 empty] | 0
AUG231_17 | [22 empty] | 0
AUG231_18 | [22 empty] | 0
AUG231_19 | [22 empty] | 0
AUG231_20 | [22 empty] | 0
AUG231_21 | [22 empty] | 0
AUG231_22 | [22 empty] | 0
AUG231_23 | [22 empty] | 0
AUG231_24 | [22 empty] | 0
AUG231_25 | [22 empty] | 0
AUG231_26 | [22 empty] | 0
AUG231_27 | [22 empty] | 0
AUG231_28 | [22 empty] | 0
AUG231_29 | [22 empty] | 0
AUG231_30 | [22 empty] | 0
AUG231_31 | [22 empty] | 0
AUG231_32 | [22 empty] | 0
AUG231_33 | [22 empty] | 0
AUG231_34 | [22 empty] | 0
AUG231_35 | [22 empty] | 0
AUG231_36 | [22 empty] | 0
AUG231_37 | [22 empty] | 0
AUG231_38 | [22 empty] | 0
AUG231_39 | [22 empty] | 0
AUG231_40 | [22 empty] | 0
AUG231_41 | [22 empty] | 0
AUG231_42 | [22 empty] | 0
AUG231_43 | [22 empty] | 0
AUG231_44 | [22 empty] | 0
AUG231_45 | [22 empty] | 0
AUG231_46 | [22 empty] | 0
AUG231_47 | [22 empty] | 0
AUG231_48 | [22 empty] | 0
AUG231_49 | [22 empty] | 0
AUG231_50 | [22 empty] | 0
AUG231_51 | [22 empty] | 0
AUG231_52 | [22 empty] | 0
AUG231_53 | NOTE: DNSP must provide expenditure information on an 'as incurred' basis. AUG231_3: Non material projects - [actual]
AUG231_54 | NOTE: DNSP must provide expenditure information on an 'as incurred' basis. AUG231_3: Non material projects - [forecast] | [16 empty] | 10365114.9099 | 2015, 2016, 2017, 2018,2019, 2020 |  |  |  | 0 | 0
AUG232 | AUG232_1 | AUG232_2 | AUG232_3 | AUG232_4 | AUG232_5 | AUG232_6 | ED_AUG232_00001 | ED_AUG232_00002 | ED_AUG232_00003 | ED_AUG232_00004 | ED_AUG232_00005 | ED_AUG232_00006 | ED_AUG232_00007 | ED_AUG232_00008 | ED_AUG232_00009 | ED_AUG232_00010 | ED_AUG232_00011 | ED_AUG232_00012 | ED_AUG232_00013 | ED_AUG232_00014 | ED_AUG232_00015 | ED_AUG232_00016 | ED_AUG232_00017 | ED_AUG232_00018 | ED_AUG232_00019 | ED_AUG232_00020 | ED_AUG232_00021
TABLE 2.3.2 - AUGEX ASSET DATA - SUBTRANSMISSION LINES
NOTE: DNSP must provide expenditure information on an 'as incurred' basis.
| AUG232_1: PROJECT DESCRIPTION AND CHANGES | PLANT AND EQUIPMENT EXPENDITURE AND VOLUME | [11 empty] | OTHER EXPENDITURE |  | TOTAL DIRECT EXPENDITURE ($0's) | YEARS INCURRED | ALL RELATED PARTY CONTRACTS |  | ALL NON RELATED PARTY CONTRACTS | LAND AND EASEMENTS
| LINE ID | PROJECT ID | PROJECT TYPE | PROJECT TRIGGER | VOLTAGE (KV) | ROUTE LINE LENGTH ADDED | POLES/TOWERS (INCLUDING STRUCTURES, AND CIVIL WORKS) |  |  | OVERHEAD LINES |  |  | UNDERGROUND CABLES |  |  | OTHER PLANT ITEM | INSTALLATION (LABOUR) |  | CIVIL WORKS | OTHER DIRECT |  |  | RELATED PARTY MARGINS | TOTAL |  | LAND PURCHASE | EASEMENTS
| Non material projects - [forecast] AUG232_6: KM ADDED | POLES/TOWERS ADDED | POLES/TOWERS UPGRADED | EXPENDITURE ($0's, real December 2015) | CIRCUIT KM ADDED | CIRCUIT KM UPGRADED | EXPENDITURE ($0's, real December 2015) | CIRCUIT KM ADDED | CIRCUIT KM UPGRADED | EXPENDITURE ($0's, real December 2015) | EXPENDITURE ($0's, real December 2015) | VOLUME | EXPENDITURE ($0's, real December 2015) | EXPENDITURE ($0's, real December 2015) |  |  |  | EXPENDITURE ($0's, real December 2015) |  |  | EXPENDITURE ($0's, real December 2015)
AUG232_1 | BTS-BQ#3 Cable Works | 0 | New line on new route - other | Other - specify (add comment) | 66 | 4.7 | 0 | 0 | 0 | 0 | 0 | 0 | 4.7 | 0 | 3954000 | 0 | 541.6667 | 65000 | 12635200 | 1100000 | 17754200 | 2013, 2014, 2015 | 0 | 0 | 0 | 0 | 0
AUG232_2 | Establish BTS-W 66kV cable | AUGCP004 | New line on new route - other | Other - specify (add comment) | 66 | 5 | 0 | 0 | 0 | 0 | 0 | 0 | 5 | 0 | 3798000 | 0 | 541.6667 | 65000 | 1688000 | 372000 | 5923000 | 2013, 2014, 2015 | 0 | 0 | 0 | 0 | 0
AUG232_3 | RTS-TK/BC/AR 66kV loop split - RTS-TK 2nd Line | 0 | New line on new route - other | Other - specify (add comment) | 66 | 1.9 | 8 | 0 | 14024 | 0.4 | 0 | 782871.3188 | 1.5 | 0 | 1200657.4468 | 0 | 13345.9418 | 1601513.0128 | 2011501.1501 | 1335896.6022 | 6946463.5306 | 2013, 2014, 2015 | 0 | 0 | 0 | 0 | 0
AUG232_4 | Extend FR1-MP1, FR2-MP2 into W | AUGCP004 | New line on new route - other | Demand growth | 66 | 2.2 | 0 | 0 | 0 | 0 | 0 | 0 | 0 | 12.8 | 1887000 | 0 | 3150 | 378000 | 7762000 | 1715000 | 11742000 | 2013, 2014, 2015, 2016, 2017 | 0 | 0 | 0 | 0 | 0
AUG232_5 | [20 empty] | 0
AUG232_6 | [20 empty] | 0
AUG232_7 | [20 empty] | 0
AUG232_8 | [20 empty] | 0
AUG232_9 | [20 empty] | 0
AUG232_10 | [20 empty] | 0
AUG232_11 | [20 empty] | 0
AUG232_12 | [20 empty] | 0
AUG232_13 | [20 empty] | 0
AUG232_14 | [20 empty] | 0
AUG232_15 | [20 empty] | 0
AUG232_16 | [20 empty] | 0
AUG232_17 | [20 empty] | 0
AUG232_18 | [20 empty] | 0
AUG232_19 | [20 empty] | 0
AUG232_20 | [20 empty] | 0
AUG232_21 | [20 empty] | 0
AUG232_22 | [20 empty] | 0
AUG232_23 | [20 empty] | 0
AUG232_24 | [20 empty] | 0
AUG232_25 | [20 empty] | 0
AUG232_26 | [20 empty] | 0
AUG232_27 | [20 empty] | 0
AUG232_28 | [20 empty] | 0
AUG232_29 | [20 empty] | 0
AUG232_30 | [20 empty] | 0
AUG232_31 | [20 empty] | 0
AUG232_32 | [20 empty] | 0
AUG232_33 | [20 empty] | 0
AUG232_34 | [20 empty] | 0
AUG232_35 | [20 empty] | 0
AUG232_36 | [20 empty] | 0
AUG232_37 | [20 empty] | 0
AUG232_38 | [20 empty] | 0
AUG232_39 | [20 empty] | 0
AUG232_40 | [20 empty] | 0
AUG232_41 | [20 empty] | 0
AUG232_42 | [20 empty] | 0
AUG232_43 | [20 empty] | 0
AUG232_44 | [20 empty] | 0
AUG232_45 | [20 empty] | 0
AUG232_46 | [20 empty] | 0
AUG232_47 | [20 empty] | 0
AUG232_48 | [20 empty] | 0
AUG232_49 | [20 empty] | 0
AUG232_50 | [20 empty] | 0
AUG232_51 | [20 empty] | 0
AUG232_52 | [20 empty] | 0
AUG232_53 | [20 empty] | 0
AUG232_54 | [20 empty] | 0
AUG232_55 | AUG232_2: Non material projects - [actual]
AUG232_56 | AUG232_2: Non material projects - [forecast] | [14 empty] | 11273713.1778 | 2015, 2016, 2017, 2018, 2019, 2020 |  |  |  | 0 | 0
TABLE 2.3.3 - AUGEX DATA - HV/LV FEEDERS AND DISTRIBUTION SUBSTATIONS
NOTE: DNSP must provide expenditure information on an 'as incurred' basis.
Table 2.3.3.1 - Descriptor metrics
| AUG232_1: PROJECT TYPE; AUG232_2: Unit of Measure; Non material projects - [forecast] AUG232_3: UNITS ADDED (0's) |  |  |  | UNITS UPGRADED (0's)
AUG2331 |  |  | 2015 | 2016 | 2017 | 2018 | 2019 | 2020 |  | 2015 | 2016 | 2017 | 2018 | 2019 | 2020
| HV Feeder Augmentations - Overhead Lines | Circuit Line Length in KM | 0.11394 | 0.11394 | 0.11394 | 0.11394 | 0.11394 | 0.11394 | ED_AUG2333_00001 | 0 | 0 | 0 | 0 | 0 | 0
ED_AUG2331_00002 | HV Feeder Augmentations - Underground Cables | Circuit Line Length in KM | 6.9891 | 4.0367 | 13.185 | 22.1624 | 2.7691 | 2.7691 | ED_AUG2333_00002 | 0 | 0.34571 | 0.93741 | 0 | 0 | 0
ED_AUG2331_00003 | LV Feeder Augmentations - Overhead Lines | Circuit Line Length in KM | 0.15098 | 0.17509 | 0.17509 | 0.17509 | 0.17509 | 0.17509 | ED_AUG2333_00003 | 0.062906 | 0.072954 | 0.072954 | 0.072954 | 0.072954 | 0.072954
ED_AUG2331_00004 | LV Feeder Augmentations - Underground Cables | Circuit Line Length in KM | 1.0134 | 1.1753 | 1.1753 | 1.1753 | 1.1753 | 1.1753 | ED_AUG2333_00004 | 0 | 0 | 0 | 0 | 0 | 0
ED_AUG2331_00005 | Distribution Substation Augmentations - Pole Mounted | Number | 0 | 0 | 0 | 0 | 0 | 0 | ED_AUG2333_00005 | 9.2369 | 10.7122 | 10.7122 | 10.7122 | 10.7122 | 10.7122
ED_AUG2331_00006 | Distribution Substation Augmentations - Ground Mounted | Number | 0 | 0 | 0 | 0 | 0 | 0 | ED_AUG2333_00006 | 0 | 0 | 0 | 0 | 0 | 0
ED_AUG2331_00007 | Distribution Substation Augmentations - Indoor | Number | 0.8556 | 0.99226 | 0.99226 | 0.99226 | 0.99226 | 0.99226 | ED_AUG2333_00007 | 2.9946 | 3.4729 | 3.4729 | 3.4729 | 3.4729 | 3.4729
Table 2.3.3.2 - Cost metrics
| PROJECT TYPE |  | UNITS ADDED (0's) 2015: TOTAL DIRECT EXPENDITURE ($0's, real December 2015)
AUG2332 |  |  | 2015 | 2016 | 2017 | 2018 | 2019 | 2020
ED_AUG2332_00001 | HV Feeder Augmentations - Overhead Lines |  | 304032.271 | 167015.8123 | 164173.7594 | 164173.7594 | 164173.7594 | 164173.7594
ED_AUG2332_00002 | HV Feeder Augmentations - Underground Cables |  | 8449445.08 | 6442686.2895 | 31951711.7675 | 21850440.9612 | 5925282.1106 | 5925282.1106
ED_AUG2332_00003 | HV Feeder Non-Material Projects |  | 469053.4537 | 468666.8858 | 468666.8858 | 468666.8858 | 468666.8858 | 468666.8858
ED_AUG2332_00004 | LV Feeder Augmentations - Overhead Lines |  | 414804.7037 | 481060.1571 | 481060.1571 | 481060.1571 | 481060.1571 | 481060.1571
ED_AUG2332_00005 | LV Feeder Augmentations - Underground Cables |  | 324024.9907 | 375780.4854 | 375780.4854 | 375780.4854 | 375780.4854 | 375780.4854
ED_AUG2332_00006 | LV Feeder Non-Material Projects |  | 403834.4426 | 468337.6505 | 468337.6505 | 468337.6505 | 468337.6505 | 468337.6505
ED_AUG2332_00007 | Distribution Substation Augmentations - Pole Mounted |  | 1010915.9495 | 1172386.381 | 1172386.381 | 1172386.381 | 1172386.381 | 1172386.381
ED_AUG2332_00008 | Distribution Substation Augmentations - Ground Mounted |  | 0 | 0 | 0 | 0 | 0 | 0
ED_AUG2332_00009 | Distribution Substation Augmentations - Indoor |  | 525808.8503 | 609794.6475 | 609794.6475 | 609794.6475 | 609794.6475 | 609794.6475
TABLE 2.3.4 - AUGEX DATA - TOTAL AUGMENTATION EXPENDITURE
TOTAL DIRECT EXPENDITURE ($0's, real December 2015)
AUG234 |  |  | 2015 | 2016 | 2017 | 2018 | 2019 | 2020
ED_AUG234_00001 | Subtransmission Substations, Switching Stations, Zone Substations |  | 11044460.4115 | 20726700.2902 | 17416798.7521 | 15086131.6642 | 8801866.6349 | 725050.5083
ED_AUG234_00002 | Subtransmission Lines |  | 17915555.235 | 6759806.3694 | 7373142.3579 | 309635.4091 | 4644531.1358 | 0
ED_AUG234_00003 | HV Feeders |  | 9222530.8047 | 7078368.9876 | 32584552.4127 | 22483281.6064 | 6558122.7558 | 6558122.7558
ED_AUG234_00004 | HV Feeders - Land Purchases and Easements |  | 0 | 0 | 0 | 0 | 0 | 0
ED_AUG234_00005 | Distribution Substations |  | 1536724.7998 | 1782181.0285 | 1782181.0285 | 1782181.0285 | 1782181.0285 | 1782181.0285
ED_AUG234_00006 | Distribution Substations - Land Purchases and Easements |  | 0 | 0 | 0 | 0 | 0 | 0
ED_AUG234_00007 | LV Feeders |  | 1142664.1371 | 1325178.293 | 1325178.293 | 1325178.293 | 1325178.293 | 1325178.293
ED_AUG234_00008 | LV Feeders - Land Purchases and Easements |  | 0 | 0 | 0 | 0 | 0 | 0
ED_AUG234_00009 | Other Assets
PROJECT TYPE FOR TBL 2.3.2
New line on new route - single circuit
New line on new route - dual circuit
New line on new route - other
Line rebuild over existing route - single circuit
Line rebuild over existing route - dual circuit
Reconductor - Single circuit
Reconductor - Dual circuit
Reconductor - Other
Line upgrade - raising/retensoring
Line upgrade - voltage upgrade
Line upgrade - capacity
String spare circuit
Other - specify
Contents
Instructions
Mark selected cells CONFIDENTIAL
Return cells to NON-CONFIDENTIAL
Table 2.3.1 – Sub transmission substations, switching stations and zone substations
Table 2.3.2 - Subtransmission lines
Table 2.3.3 - HL/LV feeders and distribution substations
Table 2.3.4 - Total expenditure

## 2.4 Augex model
| REGULATORY REPORTING STATEMENT | [6 empty] | Worksheet navigation
Victorian DNSP Reset
2016 to 2020
2.4 AUGEX MODEL
ED_AUG241 | [5 empty] | ED_AUG241_00001 | ED_AUG241_00002 | ED_AUG241_00003 | ED_AUG241_00004 | ED_AUG241_00005 | ED_AUG241_00006 | ED_AUG241_00007 | ED_AUG241_00008 | ED_AUG241_00009 | ED_AUG241_00010 | ED_AUG241_00011 | ED_AUG241_00012
TABLE 2.4.1 - AUGEX MODEL INPUTS - ASSET STATUS - SUBTRANSMISSION LINES
| Line ID | Primary type of area supplied by line | Line voltage | Originating substation | Terminating substation | 2014 |  |  |  |  | 2010 |  |  |  |  | Average per annum growth rate in annual line maximum demand (50% PoE) from 2014 to 2020 | Network Segment ID
[6 empty] | Route line length as at 31 December | Maximum demand (weather corrected at 50% PoE) |  | Line rating |  | Route line length as at 31 December | Maximum demand (weather corrected at 50% PoE) |  | Line rating
[9 empty] | Thermal | N-1 emergency |  |  |  | Thermal | N-1 emergency
|  | CBD, urban, long rural, or short rural | kV | name | name | km | MVA | MW | MVA | MVA | km | MVA | MW | MVA | MVA | %
AUG241_1
AUG241_2
AUG241_3
AUG241_4
AUG241_5
AUG241_6
AUG241_7
AUG241_8
AUG241_9
AUG241_10
AUG241_11
AUG241_12
AUG241_13
AUG241_14
AUG241_15
AUG241_16
AUG241_17
AUG241_18
AUG241_19
AUG241_20
AUG241_21
AUG241_22
AUG241_23
AUG241_24
AUG241_25
AUG241_26
AUG241_27
AUG241_28
AUG241_29
AUG241_30
AUG241_31
AUG241_32
AUG241_33
AUG241_34
AUG241_35
AUG241_36
AUG241_37
AUG241_38
AUG241_39
AUG241_40
AUG241_41
AUG241_42
AUG241_43
AUG241_44
AUG241_45
AUG241_46
AUG241_47
AUG241_48
AUG241_49
AUG241_50
AUG241_51
AUG241_52
AUG241_53
AUG241_54
AUG241_55
AUG241_56
AUG241_57
AUG241_58
AUG241_59
AUG241_60
AUG241_61
AUG241_62
AUG241_63
AUG241_64
AUG241_65
AUG241_66
AUG241_67
AUG241_68
AUG241_69
AUG241_70
AUG241_71
AUG241_72
AUG241_73
AUG241_74
AUG241_75
AUG241_76
AUG241_77
AUG241_78
AUG241_79
AUG241_80
AUG241_81
AUG241_82
AUG241_83
AUG241_84
AUG241_85
AUG241_86
AUG241_87
AUG241_88
AUG241_89
AUG241_90
AUG241_91
AUG241_92
AUG241_93
AUG241_94
AUG241_95
AUG241_96
AUG241_97
AUG241_98
AUG241_99
AUG241_100
AUG241_101
AUG241_102
AUG241_103
AUG241_104
AUG241_105
AUG241_106
AUG241_107
AUG241_108
AUG241_109
AUG241_110
AUG241_111
AUG241_112
AUG241_113
AUG241_114
AUG241_115
AUG241_116
AUG241_117
AUG241_118
AUG241_119
AUG241_120
AUG241_121
AUG241_122
AUG241_123
AUG241_124
AUG241_125
AUG241_126
AUG241_127
AUG241_128
AUG241_129
AUG241_130
AUG241_131
AUG241_132
AUG241_133
AUG241_134
AUG241_135
AUG241_136
AUG241_137
AUG241_138
AUG241_139
AUG241_140
AUG241_141
AUG241_142
AUG241_143
AUG241_144
AUG241_145
AUG241_146
AUG241_147
AUG241_148
AUG241_149
AUG241_150
AUG241_151
AUG241_152
AUG241_153
AUG241_154
AUG241_155
AUG241_156
AUG241_157
AUG241_158
AUG241_159
AUG241_160
AUG241_161
AUG241_162
AUG241_163
AUG241_164
AUG241_165
AUG241_166
AUG241_167
AUG241_168
AUG241_169
AUG241_170
AUG241_171
AUG241_172
AUG241_173
AUG241_174
AUG241_175
AUG241_176
AUG241_177
AUG241_178
AUG241_179
AUG241_180
AUG241_181
AUG241_182
AUG241_183
AUG241_184
AUG241_185
AUG241_186
AUG241_187
AUG241_188
AUG241_189
AUG241_190
AUG241_191
AUG241_192
AUG241_193
AUG241_194
AUG241_195
AUG241_196
AUG241_197
AUG241_198
AUG241_199
AUG241_200
AUG241_201
AUG241_202
AUG241_203
AUG241_204
AUG241_205
AUG241_206
AUG241_207
AUG241_208
AUG241_209
AUG241_210
AUG241_211
AUG241_212
AUG241_213
AUG241_214
AUG241_215
AUG241_216
AUG241_217
AUG241_218
AUG241_219
AUG241_220
AUG241_221
AUG241_222
AUG241_223
AUG241_224
AUG241_225
AUG241_226
AUG241_227
AUG241_228
AUG241_229
AUG241_230
AUG241_231
AUG241_232
AUG241_233
AUG241_234
AUG241_235
AUG241_236
AUG241_237
AUG241_238
AUG241_239
AUG241_240
AUG241_241
AUG241_242
AUG241_243
AUG241_244
AUG241_245
AUG241_246
AUG241_247
AUG241_248
AUG241_249
AUG241_250
AUG241_251
AUG241_252
AUG241_253
AUG241_254
AUG241_255
AUG241_256
AUG241_257
AUG241_258
AUG241_259
AUG241_260
AUG241_261
AUG241_262
AUG241_263
AUG241_264
AUG241_265
AUG241_266
AUG241_267
AUG241_268
AUG241_269
AUG241_270
AUG241_271
AUG241_272
AUG241_273
AUG241_274
AUG241_275
AUG241_276
AUG241_277
AUG241_278
AUG241_279
AUG241_280
AUG241_281
AUG241_282
AUG241_283
AUG241_284
AUG241_285
AUG241_286
AUG241_287
AUG241_288
AUG241_289
AUG241_290
AUG241_291
AUG241_292
AUG241_293
AUG241_294
AUG241_295
AUG241_296
AUG241_297
AUG241_298
AUG241_299
AUG241_300
AUG241_301
AUG241_302
AUG241_303
AUG241_304
AUG241_305
AUG241_306
AUG241_307
AUG241_308
AUG241_309
AUG241_310
AUG241_311
AUG241_312
AUG241_313
AUG241_314
AUG241_315
AUG241_316
AUG241_317
AUG241_318
AUG241_319
AUG241_320
AUG241_321
AUG241_322
AUG241_323
AUG241_324
AUG241_325
AUG241_326
AUG241_327
AUG241_328
AUG241_329
AUG241_330
AUG241_331
AUG241_332
AUG241_333
AUG241_334
AUG241_335
AUG241_336
AUG241_337
AUG241_338
AUG241_339
AUG241_340
AUG241_341
AUG241_342
AUG241_343
AUG241_344
AUG241_345
AUG241_346
AUG241_347
AUG241_348
AUG241_349
AUG241_350
AUG241_351
AUG241_352
AUG241_353
AUG241_354
AUG241_355
AUG241_356
AUG241_357
AUG241_358
AUG241_359
AUG241_360
AUG241_361
AUG241_362
AUG241_363
AUG241_364
AUG241_365
AUG241_366
AUG241_367
AUG241_368
AUG241_369
AUG241_370
AUG241_371
AUG241_372
AUG241_373
AUG241_374
AUG241_375
AUG241_376
AUG241_377
AUG241_378
AUG241_379
AUG241_380
AUG241_381
AUG241_382
AUG241_383
AUG241_384
AUG241_385
AUG241_386
AUG241_387
AUG241_388
AUG241_389
AUG241_390
AUG241_391
AUG241_392
AUG241_393
AUG241_394
AUG241_395
AUG241_396
AUG241_397
AUG241_398
AUG241_399
AUG241_400
AUG241_401
AUG241_402
AUG241_403
AUG241_404
AUG241_405
AUG241_406
AUG241_407
AUG241_408
AUG241_409
AUG241_410
AUG241_411
AUG241_412
AUG241_413
AUG241_414
AUG241_415
AUG241_416
AUG241_417
AUG241_418
AUG241_419
AUG241_420
AUG241_421
AUG241_422
AUG241_423
AUG241_424
AUG241_425
AUG241_426
AUG241_427
AUG241_428
AUG241_429
AUG241_430
AUG241_431
AUG241_432
AUG241_433
AUG241_434
AUG241_435
AUG241_436
AUG241_437
AUG241_438
AUG241_439
AUG241_440
AUG241_441
AUG241_442
AUG241_443
AUG241_444
AUG241_445
AUG241_446
AUG241_447
AUG241_448
AUG241_449
AUG241_450
AUG241_451
AUG241_452
AUG241_453
AUG241_454
AUG241_455
AUG241_456
AUG241_457
AUG241_458
AUG241_459
AUG241_460
AUG241_461
AUG241_462
AUG241_463
AUG241_464
AUG241_465
AUG241_466
AUG241_467
AUG241_468
AUG241_469
AUG241_470
AUG241_471
AUG241_472
AUG241_473
AUG241_474
AUG241_475
AUG241_476
AUG241_477
AUG241_478
AUG241_479
AUG241_480
AUG241_481
AUG241_482
AUG241_483
AUG241_484
AUG241_485
AUG241_486
AUG241_487
AUG241_488
AUG241_489
AUG241_490
AUG241_491
AUG241_492
AUG241_493
AUG241_494
AUG241_495
AUG241_496
AUG241_497
AUG241_498
AUG241_499
AUG241_500
AUG241_501
AUG241_502
AUG241_503
AUG241_504
AUG241_505
AUG241_506
AUG241_507
AUG241_508
AUG241_509
AUG241_510
AUG241_511
AUG241_512
AUG241_513
AUG241_514
AUG241_515
AUG241_516
AUG241_517
AUG241_518
AUG241_519
AUG241_520
AUG241_521
AUG241_522
AUG241_523
AUG241_524
AUG241_525
AUG241_526
AUG241_527
AUG241_528
AUG241_529
AUG241_530
AUG241_531
AUG241_532
AUG241_533
AUG241_534
AUG241_535
AUG241_536
AUG241_537
AUG241_538
AUG241_539
AUG241_540
AUG241_541
AUG241_542
AUG241_543
AUG241_544
AUG241_545
AUG241_546
AUG241_547
AUG241_548
AUG241_549
AUG241_550
AUG241_551
AUG241_552
AUG241_553
AUG241_554
AUG241_555
AUG241_556
AUG241_557
AUG241_558
AUG241_559
AUG241_560
AUG241_561
AUG241_562
AUG241_563
AUG241_564
AUG241_565
AUG241_566
AUG241_567
AUG241_568
AUG241_569
AUG241_570
AUG241_571
AUG241_572
AUG241_573
AUG241_574
AUG241_575
AUG241_576
AUG241_577
AUG241_578
AUG241_579
AUG241_580
AUG241_581
AUG241_582
AUG241_583
AUG241_584
AUG241_585
AUG241_586
AUG241_587
AUG241_588
AUG241_589
AUG241_590
AUG241_591
AUG241_592
AUG241_593
AUG241_594
AUG241_595
AUG241_596
AUG241_597
AUG241_598
AUG241_599
AUG241_600
AUG241_601
AUG241_602
AUG241_603
AUG241_604
AUG241_605
AUG241_606
AUG241_607
AUG241_608
AUG241_609
AUG241_610
AUG241_611
AUG241_612
AUG241_613
AUG241_614
AUG241_615
AUG241_616
AUG241_617
AUG241_618
AUG241_619
AUG241_620
AUG241_621
AUG241_622
AUG241_623
AUG241_624
AUG241_625
AUG241_626
AUG241_627
AUG241_628
AUG241_629
AUG241_630
AUG241_631
AUG241_632
AUG241_633
AUG241_634
AUG241_635
AUG241_636
AUG241_637
AUG241_638
AUG241_639
AUG241_640
AUG241_641
AUG241_642
AUG241_643
AUG241_644
AUG241_645
AUG241_646
AUG241_647
AUG241_648
AUG241_649
AUG241_650
AUG241_651
AUG241_652
AUG241_653
AUG241_654
AUG241_655
AUG241_656
AUG241_657
AUG241_658
AUG241_659
AUG241_660
AUG241_661
AUG241_662
AUG241_663
AUG241_664
AUG241_665
AUG241_666
AUG241_667
AUG241_668
AUG241_669
AUG241_670
AUG241_671
AUG241_672
AUG241_673
AUG241_674
AUG241_675
AUG241_676
AUG241_677
AUG241_678
AUG241_679
AUG241_680
AUG241_681
AUG241_682
AUG241_683
AUG241_684
AUG241_685
AUG241_686
AUG241_687
AUG241_688
AUG241_689
AUG241_690
AUG241_691
AUG241_692
AUG241_693
AUG241_694
AUG241_695
AUG241_696
AUG241_697
AUG241_698
AUG241_699
AUG241_700
AUG241_701
AUG241_702
AUG241_703
AUG241_704
AUG241_705
AUG241_706
AUG241_707
AUG241_708
AUG241_709
AUG241_710
AUG241_711
AUG241_712
AUG241_713
AUG241_714
AUG241_715
AUG241_716
AUG241_717
AUG241_718
AUG241_719
AUG241_720
AUG241_721
AUG241_722
AUG241_723
AUG241_724
AUG241_725
AUG241_726
AUG241_727
AUG241_728
AUG241_729
AUG241_730
AUG241_731
AUG241_732
AUG241_733
AUG241_734
AUG241_735
AUG241_736
AUG241_737
AUG241_738
AUG241_739
AUG241_740
AUG241_741
AUG241_742
AUG241_743
AUG241_744
AUG241_745
AUG241_746
AUG241_747
AUG241_748
AUG241_749
AUG241_750
AUG241_751
AUG241_752
AUG241_753
AUG241_754
AUG241_755
AUG241_756
AUG241_757
AUG241_758
AUG241_759
AUG241_760
AUG241_761
AUG241_762
AUG241_763
AUG241_764
AUG241_765
AUG241_766
AUG241_767
AUG241_768
AUG241_769
AUG241_770
AUG241_771
AUG241_772
AUG241_773
AUG241_774
AUG241_775
AUG241_776
AUG241_777
AUG241_778
AUG241_779
AUG241_780
AUG241_781
AUG241_782
AUG241_783
AUG241_784
AUG241_785
AUG241_786
AUG241_787
AUG241_788
AUG241_789
AUG241_790
AUG241_791
AUG241_792
AUG241_793
AUG241_794
AUG241_795
AUG241_796
AUG241_797
AUG241_798
AUG241_799
AUG241_800
AUG241_801
AUG241_802
AUG241_803
AUG241_804
AUG241_805
AUG241_806
AUG241_807
AUG241_808
AUG241_809
AUG241_810
AUG241_811
AUG241_812
AUG241_813
AUG241_814
AUG241_815
AUG241_816
AUG241_817
AUG241_818
AUG241_819
AUG241_820
AUG241_821
AUG241_822
AUG241_823
AUG241_824
AUG241_825
AUG241_826
AUG241_827
AUG241_828
AUG241_829
AUG241_830
AUG241_831
AUG241_832
AUG241_833
AUG241_834
AUG241_835
AUG241_836
AUG241_837
AUG241_838
AUG241_839
AUG241_840
AUG241_841
AUG241_842
AUG241_843
AUG241_844
AUG241_845
AUG241_846
AUG241_847
AUG241_848
AUG241_849
AUG241_850
AUG241_851
AUG241_852
AUG241_853
AUG241_854
AUG241_855
AUG241_856
AUG241_857
AUG241_858
AUG241_859
AUG241_860
AUG241_861
AUG241_862
AUG241_863
AUG241_864
AUG241_865
AUG241_866
AUG241_867
AUG241_868
AUG241_869
AUG241_870
AUG241_871
AUG241_872
AUG241_873
AUG241_874
AUG241_875
AUG241_876
AUG241_877
AUG241_878
AUG241_879
AUG241_880
AUG241_881
AUG241_882
AUG241_883
AUG241_884
AUG241_885
AUG241_886
AUG241_887
AUG241_888
AUG241_889
AUG241_890
AUG241_891
AUG241_892
AUG241_893
AUG241_894
AUG241_895
AUG241_896
AUG241_897
AUG241_898
AUG241_899
AUG241_900
AUG241_901
AUG241_902
AUG241_903
AUG241_904
AUG241_905
AUG241_906
AUG241_907
AUG241_908
AUG241_909
AUG241_910
AUG241_911
AUG241_912
AUG241_913
AUG241_914
AUG241_915
AUG241_916
AUG241_917
AUG241_918
AUG241_919
AUG241_920
AUG241_921
AUG241_922
AUG241_923
AUG241_924
AUG241_925
AUG241_926
AUG241_927
AUG241_928
AUG241_929
AUG241_930
AUG241_931
AUG241_932
AUG241_933
AUG241_934
AUG241_935
AUG241_936
AUG241_937
AUG241_938
AUG241_939
AUG241_940
AUG241_941
AUG241_942
AUG241_943
AUG241_944
AUG241_945
AUG241_946
AUG241_947
AUG241_948
AUG241_949
AUG241_950
AUG241_951
AUG241_952
AUG241_953
AUG241_954
AUG241_955
AUG241_956
AUG241_957
AUG241_958
AUG241_959
AUG241_960
AUG241_961
AUG241_962
AUG241_963
AUG241_964
AUG241_965
AUG241_966
AUG241_967
AUG241_968
AUG241_969
AUG241_970
AUG241_971
AUG241_972
AUG241_973
AUG241_974
AUG241_975
AUG241_976
AUG241_977
AUG241_978
AUG241_979
AUG241_980
AUG241_981
AUG241_982
AUG241_983
AUG241_984
AUG241_985
AUG241_986
AUG241_987
AUG241_988
AUG241_989
AUG241_990
AUG241_991
AUG241_992
AUG241_993
AUG241_994
AUG241_995
AUG241_996
AUG241_997
AUG241_998
AUG241_999
AUG241_1000
AUG241_1001
AUG241_1002
AUG241_1003
AUG241_1004
AUG241_1005
AUG241_1006
AUG241_1007
AUG241_1008
AUG241_1009
AUG241_1010
AUG241_1011
AUG241_1012
AUG241_1013
AUG241_1014
AUG241_1015
AUG241_1016
AUG241_1017
AUG241_1018
AUG241_1019
AUG241_1020
AUG241_1021
AUG241_1022
AUG241_1023
AUG241_1024
AUG241_1025
AUG241_1026
AUG241_1027
AUG241_1028
AUG241_1029
AUG241_1030
AUG241_1031
AUG241_1032
AUG241_1033
AUG241_1034
AUG241_1035
AUG241_1036
AUG241_1037
AUG241_1038
AUG241_1039
AUG241_1040
AUG241_1041
AUG241_1042
AUG241_1043
AUG241_1044
AUG241_1045
AUG241_1046
AUG241_1047
AUG241_1048
AUG241_1049
AUG241_1050
AUG241_1051
AUG241_1052
AUG241_1053
AUG241_1054
AUG241_1055
AUG241_1056
AUG241_1057
AUG241_1058
AUG241_1059
AUG241_1060
AUG241_1061
AUG241_1062
AUG241_1063
AUG241_1064
AUG241_1065
AUG241_1066
AUG241_1067
AUG241_1068
AUG241_1069
AUG241_1070
AUG241_1071
AUG241_1072
AUG241_1073
AUG241_1074
AUG241_1075
AUG241_1076
AUG241_1077
AUG241_1078
AUG241_1079
AUG241_1080
AUG241_1081
AUG241_1082
AUG241_1083
AUG241_1084
AUG241_1085
AUG241_1086
AUG241_1087
AUG241_1088
AUG241_1089
AUG241_1090
AUG241_1091
AUG241_1092
AUG241_1093
AUG241_1094
AUG241_1095
AUG241_1096
AUG241_1097
AUG241_1098
AUG241_1099
AUG241_1100
AUG241_1101
AUG241_1102
AUG241_1103
AUG241_1104
AUG241_1105
AUG241_1106
AUG241_1107
AUG241_1108
AUG241_1109
AUG241_1110
AUG241_1111
AUG241_1112
AUG241_1113
AUG241_1114
AUG241_1115
AUG241_1116
AUG241_1117
AUG241_1118
AUG241_1119
AUG241_1120
AUG241_1121
AUG241_1122
AUG241_1123
AUG241_1124
AUG241_1125
AUG241_1126
AUG241_1127
AUG241_1128
AUG241_1129
AUG241_1130
AUG241_1131
AUG241_1132
AUG241_1133
AUG241_1134
AUG241_1135
AUG241_1136
AUG241_1137
AUG241_1138
AUG241_1139
AUG241_1140
AUG241_1141
AUG241_1142
AUG241_1143
AUG241_1144
AUG241_1145
AUG241_1146
AUG241_1147
AUG241_1148
AUG241_1149
AUG241_1150
AUG241_1151
AUG241_1152
AUG241_1153
AUG241_1154
AUG241_1155
AUG241_1156
AUG241_1157
AUG241_1158
AUG241_1159
AUG241_1160
AUG241_1161
AUG241_1162
AUG241_1163
AUG241_1164
AUG241_1165
AUG241_1166
AUG241_1167
AUG241_1168
AUG241_1169
AUG241_1170
AUG241_1171
AUG241_1172
AUG241_1173
AUG241_1174
AUG241_1175
AUG241_1176
AUG241_1177
AUG241_1178
AUG241_1179
AUG241_1180
AUG241_1181
AUG241_1182
AUG241_1183
AUG241_1184
AUG241_1185
AUG241_1186
AUG241_1187
AUG241_1188
AUG241_1189
AUG241_1190
AUG241_1191
AUG241_1192
AUG241_1193
AUG241_1194
AUG241_1195
AUG241_1196
AUG241_1197
AUG241_1198
AUG241_1199
AUG241_1200
AUG241_1201
AUG241_1202
AUG241_1203
AUG241_1204
AUG241_1205
AUG241_1206
AUG241_1207
AUG241_1208
AUG241_1209
AUG241_1210
AUG241_1211
AUG241_1212
AUG241_1213
AUG241_1214
AUG241_1215
AUG241_1216
AUG241_1217
AUG241_1218
AUG241_1219
AUG241_1220
AUG241_1221
AUG241_1222
AUG241_1223
AUG241_1224
AUG241_1225
AUG241_1226
AUG241_1227
AUG241_1228
AUG241_1229
AUG241_1230
AUG241_1231
AUG241_1232
AUG241_1233
AUG241_1234
AUG241_1235
AUG241_1236
AUG241_1237
AUG241_1238
AUG241_1239
AUG241_1240
AUG241_1241
AUG241_1242
AUG241_1243
AUG241_1244
AUG241_1245
AUG241_1246
AUG241_1247
AUG241_1248
AUG241_1249
AUG241_1250
AUG241_1251
AUG241_1252
AUG241_1253
AUG241_1254
AUG241_1255
AUG241_1256
AUG241_1257
AUG241_1258
AUG241_1259
AUG241_1260
AUG242 |  |  |  |  | ED_AUG242_00001 | ED_AUG242_00002 | ED_AUG242_00003 | ED_AUG242_00004 | ED_AUG242_00005 | ED_AUG242_00006 | ED_AUG242_00007 | ED_AUG242_00008 | ED_AUG242_00009 | ED_AUG242_00010 | ED_AUG242_00011 | ED_AUG242_00012
TABEL 2.4.2 - AUGEX MODEL INPUTS - ASSET STATUS - HIGH VOLTAGE FEEDERS
| High voltage feeder ID | High voltage feeder type | Voltage level | Originating substation | 2014 |  |  |  |  | 2010 |  |  |  |  | Average per annum growth rate in annual high voltage feeder maximum demand (50% PoE) from 2014 to 2020 | Network segment ID
[5 empty] | Route line length as at 31 December | Maximum demand (weather corrected at 50% PoE) |  | Rating |  | Route line length as at 31 December | Maximum demand (weather corrected at 50% PoE) |  | Rating
[8 empty] | Thermal | Operational |  |  |  | Thermal | Operational
|  | CBD, urban, short rural, or long rural | kV | name | km | MVA | MW | MVA | MVA | km | MVA | MW | MVA | MVA | %
AUG242_1
AUG242_2
AUG242_3
AUG242_4
AUG242_5
AUG242_6
AUG242_7
AUG242_8
AUG242_9
AUG242_10
AUG242_11
AUG242_12
AUG242_13
AUG242_14
AUG242_15
AUG242_16
AUG242_17
AUG242_18
AUG242_19
AUG242_20
AUG242_21
AUG242_22
AUG242_23
AUG242_24
AUG242_25
AUG242_26
AUG242_27
AUG242_28
AUG242_29
AUG242_30
AUG242_31
AUG242_32
AUG242_33
AUG242_34
AUG242_35
AUG242_36
AUG242_37
AUG242_38
AUG242_39
AUG242_40
AUG242_41
AUG242_42
AUG242_43
AUG242_44
AUG242_45
AUG242_46
AUG242_47
AUG242_48
AUG242_49
AUG242_50
AUG242_51
AUG242_52
AUG242_53
AUG242_54
AUG242_55
AUG242_56
AUG242_57
AUG242_58
AUG242_59
AUG242_60
AUG242_61
AUG242_62
AUG242_63
AUG242_64
AUG242_65
AUG242_66
AUG242_67
AUG242_68
AUG242_69
AUG242_70
AUG242_71
AUG242_72
AUG242_73
AUG242_74
AUG242_75
AUG242_76
AUG242_77
AUG242_78
AUG242_79
AUG242_80
AUG242_81
AUG242_82
AUG242_83
AUG242_84
AUG242_85
AUG242_86
AUG242_87
AUG242_88
AUG242_89
AUG242_90
AUG242_91
AUG242_92
AUG242_93
AUG242_94
AUG242_95
AUG242_96
AUG242_97
AUG242_98
AUG242_99
AUG242_100
AUG242_101
AUG242_102
AUG242_103
AUG242_104
AUG242_105
AUG242_106
AUG242_107
AUG242_108
AUG242_109
AUG242_110
AUG242_111
AUG242_112
AUG242_113
AUG242_114
AUG242_115
AUG242_116
AUG242_117
AUG242_118
AUG242_119
AUG242_120
AUG242_121
AUG242_122
AUG242_123
AUG242_124
AUG242_125
AUG242_126
AUG242_127
AUG242_128
AUG242_129
AUG242_130
AUG242_131
AUG242_132
AUG242_133
AUG242_134
AUG242_135
AUG242_136
AUG242_137
AUG242_138
AUG242_139
AUG242_140
AUG242_141
AUG242_142
AUG242_143
AUG242_144
AUG242_145
AUG242_146
AUG242_147
AUG242_148
AUG242_149
AUG242_150
AUG242_151
AUG242_152
AUG242_153
AUG242_154
AUG242_155
AUG242_156
AUG242_157
AUG242_158
AUG242_159
AUG242_160
AUG242_161
AUG242_162
AUG242_163
AUG242_164
AUG242_165
AUG242_166
AUG242_167
AUG242_168
AUG242_169
AUG242_170
AUG242_171
AUG242_172
AUG242_173
AUG242_174
AUG242_175
AUG242_176
AUG242_177
AUG242_178
AUG242_179
AUG242_180
AUG242_181
AUG242_182
AUG242_183
AUG242_184
AUG242_185
AUG242_186
AUG242_187
AUG242_188
AUG242_189
AUG242_190
AUG242_191
AUG242_192
AUG242_193
AUG242_194
AUG242_195
AUG242_196
AUG242_197
AUG242_198
AUG242_199
AUG242_200
AUG242_201
AUG242_202
AUG242_203
AUG242_204
AUG242_205
AUG242_206
AUG242_207
AUG242_208
AUG242_209
AUG242_210
AUG242_211
AUG242_212
AUG242_213
AUG242_214
AUG242_215
AUG242_216
AUG242_217
AUG242_218
AUG242_219
AUG242_220
AUG242_221
AUG242_222
AUG242_223
AUG242_224
AUG242_225
AUG242_226
AUG242_227
AUG242_228
AUG242_229
AUG242_230
AUG242_231
AUG242_232
AUG242_233
AUG242_234
AUG242_235
AUG242_236
AUG242_237
AUG242_238
AUG242_239
AUG242_240
AUG242_241
AUG242_242
AUG242_243
AUG242_244
AUG242_245
AUG242_246
AUG242_247
AUG242_248
AUG242_249
AUG242_250
AUG242_251
AUG242_252
AUG242_253
AUG242_254
AUG242_255
AUG242_256
AUG242_257
AUG242_258
AUG242_259
AUG242_260
AUG242_261
AUG242_262
AUG242_263
AUG242_264
AUG242_265
AUG242_266
AUG242_267
AUG242_268
AUG242_269
AUG242_270
AUG242_271
AUG242_272
AUG242_273
AUG242_274
AUG242_275
AUG242_276
AUG242_277
AUG242_278
AUG242_279
AUG242_280
AUG242_281
AUG242_282
AUG242_283
AUG242_284
AUG242_285
AUG242_286
AUG242_287
AUG242_288
AUG242_289
AUG242_290
AUG242_291
AUG242_292
AUG242_293
AUG242_294
AUG242_295
AUG242_296
AUG242_297
AUG242_298
AUG242_299
AUG242_300
AUG242_301
AUG242_302
AUG242_303
AUG242_304
AUG242_305
AUG242_306
AUG242_307
AUG242_308
AUG242_309
AUG242_310
AUG242_311
AUG242_312
AUG242_313
AUG242_314
AUG242_315
AUG242_316
AUG242_317
AUG242_318
AUG242_319
AUG242_320
AUG242_321
AUG242_322
AUG242_323
AUG242_324
AUG242_325
AUG242_326
AUG242_327
AUG242_328
AUG242_329
AUG242_330
AUG242_331
AUG242_332
AUG242_333
AUG242_334
AUG242_335
AUG242_336
AUG242_337
AUG242_338
AUG242_339
AUG242_340
AUG242_341
AUG242_342
AUG242_343
AUG242_344
AUG242_345
AUG242_346
AUG242_347
AUG242_348
AUG242_349
AUG242_350
AUG242_351
AUG242_352
AUG242_353
AUG242_354
AUG242_355
AUG242_356
AUG242_357
AUG242_358
AUG242_359
AUG242_360
AUG242_361
AUG242_362
AUG242_363
AUG242_364
AUG242_365
AUG242_366
AUG242_367
AUG242_368
AUG242_369
AUG242_370
AUG242_371
AUG242_372
AUG242_373
AUG242_374
AUG242_375
AUG242_376
AUG242_377
AUG242_378
AUG242_379
AUG242_380
AUG242_381
AUG242_382
AUG242_383
AUG242_384
AUG242_385
AUG242_386
AUG242_387
AUG242_388
AUG242_389
AUG242_390
AUG242_391
AUG242_392
AUG242_393
AUG242_394
AUG242_395
AUG242_396
AUG242_397
AUG242_398
AUG242_399
AUG242_400
AUG242_401
AUG242_402
AUG242_403
AUG242_404
AUG242_405
AUG242_406
AUG242_407
AUG242_408
AUG242_409
AUG242_410
AUG242_411
AUG242_412
AUG242_413
AUG242_414
AUG242_415
AUG242_416
AUG242_417
AUG242_418
AUG242_419
AUG242_420
AUG242_421
AUG242_422
AUG242_423
AUG242_424
AUG242_425
AUG242_426
AUG242_427
AUG242_428
AUG242_429
AUG242_430
AUG242_431
AUG242_432
AUG242_433
AUG242_434
AUG242_435
AUG242_436
AUG242_437
AUG242_438
AUG242_439
AUG242_440
AUG242_441
AUG242_442
AUG242_443
AUG242_444
AUG242_445
AUG242_446
AUG242_447
AUG242_448
AUG242_449
AUG242_450
AUG242_451
AUG242_452
AUG242_453
AUG242_454
AUG242_455
AUG242_456
AUG242_457
AUG242_458
AUG242_459
AUG242_460
AUG242_461
AUG242_462
AUG242_463
AUG242_464
AUG242_465
AUG242_466
AUG242_467
AUG242_468
AUG242_469
AUG242_470
AUG242_471
AUG242_472
AUG242_473
AUG242_474
AUG242_475
AUG242_476
AUG242_477
AUG242_478
AUG242_479
AUG242_480
AUG242_481
AUG242_482
AUG242_483
AUG242_484
AUG242_485
AUG242_486
AUG242_487
AUG242_488
AUG242_489
AUG242_490
AUG242_491
AUG242_492
AUG242_493
AUG242_494
AUG242_495
AUG242_496
AUG242_497
AUG242_498
AUG242_499
AUG242_500
AUG242_501
AUG242_502
AUG242_503
AUG242_504
AUG242_505
AUG242_506
AUG242_507
AUG242_508
AUG242_509
AUG242_510
AUG242_511
AUG242_512
AUG242_513
AUG242_514
AUG242_515
AUG242_516
AUG242_517
AUG242_518
AUG242_519
AUG242_520
AUG242_521
AUG242_522
AUG242_523
AUG242_524
AUG242_525
AUG242_526
AUG242_527
AUG242_528
AUG242_529
AUG242_530
AUG242_531
AUG242_532
AUG242_533
AUG242_534
AUG242_535
AUG242_536
AUG242_537
AUG242_538
AUG242_539
AUG242_540
AUG242_541
AUG242_542
AUG242_543
AUG242_544
AUG242_545
AUG242_546
AUG242_547
AUG242_548
AUG242_549
AUG242_550
AUG242_551
AUG242_552
AUG242_553
AUG242_554
AUG242_555
AUG242_556
AUG242_557
AUG242_558
AUG242_559
AUG242_560
AUG242_561
AUG242_562
AUG242_563
AUG242_564
AUG242_565
AUG242_566
AUG242_567
AUG242_568
AUG242_569
AUG242_570
AUG242_571
AUG242_572
AUG242_573
AUG242_574
AUG242_575
AUG242_576
AUG242_577
AUG242_578
AUG242_579
AUG242_580
AUG242_581
AUG242_582
AUG242_583
AUG242_584
AUG242_585
AUG242_586
AUG242_587
AUG242_588
AUG242_589
AUG242_590
AUG242_591
AUG242_592
AUG242_593
AUG242_594
AUG242_595
AUG242_596
AUG242_597
AUG242_598
AUG242_599
AUG242_600
AUG242_601
AUG242_602
AUG242_603
AUG242_604
AUG242_605
AUG242_606
AUG242_607
AUG242_608
AUG242_609
AUG242_610
AUG242_611
AUG242_612
AUG242_613
AUG242_614
AUG242_615
AUG242_616
AUG242_617
AUG242_618
AUG242_619
AUG242_620
AUG242_621
AUG242_622
AUG242_623
AUG242_624
AUG242_625
AUG242_626
AUG242_627
AUG242_628
AUG242_629
AUG242_630
AUG242_631
AUG242_632
AUG242_633
AUG242_634
AUG242_635
AUG242_636
AUG242_637
AUG242_638
AUG242_639
AUG242_640
AUG242_641
AUG242_642
AUG242_643
AUG242_644
AUG242_645
AUG242_646
AUG242_647
AUG242_648
AUG242_649
AUG242_650
AUG242_651
AUG242_652
AUG242_653
AUG242_654
AUG242_655
AUG242_656
AUG242_657
AUG242_658
AUG242_659
AUG242_660
AUG242_661
AUG242_662
AUG242_663
AUG242_664
AUG242_665
AUG242_666
AUG242_667
AUG242_668
AUG242_669
AUG242_670
AUG242_671
AUG242_672
AUG242_673
AUG242_674
AUG242_675
AUG242_676
AUG242_677
AUG242_678
AUG242_679
AUG242_680
AUG242_681
AUG242_682
AUG242_683
AUG242_684
AUG242_685
AUG242_686
AUG242_687
AUG242_688
AUG242_689
AUG242_690
AUG242_691
AUG242_692
AUG242_693
AUG242_694
AUG242_695
AUG242_696
AUG242_697
AUG242_698
AUG242_699
AUG242_700
AUG242_701
AUG242_702
AUG242_703
AUG242_704
AUG242_705
AUG242_706
AUG242_707
AUG242_708
AUG242_709
AUG242_710
AUG242_711
AUG242_712
AUG242_713
AUG242_714
AUG242_715
AUG242_716
AUG242_717
AUG242_718
AUG242_719
AUG242_720
AUG242_721
AUG242_722
AUG242_723
AUG242_724
AUG242_725
AUG242_726
AUG242_727
AUG242_728
AUG242_729
AUG242_730
AUG242_731
AUG242_732
AUG242_733
AUG242_734
AUG242_735
AUG242_736
AUG242_737
AUG242_738
AUG242_739
AUG242_740
AUG242_741
AUG242_742
AUG242_743
AUG242_744
AUG242_745
AUG242_746
AUG242_747
AUG242_748
AUG242_749
AUG242_750
AUG242_751
AUG242_752
AUG242_753
AUG242_754
AUG242_755
AUG242_756
AUG242_757
AUG242_758
AUG242_759
AUG242_760
AUG242_761
AUG242_762
AUG242_763
AUG242_764
AUG242_765
AUG242_766
AUG242_767
AUG242_768
AUG242_769
AUG242_770
AUG242_771
AUG242_772
AUG242_773
AUG242_774
AUG242_775
AUG242_776
AUG242_777
AUG242_778
AUG242_779
AUG242_780
AUG242_781
AUG242_782
AUG242_783
AUG242_784
AUG242_785
AUG242_786
AUG242_787
AUG242_788
AUG242_789
AUG242_790
AUG242_791
AUG242_792
AUG242_793
AUG242_794
AUG242_795
AUG242_796
AUG242_797
AUG242_798
AUG242_799
AUG242_800
AUG242_801
AUG242_802
AUG242_803
AUG242_804
AUG242_805
AUG242_806
AUG242_807
AUG242_808
AUG242_809
AUG242_810
AUG242_811
AUG242_812
AUG242_813
AUG242_814
AUG242_815
AUG242_816
AUG242_817
AUG242_818
AUG242_819
AUG242_820
AUG242_821
AUG242_822
AUG242_823
AUG242_824
AUG242_825
AUG242_826
AUG242_827
AUG242_828
AUG242_829
AUG242_830
AUG242_831
AUG242_832
AUG242_833
AUG242_834
AUG242_835
AUG242_836
AUG242_837
AUG242_838
AUG242_839
AUG242_840
AUG242_841
AUG242_842
AUG242_843
AUG242_844
AUG242_845
AUG242_846
AUG242_847
AUG242_848
AUG242_849
AUG242_850
AUG242_851
AUG242_852
AUG242_853
AUG242_854
AUG242_855
AUG242_856
AUG242_857
AUG242_858
AUG242_859
AUG242_860
AUG242_861
AUG242_862
AUG242_863
AUG242_864
AUG242_865
AUG242_866
AUG242_867
AUG242_868
AUG242_869
AUG242_870
AUG242_871
AUG242_872
AUG242_873
AUG242_874
AUG242_875
AUG242_876
AUG242_877
AUG242_878
AUG242_879
AUG242_880
AUG242_881
AUG242_882
AUG242_883
AUG242_884
AUG242_885
AUG242_886
AUG242_887
AUG242_888
AUG242_889
AUG242_890
AUG242_891
AUG242_892
AUG242_893
AUG242_894
AUG242_895
AUG242_896
AUG242_897
AUG242_898
AUG242_899
AUG242_900
AUG242_901
AUG242_902
AUG242_903
AUG242_904
AUG242_905
AUG242_906
AUG242_907
AUG242_908
AUG242_909
AUG242_910
AUG242_911
AUG242_912
AUG242_913
AUG242_914
AUG242_915
AUG242_916
AUG242_917
AUG242_918
AUG242_919
AUG242_920
AUG242_921
AUG242_922
AUG242_923
AUG242_924
AUG242_925
AUG242_926
AUG242_927
AUG242_928
AUG242_929
AUG242_930
AUG242_931
AUG242_932
AUG242_933
AUG242_934
AUG242_935
AUG242_936
AUG242_937
AUG242_938
AUG242_939
AUG242_940
AUG242_941
AUG242_942
AUG242_943
AUG242_944
AUG242_945
AUG242_946
AUG242_947
AUG242_948
AUG242_949
AUG242_950
AUG242_951
AUG242_952
AUG242_953
AUG242_954
AUG242_955
AUG242_956
AUG242_957
AUG242_958
AUG242_959
AUG242_960
AUG242_961
AUG242_962
AUG242_963
AUG242_964
AUG242_965
AUG242_966
AUG242_967
AUG242_968
AUG242_969
AUG242_970
AUG242_971
AUG242_972
AUG242_973
AUG242_974
AUG242_975
AUG242_976
AUG242_977
AUG242_978
AUG242_979
AUG242_980
AUG242_981
AUG242_982
AUG242_983
AUG242_984
AUG242_985
AUG242_986
AUG242_987
AUG242_988
AUG242_989
AUG242_990
AUG242_991
AUG242_992
AUG242_993
AUG242_994
AUG242_995
AUG242_996
AUG242_997
AUG242_998
AUG242_999
AUG242_1000
AUG242_1001
AUG242_1002
AUG242_1003
AUG242_1004
AUG242_1005
AUG242_1006
AUG242_1007
AUG242_1008
AUG242_1009
AUG242_1010
AUG242_1011
AUG242_1012
AUG242_1013
AUG242_1014
AUG242_1015
AUG242_1016
AUG242_1017
AUG242_1018
AUG242_1019
AUG242_1020
AUG242_1021
AUG242_1022
AUG242_1023
AUG242_1024
AUG242_1025
AUG242_1026
AUG242_1027
AUG242_1028
AUG242_1029
AUG242_1030
AUG242_1031
AUG242_1032
AUG242_1033
AUG242_1034
AUG242_1035
AUG242_1036
AUG242_1037
AUG242_1038
AUG242_1039
AUG242_1040
AUG242_1041
AUG242_1042
AUG242_1043
AUG242_1044
AUG242_1045
AUG242_1046
AUG242_1047
AUG242_1048
AUG242_1049
AUG242_1050
AUG242_1051
AUG242_1052
AUG242_1053
AUG242_1054
AUG242_1055
AUG242_1056
AUG242_1057
AUG242_1058
AUG242_1059
AUG242_1060
AUG242_1061
AUG242_1062
AUG242_1063
AUG242_1064
AUG242_1065
AUG242_1066
AUG242_1067
AUG242_1068
AUG242_1069
AUG242_1070
AUG242_1071
AUG242_1072
AUG242_1073
AUG242_1074
AUG242_1075
AUG242_1076
AUG242_1077
AUG242_1078
AUG242_1079
AUG242_1080
AUG242_1081
AUG242_1082
AUG242_1083
AUG242_1084
AUG242_1085
AUG242_1086
AUG242_1087
AUG242_1088
AUG242_1089
AUG242_1090
AUG242_1091
AUG242_1092
AUG242_1093
AUG242_1094
AUG242_1095
AUG242_1096
AUG242_1097
AUG242_1098
AUG242_1099
AUG242_1100
AUG242_1101
AUG242_1102
AUG242_1103
AUG242_1104
AUG242_1105
AUG242_1106
AUG242_1107
AUG242_1108
AUG242_1109
AUG242_1110
AUG242_1111
AUG242_1112
AUG242_1113
AUG242_1114
AUG242_1115
AUG242_1116
AUG242_1117
AUG242_1118
AUG242_1119
AUG242_1120
AUG242_1121
AUG242_1122
AUG242_1123
AUG242_1124
AUG242_1125
AUG242_1126
AUG242_1127
AUG242_1128
AUG242_1129
AUG242_1130
AUG242_1131
AUG242_1132
AUG242_1133
AUG242_1134
AUG242_1135
AUG242_1136
AUG242_1137
AUG242_1138
AUG242_1139
AUG242_1140
AUG242_1141
AUG242_1142
AUG242_1143
AUG242_1144
AUG242_1145
AUG242_1146
AUG242_1147
AUG242_1148
AUG242_1149
AUG242_1150
AUG242_1151
AUG242_1152
AUG242_1153
AUG242_1154
AUG242_1155
AUG242_1156
AUG242_1157
AUG242_1158
AUG242_1159
AUG242_1160
AUG242_1161
AUG242_1162
AUG242_1163
AUG242_1164
AUG242_1165
AUG242_1166
AUG242_1167
AUG242_1168
AUG242_1169
AUG242_1170
AUG242_1171
AUG242_1172
AUG242_1173
AUG242_1174
AUG242_1175
AUG242_1176
AUG242_1177
AUG242_1178
AUG242_1179
AUG242_1180
AUG242_1181
AUG242_1182
AUG242_1183
AUG242_1184
AUG242_1185
AUG242_1186
AUG242_1187
AUG242_1188
AUG242_1189
AUG242_1190
AUG242_1191
AUG242_1192
AUG242_1193
AUG242_1194
AUG242_1195
AUG242_1196
AUG242_1197
AUG242_1198
AUG242_1199
AUG242_1200
AUG242_1201
AUG242_1202
AUG242_1203
AUG242_1204
AUG242_1205
AUG242_1206
AUG242_1207
AUG242_1208
AUG242_1209
AUG242_1210
AUG242_1211
AUG242_1212
AUG242_1213
AUG242_1214
AUG242_1215
AUG242_1216
AUG242_1217
AUG242_1218
AUG242_1219
AUG242_1220
AUG242_1221
AUG242_1222
AUG242_1223
AUG242_1224
AUG242_1225
AUG242_1226
AUG242_1227
AUG242_1228
AUG242_1229
AUG242_1230
AUG242_1231
AUG242_1232
AUG242_1233
AUG242_1234
AUG242_1235
AUG242_1236
AUG242_1237
AUG242_1238
AUG242_1239
AUG242_1240
AUG242_1241
AUG242_1242
AUG242_1243
AUG242_1244
AUG242_1245
AUG242_1246
AUG242_1247
AUG242_1248
AUG242_1249
AUG242_1250
AUG242_1251
AUG242_1252
AUG242_1253
AUG242_1254
AUG242_1255
AUG242_1256
AUG242_1257
AUG242_1258
AUG242_1259
AUG242_1260
AUG242_1261
AUG242_1262
AUG242_1263
AUG242_1264
AUG242_1265
AUG242_1266
AUG242_1267
AUG242_1268
AUG242_1269
AUG242_1270
AUG242_1271
AUG242_1272
AUG242_1273
AUG242_1274
AUG242_1275
AUG242_1276
AUG242_1277
AUG242_1278
AUG242_1279
AUG242_1280
AUG242_1281
AUG242_1282
AUG242_1283
AUG242_1284
AUG242_1285
AUG242_1286
AUG242_1287
AUG242_1288
AUG242_1289
AUG242_1290
AUG242_1291
AUG242_1292
AUG242_1293
AUG242_1294
AUG242_1295
AUG242_1296
AUG242_1297
AUG242_1298
AUG242_1299
AUG242_1300
AUG242_1301
AUG242_1302
AUG242_1303
AUG242_1304
AUG242_1305
AUG242_1306
AUG242_1307
AUG242_1308
AUG242_1309
AUG242_1310
AUG242_1311
AUG242_1312
AUG242_1313
AUG242_1314
AUG242_1315
AUG242_1316
AUG242_1317
AUG242_1318
AUG242_1319
AUG242_1320
AUG242_1321
AUG242_1322
AUG242_1323
AUG242_1324
AUG242_1325
AUG242_1326
AUG242_1327
AUG242_1328
AUG242_1329
AUG242_1330
AUG242_1331
AUG242_1332
AUG242_1333
AUG242_1334
AUG242_1335
AUG242_1336
AUG242_1337
AUG242_1338
AUG242_1339
AUG242_1340
AUG242_1341
AUG242_1342
AUG242_1343
AUG242_1344
AUG242_1345
AUG242_1346
AUG242_1347
AUG242_1348
AUG242_1349
AUG242_1350
AUG242_1351
AUG242_1352
AUG242_1353
AUG242_1354
AUG242_1355
AUG242_1356
AUG242_1357
AUG242_1358
AUG242_1359
AUG242_1360
AUG242_1361
AUG242_1362
AUG242_1363
AUG242_1364
AUG242_1365
AUG242_1366
AUG242_1367
AUG242_1368
AUG242_1369
AUG242_1370
AUG242_1371
AUG242_1372
AUG242_1373
AUG242_1374
AUG242_1375
AUG242_1376
AUG242_1377
AUG242_1378
AUG242_1379
AUG242_1380
AUG242_1381
AUG242_1382
AUG242_1383
AUG242_1384
AUG242_1385
AUG242_1386
AUG242_1387
AUG242_1388
AUG242_1389
AUG242_1390
AUG242_1391
AUG242_1392
AUG242_1393
AUG242_1394
AUG242_1395
AUG242_1396
AUG242_1397
AUG242_1398
AUG242_1399
AUG242_1400
AUG242_1401
AUG242_1402
AUG242_1403
AUG242_1404
AUG242_1405
AUG242_1406
AUG242_1407
AUG242_1408
AUG242_1409
AUG242_1410
AUG242_1411
AUG242_1412
AUG242_1413
AUG242_1414
AUG242_1415
AUG242_1416
AUG242_1417
AUG242_1418
AUG242_1419
AUG242_1420
AUG242_1421
AUG242_1422
AUG242_1423
AUG242_1424
AUG242_1425
AUG242_1426
AUG242_1427
AUG242_1428
AUG242_1429
AUG242_1430
AUG242_1431
AUG242_1432
AUG242_1433
AUG242_1434
AUG242_1435
AUG242_1436
AUG242_1437
AUG242_1438
AUG242_1439
AUG242_1440
AUG242_1441
AUG242_1442
AUG242_1443
AUG242_1444
AUG242_1445
AUG242_1446
AUG242_1447
AUG242_1448
AUG242_1449
AUG242_1450
AUG242_1451
AUG242_1452
AUG242_1453
AUG242_1454
AUG242_1455
AUG242_1456
AUG242_1457
AUG242_1458
AUG242_1459
AUG242_1460
AUG242_1461
AUG242_1462
AUG242_1463
AUG242_1464
AUG242_1465
AUG242_1466
AUG242_1467
AUG242_1468
AUG242_1469
AUG242_1470
AUG242_1471
AUG242_1472
AUG242_1473
AUG242_1474
AUG242_1475
AUG242_1476
AUG242_1477
AUG242_1478
AUG242_1479
AUG242_1480
AUG242_1481
AUG242_1482
AUG242_1483
AUG242_1484
AUG242_1485
AUG242_1486
AUG242_1487
AUG242_1488
AUG242_1489
AUG242_1490
AUG242_1491
AUG242_1492
AUG242_1493
AUG242_1494
AUG242_1495
AUG242_1496
AUG242_1497
AUG242_1498
AUG242_1499
AUG242_1500
AUG242_1501
AUG242_1502
AUG242_1503
AUG242_1504
AUG242_1505
AUG242_1506
AUG242_1507
AUG242_1508
AUG242_1509
AUG242_1510
AUG242_1511
AUG242_1512
AUG242_1513
AUG242_1514
AUG242_1515
AUG242_1516
AUG242_1517
AUG242_1518
AUG242_1519
AUG242_1520
AUG242_1521
AUG242_1522
AUG242_1523
AUG242_1524
AUG242_1525
AUG242_1526
AUG242_1527
AUG242_1528
AUG242_1529
AUG242_1530
AUG242_1531
AUG242_1532
AUG242_1533
AUG242_1534
AUG242_1535
AUG242_1536
AUG242_1537
AUG242_1538
AUG242_1539
AUG242_1540
AUG242_1541
AUG242_1542
AUG242_1543
AUG242_1544
AUG242_1545
AUG242_1546
AUG242_1547
AUG242_1548
AUG242_1549
AUG242_1550
AUG242_1551
AUG242_1552
AUG242_1553
AUG242_1554
AUG242_1555
AUG242_1556
AUG242_1557
AUG242_1558
AUG242_1559
AUG242_1560
AUG242_1561
AUG242_1562
AUG242_1563
AUG242_1564
AUG242_1565
AUG242_1566
AUG242_1567
AUG242_1568
AUG242_1569
AUG242_1570
AUG242_1571
AUG242_1572
AUG242_1573
AUG242_1574
AUG242_1575
AUG242_1576
AUG242_1577
AUG242_1578
AUG242_1579
AUG242_1580
AUG242_1581
AUG242_1582
AUG242_1583
AUG242_1584
AUG242_1585
AUG242_1586
AUG242_1587
AUG242_1588
AUG242_1589
AUG242_1590
AUG242_1591
AUG242_1592
AUG242_1593
AUG242_1594
AUG242_1595
AUG242_1596
AUG242_1597
AUG242_1598
AUG242_1599
AUG242_1600
AUG242_1601
AUG242_1602
AUG242_1603
AUG242_1604
AUG242_1605
AUG242_1606
AUG242_1607
AUG242_1608
AUG242_1609
AUG242_1610
AUG242_1611
AUG242_1612
AUG242_1613
AUG242_1614
AUG242_1615
AUG242_1616
AUG242_1617
AUG242_1618
AUG242_1619
AUG242_1620
AUG242_1621
AUG242_1622
AUG242_1623
AUG242_1624
AUG242_1625
AUG242_1626
AUG242_1627
AUG242_1628
AUG242_1629
AUG242_1630
AUG242_1631
AUG242_1632
AUG242_1633
AUG242_1634
AUG242_1635
AUG242_1636
AUG242_1637
AUG242_1638
AUG242_1639
AUG242_1640
AUG242_1641
AUG242_1642
AUG242_1643
AUG242_1644
AUG242_1645
AUG242_1646
AUG242_1647
AUG242_1648
AUG242_1649
AUG242_1650
AUG242_1651
AUG242_1652
AUG242_1653
AUG242_1654
AUG242_1655
AUG242_1656
AUG242_1657
AUG242_1658
AUG242_1659
AUG242_1660
AUG242_1661
AUG242_1662
AUG242_1663
AUG242_1664
AUG242_1665
AUG242_1666
AUG242_1667
AUG242_1668
AUG242_1669
AUG242_1670
AUG242_1671
AUG242_1672
AUG242_1673
AUG242_1674
AUG242_1675
AUG242_1676
AUG242_1677
AUG242_1678
AUG242_1679
AUG242_1680
AUG242_1681
AUG242_1682
AUG242_1683
AUG242_1684
AUG242_1685
AUG242_1686
AUG242_1687
AUG242_1688
AUG242_1689
AUG242_1690
AUG242_1691
AUG242_1692
AUG242_1693
AUG242_1694
AUG242_1695
AUG242_1696
AUG242_1697
AUG242_1698
AUG242_1699
AUG242_1700
AUG242_1701
AUG242_1702
AUG242_1703
AUG242_1704
AUG242_1705
AUG242_1706
AUG242_1707
AUG242_1708
AUG242_1709
AUG242_1710
AUG242_1711
AUG242_1712
AUG242_1713
AUG242_1714
AUG242_1715
AUG242_1716
AUG242_1717
AUG242_1718
AUG242_1719
AUG242_1720
AUG242_1721
AUG242_1722
AUG242_1723
AUG242_1724
AUG242_1725
AUG242_1726
AUG242_1727
AUG242_1728
AUG242_1729
AUG242_1730
AUG242_1731
AUG242_1732
AUG242_1733
AUG242_1734
AUG242_1735
AUG242_1736
AUG242_1737
AUG242_1738
AUG242_1739
AUG242_1740
AUG242_1741
AUG242_1742
AUG242_1743
AUG242_1744
AUG242_1745
AUG242_1746
AUG242_1747
AUG242_1748
AUG242_1749
AUG242_1750
AUG242_1751
AUG242_1752
AUG242_1753
AUG242_1754
AUG242_1755
AUG242_1756
AUG242_1757
AUG242_1758
AUG242_1759
AUG242_1760
AUG242_1761
AUG242_1762
AUG242_1763
AUG242_1764
AUG242_1765
AUG242_1766
AUG242_1767
AUG242_1768
AUG242_1769
AUG242_1770
AUG242_1771
AUG242_1772
AUG242_1773
AUG242_1774
AUG242_1775
AUG242_1776
AUG242_1777
AUG242_1778
AUG242_1779
AUG242_1780
AUG242_1781
AUG242_1782
AUG242_1783
AUG242_1784
AUG242_1785
AUG242_1786
AUG242_1787
AUG242_1788
AUG242_1789
AUG242_1790
AUG242_1791
AUG242_1792
AUG242_1793
AUG242_1794
AUG242_1795
AUG242_1796
AUG242_1797
AUG242_1798
AUG242_1799
AUG242_1800
AUG242_1801
AUG242_1802
AUG242_1803
AUG242_1804
AUG242_1805
AUG242_1806
AUG242_1807
AUG242_1808
AUG242_1809
AUG242_1810
AUG242_1811
AUG242_1812
AUG242_1813
AUG242_1814
AUG242_1815
AUG242_1816
AUG242_1817
AUG242_1818
AUG242_1819
AUG242_1820
AUG242_1821
AUG242_1822
AUG242_1823
AUG242_1824
AUG242_1825
AUG242_1826
AUG242_1827
AUG242_1828
AUG242_1829
AUG242_1830
AUG242_1831
AUG242_1832
AUG242_1833
AUG242_1834
AUG242_1835
AUG242_1836
AUG242_1837
AUG242_1838
AUG242_1839
AUG242_1840
AUG242_1841
AUG242_1842
AUG242_1843
AUG242_1844
AUG242_1845
AUG242_1846
AUG242_1847
AUG242_1848
AUG242_1849
AUG242_1850
AUG242_1851
AUG242_1852
AUG242_1853
AUG242_1854
AUG242_1855
AUG242_1856
AUG242_1857
AUG242_1858
AUG242_1859
AUG242_1860
AUG242_1861
AUG242_1862
AUG242_1863
AUG242_1864
AUG242_1865
AUG242_1866
AUG242_1867
AUG242_1868
AUG242_1869
AUG242_1870
AUG242_1871
AUG242_1872
AUG242_1873
AUG242_1874
AUG242_1875
AUG242_1876
AUG242_1877
AUG242_1878
AUG242_1879
AUG242_1880
AUG242_1881
AUG242_1882
AUG242_1883
AUG242_1884
AUG242_1885
AUG242_1886
AUG242_1887
AUG242_1888
AUG242_1889
AUG242_1890
AUG242_1891
AUG242_1892
AUG242_1893
AUG242_1894
AUG242_1895
AUG242_1896
AUG242_1897
AUG242_1898
AUG242_1899
AUG242_1900
AUG242_1901
AUG242_1902
AUG242_1903
AUG242_1904
AUG242_1905
AUG242_1906
AUG242_1907
AUG242_1908
AUG242_1909
AUG242_1910
AUG242_1911
AUG242_1912
AUG242_1913
AUG242_1914
AUG242_1915
AUG242_1916
AUG242_1917
AUG242_1918
AUG242_1919
AUG242_1920
AUG242_1921
AUG242_1922
AUG242_1923
AUG242_1924
AUG242_1925
AUG242_1926
AUG242_1927
AUG242_1928
AUG242_1929
AUG242_1930
AUG242_1931
AUG242_1932
AUG242_1933
AUG242_1934
AUG242_1935
AUG242_1936
AUG242_1937
AUG242_1938
AUG242_1939
AUG242_1940
AUG242_1941
AUG242_1942
AUG242_1943
AUG242_1944
AUG242_1945
AUG242_1946
AUG242_1947
AUG242_1948
AUG242_1949
AUG242_1950
AUG242_1951
AUG242_1952
AUG242_1953
AUG242_1954
AUG242_1955
AUG242_1956
AUG242_1957
AUG242_1958
AUG242_1959
AUG242_1960
AUG242_1961
AUG242_1962
AUG242_1963
AUG242_1964
AUG242_1965
AUG242_1966
AUG242_1967
AUG242_1968
AUG242_1969
AUG242_1970
AUG242_1971
AUG242_1972
AUG242_1973
AUG242_1974
AUG242_1975
AUG242_1976
AUG242_1977
AUG242_1978
AUG242_1979
AUG242_1980
AUG242_1981
AUG242_1982
AUG242_1983
AUG242_1984
AUG242_1985
AUG242_1986
AUG242_1987
AUG242_1988
AUG242_1989
AUG242_1990
AUG242_1991
AUG242_1992
AUG242_1993
AUG242_1994
AUG242_1995
AUG242_1996
AUG242_1997
AUG242_1998
AUG242_1999
AUG242_2000
AUG242_2001
AUG242_2002
AUG242_2003
AUG242_2004
AUG242_2005
AUG242_2006
AUG242_2007
AUG242_2008
AUG242_2009
AUG242_2010
AUG242_2011
AUG242_2012
AUG242_2013
AUG242_2014
AUG242_2015
AUG242_2016
AUG242_2017
AUG242_2018
AUG242_2019
AUG242_2020
AUG242_2021
AUG242_2022
AUG242_2023
AUG242_2024
AUG242_2025
AUG242_2026
AUG242_2027
AUG242_2028
AUG242_2029
AUG242_2030
AUG242_2031
AUG242_2032
AUG242_2033
AUG242_2034
AUG242_2035
AUG242_2036
AUG242_2037
AUG242_2038
AUG242_2039
AUG242_2040
AUG242_2041
AUG242_2042
AUG242_2043
AUG242_2044
AUG242_2045
AUG242_2046
AUG242_2047
AUG242_2048
AUG242_2049
AUG242_2050
AUG242_2051
AUG242_2052
AUG242_2053
AUG242_2054
AUG242_2055
AUG242_2056
AUG242_2057
AUG242_2058
AUG242_2059
AUG242_2060
AUG242_2061
AUG242_2062
AUG242_2063
AUG242_2064
AUG242_2065
AUG242_2066
AUG242_2067
AUG242_2068
AUG242_2069
AUG242_2070
AUG242_2071
AUG242_2072
AUG242_2073
AUG242_2074
AUG242_2075
AUG242_2076
AUG242_2077
AUG242_2078
AUG242_2079
AUG242_2080
AUG242_2081
AUG242_2082
AUG242_2083
AUG242_2084
AUG242_2085
AUG242_2086
AUG242_2087
AUG242_2088
AUG242_2089
AUG242_2090
AUG242_2091
AUG242_2092
AUG242_2093
AUG242_2094
AUG242_2095
AUG242_2096
AUG242_2097
AUG242_2098
AUG242_2099
AUG242_2100
AUG242_2101
AUG242_2102
AUG242_2103
AUG242_2104
AUG242_2105
AUG242_2106
AUG242_2107
AUG242_2108
AUG242_2109
AUG242_2110
AUG242_2111
AUG242_2112
AUG242_2113
AUG242_2114
AUG242_2115
AUG242_2116
AUG242_2117
AUG242_2118
AUG242_2119
AUG242_2120
AUG242_2121
AUG242_2122
AUG242_2123
AUG242_2124
AUG242_2125
AUG242_2126
AUG242_2127
AUG242_2128
AUG242_2129
AUG242_2130
AUG242_2131
AUG242_2132
AUG242_2133
AUG242_2134
AUG242_2135
AUG242_2136
AUG242_2137
AUG242_2138
AUG242_2139
AUG242_2140
AUG242_2141
AUG242_2142
AUG242_2143
AUG242_2144
AUG242_2145
AUG242_2146
AUG242_2147
AUG242_2148
AUG242_2149
AUG242_2150
AUG242_2151
AUG242_2152
AUG242_2153
AUG242_2154
AUG242_2155
AUG242_2156
AUG242_2157
AUG242_2158
AUG242_2159
AUG242_2160
AUG242_2161
AUG242_2162
AUG242_2163
AUG242_2164
AUG242_2165
AUG242_2166
AUG242_2167
AUG242_2168
AUG242_2169
AUG242_2170
AUG242_2171
AUG242_2172
AUG242_2173
AUG242_2174
AUG242_2175
AUG242_2176
AUG242_2177
AUG242_2178
AUG242_2179
AUG242_2180
AUG242_2181
AUG242_2182
AUG242_2183
AUG242_2184
AUG242_2185
AUG242_2186
AUG242_2187
AUG242_2188
AUG242_2189
AUG242_2190
AUG242_2191
AUG242_2192
AUG242_2193
AUG242_2194
AUG242_2195
AUG242_2196
AUG242_2197
AUG242_2198
AUG242_2199
AUG242_2200
AUG242_2201
AUG242_2202
AUG242_2203
AUG242_2204
AUG242_2205
AUG242_2206
AUG242_2207
AUG242_2208
AUG242_2209
AUG242_2210
AUG242_2211
AUG242_2212
AUG242_2213
AUG242_2214
AUG242_2215
AUG242_2216
AUG242_2217
AUG242_2218
AUG242_2219
AUG242_2220
AUG242_2221
AUG242_2222
AUG242_2223
AUG242_2224
AUG242_2225
AUG242_2226
AUG242_2227
AUG242_2228
AUG242_2229
AUG242_2230
AUG242_2231
AUG242_2232
AUG242_2233
AUG242_2234
AUG242_2235
AUG242_2236
AUG242_2237
AUG242_2238
AUG242_2239
AUG242_2240
AUG242_2241
AUG242_2242
AUG242_2243
AUG242_2244
AUG242_2245
AUG242_2246
AUG242_2247
AUG242_2248
AUG242_2249
AUG242_2250
AUG242_2251
AUG242_2252
AUG242_2253
AUG242_2254
AUG242_2255
AUG242_2256
AUG242_2257
AUG242_2258
AUG242_2259
AUG242_2260
AUG242_2261
AUG242_2262
AUG242_2263
AUG242_2264
AUG242_2265
AUG242_2266
AUG242_2267
AUG242_2268
AUG242_2269
AUG242_2270
AUG242_2271
AUG242_2272
AUG242_2273
AUG242_2274
AUG242_2275
AUG242_2276
AUG242_2277
AUG242_2278
AUG242_2279
AUG242_2280
AUG242_2281
AUG242_2282
AUG242_2283
AUG242_2284
AUG242_2285
AUG242_2286
AUG242_2287
AUG242_2288
AUG242_2289
AUG242_2290
AUG242_2291
AUG242_2292
AUG242_2293
AUG242_2294
AUG242_2295
AUG242_2296
AUG242_2297
AUG242_2298
AUG242_2299
AUG242_2300
AUG242_2301
AUG242_2302
AUG242_2303
AUG242_2304
AUG242_2305
AUG242_2306
AUG242_2307
AUG242_2308
AUG242_2309
AUG242_2310
AUG242_2311
AUG242_2312
AUG242_2313
AUG242_2314
AUG242_2315
AUG242_2316
AUG242_2317
AUG242_2318
AUG242_2319
AUG242_2320
AUG242_2321
AUG242_2322
AUG242_2323
AUG242_2324
AUG242_2325
AUG242_2326
AUG242_2327
AUG242_2328
AUG242_2329
AUG242_2330
AUG242_2331
AUG242_2332
AUG242_2333
AUG242_2334
AUG242_2335
AUG242_2336
AUG242_2337
AUG242_2338
AUG242_2339
AUG242_2340
AUG242_2341
AUG242_2342
AUG242_2343
AUG242_2344
AUG242_2345
AUG242_2346
AUG242_2347
AUG242_2348
AUG242_2349
AUG242_2350
AUG242_2351
AUG242_2352
AUG242_2353
AUG242_2354
AUG242_2355
AUG242_2356
AUG242_2357
AUG242_2358
AUG242_2359
AUG242_2360
AUG242_2361
AUG242_2362
AUG242_2363
AUG242_2364
AUG242_2365
AUG242_2366
AUG242_2367
AUG242_2368
AUG242_2369
AUG242_2370
AUG242_2371
AUG242_2372
AUG242_2373
AUG242_2374
AUG242_2375
AUG242_2376
AUG242_2377
AUG242_2378
AUG242_2379
AUG242_2380
AUG242_2381
AUG242_2382
AUG242_2383
AUG242_2384
AUG242_2385
AUG242_2386
AUG242_2387
AUG242_2388
AUG242_2389
AUG242_2390
AUG242_2391
AUG242_2392
AUG242_2393
AUG242_2394
AUG242_2395
AUG242_2396
AUG242_2397
AUG242_2398
AUG242_2399
AUG242_2400
AUG242_2401
AUG242_2402
AUG242_2403
AUG242_2404
AUG242_2405
AUG242_2406
AUG242_2407
AUG242_2408
AUG242_2409
AUG242_2410
AUG242_2411
AUG242_2412
AUG242_2413
AUG242_2414
AUG242_2415
AUG242_2416
AUG242_2417
AUG242_2418
AUG242_2419
AUG242_2420
AUG242_2421
AUG242_2422
AUG242_2423
AUG242_2424
AUG242_2425
AUG242_2426
AUG242_2427
AUG242_2428
AUG242_2429
AUG242_2430
AUG242_2431
AUG242_2432
AUG242_2433
AUG242_2434
AUG242_2435
AUG242_2436
AUG242_2437
AUG242_2438
AUG242_2439
AUG242_2440
AUG242_2441
AUG242_2442
AUG242_2443
AUG242_2444
AUG242_2445
AUG242_2446
AUG242_2447
AUG242_2448
AUG242_2449
AUG242_2450
AUG242_2451
AUG242_2452
AUG242_2453
AUG242_2454
AUG242_2455
AUG242_2456
AUG242_2457
AUG242_2458
AUG242_2459
AUG242_2460
AUG242_2461
AUG242_2462
AUG242_2463
AUG242_2464
AUG242_2465
AUG242_2466
AUG242_2467
AUG242_2468
AUG242_2469
AUG242_2470
AUG242_2471
AUG242_2472
AUG242_2473
AUG242_2474
AUG242_2475
AUG242_2476
AUG242_2477
AUG242_2478
AUG242_2479
AUG242_2480
AUG242_2481
AUG242_2482
AUG242_2483
AUG242_2484
AUG242_2485
AUG242_2486
AUG242_2487
AUG242_2488
AUG242_2489
AUG242_2490
AUG242_2491
AUG242_2492
AUG242_2493
AUG242_2494
AUG242_2495
AUG242_2496
AUG242_2497
AUG242_2498
AUG242_2499
AUG242_2500
AUG242_2501
AUG242_2502
AUG242_2503
AUG242_2504
AUG242_2505
AUG242_2506
AUG242_2507
AUG242_2508
AUG242_2509
AUG242_2510
AUG242_2511
AUG242_2512
AUG242_2513
AUG242_2514
AUG242_2515
AUG242_2516
AUG242_2517
AUG242_2518
AUG242_2519
AUG242_2520
AUG242_2521
AUG242_2522
AUG242_2523
AUG242_2524
AUG242_2525
AUG242_2526
AUG242_2527
AUG242_2528
AUG242_2529
AUG242_2530
AUG242_2531
AUG242_2532
AUG242_2533
AUG242_2534
AUG242_2535
AUG242_2536
AUG242_2537
AUG242_2538
AUG242_2539
AUG242_2540
AUG242_2541
AUG242_2542
AUG242_2543
AUG242_2544
AUG242_2545
AUG242_2546
AUG242_2547
AUG242_2548
AUG242_2549
AUG242_2550
AUG242_2551
AUG242_2552
AUG242_2553
AUG242_2554
AUG242_2555
AUG242_2556
AUG242_2557
AUG242_2558
AUG242_2559
AUG242_2560
AUG242_2561
AUG242_2562
AUG242_2563
AUG242_2564
AUG242_2565
AUG242_2566
AUG242_2567
AUG242_2568
AUG242_2569
AUG242_2570
AUG242_2571
AUG242_2572
AUG242_2573
AUG242_2574
AUG242_2575
AUG242_2576
AUG242_2577
AUG242_2578
AUG242_2579
AUG242_2580
AUG242_2581
AUG242_2582
AUG242_2583
AUG242_2584
AUG242_2585
AUG242_2586
AUG242_2587
AUG242_2588
AUG242_2589
AUG242_2590
AUG242_2591
AUG242_2592
AUG242_2593
AUG242_2594
AUG242_2595
AUG242_2596
AUG242_2597
AUG242_2598
AUG242_2599
AUG242_2600
AUG242_2601
AUG242_2602
AUG242_2603
AUG242_2604
AUG242_2605
AUG242_2606
AUG242_2607
AUG242_2608
AUG242_2609
AUG242_2610
AUG242_2611
AUG242_2612
AUG242_2613
AUG242_2614
AUG242_2615
AUG242_2616
AUG242_2617
AUG242_2618
AUG242_2619
AUG242_2620
AUG242_2621
AUG242_2622
AUG242_2623
AUG242_2624
AUG242_2625
AUG242_2626
AUG242_2627
AUG242_2628
AUG242_2629
AUG242_2630
AUG242_2631
AUG242_2632
AUG242_2633
AUG242_2634
AUG242_2635
AUG242_2636
AUG242_2637
AUG242_2638
AUG242_2639
AUG242_2640
AUG242_2641
AUG242_2642
AUG242_2643
AUG242_2644
AUG242_2645
AUG242_2646
AUG242_2647
AUG242_2648
AUG242_2649
AUG242_2650
AUG242_2651
AUG242_2652
AUG242_2653
AUG242_2654
AUG242_2655
AUG242_2656
AUG242_2657
AUG242_2658
AUG242_2659
AUG242_2660
AUG242_2661
AUG242_2662
AUG242_2663
AUG242_2664
AUG242_2665
AUG242_2666
AUG242_2667
AUG242_2668
AUG242_2669
AUG242_2670
AUG242_2671
AUG242_2672
AUG242_2673
AUG242_2674
AUG242_2675
AUG242_2676
AUG242_2677
AUG242_2678
AUG242_2679
AUG242_2680
AUG242_2681
AUG242_2682
AUG242_2683
AUG242_2684
AUG242_2685
AUG242_2686
AUG242_2687
AUG242_2688
AUG242_2689
AUG242_2690
AUG242_2691
AUG242_2692
AUG242_2693
AUG242_2694
AUG242_2695
AUG242_2696
AUG242_2697
AUG242_2698
AUG242_2699
AUG242_2700
AUG242_2701
AUG242_2702
AUG242_2703
AUG242_2704
AUG242_2705
AUG242_2706
AUG242_2707
AUG242_2708
AUG242_2709
AUG242_2710
AUG242_2711
AUG242_2712
AUG242_2713
AUG242_2714
AUG242_2715
AUG242_2716
AUG242_2717
AUG242_2718
AUG242_2719
AUG242_2720
AUG242_2721
AUG242_2722
AUG242_2723
AUG242_2724
AUG242_2725
AUG242_2726
AUG242_2727
AUG242_2728
AUG242_2729
AUG242_2730
AUG242_2731
AUG242_2732
AUG242_2733
AUG242_2734
AUG242_2735
AUG242_2736
AUG242_2737
AUG242_2738
AUG242_2739
AUG242_2740
AUG242_2741
AUG242_2742
AUG242_2743
AUG242_2744
AUG242_2745
AUG242_2746
AUG242_2747
AUG242_2748
AUG242_2749
AUG242_2750
AUG242_2751
AUG242_2752
AUG242_2753
AUG242_2754
AUG242_2755
AUG242_2756
AUG242_2757
AUG242_2758
AUG242_2759
AUG242_2760
AUG242_2761
AUG242_2762
AUG242_2763
AUG242_2764
AUG242_2765
AUG242_2766
AUG242_2767
AUG242_2768
AUG242_2769
AUG242_2770
AUG242_2771
AUG242_2772
AUG242_2773
AUG242_2774
AUG242_2775
AUG242_2776
AUG242_2777
AUG242_2778
AUG242_2779
AUG242_2780
AUG242_2781
AUG242_2782
AUG242_2783
AUG242_2784
AUG242_2785
AUG242_2786
AUG242_2787
AUG242_2788
AUG242_2789
AUG242_2790
AUG242_2791
AUG242_2792
AUG242_2793
AUG242_2794
AUG242_2795
AUG242_2796
AUG242_2797
AUG242_2798
AUG242_2799
AUG242_2800
AUG242_2801
AUG242_2802
AUG242_2803
AUG242_2804
AUG242_2805
AUG242_2806
AUG242_2807
AUG242_2808
AUG242_2809
AUG242_2810
AUG242_2811
AUG242_2812
AUG242_2813
AUG242_2814
AUG242_2815
AUG242_2816
AUG242_2817
AUG242_2818
AUG242_2819
AUG242_2820
AUG242_2821
AUG242_2822
AUG242_2823
AUG242_2824
AUG242_2825
AUG242_2826
AUG242_2827
AUG242_2828
AUG242_2829
AUG242_2830
AUG242_2831
AUG242_2832
AUG242_2833
AUG242_2834
AUG242_2835
AUG242_2836
AUG242_2837
AUG242_2838
AUG242_2839
AUG242_2840
AUG242_2841
AUG242_2842
AUG242_2843
AUG242_2844
AUG242_2845
AUG242_2846
AUG242_2847
AUG242_2848
AUG242_2849
AUG242_2850
AUG242_2851
AUG242_2852
AUG242_2853
AUG242_2854
AUG242_2855
AUG242_2856
AUG242_2857
AUG242_2858
AUG242_2859
AUG242_2860
AUG242_2861
AUG242_2862
AUG242_2863
AUG242_2864
AUG242_2865
AUG242_2866
AUG242_2867
AUG242_2868
AUG242_2869
AUG242_2870
AUG242_2871
AUG242_2872
AUG242_2873
AUG242_2874
AUG242_2875
AUG242_2876
AUG242_2877
AUG242_2878
AUG242_2879
AUG242_2880
AUG242_2881
AUG242_2882
AUG242_2883
AUG242_2884
AUG242_2885
AUG242_2886
AUG242_2887
AUG242_2888
AUG242_2889
AUG242_2890
AUG242_2891
AUG242_2892
AUG242_2893
AUG242_2894
AUG242_2895
AUG242_2896
AUG242_2897
AUG242_2898
AUG242_2899
AUG242_2900
AUG242_2901
AUG242_2902
AUG242_2903
AUG242_2904
AUG242_2905
AUG242_2906
AUG242_2907
AUG242_2908
AUG242_2909
AUG242_2910
AUG242_2911
AUG242_2912
AUG242_2913
AUG242_2914
AUG242_2915
AUG242_2916
AUG242_2917
AUG242_2918
AUG242_2919
AUG242_2920
AUG242_2921
AUG242_2922
AUG242_2923
AUG242_2924
AUG242_2925
AUG242_2926
AUG242_2927
AUG242_2928
AUG242_2929
AUG242_2930
AUG242_2931
AUG242_2932
AUG242_2933
AUG242_2934
AUG242_2935
AUG242_2936
AUG242_2937
AUG242_2938
AUG242_2939
AUG242_2940
AUG242_2941
AUG242_2942
AUG242_2943
AUG242_2944
AUG242_2945
AUG242_2946
AUG242_2947
AUG242_2948
AUG242_2949
AUG242_2950
AUG242_2951
AUG242_2952
AUG242_2953
AUG242_2954
AUG242_2955
AUG242_2956
AUG242_2957
AUG242_2958
AUG242_2959
AUG242_2960
AUG242_2961
AUG242_2962
AUG242_2963
AUG242_2964
AUG242_2965
AUG242_2966
AUG242_2967
AUG242_2968
AUG242_2969
AUG242_2970
AUG242_2971
AUG242_2972
AUG242_2973
AUG242_2974
AUG242_2975
AUG242_2976
AUG242_2977
AUG242_2978
AUG242_2979
AUG242_2980
AUG242_2981
AUG242_2982
AUG242_2983
AUG242_2984
AUG242_2985
AUG242_2986
AUG242_2987
AUG242_2988
AUG242_2989
AUG242_2990
AUG242_2991
AUG242_2992
AUG242_2993
AUG242_2994
AUG242_2995
AUG242_2996
AUG242_2997
AUG242_2998
AUG242_2999
AUG242_3000
AUG242_3001
AUG242_3002
AUG242_3003
AUG242_3004
AUG242_3005
AUG242_3006
AUG242_3007
AUG242_3008
AUG242_3009
AUG242_3010
AUG242_3011
AUG242_3012
AUG242_3013
AUG242_3014
AUG242_3015
AUG242_3016
AUG242_3017
AUG242_3018
AUG242_3019
AUG242_3020
AUG242_3021
AUG242_3022
AUG242_3023
AUG242_3024
AUG242_3025
AUG242_3026
AUG242_3027
AUG242_3028
AUG242_3029
AUG242_3030
AUG242_3031
AUG242_3032
AUG242_3033
AUG242_3034
AUG242_3035
AUG242_3036
AUG242_3037
AUG242_3038
AUG242_3039
AUG242_3040
AUG242_3041
AUG242_3042
AUG242_3043
AUG242_3044
AUG242_3045
AUG242_3046
AUG242_3047
AUG242_3048
AUG242_3049
AUG242_3050
AUG242_3051
AUG242_3052
AUG242_3053
AUG242_3054
AUG242_3055
AUG242_3056
AUG242_3057
AUG242_3058
AUG242_3059
AUG242_3060
AUG242_3061
AUG242_3062
AUG242_3063
AUG242_3064
AUG242_3065
AUG242_3066
AUG242_3067
AUG242_3068
AUG242_3069
AUG242_3070
AUG242_3071
AUG242_3072
AUG242_3073
AUG242_3074
AUG242_3075
AUG242_3076
AUG242_3077
AUG242_3078
AUG242_3079
AUG242_3080
AUG242_3081
AUG242_3082
AUG242_3083
AUG242_3084
AUG242_3085
AUG242_3086
AUG242_3087
AUG242_3088
AUG242_3089
AUG242_3090
AUG242_3091
AUG242_3092
AUG242_3093
AUG242_3094
AUG242_3095
AUG242_3096
AUG242_3097
AUG242_3098
AUG242_3099
AUG242_3100
AUG242_3101
AUG242_3102
AUG242_3103
AUG242_3104
AUG242_3105
AUG242_3106
AUG242_3107
AUG242_3108
AUG242_3109
AUG242_3110
AUG242_3111
AUG242_3112
AUG242_3113
AUG242_3114
AUG242_3115
AUG242_3116
AUG242_3117
AUG242_3118
AUG242_3119
AUG242_3120
AUG242_3121
AUG242_3122
AUG242_3123
AUG242_3124
AUG242_3125
AUG242_3126
AUG242_3127
AUG242_3128
AUG242_3129
AUG242_3130
AUG242_3131
AUG242_3132
AUG242_3133
AUG242_3134
AUG242_3135
AUG242_3136
AUG242_3137
AUG242_3138
AUG242_3139
AUG242_3140
AUG242_3141
AUG242_3142
AUG242_3143
AUG242_3144
AUG242_3145
AUG242_3146
AUG242_3147
AUG242_3148
AUG242_3149
AUG242_3150
AUG242_3151
AUG242_3152
AUG242_3153
AUG242_3154
AUG242_3155
AUG242_3156
AUG242_3157
AUG242_3158
AUG242_3159
AUG242_3160
AUG242_3161
AUG242_3162
AUG242_3163
AUG242_3164
AUG242_3165
AUG242_3166
AUG242_3167
AUG242_3168
AUG242_3169
AUG242_3170
AUG242_3171
AUG242_3172
AUG242_3173
AUG242_3174
AUG242_3175
AUG242_3176
AUG242_3177
AUG242_3178
AUG242_3179
AUG242_3180
AUG242_3181
AUG242_3182
AUG242_3183
AUG242_3184
AUG242_3185
AUG242_3186
AUG242_3187
AUG242_3188
AUG242_3189
AUG242_3190
AUG242_3191
AUG242_3192
AUG242_3193
AUG242_3194
AUG242_3195
AUG242_3196
AUG242_3197
AUG242_3198
AUG242_3199
AUG242_3200
AUG242_3201
AUG242_3202
AUG242_3203
AUG242_3204
AUG242_3205
AUG242_3206
AUG242_3207
AUG242_3208
AUG242_3209
AUG242_3210
AUG242_3211
AUG242_3212
AUG242_3213
AUG242_3214
AUG242_3215
AUG242_3216
AUG242_3217
AUG242_3218
AUG242_3219
AUG242_3220
AUG242_3221
AUG242_3222
AUG242_3223
AUG242_3224
AUG242_3225
AUG242_3226
AUG242_3227
AUG242_3228
AUG242_3229
AUG242_3230
AUG242_3231
AUG242_3232
AUG242_3233
AUG242_3234
AUG242_3235
AUG242_3236
AUG242_3237
AUG242_3238
AUG242_3239
AUG242_3240
AUG242_3241
AUG242_3242
AUG242_3243
AUG242_3244
AUG242_3245
AUG242_3246
AUG242_3247
AUG242_3248
AUG242_3249
AUG242_3250
AUG242_3251
AUG242_3252
AUG242_3253
AUG242_3254
AUG242_3255
AUG242_3256
AUG242_3257
AUG242_3258
AUG242_3259
AUG242_3260
AUG242_3261
AUG242_3262
AUG242_3263
AUG242_3264
AUG242_3265
AUG242_3266
AUG242_3267
AUG242_3268
AUG242_3269
AUG242_3270
AUG242_3271
AUG242_3272
AUG242_3273
AUG242_3274
AUG242_3275
AUG242_3276
AUG242_3277
AUG242_3278
AUG242_3279
AUG242_3280
AUG242_3281
AUG242_3282
AUG242_3283
AUG242_3284
AUG242_3285
AUG242_3286
AUG242_3287
AUG242_3288
AUG242_3289
AUG242_3290
AUG242_3291
AUG242_3292
AUG242_3293
AUG242_3294
AUG242_3295
AUG242_3296
AUG242_3297
AUG242_3298
AUG242_3299
AUG242_3300
AUG242_3301
AUG242_3302
AUG242_3303
AUG242_3304
AUG242_3305
AUG242_3306
AUG242_3307
AUG242_3308
AUG242_3309
AUG242_3310
AUG242_3311
AUG242_3312
AUG242_3313
AUG242_3314
AUG242_3315
AUG242_3316
AUG242_3317
AUG242_3318
AUG242_3319
AUG242_3320
AUG242_3321
AUG242_3322
AUG242_3323
AUG242_3324
AUG242_3325
AUG242_3326
AUG242_3327
AUG242_3328
AUG242_3329
AUG242_3330
AUG242_3331
AUG242_3332
AUG242_3333
AUG242_3334
AUG242_3335
AUG242_3336
AUG242_3337
AUG242_3338
AUG242_3339
AUG242_3340
AUG242_3341
AUG242_3342
AUG242_3343
AUG242_3344
AUG242_3345
AUG242_3346
AUG242_3347
AUG242_3348
AUG242_3349
AUG242_3350
AUG242_3351
AUG242_3352
AUG242_3353
AUG242_3354
AUG242_3355
AUG242_3356
AUG242_3357
AUG242_3358
AUG242_3359
AUG242_3360
AUG242_3361
AUG242_3362
AUG242_3363
AUG242_3364
AUG242_3365
AUG242_3366
AUG242_3367
AUG242_3368
AUG242_3369
AUG242_3370
AUG242_3371
AUG242_3372
AUG242_3373
AUG242_3374
AUG242_3375
AUG242_3376
AUG242_3377
AUG242_3378
AUG242_3379
AUG242_3380
AUG242_3381
AUG242_3382
AUG242_3383
AUG242_3384
AUG242_3385
AUG242_3386
AUG242_3387
AUG242_3388
AUG242_3389
AUG242_3390
AUG242_3391
AUG242_3392
AUG242_3393
AUG242_3394
AUG242_3395
AUG242_3396
AUG242_3397
AUG242_3398
AUG242_3399
AUG242_3400
AUG242_3401
AUG242_3402
AUG242_3403
AUG242_3404
AUG242_3405
AUG242_3406
AUG242_3407
AUG242_3408
AUG242_3409
AUG242_3410
AUG242_3411
AUG242_3412
AUG242_3413
AUG242_3414
AUG242_3415
AUG242_3416
AUG242_3417
AUG242_3418
AUG242_3419
AUG242_3420
AUG242_3421
AUG242_3422
AUG242_3423
AUG242_3424
AUG242_3425
AUG242_3426
AUG242_3427
AUG242_3428
AUG242_3429
AUG242_3430
AUG242_3431
AUG242_3432
AUG242_3433
AUG242_3434
AUG242_3435
AUG242_3436
AUG242_3437
AUG242_3438
AUG242_3439
AUG242_3440
AUG242_3441
AUG242_3442
AUG242_3443
AUG242_3444
AUG242_3445
AUG242_3446
AUG242_3447
AUG242_3448
AUG242_3449
AUG242_3450
AUG242_3451
AUG242_3452
AUG242_3453
AUG242_3454
AUG242_3455
AUG242_3456
AUG242_3457
AUG242_3458
AUG242_3459
AUG242_3460
AUG242_3461
AUG242_3462
AUG242_3463
AUG242_3464
AUG242_3465
AUG242_3466
AUG242_3467
AUG242_3468
AUG242_3469
AUG242_3470
AUG242_3471
AUG242_3472
AUG242_3473
AUG242_3474
AUG242_3475
AUG242_3476
AUG242_3477
AUG242_3478
AUG242_3479
AUG242_3480
AUG242_3481
AUG242_3482
AUG242_3483
AUG242_3484
AUG242_3485
AUG242_3486
AUG242_3487
AUG242_3488
AUG242_3489
AUG242_3490
AUG242_3491
AUG242_3492
AUG242_3493
AUG242_3494
AUG242_3495
AUG242_3496
AUG242_3497
AUG242_3498
AUG242_3499
AUG242_3500
AUG242_3501
AUG242_3502
AUG242_3503
AUG242_3504
AUG242_3505
AUG242_3506
AUG242_3507
AUG242_3508
AUG242_3509
AUG242_3510
AUG242_3511
AUG242_3512
AUG242_3513
AUG242_3514
AUG242_3515
AUG242_3516
AUG242_3517
AUG242_3518
AUG242_3519
AUG242_3520
AUG242_3521
AUG242_3522
AUG242_3523
AUG242_3524
AUG242_3525
AUG242_3526
AUG242_3527
AUG242_3528
AUG242_3529
AUG242_3530
AUG242_3531
AUG242_3532
AUG242_3533
AUG242_3534
AUG242_3535
AUG242_3536
AUG242_3537
AUG242_3538
AUG242_3539
AUG242_3540
AUG242_3541
AUG242_3542
AUG242_3543
AUG242_3544
AUG242_3545
AUG242_3546
AUG242_3547
AUG242_3548
AUG242_3549
AUG242_3550
AUG242_3551
AUG242_3552
AUG242_3553
AUG242_3554
AUG242_3555
AUG242_3556
AUG242_3557
AUG242_3558
AUG242_3559
AUG242_3560
AUG242_3561
AUG242_3562
AUG242_3563
AUG242_3564
AUG242_3565
AUG242_3566
AUG242_3567
AUG242_3568
AUG242_3569
AUG242_3570
AUG242_3571
AUG242_3572
AUG242_3573
AUG242_3574
AUG242_3575
AUG242_3576
AUG242_3577
AUG242_3578
AUG242_3579
AUG242_3580
AUG242_3581
AUG242_3582
AUG242_3583
AUG242_3584
AUG242_3585
AUG242_3586
AUG242_3587
AUG242_3588
AUG242_3589
AUG242_3590
AUG242_3591
AUG242_3592
AUG242_3593
AUG242_3594
AUG242_3595
AUG242_3596
AUG242_3597
AUG242_3598
AUG242_3599
AUG242_3600
AUG242_3601
AUG242_3602
AUG242_3603
AUG242_3604
AUG242_3605
AUG242_3606
AUG242_3607
AUG242_3608
AUG242_3609
AUG242_3610
AUG242_3611
AUG242_3612
AUG242_3613
AUG242_3614
AUG242_3615
AUG242_3616
AUG242_3617
AUG242_3618
AUG242_3619
AUG242_3620
AUG242_3621
AUG242_3622
AUG242_3623
AUG242_3624
AUG242_3625
AUG242_3626
AUG242_3627
AUG242_3628
AUG242_3629
AUG242_3630
AUG242_3631
AUG242_3632
AUG242_3633
AUG242_3634
AUG242_3635
AUG242_3636
AUG242_3637
AUG242_3638
AUG242_3639
AUG242_3640
AUG242_3641
AUG242_3642
AUG242_3643
AUG242_3644
AUG242_3645
AUG242_3646
AUG242_3647
AUG242_3648
AUG242_3649
AUG242_3650
AUG242_3651
AUG242_3652
AUG242_3653
AUG242_3654
AUG242_3655
AUG242_3656
AUG242_3657
AUG242_3658
AUG242_3659
AUG242_3660
AUG242_3661
AUG242_3662
AUG242_3663
AUG242_3664
AUG242_3665
AUG242_3666
AUG242_3667
AUG242_3668
AUG242_3669
AUG242_3670
AUG242_3671
AUG242_3672
AUG242_3673
AUG242_3674
AUG242_3675
AUG242_3676
AUG242_3677
AUG242_3678
AUG242_3679
AUG242_3680
AUG242_3681
AUG242_3682
AUG242_3683
AUG242_3684
AUG242_3685
AUG242_3686
AUG242_3687
AUG242_3688
AUG242_3689
AUG242_3690
AUG242_3691
AUG242_3692
AUG242_3693
AUG242_3694
AUG242_3695
AUG242_3696
AUG242_3697
AUG242_3698
AUG242_3699
AUG242_3700
AUG242_3701
AUG242_3702
AUG242_3703
AUG242_3704
AUG242_3705
AUG242_3706
AUG242_3707
AUG242_3708
AUG242_3709
AUG242_3710
AUG242_3711
AUG242_3712
AUG242_3713
AUG242_3714
AUG242_3715
AUG242_3716
AUG242_3717
AUG242_3718
AUG242_3719
AUG242_3720
AUG242_3721
AUG242_3722
AUG242_3723
AUG242_3724
AUG242_3725
AUG242_3726
AUG242_3727
AUG242_3728
AUG242_3729
AUG242_3730
AUG242_3731
AUG242_3732
AUG242_3733
AUG242_3734
AUG242_3735
AUG242_3736
AUG242_3737
AUG242_3738
AUG242_3739
AUG242_3740
AUG242_3741
AUG242_3742
AUG242_3743
AUG242_3744
AUG242_3745
AUG242_3746
AUG242_3747
AUG242_3748
AUG242_3749
AUG242_3750
AUG242_3751
AUG242_3752
AUG242_3753
AUG242_3754
AUG242_3755
AUG242_3756
AUG242_3757
AUG242_3758
AUG242_3759
AUG242_3760
AUG242_3761
AUG242_3762
AUG242_3763
AUG242_3764
AUG242_3765
AUG242_3766
AUG242_3767
AUG242_3768
AUG242_3769
AUG242_3770
AUG242_3771
AUG242_3772
AUG242_3773
AUG242_3774
AUG242_3775
AUG242_3776
AUG242_3777
AUG242_3778
AUG242_3779
AUG242_3780
AUG242_3781
AUG242_3782
AUG242_3783
AUG242_3784
AUG242_3785
AUG242_3786
AUG242_3787
AUG242_3788
AUG242_3789
AUG242_3790
AUG242_3791
AUG242_3792
AUG242_3793
AUG242_3794
AUG242_3795
AUG242_3796
AUG242_3797
AUG242_3798
AUG242_3799
AUG242_3800
AUG242_3801
AUG242_3802
AUG242_3803
AUG242_3804
AUG242_3805
AUG242_3806
AUG242_3807
AUG242_3808
AUG242_3809
AUG242_3810
AUG242_3811
AUG242_3812
AUG242_3813
AUG242_3814
AUG242_3815
AUG242_3816
AUG242_3817
AUG242_3818
AUG242_3819
AUG242_3820
AUG242_3821
AUG242_3822
AUG242_3823
AUG242_3824
AUG242_3825
AUG242_3826
AUG242_3827
AUG242_3828
AUG242_3829
AUG242_3830
AUG242_3831
AUG242_3832
AUG242_3833
AUG242_3834
AUG242_3835
AUG242_3836
AUG242_3837
AUG242_3838
AUG242_3839
AUG242_3840
AUG242_3841
AUG242_3842
AUG242_3843
AUG242_3844
AUG242_3845
AUG242_3846
AUG242_3847
AUG242_3848
AUG242_3849
AUG242_3850
AUG242_3851
AUG242_3852
AUG242_3853
AUG242_3854
AUG242_3855
AUG242_3856
AUG242_3857
AUG242_3858
AUG242_3859
AUG242_3860
AUG242_3861
AUG242_3862
AUG242_3863
AUG242_3864
AUG242_3865
AUG242_3866
AUG242_3867
AUG242_3868
AUG242_3869
AUG242_3870
AUG242_3871
AUG242_3872
AUG242_3873
AUG242_3874
AUG242_3875
AUG242_3876
AUG242_3877
AUG242_3878
AUG242_3879
AUG242_3880
AUG242_3881
AUG242_3882
AUG242_3883
AUG242_3884
AUG242_3885
AUG242_3886
AUG242_3887
AUG242_3888
AUG242_3889
AUG242_3890
AUG242_3891
AUG242_3892
AUG242_3893
AUG242_3894
AUG242_3895
AUG242_3896
AUG242_3897
AUG242_3898
AUG242_3899
AUG242_3900
AUG242_3901
AUG242_3902
AUG242_3903
AUG242_3904
AUG242_3905
AUG242_3906
AUG242_3907
AUG242_3908
AUG242_3909
AUG242_3910
AUG242_3911
AUG242_3912
AUG242_3913
AUG242_3914
AUG242_3915
AUG242_3916
AUG242_3917
AUG242_3918
AUG242_3919
AUG242_3920
AUG242_3921
AUG242_3922
AUG242_3923
AUG242_3924
AUG242_3925
AUG242_3926
AUG242_3927
AUG242_3928
AUG242_3929
AUG242_3930
AUG242_3931
AUG242_3932
AUG242_3933
AUG242_3934
AUG242_3935
AUG242_3936
AUG242_3937
AUG242_3938
AUG242_3939
AUG242_3940
AUG242_3941
AUG242_3942
AUG242_3943
AUG242_3944
AUG242_3945
AUG242_3946
AUG242_3947
AUG242_3948
AUG242_3949
AUG242_3950
AUG242_3951
AUG242_3952
AUG242_3953
AUG242_3954
AUG242_3955
AUG242_3956
AUG242_3957
AUG242_3958
AUG242_3959
AUG242_3960
AUG242_3961
AUG242_3962
AUG242_3963
AUG242_3964
AUG242_3965
AUG242_3966
AUG242_3967
AUG242_3968
AUG242_3969
AUG242_3970
AUG242_3971
AUG242_3972
AUG242_3973
AUG242_3974
AUG242_3975
AUG242_3976
AUG242_3977
AUG242_3978
AUG242_3979
AUG242_3980
AUG242_3981
AUG242_3982
AUG242_3983
AUG242_3984
AUG242_3985
AUG242_3986
AUG242_3987
AUG242_3988
AUG242_3989
AUG242_3990
AUG242_3991
AUG242_3992
AUG242_3993
AUG242_3994
AUG242_3995
AUG242_3996
AUG242_3997
AUG242_3998
AUG242_3999
AUG242_4000
AUG242_4001
AUG242_4002
AUG242_4003
AUG242_4004
AUG242_4005
AUG242_4006
AUG242_4007
AUG242_4008
AUG242_4009
AUG242_4010
AUG242_4011
AUG242_4012
AUG242_4013
AUG242_4014
AUG242_4015
AUG242_4016
AUG242_4017
AUG242_4018
AUG242_4019
AUG242_4020
AUG242_4021
AUG242_4022
AUG242_4023
AUG242_4024
AUG242_4025
AUG242_4026
AUG242_4027
AUG242_4028
AUG242_4029
AUG242_4030
AUG242_4031
AUG242_4032
AUG242_4033
AUG242_4034
AUG242_4035
AUG242_4036
AUG242_4037
AUG242_4038
AUG242_4039
AUG242_4040
AUG242_4041
AUG242_4042
AUG242_4043
AUG242_4044
AUG242_4045
AUG242_4046
AUG242_4047
AUG242_4048
AUG242_4049
AUG242_4050
AUG242_4051
AUG242_4052
AUG242_4053
AUG242_4054
AUG242_4055
AUG242_4056
AUG242_4057
AUG242_4058
AUG242_4059
AUG242_4060
AUG242_4061
AUG242_4062
AUG242_4063
AUG242_4064
AUG242_4065
AUG242_4066
AUG242_4067
AUG242_4068
AUG242_4069
AUG242_4070
AUG242_4071
AUG242_4072
AUG242_4073
AUG242_4074
AUG242_4075
AUG242_4076
AUG242_4077
AUG242_4078
AUG242_4079
AUG242_4080
AUG242_4081
AUG242_4082
AUG242_4083
AUG242_4084
AUG242_4085
AUG242_4086
AUG242_4087
AUG242_4088
AUG242_4089
AUG242_4090
AUG242_4091
AUG242_4092
AUG242_4093
AUG242_4094
AUG242_4095
AUG242_4096
AUG242_4097
AUG242_4098
AUG242_4099
AUG242_4100
AUG242_4101
AUG242_4102
AUG242_4103
AUG242_4104
AUG242_4105
AUG242_4106
AUG242_4107
AUG242_4108
AUG242_4109
AUG242_4110
AUG242_4111
AUG242_4112
AUG242_4113
AUG242_4114
AUG242_4115
AUG242_4116
AUG242_4117
AUG242_4118
AUG242_4119
AUG242_4120
AUG242_4121
AUG242_4122
AUG242_4123
AUG242_4124
AUG242_4125
AUG242_4126
AUG242_4127
AUG242_4128
AUG242_4129
AUG242_4130
AUG242_4131
AUG242_4132
AUG242_4133
AUG242_4134
AUG242_4135
AUG242_4136
AUG242_4137
AUG242_4138
AUG242_4139
AUG242_4140
AUG242_4141
AUG242_4142
AUG242_4143
AUG242_4144
AUG242_4145
AUG242_4146
AUG242_4147
AUG242_4148
AUG242_4149
AUG242_4150
AUG242_4151
AUG242_4152
AUG242_4153
AUG242_4154
AUG242_4155
AUG242_4156
AUG242_4157
AUG242_4158
AUG242_4159
AUG242_4160
AUG242_4161
AUG242_4162
AUG242_4163
AUG242_4164
AUG242_4165
AUG242_4166
AUG242_4167
AUG242_4168
AUG242_4169
AUG242_4170
AUG242_4171
AUG242_4172
AUG242_4173
AUG242_4174
AUG242_4175
AUG242_4176
AUG242_4177
AUG242_4178
AUG242_4179
AUG242_4180
AUG242_4181
AUG242_4182
AUG242_4183
AUG242_4184
AUG242_4185
AUG242_4186
AUG242_4187
AUG242_4188
AUG242_4189
AUG242_4190
AUG242_4191
AUG242_4192
AUG242_4193
AUG242_4194
AUG242_4195
AUG242_4196
AUG242_4197
AUG242_4198
AUG242_4199
AUG242_4200
AUG242_4201
AUG242_4202
AUG242_4203
AUG242_4204
AUG242_4205
AUG242_4206
AUG242_4207
AUG242_4208
AUG242_4209
AUG242_4210
AUG242_4211
AUG242_4212
AUG242_4213
AUG242_4214
AUG242_4215
AUG242_4216
AUG242_4217
AUG242_4218
AUG242_4219
AUG242_4220
AUG242_4221
AUG242_4222
AUG242_4223
AUG242_4224
AUG242_4225
AUG242_4226
AUG242_4227
AUG242_4228
AUG242_4229
AUG242_4230
AUG242_4231
AUG242_4232
AUG242_4233
AUG242_4234
AUG242_4235
AUG242_4236
AUG242_4237
AUG242_4238
AUG242_4239
AUG242_4240
AUG242_4241
AUG242_4242
AUG242_4243
AUG242_4244
AUG242_4245
AUG242_4246
AUG242_4247
AUG242_4248
AUG242_4249
AUG242_4250
AUG242_4251
AUG242_4252
AUG242_4253
AUG242_4254
AUG242_4255
AUG242_4256
AUG242_4257
AUG242_4258
AUG242_4259
AUG242_4260
AUG242_4261
AUG242_4262
AUG242_4263
AUG242_4264
AUG242_4265
AUG242_4266
AUG242_4267
AUG242_4268
AUG242_4269
AUG242_4270
AUG242_4271
AUG242_4272
AUG242_4273
AUG242_4274
AUG242_4275
AUG242_4276
AUG242_4277
AUG242_4278
AUG242_4279
AUG242_4280
AUG242_4281
AUG242_4282
AUG242_4283
AUG242_4284
AUG242_4285
AUG242_4286
AUG242_4287
AUG242_4288
AUG242_4289
AUG242_4290
AUG242_4291
AUG242_4292
AUG242_4293
AUG242_4294
AUG242_4295
AUG242_4296
AUG242_4297
AUG242_4298
AUG242_4299
AUG242_4300
AUG242_4301
AUG242_4302
AUG242_4303
AUG242_4304
AUG242_4305
AUG242_4306
AUG242_4307
AUG242_4308
AUG242_4309
AUG242_4310
AUG242_4311
AUG242_4312
AUG242_4313
AUG242_4314
AUG242_4315
AUG242_4316
AUG242_4317
AUG242_4318
AUG242_4319
AUG242_4320
AUG242_4321
AUG242_4322
AUG242_4323
AUG242_4324
AUG242_4325
AUG242_4326
AUG242_4327
AUG242_4328
AUG242_4329
AUG242_4330
AUG242_4331
AUG242_4332
AUG242_4333
AUG242_4334
AUG242_4335
AUG242_4336
AUG242_4337
AUG242_4338
AUG242_4339
AUG242_4340
AUG242_4341
AUG242_4342
AUG242_4343
AUG242_4344
AUG242_4345
AUG242_4346
AUG242_4347
AUG242_4348
AUG242_4349
AUG242_4350
AUG242_4351
AUG242_4352
AUG242_4353
AUG242_4354
AUG242_4355
AUG242_4356
AUG242_4357
AUG242_4358
AUG242_4359
AUG242_4360
AUG242_4361
AUG242_4362
AUG242_4363
AUG242_4364
AUG242_4365
AUG242_4366
AUG242_4367
AUG242_4368
AUG242_4369
AUG242_4370
AUG242_4371
AUG242_4372
AUG242_4373
AUG242_4374
AUG242_4375
AUG242_4376
AUG242_4377
AUG242_4378
AUG242_4379
AUG242_4380
AUG242_4381
AUG242_4382
AUG242_4383
AUG242_4384
AUG242_4385
AUG242_4386
AUG242_4387
AUG242_4388
AUG242_4389
AUG242_4390
AUG242_4391
AUG242_4392
AUG242_4393
AUG242_4394
AUG242_4395
AUG242_4396
AUG242_4397
AUG242_4398
AUG242_4399
AUG242_4400
AUG242_4401
AUG242_4402
AUG242_4403
AUG242_4404
AUG242_4405
AUG242_4406
AUG242_4407
AUG242_4408
AUG242_4409
AUG242_4410
AUG242_4411
AUG242_4412
AUG242_4413
AUG242_4414
AUG242_4415
AUG242_4416
AUG242_4417
AUG242_4418
AUG242_4419
AUG242_4420
AUG242_4421
AUG242_4422
AUG242_4423
AUG242_4424
AUG242_4425
AUG242_4426
AUG242_4427
AUG242_4428
AUG242_4429
AUG242_4430
AUG242_4431
AUG242_4432
AUG242_4433
AUG242_4434
AUG242_4435
AUG242_4436
AUG242_4437
AUG242_4438
AUG242_4439
AUG242_4440
AUG242_4441
AUG242_4442
AUG242_4443
AUG242_4444
AUG242_4445
AUG242_4446
AUG242_4447
AUG242_4448
AUG242_4449
AUG242_4450
AUG242_4451
AUG242_4452
AUG242_4453
AUG242_4454
AUG242_4455
AUG242_4456
AUG242_4457
AUG242_4458
AUG242_4459
AUG242_4460
AUG242_4461
AUG242_4462
AUG242_4463
AUG242_4464
AUG242_4465
AUG242_4466
AUG242_4467
AUG242_4468
AUG242_4469
AUG242_4470
AUG242_4471
AUG242_4472
AUG242_4473
AUG242_4474
AUG242_4475
AUG242_4476
AUG242_4477
AUG242_4478
AUG242_4479
AUG242_4480
AUG242_4481
AUG242_4482
AUG242_4483
AUG242_4484
AUG242_4485
AUG242_4486
AUG242_4487
AUG242_4488
AUG242_4489
AUG242_4490
AUG242_4491
AUG242_4492
AUG242_4493
AUG242_4494
AUG242_4495
AUG242_4496
AUG242_4497
AUG242_4498
AUG242_4499
AUG242_4500
AUG242_4501
AUG242_4502
AUG242_4503
AUG242_4504
AUG242_4505
AUG242_4506
AUG242_4507
AUG242_4508
AUG242_4509
AUG242_4510
AUG242_4511
AUG242_4512
AUG242_4513
AUG242_4514
AUG242_4515
AUG242_4516
AUG242_4517
AUG242_4518
AUG242_4519
AUG242_4520
AUG242_4521
AUG242_4522
AUG242_4523
AUG242_4524
AUG242_4525
AUG242_4526
AUG242_4527
AUG242_4528
AUG242_4529
AUG242_4530
AUG242_4531
AUG242_4532
AUG242_4533
AUG242_4534
AUG242_4535
AUG242_4536
AUG242_4537
AUG242_4538
AUG242_4539
AUG242_4540
AUG242_4541
AUG242_4542
AUG242_4543
AUG242_4544
AUG242_4545
AUG242_4546
AUG242_4547
AUG242_4548
AUG242_4549
AUG242_4550
AUG242_4551
AUG242_4552
AUG242_4553
AUG242_4554
AUG242_4555
AUG242_4556
AUG242_4557
AUG242_4558
AUG242_4559
AUG242_4560
AUG242_4561
AUG242_4562
AUG242_4563
AUG242_4564
AUG242_4565
AUG242_4566
AUG242_4567
AUG242_4568
AUG242_4569
AUG242_4570
AUG242_4571
AUG242_4572
AUG242_4573
AUG242_4574
AUG242_4575
AUG242_4576
AUG242_4577
AUG242_4578
AUG242_4579
AUG242_4580
AUG242_4581
AUG242_4582
AUG242_4583
AUG242_4584
AUG242_4585
AUG242_4586
AUG242_4587
AUG242_4588
AUG242_4589
AUG242_4590
AUG242_4591
AUG242_4592
AUG242_4593
AUG242_4594
AUG242_4595
AUG242_4596
AUG242_4597
AUG242_4598
AUG242_4599
AUG242_4600
AUG242_4601
AUG242_4602
AUG242_4603
AUG242_4604
AUG242_4605
AUG242_4606
AUG242_4607
AUG242_4608
AUG242_4609
AUG242_4610
AUG242_4611
AUG242_4612
AUG242_4613
AUG242_4614
AUG242_4615
AUG242_4616
AUG242_4617
AUG242_4618
AUG242_4619
AUG242_4620
AUG242_4621
AUG242_4622
AUG242_4623
AUG242_4624
AUG242_4625
AUG242_4626
AUG242_4627
AUG242_4628
AUG242_4629
AUG242_4630
AUG242_4631
AUG242_4632
AUG242_4633
AUG242_4634
AUG242_4635
AUG242_4636
AUG242_4637
AUG242_4638
AUG242_4639
AUG242_4640
AUG242_4641
AUG242_4642
AUG242_4643
AUG242_4644
AUG242_4645
AUG242_4646
AUG242_4647
AUG242_4648
AUG242_4649
AUG242_4650
AUG242_4651
AUG242_4652
AUG242_4653
AUG242_4654
AUG242_4655
AUG242_4656
AUG242_4657
AUG242_4658
AUG242_4659
AUG242_4660
AUG242_4661
AUG242_4662
AUG242_4663
AUG242_4664
AUG242_4665
AUG242_4666
AUG242_4667
AUG242_4668
AUG242_4669
AUG242_4670
AUG242_4671
AUG242_4672
AUG242_4673
AUG242_4674
AUG242_4675
AUG242_4676
AUG242_4677
AUG242_4678
AUG242_4679
AUG242_4680
AUG242_4681
AUG242_4682
AUG242_4683
AUG242_4684
AUG242_4685
AUG242_4686
AUG242_4687
AUG242_4688
AUG242_4689
AUG242_4690
AUG242_4691
AUG242_4692
AUG242_4693
AUG242_4694
AUG242_4695
AUG242_4696
AUG242_4697
AUG242_4698
AUG242_4699
AUG242_4700
AUG242_4701
AUG242_4702
AUG242_4703
AUG242_4704
AUG242_4705
AUG242_4706
AUG242_4707
AUG242_4708
AUG242_4709
AUG242_4710
AUG242_4711
AUG242_4712
AUG242_4713
AUG242_4714
AUG242_4715
AUG242_4716
AUG242_4717
AUG242_4718
AUG242_4719
AUG242_4720
AUG242_4721
AUG242_4722
AUG242_4723
AUG242_4724
AUG242_4725
AUG242_4726
AUG242_4727
AUG242_4728
AUG242_4729
AUG242_4730
AUG242_4731
AUG242_4732
AUG242_4733
AUG242_4734
AUG242_4735
AUG242_4736
AUG242_4737
AUG242_4738
AUG242_4739
AUG242_4740
AUG242_4741
AUG242_4742
AUG242_4743
AUG242_4744
AUG242_4745
AUG242_4746
AUG242_4747
AUG242_4748
AUG242_4749
AUG242_4750
AUG242_4751
AUG242_4752
AUG242_4753
AUG242_4754
AUG242_4755
AUG242_4756
AUG242_4757
AUG242_4758
AUG242_4759
AUG242_4760
AUG242_4761
AUG242_4762
AUG242_4763
AUG242_4764
AUG242_4765
AUG242_4766
AUG242_4767
AUG242_4768
AUG242_4769
AUG242_4770
AUG242_4771
AUG242_4772
AUG242_4773
AUG242_4774
AUG242_4775
AUG242_4776
AUG242_4777
AUG242_4778
AUG242_4779
AUG242_4780
AUG242_4781
AUG242_4782
AUG242_4783
AUG242_4784
AUG242_4785
AUG242_4786
AUG242_4787
AUG242_4788
AUG242_4789
AUG242_4790
AUG242_4791
AUG242_4792
AUG242_4793
AUG242_4794
AUG242_4795
AUG242_4796
AUG242_4797
AUG242_4798
AUG242_4799
AUG242_4800
AUG242_4801
AUG242_4802
AUG242_4803
AUG242_4804
AUG242_4805
AUG242_4806
AUG242_4807
AUG242_4808
AUG242_4809
AUG242_4810
AUG242_4811
AUG242_4812
AUG242_4813
AUG242_4814
AUG242_4815
AUG242_4816
AUG242_4817
AUG242_4818
AUG242_4819
AUG242_4820
AUG242_4821
AUG242_4822
AUG242_4823
AUG242_4824
AUG242_4825
AUG242_4826
AUG242_4827
AUG242_4828
AUG242_4829
AUG242_4830
AUG242_4831
AUG242_4832
AUG242_4833
AUG242_4834
AUG242_4835
AUG242_4836
AUG242_4837
AUG242_4838
AUG242_4839
AUG242_4840
AUG242_4841
AUG242_4842
AUG242_4843
AUG242_4844
AUG242_4845
AUG242_4846
AUG242_4847
AUG242_4848
AUG242_4849
AUG242_4850
AUG242_4851
AUG242_4852
AUG242_4853
AUG242_4854
AUG242_4855
AUG242_4856
AUG242_4857
AUG242_4858
AUG242_4859
AUG242_4860
AUG242_4861
AUG242_4862
AUG242_4863
AUG242_4864
AUG242_4865
AUG242_4866
AUG242_4867
AUG242_4868
AUG242_4869
AUG242_4870
AUG242_4871
AUG242_4872
AUG242_4873
AUG242_4874
AUG242_4875
AUG242_4876
AUG242_4877
AUG242_4878
AUG242_4879
AUG242_4880
AUG242_4881
AUG242_4882
AUG242_4883
AUG242_4884
AUG242_4885
AUG242_4886
AUG242_4887
AUG242_4888
AUG242_4889
AUG242_4890
AUG242_4891
AUG242_4892
AUG242_4893
AUG242_4894
AUG242_4895
AUG242_4896
AUG242_4897
AUG242_4898
AUG242_4899
AUG242_4900
AUG242_4901
AUG242_4902
AUG242_4903
AUG242_4904
AUG242_4905
AUG242_4906
AUG242_4907
AUG242_4908
AUG242_4909
AUG242_4910
AUG242_4911
AUG242_4912
AUG242_4913
AUG242_4914
AUG242_4915
AUG242_4916
AUG242_4917
AUG242_4918
AUG242_4919
AUG242_4920
AUG242_4921
AUG242_4922
AUG242_4923
AUG242_4924
AUG242_4925
AUG242_4926
AUG242_4927
AUG242_4928
AUG242_4929
AUG242_4930
AUG242_4931
AUG242_4932
AUG242_4933
AUG242_4934
AUG242_4935
AUG242_4936
AUG242_4937
AUG242_4938
AUG242_4939
AUG242_4940
AUG242_4941
AUG242_4942
AUG242_4943
AUG242_4944
AUG242_4945
AUG242_4946
AUG242_4947
AUG242_4948
AUG242_4949
AUG242_4950
AUG242_4951
AUG242_4952
AUG242_4953
AUG242_4954
AUG242_4955
AUG242_4956
AUG242_4957
AUG242_4958
AUG242_4959
AUG242_4960
AUG242_4961
AUG242_4962
AUG242_4963
AUG242_4964
AUG242_4965
AUG242_4966
AUG242_4967
AUG242_4968
AUG242_4969
AUG242_4970
AUG242_4971
AUG242_4972
AUG242_4973
AUG242_4974
AUG242_4975
AUG242_4976
AUG242_4977
AUG242_4978
AUG242_4979
AUG242_4980
AUG242_4981
AUG242_4982
AUG242_4983
AUG242_4984
AUG242_4985
AUG242_4986
AUG242_4987
AUG242_4988
AUG242_4989
AUG242_4990
AUG242_4991
AUG242_4992
AUG242_4993
AUG242_4994
AUG242_4995
AUG242_4996
AUG242_4997
AUG242_4998
AUG242_4999
AUG242_5000
AUG242_5001
AUG242_5002
AUG242_5003
AUG242_5004
AUG242_5005
AUG242_5006
AUG242_5007
AUG242_5008
AUG242_5009
AUG242_5010
AUG242_5011
AUG242_5012
AUG242_5013
AUG242_5014
AUG242_5015
AUG242_5016
AUG242_5017
AUG242_5018
AUG242_5019
AUG242_5020
AUG242_5021
AUG242_5022
AUG242_5023
AUG242_5024
AUG242_5025
AUG242_5026
AUG242_5027
AUG242_5028
AUG242_5029
AUG242_5030
AUG242_5031
AUG242_5032
AUG242_5033
AUG242_5034
AUG242_5035
AUG242_5036
AUG242_5037
AUG242_5038
AUG242_5039
AUG242_5040
AUG242_5041
AUG242_5042
AUG242_5043
AUG242_5044
AUG242_5045
AUG242_5046
AUG242_5047
AUG242_5048
AUG242_5049
AUG242_5050
AUG242_5051
AUG242_5052
AUG242_5053
AUG242_5054
AUG242_5055
AUG242_5056
AUG242_5057
AUG242_5058
AUG242_5059
AUG242_5060
AUG242_5061
AUG242_5062
AUG242_5063
AUG242_5064
AUG242_5065
AUG242_5066
AUG242_5067
AUG242_5068
AUG242_5069
AUG242_5070
AUG242_5071
AUG242_5072
AUG242_5073
AUG242_5074
AUG242_5075
AUG242_5076
AUG242_5077
AUG242_5078
AUG242_5079
AUG242_5080
AUG242_5081
AUG242_5082
AUG242_5083
AUG242_5084
AUG242_5085
AUG242_5086
AUG242_5087
AUG242_5088
AUG242_5089
AUG242_5090
AUG242_5091
AUG242_5092
AUG242_5093
AUG242_5094
AUG242_5095
AUG242_5096
AUG242_5097
AUG242_5098
AUG242_5099
AUG242_5100
AUG242_5101
AUG242_5102
AUG242_5103
AUG242_5104
AUG242_5105
AUG242_5106
AUG242_5107
AUG242_5108
AUG242_5109
AUG242_5110
AUG242_5111
AUG242_5112
AUG242_5113
AUG242_5114
AUG242_5115
AUG242_5116
AUG242_5117
AUG242_5118
AUG242_5119
AUG242_5120
AUG242_5121
AUG242_5122
AUG242_5123
AUG242_5124
AUG242_5125
AUG242_5126
AUG242_5127
AUG242_5128
AUG242_5129
AUG242_5130
AUG242_5131
AUG242_5132
AUG242_5133
AUG242_5134
AUG242_5135
AUG242_5136
AUG242_5137
AUG242_5138
AUG242_5139
AUG242_5140
AUG242_5141
AUG242_5142
AUG242_5143
AUG242_5144
AUG242_5145
AUG242_5146
AUG242_5147
AUG242_5148
AUG242_5149
AUG242_5150
AUG242_5151
AUG242_5152
AUG242_5153
AUG242_5154
AUG242_5155
AUG242_5156
AUG242_5157
AUG242_5158
AUG242_5159
AUG242_5160
AUG242_5161
AUG242_5162
AUG242_5163
AUG242_5164
AUG242_5165
AUG242_5166
AUG242_5167
AUG242_5168
AUG242_5169
AUG242_5170
AUG242_5171
AUG242_5172
AUG242_5173
AUG242_5174
AUG242_5175
AUG242_5176
AUG242_5177
AUG242_5178
AUG242_5179
AUG242_5180
AUG242_5181
AUG242_5182
AUG242_5183
AUG242_5184
AUG242_5185
AUG242_5186
AUG242_5187
AUG242_5188
AUG242_5189
AUG242_5190
AUG242_5191
AUG242_5192
AUG242_5193
AUG242_5194
AUG242_5195
AUG242_5196
AUG242_5197
AUG242_5198
AUG242_5199
AUG242_5200
AUG242_5201
AUG242_5202
AUG242_5203
AUG242_5204
AUG242_5205
AUG242_5206
AUG242_5207
AUG242_5208
AUG242_5209
AUG242_5210
AUG242_5211
AUG242_5212
AUG242_5213
AUG242_5214
AUG242_5215
AUG242_5216
AUG242_5217
AUG242_5218
AUG242_5219
AUG242_5220
AUG242_5221
AUG242_5222
AUG242_5223
AUG242_5224
AUG242_5225
AUG242_5226
AUG242_5227
AUG242_5228
AUG242_5229
AUG242_5230
AUG242_5231
AUG242_5232
AUG242_5233
AUG242_5234
AUG242_5235
AUG242_5236
AUG242_5237
AUG242_5238
AUG242_5239
AUG242_5240
AUG242_5241
AUG242_5242
AUG242_5243
AUG242_5244
AUG242_5245
AUG242_5246
AUG242_5247
AUG242_5248
AUG242_5249
AUG242_5250
AUG242_5251
AUG242_5252
AUG242_5253
AUG242_5254
AUG242_5255
AUG242_5256
AUG242_5257
AUG242_5258
AUG242_5259
AUG242_5260
AUG242_5261
AUG242_5262
AUG242_5263
AUG242_5264
AUG242_5265
AUG242_5266
AUG242_5267
AUG242_5268
AUG242_5269
AUG242_5270
AUG242_5271
AUG242_5272
AUG242_5273
AUG242_5274
AUG242_5275
AUG242_5276
AUG242_5277
AUG242_5278
AUG242_5279
AUG242_5280
AUG242_5281
AUG242_5282
AUG242_5283
AUG242_5284
AUG242_5285
AUG242_5286
AUG242_5287
AUG242_5288
AUG242_5289
AUG242_5290
AUG242_5291
AUG242_5292
AUG242_5293
AUG242_5294
AUG242_5295
AUG242_5296
AUG242_5297
AUG242_5298
AUG242_5299
AUG242_5300
AUG242_5301
AUG242_5302
AUG242_5303
AUG242_5304
AUG242_5305
AUG242_5306
AUG242_5307
AUG242_5308
AUG242_5309
AUG242_5310
AUG242_5311
AUG242_5312
AUG242_5313
AUG242_5314
AUG242_5315
AUG242_5316
AUG242_5317
AUG242_5318
AUG242_5319
AUG242_5320
AUG242_5321
AUG242_5322
AUG242_5323
AUG242_5324
AUG242_5325
AUG242_5326
AUG242_5327
AUG242_5328
AUG242_5329
AUG242_5330
AUG242_5331
AUG242_5332
AUG242_5333
AUG242_5334
AUG242_5335
AUG242_5336
AUG242_5337
AUG242_5338
AUG242_5339
AUG242_5340
AUG242_5341
AUG242_5342
AUG242_5343
AUG242_5344
AUG242_5345
AUG242_5346
AUG242_5347
AUG242_5348
AUG242_5349
AUG242_5350
AUG242_5351
AUG242_5352
AUG242_5353
AUG242_5354
AUG242_5355
AUG242_5356
AUG242_5357
AUG242_5358
AUG242_5359
AUG242_5360
AUG242_5361
AUG242_5362
AUG242_5363
AUG242_5364
AUG242_5365
AUG242_5366
AUG242_5367
AUG242_5368
AUG242_5369
AUG242_5370
AUG242_5371
AUG242_5372
AUG242_5373
AUG242_5374
AUG242_5375
AUG242_5376
AUG242_5377
AUG242_5378
AUG242_5379
AUG242_5380
AUG242_5381
AUG242_5382
AUG242_5383
AUG242_5384
AUG242_5385
AUG242_5386
AUG242_5387
AUG242_5388
AUG242_5389
AUG242_5390
AUG242_5391
AUG242_5392
AUG242_5393
AUG242_5394
AUG242_5395
AUG242_5396
AUG242_5397
AUG242_5398
AUG242_5399
AUG242_5400
AUG242_5401
AUG242_5402
AUG242_5403
AUG242_5404
AUG242_5405
AUG242_5406
AUG242_5407
AUG242_5408
AUG242_5409
AUG242_5410
AUG242_5411
AUG242_5412
AUG242_5413
AUG242_5414
AUG242_5415
AUG242_5416
AUG242_5417
AUG242_5418
AUG242_5419
AUG242_5420
AUG242_5421
AUG242_5422
AUG242_5423
AUG242_5424
AUG242_5425
AUG242_5426
AUG242_5427
AUG242_5428
AUG242_5429
AUG242_5430
AUG242_5431
AUG242_5432
AUG242_5433
AUG242_5434
AUG242_5435
AUG243 | [5 empty] | ED_AUG243_00001 | ED_AUG243_00002 | ED_AUG243_00003 | ED_AUG243_00004 | ED_AUG243_00005 | ED_AUG243_00006 | ED_AUG243_00007 | ED_AUG243_00008 | ED_AUG243_00009 | ED_AUG243_00010 | ED_AUG243_00011 | ED_AUG243_00012 | ED_AUG243_00013 | ED_AUG243_00014 | ED_AUG243_00015 | ED_AUG243_00016 | ED_AUG243_00017
TABLE 2.4.3 - AUGEX MODEL INPUTS - ASSET STATUS - SUBTRANSMISSION SUBSTATIONS, SUBTRANSMISSION SWITCHING STATIONS AND ZONE SUBSTATIONS
| Substation ID | Subtransmission substation, subtransmission switching station, or zone substation | Primary type of area supplied by substation | Substation voltage |  | 2014 | [7 empty] | 2010 | [7 empty] | Average per annum growth rate in annual substation maximum demand (50% PoE) from 2014 to 2020 | Network segment ID
[6 empty] | Number of transformers as at 31 December | Maximum demand (weather corrected at 50% PoE) |  | Substation rating as at 31 December |  |  |  |  | Number of transformers as at 31 December | Maximum demand (weather corrected at 50% PoE) |  | Substation rating as at 31 December
|  |  |  | Primary | Secondary |  |  |  | tx name plate total (ONAN) | tx name plate total (in service) | tx normal cyclic total | Substation normal cyclic | N-1 emergency |  |  |  | tx name plate (ONAN) | tx name plate (in service) | tx normal cyclic total | Substation normal cyclic | N-1 emergency
|  | STS, SSW or ZSS | CBD, Urban, Short rural, Long rural | kV | kV |  | MVA | MW | MVA | MVA | MVA | MVA | MVA |  | MVA | MW | MVA | MVA | MVA | MVA | MVA | %
AUG243_1
AUG243_2
AUG243_3
AUG243_4
AUG243_5
AUG243_6
AUG243_7
AUG243_8
AUG243_9
AUG243_10
AUG243_11
AUG243_12
AUG243_13
AUG243_14
AUG243_15
AUG243_16
AUG243_17
AUG243_18
AUG243_19
AUG243_20
AUG243_21
AUG243_22
AUG243_23
AUG243_24
AUG243_25
AUG243_26
AUG243_27
AUG243_28
AUG243_29
AUG243_30
AUG243_31
AUG243_32
AUG243_33
AUG243_34
AUG243_35
AUG243_36
AUG243_37
AUG243_38
AUG243_39
AUG243_40
AUG243_41
AUG243_42
AUG243_43
AUG243_44
AUG243_45
AUG243_46
AUG243_47
AUG243_48
AUG243_49
AUG243_50
AUG243_51
AUG243_52
AUG243_53
AUG243_54
AUG243_55
AUG243_56
AUG243_57
AUG243_58
AUG243_59
AUG243_60
AUG243_61
AUG243_62
AUG243_63
AUG243_64
AUG243_65
AUG243_66
AUG243_67
AUG243_68
AUG243_69
AUG243_70
AUG243_71
AUG243_72
AUG243_73
AUG243_74
AUG243_75
AUG243_76
AUG243_77
AUG243_78
AUG243_79
AUG243_80
AUG243_81
AUG243_82
AUG243_83
AUG243_84
AUG243_85
AUG243_86
AUG243_87
AUG243_88
AUG243_89
AUG243_90
AUG243_91
AUG243_92
AUG243_93
AUG243_94
AUG243_95
AUG243_96
AUG243_97
AUG243_98
AUG243_99
AUG243_100
AUG243_101
AUG243_102
AUG243_103
AUG243_104
AUG243_105
AUG243_106
AUG243_107
AUG243_108
AUG243_109
AUG243_110
AUG243_111
AUG243_112
AUG243_113
AUG243_114
AUG243_115
AUG243_116
AUG243_117
AUG243_118
AUG243_119
AUG243_120
AUG243_121
AUG243_122
AUG243_123
AUG243_124
AUG243_125
AUG243_126
AUG243_127
AUG243_128
AUG243_129
AUG243_130
AUG243_131
AUG243_132
AUG243_133
AUG243_134
AUG243_135
AUG243_136
AUG243_137
AUG243_138
AUG243_139
AUG243_140
AUG243_141
AUG243_142
AUG243_143
AUG243_144
AUG243_145
AUG243_146
AUG243_147
AUG243_148
AUG243_149
AUG243_150
AUG243_151
AUG243_152
AUG243_153
AUG243_154
AUG243_155
AUG243_156
AUG243_157
AUG243_158
AUG243_159
AUG243_160
AUG243_161
AUG243_162
AUG243_163
AUG243_164
AUG243_165
AUG243_166
AUG243_167
AUG243_168
AUG243_169
AUG243_170
AUG243_171
AUG243_172
AUG243_173
AUG243_174
AUG243_175
AUG243_176
AUG243_177
AUG243_178
AUG243_179
AUG243_180
AUG243_181
AUG243_182
AUG243_183
AUG243_184
AUG243_185
AUG243_186
AUG243_187
AUG243_188
AUG243_189
AUG243_190
AUG243_191
AUG243_192
AUG243_193
AUG243_194
AUG243_195
AUG243_196
AUG243_197
AUG243_198
AUG243_199
AUG243_200
AUG243_201
AUG243_202
AUG243_203
AUG243_204
AUG243_205
AUG243_206
AUG243_207
AUG243_208
AUG243_209
AUG243_210
AUG243_211
AUG243_212
AUG243_213
AUG243_214
AUG243_215
AUG243_216
AUG243_217
AUG243_218
AUG243_219
AUG243_220
AUG243_221
AUG243_222
AUG243_223
AUG243_224
AUG243_225
AUG243_226
AUG243_227
AUG243_228
AUG243_229
AUG243_230
AUG243_231
AUG243_232
AUG243_233
AUG243_234
AUG243_235
AUG243_236
AUG243_237
AUG243_238
AUG243_239
AUG243_240
AUG243_241
AUG243_242
AUG243_243
AUG243_244
AUG243_245
AUG243_246
AUG243_247
AUG243_248
AUG243_249
AUG243_250
AUG243_251
AUG243_252
AUG243_253
AUG243_254
AUG243_255
AUG243_256
AUG243_257
AUG243_258
AUG243_259
AUG243_260
AUG243_261
AUG243_262
AUG243_263
AUG243_264
AUG243_265
AUG243_266
AUG243_267
AUG243_268
AUG243_269
AUG243_270
AUG243_271
AUG243_272
AUG243_273
AUG243_274
AUG243_275
AUG243_276
AUG243_277
AUG243_278
AUG243_279
AUG243_280
AUG243_281
AUG243_282
AUG243_283
AUG243_284
AUG243_285
AUG243_286
AUG243_287
AUG243_288
AUG243_289
AUG243_290
AUG243_291
AUG243_292
AUG243_293
AUG243_294
AUG243_295
AUG243_296
AUG243_297
AUG243_298
AUG243_299
AUG243_300
AUG243_301
AUG243_302
AUG243_303
AUG243_304
AUG243_305
AUG243_306
AUG243_307
AUG243_308
AUG243_309
AUG243_310
AUG243_311
AUG243_312
AUG243_313
AUG243_314
AUG243_315
AUG243_316
AUG243_317
AUG243_318
AUG243_319
AUG243_320
AUG243_321
AUG243_322
AUG243_323
AUG243_324
AUG243_325
AUG243_326
AUG243_327
AUG243_328
AUG243_329
AUG243_330
AUG243_331
AUG243_332
AUG243_333
AUG243_334
AUG243_335
AUG243_336
AUG243_337
AUG243_338
AUG243_339
AUG243_340
AUG243_341
AUG243_342
AUG243_343
AUG243_344
AUG243_345
AUG243_346
AUG243_347
AUG243_348
AUG243_349
AUG243_350
AUG243_351
AUG243_352
AUG243_353
AUG243_354
AUG243_355
AUG243_356
AUG243_357
AUG243_358
AUG243_359
AUG243_360
AUG243_361
AUG243_362
AUG243_363
AUG243_364
AUG243_365
AUG243_366
AUG243_367
AUG243_368
AUG243_369
AUG243_370
AUG243_371
AUG243_372
AUG243_373
AUG243_374
AUG243_375
AUG243_376
AUG243_377
AUG243_378
AUG243_379
AUG243_380
AUG243_381
AUG243_382
AUG243_383
AUG243_384
AUG243_385
AUG243_386
AUG243_387
AUG243_388
AUG243_389
AUG243_390
AUG243_391
AUG243_392
AUG243_393
AUG243_394
AUG243_395
AUG243_396
AUG243_397
AUG243_398
AUG243_399
AUG243_400
AUG243_401
AUG243_402
AUG243_403
AUG243_404
AUG243_405
AUG243_406
AUG243_407
AUG243_408
AUG243_409
AUG243_410
AUG243_411
AUG243_412
AUG243_413
AUG243_414
AUG243_415
AUG243_416
AUG243_417
AUG243_418
AUG243_419
AUG243_420
AUG243_421
AUG243_422
AUG243_423
AUG243_424
AUG243_425
AUG243_426
AUG243_427
AUG243_428
AUG243_429
AUG243_430
AUG243_431
AUG243_432
AUG243_433
AUG243_434
AUG243_435
AUG243_436
AUG243_437
AUG243_438
AUG243_439
AUG243_440
AUG243_441
AUG243_442
AUG243_443
AUG243_444
AUG243_445
AUG243_446
AUG243_447
AUG243_448
AUG243_449
AUG243_450
AUG243_451
AUG243_452
AUG243_453
AUG243_454
AUG243_455
AUG243_456
AUG243_457
AUG243_458
AUG243_459
AUG243_460
AUG243_461
AUG243_462
AUG243_463
AUG243_464
AUG243_465
AUG243_466
AUG243_467
AUG243_468
AUG243_469
AUG243_470
AUG243_471
AUG243_472
AUG243_473
AUG243_474
AUG243_475
AUG243_476
AUG243_477
AUG243_478
AUG243_479
AUG243_480
AUG243_481
AUG243_482
AUG243_483
AUG243_484
AUG243_485
AUG243_486
AUG243_487
AUG243_488
AUG243_489
AUG243_490
AUG243_491
AUG243_492
AUG243_493
AUG243_494
AUG243_495
AUG243_496
AUG243_497
AUG243_498
AUG243_499
AUG243_500
AUG243_501
AUG243_502
AUG243_503
AUG243_504
AUG243_505
AUG243_506
AUG243_507
AUG243_508
AUG243_509
AUG243_510
AUG243_511
AUG243_512
AUG243_513
AUG243_514
AUG243_515
AUG243_516
AUG243_517
AUG243_518
AUG243_519
AUG243_520
AUG243_521
AUG243_522
AUG243_523
AUG243_524
AUG243_525
AUG243_526
AUG243_527
AUG243_528
AUG243_529
AUG243_530
AUG243_531
AUG243_532
AUG243_533
AUG243_534
AUG243_535
AUG243_536
AUG243_537
AUG243_538
AUG243_539
AUG243_540
AUG243_541
AUG243_542
AUG243_543
AUG243_544
AUG243_545
AUG243_546
AUG243_547
AUG243_548
AUG243_549
AUG243_550
AUG243_551
AUG243_552
AUG243_553
AUG243_554
AUG243_555
AUG243_556
AUG243_557
AUG243_558
AUG243_559
AUG243_560
AUG243_561
AUG243_562
AUG243_563
AUG243_564
AUG243_565
AUG243_566
AUG243_567
AUG243_568
AUG243_569
AUG243_570
AUG243_571
AUG243_572
AUG243_573
AUG243_574
AUG243_575
AUG243_576
AUG243_577
AUG243_578
AUG243_579
AUG243_580
AUG243_581
AUG243_582
AUG243_583
AUG243_584
AUG243_585
AUG243_586
AUG243_587
AUG243_588
AUG243_589
AUG243_590
AUG243_591
AUG243_592
AUG243_593
AUG243_594
AUG243_595
AUG243_596
AUG243_597
AUG243_598
AUG243_599
AUG243_600
AUG243_601
AUG243_602
AUG243_603
AUG243_604
AUG243_605
AUG243_606
AUG243_607
AUG243_608
AUG243_609
AUG243_610
AUG243_611
AUG243_612
AUG243_613
AUG243_614
AUG243_615
AUG243_616
AUG243_617
AUG243_618
AUG243_619
AUG243_620
AUG243_621
AUG243_622
AUG243_623
AUG243_624
AUG243_625
AUG243_626
AUG243_627
AUG243_628
AUG243_629
AUG243_630
AUG243_631
AUG243_632
AUG243_633
AUG243_634
AUG243_635
AUG243_636
AUG243_637
AUG243_638
AUG243_639
AUG243_640
AUG243_641
AUG243_642
AUG243_643
AUG243_644
AUG243_645
AUG243_646
AUG243_647
AUG243_648
AUG243_649
AUG243_650
AUG243_651
AUG243_652
AUG243_653
AUG243_654
AUG243_655
AUG243_656
AUG243_657
AUG243_658
AUG243_659
AUG243_660
AUG243_661
AUG243_662
AUG243_663
AUG243_664
AUG243_665
AUG243_666
AUG243_667
AUG243_668
AUG243_669
AUG243_670
AUG243_671
AUG243_672
AUG243_673
AUG243_674
AUG243_675
AUG243_676
AUG243_677
AUG243_678
AUG243_679
AUG243_680
AUG243_681
AUG243_682
AUG243_683
AUG243_684
AUG243_685
AUG243_686
AUG243_687
AUG243_688
AUG243_689
AUG243_690
AUG243_691
AUG243_692
AUG243_693
AUG243_694
AUG243_695
AUG243_696
AUG243_697
AUG243_698
AUG243_699
AUG243_700
AUG243_701
AUG243_702
AUG243_703
AUG243_704
AUG243_705
AUG243_706
AUG243_707
AUG243_708
AUG243_709
AUG243_710
AUG243_711
AUG243_712
AUG243_713
AUG243_714
AUG243_715
AUG243_716
AUG243_717
AUG243_718
AUG243_719
AUG243_720
AUG243_721
AUG243_722
AUG243_723
AUG243_724
AUG243_725
AUG243_726
AUG243_727
AUG243_728
AUG243_729
AUG243_730
AUG243_731
AUG243_732
AUG243_733
AUG243_734
AUG243_735
AUG243_736
AUG243_737
AUG243_738
AUG243_739
AUG243_740
AUG243_741
AUG243_742
AUG243_743
AUG243_744
AUG243_745
AUG243_746
AUG243_747
AUG243_748
AUG243_749
AUG243_750
AUG243_751
AUG243_752
AUG243_753
AUG243_754
AUG243_755
AUG243_756
AUG243_757
AUG243_758
AUG243_759
AUG243_760
AUG243_761
AUG243_762
AUG243_763
AUG243_764
AUG243_765
AUG243_766
AUG243_767
AUG243_768
AUG243_769
AUG243_770
AUG243_771
AUG243_772
AUG243_773
AUG243_774
AUG243_775
AUG243_776
AUG243_777
AUG243_778
AUG243_779
AUG243_780
AUG243_781
AUG243_782
AUG243_783
AUG243_784
AUG243_785
AUG243_786
AUG243_787
AUG243_788
AUG243_789
AUG243_790
AUG243_791
AUG243_792
AUG243_793
AUG243_794
AUG243_795
AUG243_796
AUG243_797
AUG243_798
AUG243_799
AUG243_800
AUG243_801
AUG243_802
AUG243_803
AUG243_804
AUG243_805
AUG243_806
AUG243_807
AUG243_808
AUG243_809
AUG243_810
AUG243_811
AUG243_812
AUG243_813
AUG243_814
AUG243_815
AUG243_816
AUG243_817
AUG243_818
AUG243_819
AUG243_820
AUG243_821
AUG243_822
AUG243_823
AUG243_824
AUG243_825
AUG243_826
AUG243_827
AUG243_828
AUG243_829
AUG243_830
AUG243_831
AUG243_832
AUG243_833
AUG243_834
AUG243_835
AUG243_836
AUG243_837
AUG243_838
AUG243_839
AUG243_840
AUG243_841
AUG243_842
AUG243_843
AUG243_844
AUG243_845
AUG243_846
AUG243_847
AUG243_848
AUG243_849
AUG243_850
AUG243_851
AUG243_852
AUG243_853
AUG243_854
AUG243_855
AUG243_856
AUG243_857
AUG243_858
AUG243_859
AUG243_860
AUG243_861
AUG243_862
AUG243_863
AUG243_864
AUG243_865
AUG243_866
AUG243_867
AUG243_868
AUG243_869
AUG243_870
AUG243_871
AUG243_872
AUG243_873
AUG243_874
AUG243_875
AUG243_876
AUG243_877
AUG243_878
AUG243_879
AUG243_880
AUG243_881
AUG243_882
AUG243_883
AUG243_884
AUG243_885
AUG243_886
AUG243_887
AUG243_888
AUG243_889
AUG243_890
AUG243_891
AUG243_892
AUG243_893
AUG243_894
AUG243_895
AUG243_896
AUG243_897
AUG243_898
AUG243_899
AUG243_900
AUG243_901
AUG243_902
AUG243_903
AUG243_904
AUG243_905
AUG243_906
AUG243_907
AUG243_908
AUG243_909
AUG243_910
AUG243_911
AUG243_912
AUG243_913
AUG243_914
AUG243_915
AUG243_916
AUG243_917
AUG243_918
AUG243_919
AUG243_920
AUG243_921
AUG243_922
AUG243_923
AUG243_924
AUG243_925
AUG243_926
AUG243_927
AUG243_928
AUG243_929
AUG243_930
AUG243_931
AUG243_932
AUG243_933
AUG243_934
AUG243_935
AUG243_936
AUG243_937
AUG243_938
AUG243_939
AUG243_940
AUG244 |  |  | ED_AUG244_00001 | ED_AUG244_00002 | ED_AUG244_00003 | ED_AUG244_00004 | ED_AUG244_00005 | ED_AUG244_00006 | ED_AUG244_00007 | ED_AUG244_00008 | ED_AUG244_00009 | ED_AUG244_00010 | ED_AUG244_00011 | ED_AUG244_00012 | ED_AUG244_00013 | ED_AUG244_00014 | ED_AUG244_00015 | ED_AUG244_00016 | ED_AUG244_00017 | ED_AUG244_00018 | ED_AUG244_00019 | ED_AUG244_00020 | ED_AUG244_00021 | ED_AUG244_00022 | ED_AUG244_00023 | ED_AUG244_00024 | ED_AUG244_00025 | ED_AUG244_00026
TABLE 2.4.4 - AUGEX MODEL INPUTS - ASSET STATUS - DISTRIBUTION SUBSTATIONS
| Distribution substation category ID | Description of distribution substation category | 2014 | [11 empty] | 2010 | [11 empty] | Average per annum growth rate in annual substation maximum demand (50% PoE) from 2014 to 2020 | Network segment ID
|  |  | Aggregate of the normal cyclic ratings of all individual distribution substations in the distribution substation category that were within the following utilisation bands: | [10 empty] | Aggregate of the normal cyclic ratings of all individual distribution substations in the distribution substation category | Aggregate of the normal cyclic ratings of all individual distribution substations in the distribution substation category that were within the following utilisation bands: | [10 empty] | Aggregate of the normal cyclic ratings of all individual distribution substations in the distribution substation category
|  |  | 0-20 % | 20-40 % | 40-60 % | 60-80 % | 80-100 % | 100-120 % | 120-140 % | 140-160 % | 160-180 % | 180-200 % | >200% |  | 0-20 % | 20-40 % | 40-60 % | 60-80 % | 80-100 % | 100-120 % | 120-140 % | 140-160 % | 160-180 % | 180-200 % | >200%
|  |  | % | % | % | % | % | % | % | % | % | % | % | MVA | % | % | % | % | % | % | % | % | % | % | % | MVA | %
AUG244_1
AUG244_2
AUG244_3
AUG244_4
AUG244_5
AUG244_6
AUG244_7
AUG244_8
AUG244_9
AUG244_10
AUG244_11
AUG244_12
AUG244_13
AUG244_14
AUG244_15
AUG244_16
AUG244_17
AUG244_18
AUG244_19
AUG244_20
AUG244_21
AUG244_22
AUG244_23
AUG244_24
AUG244_25
AUG244_26
AUG244_27
AUG244_28
AUG244_29
AUG244_30
AUG244_31
AUG244_32
AUG244_33
AUG244_34
AUG244_35
AUG244_36
AUG244_37
AUG244_38
AUG244_39
AUG244_40
AUG244_41
AUG244_42
AUG244_43
AUG244_44
AUG244_45
AUG244_46
AUG244_47
AUG244_48
AUG244_49
AUG244_50
AUG244_51
AUG244_52
AUG244_53
AUG244_54
AUG244_55
AUG245 |  |  |  | ED_AUG245_00001 | ED_AUG245_00002 | ED_AUG245_00003 | ED_AUG245_00004 | ED_AUG245_00005 | ED_AUG245_00006 | ED_AUG245_00007 | ED_AUG245_00008
TABLE 2.4.5 - AUGEX MODEL INPUTS - NETWORK SEGMENT DATA
|  |  |  | Historical |  |  |  | Forecast
| Network segment ID | Network segment title | AER segment group | Average unit cost of augmentation for the network segment for the next regulatory control period | Capacity factor for the period | Mean value of the utilisation threshold for the period | Standard deviation of the utilisation threshold for the period | Average unit cost of augmentation for the network segment for the next regulatory control period | Capacity factor for the period | Mean value of the utilisation threshold for the period | Standard deviation of the utilisation threshold for the period
|  |  | ID | $0's per MVA |  | % | % | $0's per MVA |  | % | %
AUG245_1 | 1
AUG245_2 | 2
AUG245_3 | 3
AUG245_4 | 4
AUG245_5 | 5
AUG245_6 | 6
AUG245_7 | 7
AUG245_8 | 8
AUG245_9 | 9
AUG245_10 | 10
AUG245_11 | 11
AUG245_12 | 12
AUG245_13 | 13
AUG245_14 | 14
AUG245_15 | 15
AUG245_16 | 16
AUG245_17 | 17
AUG245_18 | 18
AUG245_19 | 19
AUG245_20 | 20
AUG245_21 | 21
AUG245_22 | 22
AUG245_23 | 23
AUG245_24 | 24
AUG245_25 | 25
AUG245_26 | 26
AUG245_27 | 27
AUG245_28 | 28
AUG245_29 | 29
AUG245_30 | 30
AUG245_31 | 31
AUG245_32 | 32
AUG245_33 | 33
AUG245_34 | 34
AUG245_35 | 35
AUG245_36 | 36
AUG245_37 | 37
AUG245_38 | 38
AUG245_39 | 39
AUG245_40 | 40
AUG245_41 | 41
AUG245_42 | 42
AUG245_43 | 43
AUG245_44 | 44
AUG245_45 | 45
AUG245_46 | 46
AUG245_47 | 47
AUG245_48 | 48
AUG245_49 | 49
AUG245_50 | 50
AUG245_51 | 51
AUG245_52 | 52
AUG245_53 | 53
AUG245_54 | 54
AUG245_55 | 55
AUG245_56 | 56
AUG245_57 | 57
AUG245_58 | 58
AUG245_59 | 59
AUG245_60 | 60
AUG245_61 | 61
AUG245_62 | 62
AUG245_63 | 63
AUG245_64 | 64
AUG245_65 | 65
AUG245_66 | 66
AUG245_67 | 67
AUG245_68 | 68
AUG245_69 | 69
AUG245_70 | 70
AUG245_71 | 71
AUG245_72 | 72
AUG245_73 | 73
AUG245_74 | 74
AUG245_75 | 75
AUG245_76 | 76
AUG245_77 | 77
AUG245_78 | 78
AUG245_79 | 79
AUG245_80 | 80
AUG245_81 | 81
AUG245_82 | 82
AUG245_83 | 83
AUG245_84 | 84
AUG245_85 | 85
AUG245_86 | 86
AUG245_87 | 87
AUG245_88 | 88
AUG245_89 | 89
AUG245_90 | 90
AUG245_91 | 91
AUG245_92 | 92
AUG245_93 | 93
AUG245_94 | 94
AUG245_95 | 95
AUG245_96 | 96
AUG245_97 | 97
AUG245_98 | 98
AUG245_99 | 99
AUG245_100 | 100
AUG246
TABLE 2.4.6 - CAPEX AND NET CAPACITY ADDED BY SEGMENT GROUP
| AER DNSP segment group | Capex ($0's, real December 2015) | [7 empty] | Capex ($0's, real December 2015) | [7 empty] | Capex ($ millions, real December 2015) | [7 empty] | Net capacity added (MVA) | [5 empty] | Net capacity added (MVA) | [5 empty] | Net capacity added (MVA) | [5 empty] | Net capacity added (MVA)
|  | In total for all purposes | [7 empty] | For customer-initiated & capacity-related augmentation | [7 empty] | For NSP-initiated & capacity-related augmentation | [7 empty] | In total for all purposes | [5 empty] | For customer-initiated & capacity-related augmentation | [5 empty] | For NSP-initiated & capacity-related augmentation | [5 empty] | Residual
[26 empty] | over period 2014 to 2015 |  |  | over period 2016 to 2020 |  |  | over period 2014 to 2015 |  |  | over period 2016 to 2020 |  |  | over period 2014 to 2015 |  |  | over period 2016 to 2020 |  |  | over period 2014 to 2015 |  |  | over period 2016 to 2020
|  | Historical |  | Forecast | [5 empty] | Historical |  | Forecast | [5 empty] | Historical |  | Forecast | [5 empty] | Forecast |  |  | Forecast |  |  | Forecast |  |  | Forecast |  |  | Forecast |  |  | Forecast |  |  | Forecast |  |  | Forecast
|  | 2010 to 2013 | 2014 | 2015 | 2016 | 2017 | 2018 | 2019 | 2020 | 2010 to 2013 | 2014 | 2015 | 2016 | 2017 | 2018 | 2019 | 2020 | 2010 to 2013 | 2014 | 2015 | 2016 | 2017 | 2018 | 2019 | 2020 | type 1 | type 2 | type 3 | type 1 | type 2 | type 3 | type 1 | type 2 | type 3 | type 1 | type 2 | type 3 | type 1 | type 2 | type 3 | type 1 | type 2 | type 3 | type 1 | type 2 | type 3 | type 1 | type 2 | type 3
ED_AUG246_00001 | Subtransmission lines | [16 empty] | 299628.49 | 2014: 714423.61; Forecast 2015: 4554445.251; Forecast 2016: 3713917.529; Forecast 2017: 3178047.1042; Forecast 2018: 0; Forecast 2019: 0; Forecast 2020: 0; Forecast type 1: 0; Forecast type 2: 0; Forecast type 1: 0; Forecast type 2: 0; Forecast type 1: 0; Forecast type 2: 0; Forecast type 1: 0; Forecast type 2: 0 | ED_AUG2461_00001 | ED_AUG2462_00001 | ED_AUG2463_00001 | ED_AUG2464_00001 | ED_AUG2465_00001 | ED_AUG2466_00001 | ED_AUG2467_00001 | ED_AUG2468_00001
ED_AUG246_00002 | Subtransmission substations and subtransmission switching stations | [16 empty] | 0 | 0 | 0 | 0 | 0 | 0 | 0 | 0 | [12 empty] | 0 | 0 | 0 | 0 | 0 | 0 | 0 | 0 | 0 | 0 | 0 | 0 | ED_AUG2461_00002 | ED_AUG2462_00002 | ED_AUG2463_00002 | ED_AUG2464_00002 | ED_AUG2465_00002 | ED_AUG2466_00002 | ED_AUG2467_00002 | ED_AUG2468_00002
ED_AUG246_00003 | Zone substations | [16 empty] | 2877486.37 | 15306.58 | 1990856.0444 | 11015879.795 | 12390027.3287 | 1479375 | 0 | 0 | [12 empty] | 3.6 | 3.6 | 3.6 | 65 | 76.15 | 89.7 | -3.6 | -3.6 | -3.6 | -65 | -76.15 | -89.7 | ED_AUG2461_00003 | ED_AUG2462_00003 | ED_AUG2463_00003 | ED_AUG2464_00003 | ED_AUG2465_00003 | ED_AUG2466_00003 | ED_AUG2467_00003 | ED_AUG2468_00003
ED_AUG246_00004 | High voltage feeders - CBD | [16 empty] | 2539951.17 | 2014: 29510.53; Forecast 2015: 3109080.9372; Forecast 2016: 3097798.7508; Forecast 2017: 3097798.7508; Forecast 2018: 3097798.7508; Forecast 2019: 3097798.7508; Forecast 2020: 3097798.7508; Forecast type 1: 7; Forecast type 1: 35; Forecast type 1: -7; Forecast type 1: -35 | ED_AUG2461_00004 | ED_AUG2462_00004 | ED_AUG2463_00004 | ED_AUG2464_00004 | ED_AUG2465_00004 | ED_AUG2466_00004 | ED_AUG2467_00004 | ED_AUG2468_00004
ED_AUG246_00005 | High voltage feeders - urban | [16 empty] | 7025082.02 | 2014: 221258.01; Forecast 2015: 3471606.1914; Forecast 2016: 3460324.005; Forecast 2017: 3460324.005; Forecast 2018: 3460324.005; Forecast 2019: 3460324.005; Forecast 2020: 3460324.005; Forecast type 1: 35; Forecast type 1: 55; Forecast type 1: -35; Forecast type 1: -55 | ED_AUG2461_00005 | ED_AUG2462_00005 | ED_AUG2463_00005 | ED_AUG2464_00005 | ED_AUG2465_00005 | ED_AUG2466_00005 | ED_AUG2467_00005 | ED_AUG2468_00005
ED_AUG246_00006 | High voltage feeders - short rural | [16 empty] | 0 | 2014: 0; Forecast 2015: 0; Forecast 2016: 0; Forecast 2017: 0; Forecast 2018: 0; Forecast 2019: 0; Forecast 2020: 0; Forecast type 1: 0; Forecast type 1: 0; Forecast type 1: 0; Forecast type 1: 0 | ED_AUG2461_00006 | ED_AUG2462_00006 | ED_AUG2463_00006 | ED_AUG2464_00006 | ED_AUG2465_00006 | ED_AUG2466_00006 | ED_AUG2467_00006 | ED_AUG2468_00006
ED_AUG246_00007 | High voltage feeders - long rural | [16 empty] | 0 | 2014: 0; Forecast 2015: 0; Forecast 2016: 0; Forecast 2017: 0; Forecast 2018: 0; Forecast 2019: 0; Forecast 2020: 0; Forecast type 1: 0; Forecast type 1: 0; Forecast type 1: 0; Forecast type 1: 0 | ED_AUG2461_00007 | ED_AUG2462_00007 | ED_AUG2463_00007 | ED_AUG2464_00007 | ED_AUG2465_00007 | ED_AUG2466_00007 | ED_AUG2467_00007 | ED_AUG2468_00007
ED_AUG246_00008 | Distribution substations - CBD | [16 empty] | 101792.69 | 2014: 269347.85; Forecast 2015: 349720.0625; Forecast 2016: 405579.7504; Forecast 2017: 405579.7504; Forecast 2018: 405579.7504; Forecast 2019: 405579.7504; Forecast 2020: 405579.7504; Forecast type 1: 5.3206; Forecast type 1: 13.3016; Forecast type 1: -5.3206; Forecast type 1: -13.3016 | ED_AUG2461_00008 | ED_AUG2462_00008 | ED_AUG2463_00008 | ED_AUG2464_00008 | ED_AUG2465_00008 | ED_AUG2466_00008 | ED_AUG2467_00008 | ED_AUG2468_00008
ED_AUG246_00009 | Distribution substations - urban | [16 empty] | 3073134.93 | 2014: 1794267.37; Forecast 2015: 2329668.8743; Forecast 2016: 2701779.5711; Forecast 2017: 2701779.5711; Forecast 2018: 2701779.5711; Forecast 2019: 2701779.5711; Forecast 2020: 2701779.5711; Forecast type 1: 5.3206; Forecast type 1: 13.3016; Forecast type 1: -5.3206; Forecast type 1: -13.3016 | ED_AUG2461_00009 | ED_AUG2462_00009 | ED_AUG2463_00009 | ED_AUG2464_00009 | ED_AUG2465_00009 | ED_AUG2466_00009 | ED_AUG2467_00009 | ED_AUG2468_00009
ED_AUG246_00010 | Distribution substations - short rural | [16 empty] | 0 | 2014: 0; Forecast 2015: 0; Forecast 2016: 0; Forecast 2017: 0; Forecast 2018: 0; Forecast 2019: 0; Forecast 2020: 0; Forecast type 1: 0; Forecast type 1: 0; Forecast type 1: 0; Forecast type 1: 0 | ED_AUG2461_00010 | ED_AUG2462_00010 | ED_AUG2463_00010 | ED_AUG2464_00010 | ED_AUG2465_00010 | ED_AUG2466_00010 | ED_AUG2467_00010 | ED_AUG2468_00010
ED_AUG246_00011 | Distribution substations - long rural | [16 empty] | 0 | 2014: 0; Forecast 2015: 0; Forecast 2016: 0; Forecast 2017: 0; Forecast 2018: 0; Forecast 2019: 0; Forecast 2020: 0; Forecast type 1: 0; Forecast type 1: 0; Forecast type 1: 0; Forecast type 1: 0 | ED_AUG2461_00011 | ED_AUG2462_00011 | ED_AUG2463_00011 | ED_AUG2464_00011 | ED_AUG2465_00011 | ED_AUG2466_00011 | ED_AUG2467_00011 | ED_AUG2468_00011
ED_AUG246_00012 | Unmodelled augmentation | [16 empty] | 106614831.83 | 2014: 36421667.53; Forecast 2015: 25056558.0273; Forecast 2016: 13276955.5674; Forecast 2017: 35248296.3339; Forecast 2018: 29841550.9239; Forecast 2019: 13446397.7707; Forecast 2020: 725050.5083; Forecast type 1: 2033.3 | ED_AUG2461_00012 | ED_AUG2462_00012 | ED_AUG2463_00012 | ED_AUG2464_00012 | ED_AUG2465_00012 | ED_AUG2466_00012 | ED_AUG2467_00012 | ED_AUG2468_00012
Contents
Instructions
Mark selected cells CONFIDENTIAL
Return cells to NON-CONFIDENTIAL
Table 2.4.1 - Sub transmission lines
Table 2.4.2 - High voltage feeders
Table 2.4.3 - Sub transmission substations, switching stations, zone substations
Table 2.4.4 - Distribution substations
Table 2.4.5 - Network segment data
Table 2.4.6 - Capex and net capacity
Note on C7865: Unmodelled augmentation -- see comments in guidance paper - this should cover capex allocated to the augmentation category that is not considered to be primarily related to peak demand and capacity needs

## Project List ($) Esc
CitiPower augmentation capex |  |  |  |  | Model Master Check: | 0
Project List ($) Esc |  |  |  |  | Sheet Check:
Total Project Cost
[5 empty] | Pre-2014 | 2014 | 2015 | 2016 | 2017 | 2018 | 2019 | 2020 | Post-2020
| FC |  | Project Description: | $000's | $000's | $000's | $000's | $000's | $000's | $000's | $000's | $000's | $000's
| 177 | BTS66 | W SS 7 x 66kV GIS CBs (NOT including relocations, demolition or re-build) | 15351.3933 | 36.7582 | 1466.4595 | 4825 | 5755.5693 | 3410.1018 | 0 | 0 | 0 | 0
|  |  | 177 Subtotal | 15351.3933 | 36.7582 | 1466.4595 | 4825 | 5755.5693 | 3410.1018 | 0 | 0 | 0 | 0
| 161 | BTS66 | Establish W zone substation with 2 x 55MVA Tx + 9 GIS CBs | 17334.6286 | 21.7668 | 3307.5102 | 1842.9185 | 10416.852 | 1891.4047 | 0 | 0 | 0 | 0
| 161 | BTS66 | Redevelop WA into 2 x 55MVA Tx | 0 | 0 | 0 | 0 | 0 | 0 | 0 | 0 | 0 | 0
| 161 | BTS66 | BQ 3rd 55MVA Transformer (transfer BS ring bus to BQ) and 24MVAr cap bank | 11835 | 0 | 0 | 147.9375 | 597.2716 | 9874.4814 | 1537.9237 | 0 | 0 | 0
| 161 | WMTS66 | WB bus extension to increase station capacity | 1035.7864 | 0 | ` | 0 | 104.5451 | 957.2721 | 0 | 0 | 0 | 0
| 161 | WMTS22 | Upgrade J to 66kV to 2x55MVA transformers | 0 | 0 | 0 | 0 | 0 | 0 | 0 | 0 | 0 | 0
| 161 | WMTS22 | Upgrade DA to 66kV with 2 x 27MVA transformers | 18949 | 0 | 0 | 62.1279 | 0 | 255.1932 | 11625.6023 | 7847.5526 | 0 | 0
| 161 | WMTS22 | LS rebuild at 66kV 2 x 27MVA transformers | 0 | 0 | 0 | 0 | 0 | 0 | 0 | 0 | 0 | 0
| 161 | WMTS22 | New VR Nth Melbourne transformers - 2 x 13MVA | 4443.5238 | 0 | 0 | 134.6522 | 0 | 553.0905 | 2519.6637 | 1417.3598 | 0 | 0
| 161 | RTS66 | B 3rd 27MVA transformer | 0 | 0 | 0 | 0 | 0 | 0 | 0 | 0 | 0 | 0
| 161 | RTS66 | BC 3rd 27MVA transformer and 11kV switchboard | 4350.3031 | 0 | 189.5489 | 3215.0811 | 954.4971 | 0 | 0 | 0 | 0 | 0
| 161 | RTS66 | NR 66kV & 11kV reactors (RTS-NR 66kV reactor, Tx No1 & No2 11kV reactors) and 11kV switchboard | 4798.366 | 0 | 0 | 816.7431 | 3091.3656 | 943.5408 | 0 | 0 | 0 | 0
| 161 | RTS66 | NR 4th transformer and 11kV switchboard | 0 | 0 | 0 | 0 | 0 | 0 | 0 | 0 | 0 | 0
| 161 | RTS66 | NR 5th transformer and 11kV switchboard | 0 | 0 | 0 | 0 | 0 | 0 | 0 | 0 | 0 | 0
| 161 | RTS66 | NC 3rd 30MVA transformer | 0 | 0 | 0 | 0 | 0 | 0 | 0 | 0 | 0 | 0
| 161 | RTS66 | NC new 9MVAr cap bank | 0 | 0 | 0 | 0 | 0 | 0 | 0 | 0 | 0 | 0
| 161 | RTS22 | Upgrade PR to 66kV to 2x27MVA transformers | 0 | 0 | 0 | 0 | 0 | 0 | 0 | 0 | 0 | 0
| 161 | FBTS | SB 3rd 55MVA Transformer | 0 | 0 | 0 | 0 | 0 | 0 | 0 | 0 | 0 | 0
| 161 | FBTS | SB 11kV switchboard (completion of ring bus) | 0 | 0 | 0 | 0 | 0 | 0 | 0 | 0 | 0 | 0
| 161 | FBTS | SB new 12MVAr cap banks | 0 | 0 | 0 | 0 | 0 | 0 | 0 | 0 | 0 | 0
| 161 | FBTS | SO 9MVAr cap bank | 0 | 0 | 0 | 0 | 0 | 0 | 0 | 0 | 0 | 0
| 161 | FBTS | Upgrade TP to 66kV to 2x55MVA transformers | 0 | 0 | 0 | 0 | 0 | 0 | 0 | 0 | 0 | 0
| 161 | FBTS | AP NOAC on B/T | 725.0505 | 0 | 0 | 0 | 0 | 0 | 0 | 0 | 778.2738 | 0
| 161 | SVTS | RD 3rd 30MVA transformer | 0 | 0 | 0 | 0 | 0 | 0 | 0 | 0 | 0 | 0
| 161 | TSTS | Q 3rd 30MVA transformer | 0 | 0 | 0 | 0 | 0 | 0 | 0 | 0 | 0 | 0
| 161 | TSTS | L 3rd 30MVA transformer | 0 | 0 | 0 | 0 | 0 | 0 | 0 | 0 | 0 | 0
|  |  | 161 Subtotal | 63471.6585 | 21.7668 | 3497.0591 | 6219.4604 | 15164.5314 | 14474.9828 | 15683.1897 | 9264.9124 | 778.2738 | 0
| 162 | BTS66 | BTS-BQ#3 Cable Works | 17754.2 | 5981.5139 | 6366.7952 | 5405.8909 | 0 | 0 | 0 | 0 | 0 | 0
| 162 | BTS66 | Establish BTS-W 66kV cable | 5923 | 2.7643 | 422.9398 | 4575.8584 | 930.0354 | 0 | 0 | 0 | 0 | 0
| 162 | BTS66 | Replace VM-WA 66kV cables with 2 x 66kV 130MVA cables | 0 | 0 | 0 | 0 | 0 | 0 | 0 | 0 | 0 | 0
| 162 | BTS66 | BTS Connection to Metro - BTS-BQ #1 & BTS-VM | 1766.0159 | 4.1431 | 0 | 0 | 1778.3127 | 0 | 0 | 0 | 0 | 0
| 162 | RTS66 | BTS-CW-B loop (Supply for BTS) | 0 | 0 | 0 | 0 | 0 | 0 | 0 | 0 | 0 | 0
| 162 | RTS66 | RTS-NR 66kV loop split | 0 | 0 | 0 | 0 | 0 | 0 | 0 | 0 | 0 | 0
| 162 | RTS66 | Uprate RTS to AR SPA tower section over Monash freeway | 0 | 0 | 0 | 0 | 0 | 0 | 0 | 0 | 0 | 0
| 162 | RTS66 | Reconductor RTS-AR 66kV line Stage 2: From RTS rack to T426 (90m) | 0 | 0 | 0 | 0 | 0 | 0 | 0 | 0 | 0 | 0
| 162 | RTS66 | RTS-TK/BC/AR 66kV loop split - RTS-TK 2nd Line | 6946.4635 | 187.7423 | 3379.3606 | 3379.3606 | 0 | 0 | 0 | 0 | 0 | 0
| 162 | RTS66 | RTS-TK-PR 66kV loop formation | 0 | 0 | 0 | 0 | 0 | 0 | 0 | 0 | 0 | 0
| 162 | RTS66 | Extend FR1-MP1, FR2-MP2 into W | 11742 | 41.709 | 253.8811 | 4554.4453 | 3748.572 | 3263.4953 | 0 | 0 | 0 | 0
| 162 | RTS22 | R 22kV re-configure cables | 1036 | 0 | 0 | 0 | 261.4167 | 797.8912 | 0 | 0 | 0 | 0
| 162 | WMTS66 | Establish WMTS-JA, 1 x 66kV cable | 0 | 0 | 0 | 0 | 0 | 0 | 0 | 0 | 0 | 0
| 162 | WMTS66 | Uprate BTS-WB (for sub C cut into loop) | 983.9971 | 0 | 0 | 0 | 0 | 1010.4539 | 0 | 0 | 0 | 0
| 162 | WMTS66 | Uprate BTS - NC (for sub C cut into loop) | 362.5253 | 0 | 0 | 0 | 0 | 372.2725 | 0 | 0 | 0 | 0
| 162 | WMTS66 | Establish BTS-NC & BTS-WB (Supply from BTS) | 2175.1515 | 0 | 0 | 0 | 104.5451 | 2127.2713 | 0 | 0 | 0 | 0
| 162 | WMTS66 | New WMTS-LS 66kV loop supply | 0 | 0 | 0 | 0 | 0 | 0 | 0 | 0 | 0 | 0
| 162 | WMTS22 | Upgrade WMTS-DA to 66kV | 4954.1665 | 0 | 0 | 0 | 0 | 0 | 321.8897 | 4888.8691 | 0 | 0
| 162 | 0 | New 66kV cable to VR Nth Melb ZSS - 2 cables | 1501.8903 | 0 | 0 | 0 | 0 | 212.7271 | 1345.9742 | 0 | 0 | 0
| 162 | FBTS | FBTS-SB new 66kV cable (with SB 3rd Tx) | 0 | 0 | 0 | 0 | 0 | 0 | 0 | 0 | 0 | 0
| 162 | FBTS | FBTS 66kV Loop re-arrangement for Tx #3 online | 1056.5022 | 0 | 0 | 0 | 0 | 0 | 0 | 0 | 0 | 0
| 162 | SVTS | Reconductor SVTS-RD | 0 | 0 | 0 | 0 | 0 | 0 | 0 | 0 | 0 | 0
| 162 | TSTS | TSTS-L line uprate (reconductor 6.3km to 37/3.75AAAC) | 0 | 0 | 0 | 0 | 0 | 0 | 0 | 0 | 0 | 0
| 162 | TSTS | Q to HB line uprate | 621.4719 | 0 | 0 | 0 | 0 | 0 | 0 | 0 | 0 | 621.4719
| 162 | TSTS | L to Q line section (P9 to P18) thermal uprate to 100 deg C - 0.7 kms | 165.7258 | 0 | 0 | 0 | 0 | 0 | 0 | 0 | 0 | 165.7258
| 162 | 0 | Transfer capability from LS to BQ (30MVA) | 23517.5311 | 0 | 0 | 52.3776 | 211.4652 | 12048.0308 | 11979.1105 | 0 | 0 | 0
| 162 | 0 | Permanent transfers to WA & MP to BQ: Exhibition Exchange SSTN - (13MVA) | 6318.2973 | 0 | 0 | 0 | 104.5451 | 6381.8139 | 0 | 0 | 0 | 0
| 162 | 0 | Permanent transfers MP to WP: 310 LaTrobe (13MVA) | 673.2612 | 0 | 0 | 0 | 52.2726 | 638.1814 | 0 | 0 | 0 | 0
| 162 | 0 | Permanent transfers RP to WP - (12MVA) | 3210.938 | 0 | 0 | 0 | 104.5451 | 3190.9069 | 0 | 0 | 0 | 0
| 162 | 0 | Permanent transfers WA & MP to W (3 feeders) via Lees Pl Stn | 0 | 0 | 0 | 0 | 0 | 0 | 0 | 0 | 0 | 0
| 162 | 0 | Permanent transfers to BQ: Hardware St SSTN (WA & LQ) - 6 BQ Fdrs | 0 | 0 | 0 | 0 | 0 | 0 | 0 | 0 | 0 | 0
| 162 | 0 | Permanent transfers from FR to MP | 0 | 0 | 0 | 0 | 0 | 0 | 0 | 0 | 0 | 0
| 162 | 0 | Permanent transfers to BQ: Melbourne Central (JA) | 0 | 0 | 0 | 0 | 0 | 0 | 0 | 0 | 0 | 0
| 162 | 0 | Transfer capability between SB and JA via via North Warf SSN | 0 | 0 | 0 | 0 | 0 | 0 | 0 | 0 | 0 | 0
| 162 | 0 | Transfer capability between SB and LQ or JA via Galagher Place SSTN | 0 | 0 | 0 | 0 | 0 | 0 | 0 | 0 | 0 | 0
| 162 | 0 | CBD feeders - load growth | 71469.2644 | 6214.7186 | 3107.3593 | 3109.0809 | 3126.7042 | 3181.0893 | 3220.3991 | 3260.7667 | 3325.1968 | 43549.1117
| 162 | 0 | Convert J feeders to 11kV. Supply from JA | 3677.0419 | 0 | 0 | 51.7893 | 0 | 3722.7248 | 0 | 0 | 0 | 0
| 162 | 0 | Convert TP feeders to 11kV. Supply from SB | 3625.2525 | 0 | 0 | 0 | 0 | 531.8178 | 3230.3381 | 0 | 0 | 0
| 162 | 0 | NR new 11kV feeder (offload B) | 0 | 0 | 0 | 0 | 0 | 0 | 0 | 0 | 0 | 0
| 162 | 0 | TK offload to PR | 0 | 0 | 0 | 0 | 0 | 0 | 0 | 0 | 0 | 0
| 162 | 0 | AR offload to PR | 0 | 0 | 0 | 0 | 0 | 0 | 0 | 0 | 0 | 0
| 162 | 0 | SK offload to PR | 0 | 0 | 0 | 0 | 0 | 0 | 0 | 0 | 0 | 0
| 162 | 0 | Urban feeders - load growth | 71469.2644 | 6214.7186 | 3107.3593 | 3109.0809 | 3126.7042 | 3181.0893 | 3220.3991 | 3260.7667 | 3325.1968 | 43549.1117
| 162 | 0 | Uprate 11kV feeder sections to 300A | 7146.9264 | 621.4719 | 310.7359 | 310.7359 | 313.6354 | 319.0907 | 323.0338 | 327.083 | 333.5459 | 4350.3031
| 162 | 0 | Survey 11kV feeder section rated at 230A | 5852.1934 | 103.5786 | 51.7893 | 51.7893 | 52.2726 | 53.1818 | 53.839 | 54.5138 | 55.591 | 5386.0895
| 162 | 0 | BC stage 2 (3 & 24 new feeders) | 3935.9885 | 0 | 1346.5224 | 2537.6768 | 52.2726 | 0 | 0 | 0 | 0 | 0
|  |  | 162 Subtotal | 257885.0691 | 19372.3605 | 18346.7429 | 27138.086 | 13967.2991 | 41032.038 | 23694.9835 | 11791.9995 | 7039.5305 | 97621.8137
| 160 | 0 | LV overload mitigation | 39397.0653 | 3411.2591 | 2232.8241 | 2679.3889 | 3136.354 | 3190.9069 | 3230.3381 | 3270.8303 | 3335.4592 | 15536.7966
|  |  | 160 Subtotal | 39397.0653 | 3411.2591 | 2232.8241 | 2679.3889 | 3136.354 | 3190.9069 | 3230.3381 | 3270.8303 | 3335.4592 | 15536.7966
|  |  | TOTAL | 376105.1863 | 22842.1445 | 25543.0856 | 40861.9354 | 38023.7538 | 62108.0295 | 42608.5113 | 24327.7421 | 11153.2635 | 113158.6103

## Outputs Esc
CitiPower augmentation capex |  |  |  |  | Model Master Check: | 0
Outputs Esc |  |  |  |  | Sheet Check:
Expenditure Summary ($000's)
Updated to $2015's, 000's, direct costs, with real escalation
Category | Expenditure 2016-2020 ($000's) with real escalation
Demand related Augex
Zone Substation | 1061.8172 |  |  | 2.3 REVISED Augex for 2016-2020
Subtransmission Lines | 7012.0673 | Demand | Subtransmission lines | 7012.0673
HV Feeders | 34114.0995 |  | Subtransmission Substations, Switching Stations, Zone Substations | 1061.8172
Low Voltage | 16163.8885 |  | HV feeders | 34114.0995
Demand Augex - Sub-total | 58351.8726 |  | Distribution substations & LV Feeders | 16163.8885
|  | Non-Demand | Safety/Fault level works | 4813.1802
Voltage compliance
Voltage, CBD Security of Supply, Transmission Connection Point, Fault Level Augex |  |  | Transmission connection point | 2708.3481
CBD Security of supply: | 16342.484 |  | Security of supply | 16342.484
-W SS 7 x 66kV GIS CBs (NOT including relocations, demolition or re-build) |  |  | WMTS Offloading of the 22kV system - upgrades to the 66kV network to allow transfers from WMTS22 | 30987.9224
-Establish BTS-W 66kV cable |  |  | WMTS Offloading of the 22kV system - upgrades to the 11kV network to allow transfers from WMTS22 | 43733.1638
-Extend FR1-MP1, FR2-MP2 into W |  |  | Offloading of the 22kV system-non-WMTS (RTS) | 17669.7864
Transmission Connection Point | 2708.3481 |  | Offloading of the 22kV system-non-WMTS (BTS) | 3614.5428
Voltage Works | 0 | Network SCADA | Other - Network SCADA | 13585.9427
Fault level | 4813.1802 | VBRC | Other - VBRC | 9830.1511
Voltage, SoS, TC, Fault Level - Sub-total | 23864.0124 |  |  | 201637.3941
WMTS offloading of the 22kV system Augex
WMTS Offloading of the 22kV system - upgrades to the 66kV network to allow transfers from WMTS22 | 30987.9224
WMTS Offloading of the 22kV system - upgrades to the 11kV network to allow transfers from WMTS22 | 43733.1638
Sub-total | 74721.0862
Non-WMTS offloading of the 22kV system Augex
RTS Offloading of the 22kV system-ZSS | 13262.7538
RTS offloading of the 22kV system-HV feeders | 3347.7246
RTS offloading of the 22kV system-S/T | 1059.3079
Sub-total | 17669.7864
BTS offloading of the 22kV system-S/T | 3614.5428
Sub-total | 3614.5428
Offloading the 22kV system - Sub-total | 96005.4153
Total Augex | 178221.3003
Check | 0%
Other - VBRC | 9830.1511
Other - SCADA | 13585.9427
Grand Total 2.3 Augex | 201637.3941
Check | 0%
Updated to $2015's, 000's, direct costs, with real escalation
Expenditure 2016-2020 ($000's) with real escalation
|  | WMTS Offloading of the 22kV system - upgrades to the 66kV network to allow transfers from WMTS22 | Upgrade DA to 66kV with 2 x 27MVA transformers | 19728.3481
|  |  | New VR Nth Melbourne transformers - 2 x 13MVA | 4490.114
|  |  | Upgrade WMTS-DA to 66kV | 5210.7589
|  |  | New 66kV cable to VR Nth Melb ZSS - 2 cables | 1558.7013
|  |  | Sub-total | 30987.9224
|  | WMTS Offloading of the 22kV system - upgrades to the 11kV network to allow transfers from WMTS22 | BQ 3rd 55MVA Transformer (transfer BS ring bus to BQ) and 24MVAr cap bank | 12009.6766
|  |  | Transfer capability from LS to BQ (30MVA) | 24238.6065
|  |  | Convert J feeders to 11kV. Supply from JA | 3722.7248
|  |  | Convert TP feeders to 11kV. Supply from SB | 3762.1559
|  |  | Sub-total | 43733.1638
74721.0862
|  |  | Check | 0
Expenditure 2016-2020 ($000's) with real escalation
|  | RTS offloading of the 22kV system-ZSS: | Establish W zone substation with 2 x 55MVA Tx + 9 GIS CBs | 12308.2567
|  |  | BC 3rd 27MVA transformer and 11kV switchboard | 954.4971
|  | RTS offloading of the 22kV system-S/T: | RTS-TK/BC/AR 66kV loop split - RTS-TK 2nd Line | 0
|  |  | R 22kV re-configure cables | 1059.3079
|  | RTS offloading of the 22kV system-HV feeders: | Permanent transfers RP to WP - (12MVA) | 3295.4521
|  |  | BC stage 2 (3 & 24 new feeders) | 52.2726
17669.7864
|  |  | Check | 0
Expenditure 2016-2020 ($000's) with real escalation
|  | BTS offloading of the 22kV system-S/T: | Uprate BTS-WB (for sub C cut into loop) | 1010.4539
|  |  | Uprate BTS - NC (for sub C cut into loop) | 372.2725
|  |  | Establish BTS-NC & BTS-WB (Supply from BTS) | 2231.8164
3614.5428
|  |  | Check | 0

## Augex Calculations Esc
| CitiPower augmentation capex |  |  | Model Master Check: | 0
| Augex Calculations Esc |  |  | Sheet Check:
|  | REGULATORY REPORTING STATEMENT |  |  | Worksheet navigation
Victorian DNSP (Generic Reset)
2016 to 2020
2.3 AUGEX PROJECT DATA
TABLE 2.3.4 - AUGEX DATA - TOTAL AUGMENTATION EXPENDITURE
TOTAL DIRECT EXPENDITURE ($0's, real December 2015)
AUG234 |  |  | 2015 | 2016 | 2017 | 2018 | 2019 | 2020
ED_AUG234_00001 |  | Subtransmission Substations, Switching Stations, Zone Substations | 11044460.4115 | 20920100.7064 | 17885084.5269 | 15683189.6989 | 9264912.388 | 778273.8086
ED_AUG234_00002 |  | Subtransmission Lines | 17915555.235 | 6822881.9843 | 7571384.1663 | 321889.7306 | 4888869.1276 | 0
ED_AUG234_00003 |  | HV Feeders | 9222530.8047 | 7144417.1037 | 33460653.8472 | 23373093.8014 | 6903130.3566 | 7039530.5099
ED_AUG234_00004 |  | HV Feeders - Land Purchases and Easements | 0 | 0 | 0 | 0 | 0 | 0
ED_AUG234_00005 |  | Distribution Substations | 1536724.7998 | 1798810.5232 | 1830098.5612 | 1852713.7221 | 1875937.4316 | 1913004.4056
ED_AUG234_00006 |  | Distribution Substations - Land Purchases and Easements | 0 | 0 | 0 | 0 | 0 | 0
ED_AUG234_00007 |  | LV Feeders | 1142664.1371 | 1337543.5045 | 1360808.3851 | 1377624.365 | 1394892.844 | 1422454.7743
ED_AUG234_00008 |  | LV Feeders - Land Purchases and Easements | 0 | 0 | 0 | 0 | 0 | 0
ED_AUG234_00009 |  | Other Assets | 0 | 0 | 0 | 0 | 0 | 0
[7 empty] | Check | 0%
PROJECT TYPE FOR TBL 2.3.2
New line on new route - single circuit
New line on new route - dual circuit
New line on new route - other
Line rebuild over existing route - single circuit
Line rebuild over existing route - dual circuit
Reconductor - Single circuit
Reconductor - Dual circuit
Reconductor - Other
Line upgrade - raising/retensoring
Line upgrade - voltage upgrade
Line upgrade - capacity
String spare circuit
Other - specify
Contents
Instructions
Mark selected cells CONFIDENTIAL
Return cells to NON-CONFIDENTIAL
Table 2.3.1 – Sub transmission substations, switching stations and zone substations
Table 2.3.2 - Subtransmission lines
Table 2.3.3 - HL/LV feeders and distribution substations
Table 2.3.4 - Total expenditure

## Augex Model Calculations Esc
CitiPower augmentation capex |  |  |  |  | Model Master Check: | 0
Augex Model Calculations Esc |  |  |  |  | Sheet Check:
Augex Model Expenditure ($0's)
AER DNSP segment group | Capex ($0's, real December 2015)
For NSP-initiated & capacity-related augmentation
| Historical |  | Forecast
| 2010 to 2013 | 2014 | 2015 | 2016 | 2017 | 2018 | 2019 | 2020
Subtransmission lines | 299628.49 | 714423.61 | 4554445.251 | 3748572.0174 | 3263495.3127 | 0 | 0 | 0
Subtransmission substations and subtransmission switching stations | 0 | 0 | 0 | 0 | 0 | 0 | 0 | 0
Zone substations | 2877486.37 | 15306.58 | 1990856.0444 | 11118668.7439 | 12723158.2117 | 1537923.6558 | 0 | 0
High voltage feeders - CBD | 2539951.17 | 29510.53 | 3109080.9372 | 3126704.2476 | 3181089.3204 | 3220399.1414 | 3260766.7455 | 3325196.8028
High voltage feeders - urban | 7025082.02 | 221258.01 | 3471606.1914 | 3492612.2175 | 3553361.7974 | 3597271.9182 | 3642363.611 | 3714333.7071
High voltage feeders - short rural | 0 | 0 | 0 | 0 | 0 | 0 | 0 | 0
High voltage feeders - long rural | 0 | 0 | 0 | 0 | 0 | 0 | 0 | 0
Distribution substations | 3174927.62 | 2063615.22 | 2679388.9368 | 3136354.0277 | 3190906.9463 | 3230338.0871 | 3270830.2756 | 3335459.1799
Distribution substations - CBD | 101792.69 | 269347.85 | 349720.0625 | 409364.2067 | 416484.5803 | 421631.2243 | 426916.3587 | 435351.8733
Distribution substations - urban | 3073134.93 | 1794267.37 | 2329668.8743 | 2726989.8209 | 2774422.366 | 2808706.8628 | 2843913.9169 | 2900107.3066
Distribution substations - short rural | 0 | 0 | 0 | 0 | 0 | 0 | 0 | 0
Distribution substations - long rural | 0 | 0 | 0 | 0 | 0 | 0 | 0 | 0
Unmodelled augmentation | 106614831.83 | 36421667.53 | 25056558.0273 | 13400842.568 | 36196017.8981 | 31022578.5156 | 14153781.5155 | 778273.8086
Check:
Augex Model MVA Added
AER DNSP segment group | Net capacity added (MVA)
For NSP-initiated & capacity-related augmentation
| over period 2014 to 2015 | Forecast 2016: over period 2016 to 2020
| Forecast | Forecast 2016: Forecast
| type 1 | type 2 | type 3 | type 1 | type 2 | type 3
Subtransmission lines | 0 | 0 |  | 0 | 0
Subtransmission substations and subtransmission switching stations | 0 | 0 | 0 | 0 | 0 | 0
Zone substations | 3.6 | 3.6 | 3.6 | 65 | 76.15 | 89.7
High voltage feeders - CBD | Forecast type 1: 7; Forecast type 1: 35
High voltage feeders - urban | Forecast type 1: 35; Forecast type 1: 55
High voltage feeders - short rural | Forecast type 1: 0; Forecast type 1: 0
High voltage feeders - long rural | Forecast type 1: 0; Forecast type 1: 0
Distribution substations - CBD | Forecast type 1: 5.3206; Forecast type 1: 13.3016
Distribution substations - urban | Forecast type 1: 5.3206; Forecast type 1: 13.3016
Distribution substations - short rural | Forecast type 1: 0; Forecast type 1: 0
Distribution substations - long rural | Forecast type 1: 0; Forecast type 1: 0
Unmodelled augmentation | Forecast type 1: 2033.3
Checks | 0 | 0 | 0 | 0 | 0 | 0
0
Historical Distribution Substation / LV - Urban, CBD Ratio
| Cost ($0's) | Ratio
Distribution and LV | Forecast type 1: 1485800.12; Forecast type 2: 100%
Urban | Forecast type 1: 1291870.04; Forecast type 2: 86.95%
CBD | Forecast type 1: 193930.08; Forecast type 2: 13.05%

## CP 2.3.4 Output - RRP
CP Augmentation Expenditure Model
CP 2.3.4 Output - RRP
Source: CP - Capex Forecast.xlsx, tab RIN 2.3
TABLE 2.3.4 - AUGEX DATA - TOTAL AUGMENTATION EXPENDITURE | [7 empty] | Table 2.3.3.2 - Cost metrics
TOTAL DIRECT EXPENDITURE ($0's, real December 2015)
| 2015 | 2016 | 2017 | 2018 | 2019 | 2020 | 2015-2020 Total / Weighted Average
Subtransmission Substations, Switching Stations, Zone Substations | 11044460.4115 | 20726700.2902 | 17416798.7521 | 15086131.6642 | 8801866.6349 | 725050.5083 |  | PROJECT TYPE | TOTAL DIRECT EXPENDITURE ($0's, real December 2015)
Subtransmission Lines | 17915555.235 | 6759806.3694 | 7373142.3579 | 309635.4091 | 4644531.1358 | 0 |  |  | 2015 | 2016 | 2017 | 2018 | 2019 | 2020
HV Feeders | 9222530.8047 | 7078368.9876 | 32584552.4127 | 22483281.6064 | 6558122.7558 | 6558122.7558 |  | HV Feeder Augmentations - Overhead Lines | 304032.271 | 167015.8123 | 164173.7594 | 164173.7594 | 164173.7594 | 164173.7594
HV Feeders - Land Purchases and Easements | 0 | 0 | 0 | 0 | 0 | 0 |  | HV Feeder Augmentations - Underground Cables | 8449445.08 | 6442686.2895 | 31951711.7675 | 21850440.9612 | 5925282.1106 | 5925282.1106
Distribution Substations | 1536724.7998 | 1782181.0285 | 1782181.0285 | 1782181.0285 | 1782181.0285 | 1782181.0285 |  | HV Feeder Non-Material Projects | 469053.4537 | 468666.8858 | 468666.8858 | 468666.8858 | 468666.8858 | 468666.8858
Distribution Substations - Land Purchases and Easements | 0 | 0 | 0 | 0 | 0 | 0 |  | LV Feeder Augmentations - Overhead Lines | 414804.7037 | 481060.1571 | 481060.1571 | 481060.1571 | 481060.1571 | 481060.1571
LV Feeders | 1142664.1371 | 1325178.293 | 1325178.293 | 1325178.293 | 1325178.293 | 1325178.293 |  | LV Feeder Augmentations - Underground Cables | 324024.9907 | 375780.4854 | 375780.4854 | 375780.4854 | 375780.4854 | 375780.4854
LV Feeders - Land Purchases and Easements | 0 | 0 | 0 | 0 | 0 | 0 |  | LV Feeder Non-Material Projects | 403834.4426 | 468337.6505 | 468337.6505 | 468337.6505 | 468337.6505 | 468337.6505
Other Assets - VBRC | 0 | 634648.533 | 2541468.0992 | 2162741.3238 | 2162295.9356 | 1918286.8456 |  | Distribution Substation Augmentations - Pole Mounted | 1010915.9495 | 1172386.381 | 1172386.381 | 1172386.381 | 1172386.381 | 1172386.381
Other Assets - SCADA | 1715080 | 2708500 | 2462000 | 2501600 | 2501600 | 2860280 |  | Distribution Substation Augmentations - Ground Mounted | 0 | 0 | 0 | 0 | 0 | 0
Total - Augex | 42577015.388 | 41015383.5016 | 65485320.9433 | 45650749.3249 | 27775775.7836 | 15169099.4313 | 237673344.3727 | Distribution Substation Augmentations - Indoor | 525808.8503 | 609794.6475 | 609794.6475 | 609794.6475 | 609794.6475 | 609794.6475
Real escalcations - AUGEX
Escalcation factor - AUGEX
Source: CP - Capex Forecast.xlsx, tab RIN 2.3 Esc
TABLE 2.3.4 - AUGEX DATA - TOTAL AUGMENTATION EXPENDITURE | [7 empty] | Table 2.3.3.2 - Cost metrics
TOTAL DIRECT EXPENDITURE ($0's, real December 2015)
| 2015 | 2016 | 2017 | 2018 | 2019 | 2020
Subtransmission Substations, Switching Stations, Zone Substations | 11044460.4115 | 20920100.7064 | 17885084.5269 | 15683189.6989 | 9264912.388 | 778273.8086 |  | PROJECT TYPE | TOTAL DIRECT EXPENDITURE ($0's, real December 2015)
Subtransmission Lines | 17915555.235 | 6822881.9843 | 7571384.1663 | 321889.7306 | 4888869.1276 | 0 |  |  | 2015 | 2016 | 2017 | 2018 | 2019 | 2020
HV Feeders | 9222530.8047 | 7144417.1037 | 33460653.8472 | 23373093.8014 | 6903130.3566 | 7039530.5099 |  | HV Feeder Augmentations - Overhead Lines | 304032.271 | 168574.2334 | 168587.9022 | 170671.2012 | 172810.5595 | 176225.1534
HV Feeders - Land Purchases and Easements | 0 | 0 | 0 | 0 | 0 | 0 |  | HV Feeder Augmentations - Underground Cables | 8449445.08 | 6502802.8634 | 32810798.0044 | 22715207.4652 | 6236997.4354 | 6360235.3525
Distribution Substations | 1536724.7998 | 1798810.5232 | 1830098.5612 | 1852713.7221 | 1875937.4316 | 1913004.4056 |  | HV Feeder Non-Material Projects | 469053.4537 | 473040.0069 | 481267.9406 | 487215.135 | 493322.3617 | 503070.0041
Distribution Substations - Land Purchases and Easements | 0 | 0 | 0 | 0 | 0 | 0 |  | LV Feeder Augmentations - Overhead Lines | 414804.7037 | 485548.9195 | 493994.43 | 500098.89 | 506367.6142 | 516373.02
LV Feeders | 1142664.1371 | 1337543.5045 | 1360808.3851 | 1377624.365 | 1394892.844 | 1422454.7743 |  | LV Feeder Augmentations - Underground Cables | 324024.9907 | 379286.8854 | 385884.1019 | 390652.6053 | 395549.4236 | 403365.1535
LV Feeders - Land Purchases and Easements | 0 | 0 | 0 | 0 | 0 | 0 |  | LV Feeder Non-Material Projects | 403834.4426 | 472707.6996 | 480929.8532 | 486872.8697 | 492975.8062 | 502716.6009
Other Assets - VBRC | 0 | 640453.1475 | 2607409.9424 | 2249847.739 | 2280615.28 | 2051824.9784 |  | Distribution Substation Augmentations - Pole Mounted | 1010915.9495 | 1183325.8943 | 1203908.3542 | 1218785.4662 | 1234062.9045 | 1258446.9681
Other Assets - SCADA | 1715080 | 2743287.0955 | 2530420.552 | 2606539.2865 | 2642433.5156 | 3063262.2893 |  | Distribution Substation Augmentations - Ground Mounted | 0 | 0 | 0 | 0 | 0 | 0
Total - AUGEX | 42577015.388 | 41407494.0651 | 67245859.981 | 47464898.3435 | 29250790.9434 | 16268350.766 |  | Distribution Substation Augmentations - Indoor | 525808.8503 | 615484.6289 | 626190.2069 | 633928.2559 | 641874.5271 | 654557.4375