## Control
CP Consolidated Capex
Sheet: Control
< Insert Sheet Description (if required) >
Model Information
| Model Name | CP Consolidated Capex
| Entity | Powercor
| Model Author | Jethro Youl
| Version | v1.0
Dollars
End of Sheet

## Inflation
CP Consolidated Capex
Sheet: Inflation
< Insert Sheet Description (if required) >
Inflation
Flags & Inflation
| Inflation | [5 empty] | 2015 | 2016 | 2017 | 2018 | 2019 | 2020 | 2021/22 | 2022/23 | 2023/24 | 2024/25 | 2025/26
|  | Actual / Forecast inflation |  |  |  | 3.016% | 1.511% | 1.023% | 1.934% | 2.078% | 1.593% | 2% | 2.2% | 2.4% | 2.4% | 2.4% | 2.4%
|  | Cumulative inflation from 2015 to nominal | 2015 |  |  |  | 1 | 1.0102 | 1.0298 | 1.0512 | 1.0679 | 1.0893 | 1.1132 | 1.1399 | 1.1673 | 1.1953 | 1.224
|  | Cumulative inflation from nominal to 2015 | Nom_2015 |  |  |  | 1 | 0.98987 | 0.97109 | 0.95133 | 0.93641 | 0.91805 | 0.89829 | 0.87724 | 0.85668 | 0.8366 | 0.81699
Conversion factors (multiply):
|  | Cumulative inflation from 2018 to nominal | 2018 |  |  |  | 0.95133 | 0.96106 | 0.97965 | 1 | 1.0159 | 1.0362 | 1.059 | 1.0845 | 1.1105 | 1.1371 | 1.1644
|  | Cumulative inflation from nominal to 2018 | Nom_2018 |  |  |  | 1.0512 | 1.0405 | 1.0208 | 1 | 0.98432 | 0.96502 | 0.94425 | 0.92212 | 0.90051 | 0.8794 | 0.85879
|  | Cumulative inflation from 2020 to nominal | 2020 |  |  |  | 0.91805 | 0.92744 | 0.94538 | 0.96502 | 0.98039 | 1 | 1.022 | 1.0465 | 1.0716 | 1.0974 | 1.1237
|  | Cumulative inflation from nominal to 2020 | Nom_2020 |  |  |  | 1.0893 | 1.0782 | 1.0578 | 1.0362 | 1.02 | 1 | 0.97848 | 0.95554 | 0.93315 | 0.91128 | 0.88992
|  | Nominal to Dec2020 |  |  |  |  | 1.1012 | 1.09 | 1.0693 | 1.0476 | 1.0312 | 1.0109 | 0.98918 | 0.966 | 0.94335 | 0.92124 | 0.89965
|  | Dec2020 to Nominal |  |  |  |  | 0.90812 | 0.91741 | 0.93515 | 0.95458 | 0.96978 | 0.98918 | 1.0109 | 1.0352 | 1.06 | 1.0855 | 1.1115
|  | Nominal to Jun2021 |  |  |  |  | 1.1132 | 1.102 | 1.081 | 1.059 | 1.0424 | 1.022 | 1
Assumptions
| Capex real escalation - Annual | [5 empty] | 2015 | 2016 | 2017 | 2018 | 2019 | 2020 | 2021/22 | 2022/23 | 2023/24 | 2024/25 | 2025/26
|  | Labour escalation |  |  |  |  | 2021/22: 2.004%; 2022/23: 2.172%; 2023/24: 2.16%; 2024/25: 1.907%; 2025/26: 1.714%
Materials escalation | bar: 2019 to 2025/26
|  | Contracts escalation |  |  |  |  | 2021/22: 1.431%; 2022/23: 1.921%; 2023/24: 1.879%; 2024/25: 1.395%; 2025/26: 1.443%
Annual capex rate of change
| Capex real escalation - Annual - Blended | [5 empty] | 2015 | 2016 | 2017 | 2018 | 2019 | 2020 | 2021/22 | 2022/23 | 2023/24 | 2024/25 | 2025/26
|  |  | Labour | Materials | Contracts
|  | Subtransmission | 38.14% | 19.18% | 42.67% | [5 empty] | 0% | 0% | 1.375% | 1.648% | 1.626% | 1.323% | 1.27%
|  | Distribution system assets | 38.14% | 19.18% | 42.67% | [5 empty] | 0% | 0% | 1.375% | 1.648% | 1.626% | 1.323% | 1.27%
|  | Standard metering | 0% | 0% | 0% | bar: 2019 to 2025/26
|  | Public lighting | 0% | 0% | 0% | bar: 2019 to 2025/26
|  | SCADA/Network control | 77.32% | 14.62% | 8.062% | [5 empty] | 0% | 0% | 1.665% | 1.834% | 1.822% | 1.587% | 1.442%
|  | Non-network general assets - IT | 52.3% | 27.83% | 19.87% | [5 empty] | 0% | 0% | 1.332% | 1.518% | 1.503% | 1.274% | 1.183%
|  | Non-network general assets - Other | 18.73% | 66.55% | 14.73% | [5 empty] | 0% | 0% | 0.586% | 0.6897% | 0.6812% | 0.5625% | 0.5335%
|  | VBRC | 73.94% | 4.264% | 21.8% | [5 empty] | 0% | 0% | 1.793% | 2.025% | 2.007% | 1.714% | 1.582%
|  | Supervisory cables | 0% | 0% | 0% | bar: 2019 to 2025/26
|  | Old SWER ACRs | 0% | 0% | 0% | bar: 2019 to 2025/26
|  | Land | 0% | 0% | 100% | [5 empty] | 0% | 0% | 1.431% | 1.921% | 1.879% | 1.395% | 1.443%
|  | Augmentation | 67.5% | 18.09% | 14.41% | [5 empty] | 0% | 0% | 1.559% | 1.743% | 1.729% | 1.488% | 1.365%
|  | Connections | 25.72% | 21.16% | 53.12% | [5 empty] | 0% | 0% | 1.276% | 1.579% | 1.554% | 1.231% | 1.207%
|  | Replacement | 57.95% | 12.28% | 29.77% | [5 empty] | 0% | 0% | 1.587% | 1.831% | 1.811% | 1.52% | 1.423%
|  | SCADA/Network control | 0% | 0% | 0% | bar: 2019 to 2025/26
|  | Non-network general assets - IT | 52.3% | 27.83% | 19.87% | [5 empty] | 0% | 0% | 1.332% | 1.518% | 1.503% | 1.274% | 1.183%
|  | Non-network general assets - Other | 18.73% | 66.55% | 14.73% | [5 empty] | 0% | 0% | 0.586% | 0.6897% | 0.6812% | 0.5625% | 0.5335%
|  | VBRC Calc | 73.94% | 4.264% | 21.8% | [5 empty] | 0% | 0% | 1.793% | 2.025% | 2.007% | 1.714% | 1.582%
|  | Land | 0% | 0% | 100% | [5 empty] | 0% | 0% | 1.431% | 1.921% | 1.879% | 1.395% | 1.443%
| Capex real escalation - Cumulative | [5 empty] | 2015 | 2016 | 2017 | 2018 | 2019 | 2020 | 2021/22 | 2022/23 | 2023/24 | 2024/25 | 2025/26
|  | Labour escalation |  |  |  |  | 2021/22: 2.004%; 2022/23: 4.219%; 2023/24: 6.471%; 2024/25: 8.501%; 2025/26: 10.36%
Materials escalation | bar: 2019 to 2025/26
|  | Contracts escalation |  |  |  |  | 2021/22: 1.431%; 2022/23: 3.38%; 2023/24: 5.322%; 2024/25: 6.791%; 2025/26: 8.332%
Annual capex rate of change
| Capex real escalation - Cumulative - Blended | [5 empty] | 2015 | 2016 | 2017 | 2018 | 2019 | 2020 | 2021/22 | 2022/23 | 2023/24 | 2024/25 | 2025/26
|  |  | Labour | Materials | Contracts
|  | Subtransmission | 38.14% | 19.18% | 42.67% | [5 empty] | 0% | 0% | 1.375% | 3.052% | 4.739% | 6.141% | 7.507%
|  | Distribution system assets | 38.14% | 19.18% | 42.67% | [5 empty] | 0% | 0% | 1.375% | 3.052% | 4.739% | 6.141% | 7.507%
|  | Standard metering | 0% | 0% | 0% | bar: 2019 to 2025/26
|  | Public lighting | 0% | 0% | 0% | bar: 2019 to 2025/26
|  | SCADA/Network control | 77.32% | 14.62% | 8.062% | [5 empty] | 0% | 0% | 1.665% | 3.535% | 5.432% | 7.12% | 8.683%
|  | Non-network general assets - IT | 52.3% | 27.83% | 19.87% | [5 empty] | 0% | 0% | 1.332% | 2.878% | 4.442% | 5.795% | 7.074%
|  | Non-network general assets - Other | 18.73% | 66.55% | 14.73% | [5 empty] | 0% | 0% | 0.586% | 1.288% | 1.996% | 2.592% | 3.167%
|  | VBRC | 73.94% | 4.264% | 21.8% | [5 empty] | 0% | 0% | 1.793% | 3.857% | 5.945% | 7.766% | 9.477%
|  | Supervisory cables | 0% | 0% | 0% | bar: 2019 to 2025/26
|  | Old SWER ACRs | 0% | 0% | 0% | bar: 2019 to 2025/26
|  | Land | 0% | 0% | 100% | [5 empty] | 0% | 0% | 1.431% | 3.38% | 5.322% | 6.791% | 8.332%
|  | Augmentation | 67.5% | 18.09% | 14.41% | [5 empty] | 0% | 0% | 1.559% | 3.335% | 5.135% | 6.717% | 8.194%
|  | Connections | 25.72% | 21.16% | 53.12% | [5 empty] | 0% | 0% | 1.276% | 2.881% | 4.491% | 5.794% | 7.091%
|  | Replacement | 57.95% | 12.28% | 29.77% | [5 empty] | 0% | 0% | 1.587% | 3.451% | 5.334% | 6.948% | 8.485%
|  | SCADA/Network control | 0% | 0% | 0% | bar: 2019 to 2025/26
|  | Non-network general assets - IT | 52.3% | 27.83% | 19.87% | [5 empty] | 0% | 0% | 1.332% | 2.878% | 4.442% | 5.795% | 7.074%
|  | Non-network general assets - Other | 18.73% | 66.55% | 14.73% | [5 empty] | 0% | 0% | 0.586% | 1.288% | 1.996% | 2.592% | 3.167%
|  | VBRC Calc | 73.94% | 4.264% | 21.8% | [5 empty] | 0% | 0% | 1.793% | 3.857% | 5.945% | 7.766% | 9.477%
|  | Land | 0% | 0% | 100% | [5 empty] | 0% | 0% | 1.431% | 3.38% | 5.322% | 6.791% | 8.332%
End of Sheet | bar: 2015

## Mapping
CP Consolidated Capex
Sheet: Mapping
< Insert Sheet Description (if required) >
Model Mapping
Capex Function Code Regulatory Segments
| 102 | Connections | SCS | SCS
| 103 | Connections | SCS | SCS
| 104 | Connections | SCS | SCS
| 105 | Connections | SCS | SCS
| 106 | Connections | SCS | SCS
| 107 | Connections | SCS | SCS
| 108 | Connections | SCS | SCS
| 109 | Connections | SCS | SCS
| 110 | Connections | SCS | SCS
| 111 | Connections | SCS | SCS
| 112 | Metering Capex | Metering Services | Metering Services
| 113 | Metering Capex | Metering Services | Metering Services
| 114 | Metering Opex | Connection Services | Connection Services
| 115 | Metering Opex | Connection Services | Connection Services
| 116 | Connections | SCS | SCS
| 118 | Connections | SCS | SCS
| 119 | Negotiated Capex | Negotiated Capex | Negotiated Capex
| 120 | Negotiated Capex | Negotiated Capex | Negotiated Capex
| 121 | Connections | SCS | SCS
| 122 | Connections | SCS | SCS
| 123 | Metering Opex | Connection Services | Connection Services
| 124 | Metering Opex | Connection Services | Connection Services
| 125 | Metering Capex | Metering Services | Metering Services
| 126 | Metering Opex | Connection Services | Connection Services
| 130 | Fee Based Opex | Ancillary Network Services | Ancillary Network Services
| 131 | Replacement | SCS | SCS
| 132 | Metering Capex | Metering Services | Metering Services
| 133 | Metering Capex | Metering Services | Metering Services
| 134 | Metering Capex | Metering Services | Metering Services
| 135 | Metering Capex | Metering Services | Metering Services
| 136 | Metering Capex | Metering Services | Metering Services
| 137 | Metering Capex | Metering Services | Metering Services
| 138 | Metering Capex | Metering Services | Metering Services
| 139 | Replacement | SCS | SCS
| 140 | Public lighting Capex | Public Lighting | Public Lighting
| 141 | Replacement | SCS | SCS
| 142 | Replacement | SCS | SCS
| 143 | Replacement | SCS | SCS
| 144 | Replacement | SCS | SCS
| 145 | Replacement | SCS | SCS
| 146 | Quoted Opex | Ancillary Network Services | Ancillary Network Services
| 147 | Replacement | SCS | SCS
| 148 | Replacement | SCS | SCS
| 149 | Replacement | SCS | SCS
| 150 | Replacement | SCS | SCS
| 151 | Metering Capex | Metering Services | Metering Services
| 152 | Replacement | SCS | SCS
| 153 | Fee Based Opex | Ancillary Network Services | Ancillary Network Services
| 154 | Replacement | SCS | SCS
| 155 | Replacement | SCS | SCS
| 156 | Replacement | SCS | SCADA/Network control
| 157 | Replacement | SCS | SCS
| 158 | Replacement | SCS | SCS
| 159 | Augmentation | SCADA/Network control | SCADA/Network control
| 160 | Augmentation | SCS | SCS
| 161 | Augmentation | SCS | SCS
| 161L | Land | Land | Land
| 162 | Augmentation | SCS | SCS
| 163 | Replacement | SCS | SCS
| 164 | Replacement | SCS | SCS
| 165 | Replacement | SCS | SCS
| 166 | Augmentation | SCS | SCS
| 167 | VBRC Calc | SCS | VBRC Calc
| 168 | Augmentation | SCS | SCADA/Network control
| 169 | Augmentation | SCS | SCS
| 170 | Replacement | SCS | SCS
| 171 | Connections | SCS | SCS
| 172 | Replacement | SCS | SCS
| 174 | Replacement | SCS | SCS
| 175 | Metering Capex | Metering Services | Metering Services
| 176 | Metering Capex | Metering Services | Metering Services
| 177 | Augmentation | SCS | SCS
| 200 | Non-network general assets - IT | SCS | Non-network general assets - IT
| 205 | Metering Capex | Metering Services | Metering Services
| 210 | Non-network general assets - Other | SCS | Non-network general assets - Other
| 220 | Non-network general assets - Other | SCS | Non-network general assets - Other
| 230 | Non-network general assets - Other | SCS | Non-network general assets - Other
| 240 | Non-network general assets - Other | SCS | Non-network general assets - Other
| 260 | Non-network general assets - Other | SCS | Non-network general assets - Other
| 270 | Non-network general assets - IT | SCS | Non-network general assets - IT
| 273 | Non-network general assets - Other | SCS | Non-network general assets - Other
| 215 | Metering Capex | Metering Services | Metering Services
| 225 | Metering Capex | Metering Services | Metering Services
| 235 | Metering Capex | Metering Services | Metering Services
| 245 | Metering Capex | Metering Services | Metering Services
| 280 | Non-network general assets - Other | SCS | Non-network general assets - Other
Maintenance Function Code Regulatory Segments
| 309 | Maintenance | SCS
| 310 | Maintenance | SCS
| 311 | Maintenance | SCS
| 312 | Maintenance | SCS
| 313 | Public Lighting Opex | Public Lighting
| 314 | Emergency | SCS
| 315 | Emergency | SCS
| 316 | Maintenance | SCS
| 317 | Maintenance | SCS
| 318 | Maintenance | SCS
| 319 | Maintenance | SCS
| 325 | Maintenance | SCS
| 330 | Maintenance | SCS
| 333 | Maintenance | SCS
| 335 | Maintenance | SCS
| 336 | Maintenance | SCS
| 350 | Maintenance | SCS
| 380 | Maintenance | SCS
| 381 | Maintenance | SCS
| 383 | Maintenance | SCS
| 400 | Vegetation Management | SCS
| 410 | Maintenance | SCS
| 425 | Maintenance | SCS
| 426 | Maintenance | SCS
| 430 | Metering Opex | SCS
| 440 | Maintenance | SCS
| 442 | Maintenance | SCS
| 450 | Public Lighting Opex | Public Lighting
| 482 | Maintenance | SCS
| 483 | Maintenance | SCS
| 484 | Maintenance | SCS
| 485 | Maintenance | SCS
| 486 | Maintenance | SCS
| 488 | Maintenance | SCS
| 492 | Maintenance | SCS
| 800 | Maintenance | SCS
| 991 | Maintenance | SCS
Account Mapping - Labour, Materials, Contract
| 140120 | Buildings-In Service | Materials | ENDirect
| 140180 | MV & Plant-In Serv | Materials | ENDirect
| 140200 | Gen Assets-In Serv | Materials | ENDirect
| 140220 | Met Infrastructure | Materials | ENDirect
| 141111 | Intangible- Software | Materials | ENDirect
| 141112 | Intan- software Met | Materials | ENDirect
| 302500 | PFIT Revenue | Revenue | ENDirect
| 302600 | Distr Tariff Revenu | Revenue | ENDirect
| 302610 | Rev:Non CIS O/V | Revenue | ENDirect
| 302620 | Revenue: Trans Tari | Revenue | ENDirect
| 303600 | NtwTariffRev-Bal Ad | Revenue | ENDirect
| 303650 | Rev: Mtr Provision | Revenue | ENDirect
| 303651 | Bring fwd fee | Revenue | ENDirect
| 303660 | PMS Rev:Meter Read | Revenue | ENDirect
| 303665 | Public Lighting | Revenue | ENDirect
| 303670 | ES Rev: Meter Prov | Revenue | ENDirect
| 303675 | Meter Read | Revenue | ENDirect
| 303680 | M Factor Current Yr | Revenue | ENDirect
| 367100 | Rev:Serv Truck Acty | Revenue | ENDirect
| 367105 | Covering Low Voltage | Revenue | ENDirect
| 367110 | Supply abolishment | Revenue | ENDirect
| 367120 | Truck appointment AH | Revenue | ENDirect
| 367150 | Elect Test& Service | Revenue | ENDirect
| 367250 | Rev:National Proj | Contracts | ENDirect
| 367260 | Cust Request MtrTes | Revenue | ENDirect
| 367300 | Asset Damage | Revenue | ENDirect
| 367305 | Powercor Project Co | Revenue | ENDirect
| 367310 | Batton Rental | Revenue | ENDirect
| 367315 | PCA Proj Cont'n Opt | Revenue | ENDirect
| 367320 | Isolations &Shutdow | Revenue | ENDirect
| 367350 | RevSpecial Read Act | Revenue | ENDirect
| 367355 | PV Installation | Revenue | ENDirect
| 367360 | Rev:New Connections | Revenue | ENDirect
| 367365 | Rev:Reserve Capacit | Revenue | ENDirect
| 367370 | Meter Recovery | Revenue | ENDirect
| 367450 | Serv to Elect Busi | Revenue | ENDirect
| 367500 | Rev:Joint used pole | Revenue | ENDirect
| 367520 | Cus Req Supply Enhan | Revenue | ENDirect
| 367650 | External Consulting | Revenue | ENDirect
| 367700 | Rev: Regulated Fees | Revenue | ENDirect
| 367750 | Cust Conts: Contest | Revenue | ENDirect
| 367770 | Rev:Asset Relocatio | Revenue | ENDirect
| 367780 | Rev:Pit Level Chang | Revenue | ENDirect
| 367785 | Cust Conts: Unmet S | Revenue | ENDirect
| 367800 | Cust Conts: Gifted | Revenue | ENDirect
| 367835 | Cust Cont: Netw HV | Revenue | ENDirect
| 367845 | CCO-NW HV Cont Opt | Revenue | ENDirect
| 380400 | Property Rentals | Revenue | ENDirect
| 380500 | Fibre Optic Charges | Revenue | ENDirect
| 381000 | Rev:Sale of Mat-Ext | Revenue | ENDirect
| 381400 | Refunds & Grants | Revenue | ENDirect
| 384600 | WDV-Sale of Land | Revenue | ENDirect
| 384605 | Proceeds-Sale Land | Revenue | ENDirect
| 384620 | WDV-Sale Bldgs | Revenue | ENDirect
| 384625 | Proceeds-Sale Bldgs | Revenue | ENDirect
| 384660 | WDV-Sale Distn | Revenue | ENDirect
| 384665 | Procs-Sale Dist Ass | Revenue | ENDirect
| 384680 | WDV-Sale MV&Pl | Revenue | ENDirect
| 384685 | Procs-Sale MVeh | Revenue | ENDirect
| 384700 | WDV-Sale Other | Revenue | ENDirect
| 384705 | Procs-Sale Other FA | Revenue | ENDirect
| 385400 | Interest Received | Revenue | ENDirect
| 386800 | Bad Debts Recovered | Revenue | ENDirect
| 387100 | Unregulated Pub Lig | Revenue | ENDirect
| 387105 | Unregulated EE PL | Revenue | ENDirect
| 387150 | Telecommunications | Revenue | ENDirect
| 387155 | Tele NW Acc Fee Int | Revenue | ENDirect
| 387170 | SLA Revenue | Revenue | ENDirect
| 387179 | M'ent Fee-NETW SVCS | Revenue | ENDirect
| 387180 | M'ent Fee-CITIPOWER | Revenue | ENDirect
| 387181 | M'ent Fee-PAL | Revenue | ENDirect
| 387182 | M'mnt Fee-Silk | Revenue | ENDirect
| 387183 | Well Trans Rev & Mgt | Revenue | ENDirect
| 387184 | M'mnt Fee-TOA | Revenue | ENDirect
| 387200 | Sundry Revenue | Revenue | ENDirect
| 387205 | Lease Incentive Rev | Revenue | ENDirect
| 387210 | IntInIntCo | Revenue | ENDirect
| 387215 | IntInIntCo | Revenue | ENDirect
| 387230 | Rev: Duct Rent | Revenue | ENDirect
| 387232 | Rev:Lease Finance | Revenue | ENDirect
| 387244 | Revenue-Capital Proj | Revenue | ENDirect
| 387245 | Rev: Capital Prj Int | Revenue | ENDirect
| 388220 | Rev - AMI Eff Carry | Revenue | ENDirect
| 388250 | AIMRO Prj Mgt Ex Ser | Revenue | ENDirect
| 388253 | AIMRO Provision | Revenue | ENDirect
| 388254 | AIMRO Provision | Revenue | ENDirect
| 500050 | Sals: AASB 1028 Oncost Expenses | Labour | ENDirect
| 500100 | Sals: Ordinary Time | Labour | ENDirect
| 500110 | Salaries- o/s employees working in Aust | Labour | ENDirect
| 500200 | Sals: Overtime | Labour | ENDirect
| 500300 | Sals: Sacrifice FBT | Labour | ENDirect
| 500310 | Sals: Sacrifice No FBT | Labour | ENDirect
| 500400 | Sals: Bonuses | Labour | ENDirect
| 500700 | Redundancy/Termination in Lieu | Labour | ENDirect
| 500810 | Sals: Living Away From Home Allowance | Labour | ENDirect
| 501100 | Sals: Superannuation Employer Contr | Labour | ENDirect
| 501110 | Sals: Employ Cont AF | Labour | ENDirect
| 501150 | Sals: Super Employer Control Adjustment | Labour | ENDirect
| 501350 | Sals: Payroll Tax Payments | Labour | ENDirect
| 501630 | Sals: Annual Leave Provision Expense | Labour | ENDirect
| 501640 | Sals: Long Service Leave Provision Exp | Labour | ENDirect
| 501645 | Sals: LSL Prov Exp | Labour | ENDirect
| 501650 | Sals: WorkCover Levy | Labour | ENDirect
| 501660 | Sals: WorkCover Recoupments | Labour | ENDirect
| 502100 | Sals: Sick Leave Expense | Labour | ENDirect
| 502150 | Sals: WorkCover Leave Expense | Labour | ENDirect
| 502200 | Salaries - Other Paid Leave Expense | Labour | ENDirect
| 502210 | Employee Related Costs | Labour | ENDirect
| 502220 | Sals: Oncost Credits | Labour | ENDirect
| 502230 | PTY - Reimbursement From Trust | Labour | ENDirect
| 502240 | TRUST - Reimbursable To PTY | Labour | ENDirect
| 503190 | Travel: Australia | Contracts | ENDirect
| 503191 | Travel:Aus Emp reimb | Contracts | ENDirect
| 503192 | Domestic Hotel | Contracts | ENDirect
| 503193 | International Hotel | Contracts | ENDirect
| 503194 | Employee meal travel | Contracts | ENDirect
| 503197 | Booking fees | Contracts | ENDirect
| 503200 | Travel: Aust: Spouse | Contracts | ENDirect
| 503201 | Seminar/ course fees | Labour | ENDirect
| 503210 | Travel: Overseas | Contracts | ENDirect
| 503220 | Travel: OS: Spouse | Contracts | ENDirect
| 503230 | Employee Ent: NonFBT | Contracts | ENDirect
| 503240 | Employee Ent: FBT | Contracts | ENDirect
| 503250 | Non Employee Ent | Contracts | ENDirect
| 503260 | Educ Exps: Non FBT | Labour | ENDirect
| 503270 | HECS Fees: FBT | Labour | ENDirect
| 503280 | Car Park: Non-P FBT | Contracts | ENDirect
| 503281 | Car Pk:Non-PermNoFBT | Contracts | ENDirect
| 503290 | Car Park: Perm | Contracts | ENDirect
| 503300 | Awards/Gifts: NonFBT | Contracts | ENDirect
| 503310 | Awards/Gifts: FBT | Contracts | ENDirect
| 503320 | Employee Reloc Costs | Labour | ENDirect
| 503321 | Emp Reloc Reimbursed | Labour | ENDirect
| 503330 | In-house Refreshment | Contracts | ENDirect
| 503340 | Staff Amenities | Contracts | ENDirect
| 503350 | OH&Safety Exp | Contracts | ENDirect
| 503360 | OH&S Fitness Reimb | Contracts | ENDirect
| 507100 | SPI Pwrnet Trans Chg | Exclude | ENDirect
| 507200 | CrossBorderChrgs-AGL | Exclude | ENDirect
| 507210 | Cross Brder Chg-Alin | Exclude | ENDirect
| 507300 | Vencorp Trans Chgs | Exclude | ENDirect
| 507350 | Avoid TUOS- Emb Gen | Exclude | ENDirect
| 507400 | Prior Yr K Fact TUOS | Exclude | ENDirect
| 507450 | Curr Yr K Fact TUOS | Exclude | ENDirect
| 507500 | ESTA-Cross Boun Chgs | Exclude | ENDirect
| 507600 | Prem Solar Feed InCs | Exclude | ENDirect
| 508000 | Crrnt Yr PFIT K Fact | Exclude | ENDirect
| 508010 | Pr Year PFIT K Fact | Exclude | ENDirect
| 513100 | Material Expense - Sales to third partie | Materials | ENDirect
| 513150 | Channel Communications | Contracts | ENDirect
| 514000 | Router Maintenance | Contracts | ENDirect
| 514010 | WAN Interconnect | Contracts | ENDirect
| 514020 | Managed WAN | Contracts | ENDirect
| 514030 | SCADA Communications | Contracts | ENDirect
| 514040 | Telco: SCADA Support (Intra Group) | Contracts | ENDirect
| 514050 | Trunk Mobile Radio | Contracts | ENDirect
| 514060 | Telco: Trunk Mobile Radio Charges (Intra | Contracts | ENDirect
| 514070 | Remote Access | Contracts | ENDirect
| 514080 | Internet Access - Internal | Contracts | ENDirect
| 514090 | Telco: Internal Telephony (Intra Group) | Contracts | ENDirect
| 514100 | Telephone MACs | Contracts | ENDirect
| 514110 | Telephony - Voice & Lines Internal | Contracts | ENDirect
| 514115 | Telco - Supply Telephone Charges (FBT) | Contracts | ENDirect
| 514120 | Mobiles- Phone Charges | Contracts | ENDirect
| 514125 | Mobile Phone Hardware | Contracts | ENDirect
| 514135 | >>> No valid master record | Materials | ENDirect
| 514140 | Telco: Network Access Fee | Contracts | ENDirect
| 514180 | Mobiles: Data | Contracts | ENDirect
| 514230 | Billing Service Provider | Contracts | ENDirect
| 514240 | Telco: Doubtful Debts Expense | Contracts | ENDirect
| 514650 | Tele Off-net Charges | Contracts | ENDirect
| 514660 | Telco-Location Charges | Contracts | ENDirect
| 514670 | >>> No valid master record | Materials | ENDirect
| 514680 | >>> No valid master record | Materials | ENDirect
| 514770 | Eng & Tech Services | Materials | ENDirect
| 515304 | >>> No valid master record | Materials | ENDirect
| 520100 | Materials & Supplies - Distribution | Materials | ENDirect
| 520102 | M & S-Conduits | Materials | ENDirect
| 520103 | M & S-Gen hardware | Materials | ENDirect
| 520150 | Materials & Supplies- Telecommunications | Materials | ENDirect
| 520200 | Materials & Supplies - Transmission | Materials | ENDirect
| 522100 | Materials & Supplies - Petroleum | Materials | ENDirect
| 522200 | Materials & Supplies - Motor Vechicles & | Materials | ENDirect
| 522300 | Capital Purchases - Motor Vehicles & Pla | Materials | ENDirect
| 523100 | Materials & Supplies - Administration & | Materials | ENDirect
| 523300 | Capital Purchases - Equipment | Materials | ENDirect
| 524100 | Capital Purchases - Computer Hardware | Materials | ENDirect
| 524110 | Customer Fibre Cost | Materials | ENDirect
| 524120 | Customer Tail Installation | Materials | ENDirect
| 524200 | Capital Purchases - Software & Upgrades | Materials | ENDirect
| 524300 | COMPUTER SUPPLIES | Materials | ENDirect
| 525000 | Capital Purchases - Communications Equip | Materials | ENDirect
| 527000 | Materials - Stock Write Off | Materials | ENDirect
| 527500 | Materials - Scrapped/Obsolete | Materials | ENDirect
| 528000 | Gain/Loss - Price Variance | Materials | ENDirect
| 528100 | Materials & Supplies - Stock Revaluation | Materials | ENDirect
| 528200 | >>> No valid master record | Materials | ENDirect
| 528500 | Materials & Supplies - Stores Recovery I | Contracts | ENDirect
| 528501 | Stores Recovery - Telco | Contracts | ENDirect
| 531000 | Maintenance Services | Contracts | ENDirect
| 531020 | Eng & Tech Services | Labour | ENDirect
| 531030 | Line Insp Services | Contracts | ENDirect
| 531035 | Engineer & Dsgn Serv | Labour | ENDirect
| 531040 | Local Service Agents | Labour | ENDirect
| 531045 | MDA Services | Contracts | ENDirect
| 531050 | Mtr Data Agents Serv | Labour | ENDirect
| 531060 | Road Mgt Auth Chrges | Contracts | ENDirect
| 531080 | Elec. Inspec. CSG | Contracts | ENDirect
| 531200 | Construct'n Services | Contracts | ENDirect
| 531201 | Contracts-Contestabl | Contracts | ENDirect
| 531210 | NS:Field SubContUmb | Labour | ENDirect
| 531211 | NS:Field SubCont-CPN | Labour | ENDirect
| 531215 | NETW Generator Hire | Contracts | ENDirect
| 531400 | Tree Clear Services | Contracts | ENDirect
| 531464 | NS: Civil Works CPS | Contracts | ENDirect
| 531465 | NS: Pole to Pit CPS | Contracts | ENDirect
| 531466 | NS:UR RP Pck Wks CPS | Contracts | ENDirect
| 531467 | NS: Traffic Mgmt CPS | Contracts | ENDirect
| 531468 | NS: Waste Disp CPS | Contracts | ENDirect
| 531469 | NS: Other CPS | Labour | ENDirect
| 531471 | VBRC Contract AR | Contracts | ENDirect
| 531472 | VBRC Contract Damper | Contracts | ENDirect
| 531473 | VBRC Contract Sites | Contracts | ENDirect
| 531475 | NS:Field Packaged Work-PCN | Contracts | ENDirect
| 531480 | NS: Asset Solutions Design Sub Contract | Labour | ENDirect
| 531485 | NS: Civil Contracts- PCN | Contracts | ENDirect
| 531487 | NS: AIMRO Contract Cost | Contracts | ENDirect
| 531488 | NS: LSA CPS | Labour | ENDirect
| 531489 | NS: LSA Fault Retention | Labour | ENDirect
| 531490 | NS: Connect Services CPN | Contracts | ENDirect
| 531492 | NS: Civ Contracts CP | Contracts | ENDirect
| 531495 | NS: Field Packaged Work CPN | Contracts | ENDirect
| 531500 | MV Fleet Mgmt Fee | Contracts | ENDirect
| 531600 | Novated Lease: MV's | Labour | ENDirect
| 531700 | Hire: Veh/Rent FBT | Contracts | ENDirect
| 531701 | Hire Vehicles No FBT | Contracts | ENDirect
| 531702 | Personal Car mileage | Contracts | ENDirect
| 531800 | MV Rego & Licences | Contracts | ENDirect
| 532050 | Consult Serv:Ded | Contracts | ENDirect
| 532055 | AMI Consulting | Contracts | ENDirect
| 532060 | Consult Serv:Non Ded | Contracts | ENDirect
| 532061 | Legal Fees:Deductibl | Contracts | ENDirect
| 532070 | Easement considn exp | Contracts | ENDirect
| 532071 | Property valuatn exp | Contracts | ENDirect
| 532080 | Fin Auditing Serv | Contracts | ENDirect
| 532100 | Admin Services | Contracts | ENDirect
| 532110 | LSA Reliability Rete | Labour | ENDirect
| 532140 | Tech Services | Contracts | ENDirect
| 532160 | Training Services | Contracts | ENDirect
| 532180 | Storage Services | Contracts | ENDirect
| 532200 | Hire: Plant & Equip | Contracts | ENDirect
| 532220 | Lease: Plant & Equip | Contracts | ENDirect
| 532240 | Bank Fees (no tax) | Contracts | ENDirect
| 532241 | Bank Fees (tax) | Contracts | ENDirect
| 532260 | Insurance Premiums | Contracts | ENDirect
| 532261 | InFil Insure Premium | Contracts | ENDirect
| 532300 | Subs: Deductible | Contracts | ENDirect
| 532320 | Subs: Non Deductible | Contracts | ENDirect
| 532340 | Site Restoration | Contracts | ENDirect
| 532360 | Taxi Charges FBT | Contracts | ENDirect
| 532361 | Taxi Charges Non FBT | Contracts | ENDirect
| 532380 | Post & Courier Chgs | Contracts | ENDirect
| 532400 | Corp Credit Card | Contracts | ENDirect
| 532405 | Corp CCard-Personal | Contracts | ENDirect
| 532410 | Contract/Temp Staff | Labour | ENDirect
| 532415 | External Recruitment | Contracts | ENDirect
| 532420 | Stationery/Printing | Contracts | ENDirect
| 532500 | Property Services | Contracts | ENDirect
| 532700 | Lease: Land & Build | Contracts | ENDirect
| 532800 | Lease: Office Space | Contracts | ENDirect
| 532900 | Utilities | Contracts | ENDirect
| 533000 | IT Prof Services | Contracts | ENDirect
| 533001 | Operational Support | Contracts | ENDirect
| 533002 | IT Data Network Chgs | Contracts | ENDirect
| 533003 | IT Software Contract | Contracts | ENDirect
| 533004 | IT CSC Service Agree | Contracts | ENDirect
| 533005 | IT Hardware Contract | Contracts | ENDirect
| 533006 | IT Repairs and Maint | Contracts | ENDirect
| 533100 | Siemens | Contracts | ENDirect
| 533110 | Telephony Contract | Contracts | ENDirect
| 533150 | Phone/Fax Calls | Contracts | ENDirect
| 533200 | Mobile Phone Chg FBT | Contracts | ENDirect
| 533201 | Mobile Ph Chg No FBT | Contracts | ENDirect
| 533210 | InternetCh | Contracts | ENDirect
| 533250 | Phone Cost Reim: FBT | Contracts | ENDirect
| 533300 | Trunk Mob Radio Chgs | Contracts | ENDirect
| 533400 | Advertising Services | Contracts | ENDirect
| 533450 | Agency Collect Fees | Contracts | ENDirect
| 534000 | Telco-Router Maint C | Contracts | ENDirect
| 534010 | Telco-WAN Intercon C | Contracts | ENDirect
| 534020 | Managed WAN Chrges | Contracts | ENDirect
| 534030 | Telco - SCADA | Contracts | ENDirect
| 534050 | Telco - TMR | Contracts | ENDirect
| 534070 | Telco - Remote Acc | Contracts | ENDirect
| 534080 | Telco - Internet Acc | Contracts | ENDirect
| 534090 | Telco - Int Telephon | Contracts | ENDirect
| 534100 | Telco - Telephone MA | Contracts | ENDirect
| 534110 | Telco - Telephony | Contracts | ENDirect
| 534120 | Telco - Mobile | Contracts | ENDirect
| 534125 | Telco:Mob Phone Hard | Contracts | ENDirect
| 534230 | Market'g & Promotion | Contracts | ENDirect
| 545050 | Damage Pmt | Contracts | ENDirect
| 545100 | Royalties | Contracts | ENDirect
| 545110 | Dividends Paid | Exclude | ENDirect
| 545150 | Misc Admin Exps | Contracts | ENDirect
| 545160 | Acc Rec Receipt Diff | Contracts | ENDirect
| 545200 | Directors Fees | Contracts | ENDirect
| 545600 | Emp'ee Reim: MV Exp | Contracts | ENDirect
| 545620 | DivndDistr | Exclude | ENDirect
| 545640 | Mgt FeePAL | Corporate Services Fee | ENDirect
| 545641 | Management Fee - Servco | Corporate Services Fee | ENDirect
| 545643 | AMI Project Mgmt Fee | Labour | ENDirect
| 545660 | Corp ohds to capital | Corporate OH | ENDirect
| 545662 | corp Fee Allocation | Contracts | ENDirect
| 545663 | Dept Ohds Allocation | Direct OH | ENDirect
| 545664 | DepOHOffse | Contracts | ENDirect
| 550600 | G'teed Svc Level Pmt | Contracts | ENDirect
| 550610 | Supply Rest GSL (R) | Contracts | ENDirect
| 550625 | GSL Payments-MAIFI | Contracts | ENDirect
| 550700 | Bad Debts | Contracts | ENDirect
| 550750 | Doubtful Debts | Contracts | ENDirect
| 550760 | Disc Payments | Contracts | ENDirect
| 553100 | Donation: Deductible | Contracts | ENDirect
| 553200 | Donation: Non Deduct | Contracts | ENDirect
| 553250 | CKI Scholarship | Contracts | ENDirect
| 553300 | Sponsorship | Contracts | ENDirect
| 555000 | Realised FX +/- | Contracts | ENDirect
| 555510 | Unreal G/L FX Fwds | Exclude | ENDirect
| 555515 | Unreal G/L FX Fwds | Exclude | ENDirect
| 565120 | Deprn Buildings | Exclude | ENDirect
| 565160 | Deprn Distbn Assets | Exclude | ENDirect
| 565180 | Deprn M/V & Plant | Exclude | ENDirect
| 565200 | Deprn Other Assets | Exclude | ENDirect
| 565220 | Deprn Metering | Exclude | ENDirect
| 566110 | Amort- Intell Propty | Exclude | ENDirect
| 566111 | Amort-Software | Exclude | ENDirect
| 566112 | Amort-Software Met | Exclude | ENDirect
| 570000 | Income Tax Exp | Exclude | ENDirect
| 570001 | Income Tax Exp - NPV | Exclude | ENDirect
| 582100 | Ind Compliance Fees | Contracts | ENDirect
| 582200 | Chief Elec Ins Fees | Contracts | ENDirect
| 582300 | Permits & Licenc FBT | Contracts | ENDirect
| 582301 | Permits & Lic No FBT | Contracts | ENDirect
| 582350 | Tolls/CitiLink FBT | Contracts | ENDirect
| 582351 | Tolls/CitiLink NoFBT | Contracts | ENDirect
| 583100 | Penalties & Fines | Contracts | ENDirect
| 583150 | Land Tax | Contracts | ENDirect
| 583250 | Govt Chgs & Levies | Contracts | ENDirect
| 583600 | Fringe Benefits Tax | Labour | ENDirect
| 585100 | Int Exp: Sec Dep | Exclude | ENDirect
| 585150 | Int Exp: S/Term Borr | Exclude | ENDirect
| 585200 | Int Exp: Bank Odraft | Exclude | ENDirect
| 585269 | Amort Bank Debt Exps | Exclude | ENDirect
| 585850 | Int Exp: Other | Exclude | ENDirect
| 586460 | IntXIntCo | Exclude | ENDirect
| 586463 | Int Exp Pa | Exclude | ENDirect
| 586464 | Amortisation - Ambac | Contracts | ENDirect
| 586470 | IntXIntCo | Exclude | ENDirect
| 591100 | Water Rates | Contracts | ENDirect
| 591200 | Council Rates | Contracts | ENDirect
| 591997 | Proj Trf - EN OH | Contracts | ENDirect
| 591998 | Project Tsf-Lab & OH | Contracts | ENDirect
| 591999 | Project Transfers | Contracts | ENDirect
| 601007 | NS: Corp fee Adjust | Contracts | ENDirect
| 601008 | NS Margin Adjust | PNS MG | ENDirect
| 601009 | NS Flt&Prop O/Hs adj | Direct OH | ENDirect
| 601021 | Corp O/Hs to Cap Adj | Contracts | ENDirect
| 601154 | CHED IT Project Cost | Labour | ENDirect
| 601155 | CHED IT Proj Margin | IT Project MG | ENDirect
| 601156 | CHED IT Project Cost | Labour | ENDirect
| 601157 | CHED IT Proj Margin | IT Project MG | ENDirect
| 601568 | IT Tele Costs Recov | Contracts | ENDirect
| 602050 | CP Sys Ctrl OH | Labour | ENDirect
| 602051 | PAL Sys Ctrl OH | Labour | ENDirect
| 602060 | Local OH Alloc | Labour | ENDirect
| 602061 | Local OH Alloc | Labour | ENDirect
| 602356 | NETW:Trf CP 2 PAL | Labour | ENDirect
| 604001 | PAL S Compli Trf CP | Labour | ENDirect
| 604004 | CP NS FinTrf ServCo | Contracts | ENDirect
| 604007 | CP MA&Tax Trf ServCo | Contracts | ENDirect
| 604008 | CP N Fin Trf CPNetw | Contracts | ENDirect
| 604009 | CP Prop Trf toServCo | Contracts | ENDirect
| 604010 | CP C AdminTrf ServCo | Contracts | ENDirect
| 604011 | CP: Fin BO Trf SCo | Contracts | ENDirect
| 604012 | CP Reg Trf to ServCo | Contracts | ENDirect
| 604013 | CP CSLS Trf to ServC | Contracts | ENDirect
| 604014 | CP CEO Trf to ServCo | Contracts | ENDirect
| 604018 | CP IT Trf to ServCo | Contracts | ENDirect
| 604019 | CPEng & Tech StdsPAL | Labour | ENDirect
| 604021 | E&T Stds Shared Serv | Labour | ENDirect
| 604022 | Safety Compl Shared | Labour | ENDirect
| 604041 | CP:CUST Trfs ServC | Contracts | ENDirect
| 604048 | CP AIMRO Trf ServCo | Contracts | ENDirect
| 604049 | CP SDEV trf SCo | Contracts | ENDirect
| 604051 | PAL Shrd Grad Trf CP | Labour | ENDirect
| 604053 | CP ADes Trf PAL(Net) | Labour | ENDirect
| 604054 | CPN OH Pool to PCN | Contracts | ENDirect
| 604055 | CP FIN IT Trf to SCo | Contracts | ENDirect
| 604056 | EN Overheads Allocations | Contracts | ENDirect
| 604059 | EN Eng Stds Alloc | Labour | ENDirect
| 604060 | PAL: Fin BO Trf SCo | Contracts | ENDirect
| 604061 | PAL: Ceo BO trf SCo | Contracts | ENDirect
| 604062 | PAL: Hr BO trf SCo | Contracts | ENDirect
| 604064 | PAL: Reg BO trf SCo | Contracts | ENDirect
| 604065 | PAL: Csls BO trf SCo | Contracts | ENDirect
| 604066 | PAL: Cust BO trf SCo | Contracts | ENDirect
| 604067 | PAL IT BO trf SCo | Contracts | ENDirect
| 604070 | Cust Trf Netw MgtFee | Contracts | ENDirect
| 604071 | PAL Prop Tfr to SCo | Contracts | ENDirect
| 604073 | Cust Transfer (PMS) trf Management Fee | Contracts | ENDirect
| 604075 | PAL AIMROtrf to SCo | Contracts | ENDirect
| 604076 | CustTrf(ESRev) MFee | Contracts | ENDirect
| 604077 | Cust Trf(SpcRd) MFee | Contracts | ENDirect
| 604078 | Cust Trf(PVIns) MFee | Contracts | ENDirect
| 604079 | PAL SDEV trf SCo | Contracts | ENDirect
| 604080 | PCN Egy Mtr Alloc | Contracts | ENDirect
| 604081 | PAL: SpecRead Rev | Exclude | ENDirect
| 604082 | CP: SpecRead Rev | Exclude | ENDirect
| 604083 | CP EMS trf PAL EMS | Contracts | ENDirect
| 604084 | CP PV Rev trf ACS | Contracts | ENDirect
| 604085 | PAL PV Rev trf ACS | Contracts | ENDirect
| 604086 | Depot Costs Transfer | Contracts | ENDirect
| 604087 | AIWM Dispatch Trf | Labour | ENDirect
| 604100 | PAL Net Serv Trf CP | Labour | ENDirect
| 604101 | HR:BusPerform2CP | Contracts | ENDirect
| 604105 | PAL Salaries Trf PNS | Labour | ENDirect
| 604106 | CP Salaries Trf PNS | Labour | ENDirect
| 604110 | CS SpecRead | Contracts | ENDirect
| 604111 | CS: MDC | Contracts | ENDirect
| 604112 | CS:MDP | Contracts | ENDirect
| 604114 | CS:Billing | Contracts | ENDirect
| 604115 | CS:Credit | Contracts | ENDirect
| 604116 | CS:Rev Protection | Contracts | ENDirect
| 604117 | CS:Claims | Contracts | ENDirect
| 604118 | CS:Call Cntre | Contracts | ENDirect
| 604119 | Cust Serv Corp OH-Other Cust Resp | Contracts | ENDirect
| 604120 | CS:Retail Relations | Contracts | ENDirect
| 604121 | Cust Serv Corp OH-Customer Relations | Contracts | ENDirect
| 604122 | CS:Bus Improve | Contracts | ENDirect
| 604123 | CS:Gen Mgr | Contracts | ENDirect
| 604124 | CS:AMI Transfer | Contracts | ENDirect
| 604125 | CS: LNSP(CP) | Contracts | ENDirect
| 604126 | CS: LNSP(PAL) | Contracts | ENDirect
| 604128 | CS:PMPD | Contracts | ENDirect
| 604129 | CS:CorpOH-MDC | Contracts | ENDirect
| 604130 | CS:CorpOH-SCo | Contracts | ENDirect
| 604132 | CS Corp OH-SpecRead | Contracts | ENDirect
| 604133 | CS Corp OH-MDC | Contracts | ENDirect
| 604135 | CS Corp OH-Cust Care | Contracts | ENDirect
| 604149 | CS:Con Serv Mgmt | Contracts | ENDirect
| 604152 | Connections ACS, PM | Contracts | ENDirect
| 604600 | Corp Services Fee | Corporate Services Fee | ENDirect
| 604615 | REG Trf to AIMRO | Contracts | ENDirect
| 604650 | DRMF Monthly Charge | Contracts | ENDirect
| 605105 | Non Reg IT Sup Trf | Contracts | ENDirect
| 605120 | Vect CP FIN Trf SCo | Contracts | ENDirect
| 605200 | FIN:Mgt Fee-Fin Acct | Contracts | ENDirect
| 605201 | HR:ServCoMgt Fee Trf | Contracts | ENDirect
| 605202 | CSLS:ServCoMgtFeeTrf | Contracts | ENDirect
| 605203 | FIN:ServCoMgtFeeTrf | Contracts | ENDirect
| 605204 | CEO:ServCoMgt FeeTrf | Contracts | ENDirect
| 605205 | REG:ServCoMgtFeeTrf | Contracts | ENDirect
| 605207 | REG:SCoMgt FeeTrf | Contracts | ENDirect
| 605208 | REG:SCoMgt FeeTrf | Contracts | ENDirect
| 605209 | FIN:ServCoMgtFeeTrf | Contracts | ENDirect
| 605210 | FIN:ServCoMgtFeeTrf | Contracts | ENDirect
| 605211 | FIN:ServCoMgtFeeTrf | Contracts | ENDirect
| 605212 | FIN Vector SCoTrf | Contracts | ENDirect
| 605213 | AM:ServCoMgt Fee Trf | Contracts | ENDirect
| 605214 | HR_ADV:ServCoMgt Trf | Contracts | ENDirect
| 605215 | SDEV:ServCoMgtFeeTrf | Contracts | ENDirect
| 607011 | FRCMDM Trf2Trf Price | Contracts | ENDirect
| 607012 | GISOMS Trf2Trf Price | Contracts | ENDirect
| 607013 | SAPBI Trf2Trf Price | Contracts | ENDirect
| 607014 | IT O/H Trf2Trf Price | Contracts | ENDirect
| 607015 | Infra Trf2Trf Price | Contracts | ENDirect
| 607016 | Sev&Sec Trf2Trf Prce | Contracts | ENDirect
| 607018 | IT AIM Trf2Trf Price | Contracts | ENDirect
| 607019 | Sev&Sec Trf 2 MOE | Contracts | ENDirect
| 607021 | ITPrgINF Trf2TrfPri | Contracts | ENDirect
| 607022 | ITPrgCAM Trf2TrfPri | Contracts | ENDirect
| 607023 | ITPrgSNW Trf2TrfPri | Contracts | ENDirect
| 607024 | ITPrgDAS Trf2TrfPri | Contracts | ENDirect
| 607027 | ITPrgPS Trf2TrfPri | Contracts | ENDirect
| 607028 | ITPrgSecG Trf2TrfPri | Contracts | ENDirect
| 607029 | ITPrgMOE Trf2TrfPri | Contracts | ENDirect
| 607032 | ITCoreApp Trf2TrfPri | Contracts | ENDirect
| 607140 | AMI Mgt Fee(exc Mat) | Contracts | ENDirect
| 607141 | AMI Mgt Fee(Inc Mat) | Contracts | ENDirect
| 607150 | IT Corp Tele Trf | Contracts | ENDirect
| 607151 | IT AMI Sup Cost Trf | Contracts | ENDirect
| 607152 | IT 660 Tele Trf | Contracts | ENDirect
| 607153 | SCo IT Trf 68123660 | Contracts | ENDirect
| 607154 | P&C IT Trf 68123660 | Contracts | ENDirect
| 607156 | Assess Cyc Fix AMI | Contracts | ENDirect
| 611000 | NS: EST Engineer Plant | Labour | ENDirect
| 611001 | NS: EST Drafting - Design | Labour | ENDirect
| 611002 | NS: EST Communication Engineer | Labour | ENDirect
| 611003 | NS: EST Materials Procurement | Labour | ENDirect
| 611004 | NS: EST Civil Supervision | Labour | ENDirect
| 611005 | NS: EST Survey | Labour | ENDirect
| 611006 | NS: EST Materials Co-ordinator | Labour | ENDirect
| 611007 | NS: EST Engineering Design | Labour | ENDirect
| 611008 | NS: EST Design General | Labour | ENDirect
| 611009 | NS: EST Project Manager | Labour | ENDirect
| 611010 | NS: EST Estimator | Labour | ENDirect
| 611027 | Plugging of holes | Contracts | ENDirect
| 611028 | Safety Calling Card | Labour | ENDirect
| 611045 | PAL Material Revenue - Transitional | Materials | ENDirect
| 611046 | Material Costs (PAL) | Materials | ENDirect
| 611095 | Contractual Revenue (PAL) | Labour | ENDirect
| 611096 | Contractual Revenue (PAL) | Labour | ENDirect
| 611101 | Opex Fault Unit Price | Materials | ENDirect
| 611102 | Capex Fault Unit Price | Labour | ENDirect
| 611103 | Fault PMO Opex | Materials | ENDirect
| 611104 | Fault PMO Capex | Materials | ENDirect
| 611105 | NC Meter Int 1 Ph No | Materials | ENDirect
| 611106 | NC Meter Accum M Ph | Materials | ENDirect
| 611107 | NC Meter Int 1 Ph No | Materials | ENDirect
| 611108 | NC Meter Accum 1 Ph | Materials | ENDirect
| 611110 | Live Line Worker T/Time | Labour | ENDirect
| 611111 | Live Line Worker OT T/Time | Labour | ENDirect
| 611112 | New Connection - CT Metering | Labour (50%)/ Materials (50%) | ENDirect
| 611113 | New Connection - OH - Multi Phase | Labour (50%)/ Materials (50%) | ENDirect
| 611114 | New Connection - OH - Single Phase | Labour (50%)/ Materials (50%) | ENDirect
| 611115 | New Connection - UG - Multi Phase | Labour (50%)/ Materials (50%) | ENDirect
| 611116 | New Connection - UG - Single Phase | Labour (50%)/ Materials (50%) | ENDirect
| 611117 | NT 1 GIS Operator | Labour | ENDirect
| 611118 | NT 1 GIS Operator (O/T) | Labour | ENDirect
| 611119 | Quote Allocation Adjustment $1/unit | Labour | ENDirect
| 611120 | Fault Work Normal Time | Labour | ENDirect
| 611121 | Fault Work After Hours (incl Specl Read) | Labour | ENDirect
| 611122 | Single Man Fault Work - N/T | Labour | ENDirect
| 611123 | Single Man Fault Work - A/H | Labour | ENDirect
| 611124 | Stand-down time Faults | Labour | ENDirect
| 611125 | Apmt inc LD Complex Mats | Materials | ENDirect
| 611126 | Apmt inc LD Simple Mats | Materials | ENDirect
| 611127 | Mtr/ts replacement M ph Mats | Materials | ENDirect
| 611128 | Mtr/ts replace 1 ph Mats | Materials | ENDirect
| 611129 | N/C OH M Ph Mats | Materials | ENDirect
| 611130 | Connection Services | Labour | ENDirect
| 611131 | N/C OH 1 Ph Mats | Materials | ENDirect
| 611132 | N/C UG M Ph Mats | Materials | ENDirect
| 611133 | N/C UG 1 Ph Mats | Materials | ENDirect
| 611134 | N/C URD 1 Ph Mats | Materials | ENDirect
| 611135 | N/C URD M Ph Mats | Materials | ENDirect
| 611136 | CIMR Interval 1 Ph Non OP | Labour (50%)/ Materials (50%) | ENDirect
| 611137 | CIMR Interval 1 Ph OP | Labour (50%)/ Materials (50%) | ENDirect
| 611138 | CIMR Interval M Ph DC | Labour (50%)/ Materials (50%) | ENDirect
| 611139 | CIMR Interval M Ph CT | Labour (50%)/ Materials (50%) | ENDirect
| 611140 | Mtr Reading/Special | Labour | ENDirect
| 611141 | MR Interval 1 Ph Non OP | Materials | ENDirect
| 611142 | MR Accum M Ph CT | Materials | ENDirect
| 611143 | MR Accum M Ph DC | Materials | ENDirect
| 611144 | MR Accum 1 Ph OP | Materials | ENDirect
| 611145 | CIMR Accum 1 Ph Non OP | Labour (50%)/ Materials (50%) | ENDirect
| 611146 | CIMR Accum 1 Ph OP | Labour (50%)/ Materials (50%) | ENDirect
| 611147 | CIMR Accum M Ph DC | Labour (50%)/ Materials (50%) | ENDirect
| 611148 | CIMR Accum M Ph CT | Labour (50%)/ Materials (50%) | ENDirect
| 611150 | Metering & Servicing | Labour | ENDirect
| 611151 | Metering & Servicing OT | Labour | ENDirect
| 611152 | Single Man Metering & Servicing | Labour | ENDirect
| 611153 | Single Man Metering & Servicing - O/T | Labour | ENDirect
| 611160 | CTST-Special Metering | Labour | ENDirect
| 611161 | Special Metering | Labour | ENDirect
| 611162 | CTST - Special Metering OT | Labour | ENDirect
| 611163 | Special Metering OT | Labour | ENDirect
| 611164 | Specialist Metering - Enquiries | Labour | ENDirect
| 611165 | Avail Allow Tfr | Labour | ENDirect
| 611166 | Int Peak Pd Plan Tfr | Labour | ENDirect
| 611167 | Unit Flts Fixed Tfr | Labour | ENDirect
| 611168 | OpexFault Unit Pr CP | Labour | ENDirect
| 611169 | Capex FaultUnitPr CP | Labour | ENDirect
| 611170 | Abolishment | Labour | ENDirect
| 611171 | Appmt - Increased Load - Complex | Labour | ENDirect
| 611172 | Appmt - Increased Load - Simple | Labour | ENDirect
| 611173 | Appt Labour Only Service Truck Visit | Labour | ENDirect
| 611174 | Appmt - Non Capital Complex | Labour | ENDirect
| 611180 | Meter/Time Switch Replmt - Multi Phase | Labour | ENDirect
| 611181 | Meter/Time Switch Replmt - Simple | Labour | ENDirect
| 611182 | L13 CF 42W(1.5m out) | Labour | ENDirect
| 611183 | L14 CF 42W(4.5m out) | Labour | ENDirect
| 611184 | L15 T5 2x14W(1.5m ou | Labour | ENDirect
| 611185 | L16 T5 2x14W(4.5m ou | Labour | ENDirect
| 611186 | L17 T5 2x24W(1.5m ou | Labour | ENDirect
| 611187 | L18 T5 2x24W(4.5m ou | Labour (50%)/ Contracts (50%) | ENDirect
| 611188 | L19 CF 32W(1.5m out) | Labour (50%)/ Contracts (50%) | ENDirect
| 611189 | L20 CF 32W(4.5m out) | Labour (50%)/ Contracts (50%) | ENDirect
| 611190 | NC BTS | Labour | ENDirect
| 611200 | UnMetered Supplies | Labour | ENDirect
| 611201 | 125 W MV WML L7 | Labour | ENDirect
| 611202 | Service Replacement - Multi Phase | Labour (50%)/ Materials (50%) | ENDirect
| 611203 | 80 W MV (0.6m Out) L1 | Labour | ENDirect
| 611210 | CTST Logisitics | Labour | ENDirect
| 611211 | Logistics | Labour | ENDirect
| 611212 | CTST Logistics OT | Labour | ENDirect
| 611213 | Logistics OT | Labour | ENDirect
| 611214 | PV Install PAL | Labour | ENDirect
| 611220 | Spare Equipment | Labour | ENDirect
| 611221 | NC Meter AMI 2e + C | Materials | ENDirect
| 611222 | NC Metr AMI Ins 2e+C | Labour | ENDirect
| 611230 | MCT or Equivalent | Labour | ENDirect
| 611239 | P 00-Pit Install in Soil<5m wood pole | Contracts | ENDirect
| 611240 | P 01 | Contracts | ENDirect
| 611241 | P 02 | Contracts | ENDirect
| 611242 | P 03 | Contracts | ENDirect
| 611243 | P 04 | Contracts | ENDirect
| 611244 | P 05 | Contracts | ENDirect
| 611245 | P 05 | Contracts | ENDirect
| 611246 | P 07 | Contracts | ENDirect
| 611247 | P 08 | Contracts | ENDirect
| 611248 | P09 | Contracts | ENDirect
| 611249 | P 10 | Contracts | ENDirect
| 611250 | P 11 | Contracts | ENDirect
| 611251 | P12 | Contracts | ENDirect
| 611252 | 150 W HPS (6.0m) L5 | Labour | ENDirect
| 611253 | Standard CT job | Labour | ENDirect
| 611254 | P 13 | Contracts | ENDirect
| 611255 | P14 | Contracts | ENDirect
| 611256 | P15 | Contracts | ENDirect
| 611257 | P16 | Contracts | ENDirect
| 611258 | P17 | Contracts | ENDirect
| 611259 | P18 | Contracts | ENDirect
| 611260 | P19 | Contracts | ENDirect
| 611261 | P20 | Contracts | ENDirect
| 611262 | P21 | Contracts | ENDirect
| 611263 | NC AMI 1Ph 1e | Materials | ENDirect
| 611264 | NC AMI 1Ph 1e + C | Materials | ENDirect
| 611265 | NC AMI 3Ph | Materials | ENDirect
| 611266 | NC AMI 3 Ph CT | Materials | ENDirect
| 611267 | NC AMI Inst 1Ph 1e | Labour | ENDirect
| 611268 | NC AMI Inst 1Ph 1e + C | Labour | ENDirect
| 611269 | NC AMI Inst 3Ph | Labour | ENDirect
| 611270 | NC AMI Inst 3 Ph CT | Labour | ENDirect
| 611271 | CIMR AMI 1Ph 1e | Materials | ENDirect
| 611272 | CIMR AMI 1Ph 2e + C | Materials | ENDirect
| 611273 | CIMR AMI 3Ph | Materials | ENDirect
| 611274 | CIMR AMI 3 Ph + 3 Ph ext C | Materials | ENDirect
| 611275 | CIMR AMI 3 Ph CT | Materials | ENDirect
| 611276 | AMI 1Ph 1e | Materials | ENDirect
| 611277 | AMI 1Ph 2e+C | Materials | ENDirect
| 611278 | AMI 3Ph | Materials | ENDirect
| 611279 | AMI 3 Ph+3 Ph ext C | Materials | ENDirect
| 611280 | AMI 3 Ph CT | Materials | ENDirect
| 611281 | AMI Inst 1P NOP | Contracts | ENDirect
| 611282 | AMI Inst 1P A & C | Contracts | ENDirect
| 611283 | AMI Inst 1P 2M + TS | Contracts | ENDirect
| 611284 | AMI Inst 1P 2e + c | Contracts | ENDirect
| 611285 | AMI Inst Slab heating | Contracts | ENDirect
| 611286 | AMI Inst Climate Saver 1 | Contracts | ENDirect
| 611287 | AMI Inst Climate Saver 2 | Contracts | ENDirect
| 611288 | AMI Inst 3P DC | Contracts | ENDirect
| 611289 | AMI Inst 3P A & C | Contracts | ENDirect
| 611290 | AMI Inst 3P CT | Contracts | ENDirect
| 611291 | AMI Inst Special isolation | Contracts | ENDirect
| 611292 | AMI Inst Install contactor | Contracts | ENDirect
| 611293 | AMI Inst Remove T/S | Contracts | ENDirect
| 611294 | AMI Complex Meter Board Repl | Materials | ENDirect
| 611295 | AMI Complex Asbestos removal | Materials | ENDirect
| 611296 | AMI Complex Rewiring | Materials | ENDirect
| 611297 | AMI Comms Mesh | Materials | ENDirect
| 611298 | AMI Comms 3G | Materials | ENDirect
| 611299 | AMI Comms PSTN | Materials | ENDirect
| 611300 | AMI Comms Satellite | Materials | ENDirect
| 611301 | AMI Comms Inst Mesh Concentrator | Labour | ENDirect
| 611302 | AMI Comms Inst 3G Antenna | Labour | ENDirect
| 611303 | AMI Comms Inst PSTN | Labour | ENDirect
| 611304 | AMI Comms Inst Satellite | Labour | ENDirect
| 611306 | AMI Comms Inst Mesh Repeater | Labour | ENDirect
| 611307 | AMI Comms Supply IHD | Labour | ENDirect
| 611308 | AMI Comms Install IHD | Labour | ENDirect
| 611310 | CTST Base Design | Labour | ENDirect
| 611311 | Base Design | Labour | ENDirect
| 611312 | CTST Base Design OT | Labour | ENDirect
| 611313 | Base Design OT | Labour | ENDirect
| 611314 | AMI Install Pol Heat | Contracts | ENDirect
| 611315 | AMI Install CT Compl | Contracts | ENDirect
| 611316 | AMI Install Varied | Contracts | ENDirect
| 611317 | AMI Install Unknown | Contracts | ENDirect
| 611320 | CTST General Design | Labour | ENDirect
| 611321 | General Design | Labour | ENDirect
| 611322 | CTST General Design OT | Labour | ENDirect
| 611323 | GEneral Design OT | Labour | ENDirect
| 611324 | To reallocate profit between PCS streams | Labour | ENDirect
| 611330 | CTST Engineers | Labour | ENDirect
| 611331 | Engineers | Labour | ENDirect
| 611332 | CTST Engineers OT | Labour | ENDirect
| 611333 | Engineers - Overtime | Labour | ENDirect
| 611334 | NC Ant Low mtr mount | Materials | ENDirect
| 611335 | NC Ant Low ext lead | Materials | ENDirect
| 611336 | NC Ant Sup High Prof | Materials | ENDirect
| 611337 | NC Ant Inst Low mtr | Labour | ENDirect
| 611338 | NC Ant Inst Low ext | Labour | ENDirect
| 611339 | NC Ant Install High | Labour | ENDirect
| 611340 | CTST Survey | Labour | ENDirect
| 611341 | Survey | Labour | ENDirect
| 611342 | CTST Survey OT | Labour | ENDirect
| 611343 | Survey OT | Labour | ENDirect
| 611344 | NC Meter AMI 3Ph + C | Materials | ENDirect
| 611345 | NC Mtr AMI Ins 3Ph+C | Labour | ENDirect
| 611350 | CTST Estimator | Labour | ENDirect
| 611351 | Estimator | Labour | ENDirect
| 611352 | CTST Estimator OT | Labour | ENDirect
| 611353 | Estimator OT | Labour | ENDirect
| 611368 | NS:NC CT>160 T1-Met | Labour (50%)/ Materials (50%) | ENDirect
| 611369 | NS:NC CT<160 -Met | Labour (50%)/ Contracts (50%) | ENDirect
| 611370 | NS:NC 3Phase DC-Met | Labour (50%)/ Contracts (50%) | ENDirect
| 611371 | NS:NC 2Phase DC-Met | Labour (50%)/ Contracts (50%) | ENDirect
| 611372 | NS:NC 1Phase OP-Met | Labour (50%)/ Contracts (50%) | ENDirect
| 611373 | NS:NC 1Phase Peak-Met | Labour (50%)/ Contracts (50%) | ENDirect
| 611374 | NS:NC CY>160T1-Serv | Labour (50%)/ Contracts (50%) | ENDirect
| 611375 | NS:NC CY<160-Serv | Labour (50%)/ Contracts (50%) | ENDirect
| 611376 | NS:NC 3Phase DC-Serv | Labour (50%)/ Contracts (50%) | ENDirect
| 611377 | NS:NC 2Phase DC-Serv | Labour (50%)/ Contracts (50%) | ENDirect
| 611378 | NS:NC 1Phase OP-Serv | Labour (50%)/ Contracts (50%) | ENDirect
| 611379 | NS:NC 1Phase Peak-Met | Labour (50%)/ Contracts (50%) | ENDirect
| 611380 | NS:AA CT>160 T1-Met | Labour (50%)/ Contracts (50%) | ENDirect
| 611381 | NS:AA CT<160-Met | Labour (50%)/ Contracts (50%) | ENDirect
| 611382 | NS:AA 3 Phase DC- Met | Labour (50%)/ Contracts (50%) | ENDirect
| 611383 | NS:AA 2 Phase DC- Met | Labour (50%)/ Contracts (50%) | ENDirect
| 611384 | NS:AA 1 Phase OP - Met | Labour (50%)/ Contracts (50%) | ENDirect
| 611385 | NS:AA 1 Phase Peak-Met | Labour (50%)/ Contracts (50%) | ENDirect
| 611386 | NS:AA CT>160 T1-Serv | Labour (50%)/ Contracts (50%) | ENDirect
| 611387 | NS:AA CT<160-Serv | Labour (50%)/ Contracts (50%) | ENDirect
| 611388 | NS:AA 3 Phase DC- Serv | Labour (50%)/ Contracts (50%) | ENDirect
| 611389 | NS:AA 2 Phase DC- Serv | Labour (50%)/ Contracts (50%) | ENDirect
| 611390 | NS:AA 1 Phase OP - Serv | Labour (50%)/ Contracts (50%) | ENDirect
| 611391 | NS:AA 1 Phase Peak-Serv | Labour (50%)/ Contracts (50%) | ENDirect
| 611392 | NS:NCC CT>160 T1- Met | Labour (50%)/ Contracts (50%) | ENDirect
| 611393 | NS:NCC CT<160- Met | Labour (50%)/ Contracts (50%) | ENDirect
| 611394 | NS:NCC 3 Phase DC- Met | Labour (50%)/ Contracts (50%) | ENDirect
| 611395 | NS:NCC 2 Phase DC- Met | Labour (50%)/ Contracts (50%) | ENDirect
| 611396 | NS:NCC 1 Phase OP- Met | Labour (50%)/ Contracts (50%) | ENDirect
| 611397 | NS:NCC 1 Phase Peak- Met | Labour (50%)/ Contracts (50%) | ENDirect
| 611398 | NS:IMRO CT>160 T1- Met | Labour (50%)/ Contracts (50%) | ENDirect
| 611399 | NS:IMRO CT<160- Met | Labour (50%)/ Contracts (50%) | ENDirect
| 611400 | NS:IMRO 3 Phase DC- Met | Labour (50%)/ Contracts (50%) | ENDirect
| 611401 | NS:IMRO 2 Phase DC- Met | Labour (50%)/ Contracts (50%) | ENDirect
| 611402 | NS:IMRO 1 Phase OP- Met | Labour (50%)/ Contracts (50%) | ENDirect
| 611403 | NS:IMRO 1 Phase Peak- Met | Labour (50%)/ Contracts (50%) | ENDirect
| 611410 | CTST Mat Coordinator | Labour | ENDirect
| 611411 | Materials Coordinator | Labour | ENDirect
| 611412 | PCS: Planned Outrages Operator | Labour | ENDirect
| 611413 | PCS: Planned ACR A/R Operator | Labour | ENDirect
| 611420 | CTST Mat Coordinator OT | Labour | ENDirect
| 611421 | Powerbeam Unit Price | Labour | ENDirect
| 611422 | PAL Existing Pole | Materials | ENDirect
| 611423 | PAL New Pole | Materials | ENDirect
| 611424 | PAL Solar Supply | Materials | ENDirect
| 611425 | PAL Transformer | Materials | ENDirect
| 611426 | PAL Rep Sup Com Bat | Materials | ENDirect
| 611427 | PAL Rep Ins Com Bat | Materials | ENDirect
| 611428 | HP Ant PostMtrInst | Labour | ENDirect
| 611429 | LP Ant PostMtrInst | Labour | ENDirect
| 611430 | Materials Coordinator OT | Labour | ENDirect
| 611431 | 3G P2P Mtr-asc w/HP | Materials | ENDirect
| 611440 | CTST Light FLeet No FBT | Labour | ENDirect
| 611441 | CTST Light FLeet FBT | Labour | ENDirect
| 611445 | CTST CPL 1 | Labour | ENDirect
| 611446 | CPL 1 | Labour | ENDirect
| 611447 | CTST CPL 1 OT | Labour | ENDirect
| 611448 | CPL 1 OT | Labour | ENDirect
| 611450 | Gen Lineworker | Labour | ENDirect
| 611451 | CTST PERU | Labour | ENDirect
| 611455 | CTST Gen Lineworker | Labour | ENDirect
| 611456 | Gen Lineworker | Labour | ENDirect
| 611457 | CTST Gen Lineworker OT | Labour | ENDirect
| 611458 | Gen Linesworker - Overtime | Labour | ENDirect
| 611460 | CTST Live Line Worker | Labour | ENDirect
| 611461 | Live Line Worker | Labour | ENDirect
| 611462 | CTST Liv Line Worker OT | Labour | ENDirect
| 611463 | Live Line Worker - Overtime | Labour | ENDirect
| 611465 | Operating Live Line Stick | Labour | ENDirect
| 611470 | CTST CPL 2 | Labour | ENDirect
| 611471 | CPL 2 | Labour | ENDirect
| 611472 | CTST CPL 2 OT | Labour | ENDirect
| 611473 | CPL 2 OT | Labour | ENDirect
| 611480 | Customer Computer Test 1 Ph | Labour | ENDirect
| 611481 | Customer Computer Test M Ph | Labour | ENDirect
| 611482 | HV/PETE Testing - EPV Test Station | Labour | ENDirect
| 611483 | HV/PETE Testing - Remote Test | Labour | ENDirect
| 611484 | PETE | Labour | ENDirect
| 611485 | Metering - Equipment Repairs | Labour | ENDirect
| 611486 | Meter Data Agent Work | Labour | ENDirect
| 611487 | IMTE | Labour | ENDirect
| 611488 | Code Test DC 1 Ph | Labour | ENDirect
| 611489 | Code Test CT Meter | Labour | ENDirect
| 611490 | NC Comms Mesh Sup | Materials | ENDirect
| 611491 | NC Com Sup Mesh Rela | Materials | ENDirect
| 611492 | NC Com P2P 3G Modem | Materials | ENDirect
| 611493 | NC Com P2P 3G PSTN | Materials | ENDirect
| 611494 | NC Com P2P 3G Satell | Materials | ENDirect
| 611495 | NC Com Inst Mesh Sup | Labour | ENDirect
| 611496 | NC Com Ins Mes Relay | Labour | ENDirect
| 611497 | NC Com Ins P2P3G Mod | Labour | ENDirect
| 611498 | NC Com Ins P2P3GPSTN | Labour | ENDirect
| 611499 | NC Com Ins P2P3G Sat | Labour | ENDirect
| 611510 | Standard Fitter/Testers - Discount | Labour | ENDirect
| 611511 | Standard Fitter/Testes - Base | Labour | ENDirect
| 611520 | Standard Fitter/Testers - Premium | Labour | ENDirect
| 611521 | Standard Fitter/Testers - Overtime | Labour | ENDirect
| 611530 | CTST Tester | Labour | ENDirect
| 611531 | Tester | Labour | ENDirect
| 611532 | CTST Tester OT | Labour | ENDirect
| 611533 | Tester OT | Labour | ENDirect
| 611534 | AMIRO Meter 1Ph 1e+C | Materials | ENDirect
| 611540 | CTST Fitter | Labour | ENDirect
| 611541 | Fitter | Labour | ENDirect
| 611542 | CTST Fitter OT | Labour | ENDirect
| 611543 | Fitter OT | Labour | ENDirect
| 611568 | PAL Misc Trf PNS | Materials | ENDirect
| 611575 | FMR Inst Int1PhNonOP | Labour | ENDirect
| 611576 | FMR Inst Int 1 Ph OP | Labour | ENDirect
| 611577 | FMR Inst Int M Ph DC | Labour | ENDirect
| 611578 | FMR Inst Int M Ph CT | Labour | ENDirect
| 611579 | FMRInstAcc1PhNonOP | Labour | ENDirect
| 611580 | FMR Inst Acc 1 Ph OP | Labour | ENDirect
| 611581 | FMR Inst Acc M Ph DC | Labour | ENDirect
| 611582 | FMR Inst Acc M Ph CT | Labour | ENDirect
| 611583 | FMR Inst AMI 1Ph 1e | Labour | ENDirect
| 611584 | FMR InstAMI 1Ph 2e+c | Labour | ENDirect
| 611585 | FMR Inst AMI 3Ph | Labour | ENDirect
| 611586 | CIMR InstInt1PhNonOP | Labour | ENDirect
| 611587 | CIMR Inst Int 1Ph OP | Labour | ENDirect
| 611588 | CIMR Inst Int M PhDC | Labour | ENDirect
| 611589 | CIMR Inst Int M PhCT | Labour | ENDirect
| 611590 | CIMRInst Acc1PhNonOP | Labour | ENDirect
| 611591 | CIMR Inst Acc 1 PhOP | Labour | ENDirect
| 611592 | CIMR Inst Acc M PhDC | Labour | ENDirect
| 611593 | CIMR Inst Acc M PhCT | Labour | ENDirect
| 611594 | CIMR Inst AMI 1PH 1e | Labour | ENDirect
| 611595 | CIMR Inst AMI1PH2e+c | Labour | ENDirect
| 611596 | CIMR Inst AMI 3Ph | Labour | ENDirect
| 611597 | CIMRInsAMI3Ph+1phexc | Labour | ENDirect
| 611598 | CIMR Inst AMI 3Ph CT | Labour | ENDirect
| 611610 | CTST Project Manager | Labour | ENDirect
| 611611 | Project Manager | Labour | ENDirect
| 611612 | CTST Project Manager OT | Labour | ENDirect
| 611613 | Project Manager - Overtime | Labour | ENDirect
| 611620 | CTST Resource Planner | Labour | ENDirect
| 611621 | Resource Planner | Labour | ENDirect
| 611622 | CTST Resource Planner OT | Labour | ENDirect
| 611623 | Resource Planner Overtime | Labour | ENDirect
| 611630 | CTST Elevating Work Platform | Labour | ENDirect
| 611640 | N/C Mid Span 1 Ph | Labour (50%)/ Contracts (50%) | ENDirect
| 611641 | N/C Mid Span M Ph | Labour (50%)/ Contracts (50%) | ENDirect
| 611642 | N/C O/H CT | Labour (50%)/ Contracts (50%) | ENDirect
| 611643 | N/C U/G CT | Labour (50%)/ Contracts (50%) | ENDirect
| 611644 | NCC Accum 1 Ph OP | Labour (50%)/ Contracts (50%) | ENDirect
| 611645 | SVC replace Mid Span | Labour (50%)/ Contracts (50%) | ENDirect
| 611646 | SVC replace 1 Ph | Labour (50%)/ Contracts (50%) | ENDirect
| 611647 | SVC replace M Ph | Labour (50%)/ Contracts (50%) | ENDirect
| 611648 | Fuse on Board | Labour | ENDirect
| 611649 | Inst Off Peak Load | Labour | ENDirect
| 611650 | FI/DNP by Truck B/H | Labour | ENDirect
| 611651 | Tar Chg Reprogram | Labour | ENDirect
| 611652 | Tar Chg New T/S | Labour | ENDirect
| 611653 | Tar Chg Alt 1 Ph | Labour | ENDirect
| 611654 | Tar Chg Alt M Ph | Labour | ENDirect
| 611655 | FI/DNP by Truck A/H | Labour | ENDirect
| 611656 | 80 W MV (4.5m Out) L2 | Labour | ENDirect
| 611657 | 125 W MV (0.5m) L3 | Labour | ENDirect
| 611658 | 125 W MV (4.5m) L4 | Labour | ENDirect
| 611659 | 250 W HPS (6.0m) L6 | Labour | ENDirect
| 611660 | 250 W MV WML L8 | Labour | ENDirect
| 611661 | 400 W MV WML L9 | Labour | ENDirect
| 611662 | 150 W HPS WML L10 | Labour | ENDirect
| 611663 | 250 W HPS WML L11 | Labour | ENDirect
| 611664 | 400 W HPS WML L12 | Labour | ENDirect
| 611665 | NS:Fault Meter/Timeswitch | Labour | ENDirect
| 611667 | NS:FltMet/Tim-InstCP | Labour | ENDirect
| 611676 | FI/DNPbyTruck A/H CP | Labour | ENDirect
| 611710 | Meter Reading | Labour | ENDirect
| 611720 | Special Meter Reading | Labour | ENDirect
| 611730 | Sub contract Rate:A | Labour | ENDirect
| 611731 | Sub contract Rate:B | Labour | ENDirect
| 611732 | Sub contract Rate:C | Labour | ENDirect
| 611733 | Sub contract Rate:D | Labour | ENDirect
| 611734 | Sub contract Rate:E | Labour | ENDirect
| 611735 | Sub contract Rate:F | Labour | ENDirect
| 611736 | Sub contract Rate:G | Labour | ENDirect
| 611737 | Sub contract Rate:H | Labour | ENDirect
| 611738 | Sub contract Rate:I | Labour | ENDirect
| 611739 | Sub contract Rate:J | Labour | ENDirect
| 611740 | Sub contract Rate:K | Labour | ENDirect
| 611741 | Sub contract Rate:L | Labour | ENDirect
| 611742 | Sub contract Rate:M | Labour | ENDirect
| 611743 | Sub contract Rate:N | Labour | ENDirect
| 611744 | Sub contract Rate:O | Labour | ENDirect
| 611745 | Sub contract Rate:P | Labour | ENDirect
| 611746 | Sub contract Rate:Q | Labour | ENDirect
| 611747 | Sub contract Rate:R | Labour | ENDirect
| 611748 | ESTA Gen L/Work NT | Labour | ENDirect
| 611749 | ESTA Gen L/Work OT | Labour | ENDirect
| 611750 | Non Cont/No Quote Gen Lineworker | Labour | ENDirect
| 611751 | Non Cont/No Quote Live Lineworker | Labour | ENDirect
| 611752 | Non Cont/No Quote Tester | Labour | ENDirect
| 611753 | Non Cont/No Quote Fitter | Labour | ENDirect
| 611754 | Non Cont/No Quote Special Metering | Labour | ENDirect
| 611755 | Non Cont/No Quote Survey | Labour | ENDirect
| 611756 | Non Cont/No Quote CPL 2 | Labour | ENDirect
| 611757 | Non Cont/No Quote CPL 1 | Labour | ENDirect
| 611758 | Non Cont/No Quote Materials Coordinator | Labour | ENDirect
| 611759 | Non Cont/No Quote Base Design | Labour | ENDirect
| 611760 | Non Cont/No Quote General Design | Labour | ENDirect
| 611761 | Non Cont/No Quote Engineer | Labour | ENDirect
| 611762 | Non Cont/No Quote Project Manager | Labour | ENDirect
| 611763 | Non Cont/No Quote Estimator | Labour | ENDirect
| 611764 | Non Cont/No Quote Logistics | Labour | ENDirect
| 611765 | Non Cont/No Quote Resource Planner | Labour | ENDirect
| 611766 | NC Meter Interval M Ph CT | Materials | ENDirect
| 611767 | NC Meter Interval M Ph DC | Materials | ENDirect
| 611768 | NC Meter Interval 1 Ph OP | Materials | ENDirect
| 611769 | NC Meter Accum 1Ph Non OP | Materials | ENDirect
| 611770 | Non Cont/No Quote Gen Lineworker OT | Labour | ENDirect
| 611771 | Non Cont/No Quote Live Lineworker OT | Labour | ENDirect
| 611772 | Non Cont/No Quote Tester OT | Labour | ENDirect
| 611773 | Non Cont/No Quote Fitter OT | Labour | ENDirect
| 611774 | Non Cont/No Quote Special Metering OT | Labour | ENDirect
| 611775 | Non Cont/NO Quote Survey OT | Labour | ENDirect
| 611776 | Non Cont/No Quote CPL 2 OT | Labour | ENDirect
| 611777 | Non Cont/No Quote CPL 1 OT | Labour | ENDirect
| 611778 | Non Cont/No Quote Material CoordinatorOT | Labour | ENDirect
| 611779 | Non Cont/No Quote Base Design OT | Labour | ENDirect
| 611780 | Non Cont/No Quote General Design | Labour | ENDirect
| 611781 | Non Cont/No Quote Engineer OT | Labour | ENDirect
| 611782 | Non Cont/No quote Project Manager OT | Labour | ENDirect
| 611783 | Non Cont/No Quote Estimator OT | Labour | ENDirect
| 611784 | Non Cont/No Quote Logistics OT | Labour | ENDirect
| 611785 | Non Cont/No Quote Resource Planner OT | Labour | ENDirect
| 611786 | NC Meter Inst Interval M Ph CT | Labour | ENDirect
| 611787 | NC Meter Inst Interval M Ph DC | Labour | ENDirect
| 611788 | NC Meter Inst Interval 1 Ph OP | Labour | ENDirect
| 611789 | NC Meter Inst Accum 1 Ph Non OP | Labour | ENDirect
| 611790 | NC Serv 1 PH UG Materials | Materials | ENDirect
| 611791 | NC Serv 1 PH URD Materials | Materials | ENDirect
| 611792 | NC Serv 1 PH OH Materials | Materials | ENDirect
| 611793 | NC Serv M PH UG Materials | Materials | ENDirect
| 611794 | NC Serv M PH URD Materials | Materials | ENDirect
| 611795 | NC Serv M PH OH Materials | Materials | ENDirect
| 611796 | NC Serv 1 PH UG Installation | Labour | ENDirect
| 611797 | NC Serv 1 PH URD Installation | Labour | ENDirect
| 611798 | NC Serv 1 PH OH Installation | Labour | ENDirect
| 611799 | NC Serv M PH UG Installation | Labour | ENDirect
| 611800 | Faults Cable | Materials | ENDirect
| 611801 | Faults Conductor | Materials | ENDirect
| 611802 | Faults Earthing | Materials | ENDirect
| 611803 | Faults Transformer | Materials | ENDirect
| 611804 | Faults Fuse | Materials | ENDirect
| 611805 | Faults Insulators | Materials | ENDirect
| 611806 | Faults Light | Materials | ENDirect
| 611807 | Faults LV Fuse | Materials | ENDirect
| 611808 | Faults Meter | Materials | ENDirect
| 611809 | Faults Pole | Materials | ENDirect
| 611810 | Faults Service | Materials | ENDirect
| 611811 | Faults Switch | Materials | ENDirect
| 611812 | Faults Cross Arm | Materials | ENDirect
| 611813 | Faults General | Materials | ENDirect
| 611814 | Faults Accrual | Materials | ENDirect
| 611815 | BAPF Fuse | Materials | ENDirect
| 611816 | Reset Time Switch | Materials | ENDirect
| 611817 | Service Fuse | Materials | ENDirect
| 611818 | New Connections - Single Phase URD | Materials | ENDirect
| 611819 | New Connections - Multi Phase URD | Materials | ENDirect
| 611820 | Field Administration | Materials | ENDirect
| 611821 | Field Administration OT | Materials | ENDirect
| 611822 | Faults Inspect and Minor Repair by site | Materials | ENDirect
| 611823 | Faults Site Visit Only | Materials | ENDirect
| 611824 | Faults Repair Earth insp_test_repair | Materials | ENDirect
| 611825 | Faults EDO HV Fuse CT&L 1 unit | Materials | ENDirect
| 611826 | Faults EDO HV Fuse CT&L 2 unit | Materials | ENDirect
| 611827 | Faults EDO HV Fuse CT&L 3 unit | Materials | ENDirect
| 611828 | Faults EDO HV Fuse Link 1 to 3 units | Materials | ENDirect
| 611829 | Faults P F HV Fuse Cartridge 1 unit | Materials | ENDirect
| 611830 | Faults P F HV Fuse Cartridge 2 unit | Materials | ENDirect
| 611831 | Faults P F HV Fuse Cartridge 3 unit | Materials | ENDirect
| 611832 | Faults Boric Acid Fuse Link 1 unit | Materials | ENDirect
| 611833 | Faults Boric Acid Fuse Link 2 unit | Materials | ENDirect
| 611834 | Faults Boric Acid Fuse Link 3 unit | Materials | ENDirect
| 611835 | Faults LV Fuse Isolator 1 unit | Materials | ENDirect
| 611836 | Faults LV Fuse Isolator 2 unit | Materials | ENDirect
| 611837 | Faults LV Fuse Isolator 3 unit | Materials | ENDirect
| 611838 | Faults LV ABC S Fuse disconnect 1 unit | Materials | ENDirect
| 611839 | Faults 1 phase meter | Materials | ENDirect
| 611840 | Faults 2 phase meter | Materials | ENDirect
| 611841 | Faults 3 phase meter | Materials | ENDirect
| 611842 | Faults Time Switch one unit | Materials | ENDirect
| 611843 | Faults Overhead service 1, 2 or 3 phase | Materials | ENDirect
| 611844 | Faults Service Fuse 1_2_3 service fuse | Materials | ENDirect
| 611845 | Faults LV Fuse 1, 2 or 3 replacements | Materials | ENDirect
| 611846 | Faults Junction Box 1,2 or 3 phase | Materials | ENDirect
| 611847 | Faults HV Intermediate Cross-arm | Materials | ENDirect
| 611848 | Field Administration | Labour | ENDirect
| 611849 | Field Administration Overtime | Labour | ENDirect
| 611850 | Internal Contestable Projects | Labour | ENDirect
| 611851 | Mtr Supply add costs | Labour | ENDirect
| 611852 | Mtr Inst add costs | Labour | ENDirect
| 611853 | Comms Sup add costs | Labour | ENDirect
| 611854 | Comms Inst add costs | Labour | ENDirect
| 611855 | Difficult sites | Labour | ENDirect
| 611856 | ECB Rectification PA | Labour | ENDirect
| 611859 | AMIOpex Prj Mgmt Fee | Labour | ENDirect
| 611860 | Miscellaneous Transfers | Labour | ENDirect
| 611861 | Meter Replacement Program | Labour | ENDirect
| 611862 | AMI Proj O/H Cost - OPEX | Labour | ENDirect
| 611863 | AMI Proj O/H Cost - CAPEX | Labour | ENDirect
| 611868 | PCS - E-Trader | Labour | ENDirect
| 611870 | PCS - Primary Design | Labour | ENDirect
| 611871 | PCS - Second Design | Labour | ENDirect
| 611873 | PCS - Design Draft | Labour | ENDirect
| 611874 | PCS - Design Primary | Labour | ENDirect
| 611875 | PCS - Design Second | Labour | ENDirect
| 611881 | NC Serv M PH URD Installation | Labour | ENDirect
| 611882 | NC Serv M PH OH Installation | Labour | ENDirect
| 611883 | Fault MR Interval M Ph CT | Materials | ENDirect
| 611884 | Fault MR Interval M Ph CDC | Materials | ENDirect
| 611885 | Fault MR Interval 1 Ph OP | Materials | ENDirect
| 611886 | Fault MR Accum 1 Ph Non OP | Materials | ENDirect
| 611887 | Abolishment Accum 1 Ph Non OP | Labour | ENDirect
| 611888 | Replace Service 1 PH UG | Labour | ENDirect
| 611889 | Replace Service 1 PH URD | Labour (50%)/ Contracts (50%) | ENDirect
| 611890 | Replace Service 1 PH OH | Labour (50%)/ Contracts (50%) | ENDirect
| 611891 | Replace Service M PH UG | Labour | ENDirect
| 611892 | Replace Service M PH URD | Labour (50%)/ Contracts (50%) | ENDirect
| 611893 | Replace Service M PH OH | Labour (50%)/ Contracts (50%) | ENDirect
| 611894 | Service Replace 1 Phase | Labour | ENDirect
| 611895 | Service Replace M Phase | Labour | ENDirect
| 611896 | NC Meter Inst Interval 1 Ph Non OP | Labour | ENDirect
| 611897 | NC Meter Accum M Ph CT | Materials | ENDirect
| 611898 | NC Meter Accum M Ph DC | Materials | ENDirect
| 611899 | NC Meter Accum 1 Ph OP | Materials | ENDirect
| 611900 | Stores Recovery - Distribution Stores | Contracts | ENDirect
| 611901 | Stores Recovery Local Stores | Contracts | ENDirect
| 611902 | Purchase Order Oncost | Contracts | ENDirect
| 611903 | Fault MR AMI 1Ph 1e | Materials | ENDirect
| 611904 | Flt MR AMI 1Ph 1e+C | Materials | ENDirect
| 611905 | Flt MR AMI 1Ph 2e+C | Materials | ENDirect
| 611906 | Fault MR AMI 3Ph | Materials | ENDirect
| 611907 | Flt MRAMI3Ph+1PhintC | Materials | ENDirect
| 611908 | FMR AMI 3Ph+3Ph extC | Materials | ENDirect
| 611909 | Fault MR AMI 3 Ph CT | Materials | ENDirect
| 611910 | Quote vs Actual +/- Operations | Labour | ENDirect
| 611912 | AMI 3 Ph+1 Ph int C | Materials | ENDirect
| 611913 | FMR Inst AMI 1Ph1e+C | Labour | ENDirect
| 611914 | FMR Inst AMI3Ph+1Ph | Labour | ENDirect
| 611915 | FMR AMI3Ph+3Ph ext C | Labour | ENDirect
| 611916 | FMR InstAMI3PhCTinst | Labour | ENDirect
| 611917 | CIMR AMI 1Ph 1e + C | Materials | ENDirect
| 611918 | CIMR AMI3Ph+1PhintC | Materials | ENDirect
| 611919 | CIMR AMI3Ph+3PhextC | Materials | ENDirect
| 611920 | Quote vs Actual +/- Capital | Labour | ENDirect
| 611922 | CIMR Inst AMI1Ph1e+C | Labour | ENDirect
| 611923 | CIMR InstAMI3Ph+1Ph | Labour | ENDirect
| 611924 | Exp single insul mtr | Contracts | ENDirect
| 611925 | CT meter sites with | Contracts | ENDirect
| 611926 | CT meter site withou | Contracts | ENDirect
| 611927 | Cast iron asbestos l | Materials | ENDirect
| 611928 | ESTA G&B L/WORK NT | Labour | ENDirect
| 611929 | ESTA G&B L/Work OT | Labour | ENDirect
| 611930 | PC Serv Capital Labour | Labour | ENDirect
| 611931 | ESTA LIVE L/Work NT | Labour | ENDirect
| 611932 | ESTA LIVE L/Work OT | Labour | ENDirect
| 611933 | ESTA FITTER NT | Labour | ENDirect
| 611934 | ESTA FITTER OT | Labour | ENDirect
| 611935 | ESTA TESTER NT | Labour | ENDirect
| 611936 | ESTA TESTER OT | Labour | ENDirect
| 611937 | ESTA SUPERVISOR NT | Labour | ENDirect
| 611938 | ESTA SUPERVISOR OT | Labour | ENDirect
| 611939 | IT Margin (Capex) | Contracts | ENDirect
| 611940 | Crossarm Project | Labour | ENDirect
| 611941 | Line taps used for m | Contracts | ENDirect
| 611942 | CBD Metal links (wit | Contracts | ENDirect
| 611943 | Meter isolation requ | Contracts | ENDirect
| 611944 | Nilcrom fusing | Contracts | ENDirect
| 611945 | Large Meter Panels t | Contracts | ENDirect
| 611946 | Northcote area metal | Materials | ENDirect
| 611947 | Asbestos meter board | Contracts | ENDirect
| 611948 | Customer asbestos de | Contracts | ENDirect
| 611949 | Damp or wet meter bo | Contracts | ENDirect
| 611950 | Additional Design Services | Labour | ENDirect
| 611951 | Confirm Time Level S | Labour | ENDirect
| 611952 | Confirm Time Level T | Labour | ENDirect
| 611953 | Confirm Time Level U | Labour | ENDirect
| 611954 | Confirm Time Level V | Labour | ENDirect
| 611955 | Confirm Time Level W | Labour | ENDirect
| 611956 | Confirm Time Level X | Labour | ENDirect
| 611957 | Confirm Time Level Y | Labour | ENDirect
| 611958 | Confirm Time Level Z | Labour | ENDirect
| 611959 | Confirm Time Level AA | Labour | ENDirect
| 611960 | Removal Y9 | Labour | ENDirect
| 611962 | Confirm Time Level AB | Labour | ENDirect
| 611963 | Confirm Time Level AC | Labour | ENDirect
| 611964 | Confirm Time Level AD | Labour | ENDirect
| 611965 | Confirm Time Level AE | Labour | ENDirect
| 611966 | Confirm Time Level AF | Labour | ENDirect
| 611967 | Confirm Time Level AG | Labour | ENDirect
| 611968 | Confirm Time Level AH | Labour | ENDirect
| 611969 | AMI Stock revalue | Contracts | ENDirect
| 611970 | Sub-contracting | Labour | ENDirect
| 611971 | Meter board replacem | Contracts | ENDirect
| 611972 | Issue of defect noti | Contracts | ENDirect
| 611973 | Ant (meter)- Ext Sup | Materials | ENDirect
| 611974 | Ant (mtr)- Ext box S | Materials | ENDirect
| 611975 | Ant (mtr)- HG Sup | Materials | ENDirect
| 611976 | Ant (mtr)- Ext Inst | Labour | ENDirect
| 611977 | Ant (mtr)- Ext box I | Labour | ENDirect
| 611978 | Ant (mtr)- HG Instal | Labour | ENDirect
| 611979 | AMI Comms Instal Ant | Labour | ENDirect
| 611980 | PCS - Fibre Optic Cable Layout project | Labour | ENDirect
| 611981 | PCS - FOC Maintenance NT | Labour | ENDirect
| 611983 | Net Serv FOC Accrual | Labour | ENDirect
| 611985 | AMI Comms Instal ZSS | Labour | ENDirect
| 611986 | AMI Comms Sup Ant | Materials | ENDirect
| 611987 | AMI Comms Sup ZSS | Materials | ENDirect
| 611988 | AMI Cpx Prj Mgmt Fee | Labour | ENDirect
| 611989 | AMI Opx Prj Mgmt Fee | Labour | ENDirect
| 611990 | PCS Overhead Allocation to lower levels | Labour | ENDirect
| 611992 | PCS Overhead Allocation | Labour | ENDirect
| 611993 | IT Project Fee | Labour | ENDirect
| 611994 | AMI Project Margin | AMI Margin | ENDirect
| 611995 | CHEDS AMI BAU Margin | AMI Margin | ENDirect
| 611996 | AMI Rollout Margin | AMI Margin | ENDirect
| 611997 | Cap of AMI Mgmt Fee | Labour | ENDirect
| 611998 | AMI UP Act Alloc | Labour | ENDirect
| 612000 | Fuse Added(per Fuse) | Contracts | ENDirect
| 612001 | Fuse Rmvd (per Fuse) | Contracts | ENDirect
| 612002 | Fuse Upgrd(per fuse) | Contracts | ENDirect
| 612003 | Revisit Fee | Contracts | ENDirect
| 612004 | CIMR InstAMI3Ph+3Ph | Labour | ENDirect
| 612010 | Process Support | Labour | ENDirect
| 612011 | Fault AMI Co Mesh AP | Materials | ENDirect
| 612012 | Fault AMI Mesh Relay | Materials | ENDirect
| 612013 | Fault AMI Mesh Inst | Labour | ENDirect
| 612014 | Fault AMI inst mesh | Labour | ENDirect
| 612020 | Technical Support | Labour | ENDirect
| 612021 | Fault AMI Com 3G Mod | Materials | ENDirect
| 612022 | Fault Com P2P PSTN | Materials | ENDirect
| 612023 | Fault Com P2P Satell | Materials | ENDirect
| 612024 | Fault Com Ins 3G Mod | Labour | ENDirect
| 612025 | Fault Inst P2P PSTN | Labour | ENDirect
| 612026 | Fault Inst P2P Satel | Labour | ENDirect
| 612031 | Fault AMI LP Ant | Materials | ENDirect
| 612032 | Fault AMI LP Ext Led | Materials | ENDirect
| 612033 | Fault AMI HP Antenna | Materials | ENDirect
| 612034 | Fault AMI In LP Ant | Labour | ENDirect
| 612035 | Fault AMI Ins LP Ext | Labour | ENDirect
| 612036 | Fault AMI Ins HP Ant | Labour | ENDirect
| 612040 | OT 1.5 Process Suppt | Labour | ENDirect
| 612050 | OT 1.5 Tech. Support | Labour | ENDirect
| 612060 | OT 1.5 Admin Support | Labour | ENDirect
| 612070 | NT DMS Project | Labour | ENDirect
| 612071 | OT DMS Project | Labour | ENDirect
| 612080 | OT DT Tech. Support | Labour | ENDirect
| 612090 | OT DT Admin. Support | Labour | ENDirect
| 612105 | NC Meter Inst Interval 1 Ph Non OP | Labour | ENDirect
| 612106 | NC Meter Accum M Ph CT | Materials | ENDirect
| 612107 | NC Meter Accum M Ph DC | Labour | ENDirect
| 612108 | NC Meter Accum 1 Ph OP | Labour | ENDirect
| 612110 | Northern Prop.Alloc. | Contracts | ENDirect
| 612150 | New Connections NETW | Labour | ENDirect
| 612160 | Local Overhead Adjus | Local OH | ENDirect
| 612210 | Network N/T | Labour | ENDirect
| 612211 | Netw Des NT-TRDS | Labour | ENDirect
| 612212 | Netw Des OT-TRDS | Labour | ENDirect
| 612213 | Cont Des NT-TRDS | Labour | ENDirect
| 612214 | Cont Des OT-TRDS | Labour | ENDirect
| 612215 | Netw Des NT-SD | Labour | ENDirect
| 612216 | Netw Des OT-SD | Labour | ENDirect
| 612217 | Cont Des NT-SD | Labour | ENDirect
| 612218 | Cont Des OT-SD | Labour | ENDirect
| 612219 | NS Dsgn Rev Adj | Labour | ENDirect
| 612220 | Network Connectn N/T | Labour | ENDirect
| 612221 | 4500/612221 | Labour | ENDirect
| 612222 | CP:Eng Strd NT-TRDS | Labour | ENDirect
| 612223 | CP:Eng Strd OT-TRDS | Labour | ENDirect
| 612224 | PAL:Eng Std NT-TRDS | Labour | ENDirect
| 612225 | PAL:Eng Strd OT-TRDS | Labour | ENDirect
| 612226 | Netw Distr Des NT | Labour | ENDirect
| 612227 | Netw Distr Des OT | Labour | ENDirect
| 612228 | Netw Comp & Audit NT | Labour | ENDirect
| 612230 | Works Management N/T | Labour | ENDirect
| 612240 | Asset PerformanceN/T | Labour | ENDirect
| 612250 | Network N/T | Labour | ENDirect
| 612260 | Operations N/T | Labour | ENDirect
| 612270 | Non Technical N/T | Labour | ENDirect
| 612305 | Misc Operation Tfr | Labour | ENDirect
| 612310 | Network O/T | Labour | ENDirect
| 612320 | Network Connectn O/T | Labour | ENDirect
| 612324 | PAL-CoIMR AMI 1Ph 1e | Materials | ENDirect
| 612325 | PAL-CoIMR AMI1Ph1e+C | Materials | ENDirect
| 612326 | PAL-CoIMR AMI1Ph2e+C | Materials | ENDirect
| 612327 | PAL-CoIMR AMI 3Ph DC | Materials | ENDirect
| 612328 | PAL-CoIMRAMI3Ph DC+C | Materials | ENDirect
| 612329 | PAL-CoIMR AMI 3Ph CT | Materials | ENDirect
| 612330 | Works Management O/T | Labour | ENDirect
| 612340 | Asset PerformanceO/T | Labour | ENDirect
| 612350 | Maintenance O/T | Labour | ENDirect
| 612360 | Operations O/T | Labour | ENDirect
| 612370 | Non Technical O/T | Labour | ENDirect
| 612395 | Cust Prj Non-prod | Labour | ENDirect
| 612396 | Cust Prj Non-prod | Labour | ENDirect
| 612400 | NT 1 GIS Project | Labour | ENDirect
| 612410 | NT 2 GIS Project | Labour | ENDirect
| 612412 | NETW:Pln Outrages Op | Labour | ENDirect
| 612413 | NETW:Pln ACR A/R Op | Labour | ENDirect
| 612414 | NETW:OpsFaultLAB | Labour | ENDirect
| 612420 | NT 3 GIS Project | Labour | ENDirect
| 612422 | CP- CoIMR AMI 1Ph 1e | Materials | ENDirect
| 612423 | CP-CoIMR AMI 1Ph1e+C | Materials | ENDirect
| 612424 | CP-CoIMR AMI 1Ph2e+C | Materials | ENDirect
| 612425 | CP - CoIMR AMI 3PhDC | Materials | ENDirect
| 612426 | CP- CoIMR AMI3PhDC+C | Materials | ENDirect
| 612427 | CP - CoIMR AMI 3PhCT | Materials | ENDirect
| 612430 | Project Consultants | Labour | ENDirect
| 612431 | CoIMR Ins AMI 1Ph 1e | Labour | ENDirect
| 612432 | CoIMR InsAMI 1Ph1e+C | Labour | ENDirect
| 612433 | CoIMR InsAMI 1Ph2e+C | Labour | ENDirect
| 612434 | CoIMR Ins AMI 3Ph DC | Labour | ENDirect
| 612435 | CoIMR InsAMI 3PhDC+C | Labour | ENDirect
| 612436 | CoIMR Ins AMI 3Ph CT | Labour | ENDirect
| 612437 | CoIMR Ins AMI 1Ph 1e | Labour | ENDirect
| 612438 | CoIMR InsAMI 1Ph1e+C | Labour | ENDirect
| 612439 | CoIMR InsAMI 1Ph2e+C | Labour | ENDirect
| 612440 | Customer Consultants | Labour | ENDirect
| 612441 | CoIMR Ins AMI 3Ph DC | Labour | ENDirect
| 612442 | CoIMR InsAMI 3PhDC+C | Labour | ENDirect
| 612443 | CoIMR Ins AMI 3Ph CT | Labour | ENDirect
| 612450 | CP Labour Trf Opex | Labour | ENDirect
| 612451 | CP Labour Trf Opex | Labour | ENDirect
| 612460 | CP Labour Trf Capex | Labour | ENDirect
| 612461 | CP Labour Trf Capex | Labour | ENDirect
| 612462 | Cost Transfer | Labour | ENDirect
| 613010 | Gen Lineworker T/Time | Labour | ENDirect
| 613015 | Gen Lineworker OT T/Time | Labour | ENDirect
| 613016 | Plugging of holes | Contracts | ENDirect
| 613017 | Safety Calling Card | Labour | ENDirect
| 613020 | Vehicle Costs | Labour | ENDirect
| 613030 | Single Man Fault Travel Time - N/T | Labour | ENDirect
| 613035 | Single Man Fault Travel Time - A/H | Labour | ENDirect
| 613040 | Metering & Servicing T/Time | Labour | ENDirect
| 613045 | Metering & Servicing OT T/Time | Labour | ENDirect
| 613050 | Single Man Metering & Servicing TTime | Labour | ENDirect
| 613055 | Single Man Metering & Servicing OH TTime | Labour | ENDirect
| 613060 | Fault Travel Time - N/T | Labour | ENDirect
| 613065 | Fault Travel Time - A/H | Labour | ENDirect
| 613070 | CTST Normal Time Labour Adjustment | Labour | ENDirect
| 613075 | MRP 1 Ph Meter | Labour | ENDirect
| 613076 | MRP (Cont) Simple 1 Ph Mt | Labour | ENDirect
| 613085 | MRP M Ph Meter | Labour (50%)/ Contracts (50%) | ENDirect
| 613086 | MRP (Cont) Simple M Ph Meter | Labour (50%)/ Contracts (50%) | ENDirect
| 613090 | MRP Wasted Visit | Labour | ENDirect
| 613091 | MRP (Cont) Wasted Visit | Labour (50%)/ Contracts (50%) | ENDirect
| 613095 | MRP Complex 1 Ph Meter | Labour (50%)/ Contracts (50%) | ENDirect
| 613096 | MRP (Cont) Complex 1 Ph Meter | Labour (50%)/ Contracts (50%) | ENDirect
| 613097 | NC Meter AMI 2e + C | Materials | ENDirect
| 613100 | MRP Complex M Ph Meter | Labour (50%)/ Contracts (50%) | ENDirect
| 613101 | MRP (Cont) Complex M Ph Meter | Labour (50%)/ Contracts (50%) | ENDirect
| 613105 | MR SM Interval Multi Ph CT | Materials | ENDirect
| 613110 | MR SM Interval Multi Ph DC | Materials | ENDirect
| 613115 | MR SM Accum Multi Ph CT | Materials | ENDirect
| 613116 | Issue of CT's | Labour | ENDirect
| 613120 | Tag, Disconnections | Labour | ENDirect
| 613121 | FI/DNP by Truck CP | Labour | ENDirect
| 613122 | Logging | Labour | ENDirect
| 613125 | DC Metering | Labour | ENDirect
| 613130 | Code Test DC Poly Ph | Labour | ENDirect
| 613135 | Meter Change 1 Phase | Labour | ENDirect
| 613136 | Code Test LV CT's | Labour | ENDirect
| 613137 | Inservice Test | Labour | ENDirect
| 613138 | Wasted Visit | Labour | ENDirect
| 613140 | *faulty meter | Labour | ENDirect
| 613141 | NS:CT METER INSPECTION (CP) | Labour | ENDirect
| 613142 | UMS Audits (CP & PAL) | Labour | ENDirect
| 613145 | Meter Refurbish | Labour | ENDirect
| 613150 | Replace Faulty T/S | Labour | ENDirect
| 613155 | Inst/Replace Fuses | Labour | ENDirect
| 613156 | Wasted Truck Visitasted Visist | Labour | ENDirect
| 613160 | Abolishments | Labour | ENDirect
| 613165 | Replace Faulty CT's | Labour | ENDirect
| 613166 | Code Test HV CT's | Labour | ENDirect
| 613167 | CT Testing of CT Units | Labour | ENDirect
| 613170 | Meter Comms Faults - Fields | Labour | ENDirect
| 613171 | Fault Meter Board Replacement - PAL | Materials | ENDirect
| 613172 | Fault Meter Board Replacement - CP | Materials | ENDirect
| 613173 | Meter Communications Faults - Office | Materials | ENDirect
| 613174 | Cust Investig Onsite-No Equip Rep PAL | Labour | ENDirect
| 613175 | NC SM Interval Multi Ph CT | Materials | ENDirect
| 613176 | Cust Investig Onsite-No Equip Rep CP | Labour | ENDirect
| 613177 | Inserv Test Exist In | Labour | ENDirect
| 613180 | NC SM Accum Multi Ph CT | Materials | ENDirect
| 613185 | NC SM Instal Int Multi Ph CT | Labour | ENDirect
| 613190 | NC SM Instal Acc Multi Ph CT | Labour | ENDirect
| 613195 | Transpositions | Labour | ENDirect
| 613200 | Meter Program/Timeswitch Reset | Materials | ENDirect
| 613201 | HV Metr CT/VT Replacement CP | Labour (50%)/ Materials (50%) | ENDirect
| 613202 | HV Metr CT/VT Replacement PAL | Labour (50%)/ Materials (50%) | ENDirect
| 613203 | NS:Flt Metr/Tim-Mat | Materials | ENDirect
| 613204 | NS:FltMet/Tim-MatCP | Labour | ENDirect
| 613205 | Cust Upgrade CT tap/meter change | Labour | ENDirect
| 613210 | Cust Upgradfe inst pot fuses | Labour (50%)/ Materials (50%) | ENDirect
| 613211 | CT's Refurbish | Materials | ENDirect
| 613214 | PV Install CP | Contracts | ENDirect
| 613215 | New Connections trfs | Materials | ENDirect
| 613220 | Safety Related Costs Transfers to Prov'n | Labour | ENDirect
| 613225 | >>> No valid master record | Materials | ENDirect
| 613235 | CTST O/Time Labour Adjustment | Labour | ENDirect
| 613236 | LIVE-NT PNS GB | Labour | ENDirect
| 613237 | LIVE-OT PNS GB | Labour | ENDirect
| 613240 | NS General Lineworker Normal Time | Labour | ENDirect
| 613241 | NS General Lineworker Over Time | Labour | ENDirect
| 613244 | LSA General Lineworker Normal Time | Labour | ENDirect
| 613245 | LSA General Lineworker Over Time | Labour | ENDirect
| 613246 | LSA Mobiblity | Labour | ENDirect
| 613247 | 2005B-Gen Linework | Labour | ENDirect
| 613248 | NS: General Lineworker N/T CP | Labour | ENDirect
| 613249 | NS: General Lineworker O/T CP | Labour | ENDirect
| 613250 | NS Live Lineworker - General | Labour | ENDirect
| 613251 | NS:Live Lineworker Over Time - General | Labour | ENDirect
| 613254 | LSA Live Lineworker Normal Time | Labour | ENDirect
| 613255 | LSA Live Lineworker Over Time | Labour | ENDirect
| 613256 | 2005B-Live Lineworkwe | Labour | ENDirect
| 613258 | NS: Live Lineworker- General N/T CP | Labour | ENDirect
| 613259 | NS: Live Lineworker- General O/T CP | Labour | ENDirect
| 613260 | NS Fitter Normal Time | Labour | ENDirect
| 613261 | NS Fitter Over Time | Labour | ENDirect
| 613264 | LSA Fitter Normal Time | Labour | ENDirect
| 613265 | LSA Fitter Over Time | Labour | ENDirect
| 613266 | 2005B-Fitter | Labour | ENDirect
| 613268 | NS: Fitter N/T CP | Labour | ENDirect
| 613269 | NS: Fitter O/T CP | Labour | ENDirect
| 613270 | NS Construction Co-ordinator Normal Time | Labour | ENDirect
| 613271 | NS Construction Co-ordinator Over Time | Labour | ENDirect
| 613276 | 2005B-Const Co-ord | Labour | ENDirect
| 613278 | NS: Construction Co-ord N/T CP | Labour | ENDirect
| 613279 | NS: Const Co-ord O/T CP | Labour | ENDirect
| 613280 | NS Design D/S N/T | Labour | ENDirect
| 613281 | NS Design D/S O/T | Labour | ENDirect
| 613284 | CP Network Internal Labour | Labour | ENDirect
| 613286 | 2005B-Design/Survey | Labour | ENDirect
| 613288 | NS: Design/ Survey N/T CP | Labour | ENDirect
| 613289 | NS: Design/ Survey O/T CP | Labour | ENDirect
| 613290 | NS Technical/Project Manager Normal Time | Labour | ENDirect
| 613291 | NS Technical/Project Manager Over Time | Labour | ENDirect
| 613296 | 2005B-Tech/Proj Mgr | Labour | ENDirect
| 613298 | NS: Technical/ Project Mgr N/T CP | Labour | ENDirect
| 613299 | NS: Technical/ Project Mgr O/T CP | Labour | ENDirect
| 613300 | NS Specialist Metering Normal Time | Labour | ENDirect
| 613301 | NS Specialist Metering Over Time | Labour | ENDirect
| 613305 | Cust Metering/Servic | Labour | ENDirect
| 613306 | 2005B-Specialist Metering | Labour | ENDirect
| 613310 | NS Tester Normal Time | Labour | ENDirect
| 613311 | NS Tester Over Time | Labour | ENDirect
| 613316 | 2005B-Tester | Labour | ENDirect
| 613318 | NS: Tester N/T CP | Labour | ENDirect
| 613319 | NS: Tester O/T CP | Labour | ENDirect
| 613320 | NS: Live Lineworker - Live | Labour | ENDirect
| 613321 | NS: Live Lineworker O/T - LIve | Labour | ENDirect
| 613324 | LSA EWP & Driver Normal Time | Labour | ENDirect
| 613325 | LSA EWP & Driver Over Time | Labour | ENDirect
| 613330 | NS:National Projects:Project Mgr NT | Labour | ENDirect
| 613331 | NS:National Projects:Project Mgr OT | Labour | ENDirect
| 613332 | NSNP:TAS:PrjMgrNT | Labour | ENDirect
| 613333 | NSNP:TAS:PrjMgrOT | Labour | ENDirect
| 613334 | LSA PERU & Driver Normal Time | Labour | ENDirect
| 613335 | LSA PERU & Driver Over Time | Labour | ENDirect
| 613336 | NSNP:QLD:PrjMgrNT | Labour | ENDirect
| 613337 | NSNP:QLD:PrjMgrOT | Labour | ENDirect
| 613338 | NSNP:QLD:Live LW NT | Labour | ENDirect
| 613339 | NSNP:QLD:Live LW OT | Labour | ENDirect
| 613340 | NS:National Projects:Project Mgr NT | Labour | ENDirect
| 613341 | NS:National Projects:Project Mgr OT | Labour | ENDirect
| 613342 | NS General Lineworker NT | Labour | ENDirect
| 613343 | NS Live Lineworker- General NT | Labour | ENDirect
| 613344 | NS Fitter NT | Labour | ENDirect
| 613345 | NS Tester NT | Labour | ENDirect
| 613346 | NS Construction Co-ordinator NT | Labour | ENDirect
| 613347 | NS Design / Survey NT | Labour | ENDirect
| 613348 | NS Technical / Engineer NT | Labour | ENDirect
| 613349 | NSNP:VICNSW:PrjMgrOT | Labour | ENDirect
| 613350 | NS: Design Support D/S N/T | Labour | ENDirect
| 613351 | NS: Design Support D/S O/T | Labour | ENDirect
| 613352 | NS Gen Lineworker OT | Labour | ENDirect
| 613353 | NS LiveLinewrkGen OT | Labour | ENDirect
| 613354 | NS Fitter OT | Labour | ENDirect
| 613355 | NS Tester OT | Labour | ENDirect
| 613356 | NS Const Co-ord OT | Labour | ENDirect
| 613357 | NS Design/Survey OT | Labour | ENDirect
| 613358 | NS Tech/Engineer OT | Labour | ENDirect
| 613359 | NSNP:UnpaidProjHours | Labour | ENDirect
| 613360 | NS:Drafting/GIS D/S/ N/T | Labour | ENDirect
| 613361 | NS:Drafting/GIS D/S/ O/T | Labour | ENDirect
| 613362 | NSNP:ProjManagerNT | Labour | ENDirect
| 613363 | NS:NP:Pr Mgr OT | Labour | ENDirect
| 613364 | NS:NP: Site Mngr NT | Labour | ENDirect
| 613365 | NS:NP:SitMgr OT | Labour | ENDirect
| 613366 | NS:NP:PrjConNT | Labour | ENDirect
| 613367 | NS:NP:Proj Ctrl OT | Labour | ENDirect
| 613370 | NS:Survey D/S N/T | Labour | ENDirect
| 613371 | NS:Survey D/S O/T | Labour | ENDirect
| 613380 | NS: Packaged Work NT | Contracts | ENDirect
| 613390 | NS Civil Works & Traffic Management | Contracts | ENDirect
| 613391 | NS Packaged Work Over Time | Contracts | ENDirect
| 613392 | NS:NP:ComEngNT | Labour | ENDirect
| 613393 | NS:NP:ComEngOT | Labour | ENDirect
| 613394 | NS:NP: OHS&ENT | Labour | ENDirect
| 613396 | NS:NP:BDEstiNT | Labour | ENDirect
| 613397 | NS:NP:BDEstimOT | Labour | ENDirect
| 613398 | NSNP:VICNSW:OHS&ENT | Labour | ENDirect
| 613399 | NS:NP: OHS&EOT | Labour | ENDirect
| 613400 | SC Lineworker/Cable Jointer N T | Labour | ENDirect
| 613401 | SC Lineworker/Cable Jointer O T | Labour | ENDirect
| 613404 | ETSA Lineworker | Labour | ENDirect
| 613405 | ETSA Lineworker O/T | Labour | ENDirect
| 613408 | SC Gen Line CP NT | Labour | ENDirect
| 613409 | SC Gen Line CP OT | Labour | ENDirect
| 613410 | SC:Live Lineworker NT | Labour | ENDirect
| 613411 | SC:Live Lineworker Overtime | Labour | ENDirect
| 613414 | ETSA Glove & Barrier | Labour | ENDirect
| 613415 | ETSA Glove & Barrier O/T | Labour | ENDirect
| 613418 | SC Live Line CP NT | Labour | ENDirect
| 613419 | SC Live Line CP OT | Labour | ENDirect
| 613420 | SC Tester N T | Labour | ENDirect
| 613421 | SC Tester Over Time | Labour | ENDirect
| 613424 | ETSA Commisioning Officer | Labour | ENDirect
| 613425 | ETSA Commisioning Officer O/T | Labour | ENDirect
| 613428 | SC Tester CP NT | Labour | ENDirect
| 613429 | SC Tester CP OT | Labour | ENDirect
| 613430 | SC Supervisor N T | Labour | ENDirect
| 613431 | SC Supervisor Over Time | Labour | ENDirect
| 613434 | ETSA Work Supervisor | Labour | ENDirect
| 613435 | ETSA Work Supervisor O/T | Labour | ENDirect
| 613438 | SC Construct CP NT | Labour | ENDirect
| 613439 | SC Construct CP OT | Labour | ENDirect
| 613440 | SC Design/Drafting Normal Time | Labour | ENDirect
| 613441 | SC Design/Drafting Over Time | Labour | ENDirect
| 613448 | SC Design CP NT | Labour | ENDirect
| 613449 | SC Design CP OT | Labour | ENDirect
| 613450 | SC Engineer Normal Time | Labour | ENDirect
| 613451 | SC Engineer Over Time | Labour | ENDirect
| 613452 | SC Engineer (CTST)NT | Labour | ENDirect
| 613453 | SC Engineer (CTST)OT | Labour | ENDirect
| 613454 | NS-Meter Provider Invest - PAL | Labour | ENDirect
| 613455 | NS2-Meter Provider Invest - CP | Labour | ENDirect
| 613460 | SC Fitter N T | Labour | ENDirect
| 613461 | SC Fitter Jointer O T | Labour | ENDirect
| 613462 | SC Fitter(CTST)NT | Labour | ENDirect
| 613463 | SC Fitter (CTST)OT | Labour | ENDirect
| 613464 | ETSA Filter | Labour | ENDirect
| 613465 | ETSA Filter O/T | Labour | ENDirect
| 613466 | NC Metr AMI Ins 2e+C | Contracts | ENDirect
| 613468 | SC Fitter CP NT | Labour | ENDirect
| 613469 | SC Fitter CP OT | Labour | ENDirect
| 613470 | NC Comms Mesh Sup | Materials | ENDirect
| 613471 | NC Com Sup Mesh Rela | Materials | ENDirect
| 613472 | NC Com P2P 3G Modem | Materials | ENDirect
| 613473 | NC Com P2P 3G PSTN | Materials | ENDirect
| 613474 | NC Com P2P 3G Satell | Materials | ENDirect
| 613475 | NC Com Inst Mesh Sup | Labour | ENDirect
| 613476 | NC Com Ins Mes Relay | Labour | ENDirect
| 613477 | NC Com Ins P2P3G Mod | Labour | ENDirect
| 613478 | NC Com Ins P2P3GPSTN | Labour | ENDirect
| 613479 | NC Com Ins P2P3G Sat | Labour | ENDirect
| 613487 | NS:AIMRO contract costs | Contracts | ENDirect
| 613488 | NS:Elec Inspection Costs | Contracts | ENDirect
| 613490 | SC Packaged Work (Draft) Normal Time | Contracts | ENDirect
| 613491 | SC Packaged Work (Draft) Over Time | Contracts | ENDirect
| 613500 | NS SPAN:General Lineworker NT | Labour | ENDirect
| 613501 | NS SPAN:General Lineworker OT | Labour | ENDirect
| 613502 | NS SPAN: 1Yr App NT | Labour | ENDirect
| 613503 | NS SPAN: 1Yr App OT | Labour | ENDirect
| 613504 | NS SPAN: 2Yr App NT | Labour | ENDirect
| 613505 | NS SPAN: 2Yr App OT | Labour | ENDirect
| 613506 | NS SPAN: 3Yr App NT | Labour | ENDirect
| 613507 | NS SPAN: 3Yr App OT | Labour | ENDirect
| 613508 | NS SPAN: 4Yr App NT | Labour | ENDirect
| 613509 | NS SPAN: 4Yr App OT | Labour | ENDirect
| 613510 | NS SPAN:Live Lineworker NT | Labour | ENDirect
| 613511 | NS SPAN:Live Lineworker OT | Labour | ENDirect
| 613520 | NS SPAN:Tester NT | Labour | ENDirect
| 613521 | NS SPAN:Tester OT | Labour | ENDirect
| 613522 | Customer Projects | Labour | ENDirect
| 613523 | Administration Customer Projects | Contracts | ENDirect
| 613524 | Public Lighting | Labour | ENDirect
| 613525 | No Go Zones | Labour | ENDirect
| 613526 | Cable Locations | Labour | ENDirect
| 613530 | NS SPAN:Fitter NT | Labour | ENDirect
| 613531 | NS SPAN:Fitter OT | Labour | ENDirect
| 613532 | PAL-CoIMR AMI 1Ph 1e | Materials | ENDirect
| 613533 | PAL-CoIMR AMI1Ph1e+C | Materials | ENDirect
| 613534 | PAL-CoIMR AMI1Ph2e+C | Materials | ENDirect
| 613535 | PAL-CoIMR AMI 3Ph DC | Materials | ENDirect
| 613536 | PAL-CoIMRAMI3Ph DC+C | Materials | ENDirect
| 613537 | PAL-CoIMR AMI 3Ph CT | Materials | ENDirect
| 613538 | CoIMR Ins AMI 1Ph 1e | Labour | ENDirect
| 613539 | CoIMR InsAMI 1Ph1e+C | Labour | ENDirect
| 613540 | NS SPAN:Construction Co-ordinator NT | Labour | ENDirect
| 613541 | NS SPAN:Construction Co-ordinator OT | Labour | ENDirect
| 613566 | BR-NT PNS A2 | Labour | ENDirect
| 613567 | BR-OT PNS A2 | Labour | ENDirect
| 613570 | BR-NT PNS CJ | Labour | ENDirect
| 613571 | BR-OT PNS CJ | Labour | ENDirect
| 613572 | BR-NT PNS PO | Labour | ENDirect
| 613573 | BR-OT PNS PO | Labour | ENDirect
| 613574 | BR-NT PNS CT | Labour | ENDirect
| 613575 | BR-OT PNS CT | Labour | ENDirect
| 613576 | BR-NT PNS FT | Labour | ENDirect
| 613577 | BR-OT PNS FT | Labour | ENDirect
| 613600 | CP Contractors Normal Time | Labour | ENDirect
| 613601 | CP Contractors Over Time | Labour | ENDirect
| 613602 | BR-NT PNS TA (ZT) | Labour | ENDirect
| 613603 | BR-OT PNS TA (ZT) | Labour | ENDirect
| 613604 | >>> No valid master record | Labour | ENDirect
| 613606 | BR-NT PNS TA (LW) | Labour | ENDirect
| 613607 | BR-OT PNS TA (LW) | Labour | ENDirect
| 613630 | Senior Design NT | Labour | ENDirect
| 613631 | Senior Design OT | Labour | ENDirect
| 613640 | Multiple Meter Sites 1 Ph | Labour | ENDirect
| 613641 | Mutiple Meter Sites M Ph | Labour | ENDirect
| 613642 | Seperate Meter Sites 1 Ph | Labour | ENDirect
| 613643 | Seperate Meter Sites M Ph | Labour (50%)/ Contracts (50%) | ENDirect
| 613644 | BTS Overhead Service & Meter 1 Ph | Labour (50%)/ Contracts (50%) | ENDirect
| 613645 | BTS Overhead Service & Meter M Ph | Labour (50%)/ Contracts (50%) | ENDirect
| 613646 | Overhead Service & Meter 1 Ph | Labour (50%)/ Contracts (50%) | ENDirect
| 613647 | Overhead Service & Meter M Ph | Labour (50%)/ Contracts (50%) | ENDirect
| 613648 | Underground Service & Meter 1 Ph | Labour (50%)/ Contracts (50%) | ENDirect
| 613649 | Underground Service & Meter M Ph | Labour (50%)/ Contracts (50%) | ENDirect
| 613650 | Current Transformer Meter Host-Inc Meter | Labour | ENDirect
| 613651 | Current Transformer Metering External | Labour (50%)/ Contracts (50%) | ENDirect
| 613652 | Abolishment Service & Meter 1 Ph | Labour | ENDirect
| 613653 | Abolishment Service & Meter M Ph | Labour | ENDirect
| 613654 | Abolishment Service & Meter CT | Labour | ENDirect
| 613655 | Abolishment Metering Only 1 Ph | Labour | ENDirect
| 613656 | Abolishment Metering Only M Ph | Labour | ENDirect
| 613657 | Abolishment Metering Only CT | Labour | ENDirect
| 613658 | Truck Appointments | Labour (50%)/ Contracts (50%) | ENDirect
| 613659 | LV Mtr Con:Ins5day TimeSwitch,2 Rate Mtr | Labour (50%)/ Contracts (50%) | ENDirect
| 613660 | LV Mtr Con:Con5day TimeSwitch,2 Rate Mtr | Labour (50%)/ Contracts (50%) | ENDirect
| 613661 | LV Mtr Con New:Time & Energy Pulses | Labour (50%)/ Contracts (50%) | ENDirect
| 613662 | LV Mtr Con Existing:Time&Energy Pulses | Labour (50%)/ Contracts (50%) | ENDirect
| 613663 | Meter Test - 1 Ph | Labour | ENDirect
| 613664 | Additional Meter Test - 1 Ph | Labour | ENDirect
| 613665 | Meter Test - M Ph | Labour | ENDirect
| 613666 | Temporary Covers | Labour (50%)/ Contracts (50%) | ENDirect
| 613667 | Multiple Meter Sites | Labour (50%)/ Contracts (50%) | ENDirect
| 613668 | Seperate Meter Sites | Labour (50%)/ Contracts (50%) | ENDirect
| 613669 | Fault MR Interval 1 Ph Non OP | Materials | ENDirect
| 613670 | Overhead Service & Meter | Labour (50%)/ Contracts (50%) | ENDirect
| 613671 | Underground Service & Meter | Labour (50%)/ Contracts (50%) | ENDirect
| 613672 | Current Transformer Metering | Labour (50%)/ Contracts (50%) | ENDirect
| 613673 | Abolishment Service & Meter | Labour | ENDirect
| 613674 | Abolishment Metering Only | Labour | ENDirect
| 613676 | Truck Appointment | Labour (50%)/ Contracts (50%) | ENDirect
| 613680 | NS:Engineering D/S N/T | Labour | ENDirect
| 613681 | NS:Engineering D/S O/T | Labour | ENDirect
| 613682 | CoIMR InsAMI 1Ph2e+C | Labour | ENDirect
| 613683 | CoIMR Ins AMI 3Ph DC | Labour | ENDirect
| 613684 | CoIMR InsAMI 3PhDC+C | Labour | ENDirect
| 613685 | CoIMR Ins AMI 3Ph CT | Labour | ENDirect
| 613686 | CP- CoIMR AMI 1Ph 1e | Materials | ENDirect
| 613687 | CP-CoIMR AMI 1Ph1e+C | Materials | ENDirect
| 613688 | CP-CoIMR AMI 1Ph2e+C | Materials | ENDirect
| 613689 | CP - CoIMR AMI 3PhDC | Materials | ENDirect
| 613690 | CP- CoIMR AMI3PhDC+C | Materials | ENDirect
| 613691 | CP - CoIMR AMI 3PhCT | Materials | ENDirect
| 613692 | CoIMR Ins AMI 1Ph 1e | Contracts | ENDirect
| 613693 | CoIMR InsAMI 1Ph1e+C | Contracts | ENDirect
| 613694 | CoIMR InsAMI 1Ph2e+C | Contracts | ENDirect
| 613695 | CoIMR Ins AMI 3Ph DC | Contracts | ENDirect
| 613696 | CoIMR InsAMI 3PhDC+C | Contracts | ENDirect
| 613697 | CoIMR Ins AMI 3Ph CT | Contracts | ENDirect
| 613700 | NC Meter Interval M Ph CT | Materials | ENDirect
| 613701 | NC Meter Interval M Ph DC | Materials | ENDirect
| 613702 | NC Meter Interval 1 Ph OP | Labour | ENDirect
| 613703 | NC Meter Accum 1 Ph Non OP | Materials | ENDirect
| 613704 | NC Inst Interval M Ph CT | Labour | ENDirect
| 613705 | NC Inst Interval M Ph DC | Labour | ENDirect
| 613706 | NC Inst Interval 1 Ph OP | Labour | ENDirect
| 613707 | NC Inst Accum 1 Ph Non OP | Labour | ENDirect
| 613708 | NC Service 1 PH UG Materials | Materials | ENDirect
| 613709 | NC Service 1 PH URD Materials | Materials | ENDirect
| 613710 | NC Service 1 PH OH Materials | Materials | ENDirect
| 613711 | NC Service M PH URD Materials | Materials | ENDirect
| 613712 | NC Service M PH URD Materials | Materials | ENDirect
| 613713 | NC Service M PH OH Materials | Materials | ENDirect
| 613714 | NC Service 1 PH UG Installation | Contracts | ENDirect
| 613715 | NC Service 1 PH URD Installation | Contracts | ENDirect
| 613716 | NC Service 1 PH OH Installation | Contracts | ENDirect
| 613717 | NC Service M PH UG Installation | Contracts | ENDirect
| 613718 | NC Service M PH URD Installation | Contracts | ENDirect
| 613719 | NC Service M PH OH Installation | Contracts | ENDirect
| 613720 | Fault MR Interval M Ph CT | Materials | ENDirect
| 613721 | Fault MR Interval M Ph DC | Materials | ENDirect
| 613722 | Fault MR Interval 1 Ph OP | Materials | ENDirect
| 613723 | Fault MR Accum 1 Ph Non OP | Materials | ENDirect
| 613724 | Abolishment Accum 1 Ph Non OP | Labour | ENDirect
| 613725 | Appt Labour Only Service Truck Visit | Labour | ENDirect
| 613726 | Wasted Truck Visit | Labour | ENDirect
| 613736 | Replace Service 1 PH UG | Labour (50%)/ Contracts (50%) | ENDirect
| 613737 | Fault MR Accum M Ph CT | Labour (50%)/ Contracts (50%) | ENDirect
| 613738 | Replace Service 1 PH OH | Contracts | ENDirect
| 613739 | Replace Service M PH UG | Labour (50%)/ Contracts (50%) | ENDirect
| 613740 | Fault MR Accum M Ph DC | Materials | ENDirect
| 613741 | Replace Service M PH OH | Contracts | ENDirect
| 613742 | Service Replace 1 Phase | Labour (50%)/ Contracts (50%) | ENDirect
| 613743 | Service Replace M Phase | Labour (50%)/ Contracts (50%) | ENDirect
| 613744 | CIMR Accum M Ph CT | Labour (50%)/ Contracts (50%) | ENDirect
| 613745 | UnMetered Supplies | Contracts | ENDirect
| 613746 | NC BTS | Labour (50%)/ Contracts (50%) | ENDirect
| 613747 | Fault MR Accum 1 Ph OP | Materials | ENDirect
| 613748 | Standard CT job (New Installation, Inter | Labour (50%)/ Contracts (50%) | ENDirect
| 613749 | Cust Comp Testing 1Phase | Labour | ENDirect
| 613750 | Cust Comp Testing M Phase | Labour | ENDirect
| 613751 | NC Interval 1 Ph Non OP | Materials | ENDirect
| 613752 | NC Meter Accum M Ph DCeter | Materials | ENDirect
| 613753 | NC Accum M Ph CT | Materials | ENDirect
| 613754 | NC Accum 1 Ph OP | Materials | ENDirect
| 613755 | NC Inst Interval 1 Ph Non OP | Labour | ENDirect
| 613756 | NC Meter Inst Accum M Ph DC | Labour | ENDirect
| 613757 | NC Inst Accum M Ph CT | Labour | ENDirect
| 613758 | NC Inst Accum 1 Ph OP | Labour | ENDirect
| 613759 | CIMR Interval M Ph CT | Labour (50%)/ Materials (50%) | ENDirect
| 613760 | CIMR Interval M Ph DC | Labour (50%)/ Materials (50%) | ENDirect
| 613761 | CIMR Interval 1 Ph OP | Labour (50%)/ Materials (50%) | ENDirect
| 613762 | CIMR Interval 1 Ph Non OP | Labour (50%)/ Materials (50%) | ENDirect
| 613763 | CIMR Accum 1 Ph Non OP | Labour (50%)/ Materials (50%) | ENDirect
| 613764 | CIMR Accum 1 Ph OP | Labour (50%)/ Materials (50%) | ENDirect
| 613765 | CIMR Accum M Ph DC | Labour (50%)/ Materials (50%) | ENDirect
| 613766 | Abolish M Ph OH Service | Labour | ENDirect
| 613767 | Abolish 1 Ph OH Service | Labour | ENDirect
| 613768 | Cust Upgrade CT tap/Meter constant chang | Labour (50%)/ Materials (50%) | ENDirect
| 613769 | Cust Upgrade CT tap/Meter change | Labour (50%)/ Materials (50%) | ENDirect
| 613770 | NCC Accum 1 Ph OP | Labour (50%)/ Materials (50%) | ENDirect
| 613771 | Code Comp Testing HV CT's | Labour | ENDirect
| 613772 | AMIRO Meter 3 Ph + 1 ph int cnge | Labour (50%)/ Materials (50%) | ENDirect
| 613773 | FMR AMI 1Ph 1e | Materials | ENDirect
| 613774 | FMR AMI 1Ph 1e+c | Materials | ENDirect
| 613775 | FMR AMI 1Ph 2e + C | Materials | ENDirect
| 613776 | FMR AMI 3Ph | Materials | ENDirect
| 613777 | FMR AMI 3Ph+1Ph intC | Materials | ENDirect
| 613778 | FMR AMI 3Ph+3Ph extC | Materials | ENDirect
| 613779 | FMR AMI 3 Ph CT | Materials | ENDirect
| 613780 | FMR Inst AMI1Ph2e+C | Labour | ENDirect
| 613781 | FMR Inst AMI3Ph+1Ph | Labour | ENDirect
| 613782 | FMR Inst AMI3Ph+3Ph | Labour | ENDirect
| 613783 | FMR Inst AMI 3 Ph CT | Labour | ENDirect
| 613784 | CMR AMI 1Ph 2e + C | Materials | ENDirect
| 613785 | CMR AMI 3Ph+1Ph extC | Materials | ENDirect
| 613786 | CMR Inst AMI1Ph2e+C | Labour | ENDirect
| 613787 | CMR Inst AMI3Ph+1Ph | Labour | ENDirect
| 613788 | CMR Inst AMI 3 Ph CT | Labour | ENDirect
| 613789 | Repl Serv 1 PH URD | Materials | ENDirect
| 613790 | Repl Serv M PH URD | Materials | ENDirect
| 613791 | Fuse on Board-CP | Contracts | ENDirect
| 613792 | Exp single insul mtr | Contracts | ENDirect
| 613793 | CT meter sites with | Contracts | ENDirect
| 613794 | CT meter site withou | Contracts | ENDirect
| 613795 | Cast iron asbestos l | Labour | ENDirect
| 613796 | Line taps used for m | Contracts | ENDirect
| 613797 | CBD Metal links (wit | Contracts | ENDirect
| 613798 | Meter isolation requ | Contracts | ENDirect
| 613799 | Nilcrom fusing | Contracts | ENDirect
| 613800 | NS: Materials Distribution | Materials | ENDirect
| 613801 | NC AMI 1Ph 1e | Materials | ENDirect
| 613802 | NC AMI 1Ph 1e + C | Materials | ENDirect
| 613803 | NC AMI 3Ph | Materials | ENDirect
| 613804 | NC AMI 3 Ph CT | Materials | ENDirect
| 613805 | NC AMI Inst 1Ph 1e | Contracts | ENDirect
| 613806 | NC AMI Inst 1Ph 1e + C | Contracts | ENDirect
| 613807 | NC AMI Inst 3Ph | Contracts | ENDirect
| 613808 | NC AMI Inst 3 Ph CT | Labour | ENDirect
| 613809 | CIMR AMI 1Ph 1e | Materials | ENDirect
| 613810 | CIMR AMI 1Ph 1e + C | Materials | ENDirect
| 613811 | CIMR AMI 3Ph | Materials | ENDirect
| 613812 | CIMR AMI 3 Ph + 3 Ph ext C | Materials | ENDirect
| 613813 | CIMR AMI 3 Ph CT | Materials | ENDirect
| 613814 | AMI 1Ph 1e | Materials | ENDirect
| 613815 | AMI 1Ph 1e + C | Materials | ENDirect
| 613816 | AMI 3Ph | Materials | ENDirect
| 613817 | AMI 3 Ph + 3 Ph ext C | Materials | ENDirect
| 613818 | AMI 3 Ph CT | Materials | ENDirect
| 613819 | AMI Inst 1P NOP | Contracts | ENDirect
| 613820 | AMI Inst 1P A & C | Contracts | ENDirect
| 613821 | AMI Inst 1P 2M + TS | Contracts | ENDirect
| 613822 | AMI Inst 1P 2e + c | Contracts | ENDirect
| 613823 | AMI Inst Slab heating | Contracts | ENDirect
| 613824 | AMI Inst 3P DC | Contracts | ENDirect
| 613825 | AMI Inst 3P A & C | Contracts | ENDirect
| 613826 | AMI Inst 3P CT | Contracts | ENDirect
| 613827 | AMIRO Inst Special isolation | Contracts | ENDirect
| 613828 | AMIRO Inst Install contactor | Contracts | ENDirect
| 613829 | AMI Inst RemoveT/S | Contracts | ENDirect
| 613830 | AMI Complex Meter board Repl | Materials | ENDirect
| 613831 | AMI Complex Asbestos removal | Materials | ENDirect
| 613832 | AMI Complex Rewiring | Materials | ENDirect
| 613833 | AMI Comms Mesh | Materials | ENDirect
| 613834 | AMI Comms 3G | Materials | ENDirect
| 613835 | AMI Comms Inst Mesh concentrator | Labour | ENDirect
| 613836 | AMI Comms Inst 3G antenna | Labour | ENDirect
| 613837 | AMI Comms Inst Mesh repeater | Labour | ENDirect
| 613838 | FMR Inst Int M Ph CT | Labour | ENDirect
| 613839 | FMR Inst Int M Ph DC | Labour | ENDirect
| 613840 | FMR Inst Int 1 Ph OP | Labour | ENDirect
| 613841 | FMR Inst Int1PhNonOP | Labour | ENDirect
| 613842 | FMR Inst Acc M Ph CT | Labour | ENDirect
| 613843 | FMR Inst Acc M Ph DC | Labour | ENDirect
| 613844 | FMR Inst Acc 1 Ph OP | Labour | ENDirect
| 613845 | FMR Inst Acc1PhNonOP | Labour | ENDirect
| 613846 | FMR Inst AMI 1Ph 1e | Labour | ENDirect
| 613847 | FMR Inst AMI1Ph1e+c | Labour | ENDirect
| 613848 | FMR Inst AMI 3Ph | Labour | ENDirect
| 613849 | CIMR Inst Int M PhCT | Labour | ENDirect
| 613850 | NS: Materials Transmission | Materials | ENDirect
| 613851 | CIMR Inst Int M PhDC | Labour | ENDirect
| 613852 | CIMR Inst Int 1 PhOP | Labour | ENDirect
| 613853 | CIMRInstInt1PhNonOP | Labour | ENDirect
| 613854 | CIMR Inst Acc M PhCT | Labour | ENDirect
| 613855 | CIMR Inst Acc M PhDC | Labour | ENDirect
| 613856 | CIMR Inst Acc 1 PhOP | Labour | ENDirect
| 613857 | CIMRInst Acc1PhNonOP | Labour | ENDirect
| 613858 | CIMR Inst AMI 1PH 1e | Labour | ENDirect
| 613859 | CIMRInst AMI1PH 1e+c | Labour | ENDirect
| 613860 | CIMR Inst AMI 3Ph | Labour | ENDirect
| 613861 | CIMRInsAMI3Ph+3phexc | Labour | ENDirect
| 613862 | AIMRO 1Ph 2e + C | Materials | ENDirect
| 613863 | Large Meter Panels t | Contracts | ENDirect
| 613864 | Northcote area metal | Labour | ENDirect
| 613865 | Asbestos meter board | Contracts | ENDirect
| 613866 | Customer asbestos de | Labour | ENDirect
| 613867 | Damp or wet meter bo | Labour | ENDirect
| 613868 | Meter board replacem | Contracts | ENDirect
| 613869 | Issue of defect noti | Contracts | ENDirect
| 613870 | Ant (mtr)- Ext Sup | Materials | ENDirect
| 613871 | Ant (mtr)- Ext box S | Materials | ENDirect
| 613872 | Ant (mtr)- HG Sup | Materials | ENDirect
| 613873 | Ant (mtr)- Ext Inst | Labour | ENDirect
| 613874 | Ant (mtr)- Ext box I | Labour | ENDirect
| 613875 | Ant (mtr)- HG Instal | Labour | ENDirect
| 613876 | AMI Comms Instal Ant | Labour | ENDirect
| 613877 | AMI Comms Instal ZSS | Labour | ENDirect
| 613878 | AMI Comms InstalPSTN | Labour | ENDirect
| 613879 | AMI Comms Instal Sat | Labour | ENDirect
| 613880 | AMI Comms Sup Concen | Materials | ENDirect
| 613881 | AMI Comms Sup ZSS | Labour | ENDirect
| 613882 | AMI Comms Sup PSTN | Labour | ENDirect
| 613883 | AMI Comms Sup Sattel | Labour | ENDirect
| 613884 | AMI Comms Sup 3G ant | Labour | ENDirect
| 613885 | CompTestSinglePhMetr | Labour | ENDirect
| 613886 | CompTestMultiPhMetr | Labour | ENDirect
| 613887 | CodeTestD/CMtrSingle | Labour | ENDirect
| 613888 | Code Test CT meter | Labour | ENDirect
| 613889 | Mtr Comm Flt-Office | Labour | ENDirect
| 613890 | Issue of CT's | Labour | ENDirect
| 613891 | Tag, Disconnections | Labour | ENDirect
| 613892 | Logging Work | Labour | ENDirect
| 613893 | CodeTestD/CMtrPolyPh | Labour | ENDirect
| 613894 | CodeTestCurTrnsfSet3 | Labour | ENDirect
| 613895 | InservTestExistInst | Labour | ENDirect
| 613896 | Wasted Visit | Labour | ENDirect
| 613897 | Mtr,refurbish, prog, | Labour | ENDirect
| 613898 | Inst/Repl serv fuses | Labour | ENDirect
| 613899 | Abolishments | Labour | ENDirect
| 613900 | CT's Replacement | Labour | ENDirect
| 613901 | Mtr Comm Flt-Field | Labour | ENDirect
| 613902 | Transpositions | Labour | ENDirect
| 613903 | Mtr Prog & Timsw res | Labour | ENDirect
| 613904 | CT,refurb (set 3 LV) | Labour | ENDirect
| 613905 | Code Test HV CT's | Labour | ENDirect
| 613906 | CT Meter Inspection | Labour | ENDirect
| 613907 | UMS Audits CP | Labour | ENDirect
| 613908 | AMI Stock revalue | Labour | ENDirect
| 613909 | Mtr Supply add costs | Labour | ENDirect
| 613910 | Mtr Inst add costs | Labour | ENDirect
| 613911 | Comms Sup add costs | Labour | ENDirect
| 613912 | Comms Inst add costs | Labour | ENDirect
| 613913 | Difficult sites | Labour | ENDirect
| 613914 | ECB Rectification CP | Labour | ENDirect
| 613915 | AMI Mtr Int ClimSav1 | Labour | ENDirect
| 613916 | AMI Mtr Int ClimSav2 | Labour | ENDirect
| 613917 | Inserv Test Exist In | Labour | ENDirect
| 613918 | Fuse Added(per Fuse) | Contracts | ENDirect
| 613919 | Fuse Rmvd (per Fuse) | Contracts | ENDirect
| 613920 | Fuse Upgrd(per fuse) | Contracts | ENDirect
| 613921 | Revisit Fee | Contracts | ENDirect
| 613922 | AMI Install Pol Heat | Contracts | ENDirect
| 613923 | AMI Install CT Compl | Contracts | ENDirect
| 613924 | AMI Install Varied | Contracts | ENDirect
| 613925 | AMI Install Unknown | Contracts | ENDirect
| 613926 | Fault AMI Co Mesh AP | Materials | ENDirect
| 613927 | Fault AMI Mesh Relay | Materials | ENDirect
| 613928 | Fault AMI Mesh Inst | Labour | ENDirect
| 613929 | Fault AMI inst mesh | Labour | ENDirect
| 613930 | NC Meter AMI 3Ph + C | Materials | ENDirect
| 613931 | NC Mtr AMI Ins 3Ph+C | Contracts | ENDirect
| 613932 | NC Ant Low mtr mount | Materials | ENDirect
| 613933 | NC Ant Low ext lead | Materials | ENDirect
| 613934 | NC Ant Sup High Prof | Materials | ENDirect
| 613935 | NC Ant Inst Low mtr | Labour | ENDirect
| 613936 | NC Ant Inst Low ext | Labour | ENDirect
| 613937 | NC Ant Install High | Labour | ENDirect
| 613940 | Fault AMI Com 3G Mod | Materials | ENDirect
| 613941 | Fault Com P2P PSTN | Materials | ENDirect
| 613942 | Fault Com P2P Satell | Materials | ENDirect
| 613943 | Fault Com Ins 3G Mod | Materials | ENDirect
| 613944 | Fault Inst P2P PSTN | Labour | ENDirect
| 613945 | Fault Inst P2P Satel | Labour | ENDirect
| 613947 | CP Existing Pole | Materials | ENDirect
| 613948 | CP New Pole | Materials | ENDirect
| 613949 | CP Solar Supply | Materials | ENDirect
| 613950 | CP Transformer | Materials | ENDirect
| 613951 | Fault AMI LP Ant | Materials | ENDirect
| 613952 | Fault AMI LP Ext Led | Materials | ENDirect
| 613953 | Fault AMI HP Antenna | Materials | ENDirect
| 613954 | Fault AMI In LP Ant | Labour | ENDirect
| 613955 | Fault AMI Ins LP Ext | Labour | ENDirect
| 613956 | Fault AMI Ins HP Ant | Labour | ENDirect
| 613957 | CP Rep Sup Com Bat | Materials | ENDirect
| 613958 | CP Rep Ins Com Bat | Labour | ENDirect
| 613959 | HP Ant PostMtrInCP | Materials | ENDirect
| 613960 | LP Ant PostMtrInCP | Materials | ENDirect
| 613961 | 3G P2P Mtr-asc CP | Materials | ENDirect
| 613962 | 325kVA Gen. - Daily | Contracts | ENDirect
| 613963 | 325kVA Gen. - Weekly | Contracts | ENDirect
| 613964 | 500kVA Gen. - Daily | Contracts | ENDirect
| 613965 | 500kVA Gen. - Weekly | Contracts | ENDirect
| 613966 | 1250kVA Gen Set Dail | Labour | ENDirect
| 613967 | 1250kVA Gen Set Week | Labour | ENDirect
| 613968 | Contain. Trans Daily | Contracts | ENDirect
| 613969 | Contain Trans Weekly | Labour | ENDirect
| 613970 | Fibre Man. Charge | Contracts | ENDirect
| 613998 | NS:Dummy Revenue Transfers | Labour | ENDirect
| 613999 | NS: Transfer Packaged Work Revenue | Contracts | ENDirect
| 614003 | CSG Trf to AMI | Labour | ENDirect
| 614055 | Bendigo VIP netw trf | Labour | ENDirect
| 614075 | Claims/Comp Netw tfr | Labour | ENDirect
| 614085 | Billing Network Trf | Labour | ENDirect
| 614105 | Call Centre Netw Trf | Labour | ENDirect
| 614115 | Cust Res Netw Trf | Labour | ENDirect
| 614125 | Bendigo Inq Netw Trf | Labour | ENDirect
| 614130 | E/Mgt Trf to Mrktg | Labour | ENDirect
| 614131 | CS Corp OH-SpecRead | Labour | ENDirect
| 614132 | CS Corp OH-SpecRead | Labour | ENDirect
| 614133 | CS Corp OH-MDC | Labour | ENDirect
| 614134 | CS Corp OH-Mtr Read | Labour | ENDirect
| 614135 | Data Mgmt Netw Trf | Labour | ENDirect
| 614136 | CS Corp OH-Cust Care | Labour | ENDirect
| 614147 | CSG Lab Trf 2 IT Prj | Labour | ENDirect
| 614148 | MTR Lab Trf 2 IT Prj | Labour | ENDirect
| 614155 | Bus Improv Labour | Labour | ENDirect
| 614156 | Bus Imp Lab-DWS | Labour | ENDirect
| 614157 | Energy Mtr Solut Lab | Labour | ENDirect
| 614158 | BusImp Trf 2 AIMRO | Labour | ENDirect
| 614159 | Cust Res Trf 2 AIMRO | Labour | ENDirect
| 614161 | DM-MDP Trf 2 AIMRO | Labour | ENDirect
| 614162 | DM-MDC Trf 2 AIMRO | Labour | ENDirect
| 614163 | Conn Serv Trf2AIMRO | Labour | ENDirect
| 614164 | Cust Serv Trf2AIMRO | Labour | ENDirect
| 614165 | Rev Prot Netwk Tfr | Labour | ENDirect
| 614166 | CS:Cust Resp Lab | Labour | ENDirect
| 614167 | AIMRO Technology | Labour | ENDirect
| 614168 | AIMRO Mtr Data Anlys | Labour | ENDirect
| 614169 | AIMRO Project Office | Labour | ENDirect
| 614171 | CUST Non Billable | Labour | ENDirect
| 614175 | Credit Netw Tfr | Labour | ENDirect
| 614208 | GSL Inv Network Trf | Labour | ENDirect
| 614210 | CSGTrfAMI 310 | Labour | ENDirect
| 614211 | CSGTrfAMI 371 | Labour | ENDirect
| 614212 | CSGTrfAMI 397 | Labour | ENDirect
| 614213 | CSGTrfAMI 531 | Labour | ENDirect
| 614214 | CSGTrfAMI 619 | Labour | ENDirect
| 614215 | CSGTrfAMI 714 | Labour | ENDirect
| 614216 | CSGTrfAMI 800 | Labour | ENDirect
| 614217 | CSGTrfAMI 952 | Labour | ENDirect
| 614220 | PV Install PAL ext | Labour | ENDirect
| 614221 | PV Install CP ext | Labour | ENDirect
| 614222 | PV Install PAL int | Labour | ENDirect
| 614223 | PV Install CP int | Labour | ENDirect
| 614540 | Use of Sydney office | Materials | ENDirect
| 614615 | REG Trf to AIMRO | Labour | ENDirect
| 615002 | HR&CA Wellington | Labour | ENDirect
| 615003 | Finance Wellington | Labour | ENDirect
| 615004 | REG Wellington | Labour | ENDirect
| 615005 | CSLS Wellington | Labour | ENDirect
| 615006 | ElectricityNetw-TOA | Labour | ENDirect
| 615007 | NETW: TRANSCO | Labour | ENDirect
| 615008 | ORGCHANGE SAL ALLOC | Labour | ENDirect
| 615009 | E2E Con Design Phase | Labour | ENDirect
| 615015 | Labour Charged Y2K | Labour | ENDirect
| 615062 | SPG:ACS/IWM/PMR | Labour | ENDirect
| 615150 | IT: TOA IT RLTD ACTY | Contracts | ENDirect
| 615234 | PC Charges Margin | Contracts | ENDirect
| 615235 | IT SAPBSG Normal Tim | Labour | ENDirect
| 615236 | PC Charges | Contracts | ENDirect
| 615370 | IT Non Billable | Contracts | ENDirect
| 615372 | IT Lab Chrg for Bdgt | Labour | ENDirect
| 615375 | IT Billable | Labour | ENDirect
| 615395 | SCADABillable inc30% | Labour | ENDirect
| 615510 | Telco Labour | Contracts | ENDirect
| 615603 | IT GIS/OMS Labour | Labour | ENDirect
| 615605 | IT Contractors | Contracts | ENDirect
| 616456 | AMI Deployment Stg 2 | Contracts | ENDirect
| 624000 | NC Metr Intr 1 Ph No | Materials | ENDirect
| 624001 | NC Metr Intr 1 Ph OP | Materials | ENDirect
| 624002 | NC Metr Intr M Ph DC | Materials | ENDirect
| 624003 | NC Metr Intr M Ph CT | Materials | ENDirect
| 624004 | NC Metr Acc 1 Ph Non | Materials | ENDirect
| 624005 | NC Metr Acc 1 Ph OP | Materials | ENDirect
| 624006 | NC Metr Acc M Ph DC | Materials | ENDirect
| 624007 | NC Metr Acc M Ph CT | Materials | ENDirect
| 624008 | NCMet Inst Int1PhNOP | Labour | ENDirect
| 624009 | NCMet Inst Int1Ph OP | Labour | ENDirect
| 624010 | NCMet Inst Int MPhDC | Labour | ENDirect
| 624011 | NCMet Inst Int MPhCT | Labour | ENDirect
| 624012 | NCMet Inst Acc1PhNOP | Labour | ENDirect
| 624013 | NCMet Inst Acc1Ph OP | Labour | ENDirect
| 624014 | NCMet Inst AccMPh DC | Labour | ENDirect
| 624015 | NCMet Inst AccMPh CT | Labour | ENDirect
| 624016 | Fault MR Intr 1PhNOP | Materials | ENDirect
| 624017 | Fault MR Intr 1Ph OP | Materials | ENDirect
| 624018 | Fault MR Intr MPh DC | Materials | ENDirect
| 624019 | Fault MR Intr MPh CT | Materials | ENDirect
| 624020 | Fault MR Acc1PhNOP | Materials | ENDirect
| 624021 | Fault MR Acc 1 Ph OP | Materials | ENDirect
| 624022 | Fault MR Acc M Ph DC | Materials | ENDirect
| 624023 | Fault MR Acc M Ph CT | Materials | ENDirect
| 624024 | CIMR Intr 1 Ph N OP | Labour (50%)/ Contracts (50%) | ENDirect
| 624025 | CIMR Intr 1 Ph OP | Labour (50%)/ Contracts (50%) | ENDirect
| 624026 | CIMR Intr M Ph DC | Labour (50%)/ Contracts (50%) | ENDirect
| 624027 | CIMR Intr M Ph CT | Labour (50%)/ Contracts (50%) | ENDirect
| 624028 | CIMR Acc 1 Ph Non OP | Labour (50%)/ Contracts (50%) | ENDirect
| 624029 | CIMR Accum 1 Ph OP | Labour (50%)/ Contracts (50%) | ENDirect
| 624030 | CIMR Accum M Ph DC | Labour (50%)/ Contracts (50%) | ENDirect
| 624031 | CIMR Accum M Ph CT | Labour (50%)/ Contracts (50%) | ENDirect
| 624032 | Abol Acc 1 Ph Non OP | Labour | ENDirect
| 624033 | FI/DNP by Truck | Labour | ENDirect
| 624034 | NC Serv 1 PH UG Mat | Materials | ENDirect
| 624035 | NC Serv 1 PH URD Mat | Materials | ENDirect
| 624036 | NC Serv 1 PH OH Mat | Materials | ENDirect
| 624037 | NC Serv M PH UG Mat | Materials | ENDirect
| 624038 | NC Serv M PH URD Mat | Materials | ENDirect
| 624039 | NC Serv M PH OH Mat | Materials | ENDirect
| 624040 | NC Serv 1 PH UG Inst | Labour | ENDirect
| 624041 | NC Serv 1 PH URD Ins | Labour | ENDirect
| 624042 | NC Serv 1 PH OH Inst | Labour | ENDirect
| 624043 | NC Serv M PH UG Inst | Labour | ENDirect
| 624044 | NC Serv M PH URD Ins | Labour | ENDirect
| 624045 | NC Serv M PH OH Inst | Labour | ENDirect
| 624046 | Replace Serv 1 PH UG | Labour | ENDirect
| 624047 | Replace Serv M PH UG | Labour | ENDirect
| 624048 | Serv Replace 1 Phase | Labour | ENDirect
| 624049 | Serv Replace M Phase | Labour | ENDirect
| 624050 | Wasted Truck Visit | Labour | ENDirect
| 624051 | Appt Lab Only Serv | Labour | ENDirect
| 624052 | NC BTS | Labour | ENDirect
| 624053 | UnMetered Supplies | Labour | ENDirect
| 624054 | Fuse on Board | Labour | ENDirect
| 624055 | Cde Tst D/C Metr S P | Labour | ENDirect
| 624056 | Code Test CT meter | Labour | ENDirect
| 624057 | Comp Tst Single Ph M | Labour | ENDirect
| 624058 | Compl Tst Multi Ph M | Labour | ENDirect
| 624059 | NCC MR Accum 1Ph OP | Labour (50%)/ Contracts (50%) | ENDirect
| 624060 | NS:Flt Metr/Tim-Inst | Labour | ENDirect
| 624061 | Fault PMO Capex | Labour | ENDirect
| 624062 | AMI - Program Office | Labour | ENDirect
| 624063 | AMI - Strategy | Labour | ENDirect
| 624064 | AMI - Infrastructure | Labour | ENDirect
| 624065 | AMI - Transformation | Labour | ENDirect
| 624066 | AMI - Cust Mgmt | Labour | ENDirect
| 624067 | Mtr Pd Inv AMI-PAL | Labour | ENDirect
| 624068 | NC Meter AMI 1Ph 1e | Materials | ENDirect
| 624069 | NC Mtr AMI 1Ph 1e+c | Materials | ENDirect
| 624070 | NC Meter AMI 3Ph | Materials | ENDirect
| 624071 | NC Meter AMI 3Ph CT | Materials | ENDirect
| 624072 | NCMtr Inst AMI 1Ph1e | Labour | ENDirect
| 624073 | NCMtrAMI Inst1Ph1e+c | Labour | ENDirect
| 624074 | NC Mtr AMI Inst 3Ph | Labour | ENDirect
| 624075 | NCMtrAMI Inst 3PhCT | Labour | ENDirect
| 624076 | Fault MR AMI 1Ph 1e | Materials | ENDirect
| 624077 | Fault MR AMI 1Ph2e+c | Materials | ENDirect
| 624078 | Fault MR AMI 3Ph | Materials | ENDirect
| 624079 | NCC MR Acc 1Ph NonOP | Materials | ENDirect
| 624080 | NCC MR Accum M Ph DC | Materials | ENDirect
| 624081 | NCC MR Accum M Ph CT | Materials | ENDirect
| 624082 | CIMR AMI 1PH 1e | Materials | ENDirect
| 624083 | CIMR AMI 1PH 2e + c | Materials | ENDirect
| 624084 | CIMR AMI 3Ph | Materials | ENDirect
| 624085 | CIMR AMI3Ph+1ph extc | Materials | ENDirect
| 624086 | CIMR AMI 3Ph CT | Materials | ENDirect
| 624087 | AMIRO Meter 1Ph 1e | Materials | ENDirect
| 624088 | AMIRO Mtr 1Ph 2e+c | Materials | ENDirect
| 624089 | AMIRO Meter 3 Ph | Materials | ENDirect
| 624090 | AMIRO Mtr3Ph+1phextc | Materials | ENDirect
| 624091 | AMIRO Meter 3 Ph CT | Materials | ENDirect
| 624092 | AMIRO Mtr Inst1PhNOP | Contracts | ENDirect
| 624093 | AMIRO MtrInst 1PhA+C | Contracts | ENDirect
| 624094 | AMIROMtrInst1Ph2M+TS | Contracts | ENDirect
| 624095 | AMIROMtr In 1Ph2e+c | Contracts | ENDirect
| 624096 | AMIROMtr Ins slab Ht | Contracts | ENDirect
| 624097 | AMIRO MtrInst Clm S1 | Contracts | ENDirect
| 624098 | AMIRO Mtr Inst 3PhDC | Contracts | ENDirect
| 624099 | AMIROMtrInst 3Ph A+C | Contracts | ENDirect
| 624100 | AMIRO Mtr Inst3PH CT | Contracts | ENDirect
| 624101 | AMI Ramp up Mtr PAL | Contracts | ENDirect
| 624102 | AMI Ramp up Comm PAL | Contracts | ENDirect
| 624103 | AMIRO Mtr In Rmv Tsw | Contracts | ENDirect
| 624104 | AMI De-bug costs PAL | Contracts | ENDirect
| 624105 | New Pole - PAL | Contracts | ENDirect
| 624106 | AMIRO Comm Sup Mesh | Materials | ENDirect
| 624107 | AMIRO Comms Sup 3G | Materials | ENDirect
| 624108 | AMIRO Comm Sup PSTN | Materials | ENDirect
| 624109 | AMIRO Comms Sup Satl | Materials | ENDirect
| 624110 | AMIRO Com In Mesh C | Labour | ENDirect
| 624111 | AMIRO Com In 3G Ant | Labour | ENDirect
| 624112 | AMIRO Com Inst PSTN | Labour | ENDirect
| 624113 | AMIRO Comms Inst Sat | Labour | ENDirect
| 624114 | AMIRO Com In Mesh R | Labour | ENDirect
| 624115 | AMIRO MtrInst Clm S2 | Contracts | ENDirect
| 624116 | AMIRO Comms Sup IHD | Labour | ENDirect
| 624117 | AMIRO Comms Inst IHD | Labour | ENDirect
| 624118 | AFlt Mtr Brd Rpl-PAL | Labour | ENDirect
| 624119 | AMtr Comm Flt-Office | Labour | ENDirect
| 624120 | ACstInvOnNoEqpRepPAL | Labour | ENDirect
| 624121 | FMR Inst Int1PhNonOP | Labour | ENDirect
| 624122 | FMR Inst Int 1 Ph OP | Labour | ENDirect
| 624123 | FMR Inst Int M Ph DC | Labour | ENDirect
| 624124 | FMR Inst Int M Ph CT | Labour | ENDirect
| 624125 | FMRInstAcc1PhNonOP | Labour | ENDirect
| 624126 | FMR Inst Acc 1 Ph OP | Labour | ENDirect
| 624127 | FMR Inst Acc M Ph DC | Labour | ENDirect
| 624128 | FMR Inst Acc M Ph CT | Labour | ENDirect
| 624129 | FMR Inst AMI 1Ph 1e | Labour | ENDirect
| 624130 | FMR InstAMI 1Ph 2e+c | Labour | ENDirect
| 624131 | FMR Inst AMI 3Ph | Labour | ENDirect
| 624132 | CIMR InstInt1PhNonOP | Labour | ENDirect
| 624133 | CIMR Inst Int 1Ph OP | Labour | ENDirect
| 624134 | CIMR Inst Int M PhDC | Labour | ENDirect
| 624135 | CIMR Inst Int M PhCT | Labour | ENDirect
| 624136 | CIMRInst Acc1PhNonOP | Labour | ENDirect
| 624137 | CIMR Inst Acc 1 PhOP | Labour | ENDirect
| 624138 | CIMR Inst Acc M PhDC | Labour | ENDirect
| 624139 | CIMR Inst Acc M PhCT | Labour | ENDirect
| 624140 | CIMR Inst AMI 1PH 1e | Labour | ENDirect
| 624141 | CIMR Inst AMI1PH2e+c | Labour | ENDirect
| 624142 | CIMR Inst AMI 3Ph | Labour | ENDirect
| 624143 | CIMRInsAMI3Ph+1phexc | Labour | ENDirect
| 624144 | CIMR Inst AMI 3Ph CT | Labour | ENDirect
| 624145 | AMI 3 Ph+1 Ph int C | Materials | ENDirect
| 624146 | Flt MR AMI 1Ph 1e+C | Materials | ENDirect
| 624147 | Flt MRAMI3Ph+1PhintC | Materials | ENDirect
| 624148 | FMR AMI 3Ph+3Ph extC | Materials | ENDirect
| 624149 | FMR Inst AMI 1Ph1e+C | Labour | ENDirect
| 624150 | FMR Inst AMI3Ph+1Ph | Labour | ENDirect
| 624151 | FMR AMI3Ph+3Ph ext C | Labour | ENDirect
| 624152 | FMR InstAMI3PhCTinst | Labour | ENDirect
| 624153 | CIMR AMI 1Ph 1e + C | Materials | ENDirect
| 624154 | CIMR AMI3Ph+1PhintC | Materials | ENDirect
| 624155 | CIMR AMI3Ph+3PhextC | Materials | ENDirect
| 624156 | CIMR Inst AMI1Ph1e+C | Labour | ENDirect
| 624157 | CIMR InstAMI3Ph+1Ph | Labour | ENDirect
| 624158 | Exp single insul mtr | Contracts | ENDirect
| 624159 | CT meter sites with | Contracts | ENDirect
| 624160 | CT meter site withou | Contracts | ENDirect
| 624161 | Cast iron asbestos l | Contracts | ENDirect
| 624162 | Line taps used for m | Contracts | ENDirect
| 624163 | CBD Metal links (wit | Contracts | ENDirect
| 624164 | Meter isolation requ | Contracts | ENDirect
| 624165 | Nilcrom fusing | Labour | ENDirect
| 624166 | Large Meter Panels t | Contracts | ENDirect
| 624167 | Northcote area metal | Labour | ENDirect
| 624168 | Asbestos meter board | Contracts | ENDirect
| 624169 | Customer asbestos de | Contracts | ENDirect
| 624170 | Damp or wet meter bo | Contracts | ENDirect
| 624171 | Meter board replacem | Contracts | ENDirect
| 624172 | Issue of defect noti | Contracts | ENDirect
| 624173 | Ant (meter)- Ext Sup | Materials | ENDirect
| 624174 | Ant (mtr)- Ext box S | Materials | ENDirect
| 624175 | Ant (mtr)- HG Sup | Materials | ENDirect
| 624176 | Ant (mtr)- Ext Inst | Labour | ENDirect
| 624177 | Ant (mtr)- Ext box I | Labour | ENDirect
| 624178 | Ant (mtr)- HG Instal | Labour | ENDirect
| 624179 | AMI Comms Sup Ant | Materials | ENDirect
| 624180 | AMI Comms Sup ZSS | Materials | ENDirect
| 624181 | AMI Comms Instal Ant | Labour | ENDirect
| 624182 | AMI Comms Instal ZSS | Labour | ENDirect
| 624183 | Fault MR AMI 3 Ph CT | Materials | ENDirect
| 624184 | AMIRO Meter 1Ph 1e+C | Materials | ENDirect
| 624185 | AMI Stock revalue | Contracts | ENDirect
| 624186 | Mtr Supply add costs | Labour | ENDirect
| 624187 | Mtr Inst add costs | Labour | ENDirect
| 624188 | Comms Sup add costs | Labour | ENDirect
| 624189 | Comms Inst add costs | Labour | ENDirect
| 624190 | Difficult sites | Labour | ENDirect
| 624191 | ECB Rectification PA | Labour | ENDirect
| 624192 | Inserv Test Exist In | Labour | ENDirect
| 624193 | NC Meter AMI 2e + C | Materials | ENDirect
| 624194 | NC Metr AMI Ins 2e+C | Labour | ENDirect
| 624195 | Fuse Added(per Fuse) | Contracts | ENDirect
| 624196 | Fuse Rmvd (per Fuse) | Contracts | ENDirect
| 624197 | Fuse Upgrd(per Fuse) | Contracts | ENDirect
| 624198 | Revisit Fee | Contracts | ENDirect
| 624199 | CIMR InstAMI3Ph+3Ph | Labour | ENDirect
| 624200 | AMI Install Pol Heat | Contracts | ENDirect
| 624201 | AMI Install CT Compl | Contracts | ENDirect
| 624202 | AMI Install Varied | Contracts | ENDirect
| 624203 | AMI Install Unknown | Contracts | ENDirect
| 624204 | Fault AMI Co Mesh AP | Materials | ENDirect
| 624205 | Fault AMI Mesh Relay | Materials | ENDirect
| 624206 | Fault AMI Mesh Inst | Labour | ENDirect
| 624207 | Fault AMI inst mesh | Labour | ENDirect
| 624208 | NC Meter AMI 3Ph + C | Materials | ENDirect
| 624209 | NC Mtr AMI Ins 3Ph+C | Labour | ENDirect
| 624210 | NC Ant Low mtr mount | Materials | ENDirect
| 624211 | NC Ant Low ext lead | Materials | ENDirect
| 624212 | NC Ant Sup High Prof | Materials | ENDirect
| 624213 | NC Ant Inst Low mtr | Labour | ENDirect
| 624214 | NC Ant Inst Low ext | Labour | ENDirect
| 624215 | NC Ant Install High | Labour | ENDirect
| 624216 | DO NOT USE | Labour | ENDirect
| 624220 | NC Comms Mesh Sup | Materials | ENDirect
| 624221 | NC Com Sup Mesh Rela | Materials | ENDirect
| 624222 | NC Com P2P 3G Modem | Materials | ENDirect
| 624223 | NC Com P2P 3G PSTN | Materials | ENDirect
| 624224 | NC Com P2P 3G Satell | Materials | ENDirect
| 624225 | NC Com Inst Mesh Sup | Labour | ENDirect
| 624226 | NC Com Ins Mes Relay | Labour | ENDirect
| 624227 | NC Com Ins P2P3G Mod | Labour | ENDirect
| 624228 | NC Com Ins P2P3GPSTN | Labour | ENDirect
| 624229 | NC Com Ins P2P3G Sat | Labour | ENDirect
| 624230 | Fault AMI Com 3G Mod | Materials | ENDirect
| 624231 | Fault Com P2P PSTN | Materials | ENDirect
| 624232 | Fault Com P2P Satell | Materials | ENDirect
| 624233 | Fault Com Ins 3G Mod | Labour | ENDirect
| 624234 | Fault Inst P2P PSTN | Labour | ENDirect
| 624235 | Fault Inst P2P Satel | Labour | ENDirect
| 624236 | Replace Serv 1 PH UR | Labour (50%)/ Contracts (50%) | ENDirect
| 624237 | Replace Serv 1 PH OH | Labour (50%)/ Contracts (50%) | ENDirect
| 624238 | Plugging of holes | Contracts | ENDirect
| 624239 | Safety Calling Card | Labour | ENDirect
| 624240 | Plugging of holes | Contracts | ENDirect
| 624241 | Safety Calling Card | Labour | ENDirect
| 624251 | Fault AMI LP Ant | Materials | ENDirect
| 624252 | Fault AMI LP Ext Led | Materials | ENDirect
| 624253 | Fault AMI HP Antenna | Materials | ENDirect
| 624254 | Fault AMI In LP Ant | Labour | ENDirect
| 624255 | Fault AMI Ins LP Ext | Labour | ENDirect
| 624256 | Fault AMI Ins HP Ant | Labour | ENDirect
| 624346 | Replace Serv M PH UR | Labour | ENDirect
| 624347 | Replace Serv M PH OH | Labour | ENDirect
| 624348 | PAL A/P Rel Ex Pole | Labour | ENDirect
| 624349 | PAL A/P Rel New Pole | Labour | ENDirect
| 624350 | PAL A/P Rel Sol Supp | Labour | ENDirect
| 624351 | PAL A/P Rel Transfom | Labour | ENDirect
| 624354 | PAL Rep Sup Com Bat | Materials | ENDirect
| 624355 | PAL Rep Ins Com Bat | Contracts | ENDirect
| 624356 | HP Ant PostMtrInst | Contracts | ENDirect
| 624357 | LP Ant PostMtrInst | Contracts | ENDirect
| 624358 | 3G P2P Mtr-asc w/HP | Materials | ENDirect
| 624404 | PAL A/P Rel Sol Supp | Materials | ENDirect
| 624405 | PAL A/P Rel Transfom | Materials | ENDirect
| 624523 | NS:FltMet/Tim-InstCP | Labour | ENDirect
| 624540 | NC Meter AMI 2e + C | Materials | ENDirect
| 624541 | NC Metr AMI Ins 2e+C | Contracts | ENDirect
| 624542 | NC Meter Interval M | Materials | ENDirect
| 624543 | NC Meter Interval M | Materials | ENDirect
| 624544 | NC Meter Interval 1 | Materials | ENDirect
| 624545 | NC Meter Interval 1 | Materials | ENDirect
| 624546 | NC Meter Accum M Ph | Materials | ENDirect
| 624547 | NC Meter Accum M Ph | Materials | ENDirect
| 624548 | NC Meter Accum 1 Ph | Materials | ENDirect
| 624549 | NC Meter Accum 1 Ph | Materials | ENDirect
| 624550 | NC Meter Inst Interv | Labour | ENDirect
| 624551 | NC Meter Inst Interv | Labour | ENDirect
| 624552 | NC Meter Inst Interv | Labour | ENDirect
| 624553 | NC Meter Inst Interv | Labour | ENDirect
| 624554 | NC Meter Inst Accum | Labour | ENDirect
| 624555 | NC Meter Inst Accum | Labour | ENDirect
| 624556 | NC Meter Inst Accum | Labour | ENDirect
| 624557 | NC Meter Inst Accum | Labour | ENDirect
| 624558 | Fault MR Interval M | Materials | ENDirect
| 624559 | Fault MR Interval M | Materials | ENDirect
| 624560 | Fault MR Interval 1 | Materials | ENDirect
| 624561 | Fault MR Interval 1 | Materials | ENDirect
| 624562 | Fault MR Accum M Ph | Labour (50%)/ Materials (50%) | ENDirect
| 624563 | Fault MR Accum M Ph | Labour (50%)/ Materials (50%) | ENDirect
| 624564 | Fault MR Accum 1 Ph | Labour (50%)/ Materials (50%) | ENDirect
| 624565 | Fault MR Accum 1 Ph | Materials | ENDirect
| 624566 | CIMR Interval M Ph C | Materials | ENDirect
| 624567 | CIMR Interval M Ph D | Materials | ENDirect
| 624568 | CIMR Interval 1 Ph O | Materials | ENDirect
| 624569 | CIMR Interval 1 Ph N | Materials | ENDirect
| 624570 | CIMR Accum M Ph CT | Labour (50%)/ Contracts (50%) | ENDirect
| 624571 | CIMR Accum M Ph DC | Labour (50%)/ Contracts (50%) | ENDirect
| 624572 | CIMR Accum 1 Ph OP | Labour (50%)/ Contracts (50%) | ENDirect
| 624573 | CIMR Accum 1 Ph Non | Materials | ENDirect
| 624574 | Abol Accum 1 Ph Non | Materials | ENDirect
| 624575 | Abolish Service M PH | Labour | ENDirect
| 624576 | Abolish Service 1 PH | Labour | ENDirect
| 624577 | NC Service 1 PH UG M | Materials | ENDirect
| 624578 | NC Service 1 PH URD | Materials | ENDirect
| 624579 | NC Service 1 PH OH M | Materials | ENDirect
| 624580 | NC Service M PH UG M | Materials | ENDirect
| 624581 | NC Service M PH URD | Materials | ENDirect
| 624582 | NC Service M PH OH M | Materials | ENDirect
| 624583 | NC Service 1 PH UG I | Labour | ENDirect
| 624584 | NC Service 1 PH URD | Labour | ENDirect
| 624585 | NC Service 1 PH OH I | Labour | ENDirect
| 624586 | NC Service M PH UG I | Labour | ENDirect
| 624587 | NC Service M PH URD | Labour | ENDirect
| 624588 | NC Service M PH OH I | Labour | ENDirect
| 624589 | Replace Service 1 PH | Labour (50%)/ Contracts (50%) | ENDirect
| 624590 | Replace Service 1 PH | Materials | ENDirect
| 624591 | Replace Service 1 PH | Contracts | ENDirect
| 624592 | Replace Service M PH | Labour (50%)/ Contracts (50%) | ENDirect
| 624593 | Replace Service M PH | Contracts | ENDirect
| 624594 | Replace Service M PH | Contracts | ENDirect
| 624595 | Service Replace 1 P | Labour | ENDirect
| 624596 | Service Replace M P | Labour | ENDirect
| 624597 | Fuse on Board | Contracts | ENDirect
| 624598 | Appt Labour Only Ser | Labour | ENDirect
| 624599 | UnMetered Supplies | Contracts | ENDirect
| 624600 | NS:FltMet/Tim-MatCP | Materials | ENDirect
| 624601 | NS:Flt Metr/Tim-Mat | Materials | ENDirect
| 624602 | NC BTS | Labour | ENDirect
| 624603 | Wasted Truck Visit | Labour | ENDirect
| 624604 | CT's Repl. | Labour | ENDirect
| 624605 | Cde Tst D/C Metr Pol | Labour | ENDirect
| 624606 | Cde Tst Cur Trnsf S3 | Labour | ENDirect
| 624607 | Inserv Test on exist | Labour | ENDirect
| 624608 | Wasted Visit | Labour | ENDirect
| 624609 | Meter,refurb,prg,rpl | Labour | ENDirect
| 624610 | CT,refurb(set of3LV) | Labour | ENDirect
| 624611 | Mtr Prog &/or timesw | Labour | ENDirect
| 624612 | Transpositions | Labour | ENDirect
| 624613 | Abolishments | Labour | ENDirect
| 624614 | Instal/Repla of serv | Labour | ENDirect
| 624615 | Tag, Disconnections | Labour | ENDirect
| 624616 | Logging Work | Labour | ENDirect
| 624617 | Meter Comm Faults-Fi | Labour | ENDirect
| 624618 | Issue of CT's | Labour | ENDirect
| 624619 | NCC MR Accum 1Ph OP | Labour (50%)/ Contracts (50%) | ENDirect
| 624620 | Code Test HV CT's | Labour | ENDirect
| 624621 | Gen Line Work N/T CP | Labour | ENDirect
| 624622 | Mtr Pd Inv AMI-CP | Labour | ENDirect
| 624623 | NC Meter AMI 1Ph 1e | Materials | ENDirect
| 624624 | NC Meter AMI 1Ph1e+c | Materials | ENDirect
| 624625 | NC Meter AMI 3Ph | Materials | ENDirect
| 624626 | NC Meter AMI 3Ph CT | Materials | ENDirect
| 624627 | NC Mtr In AMI 1Ph 1e | Contracts | ENDirect
| 624628 | NCMtrAMI In 1Ph 1e+c | Contracts | ENDirect
| 624629 | NC Meter AMI Inst3Ph | Contracts | ENDirect
| 624630 | NC Mtr AMI Inst3PhCT | Labour | ENDirect
| 624631 | Fault MR AMI 1Ph 1e | Materials | ENDirect
| 624632 | Fault MR AMI1Ph1e+c | Materials | ENDirect
| 624633 | Fault MR AMI 3Ph | Materials | ENDirect
| 624634 | NCC MR Acc 1Ph NonOP | Materials | ENDirect
| 624635 | NCC MR Accum M Ph DC | Materials | ENDirect
| 624636 | NCC MR Accum M Ph CT | Materials | ENDirect
| 624637 | CIMR AMI 1PH 1e | Materials | ENDirect
| 624638 | CIMR AMI 1PH 1e + c | Materials | ENDirect
| 624639 | CIMR AMI 3Ph | Materials | ENDirect
| 624640 | CIMR AMI3Ph+3ph extc | Materials | ENDirect
| 624641 | AMIRO Meter 1Ph 1e | Materials | ENDirect
| 624642 | AMIRO Mtr 1Ph 1e+c | Materials | ENDirect
| 624643 | AMIRO Meter 3 Ph | Materials | ENDirect
| 624644 | AMIRO Mtr3Ph+3phExtc | Materials | ENDirect
| 624645 | AMIRO Meter 3 Ph CT | Materials | ENDirect
| 624646 | AMIROMtr Inst 1PhNOP | Contracts | ENDirect
| 624647 | AMIROMtr Inst 1PhA+C | Contracts | ENDirect
| 624648 | AMIROMtr In 1Ph2M+TS | Contracts | ENDirect
| 624649 | AMIROMtr In 1Ph 2e+c | Contracts | ENDirect
| 624650 | AMIRO Mtr In Slab Ht | Contracts | ENDirect
| 624651 | AMIRO Mtr Inst 3PhDC | Contracts | ENDirect
| 624652 | AMIRO Mtr In 3Ph A+C | Contracts | ENDirect
| 624653 | AMIROMtr Inst 3PH CT | Contracts | ENDirect
| 624654 | AMI Ramp up Mtr CP | Contracts | ENDirect
| 624655 | AMI Ramp up Comm CP | Contracts | ENDirect
| 624656 | AMIRO Mtr In rmv Tsw | Contracts | ENDirect
| 624657 | AMI De-bug costs CP | Materials | ENDirect
| 624658 | AMIRO Cmpx Asbest Rm | Materials | ENDirect
| 624659 | New Pole - CP | Materials | ENDirect
| 624660 | AMIRO Comms Sup Mesh | Materials | ENDirect
| 624661 | AMIRO Comms Sup 3G | Materials | ENDirect
| 624662 | AMIRO Cm Inst Mesh C | Labour | ENDirect
| 624663 | AMIRO Cm Inst 3G Ant | Labour | ENDirect
| 624664 | AMIRO Cm Inst Mesh R | Labour | ENDirect
| 624665 | UMS Audits (CP&PAL) | Labour | ENDirect
| 624666 | AIMRO Metr 3Ph+1ph | Labour (50%)/ Contracts (50%) | ENDirect
| 624667 | CT Meter Inspection | Labour | ENDirect
| 624668 | AFlt Mtr Brd Rpl-CP | Labour | ENDirect
| 624669 | ACstInvOnsNoEqpRepCP | Labour | ENDirect
| 624670 | FMR Inst Int M Ph CT | Labour | ENDirect
| 624671 | FMR Inst Int M Ph DC | Labour | ENDirect
| 624672 | FMR Inst Int 1 Ph OP | Labour | ENDirect
| 624673 | FMR Inst Int1PhNonOP | Labour | ENDirect
| 624674 | FMR Inst Acc M Ph CT | Labour | ENDirect
| 624675 | FMR Inst Acc M Ph DC | Labour | ENDirect
| 624676 | FMR Inst Acc 1 Ph OP | Labour | ENDirect
| 624677 | FMR Inst Acc1PhNonOP | Labour | ENDirect
| 624678 | FMR Inst AMI 1Ph 1e | Labour | ENDirect
| 624679 | FMR Inst AMI1Ph1e+c | Labour | ENDirect
| 624680 | FMR Inst AMI 3Ph | Labour | ENDirect
| 624681 | CIMR Inst Int M PhCT | Labour | ENDirect
| 624682 | CIMR Inst Int M PhDC | Labour | ENDirect
| 624683 | CIMR Inst Int 1 PhOP | Labour | ENDirect
| 624684 | CIMRInstInt1PhNonOP | Labour | ENDirect
| 624685 | CIMR Inst Acc M PhCT | Labour | ENDirect
| 624686 | CIMR Inst Acc M PhDC | Labour | ENDirect
| 624687 | CIMR Inst Acc 1 PhOP | Labour | ENDirect
| 624688 | CIMRInst Acc1PhNonOP | Labour | ENDirect
| 624689 | CIMR Inst AMI 1PH 1e | Labour | ENDirect
| 624690 | CIMRInst AMI1PH 1e+c | Labour | ENDirect
| 624691 | CIMR Inst AMI 3Ph | Labour | ENDirect
| 624692 | CIMRInsAMI3Ph+3phexc | Labour | ENDirect
| 624693 | AIMRO 1Ph 2e + C | Materials | ENDirect
| 624694 | FMR AMI 1Ph 2e + C | Materials | ENDirect
| 624695 | FMR AMI 3Ph+1Ph intC | Materials | ENDirect
| 624696 | FMR AMI 3Ph+3Ph extC | Materials | ENDirect
| 624697 | FMR AMI 3 Ph CT | Materials | ENDirect
| 624698 | FMR Inst AMI1Ph2e+C | Labour | ENDirect
| 624699 | FMR Inst AMI3Ph+1Ph | Labour | ENDirect
| 624700 | FMR Inst AMI3Ph+3Ph | Labour | ENDirect
| 624701 | FMR Inst AMI 3 Ph CT | Labour | ENDirect
| 624702 | CMR AMI 1Ph 2e + C | Materials | ENDirect
| 624703 | CMR AMI 3Ph+1Ph extC | Materials | ENDirect
| 624704 | CIMR AMI 3 Ph CT | Materials | ENDirect
| 624705 | CMR Inst AMI1Ph2e+C | Labour | ENDirect
| 624706 | CMR Inst AMI3Ph+1Ph | Labour | ENDirect
| 624707 | CMR Inst AMI 3 Ph CT | Labour | ENDirect
| 624708 | Exp single insul mtr | Contracts | ENDirect
| 624709 | CT meter sites with | Contracts | ENDirect
| 624710 | CT meter site withou | Contracts | ENDirect
| 624711 | Cast iron asbestos l | Labour | ENDirect
| 624712 | Line taps used for m | Contracts | ENDirect
| 624713 | CBD Metal links (wit | Contracts | ENDirect
| 624714 | Meter isolation requ | Contracts | ENDirect
| 624715 | Nilcrom fusing | Contracts | ENDirect
| 624716 | Large Meter Panels t | Contracts | ENDirect
| 624717 | Northcote area metal | Labour | ENDirect
| 624718 | Asbestos meter board | Contracts | ENDirect
| 624719 | Customer asbestos de | Contracts | ENDirect
| 624720 | Damp or wet meter bo | Contracts | ENDirect
| 624721 | Meter board replacem | Contracts | ENDirect
| 624722 | Issue of defect noti | Contracts | ENDirect
| 624723 | Ant (mtr)- Ext Sup | Materials | ENDirect
| 624724 | Ant (mtr)- Ext box S | Materials | ENDirect
| 624725 | Ant (mtr)- HG Sup | Materials | ENDirect
| 624726 | Ant (mtr)- Ext Inst | Labour | ENDirect
| 624727 | Ant (mtr)- Ext box I | Labour | ENDirect
| 624728 | Ant (mtr)- HG Instal | Labour | ENDirect
| 624729 | AMI Comms Sup Concen | Materials | ENDirect
| 624730 | AMI Comms Sup ZSS | Labour | ENDirect
| 624731 | AMI Comms Sup PSTN | Labour | ENDirect
| 624732 | AMI Comms Sup Sattel | Labour | ENDirect
| 624733 | AMI Comms Sup 3G ant | Labour | ENDirect
| 624734 | AMI Comms Instal Ant | Labour | ENDirect
| 624735 | AMI Comms Instal ZSS | Labour | ENDirect
| 624736 | AMI Comms InstalPSTN | Labour | ENDirect
| 624737 | AMI Comms Instal Sat | Labour | ENDirect
| 624738 | CompTestSinglePhMetr | Labour | ENDirect
| 624739 | CompTestMultiPhMetr | Labour | ENDirect
| 624740 | CodeTestD/CMtrSingle | Labour | ENDirect
| 624741 | Code Test CT meter | Labour | ENDirect
| 624742 | Mtr Comm Flt-Office | Labour | ENDirect
| 624743 | Issue of CT's | Labour | ENDirect
| 624744 | Tag, Disconnections | Labour | ENDirect
| 624745 | Logging Work | Labour | ENDirect
| 624746 | CodeTestD/CMtrPolyPh | Labour | ENDirect
| 624747 | CodeTestCurTrnsfSet3 | Labour | ENDirect
| 624748 | InservTestExistInst | Labour | ENDirect
| 624749 | Wasted Visit | Labour | ENDirect
| 624750 | Mtr,refurbish, prog, | Labour | ENDirect
| 624751 | Inst/Repl serv fuses | Labour | ENDirect
| 624752 | Abolishments | Labour | ENDirect
| 624753 | CT's Replacement | Labour | ENDirect
| 624754 | Mtr Comm Flt-Field | Labour | ENDirect
| 624755 | Transpositions | Labour | ENDirect
| 624756 | Mtr Prog & Timsw res | Labour | ENDirect
| 624757 | CT,refurb (set 3 LV) | Labour | ENDirect
| 624758 | Code Test HV CT's | Labour | ENDirect
| 624759 | CT Meter Inspection | Labour | ENDirect
| 624760 | UMS Audits(CP & PAL) | Labour | ENDirect
| 624761 | AMI Stock revalue | Contracts | ENDirect
| 624762 | Mtr Supply add costs | Labour | ENDirect
| 624763 | Mtr Inst add costs | Labour | ENDirect
| 624764 | Comms Sup add costs | Labour | ENDirect
| 624765 | Comms Inst add costs | Labour | ENDirect
| 624766 | Difficult sites | Labour | ENDirect
| 624767 | ECB Rectification CP | Labour | ENDirect
| 624768 | AMI Mtr Int ClimSav1 | Labour | ENDirect
| 624769 | AMI Mtr Int ClimSav2 | Labour | ENDirect
| 624770 | Inserv Test Exist In | Labour | ENDirect
| 624771 | Fuse Added(per Fuse) | Contracts | ENDirect
| 624772 | Fuse Rmvd (per Fuse) | Contracts | ENDirect
| 624773 | Fuse Upgrd(per fuse) | Contracts | ENDirect
| 624774 | Revisit Fee | Contracts | ENDirect
| 624775 | AMI Install Pol Heat | Contracts | ENDirect
| 624776 | AMI Install CT Compl | Contracts | ENDirect
| 624777 | AMI Install Varied | Contracts | ENDirect
| 624778 | AMI Install Unknown | Contracts | ENDirect
| 624779 | Fault AMI Co Mesh AP | Materials | ENDirect
| 624780 | Fault AMI Mesh Relay | Materials | ENDirect
| 624781 | Fault AMI Mesh Inst | Labour | ENDirect
| 624782 | Fault AMI inst mesh | Labour | ENDirect
| 624783 | NC Meter AMI 3Ph + C | Materials | ENDirect
| 624784 | NC Mtr AMI Ins 3Ph+C | Contracts | ENDirect
| 624785 | NC Ant Low mtr mount | Materials | ENDirect
| 624786 | NC Ant Low ext lead | Materials | ENDirect
| 624787 | NC Ant Sup High Prof | Materials | ENDirect
| 624788 | NC Ant Inst Low mtr | Labour | ENDirect
| 624789 | NC Ant Inst Low ext | Labour | ENDirect
| 624790 | NC Ant Install High | Labour | ENDirect
| 624791 | Fault AMI Com 3G Mod | Materials | ENDirect
| 624792 | Fault Com P2P PSTN | Materials | ENDirect
| 624793 | Fault Com P2P Satell | Materials | ENDirect
| 624794 | Fault Com Ins 3G Mod | Materials | ENDirect
| 624795 | Fault Inst P2P PSTN | Labour | ENDirect
| 624796 | Fault Inst P2P Satel | Labour | ENDirect
| 624800 | NC Comms Mesh Sup | Materials | ENDirect
| 624801 | NC Com Sup Mesh Rela | Materials | ENDirect
| 624802 | NC Com P2P 3G Modem | Materials | ENDirect
| 624803 | NC Com P2P 3G PSTN | Materials | ENDirect
| 624804 | NC Com P2P 3G Satell | Materials | ENDirect
| 624805 | NC Com Inst Mesh Sup | Labour | ENDirect
| 624806 | NC Com Ins Mes Relay | Labour | ENDirect
| 624807 | NC Com Ins P2P3G Mod | Labour | ENDirect
| 624808 | NC Com Ins P2P3GPSTN | Labour | ENDirect
| 624809 | NC Com Ins P2P3G Sat | Labour | ENDirect
| 624811 | Fault AMI LP Ant | Materials | ENDirect
| 624812 | Fault AMI LP Ext Led | Materials | ENDirect
| 624813 | Fault AMI HP Antenna | Materials | ENDirect
| 624814 | Fault AMI In LP Ant | Labour | ENDirect
| 624815 | Fault AMI Ins LP Ext | Labour | ENDirect
| 624816 | Fault AMI Ins HP Ant | Labour | ENDirect
| 624817 | CP A/P Rel Ex Pole | Contracts | ENDirect
| 624818 | CP A/P Rel New Pole | Contracts | ENDirect
| 624819 | CP A/P Rel Sol Supp | Contracts | ENDirect
| 624820 | CP A/P Rel Transform | Contracts | ENDirect
| 624821 | CP Rep Sup Com Bat | Materials | ENDirect
| 624822 | CP Rep Ins Com Bat | Contracts | ENDirect
| 624823 | HP Ant PostMtrInCP | Contracts | ENDirect
| 624824 | LP Ant PostMtrInCP | Contracts | ENDirect
| 624825 | 3G P2P Mtr-asc CP | Materials | ENDirect
| 624826 | RepAssocMetrEq PAL | Labour | ENDirect
| 624827 | RepAssocMetrEq CP | Labour | ENDirect
| 625000 | PAL-CoIMR AMI 1Ph 1e | Labour | ENDirect
| 625001 | PAL-CoIMR AMI1Ph1e+C | Labour | ENDirect
| 625002 | PAL-CoIMR AMI1Ph2e+C | Labour | ENDirect
| 625003 | PAL-CoIMR AMI 3Ph DC | Labour | ENDirect
| 625004 | PAL-CoIMRAMI3Ph DC+C | Labour | ENDirect
| 625005 | PAL-CoIMR AMI 3Ph CT | Labour | ENDirect
| 625006 | CP- CoIMR AMI 1Ph 1e | Materials | ENDirect
| 625007 | CP-CoIMR AMI 1Ph1e+C | Materials | ENDirect
| 625008 | CP-CoIMR AMI 1Ph2e+C | Materials | ENDirect
| 625009 | CP - CoIMR AMI 3PhDC | Materials | ENDirect
| 625010 | CP- CoIMR AMI3PhDC+C | Materials | ENDirect
| 625011 | CP - CoIMR AMI 3PhCT | Materials | ENDirect
| 625012 | CoIMR Ins AMI 1Ph 1e | Labour | ENDirect
| 625013 | CoIMR InsAMI 1Ph1e+C | Labour | ENDirect
| 625014 | CoIMR InsAMI 1Ph2e+C | Labour | ENDirect
| 625015 | CoIMR Ins AMI 3Ph DC | Labour | ENDirect
| 625016 | CoIMR InsAMI 3PhDC+C | Labour | ENDirect
| 625017 | CoIMR Ins AMI 3Ph CT | Labour | ENDirect
| 625018 | CoIMR Ins AMI 1Ph 1e | Labour | ENDirect
| 625019 | CoIMR InsAMI 1Ph1e+C | Labour | ENDirect
| 625020 | CoIMR InsAMI 1Ph2e+C | Labour | ENDirect
| 625021 | CoIMR Ins AMI 3Ph DC | Labour | ENDirect
| 625022 | CoIMR InsAMI 3PhDC+C | Labour | ENDirect
| 625023 | CoIMR Ins AMI 3Ph CT | Labour | ENDirect
| 630395 | IT Billable (30%) | Contracts | ENDirect
| 631000 | Stores Recovery O/H | Materials | ENDirect
| 632000 | Capitalised Fin.Chge | Contracts | ENDirect
| 632100 | Escalation Costs | Contracts | ENDirect
| 633000 | Corporate Overhead | Contracts | OH
| 634000 | Local Overhead | Local OH | OH
| 634001 | Local Overhead | Local OH | OH
| 635000 | Network Services Margin | PNS MG | ENDirect
| 635001 | EN NS Margin | PNS MG | ENDirect
| 635005 | AMI Project Management Fee Margin | AMI Project MG | ENDirect
| 635010 | IT AMI Support Costs | IT AMI MG | ENDirect
| 635015 | IT Telecom Costs | Contracts | ENDirect
| 635100 | NS: Margin for PAT Stock | Labour | ENDirect
| 635115 | IT Tele Costs Trf | Contracts | ENDirect
| 636000 | System Overhead | System Control OH | OH
| 636001 | System Overhead | System Control OH | OH
| 636100 | Cust Trf Netw MgtFe | Revenue | ENDirect
| 636105 | CSG Margin | CSG MG | ENDirect
| 637000 | NS: Contract Overheads | Direct OH | ENDirect
| 638000 | Metering Margin | CHEDS AMI BAU MG | ENDirect
| 638005 | AMI Rollout Margin | AMI Margin | ENDirect
| 638010 | Capit AMI mgmt fee | Labour | ENDirect
| 638015 | CHEDS Finance Margin | CHEDS Finance MG | ENDirect
| 639000 | NS Management Fee | PNS Corporate OH | OH
| 639050 | Fleet and Property | PNS Fleet & Property OH | OH
| 701030 | AUC Settlm. of COGS | Materials | ENDirect
| 701050 | AUC Settlm. of Mats. Vehicles & Plant | Materials | ENDirect
| 701060 | AUC Settlm. of Mats. Admin. & Tech. | Materials | ENDirect
| 701070 | AUC Settlm. of Mats. IT & Comms. | Materials | ENDirect
| 701080 | AUC Settlm. of Mats. Other | Materials | ENDirect
| 751040 | Int Settlm. of Mats. Dist.& Subtrans | Labour | ENDirect
| 751045 | Int Settlm. of Mats. NetwServ Mat Trfs | Materials | ENDirect
| 751088 | Settl Serv Pole Pit | Labour | ENDirect
| 751089 | Settl Asset Design | Labour | ENDirect
| 751091 | Settl VBRC Cont Site | Labour | ENDirect
| 751092 | Settl Civil Works | Labour | ENDirect
| 751093 | Settl VBRC Cont Site | Labour | ENDirect
| 751094 | Settl Civil Works | Labour | ENDirect
| 751095 | Int Settlm. of Ext.Serv. NS Contracts | Labour | ENDirect
| 751096 | Settl Unit Rates | Labour | ENDirect
| 751097 | Settl Traffic M'ment | Labour | ENDirect
| 751098 | Settl Waste Disp | Labour | ENDirect
| 751099 | Settl Other CPS | Labour | ENDirect
| 751487 | Int Settlm. LSA Rate | Labour | ENDirect
| 751488 | CPS: LSA's | Labour | ENDirect
| 831110 | New Conn Base | Labour | ENDirect
| 831111 | New Conn Premium | Labour | ENDirect
| 831120 | Fault Work N/T | Labour | ENDirect
| 831121 | Fault Work A/H (S/R) | Labour | ENDirect
| 831122 | Single Man Fault Work - N/T | Labour | ENDirect
| 831123 | Single Man Fault Work - A/H | Labour | ENDirect
| 831130 | Connect Serv Base | Labour | ENDirect
| 831140 | Special Reading N/T | Labour | ENDirect
| 831150 | Metering & Serv N/T | Labour | ENDirect
| 831151 | Metering & Serv A/H | Labour | ENDirect
| 831152 | Single Man Metering & Servicing - N/T | Labour | ENDirect
| 831153 | Single Man Metering & Servicing - A/H | Labour | ENDirect
| 831160 | Specialist Meter N/T | Labour | ENDirect
| 831161 | Specialist Meter A/H | Labour | ENDirect
| 831210 | Invent Mgt/Purch Bas | Labour | ENDirect
| 831211 | Invent Mgt/Prch Prem | Labour | ENDirect
| 831212 | Invent Mgt Feild Bas | Labour | ENDirect
| 831220 | Spare Equipment | Labour | ENDirect
| 831230 | Fleet Management | Labour | ENDirect
| 831310 | Dsgn/Dfrat/Surv Base | Labour | ENDirect
| 831311 | Dsgn/Dfrat/Surv Prem | Labour | ENDirect
| 831312 | Senior Design | Labour | ENDirect
| 831313 | Snr Conslt Dsgn Prot | Labour | ENDirect
| 831320 | Field Operns N/T | Labour | ENDirect
| 831321 | Field Operns A/H | Labour | ENDirect
| 831322 | Experienced Design/Drafting/Survey-Prem. | Labour | ENDirect
| 831323 | Experienced Design/Drafting/Survey-O/T | Labour | ENDirect
| 831330 | Engineers - Discount | Labour | ENDirect
| 831331 | Engineers - Base | Labour | ENDirect
| 831332 | Engineers - Premium | Labour | ENDirect
| 831333 | Engineers - Overtime | Labour | ENDirect
| 831340 | Senior Drafters/Survey/Design - Discount | Labour | ENDirect
| 831341 | Senior Drafters/Survey/Design - Base | Labour | ENDirect
| 831342 | Senior Drafters/Survey/Design - Premium | Labour | ENDirect
| 831343 | Senior Drafters/Survey/Design - Overtime | Labour | ENDirect
| 831350 | Senior Engineers - Discount | Labour | ENDirect
| 831351 | Snr Engineers-Base | Labour | ENDirect
| 831352 | Snr Engineers-Prem | Labour | ENDirect
| 831353 | Senior Engineers - Overtime | Labour | ENDirect
| 831410 | Base Constrn N/T | Labour | ENDirect
| 831411 | Base Constrn Prem | Labour | ENDirect
| 831420 | Powerbeam Installn | Labour | ENDirect
| 831421 | Powerbeam Unit Price | Labour | ENDirect
| 831430 | Planned Maintenance | Labour | ENDirect
| 831440 | Minor Serv Req N/T | Labour | ENDirect
| 831441 | Minor Serv Req A/H | Labour | ENDirect
| 831445 | Junior Linesworker - Discount | Labour | ENDirect
| 831446 | Junior Linesworker - Base | Labour | ENDirect
| 831447 | Junior Linesworker - Premium | Labour | ENDirect
| 831448 | Junior Linesworker - Overtime | Labour | ENDirect
| 831450 | Project Work N/T | Labour | ENDirect
| 831451 | Project Work A/H | Labour | ENDirect
| 831455 | Linesworker - Discount | Labour | ENDirect
| 831456 | Linesworker - Base | Labour | ENDirect
| 831457 | Linesworker - Premium | Labour | ENDirect
| 831458 | Linesworker - Overtime | Labour | ENDirect
| 831460 | L/Line Proj Work N/T | Labour | ENDirect
| 831461 | L/Line Proj Work A/H | Labour | ENDirect
| 831462 | Live Line Worker - Premium | Labour | ENDirect
| 831463 | Live Line Worker - Overtime | Labour | ENDirect
| 831470 | Field Team Leader - Discount | Labour | ENDirect
| 831471 | Field Team Leader - Base | Labour | ENDirect
| 831472 | Field Team Leader - Premium | Labour | ENDirect
| 831473 | Field Team Leader - Overtime | Labour | ENDirect
| 831510 | Field Plant N/T | Labour | ENDirect
| 831511 | Field Plant A/H | Labour | ENDirect
| 831520 | Field Test N/T | Labour | ENDirect
| 831521 | Field Test A/H | Labour | ENDirect
| 831530 | Experienced Fitter/Testers - Discount | Labour | ENDirect
| 831531 | Experienced Fitter/Testers - Base | Labour | ENDirect
| 831532 | Experienced Fitter/Testers - Premium | Labour | ENDirect
| 831533 | Experienced Fitter/Testers - Overtime | Labour | ENDirect
| 831540 | Senior Fitters/Testers - Discount | Labour | ENDirect
| 831541 | Senior Fitters/Testers - Base | Labour | ENDirect
| 831542 | Senior Fitters/Testers - Premium | Labour | ENDirect
| 831543 | Senior Fitters/Testers - Overtime | Labour | ENDirect
| 831610 | PrjMgr/Cont Mgt Base | Labour | ENDirect
| 831611 | Proj Mgr Intermdiate | Labour | ENDirect
| 831612 | Proj Mgr Senior | Labour | ENDirect
| 831613 | Project Manager - Overtime | Labour | ENDirect
| 831620 | Manager - Discount | Labour | ENDirect
| 831621 | Manager - Base | Labour | ENDirect
| 831622 | Manager - Premium | Labour | ENDirect
| 831623 | Manager - Overtime | Labour | ENDirect
| 831630 | Manager working as Project Manager | Labour | ENDirect
| 831800 | Faults cable | Labour | ENDirect
| 831801 | Faults conductor | Labour | ENDirect
| 831802 | Faults earthing | Labour | ENDirect
| 831803 | Faults transformer | Labour | ENDirect
| 831804 | Faults fuse | Labour | ENDirect
| 831805 | Faults insulator | Labour | ENDirect
| 831806 | Faults light | Labour | ENDirect
| 831807 | Faults LV fuse | Labour | ENDirect
| 831808 | Faults meter | Labour | ENDirect
| 831809 | Faults service | Labour | ENDirect
| 831810 | Faults service | Labour | ENDirect
| 831811 | Faults switch | Labour | ENDirect
| 831812 | Faults cross arm | Labour | ENDirect
| 831813 | Faults general | Labour | ENDirect
| 831814 | Faults accrual | Labour | ENDirect
| 831900 | Stores Recovery | Materials | ENDirect
| 831901 | Stores Recovery Local Stores | Labour | ENDirect
| 831910 | QvA +/- Operations | Labour | ENDirect
| 831920 | QvA +/- Capital | Labour | ENDirect
| 831930 | PC Serv Capital Lab | Labour | ENDirect
| 831940 | Crossarm Project | Labour | ENDirect
| 831950 | Add Design Services | Labour | ENDirect
| 833010 | Travel Time Charge | Labour | ENDirect
| 833015 | Travel Time - A/H | Labour | ENDirect
| 833020 | Vehicle Costs | Labour | ENDirect
| 833030 | Single Man Metering & Servicing TT - N/T | Labour | ENDirect
| 833035 | Single Man Fault Travel Time - A/H | Labour | ENDirect
| 833040 | Metering & Servicing Travel Time - N/T | Labour | ENDirect
| 833045 | Metering & Servicing Travel Time - A/H | Labour | ENDirect
| 833050 | Single Man Metering & Servicing TT - N/T | Labour | ENDirect
| 833055 | Single Man Metering & Servicing TT - A/H | Labour | ENDirect
| 833060 | Fault Travel Time - N/T | Labour | ENDirect
| 833065 | Fault Travel Time - A/H | Labour | ENDirect
| 880020 | Capit AMI Mgmt Fee | Contracts | ENDirect
| 880500 | Stores Recoveries take-on | Materials | ENDirect
End of Sheet
Note on G61: Re-map SCADA to Repex

## Input¦Allowance
CP Consolidated Capex
Sheet: Input¦Allowance
< Insert Sheet Description (if required) >
| Functional Category | 2015 | 2016 | 2017 | 2018 | 2019 | 2020
Capex Inputs - AER Allowance |  |  | $'000 Dec2015 | $'000 Dec2015 | $'000 Dec2015 | $'000 Dec2015 | $'000 Dec2015
| Augmentation |  | 38063.3981 | 60935.0404 | 41179.9657 | 23166.952 | 9797.3425
| Connections |  | 65585.4799 | 72136.2734 | 62994.5357 | 60931.291 | 60207.8437
| Replacement |  | 47063.04 | 47174.1432 | 58035.8672 | 53296.3198 | 39587.8012
| SCADA/Network control |  | 0 | 0 | 0 | 0 | 0
| Non-network general assets - IT |  | 21681.3336 | 21256.7811 | 16287.2221 | 12004.1039 | 9283.5663
| Non-network general assets - Other |  | 3358.3108 | 8916.3593 | 4386.4844 | 3955.269 | 2478.2657
| VBRC |  | 0 | 2115.8919 | 2157.4028 | 2219.3405 | 2311.5977
| REFCL |  | 0 | 0 | 0 | 0 | 0
| Land |  | 0 | 0 | 0 | 0 | 0
| Gross Capex Total |  | 175751.5624 | 212534.4894 | 185041.478 | 155573.2762 | 123666.4171
| Customer Contributions |  | 32600.8671 | 39919.401 | 34639.4288 | 31850.2173 | 31420.4972
| Net Capex Total |  | 143150.6953 | 172615.0884 | 150402.0493 | 123723.0589 | 92245.9199
| Overheads |  | 17129.8692 | 18035.9476 | 18608.9235 | 19187.9351 | 19697.5214
Capex Direct - AER Allowance $Jun2021 |  |  | $'000 Jun2021 | $'000 Jun2021 | $'000 Jun2021 | $'000 Jun2021 | $'000 Jun2021
| Augmentation |  | 41914.6829 | 67100.4961 | 45346.5873 | 25511.0025 | 10788.6453
| Connections |  | 72221.4707 | 79435.0787 | 69368.3727 | 67096.3673 | 66299.7211
| Replacement |  | 51824.9157 | 51947.2604 | 63907.9823 | 58688.8837 | 43593.3263
| SCADA/Network control |  | 0 | 0 | 0 | 0 | 0
| Non-network general assets - IT |  | 23875.0682 | 23407.5591 | 17935.1762 | 13218.6887 | 10222.8849
| Non-network general assets - Other |  | 3698.1073 | 9818.5236 | 4830.3124 | 4355.4662 | 2729.0186
| VBRC |  | 0 | 2329.9795 | 2375.6906 | 2443.8951 | 2545.4869
| REFCL |  | 0 | 0 | 0 | 0 | 0
| Land |  | 0 | 0 | 0 | 0 | 0
| Gross Capex Total |  | 193534.2449 | 234038.8975 | 203764.1215 | 171314.3036 | 136179.0832
| Customer Contributions |  | 35899.4487 | 43958.4776 | 38144.2736 | 35072.8475 | 34599.6481
| Net Capex Total |  | 157634.7962 | 190080.4199 | 165619.8478 | 136241.4561 | 101579.4352
Capex Total - AER Allowance $Jun2021 |  |  | $'000 Jun2021 | $'000 Jun2021 | $'000 Jun2021 | $'000 Jun2021 | $'000 Jun2021
| Augmentation |  | 46678.6926 | 73814.7904 | 50548.7897 | 29073.7597 | 12727.7254
| Connections |  | 80430.1404 | 87383.6115 | 77326.3766 | 76466.7581 | 78215.996
| Replacement |  | 57715.3193 | 57145.2725 | 71239.5651 | 66885.1213 | 51428.5036
| SCADA/Network control |  | 0 | 0 | 0 | 0 | 0
| Non-network general assets - IT |  | 23875.0682 | 23407.5591 | 17935.1762 | 13218.6887 | 10222.8849
| Non-network general assets - Other |  | 3698.1073 | 9818.5236 | 4830.3124 | 4355.4662 | 2729.0186
| VBRC |  | 0 | 2329.9795 | 2375.6906 | 2443.8951 | 2545.4869
| REFCL |  | 0 | 0 | 0 | 0 | 0
| Land |  | 0 | 0 | 0 | 0 | 0
| Gross Capex Total |  | 212397.3278 | 253899.7366 | 224255.9106 | 192443.6891 | 157869.6154
| Customer Contributions |  | 35899.4487 | 43958.4776 | 38144.2736 | 35072.8475 | 34599.6481
| Net Capex Total |  | 176497.8791 | 209941.259 | 186111.637 | 157370.8416 | 123269.9674
End of Sheet

## Input¦Historical Data
CP Consolidated Capex
Sheet: Input¦Historical Data
< Insert Sheet Description (if required) >
[6 empty] | 2015 | [9 empty] | 2016 | [9 empty] | 2017 | [9 empty] | 2018
| Function Code |  | GL Account |  | 2015 | FC Mapping 1 | GL Mapping 1 | GL Mapping 2 | Flag 1 | Flag 2 | Function Code |  | GL Account |  | 2016 | FC Mapping 1 | GL Mapping 1 | GL Mapping 2 | Flag 1 | Flag 2 | Function Code |  | GL Account |  | 2017 | FC Mapping 1 | GL Mapping 1 | GL Mapping 2 | Flag 1 | Flag 2 | Function Code |  | GL Account |  | 2018 | FC Mapping 1 | GL Mapping 1 | GL Mapping 2 | Flag 1 | Flag 2
Historical Capex Source Data |  |  |  |  | 000's | [9 empty] | 000's
| 102 | PROJECTS UP TO 63KVA CAPACITY | 514770 | Eng & Tech Services | 4.862 | Connections | Materials | ENDirect | Materials | SCS | 102 | PROJECTS UP TO 63KVA CAPACITY | 503350 | OH&Safety Exp | 0.68982 | Connections | Contracts | ENDirect | Contracts | SCS | 102 | PROJECTS UP TO 63KVA CAPACITY | 520100 | M & S-Distribution | 173.077 | Connections | Materials | ENDirect | Materials | SCS | 102 | PROJECTS UP TO 63KVA CAPACITY | 503281 | Parking | 0.03849 | Connections | Contracts | ENDirect | Contracts | SCS
| 102 | PROJECTS UP TO 63KVA CAPACITY | 520100 | M & S-Distribution | 191.1388 | Connections | Materials | ENDirect | Materials | SCS | 102 | PROJECTS UP TO 63KVA CAPACITY | 520100 | M & S-Distribution | 148.466 | Connections | Materials | ENDirect | Materials | SCS | 102 | PROJECTS UP TO 63KVA CAPACITY | 523100 | M & S-Admin & Gen | 2.4532 | Connections | Materials | ENDirect | Materials | SCS | 102 | PROJECTS UP TO 63KVA CAPACITY | 520100 | M & S-Distribution | 217.4232 | Connections | Materials | ENDirect | Materials | SCS
| 102 | PROJECTS UP TO 63KVA CAPACITY | 520200 | M & S-Transmission | 4.0525 | Connections | Materials | ENDirect | Materials | SCS | 102 | PROJECTS UP TO 63KVA CAPACITY | 523100 | M & S-Admin & Gen | 1.914 | Connections | Materials | ENDirect | Materials | SCS | 102 | PROJECTS UP TO 63KVA CAPACITY | 531000 | Maintenance Services | 0.27486 | Connections | Contracts | ENDirect | Contracts | SCS | 102 | PROJECTS UP TO 63KVA CAPACITY | 522100 | M & S-Petroleum | 0.025 | Connections | Materials | ENDirect | Materials | SCS
| 102 | PROJECTS UP TO 63KVA CAPACITY | 523100 | M & S-Admin & Gen | 2.4516 | Connections | Materials | ENDirect | Materials | SCS | 102 | PROJECTS UP TO 63KVA CAPACITY | 531020 | Eng & Tech Services | 72.0237 | Connections | Labour | ENDirect | Labour | SCS | 102 | PROJECTS UP TO 63KVA CAPACITY | 531020 | Eng & Tech Services | -0.70878 | Connections | Labour | ENDirect | Labour | SCS | 102 | PROJECTS UP TO 63KVA CAPACITY | 523100 | M & S-Admin & Gen | 2.9012 | Connections | Materials | ENDirect | Materials | SCS
| 102 | PROJECTS UP TO 63KVA CAPACITY | 523300 | Cap Purch -Equipment | 0.6339 | Connections | Materials | ENDirect | Materials | SCS | 102 | PROJECTS UP TO 63KVA CAPACITY | 531035 | Engineer & Dsgn Serv | 3.1061 | Connections | Labour | ENDirect | Labour | SCS | 102 | PROJECTS UP TO 63KVA CAPACITY | 531201 | Contracts-Contestabl | 22.8664 | Connections | Contracts | ENDirect | Contracts | SCS | 102 | PROJECTS UP TO 63KVA CAPACITY | 523300 | Cap Purch -Equipment | 0.46493 | Connections | Materials | ENDirect | Materials | SCS
| 102 | PROJECTS UP TO 63KVA CAPACITY | 531020 | Eng & Tech Services | -1.2191 | Connections | Labour | ENDirect | Labour | SCS | 102 | PROJECTS UP TO 63KVA CAPACITY | 531201 | Contracts-Contestabl | 24.6172 | Connections | Contracts | ENDirect | Contracts | SCS | 102 | PROJECTS UP TO 63KVA CAPACITY | 531211 | NS:Field SubCont-CPN | 10.5092 | Connections | Labour | ENDirect | Labour | SCS | 102 | PROJECTS UP TO 63KVA CAPACITY | 531020 | Eng & Tech Services | 6.6766 | Connections | Labour | ENDirect | Labour | SCS
| 102 | PROJECTS UP TO 63KVA CAPACITY | 531035 | Engineer & Dsgn Serv | 16.7087 | Connections | Labour | ENDirect | Labour | SCS | 102 | PROJECTS UP TO 63KVA CAPACITY | 531464 | NS: Civil Works CPS | 185.9251 | Connections | Contracts | ENDirect | Contracts | SCS | 102 | PROJECTS UP TO 63KVA CAPACITY | 531464 | NS: Civil Works CPS | 466.7816 | Connections | Contracts | ENDirect | Contracts | SCS | 102 | PROJECTS UP TO 63KVA CAPACITY | 531200 | Construct'n Services | 39.3562 | Connections | Contracts | ENDirect | Contracts | SCS
| 102 | PROJECTS UP TO 63KVA CAPACITY | 531200 | Construct'n Services | 14.5625 | Connections | Contracts | ENDirect | Contracts | SCS | 102 | PROJECTS UP TO 63KVA CAPACITY | 531465 | NS: Pole to Pit CPS | 21.9195 | Connections | Contracts | ENDirect | Contracts | SCS | 102 | PROJECTS UP TO 63KVA CAPACITY | 531465 | NS: Pole to Pit CPS | 88.3849 | Connections | Contracts | ENDirect | Contracts | SCS | 102 | PROJECTS UP TO 63KVA CAPACITY | 531201 | Contracts-Contestabl | 90.3799 | Connections | Contracts | ENDirect | Contracts | SCS
| 102 | PROJECTS UP TO 63KVA CAPACITY | 531201 | Contracts-Contestabl | 11.8285 | Connections | Contracts | ENDirect | Contracts | SCS | 102 | PROJECTS UP TO 63KVA CAPACITY | 531466 | NS:UR RP Pck Wks CPS | 173.3937 | Connections | Contracts | ENDirect | Contracts | SCS | 102 | PROJECTS UP TO 63KVA CAPACITY | 531467 | NS: Traffic Mgmt CPS | 113.0736 | Connections | Contracts | ENDirect | Contracts | SCS | 102 | PROJECTS UP TO 63KVA CAPACITY | 531464 | NS: Civil Works CPS | 1249.761 | Connections | Contracts | ENDirect | Contracts | SCS
| 102 | PROJECTS UP TO 63KVA CAPACITY | 531464 | NS: Civil Works CPS | 171.9463 | Connections | Contracts | ENDirect | Contracts | SCS | 102 | PROJECTS UP TO 63KVA CAPACITY | 531467 | NS: Traffic Mgmt CPS | 103.2395 | Connections | Contracts | ENDirect | Contracts | SCS | 102 | PROJECTS UP TO 63KVA CAPACITY | 531468 | NS: Waste Disp CPS | 60.1296 | Connections | Contracts | ENDirect | Contracts | SCS | 102 | PROJECTS UP TO 63KVA CAPACITY | 531465 | NS: Pole to Pit CPS | 45.0478 | Connections | Contracts | ENDirect | Contracts | SCS
| 102 | PROJECTS UP TO 63KVA CAPACITY | 531466 | NS:UR RP Pck Wks CPS | 36.8102 | Connections | Contracts | ENDirect | Contracts | SCS | 102 | PROJECTS UP TO 63KVA CAPACITY | 531468 | NS: Waste Disp CPS | 93.4475 | Connections | Contracts | ENDirect | Contracts | SCS | 102 | PROJECTS UP TO 63KVA CAPACITY | 532200 | Hire: Plant & Equip | 0.825 | Connections | Contracts | ENDirect | Contracts | SCS | 102 | PROJECTS UP TO 63KVA CAPACITY | 531466 | NS:UR RP Pck Wks CPS | 18.0963 | Connections | Contracts | ENDirect | Contracts | SCS
| 102 | PROJECTS UP TO 63KVA CAPACITY | 531467 | NS: Traffic Mgmt CPS | 68.7237 | Connections | Contracts | ENDirect | Contracts | SCS | 102 | PROJECTS UP TO 63KVA CAPACITY | 531469 | NS: Other CPS | 1.597 | Connections | Labour | ENDirect | Labour | SCS | 102 | PROJECTS UP TO 63KVA CAPACITY | 591200 | Council Rates | 0.2 | Connections | Contracts | ENDirect | Contracts | SCS | 102 | PROJECTS UP TO 63KVA CAPACITY | 531467 | NS: Traffic Mgmt CPS | 287.9209 | Connections | Contracts | ENDirect | Contracts | SCS
| 102 | PROJECTS UP TO 63KVA CAPACITY | 531468 | NS: Waste Disp CPS | 36.1276 | Connections | Contracts | ENDirect | Contracts | SCS | 102 | PROJECTS UP TO 63KVA CAPACITY | 591997 | Proj Trf - EN OH | -78.1068 | Connections | Contracts | ENDirect | Contracts | SCS | 102 | PROJECTS UP TO 63KVA CAPACITY | 591997 | Proj Trf - OH/Mar | -15.883 | Connections | Contracts | ENDirect | Contracts | SCS | 102 | PROJECTS UP TO 63KVA CAPACITY | 531468 | NS: Waste Disp CPS | 161.8423 | Connections | Contracts | ENDirect | Contracts | SCS
| 102 | PROJECTS UP TO 63KVA CAPACITY | 531475 | NS:FieldPackagedWk-P | 35.8733 | Connections | Contracts | ENDirect | Contracts | SCS | 102 | PROJECTS UP TO 63KVA CAPACITY | 591998 | Proj. Tsf Direct Tax | -122.9566 | Connections | Contracts | ENDirect | Contracts | SCS | 102 | PROJECTS UP TO 63KVA CAPACITY | 591998 | Proj. Tsf Direct Tax | -57.4448 | Connections | Contracts | ENDirect | Contracts | SCS | 102 | PROJECTS UP TO 63KVA CAPACITY | 532200 | Hire: Plant & Equip | 1.71 | Connections | Contracts | ENDirect | Contracts | SCS
| 102 | PROJECTS UP TO 63KVA CAPACITY | 531480 | NS:Asset Solution De | 3.2831 | Connections | Labour | ENDirect | Labour | SCS | 102 | PROJECTS UP TO 63KVA CAPACITY | 591999 | Proj Tsf - EN Direct | -507.8836 | Connections | Contracts | ENDirect | Contracts | SCS | 102 | PROJECTS UP TO 63KVA CAPACITY | 591999 | Proj Trf - Dir Costs | -74.3432 | Connections | Contracts | ENDirect | Contracts | SCS | 102 | PROJECTS UP TO 63KVA CAPACITY | 591997 | Proj Trf - OH/Mar | -6.1383 | Connections | Contracts | ENDirect | Contracts | SCS
| 102 | PROJECTS UP TO 63KVA CAPACITY | 531485 | NS:CivilContract-PCN | -21.8586 | Connections | Contracts | ENDirect | Contracts | SCS | 102 | PROJECTS UP TO 63KVA CAPACITY | 611900 | Stores Recovery Dist | 4.537 | Connections | Contracts | ENDirect | Contracts | SCS | 102 | PROJECTS UP TO 63KVA CAPACITY | 611900 | Stores Recovery Dist | 4.7622 | Connections | Contracts | ENDirect | Contracts | SCS | 102 | PROJECTS UP TO 63KVA CAPACITY | 591998 | Proj. Tsf Direct Tax | -31.9212 | Connections | Contracts | ENDirect | Contracts | SCS
| 102 | PROJECTS UP TO 63KVA CAPACITY | 531492 | NS: Civ Contracts CP | 20.3053 | Connections | Contracts | ENDirect | Contracts | SCS | 102 | PROJECTS UP TO 63KVA CAPACITY | 611901 | Stores Rec Local | 5.2816 | Connections | Contracts | ENDirect | Contracts | SCS | 102 | PROJECTS UP TO 63KVA CAPACITY | 611901 | Stores Rec Local | 4.5434 | Connections | Contracts | ENDirect | Contracts | SCS | 102 | PROJECTS UP TO 63KVA CAPACITY | 591999 | Proj Trf - Dir Costs | -28.5253 | Connections | Contracts | ENDirect | Contracts | SCS
| 102 | PROJECTS UP TO 63KVA CAPACITY | 531495 | NS:Field Pack Wk CPN | 4.4861 | Connections | Contracts | ENDirect | Contracts | SCS | 102 | PROJECTS UP TO 63KVA CAPACITY | 611902 | Purchase OrderOncost | 1.5402 | Connections | Contracts | ENDirect | Contracts | SCS | 102 | PROJECTS UP TO 63KVA CAPACITY | 611902 | Purchase OrderOncost | 2.4563 | Connections | Contracts | ENDirect | Contracts | SCS | 102 | PROJECTS UP TO 63KVA CAPACITY | 611900 | Stores Recovery Dist | 4.6483 | Connections | Contracts | ENDirect | Contracts | SCS
| 102 | PROJECTS UP TO 63KVA CAPACITY | 532140 | Tech Services | 0.0774 | Connections | Contracts | ENDirect | Contracts | SCS | 102 | PROJECTS UP TO 63KVA CAPACITY | 612210 | Network N/T | 2.8748 | Connections | Labour | ENDirect | Labour | SCS | 102 | PROJECTS UP TO 63KVA CAPACITY | 612210 | Network N/T | 4.5007 | Connections | Labour | ENDirect | Labour | SCS | 102 | PROJECTS UP TO 63KVA CAPACITY | 611901 | Stores Rec Local | 5.4074 | Connections | Contracts | ENDirect | Contracts | SCS
| 102 | PROJECTS UP TO 63KVA CAPACITY | 591997 | Proj Trf - OH/Mar | -158.1264 | Connections | Contracts | ENDirect | Contracts | SCS | 102 | PROJECTS UP TO 63KVA CAPACITY | 613240 | BR-NT PNS LW | 11.5351 | Connections | Labour | ENDirect | Labour | SCS | 102 | PROJECTS UP TO 63KVA CAPACITY | 613240 | BR-NT PNS LW | 51.0857 | Connections | Labour | ENDirect | Labour | SCS | 102 | PROJECTS UP TO 63KVA CAPACITY | 611902 | Purchase OrderOncost | 1.1352 | Connections | Contracts | ENDirect | Contracts | SCS
| 102 | PROJECTS UP TO 63KVA CAPACITY | 591998 | Proj. Tsf Direct Tax | -51.6001 | Connections | Contracts | ENDirect | Contracts | SCS | 102 | PROJECTS UP TO 63KVA CAPACITY | 613241 | BR-OT PNS LW | 0.30826 | Connections | Labour | ENDirect | Labour | SCS | 102 | PROJECTS UP TO 63KVA CAPACITY | 613241 | BR-OT PNS LW | 7.673 | Connections | Labour | ENDirect | Labour | SCS | 102 | PROJECTS UP TO 63KVA CAPACITY | 612210 | Network N/T | 3.6334 | Connections | Labour | ENDirect | Labour | SCS
| 102 | PROJECTS UP TO 63KVA CAPACITY | 591999 | Proj Trf - Dir Costs | -668.6599 | Connections | Contracts | ENDirect | Contracts | SCS | 102 | PROJECTS UP TO 63KVA CAPACITY | 613250 | BR-NT PNS GB | 48.8257 | Connections | Labour | ENDirect | Labour | SCS | 102 | PROJECTS UP TO 63KVA CAPACITY | 613250 | BR-NT PNS GB | 120.3743 | Connections | Labour | ENDirect | Labour | SCS | 102 | PROJECTS UP TO 63KVA CAPACITY | 613240 | BR-NT PNS LW | 39.4417 | Connections | Labour | ENDirect | Labour | SCS
| 102 | PROJECTS UP TO 63KVA CAPACITY | 611900 | Stores Recovery Dist | 6.8786 | Connections | Contracts | ENDirect | Contracts | SCS | 102 | PROJECTS UP TO 63KVA CAPACITY | 613251 | BR-OT PNS GB | 1.6018 | Connections | Labour | ENDirect | Labour | SCS | 102 | PROJECTS UP TO 63KVA CAPACITY | 613251 | BR-OT PNS GB | 11.4474 | Connections | Labour | ENDirect | Labour | SCS | 102 | PROJECTS UP TO 63KVA CAPACITY | 613241 | BR-OT PNS LW | 3.4067 | Connections | Labour | ENDirect | Labour | SCS
| 102 | PROJECTS UP TO 63KVA CAPACITY | 611901 | Stores Rec Local | 7.7094 | Connections | Contracts | ENDirect | Contracts | SCS | 102 | PROJECTS UP TO 63KVA CAPACITY | 613260 | BR-NT PNS ZT | 0.12819 | Connections | Labour | ENDirect | Labour | SCS | 102 | PROJECTS UP TO 63KVA CAPACITY | 613280 | NS Design D/S N/T | 72.5795 | Connections | Labour | ENDirect | Labour | SCS | 102 | PROJECTS UP TO 63KVA CAPACITY | 613250 | BR-NT PNS GB | 74.8089 | Connections | Labour | ENDirect | Labour | SCS
| 102 | PROJECTS UP TO 63KVA CAPACITY | 611902 | Purchase OrderOncost | 2.0503 | Connections | Contracts | ENDirect | Contracts | SCS | 102 | PROJECTS UP TO 63KVA CAPACITY | 613280 | NS Design D/S N/T | 49.7215 | Connections | Labour | ENDirect | Labour | SCS | 102 | PROJECTS UP TO 63KVA CAPACITY | 613281 | NS Design D/S O/T | 4.0316 | Connections | Labour | ENDirect | Labour | SCS | 102 | PROJECTS UP TO 63KVA CAPACITY | 613251 | BR-OT PNS GB | 5.5419 | Connections | Labour | ENDirect | Labour | SCS
| 102 | PROJECTS UP TO 63KVA CAPACITY | 612210 | Network N/T | 19.1655 | Connections | Labour | ENDirect | Labour | SCS | 102 | PROJECTS UP TO 63KVA CAPACITY | 613281 | NS Design D/S O/T | 3.9859 | Connections | Labour | ENDirect | Labour | SCS | 102 | PROJECTS UP TO 63KVA CAPACITY | 613290 | NS Tech/Proj Mger NT | 326.208 | Connections | Labour | ENDirect | Labour | SCS | 102 | PROJECTS UP TO 63KVA CAPACITY | 613260 | BR-NT PNS ZT | 1.1146 | Connections | Labour | ENDirect | Labour | SCS
| 102 | PROJECTS UP TO 63KVA CAPACITY | 612221 | EN Vector Time Conf | 0.51636 | Connections | Labour | ENDirect | Labour | SCS | 102 | PROJECTS UP TO 63KVA CAPACITY | 613290 | NS Tech/Proj Mger NT | 424.1679 | Connections | Labour | ENDirect | Labour | SCS | 102 | PROJECTS UP TO 63KVA CAPACITY | 613291 | NS Tech/Proj Mger OT | 9.7609 | Connections | Labour | ENDirect | Labour | SCS | 102 | PROJECTS UP TO 63KVA CAPACITY | 613280 | NS Design D/S N/T | 128.8494 | Connections | Labour | ENDirect | Labour | SCS
| 102 | PROJECTS UP TO 63KVA CAPACITY | 612460 | CP Labour Trf Capex | 3.1734 | Connections | Labour | ENDirect | Labour | SCS | 102 | PROJECTS UP TO 63KVA CAPACITY | 613291 | NS Tech/Proj Mger OT | 10.4524 | Connections | Labour | ENDirect | Labour | SCS | 102 | PROJECTS UP TO 63KVA CAPACITY | 613298 | NS:Tech/ProjMgrN/TCP | -1.7234 | Connections | Labour | ENDirect | Labour | SCS | 102 | PROJECTS UP TO 63KVA CAPACITY | 613281 | NS Design D/S O/T | 10.4447 | Connections | Labour | ENDirect | Labour | SCS
| 102 | PROJECTS UP TO 63KVA CAPACITY | 613240 | BR-NT PNS LW | 5.3552 | Connections | Labour | ENDirect | Labour | SCS | 102 | PROJECTS UP TO 63KVA CAPACITY | 613298 | NS:Tech/ProjMgrN/TCP | 180.0063 | Connections | Labour | ENDirect | Labour | SCS | 102 | PROJECTS UP TO 63KVA CAPACITY | 613310 | BR-NT PNS TS | 3.7003 | Connections | Labour | ENDirect | Labour | SCS | 102 | PROJECTS UP TO 63KVA CAPACITY | 613290 | NS Tech/Proj Mger NT | 237.6063 | Connections | Labour | ENDirect | Labour | SCS
| 102 | PROJECTS UP TO 63KVA CAPACITY | 613248 | NS:GenLinewrk N/T CP | 57.2646 | Connections | Labour | ENDirect | Labour | SCS | 102 | PROJECTS UP TO 63KVA CAPACITY | 613350 | NS:DesignSup D/S N/T | 14.4231 | Connections | Labour | ENDirect | Labour | SCS | 102 | PROJECTS UP TO 63KVA CAPACITY | 613350 | NS:DesignSup D/S N/T | 1.4396 | Connections | Labour | ENDirect | Labour | SCS | 102 | PROJECTS UP TO 63KVA CAPACITY | 613291 | NS Tech/Proj Mger OT | 12.799 | Connections | Labour | ENDirect | Labour | SCS
| 102 | PROJECTS UP TO 63KVA CAPACITY | 613249 | NS:GenLinewrk O/T CP | 3.5296 | Connections | Labour | ENDirect | Labour | SCS | 102 | PROJECTS UP TO 63KVA CAPACITY | 613360 | NS:Draft/GIS D/S N/T | 82.3059 | Connections | Labour | ENDirect | Labour | SCS | 102 | PROJECTS UP TO 63KVA CAPACITY | 613351 | NS:DesignSup D/S O/T | 0.1955 | Connections | Labour | ENDirect | Labour | SCS | 102 | PROJECTS UP TO 63KVA CAPACITY | 613310 | BR-NT PNS TS | 0.15371 | Connections | Labour | ENDirect | Labour | SCS
| 102 | PROJECTS UP TO 63KVA CAPACITY | 613250 | BR-NT PNS GB | 3.9942 | Connections | Labour | ENDirect | Labour | SCS | 102 | PROJECTS UP TO 63KVA CAPACITY | 613361 | NS:Draft/GIS D/S O/T | 0.66039 | Connections | Labour | ENDirect | Labour | SCS | 102 | PROJECTS UP TO 63KVA CAPACITY | 613360 | NS:Draft/GIS D/S N/T | 27.8436 | Connections | Labour | ENDirect | Labour | SCS | 102 | PROJECTS UP TO 63KVA CAPACITY | 613350 | NS:DesignSup D/S N/T | 33.8871 | Connections | Labour | ENDirect | Labour | SCS
| 102 | PROJECTS UP TO 63KVA CAPACITY | 613258 | NS:LiveLinw-GenN/TCP | 36.8798 | Connections | Labour | ENDirect | Labour | SCS | 102 | PROJECTS UP TO 63KVA CAPACITY | 613366 | NS:NP:PrjConNT | 5.7955 | Connections | Labour | ENDirect | Labour | SCS | 102 | PROJECTS UP TO 63KVA CAPACITY | 613361 | NS:Draft/GIS D/S O/T | 0.60493 | Connections | Labour | ENDirect | Labour | SCS | 102 | PROJECTS UP TO 63KVA CAPACITY | 613360 | NS:Draft/GIS D/S N/T | 44.9509 | Connections | Labour | ENDirect | Labour | SCS
| 102 | PROJECTS UP TO 63KVA CAPACITY | 613259 | NS:LiveLinwGenO/T CP | 1.9438 | Connections | Labour | ENDirect | Labour | SCS | 102 | PROJECTS UP TO 63KVA CAPACITY | 613371 | NS:Survey D/S O/T | 0.7733 | Connections | Labour | ENDirect | Labour | SCS | 102 | PROJECTS UP TO 63KVA CAPACITY | 613370 | NS:Survey D/S N/T | 5.4781 | Connections | Labour | ENDirect | Labour | SCS | 102 | PROJECTS UP TO 63KVA CAPACITY | 613370 | NS:Survey D/S N/T | 1.1457 | Connections | Labour | ENDirect | Labour | SCS
| 102 | PROJECTS UP TO 63KVA CAPACITY | 613268 | NS: Fitter N/T CP | 1.5119 | Connections | Labour | ENDirect | Labour | SCS | 102 | PROJECTS UP TO 63KVA CAPACITY | 613400 | BR-NT RES CJ LW PO | 32.3111 | Connections | Labour | ENDirect | Labour | SCS | 102 | PROJECTS UP TO 63KVA CAPACITY | 613400 | BR-NT RES CJ LW PO | 31.912 | Connections | Labour | ENDirect | Labour | SCS | 102 | PROJECTS UP TO 63KVA CAPACITY | 613400 | BR-NT RES CJ LW PO | 6.5504 | Connections | Labour | ENDirect | Labour | SCS
| 102 | PROJECTS UP TO 63KVA CAPACITY | 613278 | NS: ConstCo-ordN/TCP | 34.9275 | Connections | Labour | ENDirect | Labour | SCS | 102 | PROJECTS UP TO 63KVA CAPACITY | 613401 | BR-OT RES CJ LW PO | 1.233 | Connections | Labour | ENDirect | Labour | SCS | 102 | PROJECTS UP TO 63KVA CAPACITY | 613401 | BR-OT RES CJ LW PO | 6.8136 | Connections | Labour | ENDirect | Labour | SCS | 102 | PROJECTS UP TO 63KVA CAPACITY | 613401 | BR-OT RES CJ LW PO | 6.82 | Connections | Labour | ENDirect | Labour | SCS
| 102 | PROJECTS UP TO 63KVA CAPACITY | 613279 | NS:ConstCo-ordO/T CP | 4.7597 | Connections | Labour | ENDirect | Labour | SCS | 102 | PROJECTS UP TO 63KVA CAPACITY | 613410 | BR-NT RES GB | 50.4479 | Connections | Labour | ENDirect | Labour | SCS | 102 | PROJECTS UP TO 63KVA CAPACITY | 613410 | BR-NT RES GB | 114.1634 | Connections | Labour | ENDirect | Labour | SCS | 102 | PROJECTS UP TO 63KVA CAPACITY | 613410 | BR-NT RES GB | 7.3507 | Connections | Labour | ENDirect | Labour | SCS
| 102 | PROJECTS UP TO 63KVA CAPACITY | 613280 | NS Design D/S N/T | 55.2756 | Connections | Labour | ENDirect | Labour | SCS | 102 | PROJECTS UP TO 63KVA CAPACITY | 613411 | BR-OT RES GB | 4.405 | Connections | Labour | ENDirect | Labour | SCS | 102 | PROJECTS UP TO 63KVA CAPACITY | 613411 | BR-OT RES GB | 18.2141 | Connections | Labour | ENDirect | Labour | SCS | 102 | PROJECTS UP TO 63KVA CAPACITY | 613434 | SC Design/Drafter NT | 66.0606 | Connections | Labour | ENDirect | Labour | SCS
| 102 | PROJECTS UP TO 63KVA CAPACITY | 613281 | NS Design D/S O/T | 6.826 | Connections | Labour | ENDirect | Labour | SCS | 102 | PROJECTS UP TO 63KVA CAPACITY | 613434 | SC Design/Drafter NT | 18.7549 | Connections | Labour | ENDirect | Labour | SCS | 102 | PROJECTS UP TO 63KVA CAPACITY | 613434 | SC Design/Drafter NT | 14.9829 | Connections | Labour | ENDirect | Labour | SCS | 102 | PROJECTS UP TO 63KVA CAPACITY | 613440 | SC Design/Draftin NT | 20.388 | Connections | Labour | ENDirect | Labour | SCS
| 102 | PROJECTS UP TO 63KVA CAPACITY | 613290 | NS Tech/Proj Mger NT | 27.4275 | Connections | Labour | ENDirect | Labour | SCS | 102 | PROJECTS UP TO 63KVA CAPACITY | 613440 | SC Design/Draftin NT | 5.8792 | Connections | Labour | ENDirect | Labour | SCS | 102 | PROJECTS UP TO 63KVA CAPACITY | 613440 | SC Design/Draftin NT | 5.6375 | Connections | Labour | ENDirect | Labour | SCS | 102 | PROJECTS UP TO 63KVA CAPACITY | 613441 | SC Design/Draftin OT | 1.8902 | Connections | Labour | ENDirect | Labour | SCS
| 102 | PROJECTS UP TO 63KVA CAPACITY | 613298 | NS:Tech/ProjMgrN/TCP | 570.4672 | Connections | Labour | ENDirect | Labour | SCS | 102 | PROJECTS UP TO 63KVA CAPACITY | 613441 | SC Design/Draftin OT | 1.8038 | Connections | Labour | ENDirect | Labour | SCS | 102 | PROJECTS UP TO 63KVA CAPACITY | 613441 | SC Design/Draftin OT | 1.6493 | Connections | Labour | ENDirect | Labour | SCS | 102 | PROJECTS UP TO 63KVA CAPACITY | 613450 | SC Senior Des Eng NT | 41.3852 | Connections | Labour | ENDirect | Labour | SCS
| 102 | PROJECTS UP TO 63KVA CAPACITY | 613299 | NS:Tech/prjMgrO/T CP | 4.1526 | Connections | Labour | ENDirect | Labour | SCS | 102 | PROJECTS UP TO 63KVA CAPACITY | 613448 | SC Senior Des/Sur NT | 16.4506 | Connections | Labour | ENDirect | Labour | SCS | 102 | PROJECTS UP TO 63KVA CAPACITY | 613448 | SC Senior Des/Sur NT | 7.5 | Connections | Labour | ENDirect | Labour | SCS | 102 | PROJECTS UP TO 63KVA CAPACITY | 613460 | BR-NT RES FT ZT | 0.13932 | Connections | Labour | ENDirect | Labour | SCS
| 102 | PROJECTS UP TO 63KVA CAPACITY | 613310 | BR-NT PNS TS | 3.0978 | Connections | Labour | ENDirect | Labour | SCS | 102 | PROJECTS UP TO 63KVA CAPACITY | 613449 | SC Senior Des/Sur OT | 5.5678 | Connections | Labour | ENDirect | Labour | SCS | 102 | PROJECTS UP TO 63KVA CAPACITY | 613449 | SC Senior Des/Sur OT | 4.7986 | Connections | Labour | ENDirect | Labour | SCS | 102 | PROJECTS UP TO 63KVA CAPACITY | 613566 | BR-NT PNS A2 | 10.3934 | Connections | Labour | ENDirect | Labour | SCS
| 102 | PROJECTS UP TO 63KVA CAPACITY | 613311 | BR-OT PNS TS | 0.06322 | Connections | Labour | ENDirect | Labour | SCS | 102 | PROJECTS UP TO 63KVA CAPACITY | 613566 | BR-NT PNS A2 | 14.7164 | Connections | Labour | ENDirect | Labour | SCS | 102 | PROJECTS UP TO 63KVA CAPACITY | 613450 | SC Senior Des Eng NT | 8.3085 | Connections | Labour | ENDirect | Labour | SCS | 102 | PROJECTS UP TO 63KVA CAPACITY | 613567 | BR-OT PNS A2 | 0.8757 | Connections | Labour | ENDirect | Labour | SCS
| 102 | PROJECTS UP TO 63KVA CAPACITY | 613318 | NS: Tester N/T CP | 7.7002 | Connections | Labour | ENDirect | Labour | SCS | 102 | PROJECTS UP TO 63KVA CAPACITY | 613567 | BR-OT PNS A2 | 0.62748 | Connections | Labour | ENDirect | Labour | SCS | 102 | PROJECTS UP TO 63KVA CAPACITY | 613566 | BR-NT PNS A2 | 49.2536 | Connections | Labour | ENDirect | Labour | SCS | 102 | PROJECTS UP TO 63KVA CAPACITY | 613570 | BR-NT PNS CJ | 14.4945 | Connections | Labour | ENDirect | Labour | SCS
| 102 | PROJECTS UP TO 63KVA CAPACITY | 613350 | NS:DesignSup D/S N/T | 6.6176 | Connections | Labour | ENDirect | Labour | SCS | 102 | PROJECTS UP TO 63KVA CAPACITY | 613570 | BR-NT PNS CJ | 1.5295 | Connections | Labour | ENDirect | Labour | SCS | 102 | PROJECTS UP TO 63KVA CAPACITY | 613567 | BR-OT PNS A2 | 3.7195 | Connections | Labour | ENDirect | Labour | SCS | 102 | PROJECTS UP TO 63KVA CAPACITY | 613571 | BR-OT PNS CJ | 1.9892 | Connections | Labour | ENDirect | Labour | SCS
| 102 | PROJECTS UP TO 63KVA CAPACITY | 613360 | NS:Draft/GIS D/S N/T | 59.5988 | Connections | Labour | ENDirect | Labour | SCS | 102 | PROJECTS UP TO 63KVA CAPACITY | 613571 | BR-OT PNS CJ | 0.3545 | Connections | Labour | ENDirect | Labour | SCS | 102 | PROJECTS UP TO 63KVA CAPACITY | 613570 | BR-NT PNS CJ | 1.1942 | Connections | Labour | ENDirect | Labour | SCS | 102 | PROJECTS UP TO 63KVA CAPACITY | 613574 | BR-NT PNS CT | 31.0494 | Connections | Labour | ENDirect | Labour | SCS
| 102 | PROJECTS UP TO 63KVA CAPACITY | 613361 | NS:Draft/GIS D/S O/T | 0.28274 | Connections | Labour | ENDirect | Labour | SCS | 102 | PROJECTS UP TO 63KVA CAPACITY | 613574 | BR-NT PNS CT | 24.0966 | Connections | Labour | ENDirect | Labour | SCS | 102 | PROJECTS UP TO 63KVA CAPACITY | 613571 | BR-OT PNS CJ | 0.1995 | Connections | Labour | ENDirect | Labour | SCS | 102 | PROJECTS UP TO 63KVA CAPACITY | 613575 | BR-OT PNS CT | 7.2281 | Connections | Labour | ENDirect | Labour | SCS
| 102 | PROJECTS UP TO 63KVA CAPACITY | 613370 | NS:Survey D/S N/T | 5.0519 | Connections | Labour | ENDirect | Labour | SCS | 102 | PROJECTS UP TO 63KVA CAPACITY | 613575 | BR-OT PNS CT | 0.32444 | Connections | Labour | ENDirect | Labour | SCS | 102 | PROJECTS UP TO 63KVA CAPACITY | 613574 | BR-NT PNS CT | 66.0865 | Connections | Labour | ENDirect | Labour | SCS | 102 | PROJECTS UP TO 63KVA CAPACITY | 613576 | BR-NT PNS FT | 9.4738 | Connections | Labour | ENDirect | Labour | SCS
| 102 | PROJECTS UP TO 63KVA CAPACITY | 613400 | BR-NT RES CJ LW PO | 5.9638 | Connections | Labour | ENDirect | Labour | SCS | 102 | PROJECTS UP TO 63KVA CAPACITY | 613602 | BR-NT PNS TA (ZT) | 1.5383 | Connections | Labour | ENDirect | Labour | SCS | 102 | PROJECTS UP TO 63KVA CAPACITY | 613575 | BR-OT PNS CT | 5.9777 | Connections | Labour | ENDirect | Labour | SCS | 102 | PROJECTS UP TO 63KVA CAPACITY | 613630 | Senior Design NT | 3.1564 | Connections | Labour | ENDirect | Labour | SCS
| 102 | PROJECTS UP TO 63KVA CAPACITY | 613401 | BR-OT RES CJ LW PO | 0.30428 | Connections | Labour | ENDirect | Labour | SCS | 102 | PROJECTS UP TO 63KVA CAPACITY | 613680 | NS:Engineer D/S N/T | 44.6725 | Connections | Labour | ENDirect | Labour | SCS | 102 | PROJECTS UP TO 63KVA CAPACITY | 613576 | BR-NT PNS FT | 24.7163 | Connections | Labour | ENDirect | Labour | SCS | 102 | PROJECTS UP TO 63KVA CAPACITY | 613680 | NS:Engineer D/S N/T | 44.8148 | Connections | Labour | ENDirect | Labour | SCS
| 102 | PROJECTS UP TO 63KVA CAPACITY | 613408 | SC Gen Line CP NT | 96.2726 | Connections | Labour | ENDirect | Labour | SCS | 102 | PROJECTS UP TO 63KVA CAPACITY | 613681 | NS:Engineer D/S O/T | 0.24794 | Connections | Labour | ENDirect | Labour | SCS | 102 | PROJECTS UP TO 63KVA CAPACITY | 613577 | BR-OT PNS FT | 5.1104 | Connections | Labour | ENDirect | Labour | SCS | 102 | PROJECTS UP TO 63KVA CAPACITY | 614115 | Cust Res NT | 70.9907 | Connections | Labour | ENDirect | Labour | SCS
| 102 | PROJECTS UP TO 63KVA CAPACITY | 613409 | SC Gen Line CP OT | 26.898 | Connections | Labour | ENDirect | Labour | SCS | 102 | PROJECTS UP TO 63KVA CAPACITY | 614115 | Cust Res NT | 9.0091 | Connections | Labour | ENDirect | Labour | SCS | 102 | PROJECTS UP TO 63KVA CAPACITY | 613630 | Senior Design NT | 7.6814 | Connections | Labour | ENDirect | Labour | SCS | 102 | PROJECTS UP TO 63KVA CAPACITY | 634001 | Locl O/Hs to Capital | 189.2005 | Connections | Local OH | OH | Excl | SCS
| 102 | PROJECTS UP TO 63KVA CAPACITY | 613410 | BR-NT RES GB | 4.2605 | Connections | Labour | ENDirect | Labour | SCS | 102 | PROJECTS UP TO 63KVA CAPACITY | 634001 | Locl O/Hs to Capital | 153.7845 | Connections | Local OH | OH | Excl | SCS | 102 | PROJECTS UP TO 63KVA CAPACITY | 613680 | NS:Engineer D/S N/T | 38.0276 | Connections | Labour | ENDirect | Labour | SCS | 102 | PROJECTS UP TO 63KVA CAPACITY | 635001 | EN NS Margin | 153.2799 | Connections | PNS MG | ENDirect | Excl | SCS
| 102 | PROJECTS UP TO 63KVA CAPACITY | 613418 | SC Live Line CP NT | 21.0361 | Connections | Labour | ENDirect | Labour | SCS | 102 | PROJECTS UP TO 63KVA CAPACITY | 635001 | EN NS Margin | 92.1382 | Connections | PNS MG | ENDirect | Excl | SCS | 102 | PROJECTS UP TO 63KVA CAPACITY | 614115 | Cust Res NT | 27.7214 | Connections | Labour | ENDirect | Labour | SCS | 102 | PROJECTS UP TO 63KVA CAPACITY | 636001 | System Control O/H | 135.6119 | Connections | System Control OH | OH | Excl | SCS
| 102 | PROJECTS UP TO 63KVA CAPACITY | 613419 | SC Live Line CP OT | 5.9452 | Connections | Labour | ENDirect | Labour | SCS | 102 | PROJECTS UP TO 63KVA CAPACITY | 636001 | System Control O/H | 45.6947 | Connections | System Control OH | OH | Excl | SCS | 102 | PROJECTS UP TO 63KVA CAPACITY | 634001 | Locl O/Hs to Capital | 152.098 | Connections | Local OH | OH | Excl | SCS | 102 | PROJECTS UP TO 63KVA CAPACITY | 636105 | CSG Margin | 6.8004 | Connections | CSG MG | ENDirect | Excl | SCS
| 102 | PROJECTS UP TO 63KVA CAPACITY | 613428 | SC Tester CP NT | 7.0806 | Connections | Labour | ENDirect | Labour | SCS | 102 | PROJECTS UP TO 63KVA CAPACITY | 636105 | CSG Margin | 0.9028 | Connections | CSG MG | ENDirect | Excl | SCS | 102 | PROJECTS UP TO 63KVA CAPACITY | 635001 | EN NS Margin | 99.7773 | Connections | PNS MG | ENDirect | Excl | SCS | 102 | PROJECTS UP TO 63KVA CAPACITY | 639000 | Network Service Corp | 120.9035 | Connections | PNS Corporate OH | OH | Excl | SCS
| 102 | PROJECTS UP TO 63KVA CAPACITY | 613438 | SC Construct CP NT | 11.0592 | Connections | Labour | ENDirect | Labour | SCS | 102 | PROJECTS UP TO 63KVA CAPACITY | 639000 | Network Service Corp | 119.3592 | Connections | PNS Corporate OH | OH | Excl | SCS | 102 | PROJECTS UP TO 63KVA CAPACITY | 636001 | System Control O/H | 73.2254 | Connections | System Control OH | OH | Excl | SCS | 102 | PROJECTS UP TO 63KVA CAPACITY | 639050 | NS: Fleet&Prop O/Hs | 35.8212 | Connections | PNS Fleet & Property OH | OH | Excl | SCS
| 102 | PROJECTS UP TO 63KVA CAPACITY | 613439 | SC Construct CP OT | 3.0798 | Connections | Labour | ENDirect | Labour | SCS | 102 | PROJECTS UP TO 63KVA CAPACITY | 639050 | NS: Fleet&Prop O/Hs | 20.7011 | Connections | PNS Fleet & Property OH | OH | Excl | SCS | 102 | PROJECTS UP TO 63KVA CAPACITY | 636105 | CSG Margin | 2.7945 | Connections | CSG MG | ENDirect | Excl | SCS | 104 | RESIDENTIAL SUBDIVISIONS | 531464 | NS: Civil Works CPS | 9.9332 | Connections | Contracts | ENDirect | Contracts | SCS
| 102 | PROJECTS UP TO 63KVA CAPACITY | 613566 | BR-NT PNS A2 | 3.6513 | Connections | Labour | ENDirect | Labour | SCS | 104 | RESIDENTIAL SUBDIVISIONS | 613290 | NS Tech/Proj Mger NT | 0.2488 | Connections | Labour | ENDirect | Labour | SCS | 102 | PROJECTS UP TO 63KVA CAPACITY | 639000 | Network Service Corp | 106.1199 | Connections | PNS Corporate OH | OH | Excl | SCS | 104 | RESIDENTIAL SUBDIVISIONS | 531467 | NS: Traffic Mgmt CPS | 1.6743 | Connections | Contracts | ENDirect | Contracts | SCS
| 102 | PROJECTS UP TO 63KVA CAPACITY | 613571 | BR-OT PNS CJ | 0.30428 | Connections | Labour | ENDirect | Labour | SCS | 104 | RESIDENTIAL SUBDIVISIONS | 634001 | Locl O/Hs to Capital | 0.02194 | Connections | Local OH | OH | Excl | SCS | 102 | PROJECTS UP TO 63KVA CAPACITY | 639050 | NS: Fleet&Prop O/Hs | 17.164 | Connections | PNS Fleet & Property OH | OH | Excl | SCS | 104 | RESIDENTIAL SUBDIVISIONS | 613290 | NS Tech/Proj Mger NT | 0.2686 | Connections | Labour | ENDirect | Labour | SCS
| 102 | PROJECTS UP TO 63KVA CAPACITY | 613574 | BR-NT PNS CT | 0.37932 | Connections | Labour | ENDirect | Labour | SCS | 104 | RESIDENTIAL SUBDIVISIONS | 635001 | EN NS Margin | 0.01422 | Connections | PNS MG | ENDirect | Excl | SCS | 104 | RESIDENTIAL SUBDIVISIONS | 520100 | M & S-Distribution | 30.1143 | Connections | Materials | ENDirect | Materials | SCS | 104 | RESIDENTIAL SUBDIVISIONS | 613291 | NS Tech/Proj Mger OT | 0.34592 | Connections | Labour | ENDirect | Labour | SCS
| 102 | PROJECTS UP TO 63KVA CAPACITY | 613575 | BR-OT PNS CT | 0.34139 | Connections | Labour | ENDirect | Labour | SCS | 104 | RESIDENTIAL SUBDIVISIONS | 636001 | System Control O/H | 0.00581 | Connections | System Control OH | OH | Excl | SCS | 104 | RESIDENTIAL SUBDIVISIONS | 523100 | M & S-Admin & Gen | 0.11681 | Connections | Materials | ENDirect | Materials | SCS | 104 | RESIDENTIAL SUBDIVISIONS | 634001 | Locl O/Hs to Capital | 0.79609 | Connections | Local OH | OH | Excl | SCS
| 102 | PROJECTS UP TO 63KVA CAPACITY | 613576 | BR-NT PNS FT | 0.2326 | Connections | Labour | ENDirect | Labour | SCS | 104 | RESIDENTIAL SUBDIVISIONS | 639000 | Network Service Corp | 0.01936 | Connections | PNS Corporate OH | OH | Excl | SCS | 104 | RESIDENTIAL SUBDIVISIONS | 531201 | Contracts-Contestabl | 34.3502 | Connections | Contracts | ENDirect | Contracts | SCS | 104 | RESIDENTIAL SUBDIVISIONS | 635001 | EN NS Margin | 0.72563 | Connections | PNS MG | ENDirect | Excl | SCS
| 102 | PROJECTS UP TO 63KVA CAPACITY | 613630 | Senior Design NT | 0.15851 | Connections | Labour | ENDirect | Labour | SCS | 104 | RESIDENTIAL SUBDIVISIONS | 639050 | NS: Fleet&Prop O/Hs | 0.0041 | Connections | PNS Fleet & Property OH | OH | Excl | SCS | 104 | RESIDENTIAL SUBDIVISIONS | 531464 | NS: Civil Works CPS | 28.8915 | Connections | Contracts | ENDirect | Contracts | SCS | 104 | RESIDENTIAL SUBDIVISIONS | 636001 | System Control O/H | 0.59462 | Connections | System Control OH | OH | Excl | SCS
| 102 | PROJECTS UP TO 63KVA CAPACITY | 613680 | NS:Engineer D/S N/T | 28.0088 | Connections | Labour | ENDirect | Labour | SCS | 105 | LV CONNECTIONS >63KVA&<200KVA | 520100 | M & S-Distribution | 592.0869 | Connections | Materials | ENDirect | Materials | SCS | 104 | RESIDENTIAL SUBDIVISIONS | 531467 | NS: Traffic Mgmt CPS | 6.8697 | Connections | Contracts | ENDirect | Contracts | SCS | 104 | RESIDENTIAL SUBDIVISIONS | 639000 | Network Service Corp | 0.50843 | Connections | PNS Corporate OH | OH | Excl | SCS
| 102 | PROJECTS UP TO 63KVA CAPACITY | 613681 | NS:Engineer D/S O/T | 0.77622 | Connections | Labour | ENDirect | Labour | SCS | 105 | LV CONNECTIONS >63KVA&<200KVA | 520200 | M & S-Transmission | 0.21372 | Connections | Materials | ENDirect | Materials | SCS | 104 | RESIDENTIAL SUBDIVISIONS | 531468 | NS: Waste Disp CPS | 15.1868 | Connections | Contracts | ENDirect | Contracts | SCS | 104 | RESIDENTIAL SUBDIVISIONS | 639050 | NS: Fleet&Prop O/Hs | 0.14804 | Connections | PNS Fleet & Property OH | OH | Excl | SCS
| 102 | PROJECTS UP TO 63KVA CAPACITY | 633000 | Corp O/Hs to Capital | 294.687 | Connections | Contracts | OH | Contracts | SCS | 105 | LV CONNECTIONS >63KVA&<200KVA | 523100 | M & S-Admin & Gen | 6.9273 | Connections | Materials | ENDirect | Materials | SCS | 104 | RESIDENTIAL SUBDIVISIONS | 611900 | Stores Recovery Dist | 0.21653 | Connections | Contracts | ENDirect | Contracts | SCS | 105 | LV CONNECTIONS >63KVA&<200KVA | 520100 | M & S-Distribution | 883.4742 | Connections | Materials | ENDirect | Materials | SCS
| 102 | PROJECTS UP TO 63KVA CAPACITY | 634001 | Locl O/Hs to Capital | 123.7464 | Connections | Local OH | OH | Excl | SCS | 105 | LV CONNECTIONS >63KVA&<200KVA | 523300 | Cap Purch -Equipment | 6.2308 | Connections | Materials | ENDirect | Materials | SCS | 104 | RESIDENTIAL SUBDIVISIONS | 611901 | Stores Rec Local | 0.09267 | Connections | Contracts | ENDirect | Contracts | SCS | 105 | LV CONNECTIONS >63KVA&<200KVA | 523100 | M & S-Admin & Gen | 17.1989 | Connections | Materials | ENDirect | Materials | SCS
| 102 | PROJECTS UP TO 63KVA CAPACITY | 635001 | EN NS Margin | 83.3432 | Connections | PNS MG | ENDirect | Excl | SCS | 105 | LV CONNECTIONS >63KVA&<200KVA | 531020 | Eng & Tech Services | 12.2291 | Connections | Labour | ENDirect | Labour | SCS | 104 | RESIDENTIAL SUBDIVISIONS | 611902 | Purchase OrderOncost | 1.5047 | Connections | Contracts | ENDirect | Contracts | SCS | 105 | LV CONNECTIONS >63KVA&<200KVA | 523300 | Cap Purch -Equipment | 0.02897 | Connections | Materials | ENDirect | Materials | SCS
| 102 | PROJECTS UP TO 63KVA CAPACITY | 636001 | System Control O/H | 38.4431 | Connections | System Control OH | OH | Excl | SCS | 105 | LV CONNECTIONS >63KVA&<200KVA | 531035 | Engineer & Dsgn Serv | 19.4834 | Connections | Labour | ENDirect | Labour | SCS | 104 | RESIDENTIAL SUBDIVISIONS | 613240 | BR-NT PNS LW | 1.0615 | Connections | Labour | ENDirect | Labour | SCS | 105 | LV CONNECTIONS >63KVA&<200KVA | 531020 | Eng & Tech Services | 52.6126 | Connections | Labour | ENDirect | Labour | SCS
| 102 | PROJECTS UP TO 63KVA CAPACITY | 639000 | Network Service Corp | 79.362 | Connections | PNS Corporate OH | OH | Excl | SCS | 105 | LV CONNECTIONS >63KVA&<200KVA | 531200 | Construct'n Services | 31.052 | Connections | Contracts | ENDirect | Contracts | SCS | 104 | RESIDENTIAL SUBDIVISIONS | 613250 | BR-NT PNS GB | 1.183 | Connections | Labour | ENDirect | Labour | SCS | 105 | LV CONNECTIONS >63KVA&<200KVA | 531200 | Construct'n Services | 112.3308 | Connections | Contracts | ENDirect | Contracts | SCS
| 102 | PROJECTS UP TO 63KVA CAPACITY | 639050 | NS: Fleet&Prop O/Hs | 10.6718 | Connections | PNS Fleet & Property OH | OH | Excl | SCS | 105 | LV CONNECTIONS >63KVA&<200KVA | 531201 | Contracts-Contestabl | 180.6062 | Connections | Contracts | ENDirect | Contracts | SCS | 104 | RESIDENTIAL SUBDIVISIONS | 613280 | NS Design D/S N/T | 0.24542 | Connections | Labour | ENDirect | Labour | SCS | 105 | LV CONNECTIONS >63KVA&<200KVA | 531201 | Contracts-Contestabl | 234.8026 | Connections | Contracts | ENDirect | Contracts | SCS
| 105 | LV CONNECTIONS >63KVA&<200KVA | 500200 | Sals: Overtime | 0.034 | Connections | Labour | ENDirect | Labour | SCS | 105 | LV CONNECTIONS >63KVA&<200KVA | 531464 | NS: Civil Works CPS | 993.2983 | Connections | Contracts | ENDirect | Contracts | SCS | 104 | RESIDENTIAL SUBDIVISIONS | 613290 | NS Tech/Proj Mger NT | 0.94635 | Connections | Labour | ENDirect | Labour | SCS | 105 | LV CONNECTIONS >63KVA&<200KVA | 531464 | NS: Civil Works CPS | 2033.2103 | Connections | Contracts | ENDirect | Contracts | SCS
| 105 | LV CONNECTIONS >63KVA&<200KVA | 500810 | Salaries - Allowance | 0.368 | Connections | Labour | ENDirect | Labour | SCS | 105 | LV CONNECTIONS >63KVA&<200KVA | 531465 | NS: Pole to Pit CPS | 42.1512 | Connections | Contracts | ENDirect | Contracts | SCS | 104 | RESIDENTIAL SUBDIVISIONS | 613360 | NS:Draft/GIS D/S N/T | 3.7167 | Connections | Labour | ENDirect | Labour | SCS | 105 | LV CONNECTIONS >63KVA&<200KVA | 531465 | NS: Pole to Pit CPS | 83.0153 | Connections | Contracts | ENDirect | Contracts | SCS
| 105 | LV CONNECTIONS >63KVA&<200KVA | 520100 | M & S-Distribution | 859.3251 | Connections | Materials | ENDirect | Materials | SCS | 105 | LV CONNECTIONS >63KVA&<200KVA | 531466 | NS:UR RP Pck Wks CPS | 755.5181 | Connections | Contracts | ENDirect | Contracts | SCS | 104 | RESIDENTIAL SUBDIVISIONS | 613400 | BR-NT RES CJ LW PO | 0.13269 | Connections | Labour | ENDirect | Labour | SCS | 105 | LV CONNECTIONS >63KVA&<200KVA | 531466 | NS:UR RP Pck Wks CPS | 54.0852 | Connections | Contracts | ENDirect | Contracts | SCS
| 105 | LV CONNECTIONS >63KVA&<200KVA | 520200 | M & S-Transmission | 14.913 | Connections | Materials | ENDirect | Materials | SCS | 105 | LV CONNECTIONS >63KVA&<200KVA | 531467 | NS: Traffic Mgmt CPS | 480.6875 | Connections | Contracts | ENDirect | Contracts | SCS | 104 | RESIDENTIAL SUBDIVISIONS | 613434 | SC Design/Drafter NT | 1.5952 | Connections | Labour | ENDirect | Labour | SCS | 105 | LV CONNECTIONS >63KVA&<200KVA | 531467 | NS: Traffic Mgmt CPS | 445.6327 | Connections | Contracts | ENDirect | Contracts | SCS
| 105 | LV CONNECTIONS >63KVA&<200KVA | 523100 | M & S-Admin & Gen | 9.6594 | Connections | Materials | ENDirect | Materials | SCS | 105 | LV CONNECTIONS >63KVA&<200KVA | 531468 | NS: Waste Disp CPS | 527.6134 | Connections | Contracts | ENDirect | Contracts | SCS | 104 | RESIDENTIAL SUBDIVISIONS | 613440 | SC Design/Draftin NT | 0.02133 | Connections | Labour | ENDirect | Labour | SCS | 105 | LV CONNECTIONS >63KVA&<200KVA | 531468 | NS: Waste Disp CPS | 510.9443 | Connections | Contracts | ENDirect | Contracts | SCS
| 105 | LV CONNECTIONS >63KVA&<200KVA | 523300 | Cap Purch -Equipment | 0.21923 | Connections | Materials | ENDirect | Materials | SCS | 105 | LV CONNECTIONS >63KVA&<200KVA | 531469 | NS: Other CPS | 8.221 | Connections | Labour | ENDirect | Labour | SCS | 104 | RESIDENTIAL SUBDIVISIONS | 613441 | SC Design/Draftin OT | 0.24171 | Connections | Labour | ENDirect | Labour | SCS | 105 | LV CONNECTIONS >63KVA&<200KVA | 531469 | NS: Other CPS | 3.54 | Connections | Labour | ENDirect | Labour | SCS
| 105 | LV CONNECTIONS >63KVA&<200KVA | 531020 | Eng & Tech Services | 40.309 | Connections | Labour | ENDirect | Labour | SCS | 105 | LV CONNECTIONS >63KVA&<200KVA | 532050 | Consult Serv:Ded | 0.5012 | Connections | Contracts | ENDirect | Contracts | SCS | 104 | RESIDENTIAL SUBDIVISIONS | 613450 | SC Senior Des Eng NT | 3.3477 | Connections | Labour | ENDirect | Labour | SCS | 105 | LV CONNECTIONS >63KVA&<200KVA | 532140 | Tech Services | 4.55 | Connections | Contracts | ENDirect | Contracts | SCS
| 105 | LV CONNECTIONS >63KVA&<200KVA | 531035 | Engineer & Dsgn Serv | 115.915 | Connections | Labour | ENDirect | Labour | SCS | 105 | LV CONNECTIONS >63KVA&<200KVA | 532140 | Tech Services | 0.0452 | Connections | Contracts | ENDirect | Contracts | SCS | 104 | RESIDENTIAL SUBDIVISIONS | 613566 | BR-NT PNS A2 | 1.2738 | Connections | Labour | ENDirect | Labour | SCS | 105 | LV CONNECTIONS >63KVA&<200KVA | 591997 | Proj Trf - OH/Mar | -19.4772 | Connections | Contracts | ENDirect | Contracts | SCS
| 105 | LV CONNECTIONS >63KVA&<200KVA | 531200 | Construct'n Services | 124.4401 | Connections | Contracts | ENDirect | Contracts | SCS | 105 | LV CONNECTIONS >63KVA&<200KVA | 532200 | Hire: Plant & Equip | 2.7087 | Connections | Contracts | ENDirect | Contracts | SCS | 104 | RESIDENTIAL SUBDIVISIONS | 613574 | BR-NT PNS CT | 0.59204 | Connections | Labour | ENDirect | Labour | SCS | 105 | LV CONNECTIONS >63KVA&<200KVA | 591998 | Proj. Tsf Direct Tax | -89.6924 | Connections | Contracts | ENDirect | Contracts | SCS
| 105 | LV CONNECTIONS >63KVA&<200KVA | 531201 | Contracts-Contestabl | 101.0964 | Connections | Contracts | ENDirect | Contracts | SCS | 105 | LV CONNECTIONS >63KVA&<200KVA | 591997 | Proj Trf - EN OH | -76.6653 | Connections | Contracts | ENDirect | Contracts | SCS | 104 | RESIDENTIAL SUBDIVISIONS | 613630 | Senior Design NT | 1.3215 | Connections | Labour | ENDirect | Labour | SCS | 105 | LV CONNECTIONS >63KVA&<200KVA | 591999 | Proj Trf - Dir Costs | -90.4805 | Connections | Contracts | ENDirect | Contracts | SCS
| 105 | LV CONNECTIONS >63KVA&<200KVA | 531464 | NS: Civil Works CPS | 1507.7152 | Connections | Contracts | ENDirect | Contracts | SCS | 105 | LV CONNECTIONS >63KVA&<200KVA | 591998 | Proj. Tsf Direct Tax | -68.5936 | Connections | Contracts | ENDirect | Contracts | SCS | 104 | RESIDENTIAL SUBDIVISIONS | 614115 | Cust Res NT | 0.51345 | Connections | Labour | ENDirect | Labour | SCS | 105 | LV CONNECTIONS >63KVA&<200KVA | 611900 | Stores Recovery Dist | 14.121 | Connections | Contracts | ENDirect | Contracts | SCS
| 105 | LV CONNECTIONS >63KVA&<200KVA | 531465 | NS: Pole to Pit CPS | 0.27191 | Connections | Contracts | ENDirect | Contracts | SCS | 105 | LV CONNECTIONS >63KVA&<200KVA | 591999 | Proj Tsf - EN Direct | -319.4858 | Connections | Contracts | ENDirect | Contracts | SCS | 104 | RESIDENTIAL SUBDIVISIONS | 634001 | Locl O/Hs to Capital | 10.0105 | Connections | Local OH | OH | Excl | SCS | 105 | LV CONNECTIONS >63KVA&<200KVA | 611901 | Stores Rec Local | 11.6938 | Connections | Contracts | ENDirect | Contracts | SCS
| 105 | LV CONNECTIONS >63KVA&<200KVA | 531466 | NS:UR RP Pck Wks CPS | 312.536 | Connections | Contracts | ENDirect | Contracts | SCS | 105 | LV CONNECTIONS >63KVA&<200KVA | 611900 | Stores Recovery Dist | 17.3051 | Connections | Contracts | ENDirect | Contracts | SCS | 104 | RESIDENTIAL SUBDIVISIONS | 635001 | EN NS Margin | 4.0976 | Connections | PNS MG | ENDirect | Excl | SCS | 105 | LV CONNECTIONS >63KVA&<200KVA | 611902 | Purchase OrderOncost | 24.9084 | Connections | Contracts | ENDirect | Contracts | SCS
| 105 | LV CONNECTIONS >63KVA&<200KVA | 531467 | NS: Traffic Mgmt CPS | 420.4619 | Connections | Contracts | ENDirect | Contracts | SCS | 105 | LV CONNECTIONS >63KVA&<200KVA | 611901 | Stores Rec Local | 17.8549 | Connections | Contracts | ENDirect | Contracts | SCS | 104 | RESIDENTIAL SUBDIVISIONS | 636001 | System Control O/H | 6.5737 | Connections | System Control OH | OH | Excl | SCS | 105 | LV CONNECTIONS >63KVA&<200KVA | 612210 | Network N/T | 27.9249 | Connections | Labour | ENDirect | Labour | SCS
| 105 | LV CONNECTIONS >63KVA&<200KVA | 531468 | NS: Waste Disp CPS | 543.8585 | Connections | Contracts | ENDirect | Contracts | SCS | 105 | LV CONNECTIONS >63KVA&<200KVA | 611902 | Purchase OrderOncost | 11.4857 | Connections | Contracts | ENDirect | Contracts | SCS | 104 | RESIDENTIAL SUBDIVISIONS | 636105 | CSG Margin | 0.05391 | Connections | CSG MG | ENDirect | Excl | SCS | 105 | LV CONNECTIONS >63KVA&<200KVA | 612310 | Network O/T | 1.1419 | Connections | Labour | ENDirect | Labour | SCS
| 105 | LV CONNECTIONS >63KVA&<200KVA | 531475 | NS:FieldPackagedWk-P | 39.27 | Connections | Contracts | ENDirect | Contracts | SCS | 105 | LV CONNECTIONS >63KVA&<200KVA | 612210 | Network N/T | 36.5191 | Connections | Labour | ENDirect | Labour | SCS | 104 | RESIDENTIAL SUBDIVISIONS | 639000 | Network Service Corp | 5.3121 | Connections | PNS Corporate OH | OH | Excl | SCS | 105 | LV CONNECTIONS >63KVA&<200KVA | 613240 | BR-NT PNS LW | 101.1479 | Connections | Labour | ENDirect | Labour | SCS
| 105 | LV CONNECTIONS >63KVA&<200KVA | 531480 | NS:Asset Solution De | 2.564 | Connections | Labour | ENDirect | Labour | SCS | 105 | LV CONNECTIONS >63KVA&<200KVA | 613240 | BR-NT PNS LW | 67.4238 | Connections | Labour | ENDirect | Labour | SCS | 104 | RESIDENTIAL SUBDIVISIONS | 639050 | NS: Fleet&Prop O/Hs | 0.59164 | Connections | PNS Fleet & Property OH | OH | Excl | SCS | 105 | LV CONNECTIONS >63KVA&<200KVA | 613241 | BR-OT PNS LW | 7.1447 | Connections | Labour | ENDirect | Labour | SCS
| 105 | LV CONNECTIONS >63KVA&<200KVA | 531485 | NS:CivilContract-PCN | -8.8054 | Connections | Contracts | ENDirect | Contracts | SCS | 105 | LV CONNECTIONS >63KVA&<200KVA | 613241 | BR-OT PNS LW | 1.233 | Connections | Labour | ENDirect | Labour | SCS | 105 | LV CONNECTIONS >63KVA&<200KVA | 520100 | M & S-Distribution | 835.8395 | Connections | Materials | ENDirect | Materials | SCS | 105 | LV CONNECTIONS >63KVA&<200KVA | 613250 | BR-NT PNS GB | 163.3238 | Connections | Labour | ENDirect | Labour | SCS
| 105 | LV CONNECTIONS >63KVA&<200KVA | 531495 | NS:Field Pack Wk CPN | -20.9346 | Connections | Contracts | ENDirect | Contracts | SCS | 105 | LV CONNECTIONS >63KVA&<200KVA | 613244 | BR-NT LSA LWFRPOTA | 0.06373 | Connections | Labour | ENDirect | Labour | SCS | 105 | LV CONNECTIONS >63KVA&<200KVA | 520200 | M & S-Transmission | 0.18144 | Connections | Materials | ENDirect | Materials | SCS | 105 | LV CONNECTIONS >63KVA&<200KVA | 613251 | BR-OT PNS GB | 19.5782 | Connections | Labour | ENDirect | Labour | SCS
| 105 | LV CONNECTIONS >63KVA&<200KVA | 532050 | Consult Serv:Ded | 0.8648 | Connections | Contracts | ENDirect | Contracts | SCS | 105 | LV CONNECTIONS >63KVA&<200KVA | 613250 | BR-NT PNS GB | 197.0978 | Connections | Labour | ENDirect | Labour | SCS | 105 | LV CONNECTIONS >63KVA&<200KVA | 523100 | M & S-Admin & Gen | 14.0366 | Connections | Materials | ENDirect | Materials | SCS | 105 | LV CONNECTIONS >63KVA&<200KVA | 613260 | BR-NT PNS ZT | 6.8267 | Connections | Labour | ENDirect | Labour | SCS
| 105 | LV CONNECTIONS >63KVA&<200KVA | 591997 | Proj Trf - OH/Mar | -180.3863 | Connections | Contracts | ENDirect | Contracts | SCS | 105 | LV CONNECTIONS >63KVA&<200KVA | 613251 | BR-OT PNS GB | 7.6086 | Connections | Labour | ENDirect | Labour | SCS | 105 | LV CONNECTIONS >63KVA&<200KVA | 523300 | Cap Purch -Equipment | 0.06245 | Connections | Materials | ENDirect | Materials | SCS | 105 | LV CONNECTIONS >63KVA&<200KVA | 613261 | BR-OT PNS ZT | 3.5015 | Connections | Labour | ENDirect | Labour | SCS
| 105 | LV CONNECTIONS >63KVA&<200KVA | 591998 | Proj. Tsf Direct Tax | -102.596 | Connections | Contracts | ENDirect | Contracts | SCS | 105 | LV CONNECTIONS >63KVA&<200KVA | 613254 | BR-NT LSA GB | 0.06595 | Connections | Labour | ENDirect | Labour | SCS | 105 | LV CONNECTIONS >63KVA&<200KVA | 531020 | Eng & Tech Services | 8.8951 | Connections | Labour | ENDirect | Labour | SCS | 105 | LV CONNECTIONS >63KVA&<200KVA | 613280 | NS Design D/S N/T | 194.8336 | Connections | Labour | ENDirect | Labour | SCS
| 105 | LV CONNECTIONS >63KVA&<200KVA | 591999 | Proj Trf - Dir Costs | -733.6428 | Connections | Contracts | ENDirect | Contracts | SCS | 105 | LV CONNECTIONS >63KVA&<200KVA | 613260 | BR-NT PNS ZT | 1.9228 | Connections | Labour | ENDirect | Labour | SCS | 105 | LV CONNECTIONS >63KVA&<200KVA | 531200 | Construct'n Services | 73.9062 | Connections | Contracts | ENDirect | Contracts | SCS | 105 | LV CONNECTIONS >63KVA&<200KVA | 613281 | NS Design D/S O/T | 10.5277 | Connections | Labour | ENDirect | Labour | SCS
| 105 | LV CONNECTIONS >63KVA&<200KVA | 611900 | Stores Recovery Dist | 22.0264 | Connections | Contracts | ENDirect | Contracts | SCS | 105 | LV CONNECTIONS >63KVA&<200KVA | 613280 | NS Design D/S N/T | 163.1958 | Connections | Labour | ENDirect | Labour | SCS | 105 | LV CONNECTIONS >63KVA&<200KVA | 531201 | Contracts-Contestabl | 356.2081 | Connections | Contracts | ENDirect | Contracts | SCS | 105 | LV CONNECTIONS >63KVA&<200KVA | 613290 | NS Tech/Proj Mger NT | 730.8626 | Connections | Labour | ENDirect | Labour | SCS
| 105 | LV CONNECTIONS >63KVA&<200KVA | 611901 | Stores Rec Local | 46.3584 | Connections | Contracts | ENDirect | Contracts | SCS | 105 | LV CONNECTIONS >63KVA&<200KVA | 613281 | NS Design D/S O/T | 1.1994 | Connections | Labour | ENDirect | Labour | SCS | 105 | LV CONNECTIONS >63KVA&<200KVA | 531464 | NS: Civil Works CPS | 1794.4837 | Connections | Contracts | ENDirect | Contracts | SCS | 105 | LV CONNECTIONS >63KVA&<200KVA | 613291 | NS Tech/Proj Mger OT | 14.0962 | Connections | Labour | ENDirect | Labour | SCS
| 105 | LV CONNECTIONS >63KVA&<200KVA | 611902 | Purchase OrderOncost | 11.6678 | Connections | Contracts | ENDirect | Contracts | SCS | 105 | LV CONNECTIONS >63KVA&<200KVA | 613290 | NS Tech/Proj Mger NT | 527.8304 | Connections | Labour | ENDirect | Labour | SCS | 105 | LV CONNECTIONS >63KVA&<200KVA | 531465 | NS: Pole to Pit CPS | 29.6578 | Connections | Contracts | ENDirect | Contracts | SCS | 105 | LV CONNECTIONS >63KVA&<200KVA | 613298 | NS:Tech/ProjMgrN/TCP | 0.1343 | Connections | Labour | ENDirect | Labour | SCS
| 105 | LV CONNECTIONS >63KVA&<200KVA | 612210 | Network N/T | 71.035 | Connections | Labour | ENDirect | Labour | SCS | 105 | LV CONNECTIONS >63KVA&<200KVA | 613291 | NS Tech/Proj Mger OT | 27.8725 | Connections | Labour | ENDirect | Labour | SCS | 105 | LV CONNECTIONS >63KVA&<200KVA | 531466 | NS:UR RP Pck Wks CPS | 96.532 | Connections | Contracts | ENDirect | Contracts | SCS | 105 | LV CONNECTIONS >63KVA&<200KVA | 613310 | BR-NT PNS TS | 11.1824 | Connections | Labour | ENDirect | Labour | SCS
| 105 | LV CONNECTIONS >63KVA&<200KVA | 612211 | Netw Des NT-TRDS | -0.32803 | Connections | Labour | ENDirect | Labour | SCS | 105 | LV CONNECTIONS >63KVA&<200KVA | 613298 | NS:Tech/ProjMgrN/TCP | 311.9774 | Connections | Labour | ENDirect | Labour | SCS | 105 | LV CONNECTIONS >63KVA&<200KVA | 531467 | NS: Traffic Mgmt CPS | 725.412 | Connections | Contracts | ENDirect | Contracts | SCS | 105 | LV CONNECTIONS >63KVA&<200KVA | 613350 | NS:DesignSup D/S N/T | 29.202 | Connections | Labour | ENDirect | Labour | SCS
| 105 | LV CONNECTIONS >63KVA&<200KVA | 612221 | EN Vector Time Conf | 6.0672 | Connections | Labour | ENDirect | Labour | SCS | 105 | LV CONNECTIONS >63KVA&<200KVA | 613299 | NS:Tech/prjMgrO/T CP | 0.3046 | Connections | Labour | ENDirect | Labour | SCS | 105 | LV CONNECTIONS >63KVA&<200KVA | 531468 | NS: Waste Disp CPS | 519.4321 | Connections | Contracts | ENDirect | Contracts | SCS | 105 | LV CONNECTIONS >63KVA&<200KVA | 613360 | NS:Draft/GIS D/S N/T | 106.1504 | Connections | Labour | ENDirect | Labour | SCS
| 105 | LV CONNECTIONS >63KVA&<200KVA | 612460 | CP Labour Trf Capex | 32.1756 | Connections | Labour | ENDirect | Labour | SCS | 105 | LV CONNECTIONS >63KVA&<200KVA | 613310 | BR-NT PNS TS | 10.1179 | Connections | Labour | ENDirect | Labour | SCS | 105 | LV CONNECTIONS >63KVA&<200KVA | 532050 | Consult Serv:Ded | 0.561 | Connections | Contracts | ENDirect | Contracts | SCS | 105 | LV CONNECTIONS >63KVA&<200KVA | 613370 | NS:Survey D/S N/T | 1.0184 | Connections | Labour | ENDirect | Labour | SCS
| 105 | LV CONNECTIONS >63KVA&<200KVA | 613240 | BR-NT PNS LW | 2.1908 | Connections | Labour | ENDirect | Labour | SCS | 105 | LV CONNECTIONS >63KVA&<200KVA | 613311 | BR-OT PNS TS | 0.04056 | Connections | Labour | ENDirect | Labour | SCS | 105 | LV CONNECTIONS >63KVA&<200KVA | 532200 | Hire: Plant & Equip | 6.8838 | Connections | Contracts | ENDirect | Contracts | SCS | 105 | LV CONNECTIONS >63KVA&<200KVA | 613400 | BR-NT RES CJ LW PO | 52.5425 | Connections | Labour | ENDirect | Labour | SCS
| 105 | LV CONNECTIONS >63KVA&<200KVA | 613248 | NS:GenLinewrk N/T CP | 145.8695 | Connections | Labour | ENDirect | Labour | SCS | 105 | LV CONNECTIONS >63KVA&<200KVA | 613350 | NS:DesignSup D/S N/T | 10.1173 | Connections | Labour | ENDirect | Labour | SCS | 105 | LV CONNECTIONS >63KVA&<200KVA | 591997 | Proj Trf - OH/Mar | -60.2305 | Connections | Contracts | ENDirect | Contracts | SCS | 105 | LV CONNECTIONS >63KVA&<200KVA | 613401 | BR-OT RES CJ LW PO | 9.6616 | Connections | Labour | ENDirect | Labour | SCS
| 105 | LV CONNECTIONS >63KVA&<200KVA | 613249 | NS:GenLinewrk O/T CP | 22.8815 | Connections | Labour | ENDirect | Labour | SCS | 105 | LV CONNECTIONS >63KVA&<200KVA | 613360 | NS:Draft/GIS D/S N/T | 267.0587 | Connections | Labour | ENDirect | Labour | SCS | 105 | LV CONNECTIONS >63KVA&<200KVA | 591998 | Proj. Tsf Direct Tax | -151.4753 | Connections | Contracts | ENDirect | Contracts | SCS | 105 | LV CONNECTIONS >63KVA&<200KVA | 613410 | BR-NT RES GB | 88.4606 | Connections | Labour | ENDirect | Labour | SCS
| 105 | LV CONNECTIONS >63KVA&<200KVA | 613250 | BR-NT PNS GB | 7.0564 | Connections | Labour | ENDirect | Labour | SCS | 105 | LV CONNECTIONS >63KVA&<200KVA | 613361 | NS:Draft/GIS D/S O/T | 2.392 | Connections | Labour | ENDirect | Labour | SCS | 105 | LV CONNECTIONS >63KVA&<200KVA | 591999 | Proj Trf - Dir Costs | -324.9693 | Connections | Contracts | ENDirect | Contracts | SCS | 105 | LV CONNECTIONS >63KVA&<200KVA | 613411 | BR-OT RES GB | 25.4869 | Connections | Labour | ENDirect | Labour | SCS
| 105 | LV CONNECTIONS >63KVA&<200KVA | 613251 | BR-OT PNS GB | 5.3789 | Connections | Labour | ENDirect | Labour | SCS | 105 | LV CONNECTIONS >63KVA&<200KVA | 613366 | NS:NP:PrjConNT | 24.7624 | Connections | Labour | ENDirect | Labour | SCS | 105 | LV CONNECTIONS >63KVA&<200KVA | 611900 | Stores Recovery Dist | 21.7563 | Connections | Contracts | ENDirect | Contracts | SCS | 105 | LV CONNECTIONS >63KVA&<200KVA | 613434 | SC Design/Drafter NT | 89.6518 | Connections | Labour | ENDirect | Labour | SCS
| 105 | LV CONNECTIONS >63KVA&<200KVA | 613258 | NS:LiveLinw-GenN/TCP | 78.6857 | Connections | Labour | ENDirect | Labour | SCS | 105 | LV CONNECTIONS >63KVA&<200KVA | 613370 | NS:Survey D/S N/T | 5.9438 | Connections | Labour | ENDirect | Labour | SCS | 105 | LV CONNECTIONS >63KVA&<200KVA | 611901 | Stores Rec Local | 18.4207 | Connections | Contracts | ENDirect | Contracts | SCS | 105 | LV CONNECTIONS >63KVA&<200KVA | 613440 | SC Design/Draftin NT | 28.8949 | Connections | Labour | ENDirect | Labour | SCS
| 105 | LV CONNECTIONS >63KVA&<200KVA | 613259 | NS:LiveLinwGenO/T CP | 6.657 | Connections | Labour | ENDirect | Labour | SCS | 105 | LV CONNECTIONS >63KVA&<200KVA | 613371 | NS:Survey D/S O/T | 0.61864 | Connections | Labour | ENDirect | Labour | SCS | 105 | LV CONNECTIONS >63KVA&<200KVA | 611902 | Purchase OrderOncost | 14.1607 | Connections | Contracts | ENDirect | Contracts | SCS | 105 | LV CONNECTIONS >63KVA&<200KVA | 613441 | SC Design/Draftin OT | 3.5883 | Connections | Labour | ENDirect | Labour | SCS
| 105 | LV CONNECTIONS >63KVA&<200KVA | 613261 | BR-OT PNS ZT | 0.29075 | Connections | Labour | ENDirect | Labour | SCS | 105 | LV CONNECTIONS >63KVA&<200KVA | 613400 | BR-NT RES CJ LW PO | 82.6578 | Connections | Labour | ENDirect | Labour | SCS | 105 | LV CONNECTIONS >63KVA&<200KVA | 612210 | Network N/T | 25.6702 | Connections | Labour | ENDirect | Labour | SCS | 105 | LV CONNECTIONS >63KVA&<200KVA | 613450 | SC Senior Des Eng NT | 67.7236 | Connections | Labour | ENDirect | Labour | SCS
| 105 | LV CONNECTIONS >63KVA&<200KVA | 613268 | NS: Fitter N/T CP | 4.3613 | Connections | Labour | ENDirect | Labour | SCS | 105 | LV CONNECTIONS >63KVA&<200KVA | 613401 | BR-OT RES CJ LW PO | 4.1615 | Connections | Labour | ENDirect | Labour | SCS | 105 | LV CONNECTIONS >63KVA&<200KVA | 612212 | Netw Des OT-TRDS | 0.02139 | Connections | Labour | ENDirect | Labour | SCS | 105 | LV CONNECTIONS >63KVA&<200KVA | 613460 | BR-NT RES FT ZT | 10.658 | Connections | Labour | ENDirect | Labour | SCS
| 105 | LV CONNECTIONS >63KVA&<200KVA | 613269 | NS: Fitter O/T CP | 2.2097 | Connections | Labour | ENDirect | Labour | SCS | 105 | LV CONNECTIONS >63KVA&<200KVA | 613410 | BR-NT RES GB | 129.1863 | Connections | Labour | ENDirect | Labour | SCS | 105 | LV CONNECTIONS >63KVA&<200KVA | 613240 | BR-NT PNS LW | 103.3257 | Connections | Labour | ENDirect | Labour | SCS | 105 | LV CONNECTIONS >63KVA&<200KVA | 613461 | BR-OT RES FT ZT | 0.16674 | Connections | Labour | ENDirect | Labour | SCS
| 105 | LV CONNECTIONS >63KVA&<200KVA | 613270 | NSConstruct Co-or NT | 0.27998 | Connections | Labour | ENDirect | Labour | SCS | 105 | LV CONNECTIONS >63KVA&<200KVA | 613411 | BR-OT RES GB | 14.8166 | Connections | Labour | ENDirect | Labour | SCS | 105 | LV CONNECTIONS >63KVA&<200KVA | 613241 | BR-OT PNS LW | 8.6705 | Connections | Labour | ENDirect | Labour | SCS | 105 | LV CONNECTIONS >63KVA&<200KVA | 613566 | BR-NT PNS A2 | 28.1015 | Connections | Labour | ENDirect | Labour | SCS
| 105 | LV CONNECTIONS >63KVA&<200KVA | 613271 | NSConstruct Co-or OT | 1.5399 | Connections | Labour | ENDirect | Labour | SCS | 105 | LV CONNECTIONS >63KVA&<200KVA | 613434 | SC Design/Drafter NT | 155.7942 | Connections | Labour | ENDirect | Labour | SCS | 105 | LV CONNECTIONS >63KVA&<200KVA | 613250 | BR-NT PNS GB | 203.5006 | Connections | Labour | ENDirect | Labour | SCS | 105 | LV CONNECTIONS >63KVA&<200KVA | 613567 | BR-OT PNS A2 | 4.0658 | Connections | Labour | ENDirect | Labour | SCS
| 105 | LV CONNECTIONS >63KVA&<200KVA | 613278 | NS: ConstCo-ordN/TCP | 95.8932 | Connections | Labour | ENDirect | Labour | SCS | 105 | LV CONNECTIONS >63KVA&<200KVA | 613440 | SC Design/Draftin NT | 18.6955 | Connections | Labour | ENDirect | Labour | SCS | 105 | LV CONNECTIONS >63KVA&<200KVA | 613251 | BR-OT PNS GB | 26.7952 | Connections | Labour | ENDirect | Labour | SCS | 105 | LV CONNECTIONS >63KVA&<200KVA | 613570 | BR-NT PNS CJ | 4.7118 | Connections | Labour | ENDirect | Labour | SCS
| 105 | LV CONNECTIONS >63KVA&<200KVA | 613279 | NS:ConstCo-ordO/T CP | 16.6588 | Connections | Labour | ENDirect | Labour | SCS | 105 | LV CONNECTIONS >63KVA&<200KVA | 613441 | SC Design/Draftin OT | 2.1768 | Connections | Labour | ENDirect | Labour | SCS | 105 | LV CONNECTIONS >63KVA&<200KVA | 613260 | BR-NT PNS ZT | 1.1046 | Connections | Labour | ENDirect | Labour | SCS | 105 | LV CONNECTIONS >63KVA&<200KVA | 613571 | BR-OT PNS CJ | 1.3802 | Connections | Labour | ENDirect | Labour | SCS
| 105 | LV CONNECTIONS >63KVA&<200KVA | 613280 | NS Design D/S N/T | 241.2201 | Connections | Labour | ENDirect | Labour | SCS | 105 | LV CONNECTIONS >63KVA&<200KVA | 613448 | SC Senior Des/Sur NT | 70.2736 | Connections | Labour | ENDirect | Labour | SCS | 105 | LV CONNECTIONS >63KVA&<200KVA | 613280 | NS Design D/S N/T | 192.3446 | Connections | Labour | ENDirect | Labour | SCS | 105 | LV CONNECTIONS >63KVA&<200KVA | 613574 | BR-NT PNS CT | 81.62 | Connections | Labour | ENDirect | Labour | SCS
| 105 | LV CONNECTIONS >63KVA&<200KVA | 613281 | NS Design D/S O/T | 21.3382 | Connections | Labour | ENDirect | Labour | SCS | 105 | LV CONNECTIONS >63KVA&<200KVA | 613449 | SC Senior Des/Sur OT | 1.9332 | Connections | Labour | ENDirect | Labour | SCS | 105 | LV CONNECTIONS >63KVA&<200KVA | 613281 | NS Design D/S O/T | 5.2927 | Connections | Labour | ENDirect | Labour | SCS | 105 | LV CONNECTIONS >63KVA&<200KVA | 613575 | BR-OT PNS CT | 6.9079 | Connections | Labour | ENDirect | Labour | SCS
| 105 | LV CONNECTIONS >63KVA&<200KVA | 613290 | NS Tech/Proj Mger NT | 25.5923 | Connections | Labour | ENDirect | Labour | SCS | 105 | LV CONNECTIONS >63KVA&<200KVA | 613566 | BR-NT PNS A2 | 67.933 | Connections | Labour | ENDirect | Labour | SCS | 105 | LV CONNECTIONS >63KVA&<200KVA | 613290 | NS Tech/Proj Mger NT | 797.433 | Connections | Labour | ENDirect | Labour | SCS | 105 | LV CONNECTIONS >63KVA&<200KVA | 613576 | BR-NT PNS FT | 18.3902 | Connections | Labour | ENDirect | Labour | SCS
| 105 | LV CONNECTIONS >63KVA&<200KVA | 613298 | NS:Tech/ProjMgrN/TCP | 1116.7152 | Connections | Labour | ENDirect | Labour | SCS | 105 | LV CONNECTIONS >63KVA&<200KVA | 613567 | BR-OT PNS A2 | 5.229 | Connections | Labour | ENDirect | Labour | SCS | 105 | LV CONNECTIONS >63KVA&<200KVA | 613291 | NS Tech/Proj Mger OT | 19.0411 | Connections | Labour | ENDirect | Labour | SCS | 105 | LV CONNECTIONS >63KVA&<200KVA | 613577 | BR-OT PNS FT | 14.0895 | Connections | Labour | ENDirect | Labour | SCS
| 105 | LV CONNECTIONS >63KVA&<200KVA | 613299 | NS:Tech/prjMgrO/T CP | 4.8098 | Connections | Labour | ENDirect | Labour | SCS | 105 | LV CONNECTIONS >63KVA&<200KVA | 613570 | BR-NT PNS CJ | 3.4414 | Connections | Labour | ENDirect | Labour | SCS | 105 | LV CONNECTIONS >63KVA&<200KVA | 613298 | NS:Tech/ProjMgrN/TCP | -5.422 | Connections | Labour | ENDirect | Labour | SCS | 105 | LV CONNECTIONS >63KVA&<200KVA | 613602 | BR-NT PNS TA (ZT) | 2.2834 | Connections | Labour | ENDirect | Labour | SCS
| 105 | LV CONNECTIONS >63KVA&<200KVA | 613310 | BR-NT PNS TS | 3.0346 | Connections | Labour | ENDirect | Labour | SCS | 105 | LV CONNECTIONS >63KVA&<200KVA | 613571 | BR-OT PNS CJ | 0.30826 | Connections | Labour | ENDirect | Labour | SCS | 105 | LV CONNECTIONS >63KVA&<200KVA | 613310 | BR-NT PNS TS | 19.6114 | Connections | Labour | ENDirect | Labour | SCS | 105 | LV CONNECTIONS >63KVA&<200KVA | 613630 | Senior Design NT | 21.4256 | Connections | Labour | ENDirect | Labour | SCS
| 105 | LV CONNECTIONS >63KVA&<200KVA | 613318 | NS: Tester N/T CP | 52.2955 | Connections | Labour | ENDirect | Labour | SCS | 105 | LV CONNECTIONS >63KVA&<200KVA | 613574 | BR-NT PNS CT | 91.8331 | Connections | Labour | ENDirect | Labour | SCS | 105 | LV CONNECTIONS >63KVA&<200KVA | 613350 | NS:DesignSup D/S N/T | 3.5545 | Connections | Labour | ENDirect | Labour | SCS | 105 | LV CONNECTIONS >63KVA&<200KVA | 613680 | NS:Engineer D/S N/T | 104.0723 | Connections | Labour | ENDirect | Labour | SCS
| 105 | LV CONNECTIONS >63KVA&<200KVA | 613319 | NS:Tester O/T CP | 4.0461 | Connections | Labour | ENDirect | Labour | SCS | 105 | LV CONNECTIONS >63KVA&<200KVA | 613575 | BR-OT PNS CT | 0.48666 | Connections | Labour | ENDirect | Labour | SCS | 105 | LV CONNECTIONS >63KVA&<200KVA | 613360 | NS:Draft/GIS D/S N/T | 149.2981 | Connections | Labour | ENDirect | Labour | SCS | 105 | LV CONNECTIONS >63KVA&<200KVA | 614115 | Cust Res NT | 79.8457 | Connections | Labour | ENDirect | Labour | SCS
| 105 | LV CONNECTIONS >63KVA&<200KVA | 613324 | LSA EWP & D NT | 4.8125 | Connections | Labour | ENDirect | Labour | SCS | 105 | LV CONNECTIONS >63KVA&<200KVA | 613602 | BR-NT PNS TA (ZT) | 3.5893 | Connections | Labour | ENDirect | Labour | SCS | 105 | LV CONNECTIONS >63KVA&<200KVA | 613361 | NS:Draft/GIS D/S O/T | 2.6107 | Connections | Labour | ENDirect | Labour | SCS | 105 | LV CONNECTIONS >63KVA&<200KVA | 634001 | Locl O/Hs to Capital | 398.3627 | Connections | Local OH | OH | Excl | SCS
| 105 | LV CONNECTIONS >63KVA&<200KVA | 613325 | LSA EWP & D OT | 0.82715 | Connections | Labour | ENDirect | Labour | SCS | 105 | LV CONNECTIONS >63KVA&<200KVA | 613630 | Senior Design NT | 6.346 | Connections | Labour | ENDirect | Labour | SCS | 105 | LV CONNECTIONS >63KVA&<200KVA | 613370 | NS:Survey D/S N/T | 11.4128 | Connections | Labour | ENDirect | Labour | SCS | 105 | LV CONNECTIONS >63KVA&<200KVA | 635001 | EN NS Margin | 304.4508 | Connections | PNS MG | ENDirect | Excl | SCS
| 105 | LV CONNECTIONS >63KVA&<200KVA | 613350 | NS:DesignSup D/S N/T | 30.4033 | Connections | Labour | ENDirect | Labour | SCS | 105 | LV CONNECTIONS >63KVA&<200KVA | 613680 | NS:Engineer D/S N/T | 85.3951 | Connections | Labour | ENDirect | Labour | SCS | 105 | LV CONNECTIONS >63KVA&<200KVA | 613400 | BR-NT RES CJ LW PO | 137.8649 | Connections | Labour | ENDirect | Labour | SCS | 105 | LV CONNECTIONS >63KVA&<200KVA | 636001 | System Control O/H | 274.1747 | Connections | System Control OH | OH | Excl | SCS
| 105 | LV CONNECTIONS >63KVA&<200KVA | 613351 | NS:DesignSup D/S O/T | 0.03122 | Connections | Labour | ENDirect | Labour | SCS | 105 | LV CONNECTIONS >63KVA&<200KVA | 613681 | NS:Engineer D/S O/T | 3.0579 | Connections | Labour | ENDirect | Labour | SCS | 105 | LV CONNECTIONS >63KVA&<200KVA | 613401 | BR-OT RES CJ LW PO | 9.8061 | Connections | Labour | ENDirect | Labour | SCS | 105 | LV CONNECTIONS >63KVA&<200KVA | 636105 | CSG Margin | 6.7701 | Connections | CSG MG | ENDirect | Excl | SCS
| 105 | LV CONNECTIONS >63KVA&<200KVA | 613360 | NS:Draft/GIS D/S N/T | 229.6478 | Connections | Labour | ENDirect | Labour | SCS | 105 | LV CONNECTIONS >63KVA&<200KVA | 614115 | Cust Res NT | 18.8335 | Connections | Labour | ENDirect | Labour | SCS | 105 | LV CONNECTIONS >63KVA&<200KVA | 613410 | BR-NT RES GB | 168.9529 | Connections | Labour | ENDirect | Labour | SCS | 105 | LV CONNECTIONS >63KVA&<200KVA | 639000 | Network Service Corp | 254.8416 | Connections | PNS Corporate OH | OH | Excl | SCS
| 105 | LV CONNECTIONS >63KVA&<200KVA | 613361 | NS:Draft/GIS D/S O/T | 0.99519 | Connections | Labour | ENDirect | Labour | SCS | 105 | LV CONNECTIONS >63KVA&<200KVA | 634001 | Locl O/Hs to Capital | 462.8922 | Connections | Local OH | OH | Excl | SCS | 105 | LV CONNECTIONS >63KVA&<200KVA | 613411 | BR-OT RES GB | 16.4842 | Connections | Labour | ENDirect | Labour | SCS | 105 | LV CONNECTIONS >63KVA&<200KVA | 639050 | NS: Fleet&Prop O/Hs | 64.4911 | Connections | PNS Fleet & Property OH | OH | Excl | SCS
| 105 | LV CONNECTIONS >63KVA&<200KVA | 613370 | NS:Survey D/S N/T | 3.0967 | Connections | Labour | ENDirect | Labour | SCS | 105 | LV CONNECTIONS >63KVA&<200KVA | 635001 | EN NS Margin | 287.4435 | Connections | PNS MG | ENDirect | Excl | SCS | 105 | LV CONNECTIONS >63KVA&<200KVA | 613420 | BR-NT RES TS | 2.3682 | Connections | Labour | ENDirect | Labour | SCS | 106 | LV CONNECTIONS >200KVA&<500KVA | 500200 | Sals: Overtime | 0.0165 | Connections | Labour | ENDirect | Labour | SCS
| 105 | LV CONNECTIONS >63KVA&<200KVA | 613400 | BR-NT RES CJ LW PO | 10.5888 | Connections | Labour | ENDirect | Labour | SCS | 105 | LV CONNECTIONS >63KVA&<200KVA | 636001 | System Control O/H | 136.6291 | Connections | System Control OH | OH | Excl | SCS | 105 | LV CONNECTIONS >63KVA&<200KVA | 613434 | SC Design/Drafter NT | -17.8997 | Connections | Labour | ENDirect | Labour | SCS | 106 | LV CONNECTIONS >200KVA&<500KVA | 503350 | OH&Safety Exp | 0.75 | Connections | Contracts | ENDirect | Contracts | SCS
| 105 | LV CONNECTIONS >63KVA&<200KVA | 613401 | BR-OT RES CJ LW PO | 7.6677 | Connections | Labour | ENDirect | Labour | SCS | 105 | LV CONNECTIONS >63KVA&<200KVA | 636105 | CSG Margin | 1.9775 | Connections | CSG MG | ENDirect | Excl | SCS | 105 | LV CONNECTIONS >63KVA&<200KVA | 613440 | SC Design/Draftin NT | 14.6094 | Connections | Labour | ENDirect | Labour | SCS | 106 | LV CONNECTIONS >200KVA&<500KVA | 520100 | M & S-Distribution | 1499.2458 | Connections | Materials | ENDirect | Materials | SCS
| 105 | LV CONNECTIONS >63KVA&<200KVA | 613408 | SC Gen Line CP NT | 114.5291 | Connections | Labour | ENDirect | Labour | SCS | 105 | LV CONNECTIONS >63KVA&<200KVA | 639000 | Network Service Corp | 352.5994 | Connections | PNS Corporate OH | OH | Excl | SCS | 105 | LV CONNECTIONS >63KVA&<200KVA | 613441 | SC Design/Draftin OT | 2.0332 | Connections | Labour | ENDirect | Labour | SCS | 106 | LV CONNECTIONS >200KVA&<500KVA | 520200 | M & S-Transmission | 1.69 | Connections | Materials | ENDirect | Materials | SCS
| 105 | LV CONNECTIONS >63KVA&<200KVA | 613409 | SC Gen Line CP OT | 28.2368 | Connections | Labour | ENDirect | Labour | SCS | 105 | LV CONNECTIONS >63KVA&<200KVA | 639050 | NS: Fleet&Prop O/Hs | 53.2576 | Connections | PNS Fleet & Property OH | OH | Excl | SCS | 105 | LV CONNECTIONS >63KVA&<200KVA | 613448 | SC Senior Des/Sur NT | 29.1256 | Connections | Labour | ENDirect | Labour | SCS | 106 | LV CONNECTIONS >200KVA&<500KVA | 522100 | M & S-Petroleum | 0.05 | Connections | Materials | ENDirect | Materials | SCS
| 105 | LV CONNECTIONS >63KVA&<200KVA | 613410 | BR-NT RES GB | 10.6512 | Connections | Labour | ENDirect | Labour | SCS | 106 | LV CONNECTIONS >200KVA&<500KVA | 520100 | M & S-Distribution | 1731.2509 | Connections | Materials | ENDirect | Materials | SCS | 105 | LV CONNECTIONS >63KVA&<200KVA | 613449 | SC Senior Des/Sur OT | 0.56872 | Connections | Labour | ENDirect | Labour | SCS | 106 | LV CONNECTIONS >200KVA&<500KVA | 523100 | M & S-Admin & Gen | 33.4864 | Connections | Materials | ENDirect | Materials | SCS
| 105 | LV CONNECTIONS >63KVA&<200KVA | 613411 | BR-OT RES GB | 6.9233 | Connections | Labour | ENDirect | Labour | SCS | 106 | LV CONNECTIONS >200KVA&<500KVA | 522100 | M & S-Petroleum | 0.15863 | Connections | Materials | ENDirect | Materials | SCS | 105 | LV CONNECTIONS >63KVA&<200KVA | 613450 | SC Senior Des Eng NT | 69.983 | Connections | Labour | ENDirect | Labour | SCS | 106 | LV CONNECTIONS >200KVA&<500KVA | 523300 | Cap Purch -Equipment | 0.21811 | Connections | Materials | ENDirect | Materials | SCS
| 105 | LV CONNECTIONS >63KVA&<200KVA | 613418 | SC Live Line CP NT | 48.6627 | Connections | Labour | ENDirect | Labour | SCS | 106 | LV CONNECTIONS >200KVA&<500KVA | 523100 | M & S-Admin & Gen | 32.6402 | Connections | Materials | ENDirect | Materials | SCS | 105 | LV CONNECTIONS >63KVA&<200KVA | 613566 | BR-NT PNS A2 | 58.3294 | Connections | Labour | ENDirect | Labour | SCS | 106 | LV CONNECTIONS >200KVA&<500KVA | 531020 | Eng & Tech Services | 18.282 | Connections | Labour | ENDirect | Labour | SCS
| 105 | LV CONNECTIONS >63KVA&<200KVA | 613419 | SC Live Line CP OT | 22.1012 | Connections | Labour | ENDirect | Labour | SCS | 106 | LV CONNECTIONS >200KVA&<500KVA | 523300 | Cap Purch -Equipment | 0.21302 | Connections | Materials | ENDirect | Materials | SCS | 105 | LV CONNECTIONS >63KVA&<200KVA | 613567 | BR-OT PNS A2 | 8.9586 | Connections | Labour | ENDirect | Labour | SCS | 106 | LV CONNECTIONS >200KVA&<500KVA | 531200 | Construct'n Services | 153.4697 | Connections | Contracts | ENDirect | Contracts | SCS
| 105 | LV CONNECTIONS >63KVA&<200KVA | 613428 | SC Tester CP NT | 12.3911 | Connections | Labour | ENDirect | Labour | SCS | 106 | LV CONNECTIONS >200KVA&<500KVA | 531000 | Maintenance Services | 0.474 | Connections | Contracts | ENDirect | Contracts | SCS | 105 | LV CONNECTIONS >63KVA&<200KVA | 613570 | BR-NT PNS CJ | 2.7865 | Connections | Labour | ENDirect | Labour | SCS | 106 | LV CONNECTIONS >200KVA&<500KVA | 531201 | Contracts-Contestabl | 193.4587 | Connections | Contracts | ENDirect | Contracts | SCS
| 105 | LV CONNECTIONS >63KVA&<200KVA | 613429 | SC Tester CP OT | 0.9483 | Connections | Labour | ENDirect | Labour | SCS | 106 | LV CONNECTIONS >200KVA&<500KVA | 531020 | Eng & Tech Services | 20.5636 | Connections | Labour | ENDirect | Labour | SCS | 105 | LV CONNECTIONS >63KVA&<200KVA | 613574 | BR-NT PNS CT | 98.7227 | Connections | Labour | ENDirect | Labour | SCS | 106 | LV CONNECTIONS >200KVA&<500KVA | 531464 | NS: Civil Works CPS | 3471.4337 | Connections | Contracts | ENDirect | Contracts | SCS
| 105 | LV CONNECTIONS >63KVA&<200KVA | 613438 | SC Construct CP NT | 10.7092 | Connections | Labour | ENDirect | Labour | SCS | 106 | LV CONNECTIONS >200KVA&<500KVA | 531035 | Engineer & Dsgn Serv | 28.1865 | Connections | Labour | ENDirect | Labour | SCS | 105 | LV CONNECTIONS >63KVA&<200KVA | 613575 | BR-OT PNS CT | 3.5866 | Connections | Labour | ENDirect | Labour | SCS | 106 | LV CONNECTIONS >200KVA&<500KVA | 531465 | NS: Pole to Pit CPS | 3.5158 | Connections | Contracts | ENDirect | Contracts | SCS
| 105 | LV CONNECTIONS >63KVA&<200KVA | 613439 | SC Construct CP OT | 0.83994 | Connections | Labour | ENDirect | Labour | SCS | 106 | LV CONNECTIONS >200KVA&<500KVA | 531200 | Construct'n Services | 80.754 | Connections | Contracts | ENDirect | Contracts | SCS | 105 | LV CONNECTIONS >63KVA&<200KVA | 613576 | BR-NT PNS FT | 23.5426 | Connections | Labour | ENDirect | Labour | SCS | 106 | LV CONNECTIONS >200KVA&<500KVA | 531466 | NS:UR RP Pck Wks CPS | 230.1428 | Connections | Contracts | ENDirect | Contracts | SCS
| 105 | LV CONNECTIONS >63KVA&<200KVA | 613566 | BR-NT PNS A2 | 3.2862 | Connections | Labour | ENDirect | Labour | SCS | 106 | LV CONNECTIONS >200KVA&<500KVA | 531201 | Contracts-Contestabl | 139.2197 | Connections | Contracts | ENDirect | Contracts | SCS | 105 | LV CONNECTIONS >63KVA&<200KVA | 613577 | BR-OT PNS FT | 3.5932 | Connections | Labour | ENDirect | Labour | SCS | 106 | LV CONNECTIONS >200KVA&<500KVA | 531467 | NS: Traffic Mgmt CPS | 828.1512 | Connections | Contracts | ENDirect | Contracts | SCS
| 105 | LV CONNECTIONS >63KVA&<200KVA | 613567 | BR-OT PNS A2 | 2.3977 | Connections | Labour | ENDirect | Labour | SCS | 106 | LV CONNECTIONS >200KVA&<500KVA | 531464 | NS: Civil Works CPS | 1411.6659 | Connections | Contracts | ENDirect | Contracts | SCS | 105 | LV CONNECTIONS >63KVA&<200KVA | 613602 | BR-NT PNS TA (ZT) | 0.82848 | Connections | Labour | ENDirect | Labour | SCS | 106 | LV CONNECTIONS >200KVA&<500KVA | 531468 | NS: Waste Disp CPS | 1262.0623 | Connections | Contracts | ENDirect | Contracts | SCS
| 105 | LV CONNECTIONS >63KVA&<200KVA | 613574 | BR-NT PNS CT | 3.4139 | Connections | Labour | ENDirect | Labour | SCS | 106 | LV CONNECTIONS >200KVA&<500KVA | 531465 | NS: Pole to Pit CPS | 7.853 | Connections | Contracts | ENDirect | Contracts | SCS | 105 | LV CONNECTIONS >63KVA&<200KVA | 613630 | Senior Design NT | 10.0436 | Connections | Labour | ENDirect | Labour | SCS | 106 | LV CONNECTIONS >200KVA&<500KVA | 531469 | NS: Other CPS | 9.9424 | Connections | Labour | ENDirect | Labour | SCS
| 105 | LV CONNECTIONS >63KVA&<200KVA | 613576 | BR-NT PNS FT | 0.4652 | Connections | Labour | ENDirect | Labour | SCS | 106 | LV CONNECTIONS >200KVA&<500KVA | 531466 | NS:UR RP Pck Wks CPS | 1119.4805 | Connections | Contracts | ENDirect | Contracts | SCS | 105 | LV CONNECTIONS >63KVA&<200KVA | 613680 | NS:Engineer D/S N/T | 115.2414 | Connections | Labour | ENDirect | Labour | SCS | 106 | LV CONNECTIONS >200KVA&<500KVA | 532050 | Consult Serv:Ded | 0.2832 | Connections | Contracts | ENDirect | Contracts | SCS
| 105 | LV CONNECTIONS >63KVA&<200KVA | 613630 | Senior Design NT | 7.9414 | Connections | Labour | ENDirect | Labour | SCS | 106 | LV CONNECTIONS >200KVA&<500KVA | 531467 | NS: Traffic Mgmt CPS | 770.0684 | Connections | Contracts | ENDirect | Contracts | SCS | 105 | LV CONNECTIONS >63KVA&<200KVA | 613681 | NS:Engineer D/S O/T | 0.18122 | Connections | Labour | ENDirect | Labour | SCS | 106 | LV CONNECTIONS >200KVA&<500KVA | 532140 | Tech Services | 3.39 | Connections | Contracts | ENDirect | Contracts | SCS
| 105 | LV CONNECTIONS >63KVA&<200KVA | 613680 | NS:Engineer D/S N/T | 122.3072 | Connections | Labour | ENDirect | Labour | SCS | 106 | LV CONNECTIONS >200KVA&<500KVA | 531468 | NS: Waste Disp CPS | 1050.3119 | Connections | Contracts | ENDirect | Contracts | SCS | 105 | LV CONNECTIONS >63KVA&<200KVA | 614115 | Cust Res NT | 37.4619 | Connections | Labour | ENDirect | Labour | SCS | 106 | LV CONNECTIONS >200KVA&<500KVA | 532200 | Hire: Plant & Equip | 3.547 | Connections | Contracts | ENDirect | Contracts | SCS
| 105 | LV CONNECTIONS >63KVA&<200KVA | 613681 | NS:Engineer D/S O/T | 2.0052 | Connections | Labour | ENDirect | Labour | SCS | 106 | LV CONNECTIONS >200KVA&<500KVA | 531469 | NS: Other CPS | 8.0102 | Connections | Labour | ENDirect | Labour | SCS | 105 | LV CONNECTIONS >63KVA&<200KVA | 634001 | Locl O/Hs to Capital | 515.9481 | Connections | Local OH | OH | Excl | SCS | 106 | LV CONNECTIONS >200KVA&<500KVA | 532500 | Property Services | 7.28 | Connections | Contracts | ENDirect | Contracts | SCS
| 105 | LV CONNECTIONS >63KVA&<200KVA | 633000 | Corp O/Hs to Capital | 1140.2073 | Connections | Contracts | OH | Contracts | SCS | 106 | LV CONNECTIONS >200KVA&<500KVA | 532050 | Consult Serv:Ded | 2.811 | Connections | Contracts | ENDirect | Contracts | SCS | 105 | LV CONNECTIONS >63KVA&<200KVA | 635001 | EN NS Margin | 321.3381 | Connections | PNS MG | ENDirect | Excl | SCS | 106 | LV CONNECTIONS >200KVA&<500KVA | 591997 | Proj Trf - OH/Mar | -31.2236 | Connections | Contracts | ENDirect | Contracts | SCS
| 105 | LV CONNECTIONS >63KVA&<200KVA | 634001 | Locl O/Hs to Capital | 467.8407 | Connections | Local OH | OH | Excl | SCS | 106 | LV CONNECTIONS >200KVA&<500KVA | 532200 | Hire: Plant & Equip | 1.3295 | Connections | Contracts | ENDirect | Contracts | SCS | 105 | LV CONNECTIONS >63KVA&<200KVA | 636001 | System Control O/H | 267.1457 | Connections | System Control OH | OH | Excl | SCS | 106 | LV CONNECTIONS >200KVA&<500KVA | 591998 | Proj. Tsf Direct Tax | -109.8828 | Connections | Contracts | ENDirect | Contracts | SCS
| 105 | LV CONNECTIONS >63KVA&<200KVA | 635001 | EN NS Margin | 301.1845 | Connections | PNS MG | ENDirect | Excl | SCS | 106 | LV CONNECTIONS >200KVA&<500KVA | 583100 | Penalties & Fines | 1 | Connections | Contracts | ENDirect | Contracts | SCS | 105 | LV CONNECTIONS >63KVA&<200KVA | 636105 | CSG Margin | 3.9006 | Connections | CSG MG | ENDirect | Excl | SCS | 106 | LV CONNECTIONS >200KVA&<500KVA | 591999 | Proj Trf - Dir Costs | -116.8273 | Connections | Contracts | ENDirect | Contracts | SCS
| 105 | LV CONNECTIONS >63KVA&<200KVA | 636001 | System Control O/H | 147.1576 | Connections | System Control OH | OH | Excl | SCS | 106 | LV CONNECTIONS >200KVA&<500KVA | 591997 | Proj Trf - EN OH | -37.7926 | Connections | Contracts | ENDirect | Contracts | SCS | 105 | LV CONNECTIONS >63KVA&<200KVA | 639000 | Network Service Corp | 341.4171 | Connections | PNS Corporate OH | OH | Excl | SCS | 106 | LV CONNECTIONS >200KVA&<500KVA | 611900 | Stores Recovery Dist | 38.4688 | Connections | Contracts | ENDirect | Contracts | SCS
| 105 | LV CONNECTIONS >63KVA&<200KVA | 639000 | Network Service Corp | 293.6352 | Connections | PNS Corporate OH | OH | Excl | SCS | 106 | LV CONNECTIONS >200KVA&<500KVA | 591998 | Proj. Tsf Direct Tax | -23.9883 | Connections | Contracts | ENDirect | Contracts | SCS | 105 | LV CONNECTIONS >63KVA&<200KVA | 639050 | NS: Fleet&Prop O/Hs | 46.8261 | Connections | PNS Fleet & Property OH | OH | Excl | SCS | 106 | LV CONNECTIONS >200KVA&<500KVA | 611901 | Stores Rec Local | 23.6789 | Connections | Contracts | ENDirect | Contracts | SCS
| 105 | LV CONNECTIONS >63KVA&<200KVA | 639050 | NS: Fleet&Prop O/Hs | 38.9544 | Connections | PNS Fleet & Property OH | OH | Excl | SCS | 106 | LV CONNECTIONS >200KVA&<500KVA | 591999 | Proj Tsf - EN Direct | -129.9377 | Connections | Contracts | ENDirect | Contracts | SCS | 106 | LV CONNECTIONS >200KVA&<500KVA | 500200 | Sals: Overtime | 0.033 | Connections | Labour | ENDirect | Labour | SCS | 106 | LV CONNECTIONS >200KVA&<500KVA | 611902 | Purchase OrderOncost | 27.3799 | Connections | Contracts | ENDirect | Contracts | SCS
| 106 | LV CONNECTIONS >200KVA&<500KVA | 503191 | Travel:Aus Emp reimb | 0.723 | Connections | Contracts | ENDirect | Contracts | SCS | 106 | LV CONNECTIONS >200KVA&<500KVA | 611900 | Stores Recovery Dist | 47.2553 | Connections | Contracts | ENDirect | Contracts | SCS | 106 | LV CONNECTIONS >200KVA&<500KVA | 503350 | OH&Safety Exp | 1.32 | Connections | Contracts | ENDirect | Contracts | SCS | 106 | LV CONNECTIONS >200KVA&<500KVA | 612210 | Network N/T | 37.6 | Connections | Labour | ENDirect | Labour | SCS
| 106 | LV CONNECTIONS >200KVA&<500KVA | 503281 | Parking | 0.09245 | Connections | Contracts | ENDirect | Contracts | SCS | 106 | LV CONNECTIONS >200KVA&<500KVA | 611901 | Stores Rec Local | 28.4965 | Connections | Contracts | ENDirect | Contracts | SCS | 106 | LV CONNECTIONS >200KVA&<500KVA | 520100 | M & S-Distribution | 1279.475 | Connections | Materials | ENDirect | Materials | SCS | 106 | LV CONNECTIONS >200KVA&<500KVA | 613240 | BR-NT PNS LW | 113.0291 | Connections | Labour | ENDirect | Labour | SCS
| 106 | LV CONNECTIONS >200KVA&<500KVA | 503350 | OH&Safety Exp | 0.21905 | Connections | Contracts | ENDirect | Contracts | SCS | 106 | LV CONNECTIONS >200KVA&<500KVA | 611902 | Purchase OrderOncost | 54.6133 | Connections | Contracts | ENDirect | Contracts | SCS | 106 | LV CONNECTIONS >200KVA&<500KVA | 520200 | M & S-Transmission | 0.06048 | Connections | Materials | ENDirect | Materials | SCS | 106 | LV CONNECTIONS >200KVA&<500KVA | 613241 | BR-OT PNS LW | 12.0973 | Connections | Labour | ENDirect | Labour | SCS
| 106 | LV CONNECTIONS >200KVA&<500KVA | 520100 | M & S-Distribution | 2231.4703 | Connections | Materials | ENDirect | Materials | SCS | 106 | LV CONNECTIONS >200KVA&<500KVA | 612210 | Network N/T | 28.0458 | Connections | Labour | ENDirect | Labour | SCS | 106 | LV CONNECTIONS >200KVA&<500KVA | 523100 | M & S-Admin & Gen | 31.4026 | Connections | Materials | ENDirect | Materials | SCS | 106 | LV CONNECTIONS >200KVA&<500KVA | 613250 | BR-NT PNS GB | 170.5214 | Connections | Labour | ENDirect | Labour | SCS
| 106 | LV CONNECTIONS >200KVA&<500KVA | 520200 | M & S-Transmission | 59.9874 | Connections | Materials | ENDirect | Materials | SCS | 106 | LV CONNECTIONS >200KVA&<500KVA | 613240 | BR-NT PNS LW | 8.2212 | Connections | Labour | ENDirect | Labour | SCS | 106 | LV CONNECTIONS >200KVA&<500KVA | 523300 | Cap Purch -Equipment | 0.04935 | Connections | Materials | ENDirect | Materials | SCS | 106 | LV CONNECTIONS >200KVA&<500KVA | 613251 | BR-OT PNS GB | 9.7891 | Connections | Labour | ENDirect | Labour | SCS
| 106 | LV CONNECTIONS >200KVA&<500KVA | 523100 | M & S-Admin & Gen | 24.9381 | Connections | Materials | ENDirect | Materials | SCS | 106 | LV CONNECTIONS >200KVA&<500KVA | 613241 | BR-OT PNS LW | 11.5597 | Connections | Labour | ENDirect | Labour | SCS | 106 | LV CONNECTIONS >200KVA&<500KVA | 531000 | Maintenance Services | 1.312 | Connections | Contracts | ENDirect | Contracts | SCS | 106 | LV CONNECTIONS >200KVA&<500KVA | 613260 | BR-NT PNS ZT | 56.2853 | Connections | Labour | ENDirect | Labour | SCS
| 106 | LV CONNECTIONS >200KVA&<500KVA | 523300 | Cap Purch -Equipment | 0.38354 | Connections | Materials | ENDirect | Materials | SCS | 106 | LV CONNECTIONS >200KVA&<500KVA | 613250 | BR-NT PNS GB | 60.3397 | Connections | Labour | ENDirect | Labour | SCS | 106 | LV CONNECTIONS >200KVA&<500KVA | 531020 | Eng & Tech Services | 1.0324 | Connections | Labour | ENDirect | Labour | SCS | 106 | LV CONNECTIONS >200KVA&<500KVA | 613261 | BR-OT PNS ZT | 29.1795 | Connections | Labour | ENDirect | Labour | SCS
| 106 | LV CONNECTIONS >200KVA&<500KVA | 531020 | Eng & Tech Services | -8.5734 | Connections | Labour | ENDirect | Labour | SCS | 106 | LV CONNECTIONS >200KVA&<500KVA | 613251 | BR-OT PNS GB | 25.4686 | Connections | Labour | ENDirect | Labour | SCS | 106 | LV CONNECTIONS >200KVA&<500KVA | 531200 | Construct'n Services | 98.698 | Connections | Contracts | ENDirect | Contracts | SCS | 106 | LV CONNECTIONS >200KVA&<500KVA | 613280 | NS Design D/S N/T | 218.1036 | Connections | Labour | ENDirect | Labour | SCS
| 106 | LV CONNECTIONS >200KVA&<500KVA | 531035 | Engineer & Dsgn Serv | 204.5272 | Connections | Labour | ENDirect | Labour | SCS | 106 | LV CONNECTIONS >200KVA&<500KVA | 613260 | BR-NT PNS ZT | 3.4611 | Connections | Labour | ENDirect | Labour | SCS | 106 | LV CONNECTIONS >200KVA&<500KVA | 531201 | Contracts-Contestabl | 213.1264 | Connections | Contracts | ENDirect | Contracts | SCS | 106 | LV CONNECTIONS >200KVA&<500KVA | 613281 | NS Design D/S O/T | 8.263 | Connections | Labour | ENDirect | Labour | SCS
| 106 | LV CONNECTIONS >200KVA&<500KVA | 531200 | Construct'n Services | 288.9379 | Connections | Contracts | ENDirect | Contracts | SCS | 106 | LV CONNECTIONS >200KVA&<500KVA | 613280 | NS Design D/S N/T | 145.9084 | Connections | Labour | ENDirect | Labour | SCS | 106 | LV CONNECTIONS >200KVA&<500KVA | 531464 | NS: Civil Works CPS | 2262.9351 | Connections | Contracts | ENDirect | Contracts | SCS | 106 | LV CONNECTIONS >200KVA&<500KVA | 613290 | NS Tech/Proj Mger NT | 628.1343 | Connections | Labour | ENDirect | Labour | SCS
| 106 | LV CONNECTIONS >200KVA&<500KVA | 531201 | Contracts-Contestabl | 209.2926 | Connections | Contracts | ENDirect | Contracts | SCS | 106 | LV CONNECTIONS >200KVA&<500KVA | 613281 | NS Design D/S O/T | 0.87762 | Connections | Labour | ENDirect | Labour | SCS | 106 | LV CONNECTIONS >200KVA&<500KVA | 531465 | NS: Pole to Pit CPS | 14.1168 | Connections | Contracts | ENDirect | Contracts | SCS | 106 | LV CONNECTIONS >200KVA&<500KVA | 613291 | NS Tech/Proj Mger OT | 12.8855 | Connections | Labour | ENDirect | Labour | SCS
| 106 | LV CONNECTIONS >200KVA&<500KVA | 531211 | NS:Field SubCont-CPN | 5.6521 | Connections | Labour | ENDirect | Labour | SCS | 106 | LV CONNECTIONS >200KVA&<500KVA | 613290 | NS Tech/Proj Mger NT | 407.4063 | Connections | Labour | ENDirect | Labour | SCS | 106 | LV CONNECTIONS >200KVA&<500KVA | 531466 | NS:UR RP Pck Wks CPS | 421.0531 | Connections | Contracts | ENDirect | Contracts | SCS | 106 | LV CONNECTIONS >200KVA&<500KVA | 613298 | NS:Tech/ProjMgrN/TCP | 2.686 | Connections | Labour | ENDirect | Labour | SCS
| 106 | LV CONNECTIONS >200KVA&<500KVA | 531464 | NS: Civil Works CPS | 2774.9516 | Connections | Contracts | ENDirect | Contracts | SCS | 106 | LV CONNECTIONS >200KVA&<500KVA | 613291 | NS Tech/Proj Mger OT | 17.248 | Connections | Labour | ENDirect | Labour | SCS | 106 | LV CONNECTIONS >200KVA&<500KVA | 531467 | NS: Traffic Mgmt CPS | 491.8645 | Connections | Contracts | ENDirect | Contracts | SCS | 106 | LV CONNECTIONS >200KVA&<500KVA | 613310 | BR-NT PNS TS | 51.4546 | Connections | Labour | ENDirect | Labour | SCS
| 106 | LV CONNECTIONS >200KVA&<500KVA | 531466 | NS:UR RP Pck Wks CPS | 695.3797 | Connections | Contracts | ENDirect | Contracts | SCS | 106 | LV CONNECTIONS >200KVA&<500KVA | 613298 | NS:Tech/ProjMgrN/TCP | 228.2788 | Connections | Labour | ENDirect | Labour | SCS | 106 | LV CONNECTIONS >200KVA&<500KVA | 531468 | NS: Waste Disp CPS | 668.0107 | Connections | Contracts | ENDirect | Contracts | SCS | 106 | LV CONNECTIONS >200KVA&<500KVA | 613350 | NS:DesignSup D/S N/T | 5.9477 | Connections | Labour | ENDirect | Labour | SCS
| 106 | LV CONNECTIONS >200KVA&<500KVA | 531467 | NS: Traffic Mgmt CPS | 641.8575 | Connections | Contracts | ENDirect | Contracts | SCS | 106 | LV CONNECTIONS >200KVA&<500KVA | 613299 | NS:Tech/prjMgrO/T CP | 0.83765 | Connections | Labour | ENDirect | Labour | SCS | 106 | LV CONNECTIONS >200KVA&<500KVA | 531469 | NS: Other CPS | 4.492 | Connections | Labour | ENDirect | Labour | SCS | 106 | LV CONNECTIONS >200KVA&<500KVA | 613360 | NS:Draft/GIS D/S N/T | 80.3582 | Connections | Labour | ENDirect | Labour | SCS
| 106 | LV CONNECTIONS >200KVA&<500KVA | 531468 | NS: Waste Disp CPS | 623.733 | Connections | Contracts | ENDirect | Contracts | SCS | 106 | LV CONNECTIONS >200KVA&<500KVA | 613310 | BR-NT PNS TS | 62.3717 | Connections | Labour | ENDirect | Labour | SCS | 106 | LV CONNECTIONS >200KVA&<500KVA | 532050 | Consult Serv:Ded | 2.5699 | Connections | Contracts | ENDirect | Contracts | SCS | 106 | LV CONNECTIONS >200KVA&<500KVA | 613370 | NS:Survey D/S N/T | 18.5808 | Connections | Labour | ENDirect | Labour | SCS
| 106 | LV CONNECTIONS >200KVA&<500KVA | 531469 | NS: Other CPS | 1.2863 | Connections | Labour | ENDirect | Labour | SCS | 106 | LV CONNECTIONS >200KVA&<500KVA | 613311 | BR-OT PNS TS | 0.64888 | Connections | Labour | ENDirect | Labour | SCS | 106 | LV CONNECTIONS >200KVA&<500KVA | 532200 | Hire: Plant & Equip | 0.825 | Connections | Contracts | ENDirect | Contracts | SCS | 106 | LV CONNECTIONS >200KVA&<500KVA | 613371 | NS:Survey D/S O/T | 1.7911 | Connections | Labour | ENDirect | Labour | SCS
| 106 | LV CONNECTIONS >200KVA&<500KVA | 531472 | VBRC Contract Damper | 0.38704 | Connections | Contracts | ENDirect | Contracts | SCS | 106 | LV CONNECTIONS >200KVA&<500KVA | 613350 | NS:DesignSup D/S N/T | 15.4946 | Connections | Labour | ENDirect | Labour | SCS | 106 | LV CONNECTIONS >200KVA&<500KVA | 591997 | Proj Trf - OH/Mar | -51.9236 | Connections | Contracts | ENDirect | Contracts | SCS | 106 | LV CONNECTIONS >200KVA&<500KVA | 613400 | BR-NT RES CJ LW PO | 14.2157 | Connections | Labour | ENDirect | Labour | SCS
| 106 | LV CONNECTIONS >200KVA&<500KVA | 531473 | VBRC Contract Sites | 0.77256 | Connections | Contracts | ENDirect | Contracts | SCS | 106 | LV CONNECTIONS >200KVA&<500KVA | 613360 | NS:Draft/GIS D/S N/T | 228.8279 | Connections | Labour | ENDirect | Labour | SCS | 106 | LV CONNECTIONS >200KVA&<500KVA | 591998 | Proj. Tsf Direct Tax | -148.3535 | Connections | Contracts | ENDirect | Contracts | SCS | 106 | LV CONNECTIONS >200KVA&<500KVA | 613401 | BR-OT RES CJ LW PO | 1.299 | Connections | Labour | ENDirect | Labour | SCS
| 106 | LV CONNECTIONS >200KVA&<500KVA | 531475 | NS:FieldPackagedWk-P | 16.2421 | Connections | Contracts | ENDirect | Contracts | SCS | 106 | LV CONNECTIONS >200KVA&<500KVA | 613361 | NS:Draft/GIS D/S O/T | 1.8784 | Connections | Labour | ENDirect | Labour | SCS | 106 | LV CONNECTIONS >200KVA&<500KVA | 591999 | Proj Trf - Dir Costs | -235.0304 | Connections | Contracts | ENDirect | Contracts | SCS | 106 | LV CONNECTIONS >200KVA&<500KVA | 613410 | BR-NT RES GB | 25.2681 | Connections | Labour | ENDirect | Labour | SCS
| 106 | LV CONNECTIONS >200KVA&<500KVA | 531480 | NS:Asset Solution De | 0.98749 | Connections | Labour | ENDirect | Labour | SCS | 106 | LV CONNECTIONS >200KVA&<500KVA | 613366 | NS:NP:PrjConNT | 5.7369 | Connections | Labour | ENDirect | Labour | SCS | 106 | LV CONNECTIONS >200KVA&<500KVA | 611900 | Stores Recovery Dist | 41.911 | Connections | Contracts | ENDirect | Contracts | SCS | 106 | LV CONNECTIONS >200KVA&<500KVA | 613420 | BR-NT RES TS | 0.84541 | Connections | Labour | ENDirect | Labour | SCS
| 106 | LV CONNECTIONS >200KVA&<500KVA | 531485 | NS:CivilContract-PCN | -25.2602 | Connections | Contracts | ENDirect | Contracts | SCS | 106 | LV CONNECTIONS >200KVA&<500KVA | 613370 | NS:Survey D/S N/T | 4.4052 | Connections | Labour | ENDirect | Labour | SCS | 106 | LV CONNECTIONS >200KVA&<500KVA | 611901 | Stores Rec Local | -29.7478 | Connections | Contracts | ENDirect | Contracts | SCS | 106 | LV CONNECTIONS >200KVA&<500KVA | 613421 | BR-OT RES TS | 1.1437 | Connections | Labour | ENDirect | Labour | SCS
| 106 | LV CONNECTIONS >200KVA&<500KVA | 531492 | NS: Civ Contracts CP | 1.7858 | Connections | Contracts | ENDirect | Contracts | SCS | 106 | LV CONNECTIONS >200KVA&<500KVA | 613371 | NS:Survey D/S O/T | 2.1652 | Connections | Labour | ENDirect | Labour | SCS | 106 | LV CONNECTIONS >200KVA&<500KVA | 611902 | Purchase OrderOncost | 41.2274 | Connections | Contracts | ENDirect | Contracts | SCS | 106 | LV CONNECTIONS >200KVA&<500KVA | 613434 | SC Design/Drafter NT | 58.0718 | Connections | Labour | ENDirect | Labour | SCS
| 106 | LV CONNECTIONS >200KVA&<500KVA | 531495 | NS:Field Pack Wk CPN | 71.8166 | Connections | Contracts | ENDirect | Contracts | SCS | 106 | LV CONNECTIONS >200KVA&<500KVA | 613400 | BR-NT RES CJ LW PO | 37.4732 | Connections | Labour | ENDirect | Labour | SCS | 106 | LV CONNECTIONS >200KVA&<500KVA | 612210 | Network N/T | 18.4376 | Connections | Labour | ENDirect | Labour | SCS | 106 | LV CONNECTIONS >200KVA&<500KVA | 613440 | SC Design/Draftin NT | 25.3264 | Connections | Labour | ENDirect | Labour | SCS
| 106 | LV CONNECTIONS >200KVA&<500KVA | 532050 | Consult Serv:Ded | 6.7016 | Connections | Contracts | ENDirect | Contracts | SCS | 106 | LV CONNECTIONS >200KVA&<500KVA | 613401 | BR-OT RES CJ LW PO | 28.7299 | Connections | Labour | ENDirect | Labour | SCS | 106 | LV CONNECTIONS >200KVA&<500KVA | 612212 | Netw Des OT-TRDS | -0.02139 | Connections | Labour | ENDirect | Labour | SCS | 106 | LV CONNECTIONS >200KVA&<500KVA | 613441 | SC Design/Draftin OT | 3.0223 | Connections | Labour | ENDirect | Labour | SCS
| 106 | LV CONNECTIONS >200KVA&<500KVA | 532060 | Consult Serv:Non Ded | 0.237 | Connections | Contracts | ENDirect | Contracts | SCS | 106 | LV CONNECTIONS >200KVA&<500KVA | 613410 | BR-NT RES GB | 42.7983 | Connections | Labour | ENDirect | Labour | SCS | 106 | LV CONNECTIONS >200KVA&<500KVA | 613240 | BR-NT PNS LW | 32.9204 | Connections | Labour | ENDirect | Labour | SCS | 106 | LV CONNECTIONS >200KVA&<500KVA | 613450 | SC Senior Des Eng NT | 54.9241 | Connections | Labour | ENDirect | Labour | SCS
| 106 | LV CONNECTIONS >200KVA&<500KVA | 532200 | Hire: Plant & Equip | 26 | Connections | Contracts | ENDirect | Contracts | SCS | 106 | LV CONNECTIONS >200KVA&<500KVA | 613411 | BR-OT RES GB | 33.3175 | Connections | Labour | ENDirect | Labour | SCS | 106 | LV CONNECTIONS >200KVA&<500KVA | 613241 | BR-OT PNS LW | 6.3686 | Connections | Labour | ENDirect | Labour | SCS | 106 | LV CONNECTIONS >200KVA&<500KVA | 613460 | BR-NT RES FT ZT | 19.5745 | Connections | Labour | ENDirect | Labour | SCS
| 106 | LV CONNECTIONS >200KVA&<500KVA | 533000 | IT Prof Services | 2.36 | Connections | Contracts | ENDirect | Contracts | SCS | 106 | LV CONNECTIONS >200KVA&<500KVA | 613434 | SC Design/Drafter NT | 83.2681 | Connections | Labour | ENDirect | Labour | SCS | 106 | LV CONNECTIONS >200KVA&<500KVA | 613250 | BR-NT PNS GB | 76.8163 | Connections | Labour | ENDirect | Labour | SCS | 106 | LV CONNECTIONS >200KVA&<500KVA | 613461 | BR-OT RES FT ZT | 2.1676 | Connections | Labour | ENDirect | Labour | SCS
| 106 | LV CONNECTIONS >200KVA&<500KVA | 591997 | Proj Trf - OH/Mar | -110.988 | Connections | Contracts | ENDirect | Contracts | SCS | 106 | LV CONNECTIONS >200KVA&<500KVA | 613440 | SC Design/Draftin NT | 22.8116 | Connections | Labour | ENDirect | Labour | SCS | 106 | LV CONNECTIONS >200KVA&<500KVA | 613251 | BR-OT PNS GB | 15.2631 | Connections | Labour | ENDirect | Labour | SCS | 106 | LV CONNECTIONS >200KVA&<500KVA | 613566 | BR-NT PNS A2 | 37.428 | Connections | Labour | ENDirect | Labour | SCS
| 106 | LV CONNECTIONS >200KVA&<500KVA | 591998 | Proj. Tsf Direct Tax | -109.9114 | Connections | Contracts | ENDirect | Contracts | SCS | 106 | LV CONNECTIONS >200KVA&<500KVA | 613441 | SC Design/Draftin OT | 1.9597 | Connections | Labour | ENDirect | Labour | SCS | 106 | LV CONNECTIONS >200KVA&<500KVA | 613260 | BR-NT PNS ZT | 4.4186 | Connections | Labour | ENDirect | Labour | SCS | 106 | LV CONNECTIONS >200KVA&<500KVA | 613567 | BR-OT PNS A2 | 4.0141 | Connections | Labour | ENDirect | Labour | SCS
| 106 | LV CONNECTIONS >200KVA&<500KVA | 591999 | Proj Trf - Dir Costs | -450.2436 | Connections | Contracts | ENDirect | Contracts | SCS | 106 | LV CONNECTIONS >200KVA&<500KVA | 613448 | SC Senior Des/Sur NT | 105.5288 | Connections | Labour | ENDirect | Labour | SCS | 106 | LV CONNECTIONS >200KVA&<500KVA | 613280 | NS Design D/S N/T | 190.005 | Connections | Labour | ENDirect | Labour | SCS | 106 | LV CONNECTIONS >200KVA&<500KVA | 613570 | BR-NT PNS CJ | 12.822 | Connections | Labour | ENDirect | Labour | SCS
| 106 | LV CONNECTIONS >200KVA&<500KVA | 611900 | Stores Recovery Dist | 51.179 | Connections | Contracts | ENDirect | Contracts | SCS | 106 | LV CONNECTIONS >200KVA&<500KVA | 613449 | SC Senior Des/Sur OT | 2.5983 | Connections | Labour | ENDirect | Labour | SCS | 106 | LV CONNECTIONS >200KVA&<500KVA | 613281 | NS Design D/S O/T | 21.915 | Connections | Labour | ENDirect | Labour | SCS | 106 | LV CONNECTIONS >200KVA&<500KVA | 613571 | BR-OT PNS CJ | 3.5459 | Connections | Labour | ENDirect | Labour | SCS
| 106 | LV CONNECTIONS >200KVA&<500KVA | 611901 | Stores Rec Local | 117.0143 | Connections | Contracts | ENDirect | Contracts | SCS | 106 | LV CONNECTIONS >200KVA&<500KVA | 613566 | BR-NT PNS A2 | 50.8383 | Connections | Labour | ENDirect | Labour | SCS | 106 | LV CONNECTIONS >200KVA&<500KVA | 613290 | NS Tech/Proj Mger NT | 605.0132 | Connections | Labour | ENDirect | Labour | SCS | 106 | LV CONNECTIONS >200KVA&<500KVA | 613574 | BR-NT PNS CT | 144.5406 | Connections | Labour | ENDirect | Labour | SCS
| 106 | LV CONNECTIONS >200KVA&<500KVA | 611902 | Purchase OrderOncost | 34.4405 | Connections | Contracts | ENDirect | Contracts | SCS | 106 | LV CONNECTIONS >200KVA&<500KVA | 613567 | BR-OT PNS A2 | 13.4699 | Connections | Labour | ENDirect | Labour | SCS | 106 | LV CONNECTIONS >200KVA&<500KVA | 613291 | NS Tech/Proj Mger OT | 6.4713 | Connections | Labour | ENDirect | Labour | SCS | 106 | LV CONNECTIONS >200KVA&<500KVA | 613575 | BR-OT PNS CT | 5.2068 | Connections | Labour | ENDirect | Labour | SCS
| 106 | LV CONNECTIONS >200KVA&<500KVA | 612210 | Network N/T | 39.7758 | Connections | Labour | ENDirect | Labour | SCS | 106 | LV CONNECTIONS >200KVA&<500KVA | 613570 | BR-NT PNS CJ | 9.3046 | Connections | Labour | ENDirect | Labour | SCS | 106 | LV CONNECTIONS >200KVA&<500KVA | 613298 | NS:Tech/ProjMgrN/TCP | -0.80818 | Connections | Labour | ENDirect | Labour | SCS | 106 | LV CONNECTIONS >200KVA&<500KVA | 613576 | BR-NT PNS FT | 71.0532 | Connections | Labour | ENDirect | Labour | SCS
| 106 | LV CONNECTIONS >200KVA&<500KVA | 612211 | Netw Des NT-TRDS | 0.58402 | Connections | Labour | ENDirect | Labour | SCS | 106 | LV CONNECTIONS >200KVA&<500KVA | 613571 | BR-OT PNS CJ | 3.0826 | Connections | Labour | ENDirect | Labour | SCS | 106 | LV CONNECTIONS >200KVA&<500KVA | 613310 | BR-NT PNS TS | 46.1053 | Connections | Labour | ENDirect | Labour | SCS | 106 | LV CONNECTIONS >200KVA&<500KVA | 613577 | BR-OT PNS FT | 8.2536 | Connections | Labour | ENDirect | Labour | SCS
| 106 | LV CONNECTIONS >200KVA&<500KVA | 612221 | EN Vector Time Conf | 1.2909 | Connections | Labour | ENDirect | Labour | SCS | 106 | LV CONNECTIONS >200KVA&<500KVA | 613574 | BR-NT PNS CT | 184.3984 | Connections | Labour | ENDirect | Labour | SCS | 106 | LV CONNECTIONS >200KVA&<500KVA | 613350 | NS:DesignSup D/S N/T | 10.3223 | Connections | Labour | ENDirect | Labour | SCS | 106 | LV CONNECTIONS >200KVA&<500KVA | 613602 | BR-NT PNS TA (ZT) | 11.2741 | Connections | Labour | ENDirect | Labour | SCS
| 106 | LV CONNECTIONS >200KVA&<500KVA | 612460 | CP Labour Trf Capex | 17.0897 | Connections | Labour | ENDirect | Labour | SCS | 106 | LV CONNECTIONS >200KVA&<500KVA | 613575 | BR-OT PNS CT | 4.1366 | Connections | Labour | ENDirect | Labour | SCS | 106 | LV CONNECTIONS >200KVA&<500KVA | 613351 | NS:DesignSup D/S O/T | 0.0711 | Connections | Labour | ENDirect | Labour | SCS | 106 | LV CONNECTIONS >200KVA&<500KVA | 613630 | Senior Design NT | 48.7176 | Connections | Labour | ENDirect | Labour | SCS
| 106 | LV CONNECTIONS >200KVA&<500KVA | 613240 | BR-NT PNS LW | 2.8602 | Connections | Labour | ENDirect | Labour | SCS | 106 | LV CONNECTIONS >200KVA&<500KVA | 613576 | BR-NT PNS FT | 1.2819 | Connections | Labour | ENDirect | Labour | SCS | 106 | LV CONNECTIONS >200KVA&<500KVA | 613360 | NS:Draft/GIS D/S N/T | 146.2885 | Connections | Labour | ENDirect | Labour | SCS | 106 | LV CONNECTIONS >200KVA&<500KVA | 613680 | NS:Engineer D/S N/T | 57.838 | Connections | Labour | ENDirect | Labour | SCS
| 106 | LV CONNECTIONS >200KVA&<500KVA | 613241 | BR-OT PNS LW | 1.0102 | Connections | Labour | ENDirect | Labour | SCS | 106 | LV CONNECTIONS >200KVA&<500KVA | 613577 | BR-OT PNS FT | 0.9114 | Connections | Labour | ENDirect | Labour | SCS | 106 | LV CONNECTIONS >200KVA&<500KVA | 613361 | NS:Draft/GIS D/S O/T | 3.2157 | Connections | Labour | ENDirect | Labour | SCS | 106 | LV CONNECTIONS >200KVA&<500KVA | 614115 | Cust Res NT | 30.841 | Connections | Labour | ENDirect | Labour | SCS
| 106 | LV CONNECTIONS >200KVA&<500KVA | 613248 | NS:GenLinewrk N/T CP | 76.1661 | Connections | Labour | ENDirect | Labour | SCS | 106 | LV CONNECTIONS >200KVA&<500KVA | 613602 | BR-NT PNS TA (ZT) | 1.7947 | Connections | Labour | ENDirect | Labour | SCS | 106 | LV CONNECTIONS >200KVA&<500KVA | 613370 | NS:Survey D/S N/T | 23.9668 | Connections | Labour | ENDirect | Labour | SCS | 106 | LV CONNECTIONS >200KVA&<500KVA | 634001 | Locl O/Hs to Capital | 593.7785 | Connections | Local OH | OH | Excl | SCS
| 106 | LV CONNECTIONS >200KVA&<500KVA | 613249 | NS:GenLinewrk O/T CP | 6.2681 | Connections | Labour | ENDirect | Labour | SCS | 106 | LV CONNECTIONS >200KVA&<500KVA | 613630 | Senior Design NT | 7.3305 | Connections | Labour | ENDirect | Labour | SCS | 106 | LV CONNECTIONS >200KVA&<500KVA | 613371 | NS:Survey D/S O/T | 2.5842 | Connections | Labour | ENDirect | Labour | SCS | 106 | LV CONNECTIONS >200KVA&<500KVA | 635001 | EN NS Margin | 458.061 | Connections | PNS MG | ENDirect | Excl | SCS
| 106 | LV CONNECTIONS >200KVA&<500KVA | 613250 | BR-NT PNS GB | 3.3285 | Connections | Labour | ENDirect | Labour | SCS | 106 | LV CONNECTIONS >200KVA&<500KVA | 613680 | NS:Engineer D/S N/T | 72.4051 | Connections | Labour | ENDirect | Labour | SCS | 106 | LV CONNECTIONS >200KVA&<500KVA | 613400 | BR-NT RES CJ LW PO | 64.3016 | Connections | Labour | ENDirect | Labour | SCS | 106 | LV CONNECTIONS >200KVA&<500KVA | 636001 | System Control O/H | 397.1966 | Connections | System Control OH | OH | Excl | SCS
| 106 | LV CONNECTIONS >200KVA&<500KVA | 613258 | NS:LiveLinw-GenN/TCP | 35.9611 | Connections | Labour | ENDirect | Labour | SCS | 106 | LV CONNECTIONS >200KVA&<500KVA | 613681 | NS:Engineer D/S O/T | 1.405 | Connections | Labour | ENDirect | Labour | SCS | 106 | LV CONNECTIONS >200KVA&<500KVA | 613401 | BR-OT RES CJ LW PO | 3.2994 | Connections | Labour | ENDirect | Labour | SCS | 106 | LV CONNECTIONS >200KVA&<500KVA | 636105 | CSG Margin | 2.4314 | Connections | CSG MG | ENDirect | Excl | SCS
| 106 | LV CONNECTIONS >200KVA&<500KVA | 613259 | NS:LiveLinwGenO/T CP | 1.6643 | Connections | Labour | ENDirect | Labour | SCS | 106 | LV CONNECTIONS >200KVA&<500KVA | 613962 | 325kVA Gen. - Daily | 0.44692 | Connections | Contracts | ENDirect | Contracts | SCS | 106 | LV CONNECTIONS >200KVA&<500KVA | 613410 | BR-NT RES GB | 58.6344 | Connections | Labour | ENDirect | Labour | SCS | 106 | LV CONNECTIONS >200KVA&<500KVA | 639000 | Network Service Corp | 391.9787 | Connections | PNS Corporate OH | OH | Excl | SCS
| 106 | LV CONNECTIONS >200KVA&<500KVA | 613268 | NS: Fitter N/T CP | 19.4221 | Connections | Labour | ENDirect | Labour | SCS | 106 | LV CONNECTIONS >200KVA&<500KVA | 614115 | Cust Res NT | 7.0702 | Connections | Labour | ENDirect | Labour | SCS | 106 | LV CONNECTIONS >200KVA&<500KVA | 613411 | BR-OT RES GB | 3.8158 | Connections | Labour | ENDirect | Labour | SCS | 106 | LV CONNECTIONS >200KVA&<500KVA | 639050 | NS: Fleet&Prop O/Hs | 98.8692 | Connections | PNS Fleet & Property OH | OH | Excl | SCS
| 106 | LV CONNECTIONS >200KVA&<500KVA | 613269 | NS: Fitter O/T CP | 0.3489 | Connections | Labour | ENDirect | Labour | SCS | 106 | LV CONNECTIONS >200KVA&<500KVA | 615375 | IT Billable | 0.6 | Connections | Labour | ENDirect | Labour | SCS | 106 | LV CONNECTIONS >200KVA&<500KVA | 613420 | BR-NT RES TS | 6.5124 | Connections | Labour | ENDirect | Labour | SCS | 107 | HV CONNECTIONS | 503240 | Employee Ent: FBT | 0.035 | Connections | Contracts | ENDirect | Contracts | SCS
| 106 | LV CONNECTIONS >200KVA&<500KVA | 613270 | NSConstruct Co-or NT | 0.13999 | Connections | Labour | ENDirect | Labour | SCS | 106 | LV CONNECTIONS >200KVA&<500KVA | 634001 | Locl O/Hs to Capital | 661.2593 | Connections | Local OH | OH | Excl | SCS | 106 | LV CONNECTIONS >200KVA&<500KVA | 613434 | SC Design/Drafter NT | 90.2778 | Connections | Labour | ENDirect | Labour | SCS | 107 | HV CONNECTIONS | 503250 | Non Employee Ent | 0.1368 | Connections | Contracts | ENDirect | Contracts | SCS
| 106 | LV CONNECTIONS >200KVA&<500KVA | 613278 | NS: ConstCo-ordN/TCP | 105.5701 | Connections | Labour | ENDirect | Labour | SCS | 106 | LV CONNECTIONS >200KVA&<500KVA | 635001 | EN NS Margin | 354.6771 | Connections | PNS MG | ENDirect | Excl | SCS | 106 | LV CONNECTIONS >200KVA&<500KVA | 613440 | SC Design/Draftin NT | 10.5288 | Connections | Labour | ENDirect | Labour | SCS | 107 | HV CONNECTIONS | 520100 | M & S-Distribution | 183.9104 | Connections | Materials | ENDirect | Materials | SCS
| 106 | LV CONNECTIONS >200KVA&<500KVA | 613279 | NS:ConstCo-ordO/T CP | 7.4195 | Connections | Labour | ENDirect | Labour | SCS | 106 | LV CONNECTIONS >200KVA&<500KVA | 636001 | System Control O/H | 194.211 | Connections | System Control OH | OH | Excl | SCS | 106 | LV CONNECTIONS >200KVA&<500KVA | 613441 | SC Design/Draftin OT | 2.1967 | Connections | Labour | ENDirect | Labour | SCS | 107 | HV CONNECTIONS | 520200 | M & S-Transmission | 0.70651 | Connections | Materials | ENDirect | Materials | SCS
| 106 | LV CONNECTIONS >200KVA&<500KVA | 613280 | NS Design D/S N/T | 282.6661 | Connections | Labour | ENDirect | Labour | SCS | 106 | LV CONNECTIONS >200KVA&<500KVA | 636105 | CSG Margin | 0.74239 | Connections | CSG MG | ENDirect | Excl | SCS | 106 | LV CONNECTIONS >200KVA&<500KVA | 613448 | SC Senior Des/Sur NT | 31.1658 | Connections | Labour | ENDirect | Labour | SCS | 107 | HV CONNECTIONS | 523100 | M & S-Admin & Gen | 1.0607 | Connections | Materials | ENDirect | Materials | SCS
| 106 | LV CONNECTIONS >200KVA&<500KVA | 613281 | NS Design D/S O/T | 25.4077 | Connections | Labour | ENDirect | Labour | SCS | 106 | LV CONNECTIONS >200KVA&<500KVA | 639000 | Network Service Corp | 514.7533 | Connections | PNS Corporate OH | OH | Excl | SCS | 106 | LV CONNECTIONS >200KVA&<500KVA | 613449 | SC Senior Des/Sur OT | 2.5095 | Connections | Labour | ENDirect | Labour | SCS | 107 | HV CONNECTIONS | 531000 | Maintenance Services | 0.80203 | Connections | Contracts | ENDirect | Contracts | SCS
| 106 | LV CONNECTIONS >200KVA&<500KVA | 613290 | NS Tech/Proj Mger NT | 4.4886 | Connections | Labour | ENDirect | Labour | SCS | 106 | LV CONNECTIONS >200KVA&<500KVA | 639050 | NS: Fleet&Prop O/Hs | 73.9211 | Connections | PNS Fleet & Property OH | OH | Excl | SCS | 106 | LV CONNECTIONS >200KVA&<500KVA | 613450 | SC Senior Des Eng NT | 70.3939 | Connections | Labour | ENDirect | Labour | SCS | 107 | HV CONNECTIONS | 531464 | NS: Civil Works CPS | 7.8308 | Connections | Contracts | ENDirect | Contracts | SCS
| 106 | LV CONNECTIONS >200KVA&<500KVA | 613298 | NS:Tech/ProjMgrN/TCP | 933.0359 | Connections | Labour | ENDirect | Labour | SCS | 107 | HV CONNECTIONS | 503281 | Car Pk:Non-PermNoFBT | 0.06873 | Connections | Contracts | ENDirect | Contracts | SCS | 106 | LV CONNECTIONS >200KVA&<500KVA | 613460 | BR-NT RES FT ZT | 0.27616 | Connections | Labour | ENDirect | Labour | SCS | 107 | HV CONNECTIONS | 531466 | NS:UR RP Pck Wks CPS | 3.8115 | Connections | Contracts | ENDirect | Contracts | SCS
| 106 | LV CONNECTIONS >200KVA&<500KVA | 613299 | NS:Tech/prjMgrO/T CP | 1.5585 | Connections | Labour | ENDirect | Labour | SCS | 107 | HV CONNECTIONS | 520100 | M & S-Distribution | 339.6104 | Connections | Materials | ENDirect | Materials | SCS | 106 | LV CONNECTIONS >200KVA&<500KVA | 613566 | BR-NT PNS A2 | 34.3661 | Connections | Labour | ENDirect | Labour | SCS | 107 | HV CONNECTIONS | 531467 | NS: Traffic Mgmt CPS | 25.0984 | Connections | Contracts | ENDirect | Contracts | SCS
| 106 | LV CONNECTIONS >200KVA&<500KVA | 613310 | BR-NT PNS TS | 38.6274 | Connections | Labour | ENDirect | Labour | SCS | 107 | HV CONNECTIONS | 520200 | M & S-Transmission | 45.6831 | Connections | Materials | ENDirect | Materials | SCS | 106 | LV CONNECTIONS >200KVA&<500KVA | 613567 | BR-OT PNS A2 | 4.8762 | Connections | Labour | ENDirect | Labour | SCS | 107 | HV CONNECTIONS | 531468 | NS: Waste Disp CPS | 690.024 | Connections | Contracts | ENDirect | Contracts | SCS
| 106 | LV CONNECTIONS >200KVA&<500KVA | 613318 | NS: Tester N/T CP | 96.6001 | Connections | Labour | ENDirect | Labour | SCS | 107 | HV CONNECTIONS | 523100 | M & S-Admin & Gen | 3.5064 | Connections | Materials | ENDirect | Materials | SCS | 106 | LV CONNECTIONS >200KVA&<500KVA | 613570 | BR-NT PNS CJ | 8.0277 | Connections | Labour | ENDirect | Labour | SCS | 107 | HV CONNECTIONS | 531469 | NS: Other CPS | 15.939 | Connections | Labour | ENDirect | Labour | SCS
| 106 | LV CONNECTIONS >200KVA&<500KVA | 613319 | NS:Tester O/T CP | 14.294 | Connections | Labour | ENDirect | Labour | SCS | 107 | HV CONNECTIONS | 523300 | Cap Purch -Equipment | 0.2772 | Connections | Materials | ENDirect | Materials | SCS | 106 | LV CONNECTIONS >200KVA&<500KVA | 613574 | BR-NT PNS CT | 143.6437 | Connections | Labour | ENDirect | Labour | SCS | 107 | HV CONNECTIONS | 532050 | Consult Serv:Ded | 9.105 | Connections | Contracts | ENDirect | Contracts | SCS
| 106 | LV CONNECTIONS >200KVA&<500KVA | 613350 | NS:DesignSup D/S N/T | 32.1765 | Connections | Labour | ENDirect | Labour | SCS | 107 | HV CONNECTIONS | 531000 | Maintenance Services | 0.019 | Connections | Contracts | ENDirect | Contracts | SCS | 106 | LV CONNECTIONS >200KVA&<500KVA | 613575 | BR-OT PNS CT | 2.1349 | Connections | Labour | ENDirect | Labour | SCS | 107 | HV CONNECTIONS | 532140 | Tech Services | 4.541 | Connections | Contracts | ENDirect | Contracts | SCS
| 106 | LV CONNECTIONS >200KVA&<500KVA | 613360 | NS:Draft/GIS D/S N/T | 205.8702 | Connections | Labour | ENDirect | Labour | SCS | 107 | HV CONNECTIONS | 531020 | Eng & Tech Services | 0.7 | Connections | Labour | ENDirect | Labour | SCS | 106 | LV CONNECTIONS >200KVA&<500KVA | 613576 | BR-NT PNS FT | 98.5891 | Connections | Labour | ENDirect | Labour | SCS | 107 | HV CONNECTIONS | 532200 | Hire: Plant & Equip | 2.2285 | Connections | Contracts | ENDirect | Contracts | SCS
| 106 | LV CONNECTIONS >200KVA&<500KVA | 613361 | NS:Draft/GIS D/S O/T | 7.3396 | Connections | Labour | ENDirect | Labour | SCS | 107 | HV CONNECTIONS | 531035 | Engineer & Dsgn Serv | 9.934 | Connections | Labour | ENDirect | Labour | SCS | 106 | LV CONNECTIONS >200KVA&<500KVA | 613577 | BR-OT PNS FT | 5.5895 | Connections | Labour | ENDirect | Labour | SCS | 107 | HV CONNECTIONS | 545150 | Misc Admin Exps | 0.48485 | Connections | Contracts | ENDirect | Contracts | SCS
| 106 | LV CONNECTIONS >200KVA&<500KVA | 613370 | NS:Survey D/S N/T | 3.4003 | Connections | Labour | ENDirect | Labour | SCS | 107 | HV CONNECTIONS | 531200 | Construct'n Services | 77.6733 | Connections | Contracts | ENDirect | Contracts | SCS | 106 | LV CONNECTIONS >200KVA&<500KVA | 613602 | BR-NT PNS TA (ZT) | 9.6656 | Connections | Labour | ENDirect | Labour | SCS | 107 | HV CONNECTIONS | 611900 | Stores Recovery Dist | 1.9596 | Connections | Contracts | ENDirect | Contracts | SCS
| 106 | LV CONNECTIONS >200KVA&<500KVA | 613400 | BR-NT RES CJ LW PO | 3.8947 | Connections | Labour | ENDirect | Labour | SCS | 107 | HV CONNECTIONS | 531201 | Contracts-Contestabl | 3.99 | Connections | Contracts | ENDirect | Contracts | SCS | 106 | LV CONNECTIONS >200KVA&<500KVA | 613603 | BR-OT PNS TA (ZT) | 0.1597 | Connections | Labour | ENDirect | Labour | SCS | 107 | HV CONNECTIONS | 611901 | Stores Rec Local | 1.4809 | Connections | Contracts | ENDirect | Contracts | SCS
| 106 | LV CONNECTIONS >200KVA&<500KVA | 613401 | BR-OT RES CJ LW PO | 1.0345 | Connections | Labour | ENDirect | Labour | SCS | 107 | HV CONNECTIONS | 531464 | NS: Civil Works CPS | 1769.6476 | Connections | Contracts | ENDirect | Contracts | SCS | 106 | LV CONNECTIONS >200KVA&<500KVA | 613630 | Senior Design NT | 26.4966 | Connections | Labour | ENDirect | Labour | SCS | 107 | HV CONNECTIONS | 611902 | Purchase OrderOncost | 4.7351 | Connections | Contracts | ENDirect | Contracts | SCS
| 106 | LV CONNECTIONS >200KVA&<500KVA | 613408 | SC Gen Line CP NT | 72.4783 | Connections | Labour | ENDirect | Labour | SCS | 107 | HV CONNECTIONS | 531466 | NS:UR RP Pck Wks CPS | 29.2375 | Connections | Contracts | ENDirect | Contracts | SCS | 106 | LV CONNECTIONS >200KVA&<500KVA | 613680 | NS:Engineer D/S N/T | 65.2893 | Connections | Labour | ENDirect | Labour | SCS | 107 | HV CONNECTIONS | 612210 | Network N/T | 8.3567 | Connections | Labour | ENDirect | Labour | SCS
| 106 | LV CONNECTIONS >200KVA&<500KVA | 613409 | SC Gen Line CP OT | 26.0338 | Connections | Labour | ENDirect | Labour | SCS | 107 | HV CONNECTIONS | 531467 | NS: Traffic Mgmt CPS | 401.0909 | Connections | Contracts | ENDirect | Contracts | SCS | 106 | LV CONNECTIONS >200KVA&<500KVA | 613681 | NS:Engineer D/S O/T | 0.63427 | Connections | Labour | ENDirect | Labour | SCS | 107 | HV CONNECTIONS | 613240 | BR-NT PNS LW | 3.9024 | Connections | Labour | ENDirect | Labour | SCS
| 106 | LV CONNECTIONS >200KVA&<500KVA | 613410 | BR-NT RES GB | 7.1896 | Connections | Labour | ENDirect | Labour | SCS | 107 | HV CONNECTIONS | 531468 | NS: Waste Disp CPS | 413.6962 | Connections | Contracts | ENDirect | Contracts | SCS | 106 | LV CONNECTIONS >200KVA&<500KVA | 614115 | Cust Res NT | 17.0622 | Connections | Labour | ENDirect | Labour | SCS | 107 | HV CONNECTIONS | 613241 | BR-OT PNS LW | 2.5981 | Connections | Labour | ENDirect | Labour | SCS
| 106 | LV CONNECTIONS >200KVA&<500KVA | 613411 | BR-OT RES GB | 0.59913 | Connections | Labour | ENDirect | Labour | SCS | 107 | HV CONNECTIONS | 531469 | NS: Other CPS | 13.379 | Connections | Labour | ENDirect | Labour | SCS | 106 | LV CONNECTIONS >200KVA&<500KVA | 634001 | Locl O/Hs to Capital | 574.9448 | Connections | Local OH | OH | Excl | SCS | 107 | HV CONNECTIONS | 613250 | BR-NT PNS GB | 11.8683 | Connections | Labour | ENDirect | Labour | SCS
| 106 | LV CONNECTIONS >200KVA&<500KVA | 613418 | SC Live Line CP NT | 19.3719 | Connections | Labour | ENDirect | Labour | SCS | 107 | HV CONNECTIONS | 532050 | Consult Serv:Ded | 0.0463 | Connections | Contracts | ENDirect | Contracts | SCS | 106 | LV CONNECTIONS >200KVA&<500KVA | 635001 | EN NS Margin | 337.8172 | Connections | PNS MG | ENDirect | Excl | SCS | 107 | HV CONNECTIONS | 613251 | BR-OT PNS GB | 2.8221 | Connections | Labour | ENDirect | Labour | SCS
| 106 | LV CONNECTIONS >200KVA&<500KVA | 613419 | SC Live Line CP OT | 6.191 | Connections | Labour | ENDirect | Labour | SCS | 107 | HV CONNECTIONS | 545150 | Misc Admin Exps | 0.12505 | Connections | Contracts | ENDirect | Contracts | SCS | 106 | LV CONNECTIONS >200KVA&<500KVA | 636001 | System Control O/H | 278.7514 | Connections | System Control OH | OH | Excl | SCS | 107 | HV CONNECTIONS | 613260 | BR-NT PNS ZT | 12.7478 | Connections | Labour | ENDirect | Labour | SCS
| 106 | LV CONNECTIONS >200KVA&<500KVA | 613428 | SC Tester CP NT | 25.5409 | Connections | Labour | ENDirect | Labour | SCS | 107 | HV CONNECTIONS | 591997 | Proj Trf - EN OH | -0.54338 | Connections | Contracts | ENDirect | Contracts | SCS | 106 | LV CONNECTIONS >200KVA&<500KVA | 636105 | CSG Margin | 1.7912 | Connections | CSG MG | ENDirect | Excl | SCS | 107 | HV CONNECTIONS | 613280 | NS Design D/S N/T | 14.6023 | Connections | Labour | ENDirect | Labour | SCS
| 106 | LV CONNECTIONS >200KVA&<500KVA | 613429 | SC Tester CP OT | 0.37932 | Connections | Labour | ENDirect | Labour | SCS | 107 | HV CONNECTIONS | 591998 | Proj. Tsf Direct Tax | 10.0883 | Connections | Contracts | ENDirect | Contracts | SCS | 106 | LV CONNECTIONS >200KVA&<500KVA | 639000 | Network Service Corp | 383.7137 | Connections | PNS Corporate OH | OH | Excl | SCS | 107 | HV CONNECTIONS | 613290 | NS Tech/Proj Mger NT | 154.2435 | Connections | Labour | ENDirect | Labour | SCS
| 106 | LV CONNECTIONS >200KVA&<500KVA | 613438 | SC Construct CP NT | 2.7998 | Connections | Labour | ENDirect | Labour | SCS | 107 | HV CONNECTIONS | 591999 | Proj Tsf - EN Direct | -8.8369 | Connections | Contracts | ENDirect | Contracts | SCS | 106 | LV CONNECTIONS >200KVA&<500KVA | 639050 | NS: Fleet&Prop O/Hs | 48.5314 | Connections | PNS Fleet & Property OH | OH | Excl | SCS | 107 | HV CONNECTIONS | 613291 | NS Tech/Proj Mger OT | 0.08648 | Connections | Labour | ENDirect | Labour | SCS
| 106 | LV CONNECTIONS >200KVA&<500KVA | 613439 | SC Construct CP OT | 1.8199 | Connections | Labour | ENDirect | Labour | SCS | 107 | HV CONNECTIONS | 611900 | Stores Recovery Dist | 4.7383 | Connections | Contracts | ENDirect | Contracts | SCS | 107 | HV CONNECTIONS | 520100 | M & S-Distribution | 670.113 | Connections | Materials | ENDirect | Materials | SCS | 107 | HV CONNECTIONS | 613298 | NS:Tech/ProjMgrN/TCP | 2.686 | Connections | Labour | ENDirect | Labour | SCS
| 106 | LV CONNECTIONS >200KVA&<500KVA | 613566 | BR-NT PNS A2 | 5.1118 | Connections | Labour | ENDirect | Labour | SCS | 107 | HV CONNECTIONS | 611901 | Stores Rec Local | 17.1144 | Connections | Contracts | ENDirect | Contracts | SCS | 107 | HV CONNECTIONS | 520150 | M & S-Telecomm | 0.01265 | Connections | Materials | ENDirect | Materials | SCS | 107 | HV CONNECTIONS | 613310 | BR-NT PNS TS | 13.4497 | Connections | Labour | ENDirect | Labour | SCS
| 106 | LV CONNECTIONS >200KVA&<500KVA | 613567 | BR-OT PNS A2 | 0.36513 | Connections | Labour | ENDirect | Labour | SCS | 107 | HV CONNECTIONS | 611902 | Purchase OrderOncost | 18.4641 | Connections | Contracts | ENDirect | Contracts | SCS | 107 | HV CONNECTIONS | 520200 | M & S-Transmission | 3.2521 | Connections | Materials | ENDirect | Materials | SCS | 107 | HV CONNECTIONS | 613360 | NS:Draft/GIS D/S N/T | 2.2412 | Connections | Labour | ENDirect | Labour | SCS
| 106 | LV CONNECTIONS >200KVA&<500KVA | 613574 | BR-NT PNS CT | 5.8162 | Connections | Labour | ENDirect | Labour | SCS | 107 | HV CONNECTIONS | 612210 | Network N/T | 20.2642 | Connections | Labour | ENDirect | Labour | SCS | 107 | HV CONNECTIONS | 523100 | M & S-Admin & Gen | -19.0733 | Connections | Materials | ENDirect | Materials | SCS | 107 | HV CONNECTIONS | 613370 | NS:Survey D/S N/T | 6.1104 | Connections | Labour | ENDirect | Labour | SCS
| 106 | LV CONNECTIONS >200KVA&<500KVA | 613576 | BR-NT PNS FT | 3.6053 | Connections | Labour | ENDirect | Labour | SCS | 107 | HV CONNECTIONS | 613240 | BR-NT PNS LW | 11.9812 | Connections | Labour | ENDirect | Labour | SCS | 107 | HV CONNECTIONS | 523300 | Cap Purch -Equipment | 1.2142 | Connections | Materials | ENDirect | Materials | SCS | 107 | HV CONNECTIONS | 613371 | NS:Survey D/S O/T | 2.2789 | Connections | Labour | ENDirect | Labour | SCS
| 106 | LV CONNECTIONS >200KVA&<500KVA | 613577 | BR-OT PNS FT | 0.2326 | Connections | Labour | ENDirect | Labour | SCS | 107 | HV CONNECTIONS | 613250 | BR-NT PNS GB | 60.2737 | Connections | Labour | ENDirect | Labour | SCS | 107 | HV CONNECTIONS | 531000 | Maintenance Services | 0.17804 | Connections | Contracts | ENDirect | Contracts | SCS | 107 | HV CONNECTIONS | 613400 | BR-NT RES CJ LW PO | 3.3449 | Connections | Labour | ENDirect | Labour | SCS
| 106 | LV CONNECTIONS >200KVA&<500KVA | 613630 | Senior Design NT | 1.1096 | Connections | Labour | ENDirect | Labour | SCS | 107 | HV CONNECTIONS | 613251 | BR-OT PNS GB | 1.3615 | Connections | Labour | ENDirect | Labour | SCS | 107 | HV CONNECTIONS | 531020 | Eng & Tech Services | -0.7 | Connections | Labour | ENDirect | Labour | SCS | 107 | HV CONNECTIONS | 613401 | BR-OT RES CJ LW PO | 3.8971 | Connections | Labour | ENDirect | Labour | SCS
| 106 | LV CONNECTIONS >200KVA&<500KVA | 613680 | NS:Engineer D/S N/T | 108.7362 | Connections | Labour | ENDirect | Labour | SCS | 107 | HV CONNECTIONS | 613260 | BR-NT PNS ZT | 11.0243 | Connections | Labour | ENDirect | Labour | SCS | 107 | HV CONNECTIONS | 531200 | Construct'n Services | -9.75 | Connections | Contracts | ENDirect | Contracts | SCS | 107 | HV CONNECTIONS | 613410 | BR-NT RES GB | 3.6754 | Connections | Labour | ENDirect | Labour | SCS
| 106 | LV CONNECTIONS >200KVA&<500KVA | 613681 | NS:Engineer D/S O/T | 0.63391 | Connections | Labour | ENDirect | Labour | SCS | 107 | HV CONNECTIONS | 613280 | NS Design D/S N/T | 36.7395 | Connections | Labour | ENDirect | Labour | SCS | 107 | HV CONNECTIONS | 531464 | NS: Civil Works CPS | 840.7222 | Connections | Contracts | ENDirect | Contracts | SCS | 107 | HV CONNECTIONS | 613434 | SC Design/Drafter NT | 16.3151 | Connections | Labour | ENDirect | Labour | SCS
| 106 | LV CONNECTIONS >200KVA&<500KVA | 613964 | 500kVA Gen. - Daily | 0.52 | Connections | Contracts | ENDirect | Contracts | SCS | 107 | HV CONNECTIONS | 613281 | NS Design D/S O/T | 4.7226 | Connections | Labour | ENDirect | Labour | SCS | 107 | HV CONNECTIONS | 531466 | NS:UR RP Pck Wks CPS | 34.5249 | Connections | Contracts | ENDirect | Contracts | SCS | 107 | HV CONNECTIONS | 613440 | SC Design/Draftin NT | 3.4771 | Connections | Labour | ENDirect | Labour | SCS
| 106 | LV CONNECTIONS >200KVA&<500KVA | 633000 | Corp O/Hs to Capital | 1737.5165 | Connections | Contracts | OH | Contracts | SCS | 107 | HV CONNECTIONS | 613290 | NS Tech/Proj Mger NT | 21.7568 | Connections | Labour | ENDirect | Labour | SCS | 107 | HV CONNECTIONS | 531467 | NS: Traffic Mgmt CPS | 75.7886 | Connections | Contracts | ENDirect | Contracts | SCS | 107 | HV CONNECTIONS | 613441 | SC Design/Draftin OT | 0.23248 | Connections | Labour | ENDirect | Labour | SCS
| 106 | LV CONNECTIONS >200KVA&<500KVA | 634001 | Locl O/Hs to Capital | 701.694 | Connections | Local OH | OH | Excl | SCS | 107 | HV CONNECTIONS | 613298 | NS:Tech/ProjMgrN/TCP | 189.5591 | Connections | Labour | ENDirect | Labour | SCS | 107 | HV CONNECTIONS | 531468 | NS: Waste Disp CPS | 78.4647 | Connections | Contracts | ENDirect | Contracts | SCS | 107 | HV CONNECTIONS | 613450 | SC Senior Des Eng NT | 21.0045 | Connections | Labour | ENDirect | Labour | SCS
| 106 | LV CONNECTIONS >200KVA&<500KVA | 635001 | EN NS Margin | 403.4027 | Connections | PNS MG | ENDirect | Excl | SCS | 107 | HV CONNECTIONS | 613310 | BR-NT PNS TS | 47.3278 | Connections | Labour | ENDirect | Labour | SCS | 107 | HV CONNECTIONS | 531469 | NS: Other CPS | 46.438 | Connections | Labour | ENDirect | Labour | SCS | 107 | HV CONNECTIONS | 613460 | BR-NT RES FT ZT | 4.4582 | Connections | Labour | ENDirect | Labour | SCS
| 106 | LV CONNECTIONS >200KVA&<500KVA | 636001 | System Control O/H | 220.5237 | Connections | System Control OH | OH | Excl | SCS | 107 | HV CONNECTIONS | 613311 | BR-OT PNS TS | 4.1366 | Connections | Labour | ENDirect | Labour | SCS | 107 | HV CONNECTIONS | 532050 | Consult Serv:Ded | 54.8425 | Connections | Contracts | ENDirect | Contracts | SCS | 107 | HV CONNECTIONS | 613566 | BR-NT PNS A2 | 2.3356 | Connections | Labour | ENDirect | Labour | SCS
| 106 | LV CONNECTIONS >200KVA&<500KVA | 639000 | Network Service Corp | 443.6792 | Connections | PNS Corporate OH | OH | Excl | SCS | 107 | HV CONNECTIONS | 613360 | NS:Draft/GIS D/S N/T | 8.579 | Connections | Labour | ENDirect | Labour | SCS | 107 | HV CONNECTIONS | 591997 | Proj Trf - OH/Mar | -0.61454 | Connections | Contracts | ENDirect | Contracts | SCS | 107 | HV CONNECTIONS | 613570 | BR-NT PNS CJ | 3.0661 | Connections | Labour | ENDirect | Labour | SCS
| 106 | LV CONNECTIONS >200KVA&<500KVA | 639050 | NS: Fleet&Prop O/Hs | 54.2382 | Connections | PNS Fleet & Property OH | OH | Excl | SCS | 107 | HV CONNECTIONS | 613370 | NS:Survey D/S N/T | 37.1585 | Connections | Labour | ENDirect | Labour | SCS | 107 | HV CONNECTIONS | 591998 | Proj. Tsf Direct Tax | 0.3049 | Connections | Contracts | ENDirect | Contracts | SCS | 107 | HV CONNECTIONS | 613571 | BR-OT PNS CJ | 2.5169 | Connections | Labour | ENDirect | Labour | SCS
| 107 | HV CONNECTIONS | 503240 | Employee Ent: FBT | 0.02909 | Connections | Contracts | ENDirect | Contracts | SCS | 107 | HV CONNECTIONS | 613371 | NS:Survey D/S O/T | 1.2144 | Connections | Labour | ENDirect | Labour | SCS | 107 | HV CONNECTIONS | 591999 | Proj Trf - Dir Costs | -2.9103 | Connections | Contracts | ENDirect | Contracts | SCS | 107 | HV CONNECTIONS | 613574 | BR-NT PNS CT | 9.6837 | Connections | Labour | ENDirect | Labour | SCS
| 107 | HV CONNECTIONS | 520100 | M & S-Distribution | 105.7181 | Connections | Materials | ENDirect | Materials | SCS | 107 | HV CONNECTIONS | 613400 | BR-NT RES CJ LW PO | 13.3833 | Connections | Labour | ENDirect | Labour | SCS | 107 | HV CONNECTIONS | 611900 | Stores Recovery Dist | 0.47542 | Connections | Contracts | ENDirect | Contracts | SCS | 107 | HV CONNECTIONS | 613575 | BR-OT PNS CT | 0.54897 | Connections | Labour | ENDirect | Labour | SCS
| 107 | HV CONNECTIONS | 520200 | M & S-Transmission | 0.08403 | Connections | Materials | ENDirect | Materials | SCS | 107 | HV CONNECTIONS | 613401 | BR-OT RES CJ LW PO | 3.3909 | Connections | Labour | ENDirect | Labour | SCS | 107 | HV CONNECTIONS | 611901 | Stores Rec Local | 53.2298 | Connections | Contracts | ENDirect | Contracts | SCS | 107 | HV CONNECTIONS | 613576 | BR-NT PNS FT | 20.0621 | Connections | Labour | ENDirect | Labour | SCS
| 107 | HV CONNECTIONS | 523100 | M & S-Admin & Gen | 0.93031 | Connections | Materials | ENDirect | Materials | SCS | 107 | HV CONNECTIONS | 613410 | BR-NT RES GB | 37.6546 | Connections | Labour | ENDirect | Labour | SCS | 107 | HV CONNECTIONS | 611902 | Purchase OrderOncost | 13.8979 | Connections | Contracts | ENDirect | Contracts | SCS | 107 | HV CONNECTIONS | 613630 | Senior Design NT | 0.7652 | Connections | Labour | ENDirect | Labour | SCS
| 107 | HV CONNECTIONS | 531020 | Eng & Tech Services | 10.405 | Connections | Labour | ENDirect | Labour | SCS | 107 | HV CONNECTIONS | 613411 | BR-OT RES GB | 7.6886 | Connections | Labour | ENDirect | Labour | SCS | 107 | HV CONNECTIONS | 612210 | Network N/T | 5.1299 | Connections | Labour | ENDirect | Labour | SCS | 107 | HV CONNECTIONS | 613680 | NS:Engineer D/S N/T | 18.8622 | Connections | Labour | ENDirect | Labour | SCS
| 107 | HV CONNECTIONS | 531035 | Engineer & Dsgn Serv | 41.8412 | Connections | Labour | ENDirect | Labour | SCS | 107 | HV CONNECTIONS | 613440 | SC Design/Draftin NT | 2.3734 | Connections | Labour | ENDirect | Labour | SCS | 107 | HV CONNECTIONS | 613260 | BR-NT PNS ZT | 14.3603 | Connections | Labour | ENDirect | Labour | SCS | 107 | HV CONNECTIONS | 613962 | 325kVA Gen. - Daily | 1.1768 | Connections | Contracts | ENDirect | Contracts | SCS
| 107 | HV CONNECTIONS | 531200 | Construct'n Services | 99.3705 | Connections | Contracts | ENDirect | Contracts | SCS | 107 | HV CONNECTIONS | 613441 | SC Design/Draftin OT | 0.13562 | Connections | Labour | ENDirect | Labour | SCS | 107 | HV CONNECTIONS | 613261 | BR-OT PNS ZT | 4.3918 | Connections | Labour | ENDirect | Labour | SCS | 107 | HV CONNECTIONS | 613964 | 500kVA Gen. - Daily | 0.58316 | Connections | Contracts | ENDirect | Contracts | SCS
| 107 | HV CONNECTIONS | 531464 | NS: Civil Works CPS | 955.1896 | Connections | Contracts | ENDirect | Contracts | SCS | 107 | HV CONNECTIONS | 613448 | SC Senior Des/Sur NT | 51.4823 | Connections | Labour | ENDirect | Labour | SCS | 107 | HV CONNECTIONS | 613280 | NS Design D/S N/T | 15.6922 | Connections | Labour | ENDirect | Labour | SCS | 107 | HV CONNECTIONS | 614115 | Cust Res NT | 0.315 | Connections | Labour | ENDirect | Labour | SCS
| 107 | HV CONNECTIONS | 531467 | NS: Traffic Mgmt CPS | 42.5418 | Connections | Contracts | ENDirect | Contracts | SCS | 107 | HV CONNECTIONS | 613449 | SC Senior Des/Sur OT | 5.8771 | Connections | Labour | ENDirect | Labour | SCS | 107 | HV CONNECTIONS | 613281 | NS Design D/S O/T | 0.68915 | Connections | Labour | ENDirect | Labour | SCS | 107 | HV CONNECTIONS | 615395 | IT SCADA Billable | 1.2995 | Connections | Labour | ENDirect | Labour | SCS
| 107 | HV CONNECTIONS | 531468 | NS: Waste Disp CPS | 81.3034 | Connections | Contracts | ENDirect | Contracts | SCS | 107 | HV CONNECTIONS | 613566 | BR-NT PNS A2 | 34.8535 | Connections | Labour | ENDirect | Labour | SCS | 107 | HV CONNECTIONS | 613290 | NS Tech/Proj Mger NT | 238.6064 | Connections | Labour | ENDirect | Labour | SCS | 107 | HV CONNECTIONS | 634001 | Locl O/Hs to Capital | 73.7242 | Connections | Local OH | OH | Excl | SCS
| 107 | HV CONNECTIONS | 531495 | NS:Field Pack Wk CPN | 4.1787 | Connections | Contracts | ENDirect | Contracts | SCS | 107 | HV CONNECTIONS | 613567 | BR-OT PNS A2 | 2.0184 | Connections | Labour | ENDirect | Labour | SCS | 107 | HV CONNECTIONS | 613298 | NS:Tech/ProjMgrN/TCP | -2.4547 | Connections | Labour | ENDirect | Labour | SCS | 107 | HV CONNECTIONS | 635001 | EN NS Margin | 60.0046 | Connections | PNS MG | ENDirect | Excl | SCS
| 107 | HV CONNECTIONS | 591997 | Proj Trf - OH/Mar | -4.4 | Connections | Contracts | ENDirect | Contracts | SCS | 107 | HV CONNECTIONS | 613570 | BR-NT PNS CJ | 2.0394 | Connections | Labour | ENDirect | Labour | SCS | 107 | HV CONNECTIONS | 613310 | BR-NT PNS TS | 41.0729 | Connections | Labour | ENDirect | Labour | SCS | 107 | HV CONNECTIONS | 636001 | System Control O/H | 41.6559 | Connections | System Control OH | OH | Excl | SCS
| 107 | HV CONNECTIONS | 591998 | Proj. Tsf Direct Tax | 2e-05 | Connections | Contracts | ENDirect | Contracts | SCS | 107 | HV CONNECTIONS | 613571 | BR-OT PNS CJ | 1.0789 | Connections | Labour | ENDirect | Labour | SCS | 107 | HV CONNECTIONS | 613311 | BR-OT PNS TS | 0.42698 | Connections | Labour | ENDirect | Labour | SCS | 107 | HV CONNECTIONS | 636105 | CSG Margin | 0.03307 | Connections | CSG MG | ENDirect | Excl | SCS
| 107 | HV CONNECTIONS | 591999 | Proj Trf - Dir Costs | -23.9588 | Connections | Contracts | ENDirect | Contracts | SCS | 107 | HV CONNECTIONS | 613574 | BR-NT PNS CT | 32.1509 | Connections | Labour | ENDirect | Labour | SCS | 107 | HV CONNECTIONS | 613360 | NS:Draft/GIS D/S N/T | 2.653 | Connections | Labour | ENDirect | Labour | SCS | 107 | HV CONNECTIONS | 639000 | Network Service Corp | 50.9433 | Connections | PNS Corporate OH | OH | Excl | SCS
| 107 | HV CONNECTIONS | 611900 | Stores Recovery Dist | 1.3106 | Connections | Contracts | ENDirect | Contracts | SCS | 107 | HV CONNECTIONS | 613575 | BR-OT PNS CT | 2.774 | Connections | Labour | ENDirect | Labour | SCS | 107 | HV CONNECTIONS | 613361 | NS:Draft/GIS D/S O/T | 0.0796 | Connections | Labour | ENDirect | Labour | SCS | 107 | HV CONNECTIONS | 639050 | NS: Fleet&Prop O/Hs | 12.6603 | Connections | PNS Fleet & Property OH | OH | Excl | SCS
| 107 | HV CONNECTIONS | 611901 | Stores Rec Local | 0.76159 | Connections | Contracts | ENDirect | Contracts | SCS | 107 | HV CONNECTIONS | 613576 | BR-NT PNS FT | 5.2558 | Connections | Labour | ENDirect | Labour | SCS | 107 | HV CONNECTIONS | 613370 | NS:Survey D/S N/T | 1.5978 | Connections | Labour | ENDirect | Labour | SCS | 109 | SERVICE PITS | 503191 | Travel:Aus Emp reimb | 0.26652 | Connections | Contracts | ENDirect | Contracts | SCS
| 107 | HV CONNECTIONS | 611902 | Purchase OrderOncost | 2.9847 | Connections | Contracts | ENDirect | Contracts | SCS | 107 | HV CONNECTIONS | 613602 | BR-NT PNS TA (ZT) | 3.0766 | Connections | Labour | ENDirect | Labour | SCS | 107 | HV CONNECTIONS | 613434 | SC Design/Drafter NT | 24.0757 | Connections | Labour | ENDirect | Labour | SCS | 109 | SERVICE PITS | 520100 | M & S-Distribution | 13.6018 | Connections | Materials | ENDirect | Materials | SCS
| 107 | HV CONNECTIONS | 612210 | Network N/T | 4.2172 | Connections | Labour | ENDirect | Labour | SCS | 107 | HV CONNECTIONS | 613630 | Senior Design NT | 5.1858 | Connections | Labour | ENDirect | Labour | SCS | 107 | HV CONNECTIONS | 613440 | SC Design/Draftin NT | 3.3484 | Connections | Labour | ENDirect | Labour | SCS | 109 | SERVICE PITS | 523100 | M & S-Admin & Gen | 0.07559 | Connections | Materials | ENDirect | Materials | SCS
| 107 | HV CONNECTIONS | 612211 | Netw Des NT-TRDS | 0.04339 | Connections | Labour | ENDirect | Labour | SCS | 107 | HV CONNECTIONS | 613680 | NS:Engineer D/S N/T | 41.2026 | Connections | Labour | ENDirect | Labour | SCS | 107 | HV CONNECTIONS | 613448 | SC Senior Des/Sur NT | 31.9621 | Connections | Labour | ENDirect | Labour | SCS | 109 | SERVICE PITS | 531020 | Eng & Tech Services | 3.1 | Connections | Labour | ENDirect | Labour | SCS
| 107 | HV CONNECTIONS | 612460 | CP Labour Trf Capex | 2.0754 | Connections | Labour | ENDirect | Labour | SCS | 107 | HV CONNECTIONS | 613681 | NS:Engineer D/S O/T | 3.0579 | Connections | Labour | ENDirect | Labour | SCS | 107 | HV CONNECTIONS | 613449 | SC Senior Des/Sur OT | 8.1256 | Connections | Labour | ENDirect | Labour | SCS | 109 | SERVICE PITS | 531200 | Construct'n Services | 7.0502 | Connections | Contracts | ENDirect | Contracts | SCS
| 107 | HV CONNECTIONS | 612462 | Cost Transfer | 13.3657 | Connections | Labour | ENDirect | Labour | SCS | 107 | HV CONNECTIONS | 614115 | Cust Res NT | 0.11809 | Connections | Labour | ENDirect | Labour | SCS | 107 | HV CONNECTIONS | 613450 | SC Senior Des Eng NT | 1.5217 | Connections | Labour | ENDirect | Labour | SCS | 109 | SERVICE PITS | 531464 | NS: Civil Works CPS | 90.5692 | Connections | Contracts | ENDirect | Contracts | SCS
| 107 | HV CONNECTIONS | 613240 | BR-NT PNS LW | 0.97368 | Connections | Labour | ENDirect | Labour | SCS | 107 | HV CONNECTIONS | 615375 | IT Billable | 6.465 | Connections | Labour | ENDirect | Labour | SCS | 107 | HV CONNECTIONS | 613566 | BR-NT PNS A2 | 13.428 | Connections | Labour | ENDirect | Labour | SCS | 109 | SERVICE PITS | 531465 | NS: Pole to Pit CPS | 4169.8319 | Connections | Contracts | ENDirect | Contracts | SCS
| 107 | HV CONNECTIONS | 613250 | BR-NT PNS GB | 0.79884 | Connections | Labour | ENDirect | Labour | SCS | 107 | HV CONNECTIONS | 634001 | Locl O/Hs to Capital | 303.7778 | Connections | Local OH | OH | Excl | SCS | 107 | HV CONNECTIONS | 613567 | BR-OT PNS A2 | 0.2268 | Connections | Labour | ENDirect | Labour | SCS | 109 | SERVICE PITS | 531466 | NS:UR RP Pck Wks CPS | 2.596 | Connections | Contracts | ENDirect | Contracts | SCS
| 107 | HV CONNECTIONS | 613268 | NS: Fitter N/T CP | 2.9657 | Connections | Labour | ENDirect | Labour | SCS | 107 | HV CONNECTIONS | 635001 | EN NS Margin | 181.9782 | Connections | PNS MG | ENDirect | Excl | SCS | 107 | HV CONNECTIONS | 613570 | BR-NT PNS CJ | 0.79614 | Connections | Labour | ENDirect | Labour | SCS | 109 | SERVICE PITS | 531467 | NS: Traffic Mgmt CPS | 14.2371 | Connections | Contracts | ENDirect | Contracts | SCS
| 107 | HV CONNECTIONS | 613278 | NS: ConstCo-ordN/TCP | 39.0572 | Connections | Labour | ENDirect | Labour | SCS | 107 | HV CONNECTIONS | 636001 | System Control O/H | 97.2408 | Connections | System Control OH | OH | Excl | SCS | 107 | HV CONNECTIONS | 613574 | BR-NT PNS CT | 27.4559 | Connections | Labour | ENDirect | Labour | SCS | 109 | SERVICE PITS | 531468 | NS: Waste Disp CPS | 4.5335 | Connections | Contracts | ENDirect | Contracts | SCS
| 107 | HV CONNECTIONS | 613280 | NS Design D/S N/T | 29.5339 | Connections | Labour | ENDirect | Labour | SCS | 107 | HV CONNECTIONS | 636105 | CSG Margin | 0.0124 | Connections | CSG MG | ENDirect | Excl | SCS | 107 | HV CONNECTIONS | 613575 | BR-OT PNS CT | 0.649 | Connections | Labour | ENDirect | Labour | SCS | 109 | SERVICE PITS | 532200 | Hire: Plant & Equip | 1.9328 | Connections | Contracts | ENDirect | Contracts | SCS
| 107 | HV CONNECTIONS | 613281 | NS Design D/S O/T | 0.9056 | Connections | Labour | ENDirect | Labour | SCS | 107 | HV CONNECTIONS | 639000 | Network Service Corp | 238.2148 | Connections | PNS Corporate OH | OH | Excl | SCS | 107 | HV CONNECTIONS | 613576 | BR-NT PNS FT | 15.1888 | Connections | Labour | ENDirect | Labour | SCS | 109 | SERVICE PITS | 532410 | Contract/Temp Staff | 25.2702 | Connections | Labour | ENDirect | Labour | SCS
| 107 | HV CONNECTIONS | 613290 | NS Tech/Proj Mger NT | -2.225 | Connections | Labour | ENDirect | Labour | SCS | 107 | HV CONNECTIONS | 639050 | NS: Fleet&Prop O/Hs | 40.4446 | Connections | PNS Fleet & Property OH | OH | Excl | SCS | 107 | HV CONNECTIONS | 613577 | BR-OT PNS FT | 19.6431 | Connections | Labour | ENDirect | Labour | SCS | 109 | SERVICE PITS | 591997 | Proj Trf - OH/Mar | -1.5195 | Connections | Contracts | ENDirect | Contracts | SCS
| 107 | HV CONNECTIONS | 613298 | NS:Tech/ProjMgrN/TCP | 53.5496 | Connections | Labour | ENDirect | Labour | SCS | 109 | SERVICE PITS | 500200 | Sals: Overtime | 0.2805 | Connections | Labour | ENDirect | Labour | SCS | 107 | HV CONNECTIONS | 613602 | BR-NT PNS TA (ZT) | 2.2093 | Connections | Labour | ENDirect | Labour | SCS | 109 | SERVICE PITS | 591998 | Proj. Tsf Direct Tax | -67.1249 | Connections | Contracts | ENDirect | Contracts | SCS
| 107 | HV CONNECTIONS | 613299 | NS:Tech/prjMgrO/T CP | 0.01751 | Connections | Labour | ENDirect | Labour | SCS | 109 | SERVICE PITS | 520100 | M & S-Distribution | 40.853 | Connections | Materials | ENDirect | Materials | SCS | 107 | HV CONNECTIONS | 613603 | BR-OT PNS TA (ZT) | 2.3955 | Connections | Labour | ENDirect | Labour | SCS | 109 | SERVICE PITS | 591999 | Proj Trf - Dir Costs | -14.9077 | Connections | Contracts | ENDirect | Contracts | SCS
| 107 | HV CONNECTIONS | 613310 | BR-NT PNS TS | 13.8452 | Connections | Labour | ENDirect | Labour | SCS | 109 | SERVICE PITS | 523100 | M & S-Admin & Gen | 2.0743 | Connections | Materials | ENDirect | Materials | SCS | 107 | HV CONNECTIONS | 613630 | Senior Design NT | 8.0118 | Connections | Labour | ENDirect | Labour | SCS | 109 | SERVICE PITS | 611900 | Stores Recovery Dist | 0.32286 | Connections | Contracts | ENDirect | Contracts | SCS
| 107 | HV CONNECTIONS | 613311 | BR-OT PNS TS | 1.2644 | Connections | Labour | ENDirect | Labour | SCS | 109 | SERVICE PITS | 531020 | Eng & Tech Services | 2.292 | Connections | Labour | ENDirect | Labour | SCS | 107 | HV CONNECTIONS | 613680 | NS:Engineer D/S N/T | 5.1688 | Connections | Labour | ENDirect | Labour | SCS | 109 | SERVICE PITS | 611901 | Stores Rec Local | 0.29961 | Connections | Contracts | ENDirect | Contracts | SCS
| 107 | HV CONNECTIONS | 613318 | NS: Tester N/T CP | 1.5173 | Connections | Labour | ENDirect | Labour | SCS | 109 | SERVICE PITS | 531464 | NS: Civil Works CPS | 408.8051 | Connections | Contracts | ENDirect | Contracts | SCS | 107 | HV CONNECTIONS | 615395 | IT SCADA Billable | 6.1605 | Connections | Labour | ENDirect | Labour | SCS | 109 | SERVICE PITS | 611902 | Purchase OrderOncost | 0.14479 | Connections | Contracts | ENDirect | Contracts | SCS
| 107 | HV CONNECTIONS | 613319 | NS:Tester O/T CP | 0.37932 | Connections | Labour | ENDirect | Labour | SCS | 109 | SERVICE PITS | 531465 | NS: Pole to Pit CPS | 2450.1094 | Connections | Contracts | ENDirect | Contracts | SCS | 107 | HV CONNECTIONS | 634001 | Locl O/Hs to Capital | 177.9689 | Connections | Local OH | OH | Excl | SCS | 109 | SERVICE PITS | 612210 | Network N/T | 2.3357 | Connections | Labour | ENDirect | Labour | SCS
| 107 | HV CONNECTIONS | 613350 | NS:DesignSup D/S N/T | 8.0223 | Connections | Labour | ENDirect | Labour | SCS | 109 | SERVICE PITS | 531466 | NS:UR RP Pck Wks CPS | 15.5339 | Connections | Contracts | ENDirect | Contracts | SCS | 107 | HV CONNECTIONS | 635001 | EN NS Margin | 95.1675 | Connections | PNS MG | ENDirect | Excl | SCS | 109 | SERVICE PITS | 613236 | LIVE-NT PNS GB | 1.8377 | Connections | Labour | ENDirect | Labour | SCS
| 107 | HV CONNECTIONS | 613360 | NS:Draft/GIS D/S N/T | 23.8056 | Connections | Labour | ENDirect | Labour | SCS | 109 | SERVICE PITS | 531467 | NS: Traffic Mgmt CPS | 4.4526 | Connections | Contracts | ENDirect | Contracts | SCS | 107 | HV CONNECTIONS | 636001 | System Control O/H | 93.1272 | Connections | System Control OH | OH | Excl | SCS | 109 | SERVICE PITS | 613240 | BR-NT PNS LW | 7.9441 | Connections | Labour | ENDirect | Labour | SCS
| 107 | HV CONNECTIONS | 613370 | NS:Survey D/S N/T | 13.0062 | Connections | Labour | ENDirect | Labour | SCS | 109 | SERVICE PITS | 531469 | NS: Other CPS | 2 | Connections | Labour | ENDirect | Labour | SCS | 107 | HV CONNECTIONS | 639000 | Network Service Corp | 123.8126 | Connections | PNS Corporate OH | OH | Excl | SCS | 109 | SERVICE PITS | 613244 | BR-NT LSA LWFRPOTA | 0.27874 | Connections | Labour | ENDirect | Labour | SCS
| 107 | HV CONNECTIONS | 613400 | BR-NT RES CJ LW PO | 1.278 | Connections | Labour | ENDirect | Labour | SCS | 109 | SERVICE PITS | 591997 | Proj Trf - EN OH | -8.0648 | Connections | Contracts | ENDirect | Contracts | SCS | 107 | HV CONNECTIONS | 639050 | NS: Fleet&Prop O/Hs | 14.1414 | Connections | PNS Fleet & Property OH | OH | Excl | SCS | 109 | SERVICE PITS | 613250 | BR-NT PNS GB | 8.1164 | Connections | Labour | ENDirect | Labour | SCS
| 107 | HV CONNECTIONS | 613566 | BR-NT PNS A2 | 1.9474 | Connections | Labour | ENDirect | Labour | SCS | 109 | SERVICE PITS | 591998 | Proj. Tsf Direct Tax | -1.8469 | Connections | Contracts | ENDirect | Contracts | SCS | 109 | SERVICE PITS | 503350 | OH&Safety Exp | 2.9382 | Connections | Contracts | ENDirect | Contracts | SCS | 109 | SERVICE PITS | 613254 | BR-NT LSA GB | 1.2251 | Connections | Labour | ENDirect | Labour | SCS
| 107 | HV CONNECTIONS | 613567 | BR-OT PNS A2 | 0.60855 | Connections | Labour | ENDirect | Labour | SCS | 109 | SERVICE PITS | 591999 | Proj Tsf - EN Direct | -56.491 | Connections | Contracts | ENDirect | Contracts | SCS | 109 | SERVICE PITS | 520100 | M & S-Distribution | 13.9866 | Connections | Materials | ENDirect | Materials | SCS | 109 | SERVICE PITS | 613280 | NS Design D/S N/T | 5.976 | Connections | Labour | ENDirect | Labour | SCS
| 107 | HV CONNECTIONS | 613570 | BR-NT PNS CJ | 1.2171 | Connections | Labour | ENDirect | Labour | SCS | 109 | SERVICE PITS | 611900 | Stores Recovery Dist | 0.17967 | Connections | Contracts | ENDirect | Contracts | SCS | 109 | SERVICE PITS | 523100 | M & S-Admin & Gen | 0.20259 | Connections | Materials | ENDirect | Materials | SCS | 109 | SERVICE PITS | 613281 | NS Design D/S O/T | 0.55336 | Connections | Labour | ENDirect | Labour | SCS
| 107 | HV CONNECTIONS | 613571 | BR-OT PNS CJ | 0.5477 | Connections | Labour | ENDirect | Labour | SCS | 109 | SERVICE PITS | 611901 | Stores Rec Local | 2.6411 | Connections | Contracts | ENDirect | Contracts | SCS | 109 | SERVICE PITS | 531200 | Construct'n Services | 4.0872 | Connections | Contracts | ENDirect | Contracts | SCS | 109 | SERVICE PITS | 613290 | NS Tech/Proj Mger NT | 49.5804 | Connections | Labour | ENDirect | Labour | SCS
| 107 | HV CONNECTIONS | 613574 | BR-NT PNS CT | 6.0691 | Connections | Labour | ENDirect | Labour | SCS | 109 | SERVICE PITS | 611902 | Purchase OrderOncost | 0.72668 | Connections | Contracts | ENDirect | Contracts | SCS | 109 | SERVICE PITS | 531201 | Contracts-Contestabl | 47.5939 | Connections | Contracts | ENDirect | Contracts | SCS | 109 | SERVICE PITS | 613291 | NS Tech/Proj Mger OT | 1.2972 | Connections | Labour | ENDirect | Labour | SCS
| 107 | HV CONNECTIONS | 613575 | BR-OT PNS CT | 0.65749 | Connections | Labour | ENDirect | Labour | SCS | 109 | SERVICE PITS | 612210 | Network N/T | 0.43065 | Connections | Labour | ENDirect | Labour | SCS | 109 | SERVICE PITS | 531464 | NS: Civil Works CPS | 113.9749 | Connections | Contracts | ENDirect | Contracts | SCS | 109 | SERVICE PITS | 613310 | BR-NT PNS TS | 1.5371 | Connections | Labour | ENDirect | Labour | SCS
| 107 | HV CONNECTIONS | 613630 | Senior Design NT | 0.39628 | Connections | Labour | ENDirect | Labour | SCS | 109 | SERVICE PITS | 613240 | BR-NT PNS LW | -1.1826 | Connections | Labour | ENDirect | Labour | SCS | 109 | SERVICE PITS | 531465 | NS: Pole to Pit CPS | 4860.5598 | Connections | Contracts | ENDirect | Contracts | SCS | 109 | SERVICE PITS | 613311 | BR-OT PNS TS | 0.18299 | Connections | Labour | ENDirect | Labour | SCS
| 107 | HV CONNECTIONS | 613680 | NS:Engineer D/S N/T | 44.9821 | Connections | Labour | ENDirect | Labour | SCS | 109 | SERVICE PITS | 613241 | BR-OT PNS LW | 0.46239 | Connections | Labour | ENDirect | Labour | SCS | 109 | SERVICE PITS | 531466 | NS:UR RP Pck Wks CPS | 7.0393 | Connections | Contracts | ENDirect | Contracts | SCS | 109 | SERVICE PITS | 613360 | NS:Draft/GIS D/S N/T | 12.6193 | Connections | Labour | ENDirect | Labour | SCS
| 107 | HV CONNECTIONS | 633000 | Corp O/Hs to Capital | 285.5938 | Connections | Contracts | OH | Contracts | SCS | 109 | SERVICE PITS | 613250 | BR-NT PNS GB | -1.808 | Connections | Labour | ENDirect | Labour | SCS | 109 | SERVICE PITS | 531467 | NS: Traffic Mgmt CPS | 6.5285 | Connections | Contracts | ENDirect | Contracts | SCS | 109 | SERVICE PITS | 613400 | BR-NT RES CJ LW PO | 3.9024 | Connections | Labour | ENDirect | Labour | SCS
| 107 | HV CONNECTIONS | 634001 | Locl O/Hs to Capital | 111.0519 | Connections | Local OH | OH | Excl | SCS | 109 | SERVICE PITS | 613251 | BR-OT PNS GB | 1.2814 | Connections | Labour | ENDirect | Labour | SCS | 109 | SERVICE PITS | 531468 | NS: Waste Disp CPS | 42.6335 | Connections | Contracts | ENDirect | Contracts | SCS | 109 | SERVICE PITS | 613410 | BR-NT RES GB | 4.572 | Connections | Labour | ENDirect | Labour | SCS
| 107 | HV CONNECTIONS | 635001 | EN NS Margin | 73.7449 | Connections | PNS MG | ENDirect | Excl | SCS | 109 | SERVICE PITS | 613280 | NS Design D/S N/T | 3.0018 | Connections | Labour | ENDirect | Labour | SCS | 109 | SERVICE PITS | 532050 | Consult Serv:Ded | 0.56 | Connections | Contracts | ENDirect | Contracts | SCS | 109 | SERVICE PITS | 613434 | SC Design/Drafter NT | 6.0135 | Connections | Labour | ENDirect | Labour | SCS
| 107 | HV CONNECTIONS | 636001 | System Control O/H | 35.9734 | Connections | System Control OH | OH | Excl | SCS | 109 | SERVICE PITS | 613281 | NS Design D/S O/T | 3.1887 | Connections | Labour | ENDirect | Labour | SCS | 109 | SERVICE PITS | 532100 | Admin Services | 57.8 | Connections | Contracts | ENDirect | Contracts | SCS | 109 | SERVICE PITS | 613440 | SC Design/Draftin NT | 102.4666 | Connections | Labour | ENDirect | Labour | SCS
| 107 | HV CONNECTIONS | 639000 | Network Service Corp | 67.6057 | Connections | PNS Corporate OH | OH | Excl | SCS | 109 | SERVICE PITS | 613290 | NS Tech/Proj Mger NT | 281.9422 | Connections | Labour | ENDirect | Labour | SCS | 109 | SERVICE PITS | 532160 | Training Services | 3.9945 | Connections | Contracts | ENDirect | Contracts | SCS | 109 | SERVICE PITS | 613441 | SC Design/Draftin OT | 0.67733 | Connections | Labour | ENDirect | Labour | SCS
| 107 | HV CONNECTIONS | 639050 | NS: Fleet&Prop O/Hs | 10.6883 | Connections | PNS Fleet & Property OH | OH | Excl | SCS | 109 | SERVICE PITS | 613291 | NS Tech/Proj Mger OT | 55.2094 | Connections | Labour | ENDirect | Labour | SCS | 109 | SERVICE PITS | 591997 | Proj Trf - OH/Mar | -8.6023 | Connections | Contracts | ENDirect | Contracts | SCS | 109 | SERVICE PITS | 613450 | SC Senior Des Eng NT | 5.6012 | Connections | Labour | ENDirect | Labour | SCS
| 108 | BUSINESS SUBDIVISIONS | 531035 | Engineer & Dsgn Serv | -7.569 | Connections | Labour | ENDirect | Labour | SCS | 109 | SERVICE PITS | 613298 | NS:Tech/ProjMgrN/TCP | 73.2426 | Connections | Labour | ENDirect | Labour | SCS | 109 | SERVICE PITS | 591998 | Proj. Tsf Direct Tax | -36.4302 | Connections | Contracts | ENDirect | Contracts | SCS | 109 | SERVICE PITS | 613566 | BR-NT PNS A2 | 0.23356 | Connections | Labour | ENDirect | Labour | SCS
| 108 | BUSINESS SUBDIVISIONS | 531495 | NS:Field Pack Wk CPN | -1.0962 | Connections | Contracts | ENDirect | Contracts | SCS | 109 | SERVICE PITS | 613299 | NS:Tech/prjMgrO/T CP | 0.03808 | Connections | Labour | ENDirect | Labour | SCS | 109 | SERVICE PITS | 591999 | Proj Trf - Dir Costs | -85.0504 | Connections | Contracts | ENDirect | Contracts | SCS | 109 | SERVICE PITS | 613570 | BR-NT PNS CJ | 0.27874 | Connections | Labour | ENDirect | Labour | SCS
| 108 | BUSINESS SUBDIVISIONS | 532050 | Consult Serv:Ded | 0.09207 | Connections | Contracts | ENDirect | Contracts | SCS | 109 | SERVICE PITS | 613350 | NS:DesignSup D/S N/T | 3.0786 | Connections | Labour | ENDirect | Labour | SCS | 109 | SERVICE PITS | 611900 | Stores Recovery Dist | 0.70814 | Connections | Contracts | ENDirect | Contracts | SCS | 109 | SERVICE PITS | 613571 | BR-OT PNS CJ | 0.32476 | Connections | Labour | ENDirect | Labour | SCS
| 108 | BUSINESS SUBDIVISIONS | 591998 | Proj. Tsf Direct Tax | -0.42078 | Connections | Contracts | ENDirect | Contracts | SCS | 109 | SERVICE PITS | 613360 | NS:Draft/GIS D/S N/T | 44.1103 | Connections | Labour | ENDirect | Labour | SCS | 109 | SERVICE PITS | 611901 | Stores Rec Local | 0.09371 | Connections | Contracts | ENDirect | Contracts | SCS | 109 | SERVICE PITS | 613574 | BR-NT PNS CT | 4.4576 | Connections | Labour | ENDirect | Labour | SCS
| 108 | BUSINESS SUBDIVISIONS | 591999 | Proj Trf - Dir Costs | -0.48287 | Connections | Contracts | ENDirect | Contracts | SCS | 109 | SERVICE PITS | 613361 | NS:Draft/GIS D/S O/T | 0.73377 | Connections | Labour | ENDirect | Labour | SCS | 109 | SERVICE PITS | 612210 | Network N/T | 0.34448 | Connections | Labour | ENDirect | Labour | SCS | 109 | SERVICE PITS | 613575 | BR-OT PNS CT | 0.73196 | Connections | Labour | ENDirect | Labour | SCS
| 108 | BUSINESS SUBDIVISIONS | 612211 | Netw Des NT-TRDS | -0.73825 | Connections | Labour | ENDirect | Labour | SCS | 109 | SERVICE PITS | 613366 | NS:NP:PrjConNT | 2.8685 | Connections | Labour | ENDirect | Labour | SCS | 109 | SERVICE PITS | 613240 | BR-NT PNS LW | 14.2085 | Connections | Labour | ENDirect | Labour | SCS | 109 | SERVICE PITS | 613680 | NS:Engineer D/S N/T | 1.3768 | Connections | Labour | ENDirect | Labour | SCS
| 108 | BUSINESS SUBDIVISIONS | 612460 | CP Labour Trf Capex | -7.0661 | Connections | Labour | ENDirect | Labour | SCS | 109 | SERVICE PITS | 613371 | NS:Survey D/S O/T | 0.23199 | Connections | Labour | ENDirect | Labour | SCS | 109 | SERVICE PITS | 613250 | BR-NT PNS GB | 22.6626 | Connections | Labour | ENDirect | Labour | SCS | 109 | SERVICE PITS | 614115 | Cust Res NT | 343.0015 | Connections | Labour | ENDirect | Labour | SCS
| 108 | BUSINESS SUBDIVISIONS | 613290 | NS Tech/Proj Mger NT | -1.1185 | Connections | Labour | ENDirect | Labour | SCS | 109 | SERVICE PITS | 613401 | BR-OT RES CJ LW PO | 0.69359 | Connections | Labour | ENDirect | Labour | SCS | 109 | SERVICE PITS | 613254 | BR-NT LSA GB | 0.14788 | Connections | Labour | ENDirect | Labour | SCS | 109 | SERVICE PITS | 634001 | Locl O/Hs to Capital | 280.1022 | Connections | Local OH | OH | Excl | SCS
| 108 | BUSINESS SUBDIVISIONS | 613298 | NS:Tech/ProjMgrN/TCP | -11.261 | Connections | Labour | ENDirect | Labour | SCS | 109 | SERVICE PITS | 613411 | BR-OT RES GB | 1.4416 | Connections | Labour | ENDirect | Labour | SCS | 109 | SERVICE PITS | 613260 | BR-NT PNS ZT | 4.4186 | Connections | Labour | ENDirect | Labour | SCS | 109 | SERVICE PITS | 635001 | EN NS Margin | 267.3549 | Connections | PNS MG | ENDirect | Excl | SCS
| 108 | BUSINESS SUBDIVISIONS | 633000 | Corp O/Hs to Capital | -4.2152 | Connections | Contracts | OH | Contracts | SCS | 109 | SERVICE PITS | 613434 | SC Design/Drafter NT | 0.6202 | Connections | Labour | ENDirect | Labour | SCS | 109 | SERVICE PITS | 613280 | NS Design D/S N/T | 17.4776 | Connections | Labour | ENDirect | Labour | SCS | 109 | SERVICE PITS | 636001 | System Control O/H | 193.3531 | Connections | System Control OH | OH | Excl | SCS
| 108 | BUSINESS SUBDIVISIONS | 634001 | Locl O/Hs to Capital | -1.8976 | Connections | Local OH | OH | Excl | SCS | 109 | SERVICE PITS | 613440 | SC Design/Draftin NT | 33.9864 | Connections | Labour | ENDirect | Labour | SCS | 109 | SERVICE PITS | 613290 | NS Tech/Proj Mger NT | 52.8658 | Connections | Labour | ENDirect | Labour | SCS | 109 | SERVICE PITS | 636105 | CSG Margin | 8.7342 | Connections | CSG MG | ENDirect | Excl | SCS
| 108 | BUSINESS SUBDIVISIONS | 635001 | EN NS Margin | -0.74778 | Connections | PNS MG | ENDirect | Excl | SCS | 109 | SERVICE PITS | 613441 | SC Design/Draftin OT | 2.3395 | Connections | Labour | ENDirect | Labour | SCS | 109 | SERVICE PITS | 613291 | NS Tech/Proj Mger OT | 1.9139 | Connections | Labour | ENDirect | Labour | SCS | 109 | SERVICE PITS | 639000 | Network Service Corp | 187.8688 | Connections | PNS Corporate OH | OH | Excl | SCS
| 108 | BUSINESS SUBDIVISIONS | 636001 | System Control O/H | -0.54691 | Connections | System Control OH | OH | Excl | SCS | 109 | SERVICE PITS | 613448 | SC Senior Des/Sur NT | 0.526 | Connections | Labour | ENDirect | Labour | SCS | 109 | SERVICE PITS | 613298 | NS:Tech/ProjMgrN/TCP | 5.2188 | Connections | Labour | ENDirect | Labour | SCS | 109 | SERVICE PITS | 639050 | NS: Fleet&Prop O/Hs | 57.7486 | Connections | PNS Fleet & Property OH | OH | Excl | SCS
| 108 | BUSINESS SUBDIVISIONS | 639000 | Network Service Corp | -0.63336 | Connections | PNS Corporate OH | OH | Excl | SCS | 109 | SERVICE PITS | 613566 | BR-NT PNS A2 | -0.08178 | Connections | Labour | ENDirect | Labour | SCS | 109 | SERVICE PITS | 613310 | BR-NT PNS TS | 1.1841 | Connections | Labour | ENDirect | Labour | SCS | 111 | LV CONNECTIONS CAPACITY > 500K | 500200 | Sals: Overtime | 0.066 | Connections | Labour | ENDirect | Labour | SCS
| 108 | BUSINESS SUBDIVISIONS | 639050 | NS: Fleet&Prop O/Hs | -0.07875 | Connections | PNS Fleet & Property OH | OH | Excl | SCS | 109 | SERVICE PITS | 613574 | BR-NT PNS CT | 0.79878 | Connections | Labour | ENDirect | Labour | SCS | 109 | SERVICE PITS | 613360 | NS:Draft/GIS D/S N/T | 33.5749 | Connections | Labour | ENDirect | Labour | SCS | 111 | LV CONNECTIONS CAPACITY > 500K | 503240 | Employee Ent: FBT | 0.17462 | Connections | Contracts | ENDirect | Contracts | SCS
| 109 | SERVICE PITS | 520100 | M & S-Distribution | 366.1337 | Connections | Materials | ENDirect | Materials | SCS | 109 | SERVICE PITS | 613680 | NS:Engineer D/S N/T | 1.4882 | Connections | Labour | ENDirect | Labour | SCS | 109 | SERVICE PITS | 613361 | NS:Draft/GIS D/S O/T | 0.50941 | Connections | Labour | ENDirect | Labour | SCS | 111 | LV CONNECTIONS CAPACITY > 500K | 503281 | Parking | 0.30519 | Connections | Contracts | ENDirect | Contracts | SCS
| 109 | SERVICE PITS | 523100 | M & S-Admin & Gen | 16.6935 | Connections | Materials | ENDirect | Materials | SCS | 109 | SERVICE PITS | 614115 | Cust Res NT | 33.626 | Connections | Labour | ENDirect | Labour | SCS | 109 | SERVICE PITS | 613370 | NS:Survey D/S N/T | 0.30434 | Connections | Labour | ENDirect | Labour | SCS | 111 | LV CONNECTIONS CAPACITY > 500K | 503350 | OH&Safety Exp | 0.8 | Connections | Contracts | ENDirect | Contracts | SCS
| 109 | SERVICE PITS | 531035 | Engineer & Dsgn Serv | 2.976 | Connections | Labour | ENDirect | Labour | SCS | 109 | SERVICE PITS | 634001 | Locl O/Hs to Capital | 286.6885 | Connections | Local OH | OH | Excl | SCS | 109 | SERVICE PITS | 613410 | BR-NT RES GB | 2.2182 | Connections | Labour | ENDirect | Labour | SCS | 111 | LV CONNECTIONS CAPACITY > 500K | 520100 | M & S-Distribution | 8936.8386 | Connections | Materials | ENDirect | Materials | SCS
| 109 | SERVICE PITS | 531200 | Construct'n Services | 10.9 | Connections | Contracts | ENDirect | Contracts | SCS | 109 | SERVICE PITS | 635001 | EN NS Margin | 191.8358 | Connections | PNS MG | ENDirect | Excl | SCS | 109 | SERVICE PITS | 613411 | BR-OT RES GB | 1.2719 | Connections | Labour | ENDirect | Labour | SCS | 111 | LV CONNECTIONS CAPACITY > 500K | 520200 | M & S-Transmission | 53.5348 | Connections | Materials | ENDirect | Materials | SCS
| 109 | SERVICE PITS | 531464 | NS: Civil Works CPS | 44.1332 | Connections | Contracts | ENDirect | Contracts | SCS | 109 | SERVICE PITS | 636001 | System Control O/H | 86.0621 | Connections | System Control OH | OH | Excl | SCS | 109 | SERVICE PITS | 613440 | SC Design/Draftin NT | 53.8978 | Connections | Labour | ENDirect | Labour | SCS | 111 | LV CONNECTIONS CAPACITY > 500K | 522100 | M & S-Petroleum | 0.075 | Connections | Materials | ENDirect | Materials | SCS
| 109 | SERVICE PITS | 531466 | NS:UR RP Pck Wks CPS | 1.7592 | Connections | Contracts | ENDirect | Contracts | SCS | 109 | SERVICE PITS | 636105 | CSG Margin | 0.08141 | Connections | CSG MG | ENDirect | Excl | SCS | 109 | SERVICE PITS | 613441 | SC Design/Draftin OT | 1.2796 | Connections | Labour | ENDirect | Labour | SCS | 111 | LV CONNECTIONS CAPACITY > 500K | 523100 | M & S-Admin & Gen | 169.0451 | Connections | Materials | ENDirect | Materials | SCS
| 109 | SERVICE PITS | 531467 | NS: Traffic Mgmt CPS | 17.6842 | Connections | Contracts | ENDirect | Contracts | SCS | 109 | SERVICE PITS | 639000 | Network Service Corp | 227.6045 | Connections | PNS Corporate OH | OH | Excl | SCS | 109 | SERVICE PITS | 613460 | BR-NT RES FT ZT | 4.4186 | Connections | Labour | ENDirect | Labour | SCS | 111 | LV CONNECTIONS CAPACITY > 500K | 523300 | Cap Purch -Equipment | 1.5461 | Connections | Materials | ENDirect | Materials | SCS
| 109 | SERVICE PITS | 531475 | NS:FieldPackagedWk-P | 0.9485 | Connections | Contracts | ENDirect | Contracts | SCS | 109 | SERVICE PITS | 639050 | NS: Fleet&Prop O/Hs | 41.774 | Connections | PNS Fleet & Property OH | OH | Excl | SCS | 109 | SERVICE PITS | 613566 | BR-NT PNS A2 | 5.7321 | Connections | Labour | ENDirect | Labour | SCS | 111 | LV CONNECTIONS CAPACITY > 500K | 525000 | Cap Purch-Comm Equip | 0.18825 | Connections | Materials | ENDirect | Materials | SCS
| 109 | SERVICE PITS | 531485 | NS:CivilContract-PCN | -1.843 | Connections | Contracts | ENDirect | Contracts | SCS | 111 | LV CONNECTIONS CAPACITY > 500K | 503201 | Seminar/ course fees | 3.306 | Connections | Labour | ENDirect | Labour | SCS | 109 | SERVICE PITS | 613570 | BR-NT PNS CJ | 1.4596 | Connections | Labour | ENDirect | Labour | SCS | 111 | LV CONNECTIONS CAPACITY > 500K | 531000 | Maintenance Services | 7.2815 | Connections | Contracts | ENDirect | Contracts | SCS
| 109 | SERVICE PITS | 531495 | NS:Field Pack Wk CPN | 6.6633 | Connections | Contracts | ENDirect | Contracts | SCS | 111 | LV CONNECTIONS CAPACITY > 500K | 503281 | Car Pk:Non-PermNoFBT | 0.42657 | Connections | Contracts | ENDirect | Contracts | SCS | 109 | SERVICE PITS | 613574 | BR-NT PNS CT | 4.3663 | Connections | Labour | ENDirect | Labour | SCS | 111 | LV CONNECTIONS CAPACITY > 500K | 531020 | Eng & Tech Services | 42.2997 | Connections | Labour | ENDirect | Labour | SCS
| 109 | SERVICE PITS | 591997 | Proj Trf - OH/Mar | -21.1449 | Connections | Contracts | ENDirect | Contracts | SCS | 111 | LV CONNECTIONS CAPACITY > 500K | 520100 | M & S-Distribution | 5180.2576 | Connections | Materials | ENDirect | Materials | SCS | 109 | SERVICE PITS | 613576 | BR-NT PNS FT | 2.8997 | Connections | Labour | ENDirect | Labour | SCS | 111 | LV CONNECTIONS CAPACITY > 500K | 531200 | Construct'n Services | 464.4152 | Connections | Contracts | ENDirect | Contracts | SCS
| 109 | SERVICE PITS | 591998 | Proj. Tsf Direct Tax | -3.4957 | Connections | Contracts | ENDirect | Contracts | SCS | 111 | LV CONNECTIONS CAPACITY > 500K | 520150 | M & S-Telecomm | 0.16204 | Connections | Materials | ENDirect | Materials | SCS | 109 | SERVICE PITS | 613602 | BR-NT PNS TA (ZT) | 0.55232 | Connections | Labour | ENDirect | Labour | SCS | 111 | LV CONNECTIONS CAPACITY > 500K | 531201 | Contracts-Contestabl | 148.8763 | Connections | Contracts | ENDirect | Contracts | SCS
| 109 | SERVICE PITS | 591999 | Proj Trf - Dir Costs | -99.1761 | Connections | Contracts | ENDirect | Contracts | SCS | 111 | LV CONNECTIONS CAPACITY > 500K | 520200 | M & S-Transmission | 46.4849 | Connections | Materials | ENDirect | Materials | SCS | 109 | SERVICE PITS | 613630 | Senior Design NT | 1.4867 | Connections | Labour | ENDirect | Labour | SCS | 111 | LV CONNECTIONS CAPACITY > 500K | 531210 | NS:Field SubContUmb | 20.4438 | Connections | Labour | ENDirect | Labour | SCS
| 109 | SERVICE PITS | 611900 | Stores Recovery Dist | 0.09342 | Connections | Contracts | ENDirect | Contracts | SCS | 111 | LV CONNECTIONS CAPACITY > 500K | 523100 | M & S-Admin & Gen | 49.3361 | Connections | Materials | ENDirect | Materials | SCS | 109 | SERVICE PITS | 613680 | NS:Engineer D/S N/T | 10.8545 | Connections | Labour | ENDirect | Labour | SCS | 111 | LV CONNECTIONS CAPACITY > 500K | 531464 | NS: Civil Works CPS | 5393.2332 | Connections | Contracts | ENDirect | Contracts | SCS
| 109 | SERVICE PITS | 611901 | Stores Rec Local | 43.5926 | Connections | Contracts | ENDirect | Contracts | SCS | 111 | LV CONNECTIONS CAPACITY > 500K | 523300 | Cap Purch -Equipment | 2.2553 | Connections | Materials | ENDirect | Materials | SCS | 109 | SERVICE PITS | 614115 | Cust Res NT | 259.8491 | Connections | Labour | ENDirect | Labour | SCS | 111 | LV CONNECTIONS CAPACITY > 500K | 531466 | NS:UR RP Pck Wks CPS | 487.2535 | Connections | Contracts | ENDirect | Contracts | SCS
| 109 | SERVICE PITS | 611902 | Purchase OrderOncost | 4.0642 | Connections | Contracts | ENDirect | Contracts | SCS | 111 | LV CONNECTIONS CAPACITY > 500K | 531000 | Maintenance Services | 0.66452 | Connections | Contracts | ENDirect | Contracts | SCS | 109 | SERVICE PITS | 634001 | Locl O/Hs to Capital | 416.6824 | Connections | Local OH | OH | Excl | SCS | 111 | LV CONNECTIONS CAPACITY > 500K | 531467 | NS: Traffic Mgmt CPS | 1219.352 | Connections | Contracts | ENDirect | Contracts | SCS
| 109 | SERVICE PITS | 612210 | Network N/T | 0.16702 | Connections | Labour | ENDirect | Labour | SCS | 111 | LV CONNECTIONS CAPACITY > 500K | 531020 | Eng & Tech Services | 62.357 | Connections | Labour | ENDirect | Labour | SCS | 109 | SERVICE PITS | 635001 | EN NS Margin | 315.8398 | Connections | PNS MG | ENDirect | Excl | SCS | 111 | LV CONNECTIONS CAPACITY > 500K | 531468 | NS: Waste Disp CPS | 1855.7827 | Connections | Contracts | ENDirect | Contracts | SCS
| 109 | SERVICE PITS | 613240 | BR-NT PNS LW | 1.6482 | Connections | Labour | ENDirect | Labour | SCS | 111 | LV CONNECTIONS CAPACITY > 500K | 531035 | Engineer & Dsgn Serv | 67.8109 | Connections | Labour | ENDirect | Labour | SCS | 109 | SERVICE PITS | 636001 | System Control O/H | 217.9009 | Connections | System Control OH | OH | Excl | SCS | 111 | LV CONNECTIONS CAPACITY > 500K | 531469 | NS: Other CPS | 34.083 | Connections | Labour | ENDirect | Labour | SCS
| 109 | SERVICE PITS | 613248 | NS:GenLinewrk N/T CP | 4.9172 | Connections | Labour | ENDirect | Labour | SCS | 111 | LV CONNECTIONS CAPACITY > 500K | 531200 | Construct'n Services | 179.4372 | Connections | Contracts | ENDirect | Contracts | SCS | 109 | SERVICE PITS | 636105 | CSG Margin | 0.2264 | Connections | CSG MG | ENDirect | Excl | SCS | 111 | LV CONNECTIONS CAPACITY > 500K | 532050 | Consult Serv:Ded | 0.2832 | Connections | Contracts | ENDirect | Contracts | SCS
| 109 | SERVICE PITS | 613250 | BR-NT PNS GB | 3.3951 | Connections | Labour | ENDirect | Labour | SCS | 111 | LV CONNECTIONS CAPACITY > 500K | 531201 | Contracts-Contestabl | 71.3242 | Connections | Contracts | ENDirect | Contracts | SCS | 109 | SERVICE PITS | 639000 | Network Service Corp | 284.8575 | Connections | PNS Corporate OH | OH | Excl | SCS | 111 | LV CONNECTIONS CAPACITY > 500K | 532200 | Hire: Plant & Equip | 6.031 | Connections | Contracts | ENDirect | Contracts | SCS
| 109 | SERVICE PITS | 613258 | NS:LiveLinw-GenN/TCP | 1.3314 | Connections | Labour | ENDirect | Labour | SCS | 111 | LV CONNECTIONS CAPACITY > 500K | 531464 | NS: Civil Works CPS | 4357.7966 | Connections | Contracts | ENDirect | Contracts | SCS | 109 | SERVICE PITS | 639050 | NS: Fleet&Prop O/Hs | 44.8768 | Connections | PNS Fleet & Property OH | OH | Excl | SCS | 111 | LV CONNECTIONS CAPACITY > 500K | 532410 | Contract/Temp Staff | 0.8712 | Connections | Labour | ENDirect | Labour | SCS
| 109 | SERVICE PITS | 613270 | NSConstruct Co-or NT | 0.27998 | Connections | Labour | ENDirect | Labour | SCS | 111 | LV CONNECTIONS CAPACITY > 500K | 531465 | NS: Pole to Pit CPS | 5.8992 | Connections | Contracts | ENDirect | Contracts | SCS | 111 | LV CONNECTIONS CAPACITY > 500K | 500200 | Sals: Overtime | 0.033 | Connections | Labour | ENDirect | Labour | SCS | 111 | LV CONNECTIONS CAPACITY > 500K | 545150 | Misc Admin Exps | 0.05318 | Connections | Contracts | ENDirect | Contracts | SCS
| 109 | SERVICE PITS | 613278 | NS: ConstCo-ordN/TCP | 4.7597 | Connections | Labour | ENDirect | Labour | SCS | 111 | LV CONNECTIONS CAPACITY > 500K | 531466 | NS:UR RP Pck Wks CPS | 2579.4428 | Connections | Contracts | ENDirect | Contracts | SCS | 111 | LV CONNECTIONS CAPACITY > 500K | 503281 | Parking | 0.2415 | Connections | Contracts | ENDirect | Contracts | SCS | 111 | LV CONNECTIONS CAPACITY > 500K | 591997 | Proj Trf - OH/Mar | -12.7114 | Connections | Contracts | ENDirect | Contracts | SCS
| 109 | SERVICE PITS | 613279 | NS:ConstCo-ordO/T CP | 0.27998 | Connections | Labour | ENDirect | Labour | SCS | 111 | LV CONNECTIONS CAPACITY > 500K | 531467 | NS: Traffic Mgmt CPS | 1109.3367 | Connections | Contracts | ENDirect | Contracts | SCS | 111 | LV CONNECTIONS CAPACITY > 500K | 520100 | M & S-Distribution | 6420.8545 | Connections | Materials | ENDirect | Materials | SCS | 111 | LV CONNECTIONS CAPACITY > 500K | 591998 | Proj. Tsf Direct Tax | -30.5407 | Connections | Contracts | ENDirect | Contracts | SCS
| 109 | SERVICE PITS | 613280 | NS Design D/S N/T | 2.7168 | Connections | Labour | ENDirect | Labour | SCS | 111 | LV CONNECTIONS CAPACITY > 500K | 531468 | NS: Waste Disp CPS | 1439.6682 | Connections | Contracts | ENDirect | Contracts | SCS | 111 | LV CONNECTIONS CAPACITY > 500K | 520150 | M & S-Telecomm | 1.1671 | Connections | Materials | ENDirect | Materials | SCS | 111 | LV CONNECTIONS CAPACITY > 500K | 591999 | Proj Trf - Dir Costs | -45.8647 | Connections | Contracts | ENDirect | Contracts | SCS
| 109 | SERVICE PITS | 613290 | NS Tech/Proj Mger NT | 2.6453 | Connections | Labour | ENDirect | Labour | SCS | 111 | LV CONNECTIONS CAPACITY > 500K | 531469 | NS: Other CPS | -666.5732 | Connections | Labour | ENDirect | Labour | SCS | 111 | LV CONNECTIONS CAPACITY > 500K | 520200 | M & S-Transmission | 10.9544 | Connections | Materials | ENDirect | Materials | SCS | 111 | LV CONNECTIONS CAPACITY > 500K | 611900 | Stores Recovery Dist | 120.6346 | Connections | Contracts | ENDirect | Contracts | SCS
| 109 | SERVICE PITS | 613298 | NS:Tech/ProjMgrN/TCP | 58.772 | Connections | Labour | ENDirect | Labour | SCS | 111 | LV CONNECTIONS CAPACITY > 500K | 532050 | Consult Serv:Ded | 6.987 | Connections | Contracts | ENDirect | Contracts | SCS | 111 | LV CONNECTIONS CAPACITY > 500K | 523100 | M & S-Admin & Gen | 72.5863 | Connections | Materials | ENDirect | Materials | SCS | 111 | LV CONNECTIONS CAPACITY > 500K | 611901 | Stores Rec Local | 103.6442 | Connections | Contracts | ENDirect | Contracts | SCS
| 109 | SERVICE PITS | 613299 | NS:Tech/prjMgrO/T CP | 0.01751 | Connections | Labour | ENDirect | Labour | SCS | 111 | LV CONNECTIONS CAPACITY > 500K | 532140 | Tech Services | 2.358 | Connections | Contracts | ENDirect | Contracts | SCS | 111 | LV CONNECTIONS CAPACITY > 500K | 523300 | Cap Purch -Equipment | 1.6526 | Connections | Materials | ENDirect | Materials | SCS | 111 | LV CONNECTIONS CAPACITY > 500K | 611902 | Purchase OrderOncost | 211.5114 | Connections | Contracts | ENDirect | Contracts | SCS
| 109 | SERVICE PITS | 613310 | BR-NT PNS TS | 3.2874 | Connections | Labour | ENDirect | Labour | SCS | 111 | LV CONNECTIONS CAPACITY > 500K | 532200 | Hire: Plant & Equip | 0.19859 | Connections | Contracts | ENDirect | Contracts | SCS | 111 | LV CONNECTIONS CAPACITY > 500K | 531000 | Maintenance Services | 2.5365 | Connections | Contracts | ENDirect | Contracts | SCS | 111 | LV CONNECTIONS CAPACITY > 500K | 612210 | Network N/T | 102.9798 | Connections | Labour | ENDirect | Labour | SCS
| 109 | SERVICE PITS | 613350 | NS:DesignSup D/S N/T | 58.9827 | Connections | Labour | ENDirect | Labour | SCS | 111 | LV CONNECTIONS CAPACITY > 500K | 591997 | Proj Trf - EN OH | -49.0798 | Connections | Contracts | ENDirect | Contracts | SCS | 111 | LV CONNECTIONS CAPACITY > 500K | 531020 | Eng & Tech Services | -14.3069 | Connections | Labour | ENDirect | Labour | SCS | 111 | LV CONNECTIONS CAPACITY > 500K | 612310 | Network O/T | 0.41524 | Connections | Labour | ENDirect | Labour | SCS
| 109 | SERVICE PITS | 613360 | NS:Draft/GIS D/S N/T | 11.999 | Connections | Labour | ENDirect | Labour | SCS | 111 | LV CONNECTIONS CAPACITY > 500K | 591998 | Proj. Tsf Direct Tax | -48.4369 | Connections | Contracts | ENDirect | Contracts | SCS | 111 | LV CONNECTIONS CAPACITY > 500K | 531200 | Construct'n Services | 211.165 | Connections | Contracts | ENDirect | Contracts | SCS | 111 | LV CONNECTIONS CAPACITY > 500K | 613240 | BR-NT PNS LW | 52.2638 | Connections | Labour | ENDirect | Labour | SCS
| 109 | SERVICE PITS | 613408 | SC Gen Line CP NT | 0.97368 | Connections | Labour | ENDirect | Labour | SCS | 111 | LV CONNECTIONS CAPACITY > 500K | 591999 | Proj Tsf - EN Direct | -166.7037 | Connections | Contracts | ENDirect | Contracts | SCS | 111 | LV CONNECTIONS CAPACITY > 500K | 531201 | Contracts-Contestabl | 198.2014 | Connections | Contracts | ENDirect | Contracts | SCS | 111 | LV CONNECTIONS CAPACITY > 500K | 613241 | BR-OT PNS LW | 1.299 | Connections | Labour | ENDirect | Labour | SCS
| 109 | SERVICE PITS | 613409 | SC Gen Line CP OT | 0.24342 | Connections | Labour | ENDirect | Labour | SCS | 111 | LV CONNECTIONS CAPACITY > 500K | 611900 | Stores Recovery Dist | 86.7229 | Connections | Contracts | ENDirect | Contracts | SCS | 111 | LV CONNECTIONS CAPACITY > 500K | 531210 | NS:Field SubContUmb | 11.0083 | Connections | Labour | ENDirect | Labour | SCS | 111 | LV CONNECTIONS CAPACITY > 500K | 613250 | BR-NT PNS GB | 145.2533 | Connections | Labour | ENDirect | Labour | SCS
| 109 | SERVICE PITS | 613566 | BR-NT PNS A2 | 0.97368 | Connections | Labour | ENDirect | Labour | SCS | 111 | LV CONNECTIONS CAPACITY > 500K | 611901 | Stores Rec Local | 104.6624 | Connections | Contracts | ENDirect | Contracts | SCS | 111 | LV CONNECTIONS CAPACITY > 500K | 531464 | NS: Civil Works CPS | 3835.8171 | Connections | Contracts | ENDirect | Contracts | SCS | 111 | LV CONNECTIONS CAPACITY > 500K | 613251 | BR-OT PNS GB | 11.5529 | Connections | Labour | ENDirect | Labour | SCS
| 109 | SERVICE PITS | 613680 | NS:Engineer D/S N/T | 1.436 | Connections | Labour | ENDirect | Labour | SCS | 111 | LV CONNECTIONS CAPACITY > 500K | 611902 | Purchase OrderOncost | 218.2618 | Connections | Contracts | ENDirect | Contracts | SCS | 111 | LV CONNECTIONS CAPACITY > 500K | 531465 | NS: Pole to Pit CPS | 1.1 | Connections | Contracts | ENDirect | Contracts | SCS | 111 | LV CONNECTIONS CAPACITY > 500K | 613260 | BR-NT PNS ZT | 520.1512 | Connections | Labour | ENDirect | Labour | SCS
| 109 | SERVICE PITS | 633000 | Corp O/Hs to Capital | 112.6635 | Connections | Contracts | OH | Contracts | SCS | 111 | LV CONNECTIONS CAPACITY > 500K | 612210 | Network N/T | 57.7071 | Connections | Labour | ENDirect | Labour | SCS | 111 | LV CONNECTIONS CAPACITY > 500K | 531466 | NS:UR RP Pck Wks CPS | 1000.1858 | Connections | Contracts | ENDirect | Contracts | SCS | 111 | LV CONNECTIONS CAPACITY > 500K | 613261 | BR-OT PNS ZT | 52.6898 | Connections | Labour | ENDirect | Labour | SCS
| 109 | SERVICE PITS | 634001 | Locl O/Hs to Capital | 45.6858 | Connections | Local OH | OH | Excl | SCS | 111 | LV CONNECTIONS CAPACITY > 500K | 612211 | Netw Des NT-TRDS | -10.9813 | Connections | Labour | ENDirect | Labour | SCS | 111 | LV CONNECTIONS CAPACITY > 500K | 531467 | NS: Traffic Mgmt CPS | 956.988 | Connections | Contracts | ENDirect | Contracts | SCS | 111 | LV CONNECTIONS CAPACITY > 500K | 613280 | NS Design D/S N/T | 378.805 | Connections | Labour | ENDirect | Labour | SCS
| 109 | SERVICE PITS | 635001 | EN NS Margin | 16.4094 | Connections | PNS MG | ENDirect | Excl | SCS | 111 | LV CONNECTIONS CAPACITY > 500K | 613240 | BR-NT PNS LW | 4.0787 | Connections | Labour | ENDirect | Labour | SCS | 111 | LV CONNECTIONS CAPACITY > 500K | 531468 | NS: Waste Disp CPS | 1272.118 | Connections | Contracts | ENDirect | Contracts | SCS | 111 | LV CONNECTIONS CAPACITY > 500K | 613281 | NS Design D/S O/T | 2.9951 | Connections | Labour | ENDirect | Labour | SCS
| 109 | SERVICE PITS | 636001 | System Control O/H | 14.2503 | Connections | System Control OH | OH | Excl | SCS | 111 | LV CONNECTIONS CAPACITY > 500K | 613241 | BR-OT PNS LW | 2.389 | Connections | Labour | ENDirect | Labour | SCS | 111 | LV CONNECTIONS CAPACITY > 500K | 531469 | NS: Other CPS | 27 | Connections | Labour | ENDirect | Labour | SCS | 111 | LV CONNECTIONS CAPACITY > 500K | 613290 | NS Tech/Proj Mger NT | 1290.4485 | Connections | Labour | ENDirect | Labour | SCS
| 109 | SERVICE PITS | 639000 | Network Service Corp | 30.0832 | Connections | PNS Corporate OH | OH | Excl | SCS | 111 | LV CONNECTIONS CAPACITY > 500K | 613250 | BR-NT PNS GB | 18.9922 | Connections | Labour | ENDirect | Labour | SCS | 111 | LV CONNECTIONS CAPACITY > 500K | 532050 | Consult Serv:Ded | 4.7249 | Connections | Contracts | ENDirect | Contracts | SCS | 111 | LV CONNECTIONS CAPACITY > 500K | 613291 | NS Tech/Proj Mger OT | 10.4433 | Connections | Labour | ENDirect | Labour | SCS
| 109 | SERVICE PITS | 639050 | NS: Fleet&Prop O/Hs | 2.0821 | Connections | PNS Fleet & Property OH | OH | Excl | SCS | 111 | LV CONNECTIONS CAPACITY > 500K | 613251 | BR-OT PNS GB | 5.6063 | Connections | Labour | ENDirect | Labour | SCS | 111 | LV CONNECTIONS CAPACITY > 500K | 591997 | Proj Trf - OH/Mar | -86.2236 | Connections | Contracts | ENDirect | Contracts | SCS | 111 | LV CONNECTIONS CAPACITY > 500K | 613298 | NS:Tech/ProjMgrN/TCP | -0.22307 | Connections | Labour | ENDirect | Labour | SCS
| 111 | LV CONNECTIONS CAPACITY > 500K | 500200 | Sals: Overtime | 0.034 | Connections | Labour | ENDirect | Labour | SCS | 111 | LV CONNECTIONS CAPACITY > 500K | 613260 | BR-NT PNS ZT | 4.6148 | Connections | Labour | ENDirect | Labour | SCS | 111 | LV CONNECTIONS CAPACITY > 500K | 591998 | Proj. Tsf Direct Tax | -194.6847 | Connections | Contracts | ENDirect | Contracts | SCS | 111 | LV CONNECTIONS CAPACITY > 500K | 613310 | BR-NT PNS TS | 228.772 | Connections | Labour | ENDirect | Labour | SCS
| 111 | LV CONNECTIONS CAPACITY > 500K | 503190 | Travel: Australia | 0.03818 | Connections | Contracts | ENDirect | Contracts | SCS | 111 | LV CONNECTIONS CAPACITY > 500K | 613280 | NS Design D/S N/T | 242.6196 | Connections | Labour | ENDirect | Labour | SCS | 111 | LV CONNECTIONS CAPACITY > 500K | 591999 | Proj Trf - Dir Costs | -245.9513 | Connections | Contracts | ENDirect | Contracts | SCS | 111 | LV CONNECTIONS CAPACITY > 500K | 613311 | BR-OT PNS TS | 5.6727 | Connections | Labour | ENDirect | Labour | SCS
| 111 | LV CONNECTIONS CAPACITY > 500K | 503281 | Parking | 0.59378 | Connections | Contracts | ENDirect | Contracts | SCS | 111 | LV CONNECTIONS CAPACITY > 500K | 613281 | NS Design D/S O/T | 9.6338 | Connections | Labour | ENDirect | Labour | SCS | 111 | LV CONNECTIONS CAPACITY > 500K | 611900 | Stores Recovery Dist | 109.1546 | Connections | Contracts | ENDirect | Contracts | SCS | 111 | LV CONNECTIONS CAPACITY > 500K | 613350 | NS:DesignSup D/S N/T | 9.4837 | Connections | Labour | ENDirect | Labour | SCS
| 111 | LV CONNECTIONS CAPACITY > 500K | 503350 | OH&Safety Exp | 0.08177 | Connections | Contracts | ENDirect | Contracts | SCS | 111 | LV CONNECTIONS CAPACITY > 500K | 613290 | NS Tech/Proj Mger NT | 473.5362 | Connections | Labour | ENDirect | Labour | SCS | 111 | LV CONNECTIONS CAPACITY > 500K | 611901 | Stores Rec Local | 60.5164 | Connections | Contracts | ENDirect | Contracts | SCS | 111 | LV CONNECTIONS CAPACITY > 500K | 613360 | NS:Draft/GIS D/S N/T | 118.5173 | Connections | Labour | ENDirect | Labour | SCS
| 111 | LV CONNECTIONS CAPACITY > 500K | 520100 | M & S-Distribution | 8888.3837 | Connections | Materials | ENDirect | Materials | SCS | 111 | LV CONNECTIONS CAPACITY > 500K | 613291 | NS Tech/Proj Mger OT | 16.2611 | Connections | Labour | ENDirect | Labour | SCS | 111 | LV CONNECTIONS CAPACITY > 500K | 611902 | Purchase OrderOncost | 234.3051 | Connections | Contracts | ENDirect | Contracts | SCS | 111 | LV CONNECTIONS CAPACITY > 500K | 613370 | NS:Survey D/S N/T | 91.7278 | Connections | Labour | ENDirect | Labour | SCS
| 111 | LV CONNECTIONS CAPACITY > 500K | 520150 | M & S-Telecomm | 8.286 | Connections | Materials | ENDirect | Materials | SCS | 111 | LV CONNECTIONS CAPACITY > 500K | 613298 | NS:Tech/ProjMgrN/TCP | 683.9814 | Connections | Labour | ENDirect | Labour | SCS | 111 | LV CONNECTIONS CAPACITY > 500K | 612210 | Network N/T | 89.3808 | Connections | Labour | ENDirect | Labour | SCS | 111 | LV CONNECTIONS CAPACITY > 500K | 613371 | NS:Survey D/S O/T | 15.0056 | Connections | Labour | ENDirect | Labour | SCS
| 111 | LV CONNECTIONS CAPACITY > 500K | 520200 | M & S-Transmission | 212.6264 | Connections | Materials | ENDirect | Materials | SCS | 111 | LV CONNECTIONS CAPACITY > 500K | 613299 | NS:Tech/prjMgrO/T CP | 1.4819 | Connections | Labour | ENDirect | Labour | SCS | 111 | LV CONNECTIONS CAPACITY > 500K | 613240 | BR-NT PNS LW | 30.5187 | Connections | Labour | ENDirect | Labour | SCS | 111 | LV CONNECTIONS CAPACITY > 500K | 613400 | BR-NT RES CJ LW PO | 5.1567 | Connections | Labour | ENDirect | Labour | SCS
| 111 | LV CONNECTIONS CAPACITY > 500K | 523100 | M & S-Admin & Gen | 66.9426 | Connections | Materials | ENDirect | Materials | SCS | 111 | LV CONNECTIONS CAPACITY > 500K | 613310 | BR-NT PNS TS | 292.4345 | Connections | Labour | ENDirect | Labour | SCS | 111 | LV CONNECTIONS CAPACITY > 500K | 613241 | BR-OT PNS LW | 1.6113 | Connections | Labour | ENDirect | Labour | SCS | 111 | LV CONNECTIONS CAPACITY > 500K | 613401 | BR-OT RES CJ LW PO | 0.8119 | Connections | Labour | ENDirect | Labour | SCS
| 111 | LV CONNECTIONS CAPACITY > 500K | 523300 | Cap Purch -Equipment | 2.5924 | Connections | Materials | ENDirect | Materials | SCS | 111 | LV CONNECTIONS CAPACITY > 500K | 613311 | BR-OT PNS TS | 5.4425 | Connections | Labour | ENDirect | Labour | SCS | 111 | LV CONNECTIONS CAPACITY > 500K | 613244 | BR-NT LSA LWFRPOTA | 0.39808 | Connections | Labour | ENDirect | Labour | SCS | 111 | LV CONNECTIONS CAPACITY > 500K | 613410 | BR-NT RES GB | 4.2879 | Connections | Labour | ENDirect | Labour | SCS
| 111 | LV CONNECTIONS CAPACITY > 500K | 531000 | Maintenance Services | 3.315 | Connections | Contracts | ENDirect | Contracts | SCS | 111 | LV CONNECTIONS CAPACITY > 500K | 613350 | NS:DesignSup D/S N/T | 14.2062 | Connections | Labour | ENDirect | Labour | SCS | 111 | LV CONNECTIONS CAPACITY > 500K | 613250 | BR-NT PNS GB | 80.077 | Connections | Labour | ENDirect | Labour | SCS | 111 | LV CONNECTIONS CAPACITY > 500K | 613411 | BR-OT RES GB | 2.8221 | Connections | Labour | ENDirect | Labour | SCS
| 111 | LV CONNECTIONS CAPACITY > 500K | 531020 | Eng & Tech Services | 30.8794 | Connections | Labour | ENDirect | Labour | SCS | 111 | LV CONNECTIONS CAPACITY > 500K | 613360 | NS:Draft/GIS D/S N/T | 357.4377 | Connections | Labour | ENDirect | Labour | SCS | 111 | LV CONNECTIONS CAPACITY > 500K | 613251 | BR-OT PNS GB | 7.2076 | Connections | Labour | ENDirect | Labour | SCS | 111 | LV CONNECTIONS CAPACITY > 500K | 613420 | BR-NT RES TS | 14.1414 | Connections | Labour | ENDirect | Labour | SCS
| 111 | LV CONNECTIONS CAPACITY > 500K | 531035 | Engineer & Dsgn Serv | 245.0904 | Connections | Labour | ENDirect | Labour | SCS | 111 | LV CONNECTIONS CAPACITY > 500K | 613361 | NS:Draft/GIS D/S O/T | 3.3166 | Connections | Labour | ENDirect | Labour | SCS | 111 | LV CONNECTIONS CAPACITY > 500K | 613260 | BR-NT PNS ZT | 40.0432 | Connections | Labour | ENDirect | Labour | SCS | 111 | LV CONNECTIONS CAPACITY > 500K | 613434 | SC Design/Drafter NT | 132.0836 | Connections | Labour | ENDirect | Labour | SCS
| 111 | LV CONNECTIONS CAPACITY > 500K | 531200 | Construct'n Services | 789.4459 | Connections | Contracts | ENDirect | Contracts | SCS | 111 | LV CONNECTIONS CAPACITY > 500K | 613366 | NS:NP:PrjConNT | 3.8051 | Connections | Labour | ENDirect | Labour | SCS | 111 | LV CONNECTIONS CAPACITY > 500K | 613261 | BR-OT PNS ZT | 4.3119 | Connections | Labour | ENDirect | Labour | SCS | 111 | LV CONNECTIONS CAPACITY > 500K | 613440 | SC Design/Draftin NT | 44.2012 | Connections | Labour | ENDirect | Labour | SCS
| 111 | LV CONNECTIONS CAPACITY > 500K | 531201 | Contracts-Contestabl | 134.6387 | Connections | Contracts | ENDirect | Contracts | SCS | 111 | LV CONNECTIONS CAPACITY > 500K | 613370 | NS:Survey D/S N/T | 14.6341 | Connections | Labour | ENDirect | Labour | SCS | 111 | LV CONNECTIONS CAPACITY > 500K | 613280 | NS Design D/S N/T | 309.6218 | Connections | Labour | ENDirect | Labour | SCS | 111 | LV CONNECTIONS CAPACITY > 500K | 613441 | SC Design/Draftin OT | 4.0836 | Connections | Labour | ENDirect | Labour | SCS
| 111 | LV CONNECTIONS CAPACITY > 500K | 531210 | NS:Field SubContUmb | -3.3042 | Connections | Labour | ENDirect | Labour | SCS | 111 | LV CONNECTIONS CAPACITY > 500K | 613371 | NS:Survey D/S O/T | 3.2479 | Connections | Labour | ENDirect | Labour | SCS | 111 | LV CONNECTIONS CAPACITY > 500K | 613281 | NS Design D/S O/T | 12.4047 | Connections | Labour | ENDirect | Labour | SCS | 111 | LV CONNECTIONS CAPACITY > 500K | 613450 | SC Senior Des Eng NT | 115.5682 | Connections | Labour | ENDirect | Labour | SCS
| 111 | LV CONNECTIONS CAPACITY > 500K | 531211 | NS:Field SubCont-CPN | 3.7554 | Connections | Labour | ENDirect | Labour | SCS | 111 | LV CONNECTIONS CAPACITY > 500K | 613400 | BR-NT RES CJ LW PO | 22.4075 | Connections | Labour | ENDirect | Labour | SCS | 111 | LV CONNECTIONS CAPACITY > 500K | 613290 | NS Tech/Proj Mger NT | 908.9006 | Connections | Labour | ENDirect | Labour | SCS | 111 | LV CONNECTIONS CAPACITY > 500K | 613460 | BR-NT RES FT ZT | 282.0533 | Connections | Labour | ENDirect | Labour | SCS
| 111 | LV CONNECTIONS CAPACITY > 500K | 531464 | NS: Civil Works CPS | 4428.6623 | Connections | Contracts | ENDirect | Contracts | SCS | 111 | LV CONNECTIONS CAPACITY > 500K | 613401 | BR-OT RES CJ LW PO | 0.77065 | Connections | Labour | ENDirect | Labour | SCS | 111 | LV CONNECTIONS CAPACITY > 500K | 613291 | NS Tech/Proj Mger OT | 18.9451 | Connections | Labour | ENDirect | Labour | SCS | 111 | LV CONNECTIONS CAPACITY > 500K | 613461 | BR-OT RES FT ZT | 6.086 | Connections | Labour | ENDirect | Labour | SCS
| 111 | LV CONNECTIONS CAPACITY > 500K | 531466 | NS:UR RP Pck Wks CPS | 1725.4368 | Connections | Contracts | ENDirect | Contracts | SCS | 111 | LV CONNECTIONS CAPACITY > 500K | 613410 | BR-NT RES GB | 32.8406 | Connections | Labour | ENDirect | Labour | SCS | 111 | LV CONNECTIONS CAPACITY > 500K | 613298 | NS:Tech/ProjMgrN/TCP | 5.4042 | Connections | Labour | ENDirect | Labour | SCS | 111 | LV CONNECTIONS CAPACITY > 500K | 613566 | BR-NT PNS A2 | 103 | Connections | Labour | ENDirect | Labour | SCS
| 111 | LV CONNECTIONS CAPACITY > 500K | 531467 | NS: Traffic Mgmt CPS | 987.7583 | Connections | Contracts | ENDirect | Contracts | SCS | 111 | LV CONNECTIONS CAPACITY > 500K | 613411 | BR-OT RES GB | 1.3615 | Connections | Labour | ENDirect | Labour | SCS | 111 | LV CONNECTIONS CAPACITY > 500K | 613310 | BR-NT PNS TS | 208.3619 | Connections | Labour | ENDirect | Labour | SCS | 111 | LV CONNECTIONS CAPACITY > 500K | 613567 | BR-OT PNS A2 | 8.5381 | Connections | Labour | ENDirect | Labour | SCS
| 111 | LV CONNECTIONS CAPACITY > 500K | 531468 | NS: Waste Disp CPS | 1371.3313 | Connections | Contracts | ENDirect | Contracts | SCS | 111 | LV CONNECTIONS CAPACITY > 500K | 613434 | SC Design/Drafter NT | 149.9892 | Connections | Labour | ENDirect | Labour | SCS | 111 | LV CONNECTIONS CAPACITY > 500K | 613311 | BR-OT PNS TS | 3.672 | Connections | Labour | ENDirect | Labour | SCS | 111 | LV CONNECTIONS CAPACITY > 500K | 613570 | BR-NT PNS CJ | 70.1031 | Connections | Labour | ENDirect | Labour | SCS
| 111 | LV CONNECTIONS CAPACITY > 500K | 531469 | NS: Other CPS | 861.4666 | Connections | Labour | ENDirect | Labour | SCS | 111 | LV CONNECTIONS CAPACITY > 500K | 613440 | SC Design/Draftin NT | 31.8101 | Connections | Labour | ENDirect | Labour | SCS | 111 | LV CONNECTIONS CAPACITY > 500K | 613350 | NS:DesignSup D/S N/T | 3.128 | Connections | Labour | ENDirect | Labour | SCS | 111 | LV CONNECTIONS CAPACITY > 500K | 613571 | BR-OT PNS CJ | 11.6914 | Connections | Labour | ENDirect | Labour | SCS
| 111 | LV CONNECTIONS CAPACITY > 500K | 531475 | NS:FieldPackagedWk-P | 7.6868 | Connections | Contracts | ENDirect | Contracts | SCS | 111 | LV CONNECTIONS CAPACITY > 500K | 613441 | SC Design/Draftin OT | 4.1907 | Connections | Labour | ENDirect | Labour | SCS | 111 | LV CONNECTIONS CAPACITY > 500K | 613360 | NS:Draft/GIS D/S N/T | 180.4642 | Connections | Labour | ENDirect | Labour | SCS | 111 | LV CONNECTIONS CAPACITY > 500K | 613574 | BR-NT PNS CT | 275.1409 | Connections | Labour | ENDirect | Labour | SCS
| 111 | LV CONNECTIONS CAPACITY > 500K | 531480 | NS:Asset Solution De | 7.6 | Connections | Labour | ENDirect | Labour | SCS | 111 | LV CONNECTIONS CAPACITY > 500K | 613448 | SC Senior Des/Sur NT | 137.8777 | Connections | Labour | ENDirect | Labour | SCS | 111 | LV CONNECTIONS CAPACITY > 500K | 613361 | NS:Draft/GIS D/S O/T | 1.6715 | Connections | Labour | ENDirect | Labour | SCS | 111 | LV CONNECTIONS CAPACITY > 500K | 613575 | BR-OT PNS CT | 25.5271 | Connections | Labour | ENDirect | Labour | SCS
| 111 | LV CONNECTIONS CAPACITY > 500K | 531485 | NS:CivilContract-PCN | -110.9131 | Connections | Contracts | ENDirect | Contracts | SCS | 111 | LV CONNECTIONS CAPACITY > 500K | 613449 | SC Senior Des/Sur OT | 27.081 | Connections | Labour | ENDirect | Labour | SCS | 111 | LV CONNECTIONS CAPACITY > 500K | 613362 | NSNP:ProjManagerNT | 0.28222 | Connections | Labour | ENDirect | Labour | SCS | 111 | LV CONNECTIONS CAPACITY > 500K | 613576 | BR-NT PNS FT | 455.1584 | Connections | Labour | ENDirect | Labour | SCS
| 111 | LV CONNECTIONS CAPACITY > 500K | 531492 | NS: Civ Contracts CP | 225.8764 | Connections | Contracts | ENDirect | Contracts | SCS | 111 | LV CONNECTIONS CAPACITY > 500K | 613566 | BR-NT PNS A2 | 73.4827 | Connections | Labour | ENDirect | Labour | SCS | 111 | LV CONNECTIONS CAPACITY > 500K | 613366 | NS:NP:PrjConNT | 0.2311 | Connections | Labour | ENDirect | Labour | SCS | 111 | LV CONNECTIONS CAPACITY > 500K | 613577 | BR-OT PNS FT | 7.3366 | Connections | Labour | ENDirect | Labour | SCS
| 111 | LV CONNECTIONS CAPACITY > 500K | 531495 | NS:Field Pack Wk CPN | -382.4407 | Connections | Contracts | ENDirect | Contracts | SCS | 111 | LV CONNECTIONS CAPACITY > 500K | 613567 | BR-OT PNS A2 | 4.8525 | Connections | Labour | ENDirect | Labour | SCS | 111 | LV CONNECTIONS CAPACITY > 500K | 613370 | NS:Survey D/S N/T | 117.4352 | Connections | Labour | ENDirect | Labour | SCS | 111 | LV CONNECTIONS CAPACITY > 500K | 613602 | BR-NT PNS TA (ZT) | 133.6479 | Connections | Labour | ENDirect | Labour | SCS
| 111 | LV CONNECTIONS CAPACITY > 500K | 532050 | Consult Serv:Ded | 8.3449 | Connections | Contracts | ENDirect | Contracts | SCS | 111 | LV CONNECTIONS CAPACITY > 500K | 613570 | BR-NT PNS CJ | 28.0412 | Connections | Labour | ENDirect | Labour | SCS | 111 | LV CONNECTIONS CAPACITY > 500K | 613371 | NS:Survey D/S O/T | 13.8329 | Connections | Labour | ENDirect | Labour | SCS | 111 | LV CONNECTIONS CAPACITY > 500K | 613603 | BR-OT PNS TA (ZT) | 8.7053 | Connections | Labour | ENDirect | Labour | SCS
| 111 | LV CONNECTIONS CAPACITY > 500K | 532060 | Consult Serv:Non Ded | 0.158 | Connections | Contracts | ENDirect | Contracts | SCS | 111 | LV CONNECTIONS CAPACITY > 500K | 613571 | BR-OT PNS CJ | 5.0092 | Connections | Labour | ENDirect | Labour | SCS | 111 | LV CONNECTIONS CAPACITY > 500K | 613400 | BR-NT RES CJ LW PO | 32.5091 | Connections | Labour | ENDirect | Labour | SCS | 111 | LV CONNECTIONS CAPACITY > 500K | 613630 | Senior Design NT | 72.306 | Connections | Labour | ENDirect | Labour | SCS
| 111 | LV CONNECTIONS CAPACITY > 500K | 532140 | Tech Services | 13.403 | Connections | Contracts | ENDirect | Contracts | SCS | 111 | LV CONNECTIONS CAPACITY > 500K | 613574 | BR-NT PNS CT | 236.1727 | Connections | Labour | ENDirect | Labour | SCS | 111 | LV CONNECTIONS CAPACITY > 500K | 613401 | BR-OT RES CJ LW PO | 1.1509 | Connections | Labour | ENDirect | Labour | SCS | 111 | LV CONNECTIONS CAPACITY > 500K | 613680 | NS:Engineer D/S N/T | 151.7118 | Connections | Labour | ENDirect | Labour | SCS
| 111 | LV CONNECTIONS CAPACITY > 500K | 533000 | IT Prof Services | 7.1537 | Connections | Contracts | ENDirect | Contracts | SCS | 111 | LV CONNECTIONS CAPACITY > 500K | 613575 | BR-OT PNS CT | 4.7206 | Connections | Labour | ENDirect | Labour | SCS | 111 | LV CONNECTIONS CAPACITY > 500K | 613410 | BR-NT RES GB | 34.53 | Connections | Labour | ENDirect | Labour | SCS | 111 | LV CONNECTIONS CAPACITY > 500K | 613681 | NS:Engineer D/S O/T | 0.71316 | Connections | Labour | ENDirect | Labour | SCS
| 111 | LV CONNECTIONS CAPACITY > 500K | 591997 | Proj Trf - OH/Mar | -59.4411 | Connections | Contracts | ENDirect | Contracts | SCS | 111 | LV CONNECTIONS CAPACITY > 500K | 613576 | BR-NT PNS FT | 3.9739 | Connections | Labour | ENDirect | Labour | SCS | 111 | LV CONNECTIONS CAPACITY > 500K | 613411 | BR-OT RES GB | 0.84795 | Connections | Labour | ENDirect | Labour | SCS | 111 | LV CONNECTIONS CAPACITY > 500K | 614115 | Cust Res NT | 28.7828 | Connections | Labour | ENDirect | Labour | SCS
| 111 | LV CONNECTIONS CAPACITY > 500K | 591998 | Proj. Tsf Direct Tax | -40.2905 | Connections | Contracts | ENDirect | Contracts | SCS | 111 | LV CONNECTIONS CAPACITY > 500K | 613602 | BR-NT PNS TA (ZT) | 0.51276 | Connections | Labour | ENDirect | Labour | SCS | 111 | LV CONNECTIONS CAPACITY > 500K | 613420 | BR-NT RES TS | 13.7649 | Connections | Labour | ENDirect | Labour | SCS | 111 | LV CONNECTIONS CAPACITY > 500K | 615395 | IT SCADA Billable | 15.933 | Connections | Labour | ENDirect | Labour | SCS
| 111 | LV CONNECTIONS CAPACITY > 500K | 591999 | Proj Trf - Dir Costs | -279.0133 | Connections | Contracts | ENDirect | Contracts | SCS | 111 | LV CONNECTIONS CAPACITY > 500K | 613630 | Senior Design NT | 10.8463 | Connections | Labour | ENDirect | Labour | SCS | 111 | LV CONNECTIONS CAPACITY > 500K | 613434 | SC Design/Drafter NT | 169.389 | Connections | Labour | ENDirect | Labour | SCS | 111 | LV CONNECTIONS CAPACITY > 500K | 634001 | Locl O/Hs to Capital | 1443.3515 | Connections | Local OH | OH | Excl | SCS
| 111 | LV CONNECTIONS CAPACITY > 500K | 611900 | Stores Recovery Dist | 138.5462 | Connections | Contracts | ENDirect | Contracts | SCS | 111 | LV CONNECTIONS CAPACITY > 500K | 613680 | NS:Engineer D/S N/T | 155.7347 | Connections | Labour | ENDirect | Labour | SCS | 111 | LV CONNECTIONS CAPACITY > 500K | 613440 | SC Design/Draftin NT | 20.4744 | Connections | Labour | ENDirect | Labour | SCS | 111 | LV CONNECTIONS CAPACITY > 500K | 635001 | EN NS Margin | 812.5075 | Connections | PNS MG | ENDirect | Excl | SCS
| 111 | LV CONNECTIONS CAPACITY > 500K | 611901 | Stores Rec Local | 258.4623 | Connections | Contracts | ENDirect | Contracts | SCS | 111 | LV CONNECTIONS CAPACITY > 500K | 613681 | NS:Engineer D/S O/T | 4.4629 | Connections | Labour | ENDirect | Labour | SCS | 111 | LV CONNECTIONS CAPACITY > 500K | 613441 | SC Design/Draftin OT | 2.4668 | Connections | Labour | ENDirect | Labour | SCS | 111 | LV CONNECTIONS CAPACITY > 500K | 636001 | System Control O/H | 999.276 | Connections | System Control OH | OH | Excl | SCS
| 111 | LV CONNECTIONS CAPACITY > 500K | 611902 | Purchase OrderOncost | 200.1568 | Connections | Contracts | ENDirect | Contracts | SCS | 111 | LV CONNECTIONS CAPACITY > 500K | 613964 | 500kVA Gen. - Daily | 0.5349 | Connections | Contracts | ENDirect | Contracts | SCS | 111 | LV CONNECTIONS CAPACITY > 500K | 613448 | SC Senior Des/Sur NT | 52.7062 | Connections | Labour | ENDirect | Labour | SCS | 111 | LV CONNECTIONS CAPACITY > 500K | 636105 | CSG Margin | 2.196 | Connections | CSG MG | ENDirect | Excl | SCS
| 111 | LV CONNECTIONS CAPACITY > 500K | 612210 | Network N/T | 62.8551 | Connections | Labour | ENDirect | Labour | SCS | 111 | LV CONNECTIONS CAPACITY > 500K | 614115 | Cust Res NT | 8.6414 | Connections | Labour | ENDirect | Labour | SCS | 111 | LV CONNECTIONS CAPACITY > 500K | 613449 | SC Senior Des/Sur OT | 15.4763 | Connections | Labour | ENDirect | Labour | SCS | 111 | LV CONNECTIONS CAPACITY > 500K | 639000 | Network Service Corp | 965.6568 | Connections | PNS Corporate OH | OH | Excl | SCS
| 111 | LV CONNECTIONS CAPACITY > 500K | 612211 | Netw Des NT-TRDS | 0.73825 | Connections | Labour | ENDirect | Labour | SCS | 111 | LV CONNECTIONS CAPACITY > 500K | 615375 | IT Billable | 21.0025 | Connections | Labour | ENDirect | Labour | SCS | 111 | LV CONNECTIONS CAPACITY > 500K | 613450 | SC Senior Des Eng NT | 107.3103 | Connections | Labour | ENDirect | Labour | SCS | 111 | LV CONNECTIONS CAPACITY > 500K | 639050 | NS: Fleet&Prop O/Hs | 178.4197 | Connections | PNS Fleet & Property OH | OH | Excl | SCS
| 111 | LV CONNECTIONS CAPACITY > 500K | 612221 | EN Vector Time Conf | 0.64545 | Connections | Labour | ENDirect | Labour | SCS | 111 | LV CONNECTIONS CAPACITY > 500K | 634001 | Locl O/Hs to Capital | 1296.728 | Connections | Local OH | OH | Excl | SCS | 111 | LV CONNECTIONS CAPACITY > 500K | 613460 | BR-NT RES FT ZT | 0.27616 | Connections | Labour | ENDirect | Labour | SCS | 114 | NEW CONNECTION SERVICING MAT | 613708 | NC Service 1 PH UG M | 1.3253 | Metering Opex | Materials | ENDirect | Materials | Connection Services
| 111 | LV CONNECTIONS CAPACITY > 500K | 612450 | CP Labour Trf Opex | 2.324 | Connections | Labour | ENDirect | Labour | SCS | 111 | LV CONNECTIONS CAPACITY > 500K | 635001 | EN NS Margin | 687.8313 | Connections | PNS MG | ENDirect | Excl | SCS | 111 | LV CONNECTIONS CAPACITY > 500K | 613477 | PNS_BEON_ENGINEER_NT | 0.23398 | Connections | Labour | ENDirect | Labour | SCS | 114 | NEW CONNECTION SERVICING MAT | 613709 | NC Service 1 PH URD | 4.2005 | Metering Opex | Materials | ENDirect | Materials | Connection Services
| 111 | LV CONNECTIONS CAPACITY > 500K | 612460 | CP Labour Trf Capex | 74.5243 | Connections | Labour | ENDirect | Labour | SCS | 111 | LV CONNECTIONS CAPACITY > 500K | 636001 | System Control O/H | 381.8089 | Connections | System Control OH | OH | Excl | SCS | 111 | LV CONNECTIONS CAPACITY > 500K | 613566 | BR-NT PNS A2 | 67.193 | Connections | Labour | ENDirect | Labour | SCS | 114 | NEW CONNECTION SERVICING MAT | 613710 | NC Service 1 PH OH M | 25.7675 | Metering Opex | Materials | ENDirect | Materials | Connection Services
| 111 | LV CONNECTIONS CAPACITY > 500K | 613240 | BR-NT PNS LW | 14.1427 | Connections | Labour | ENDirect | Labour | SCS | 111 | LV CONNECTIONS CAPACITY > 500K | 636105 | CSG Margin | 0.90188 | Connections | CSG MG | ENDirect | Excl | SCS | 111 | LV CONNECTIONS CAPACITY > 500K | 613567 | BR-OT PNS A2 | 2.4608 | Connections | Labour | ENDirect | Labour | SCS | 114 | NEW CONNECTION SERVICING MAT | 613711 | NC Service M PH UG | 135.779 | Metering Opex | Materials | ENDirect | Materials | Connection Services
| 111 | LV CONNECTIONS CAPACITY > 500K | 613241 | BR-OT PNS LW | 2.5559 | Connections | Labour | ENDirect | Labour | SCS | 111 | LV CONNECTIONS CAPACITY > 500K | 639000 | Network Service Corp | 1044.5255 | Connections | PNS Corporate OH | OH | Excl | SCS | 111 | LV CONNECTIONS CAPACITY > 500K | 613570 | BR-NT PNS CJ | 24.5477 | Connections | Labour | ENDirect | Labour | SCS | 114 | NEW CONNECTION SERVICING MAT | 613712 | NC Service M PH URD | 10.4605 | Metering Opex | Materials | ENDirect | Materials | Connection Services
| 111 | LV CONNECTIONS CAPACITY > 500K | 613244 | BR-NT LSA LWFRPOTA | 3.6513 | Connections | Labour | ENDirect | Labour | SCS | 111 | LV CONNECTIONS CAPACITY > 500K | 639050 | NS: Fleet&Prop O/Hs | 126.1107 | Connections | PNS Fleet & Property OH | OH | Excl | SCS | 111 | LV CONNECTIONS CAPACITY > 500K | 613571 | BR-OT PNS CJ | 2.6779 | Connections | Labour | ENDirect | Labour | SCS | 114 | NEW CONNECTION SERVICING MAT | 613713 | NC Service M PH OH M | 14.3875 | Metering Opex | Materials | ENDirect | Materials | Connection Services
| 111 | LV CONNECTIONS CAPACITY > 500K | 613245 | BR-OT LSA LWFRPOTA | 0.24342 | Connections | Labour | ENDirect | Labour | SCS | 112 | NEW CONNECTIONS METER ACCUM | 531468 | NS: Waste Disp CPS | 7.6894 | Metering Capex | Contracts | ENDirect | Contracts | Metering Services | 111 | LV CONNECTIONS CAPACITY > 500K | 613574 | BR-NT PNS CT | 284.6973 | Connections | Labour | ENDirect | Labour | SCS | 114 | NEW CONNECTION SERVICING MAT | 613745 | UnMetered Supp-CP | 60.5052 | Metering Opex | Contracts | ENDirect | Contracts | Connection Services
| 111 | LV CONNECTIONS CAPACITY > 500K | 613248 | NS:GenLinewrk N/T CP | 19.5588 | Connections | Labour | ENDirect | Labour | SCS | 112 | NEW CONNECTIONS METER ACCUM | 613290 | NS Tech/Proj Mger NT | 1.1221 | Metering Capex | Labour | ENDirect | Labour | Metering Services | 111 | LV CONNECTIONS CAPACITY > 500K | 613575 | BR-OT PNS CT | 11.1612 | Connections | Labour | ENDirect | Labour | SCS | 114 | NEW CONNECTION SERVICING MAT | 639000 | Network Service Corp | 10.5009 | Metering Opex | PNS Corporate OH | OH | Excl | Connection Services
| 111 | LV CONNECTIONS CAPACITY > 500K | 613249 | NS:GenLinewrk O/T CP | 5.1118 | Connections | Labour | ENDirect | Labour | SCS | 112 | NEW CONNECTIONS METER ACCUM | 613440 | SC Design/Draftin NT | 0.06103 | Metering Capex | Labour | ENDirect | Labour | Metering Services | 111 | LV CONNECTIONS CAPACITY > 500K | 613576 | BR-NT PNS FT | 480.5184 | Connections | Labour | ENDirect | Labour | SCS | 114 | NEW CONNECTION SERVICING MAT | 639050 | NS: Fleet&Prop O/Hs | 0.11551 | Metering Opex | PNS Fleet & Property OH | OH | Excl | Connection Services
| 111 | LV CONNECTIONS CAPACITY > 500K | 613250 | BR-NT PNS GB | 15.7105 | Connections | Labour | ENDirect | Labour | SCS | 112 | NEW CONNECTIONS METER ACCUM | 614115 | Cust Res NT | 0.1643 | Metering Capex | Labour | ENDirect | Labour | Metering Services | 111 | LV CONNECTIONS CAPACITY > 500K | 613577 | BR-OT PNS FT | 17.0879 | Connections | Labour | ENDirect | Labour | SCS | 115 | NEW CONNECTIONS SERVICING LAB | 591998 | Proj. Tsf Direct Tax | -0.65 | Metering Opex | Contracts | ENDirect | Contracts | Connection Services
| 111 | LV CONNECTIONS CAPACITY > 500K | 613251 | BR-OT PNS GB | 2.5896 | Connections | Labour | ENDirect | Labour | SCS | 112 | NEW CONNECTIONS METER ACCUM | 634001 | Locl O/Hs to Capital | 0.77146 | Metering Capex | Local OH | OH | Excl | Metering Services | 111 | LV CONNECTIONS CAPACITY > 500K | 613602 | BR-NT PNS TA (ZT) | 50.2611 | Connections | Labour | ENDirect | Labour | SCS | 115 | NEW CONNECTIONS SERVICING LAB | 591999 | Proj Trf - Dir Costs | -0.14227 | Metering Opex | Contracts | ENDirect | Contracts | Connection Services
| 111 | LV CONNECTIONS CAPACITY > 500K | 613254 | BR-NT LSA GB | 4.2605 | Connections | Labour | ENDirect | Labour | SCS | 112 | NEW CONNECTIONS METER ACCUM | 635001 | EN NS Margin | 0.5054 | Metering Capex | PNS MG | ENDirect | Excl | Metering Services | 111 | LV CONNECTIONS CAPACITY > 500K | 613603 | BR-OT PNS TA (ZT) | 4.4716 | Connections | Labour | ENDirect | Labour | SCS | 115 | NEW CONNECTIONS SERVICING LAB | 604600 | Corp Services Fee | 75.0295 | Metering Opex | Corporate Services Fee | ENDirect | Excl | Connection Services
| 111 | LV CONNECTIONS CAPACITY > 500K | 613255 | BR-OT LSA GB | 0.13314 | Connections | Labour | ENDirect | Labour | SCS | 112 | NEW CONNECTIONS METER ACCUM | 636001 | System Control O/H | 0.20352 | Metering Capex | System Control OH | OH | Excl | Metering Services | 111 | LV CONNECTIONS CAPACITY > 500K | 613630 | Senior Design NT | 36.7714 | Connections | Labour | ENDirect | Labour | SCS | 115 | NEW CONNECTIONS SERVICING LAB | 613714 | NC Service 1 PH UG I | 7.5602 | Metering Opex | Contracts | ENDirect | Contracts | Connection Services
| 111 | LV CONNECTIONS CAPACITY > 500K | 613258 | NS:LiveLinw-GenN/TCP | 9.0535 | Connections | Labour | ENDirect | Labour | SCS | 112 | NEW CONNECTIONS METER ACCUM | 636105 | CSG Margin | 0.01725 | Metering Capex | CSG MG | ENDirect | Excl | Metering Services | 111 | LV CONNECTIONS CAPACITY > 500K | 613680 | NS:Engineer D/S N/T | 119.7685 | Connections | Labour | ENDirect | Labour | SCS | 115 | NEW CONNECTIONS SERVICING LAB | 613715 | NC Service 1 PH URD | 24.3115 | Metering Opex | Contracts | ENDirect | Contracts | Connection Services
| 111 | LV CONNECTIONS CAPACITY > 500K | 613259 | NS:LiveLinwGenO/T CP | 2.6628 | Connections | Labour | ENDirect | Labour | SCS | 112 | NEW CONNECTIONS METER ACCUM | 639000 | Network Service Corp | 0.66335 | Metering Capex | PNS Corporate OH | OH | Excl | Metering Services | 111 | LV CONNECTIONS CAPACITY > 500K | 613681 | NS:Engineer D/S O/T | 1.3592 | Connections | Labour | ENDirect | Labour | SCS | 115 | NEW CONNECTIONS SERVICING LAB | 613716 | NC Service 1 PH OH I | 117.2652 | Metering Opex | Contracts | ENDirect | Contracts | Connection Services
| 111 | LV CONNECTIONS CAPACITY > 500K | 613260 | BR-NT PNS ZT | 61.0575 | Connections | Labour | ENDirect | Labour | SCS | 112 | NEW CONNECTIONS METER ACCUM | 639050 | NS: Fleet&Prop O/Hs | 0.13621 | Metering Capex | PNS Fleet & Property OH | OH | Excl | Metering Services | 111 | LV CONNECTIONS CAPACITY > 500K | 614115 | Cust Res NT | 19.1602 | Connections | Labour | ENDirect | Labour | SCS | 115 | NEW CONNECTIONS SERVICING LAB | 613717 | NC Service M PH UG I | 819.7602 | Metering Opex | Contracts | ENDirect | Contracts | Connection Services
| 111 | LV CONNECTIONS CAPACITY > 500K | 613261 | BR-OT PNS ZT | 1.6864 | Connections | Labour | ENDirect | Labour | SCS | 114 | NEW CONNECTION SERVICING MAT | 613708 | NC Service 1 PH UG M | 0.91728 | Metering Opex | Materials | ENDirect | Materials | Connection Services | 111 | LV CONNECTIONS CAPACITY > 500K | 615375 | IT Billable | 3.75 | Connections | Labour | ENDirect | Labour | SCS | 115 | NEW CONNECTIONS SERVICING LAB | 613718 | NC Service M PH URD | 44.7125 | Metering Opex | Contracts | ENDirect | Contracts | Connection Services
| 111 | LV CONNECTIONS CAPACITY > 500K | 613268 | NS: Fitter N/T CP | 17.4915 | Connections | Labour | ENDirect | Labour | SCS | 114 | NEW CONNECTION SERVICING MAT | 613709 | NC Service 1 PH URD | 4.9514 | Metering Opex | Materials | ENDirect | Materials | Connection Services | 111 | LV CONNECTIONS CAPACITY > 500K | 615395 | IT SCADA Billable | 24.309 | Connections | Labour | ENDirect | Labour | SCS | 115 | NEW CONNECTIONS SERVICING LAB | 613719 | NC Service M PH OH I | 49.6801 | Metering Opex | Contracts | ENDirect | Contracts | Connection Services
| 111 | LV CONNECTIONS CAPACITY > 500K | 613269 | NS: Fitter O/T CP | 2.5586 | Connections | Labour | ENDirect | Labour | SCS | 114 | NEW CONNECTION SERVICING MAT | 613710 | NC Service 1 PH OH M | 45.2672 | Metering Opex | Materials | ENDirect | Materials | Connection Services | 111 | LV CONNECTIONS CAPACITY > 500K | 634001 | Locl O/Hs to Capital | 1341.8391 | Connections | Local OH | OH | Excl | SCS | 115 | NEW CONNECTIONS SERVICING LAB | 614115 | Cust Res NT | 73.7499 | Metering Opex | Labour | ENDirect | Labour | Connection Services
| 111 | LV CONNECTIONS CAPACITY > 500K | 613270 | NSConstruct Co-or NT | 1.6099 | Connections | Labour | ENDirect | Labour | SCS | 114 | NEW CONNECTION SERVICING MAT | 613711 | NC Service M PH UG | 116.5352 | Metering Opex | Materials | ENDirect | Materials | Connection Services | 111 | LV CONNECTIONS CAPACITY > 500K | 635001 | EN NS Margin | 629.5544 | Connections | PNS MG | ENDirect | Excl | SCS | 115 | NEW CONNECTIONS SERVICING LAB | 634001 | Locl O/Hs to Capital | 0.25333 | Metering Opex | Local OH | OH | Excl | Connection Services
| 111 | LV CONNECTIONS CAPACITY > 500K | 613271 | NSConstruct Co-or OT | 0.97993 | Connections | Labour | ENDirect | Labour | SCS | 114 | NEW CONNECTION SERVICING MAT | 613712 | NC Service M PH URD | 6.7301 | Metering Opex | Materials | ENDirect | Materials | Connection Services | 111 | LV CONNECTIONS CAPACITY > 500K | 636001 | System Control O/H | 676.028 | Connections | System Control OH | OH | Excl | SCS | 115 | NEW CONNECTIONS SERVICING LAB | 636001 | System Control O/H | 0.1969 | Metering Opex | System Control OH | OH | Excl | Connection Services
| 111 | LV CONNECTIONS CAPACITY > 500K | 613278 | NS: ConstCo-ordN/TCP | 155.4589 | Connections | Labour | ENDirect | Labour | SCS | 114 | NEW CONNECTION SERVICING MAT | 613713 | NC Service M PH OH M | 18.4598 | Metering Opex | Materials | ENDirect | Materials | Connection Services | 111 | LV CONNECTIONS CAPACITY > 500K | 636105 | CSG Margin | 2.0115 | Connections | CSG MG | ENDirect | Excl | SCS | 115 | NEW CONNECTIONS SERVICING LAB | 636105 | CSG Margin | 4.3871 | Metering Opex | CSG MG | ENDirect | Excl | Connection Services
| 111 | LV CONNECTIONS CAPACITY > 500K | 613279 | NS:ConstCo-ordO/T CP | 12.2081 | Connections | Labour | ENDirect | Labour | SCS | 114 | NEW CONNECTION SERVICING MAT | 613745 | UnMetered Supp-CP | 39.6326 | Metering Opex | Contracts | ENDirect | Contracts | Connection Services | 111 | LV CONNECTIONS CAPACITY > 500K | 639000 | Network Service Corp | 934.4672 | Connections | PNS Corporate OH | OH | Excl | SCS | 115 | NEW CONNECTIONS SERVICING LAB | 639000 | Network Service Corp | 44.2328 | Metering Opex | PNS Corporate OH | OH | Excl | Connection Services
| 111 | LV CONNECTIONS CAPACITY > 500K | 613280 | NS Design D/S N/T | 472.3644 | Connections | Labour | ENDirect | Labour | SCS | 114 | NEW CONNECTION SERVICING MAT | 635000 | NS Margin | 1.6752 | Metering Opex | PNS MG | ENDirect | Excl | Connection Services | 111 | LV CONNECTIONS CAPACITY > 500K | 639050 | NS: Fleet&Prop O/Hs | 98.3945 | Connections | PNS Fleet & Property OH | OH | Excl | SCS | 115 | NEW CONNECTIONS SERVICING LAB | 639050 | NS: Fleet&Prop O/Hs | 0.48657 | Metering Opex | PNS Fleet & Property OH | OH | Excl | Connection Services
| 111 | LV CONNECTIONS CAPACITY > 500K | 613281 | NS Design D/S O/T | 39.7106 | Connections | Labour | ENDirect | Labour | SCS | 114 | NEW CONNECTION SERVICING MAT | 635001 | EN NS Margin | 1.2061 | Metering Opex | PNS MG | ENDirect | Excl | Connection Services | 112 | NEW CONNECTIONS METER ACCUM | 613290 | NS Tech/Proj Mger NT | 0.25236 | Metering Capex | Labour | ENDirect | Labour | Metering Services | 116 | RECOVERABLE WORKS | 500200 | Sals: Overtime | 0.231 | Connections | Labour | ENDirect | Labour | SCS
| 111 | LV CONNECTIONS CAPACITY > 500K | 613290 | NS Tech/Proj Mger NT | 189.6024 | Connections | Labour | ENDirect | Labour | SCS | 114 | NEW CONNECTION SERVICING MAT | 639000 | Network Service Corp | 14.7335 | Metering Opex | PNS Corporate OH | OH | Excl | Connection Services | 112 | NEW CONNECTIONS METER ACCUM | 634001 | Locl O/Hs to Capital | 0.01781 | Metering Capex | Local OH | OH | Excl | Metering Services | 116 | RECOVERABLE WORKS | 500810 | Salaries - Allowance | 0.0664 | Connections | Labour | ENDirect | Labour | SCS
| 111 | LV CONNECTIONS CAPACITY > 500K | 613291 | NS Tech/Proj Mger OT | 1.1674 | Connections | Labour | ENDirect | Labour | SCS | 114 | NEW CONNECTION SERVICING MAT | 639050 | NS: Fleet&Prop O/Hs | 0.1973 | Metering Opex | PNS Fleet & Property OH | OH | Excl | Connection Services | 112 | NEW CONNECTIONS METER ACCUM | 635001 | EN NS Margin | 0.01516 | Metering Capex | PNS MG | ENDirect | Excl | Metering Services | 116 | RECOVERABLE WORKS | 503192 | Domestic Hotel | 0.41636 | Connections | Contracts | ENDirect | Contracts | SCS
| 111 | LV CONNECTIONS CAPACITY > 500K | 613298 | NS:Tech/ProjMgrN/TCP | 1096.8878 | Connections | Labour | ENDirect | Labour | SCS | 115 | NEW CONNECTIONS SERVICING LAB | 531464 | NS: Civil Works CPS | 10.5 | Metering Opex | Contracts | ENDirect | Contracts | Connection Services | 112 | NEW CONNECTIONS METER ACCUM | 636001 | System Control O/H | 0.01603 | Metering Capex | System Control OH | OH | Excl | Metering Services | 116 | RECOVERABLE WORKS | 503193 | International Hotel | 2.6077 | Connections | Contracts | ENDirect | Contracts | SCS
| 111 | LV CONNECTIONS CAPACITY > 500K | 613299 | NS:Tech/prjMgrO/T CP | 0.93977 | Connections | Labour | ENDirect | Labour | SCS | 115 | NEW CONNECTIONS SERVICING LAB | 531465 | NS: Pole to Pit CPS | 3.7302 | Metering Opex | Contracts | ENDirect | Contracts | Connection Services | 112 | NEW CONNECTIONS METER ACCUM | 639000 | Network Service Corp | 0.0136 | Metering Capex | PNS Corporate OH | OH | Excl | Metering Services | 116 | RECOVERABLE WORKS | 503197 | Booking fees | 0.10925 | Connections | Contracts | ENDirect | Contracts | SCS
| 111 | LV CONNECTIONS CAPACITY > 500K | 613310 | BR-NT PNS TS | 138.5782 | Connections | Labour | ENDirect | Labour | SCS | 115 | NEW CONNECTIONS SERVICING LAB | 591997 | Proj Trf - EN OH | -0.07911 | Metering Opex | Contracts | ENDirect | Contracts | Connection Services | 112 | NEW CONNECTIONS METER ACCUM | 639050 | NS: Fleet&Prop O/Hs | 0.00214 | Metering Capex | PNS Fleet & Property OH | OH | Excl | Metering Services | 116 | RECOVERABLE WORKS | 503210 | Travel: Overseas | 4.7469 | Connections | Contracts | ENDirect | Contracts | SCS
| 111 | LV CONNECTIONS CAPACITY > 500K | 613311 | BR-OT PNS TS | 5.5001 | Connections | Labour | ENDirect | Labour | SCS | 115 | NEW CONNECTIONS SERVICING LAB | 591999 | Proj Tsf - EN Direct | -0.82942 | Metering Opex | Contracts | ENDirect | Contracts | Connection Services | 114 | NEW CONNECTION SERVICING MAT | 613709 | NC Service 1 PH URD | 3.6949 | Metering Opex | Materials | ENDirect | Materials | Connection Services | 116 | RECOVERABLE WORKS | 503240 | Employee Ent: FBT | 2.4584 | Connections | Contracts | ENDirect | Contracts | SCS
| 111 | LV CONNECTIONS CAPACITY > 500K | 613318 | NS: Tester N/T CP | 281.9447 | Connections | Labour | ENDirect | Labour | SCS | 115 | NEW CONNECTIONS SERVICING LAB | 604149 | CS:Con Serv Mgmt | 11.0463 | Metering Opex | Contracts | ENDirect | Contracts | Connection Services | 114 | NEW CONNECTION SERVICING MAT | 613710 | NC Service 1 PH OH M | 35.52 | Metering Opex | Materials | ENDirect | Materials | Connection Services | 116 | RECOVERABLE WORKS | 503250 | Non Employee Ent | 0.21069 | Connections | Contracts | ENDirect | Contracts | SCS
| 111 | LV CONNECTIONS CAPACITY > 500K | 613319 | NS:Tester O/T CP | 26.2363 | Connections | Labour | ENDirect | Labour | SCS | 115 | NEW CONNECTIONS SERVICING LAB | 604152 | Connections ACS, PM | 127.7132 | Metering Opex | Contracts | ENDirect | Contracts | Connection Services | 114 | NEW CONNECTION SERVICING MAT | 613711 | NC Service M PH UG | 152.5753 | Metering Opex | Materials | ENDirect | Materials | Connection Services | 116 | RECOVERABLE WORKS | 503281 | Parking | 0.02655 | Connections | Contracts | ENDirect | Contracts | SCS
| 111 | LV CONNECTIONS CAPACITY > 500K | 613324 | LSA EWP & D NT | 12.708 | Connections | Labour | ENDirect | Labour | SCS | 115 | NEW CONNECTIONS SERVICING LAB | 613290 | NS Tech/Proj Mger NT | 0.91434 | Metering Opex | Labour | ENDirect | Labour | Connection Services | 114 | NEW CONNECTION SERVICING MAT | 613712 | NC Service M PH URD | 8.8002 | Metering Opex | Materials | ENDirect | Materials | Connection Services | 116 | RECOVERABLE WORKS | 503330 | In-house Refreshment | 5.7553 | Connections | Contracts | ENDirect | Contracts | SCS
| 111 | LV CONNECTIONS CAPACITY > 500K | 613325 | LSA EWP & D OT | 0.90236 | Connections | Labour | ENDirect | Labour | SCS | 115 | NEW CONNECTIONS SERVICING LAB | 613291 | NS Tech/Proj Mger OT | 1.2946 | Metering Opex | Labour | ENDirect | Labour | Connection Services | 114 | NEW CONNECTION SERVICING MAT | 613713 | NC Service M PH OH M | 20.9504 | Metering Opex | Materials | ENDirect | Materials | Connection Services | 116 | RECOVERABLE WORKS | 503350 | OH&Safety Exp | 0.8873 | Connections | Contracts | ENDirect | Contracts | SCS
| 111 | LV CONNECTIONS CAPACITY > 500K | 613350 | NS:DesignSup D/S N/T | 50.3189 | Connections | Labour | ENDirect | Labour | SCS | 115 | NEW CONNECTIONS SERVICING LAB | 613298 | NS:Tech/ProjMgrN/TCP | 0.1866 | Metering Opex | Labour | ENDirect | Labour | Connection Services | 114 | NEW CONNECTION SERVICING MAT | 613745 | UnMetered Supp-CP | 24.1754 | Metering Opex | Contracts | ENDirect | Contracts | Connection Services | 116 | RECOVERABLE WORKS | 520100 | M & S-Distribution | 6623.3011 | Connections | Materials | ENDirect | Materials | SCS
| 111 | LV CONNECTIONS CAPACITY > 500K | 613360 | NS:Draft/GIS D/S N/T | 213.5267 | Connections | Labour | ENDirect | Labour | SCS | 115 | NEW CONNECTIONS SERVICING LAB | 613440 | SC Design/Draftin NT | 0.11528 | Metering Opex | Labour | ENDirect | Labour | Connection Services | 114 | NEW CONNECTION SERVICING MAT | 635001 | EN NS Margin | 2.1329 | Metering Opex | PNS MG | ENDirect | Excl | Connection Services | 116 | RECOVERABLE WORKS | 520150 | M & S-Telecomm | 0.2578 | Connections | Materials | ENDirect | Materials | SCS
| 111 | LV CONNECTIONS CAPACITY > 500K | 613361 | NS:Draft/GIS D/S O/T | 12.1572 | Connections | Labour | ENDirect | Labour | SCS | 115 | NEW CONNECTIONS SERVICING LAB | 613714 | NC Service 1 PH UG I | 39.404 | Metering Opex | Contracts | ENDirect | Contracts | Connection Services | 114 | NEW CONNECTION SERVICING MAT | 639000 | Network Service Corp | 13.2441 | Metering Opex | PNS Corporate OH | OH | Excl | Connection Services | 116 | RECOVERABLE WORKS | 520200 | M & S-Transmission | 19.2876 | Connections | Materials | ENDirect | Materials | SCS
| 111 | LV CONNECTIONS CAPACITY > 500K | 613362 | NSNP:ProjManagerNT | 15.8987 | Connections | Labour | ENDirect | Labour | SCS | 115 | NEW CONNECTIONS SERVICING LAB | 613715 | NC Service 1 PH URD | 30.9259 | Metering Opex | Contracts | ENDirect | Contracts | Connection Services | 114 | NEW CONNECTION SERVICING MAT | 639050 | NS: Fleet&Prop O/Hs | 0.11687 | Metering Opex | PNS Fleet & Property OH | OH | Excl | Connection Services | 116 | RECOVERABLE WORKS | 522100 | M & S-Petroleum | 0.2 | Connections | Materials | ENDirect | Materials | SCS
| 111 | LV CONNECTIONS CAPACITY > 500K | 613370 | NS:Survey D/S N/T | 99.1193 | Connections | Labour | ENDirect | Labour | SCS | 115 | NEW CONNECTIONS SERVICING LAB | 613716 | NC Service 1 PH OH I | 284.6767 | Metering Opex | Contracts | ENDirect | Contracts | Connection Services | 115 | NEW CONNECTIONS SERVICING LAB | 531464 | NS: Civil Works CPS | -9.5003 | Metering Opex | Contracts | ENDirect | Contracts | Connection Services | 116 | RECOVERABLE WORKS | 523100 | M & S-Admin & Gen | 23.6151 | Connections | Materials | ENDirect | Materials | SCS
| 111 | LV CONNECTIONS CAPACITY > 500K | 613400 | BR-NT RES CJ LW PO | 3.2862 | Connections | Labour | ENDirect | Labour | SCS | 115 | NEW CONNECTIONS SERVICING LAB | 613717 | NC Service M PH UG I | 626.4929 | Metering Opex | Contracts | ENDirect | Contracts | Connection Services | 115 | NEW CONNECTIONS SERVICING LAB | 531465 | NS: Pole to Pit CPS | 0.65 | Metering Opex | Contracts | ENDirect | Contracts | Connection Services | 116 | RECOVERABLE WORKS | 523300 | Cap Purch -Equipment | 83.8012 | Connections | Materials | ENDirect | Materials | SCS
| 111 | LV CONNECTIONS CAPACITY > 500K | 613408 | SC Gen Line CP NT | 83.2497 | Connections | Labour | ENDirect | Labour | SCS | 115 | NEW CONNECTIONS SERVICING LAB | 613718 | NC Service M PH URD | 29.9561 | Metering Opex | Contracts | ENDirect | Contracts | Connection Services | 115 | NEW CONNECTIONS SERVICING LAB | 591997 | Proj Trf - OH/Mar | -0.45992 | Metering Opex | Contracts | ENDirect | Contracts | Connection Services | 116 | RECOVERABLE WORKS | 524110 | Customer Fibre Cost | 0.0552 | Connections | Materials | ENDirect | Materials | SCS
| 111 | LV CONNECTIONS CAPACITY > 500K | 613409 | SC Gen Line CP OT | 13.3273 | Connections | Labour | ENDirect | Labour | SCS | 115 | NEW CONNECTIONS SERVICING LAB | 613719 | NC Service M PH OH I | 100.575 | Metering Opex | Contracts | ENDirect | Contracts | Connection Services | 115 | NEW CONNECTIONS SERVICING LAB | 591998 | Proj. Tsf Direct Tax | -1.7971 | Metering Opex | Contracts | ENDirect | Contracts | Connection Services | 116 | RECOVERABLE WORKS | 531000 | Maintenance Services | 1.7914 | Connections | Contracts | ENDirect | Contracts | SCS
| 111 | LV CONNECTIONS CAPACITY > 500K | 613410 | BR-NT RES GB | 2.7959 | Connections | Labour | ENDirect | Labour | SCS | 115 | NEW CONNECTIONS SERVICING LAB | 614115 | Cust Res NT | 1.5917 | Metering Opex | Labour | ENDirect | Labour | Connection Services | 115 | NEW CONNECTIONS SERVICING LAB | 591999 | Proj Trf - Dir Costs | -2.2014 | Metering Opex | Contracts | ENDirect | Contracts | Connection Services | 116 | RECOVERABLE WORKS | 531020 | Eng & Tech Services | 147.1669 | Connections | Labour | ENDirect | Labour | SCS
| 111 | LV CONNECTIONS CAPACITY > 500K | 613418 | SC Live Line CP NT | 31.2879 | Connections | Labour | ENDirect | Labour | SCS | 115 | NEW CONNECTIONS SERVICING LAB | 634001 | Locl O/Hs to Capital | 1.4778 | Metering Opex | Local OH | OH | Excl | Connection Services | 115 | NEW CONNECTIONS SERVICING LAB | 604600 | Corp Services Fee | 34.2284 | Metering Opex | Corporate Services Fee | ENDirect | Excl | Connection Services | 116 | RECOVERABLE WORKS | 531045 | MDA Services | 6.9794 | Connections | Contracts | ENDirect | Contracts | SCS
| 111 | LV CONNECTIONS CAPACITY > 500K | 613419 | SC Live Line CP OT | 8.7872 | Connections | Labour | ENDirect | Labour | SCS | 115 | NEW CONNECTIONS SERVICING LAB | 635000 | NS Margin | 41.1429 | Metering Opex | PNS MG | ENDirect | Excl | Connection Services | 115 | NEW CONNECTIONS SERVICING LAB | 613290 | NS Tech/Proj Mger NT | 0.06309 | Metering Opex | Labour | ENDirect | Labour | Connection Services | 116 | RECOVERABLE WORKS | 531200 | Construct'n Services | 332.4322 | Connections | Contracts | ENDirect | Contracts | SCS
| 111 | LV CONNECTIONS CAPACITY > 500K | 613428 | SC Tester CP NT | 93.2422 | Connections | Labour | ENDirect | Labour | SCS | 115 | NEW CONNECTIONS SERVICING LAB | 635001 | EN NS Margin | 22.3539 | Metering Opex | PNS MG | ENDirect | Excl | Connection Services | 115 | NEW CONNECTIONS SERVICING LAB | 613714 | NC Service 1 PH UG I | 35.2943 | Metering Opex | Contracts | ENDirect | Contracts | Connection Services | 116 | RECOVERABLE WORKS | 531201 | Contracts-Contestabl | 94.1025 | Connections | Contracts | ENDirect | Contracts | SCS
| 111 | LV CONNECTIONS CAPACITY > 500K | 613429 | SC Tester CP OT | 10.6842 | Connections | Labour | ENDirect | Labour | SCS | 115 | NEW CONNECTIONS SERVICING LAB | 636001 | System Control O/H | 0.39441 | Metering Opex | System Control OH | OH | Excl | Connection Services | 115 | NEW CONNECTIONS SERVICING LAB | 613715 | NC Service 1 PH URD | 22.3896 | Metering Opex | Contracts | ENDirect | Contracts | Connection Services | 116 | RECOVERABLE WORKS | 531464 | NS: Civil Works CPS | 7818.8699 | Connections | Contracts | ENDirect | Contracts | SCS
| 111 | LV CONNECTIONS CAPACITY > 500K | 613438 | SC Construct CP NT | 5.5996 | Connections | Labour | ENDirect | Labour | SCS | 115 | NEW CONNECTIONS SERVICING LAB | 636105 | CSG Margin | 13.0762 | Metering Opex | CSG MG | ENDirect | Excl | Connection Services | 115 | NEW CONNECTIONS SERVICING LAB | 613716 | NC Service 1 PH OH I | 198.1128 | Metering Opex | Contracts | ENDirect | Contracts | Connection Services | 116 | RECOVERABLE WORKS | 531465 | NS: Pole to Pit CPS | 16.8772 | Connections | Contracts | ENDirect | Contracts | SCS
| 111 | LV CONNECTIONS CAPACITY > 500K | 613439 | SC Construct CP OT | 0.76995 | Connections | Labour | ENDirect | Labour | SCS | 115 | NEW CONNECTIONS SERVICING LAB | 639000 | Network Service Corp | 69.2811 | Metering Opex | PNS Corporate OH | OH | Excl | Connection Services | 115 | NEW CONNECTIONS SERVICING LAB | 613717 | NC Service M PH UG I | 759.9788 | Metering Opex | Contracts | ENDirect | Contracts | Connection Services | 116 | RECOVERABLE WORKS | 531466 | NS:UR RP Pck Wks CPS | 397.3179 | Connections | Contracts | ENDirect | Contracts | SCS
| 111 | LV CONNECTIONS CAPACITY > 500K | 613566 | BR-NT PNS A2 | 13.2664 | Connections | Labour | ENDirect | Labour | SCS | 115 | NEW CONNECTIONS SERVICING LAB | 639050 | NS: Fleet&Prop O/Hs | 1.5388 | Metering Opex | PNS Fleet & Property OH | OH | Excl | Connection Services | 115 | NEW CONNECTIONS SERVICING LAB | 613718 | NC Service M PH URD | 37.9029 | Metering Opex | Contracts | ENDirect | Contracts | Connection Services | 116 | RECOVERABLE WORKS | 531467 | NS: Traffic Mgmt CPS | 1772.7843 | Connections | Contracts | ENDirect | Contracts | SCS
| 111 | LV CONNECTIONS CAPACITY > 500K | 613567 | BR-OT PNS A2 | 1.5214 | Connections | Labour | ENDirect | Labour | SCS | 116 | RECOVERABLE WORKS | 503330 | In-house Refreshment | 0.16703 | Connections | Contracts | ENDirect | Contracts | SCS | 115 | NEW CONNECTIONS SERVICING LAB | 613719 | NC Service M PH OH I | 97.0306 | Metering Opex | Contracts | ENDirect | Contracts | Connection Services | 116 | RECOVERABLE WORKS | 531468 | NS: Waste Disp CPS | 1182.2055 | Connections | Contracts | ENDirect | Contracts | SCS
| 111 | LV CONNECTIONS CAPACITY > 500K | 613570 | BR-NT PNS CJ | 1.4605 | Connections | Labour | ENDirect | Labour | SCS | 116 | RECOVERABLE WORKS | 503350 | OH&Safety Exp | 33.767 | Connections | Contracts | ENDirect | Contracts | SCS | 115 | NEW CONNECTIONS SERVICING LAB | 613801 | NC AMI 1Ph 1e | -47.1825 | Metering Opex | Materials | ENDirect | Materials | Connection Services | 116 | RECOVERABLE WORKS | 531469 | NS: Other CPS | 208.2164 | Connections | Labour | ENDirect | Labour | SCS
| 111 | LV CONNECTIONS CAPACITY > 500K | 613574 | BR-NT PNS CT | 19.7373 | Connections | Labour | ENDirect | Labour | SCS | 116 | RECOVERABLE WORKS | 520100 | M & S-Distribution | 1441.8128 | Connections | Materials | ENDirect | Materials | SCS | 115 | NEW CONNECTIONS SERVICING LAB | 613803 | NC AMI 3Ph | -24.5126 | Metering Opex | Materials | ENDirect | Materials | Connection Services | 116 | RECOVERABLE WORKS | 531480 | NS:Asset Solution De | 109.0995 | Connections | Labour | ENDirect | Labour | SCS
| 111 | LV CONNECTIONS CAPACITY > 500K | 613575 | BR-OT PNS CT | 0.18966 | Connections | Labour | ENDirect | Labour | SCS | 116 | RECOVERABLE WORKS | 520200 | M & S-Transmission | 13.3123 | Connections | Materials | ENDirect | Materials | SCS | 115 | NEW CONNECTIONS SERVICING LAB | 614115 | Cust Res NT | 66.432 | Metering Opex | Labour | ENDirect | Labour | Connection Services | 116 | RECOVERABLE WORKS | 531702 | Personal Car mileage | 0.033 | Connections | Contracts | ENDirect | Contracts | SCS
| 111 | LV CONNECTIONS CAPACITY > 500K | 613576 | BR-NT PNS FT | 1.6282 | Connections | Labour | ENDirect | Labour | SCS | 116 | RECOVERABLE WORKS | 522100 | M & S-Petroleum | 8.8016 | Connections | Materials | ENDirect | Materials | SCS | 115 | NEW CONNECTIONS SERVICING LAB | 634001 | Locl O/Hs to Capital | -0.21088 | Metering Opex | Local OH | OH | Excl | Connection Services | 116 | RECOVERABLE WORKS | 532050 | Consult Serv:Ded | 38.5343 | Connections | Contracts | ENDirect | Contracts | SCS
| 111 | LV CONNECTIONS CAPACITY > 500K | 613602 | BR-NT PNS TA (ZT) | 0.9304 | Connections | Labour | ENDirect | Labour | SCS | 116 | RECOVERABLE WORKS | 523100 | M & S-Admin & Gen | 20.2485 | Connections | Materials | ENDirect | Materials | SCS | 115 | NEW CONNECTIONS SERVICING LAB | 635001 | EN NS Margin | 68.3776 | Metering Opex | PNS MG | ENDirect | Excl | Connection Services | 116 | RECOVERABLE WORKS | 532100 | Admin Services | 2.145 | Connections | Contracts | ENDirect | Contracts | SCS
| 111 | LV CONNECTIONS CAPACITY > 500K | 613680 | NS:Engineer D/S N/T | 235.9291 | Connections | Labour | ENDirect | Labour | SCS | 116 | RECOVERABLE WORKS | 523300 | Cap Purch -Equipment | 1.3534 | Connections | Materials | ENDirect | Materials | SCS | 115 | NEW CONNECTIONS SERVICING LAB | 636001 | System Control O/H | 0.12484 | Metering Opex | System Control OH | OH | Excl | Connection Services | 116 | RECOVERABLE WORKS | 532140 | Tech Services | 55.0967 | Connections | Contracts | ENDirect | Contracts | SCS
| 111 | LV CONNECTIONS CAPACITY > 500K | 613681 | NS:Engineer D/S O/T | 3.493 | Connections | Labour | ENDirect | Labour | SCS | 116 | RECOVERABLE WORKS | 531000 | Maintenance Services | 3.6913 | Connections | Contracts | ENDirect | Contracts | SCS | 115 | NEW CONNECTIONS SERVICING LAB | 636105 | CSG Margin | 6.9754 | Metering Opex | CSG MG | ENDirect | Excl | Connection Services | 116 | RECOVERABLE WORKS | 532200 | Hire: Plant & Equip | 18.2103 | Connections | Contracts | ENDirect | Contracts | SCS
| 111 | LV CONNECTIONS CAPACITY > 500K | 613963 | 325kVA Gen. - Weekly | 1.522 | Connections | Contracts | ENDirect | Contracts | SCS | 116 | RECOVERABLE WORKS | 531020 | Eng & Tech Services | 44.9827 | Connections | Labour | ENDirect | Labour | SCS | 115 | NEW CONNECTIONS SERVICING LAB | 639000 | Network Service Corp | 57.6852 | Metering Opex | PNS Corporate OH | OH | Excl | Connection Services | 116 | RECOVERABLE WORKS | 532220 | Lease: Plant & Equip | 1.24 | Connections | Contracts | ENDirect | Contracts | SCS
| 111 | LV CONNECTIONS CAPACITY > 500K | 613965 | 500kVA Gen. - Weekly | 0.819 | Connections | Contracts | ENDirect | Contracts | SCS | 116 | RECOVERABLE WORKS | 531035 | Engineer & Dsgn Serv | 15.945 | Connections | Labour | ENDirect | Labour | SCS | 115 | NEW CONNECTIONS SERVICING LAB | 639050 | NS: Fleet&Prop O/Hs | 0.89129 | Metering Opex | PNS Fleet & Property OH | OH | Excl | Connection Services | 116 | RECOVERABLE WORKS | 532360 | Taxi Charges | 0.07235 | Connections | Contracts | ENDirect | Contracts | SCS
| 111 | LV CONNECTIONS CAPACITY > 500K | 615375 | IT Billable | 20.34 | Connections | Labour | ENDirect | Labour | SCS | 116 | RECOVERABLE WORKS | 531200 | Construct'n Services | 254.9052 | Connections | Contracts | ENDirect | Contracts | SCS | 116 | RECOVERABLE WORKS | 500200 | Sals: Overtime | 0.2805 | Connections | Labour | ENDirect | Labour | SCS | 116 | RECOVERABLE WORKS | 533003 | IT Software Contract | 7.885 | Connections | Contracts | ENDirect | Contracts | SCS
| 111 | LV CONNECTIONS CAPACITY > 500K | 615395 | IT SCADA Billable | 5.3392 | Connections | Labour | ENDirect | Labour | SCS | 116 | RECOVERABLE WORKS | 531201 | Contracts-Contestabl | 77.4859 | Connections | Contracts | ENDirect | Contracts | SCS | 116 | RECOVERABLE WORKS | 503240 | Employee Ent: FBT | 0.831 | Connections | Contracts | ENDirect | Contracts | SCS | 116 | RECOVERABLE WORKS | 545150 | Misc Admin Exps | 0.06864 | Connections | Contracts | ENDirect | Contracts | SCS
| 111 | LV CONNECTIONS CAPACITY > 500K | 633000 | Corp O/Hs to Capital | 4031.4272 | Connections | Contracts | OH | Contracts | SCS | 116 | RECOVERABLE WORKS | 531210 | NS:Field SubContUmb | 1.0725 | Connections | Labour | ENDirect | Labour | SCS | 116 | RECOVERABLE WORKS | 503281 | Parking | 0.05272 | Connections | Contracts | ENDirect | Contracts | SCS | 116 | RECOVERABLE WORKS | 591200 | Council Rates | 0.7 | Connections | Contracts | ENDirect | Contracts | SCS
| 111 | LV CONNECTIONS CAPACITY > 500K | 634001 | Locl O/Hs to Capital | 1616.3634 | Connections | Local OH | OH | Excl | SCS | 116 | RECOVERABLE WORKS | 531211 | NS:Field SubCont-CPN | 6.22 | Connections | Labour | ENDirect | Labour | SCS | 116 | RECOVERABLE WORKS | 503330 | In-house Refreshment | 0.2039 | Connections | Contracts | ENDirect | Contracts | SCS | 116 | RECOVERABLE WORKS | 591997 | Proj Trf - OH/Mar | -83.2346 | Connections | Contracts | ENDirect | Contracts | SCS
| 111 | LV CONNECTIONS CAPACITY > 500K | 635001 | EN NS Margin | 750.9292 | Connections | PNS MG | ENDirect | Excl | SCS | 116 | RECOVERABLE WORKS | 531464 | NS: Civil Works CPS | 7915.4849 | Connections | Contracts | ENDirect | Contracts | SCS | 116 | RECOVERABLE WORKS | 503350 | OH&Safety Exp | 6.6475 | Connections | Contracts | ENDirect | Contracts | SCS | 116 | RECOVERABLE WORKS | 591998 | Proj. Tsf Direct Tax | -408.9304 | Connections | Contracts | ENDirect | Contracts | SCS
| 111 | LV CONNECTIONS CAPACITY > 500K | 636001 | System Control O/H | 508.1355 | Connections | System Control OH | OH | Excl | SCS | 116 | RECOVERABLE WORKS | 531465 | NS: Pole to Pit CPS | 78.5728 | Connections | Contracts | ENDirect | Contracts | SCS | 116 | RECOVERABLE WORKS | 520100 | M & S-Distribution | 3306.6326 | Connections | Materials | ENDirect | Materials | SCS | 116 | RECOVERABLE WORKS | 591999 | Proj Trf - Dir Costs | -303.7034 | Connections | Contracts | ENDirect | Contracts | SCS
| 111 | LV CONNECTIONS CAPACITY > 500K | 639000 | Network Service Corp | 1040.9893 | Connections | PNS Corporate OH | OH | Excl | SCS | 116 | RECOVERABLE WORKS | 531466 | NS:UR RP Pck Wks CPS | 1443.4581 | Connections | Contracts | ENDirect | Contracts | SCS | 116 | RECOVERABLE WORKS | 520150 | M & S-Telecomm | 0.07139 | Connections | Materials | ENDirect | Materials | SCS | 116 | RECOVERABLE WORKS | 611900 | Stores Recovery Dist | 41.8944 | Connections | Contracts | ENDirect | Contracts | SCS
| 111 | LV CONNECTIONS CAPACITY > 500K | 639050 | NS: Fleet&Prop O/Hs | 98.8994 | Connections | PNS Fleet & Property OH | OH | Excl | SCS | 116 | RECOVERABLE WORKS | 531467 | NS: Traffic Mgmt CPS | 1066.6822 | Connections | Contracts | ENDirect | Contracts | SCS | 116 | RECOVERABLE WORKS | 520200 | M & S-Transmission | 41.5495 | Connections | Materials | ENDirect | Materials | SCS | 116 | RECOVERABLE WORKS | 611901 | Stores Rec Local | 47.3211 | Connections | Contracts | ENDirect | Contracts | SCS
| 114 | NEW CONNECTION SERVICING MAT | 624577 | NC Service 1 PH UG M | 1.8476 | Connections | Materials | ENDirect | Materials | SCS | 116 | RECOVERABLE WORKS | 531468 | NS: Waste Disp CPS | 1918.6584 | Connections | Contracts | ENDirect | Contracts | SCS | 116 | RECOVERABLE WORKS | 522300 | Cap Purch-MV & Plant | 1.087 | Connections | Materials | ENDirect | Materials | SCS | 116 | RECOVERABLE WORKS | 611902 | Purchase OrderOncost | 42.3266 | Connections | Contracts | ENDirect | Contracts | SCS
| 114 | NEW CONNECTION SERVICING MAT | 624578 | NC Service 1 PH URD | 3.1073 | Connections | Materials | ENDirect | Materials | SCS | 116 | RECOVERABLE WORKS | 531469 | NS: Other CPS | 102.6643 | Connections | Labour | ENDirect | Labour | SCS | 116 | RECOVERABLE WORKS | 523100 | M & S-Admin & Gen | 28.915 | Connections | Materials | ENDirect | Materials | SCS | 116 | RECOVERABLE WORKS | 612210 | Network N/T | 31.3814 | Connections | Labour | ENDirect | Labour | SCS
| 114 | NEW CONNECTION SERVICING MAT | 624579 | NC Service 1 PH OH M | 29.6636 | Connections | Materials | ENDirect | Materials | SCS | 116 | RECOVERABLE WORKS | 531480 | NS:Asset Solution De | 7.89 | Connections | Labour | ENDirect | Labour | SCS | 116 | RECOVERABLE WORKS | 523300 | Cap Purch -Equipment | 71.6276 | Connections | Materials | ENDirect | Materials | SCS | 116 | RECOVERABLE WORKS | 613237 | LIVE-OT PNS GB | 1.5874 | Connections | Labour | ENDirect | Labour | SCS
| 114 | NEW CONNECTION SERVICING MAT | 624580 | NC Service M PH UG M | 171.512 | Connections | Materials | ENDirect | Materials | SCS | 116 | RECOVERABLE WORKS | 532050 | Consult Serv:Ded | 8.0285 | Connections | Contracts | ENDirect | Contracts | SCS | 116 | RECOVERABLE WORKS | 531000 | Maintenance Services | 17.5552 | Connections | Contracts | ENDirect | Contracts | SCS | 116 | RECOVERABLE WORKS | 613240 | BR-NT PNS LW | 487.1679 | Connections | Labour | ENDirect | Labour | SCS
| 114 | NEW CONNECTION SERVICING MAT | 624581 | NC Service M PH URD | 8.5291 | Connections | Materials | ENDirect | Materials | SCS | 116 | RECOVERABLE WORKS | 532140 | Tech Services | 9.685 | Connections | Contracts | ENDirect | Contracts | SCS | 116 | RECOVERABLE WORKS | 531020 | Eng & Tech Services | 60.6165 | Connections | Labour | ENDirect | Labour | SCS | 116 | RECOVERABLE WORKS | 613241 | BR-OT PNS LW | 144.8365 | Connections | Labour | ENDirect | Labour | SCS
| 114 | NEW CONNECTION SERVICING MAT | 624582 | NC Service M PH OH M | 17.3618 | Connections | Materials | ENDirect | Materials | SCS | 116 | RECOVERABLE WORKS | 582301 | Permits & Lic No FBT | 7.793 | Connections | Contracts | ENDirect | Contracts | SCS | 116 | RECOVERABLE WORKS | 531200 | Construct'n Services | 193.5549 | Connections | Contracts | ENDirect | Contracts | SCS | 116 | RECOVERABLE WORKS | 613250 | BR-NT PNS GB | 784.552 | Connections | Labour | ENDirect | Labour | SCS
| 114 | NEW CONNECTION SERVICING MAT | 624599 | UnMetered Supplies | 33.5868 | Connections | Contracts | ENDirect | Contracts | SCS | 116 | RECOVERABLE WORKS | 591200 | Council Rates | 0.738 | Connections | Contracts | ENDirect | Contracts | SCS | 116 | RECOVERABLE WORKS | 531201 | Contracts-Contestabl | 21.1595 | Connections | Contracts | ENDirect | Contracts | SCS | 116 | RECOVERABLE WORKS | 613251 | BR-OT PNS GB | 221.9231 | Connections | Labour | ENDirect | Labour | SCS
| 114 | NEW CONNECTION SERVICING MAT | 633000 | Corp O/Hs to Capital | 43.7426 | Connections | Contracts | OH | Contracts | SCS | 116 | RECOVERABLE WORKS | 591997 | Proj Trf - EN OH | -204.0039 | Connections | Contracts | ENDirect | Contracts | SCS | 116 | RECOVERABLE WORKS | 531210 | NS:Field SubContUmb | 1.1252 | Connections | Labour | ENDirect | Labour | SCS | 116 | RECOVERABLE WORKS | 613260 | BR-NT PNS ZT | 71.7203 | Connections | Labour | ENDirect | Labour | SCS
| 114 | NEW CONNECTION SERVICING MAT | 638000 | CHEDS AMI BAU Margin | 7.4356 | Connections | CHEDS AMI BAU MG | ENDirect | Excl | SCS | 116 | RECOVERABLE WORKS | 591998 | Proj. Tsf Direct Tax | -377.2918 | Connections | Contracts | ENDirect | Contracts | SCS | 116 | RECOVERABLE WORKS | 531464 | NS: Civil Works CPS | 7287.3398 | Connections | Contracts | ENDirect | Contracts | SCS | 116 | RECOVERABLE WORKS | 613261 | BR-OT PNS ZT | 41.4349 | Connections | Labour | ENDirect | Labour | SCS
| 114 | NEW CONNECTION SERVICING MAT | 639050 | NS: Fleet&Prop O/Hs | 1.7253 | Connections | PNS Fleet & Property OH | OH | Excl | SCS | 116 | RECOVERABLE WORKS | 591999 | Proj Tsf - EN Direct | -584.5841 | Connections | Contracts | ENDirect | Contracts | SCS | 116 | RECOVERABLE WORKS | 531465 | NS: Pole to Pit CPS | 82.9912 | Connections | Contracts | ENDirect | Contracts | SCS | 116 | RECOVERABLE WORKS | 613280 | NS Design D/S N/T | 622.1721 | Connections | Labour | ENDirect | Labour | SCS
| 115 | NEW CONNECTIONS SERVICING LAB | 624583 | NC Service 1 PH UG I | 16.558 | Connections | Labour | ENDirect | Labour | SCS | 116 | RECOVERABLE WORKS | 611900 | Stores Recovery Dist | 45.9561 | Connections | Contracts | ENDirect | Contracts | SCS | 116 | RECOVERABLE WORKS | 531466 | NS:UR RP Pck Wks CPS | 393.9623 | Connections | Contracts | ENDirect | Contracts | SCS | 116 | RECOVERABLE WORKS | 613281 | NS Design D/S O/T | 16.6275 | Connections | Labour | ENDirect | Labour | SCS
| 115 | NEW CONNECTIONS SERVICING LAB | 624584 | NC Service 1 PH URD | 25.5627 | Connections | Labour | ENDirect | Labour | SCS | 116 | RECOVERABLE WORKS | 611901 | Stores Rec Local | 37.8528 | Connections | Contracts | ENDirect | Contracts | SCS | 116 | RECOVERABLE WORKS | 531467 | NS: Traffic Mgmt CPS | 1551.5515 | Connections | Contracts | ENDirect | Contracts | SCS | 116 | RECOVERABLE WORKS | 613290 | NS Tech/Proj Mger NT | 1237.9916 | Connections | Labour | ENDirect | Labour | SCS
| 115 | NEW CONNECTIONS SERVICING LAB | 624585 | NC Service 1 PH OH I | 376.6171 | Connections | Labour | ENDirect | Labour | SCS | 116 | RECOVERABLE WORKS | 611902 | Purchase OrderOncost | 28.1172 | Connections | Contracts | ENDirect | Contracts | SCS | 116 | RECOVERABLE WORKS | 531468 | NS: Waste Disp CPS | 3176.2541 | Connections | Contracts | ENDirect | Contracts | SCS | 116 | RECOVERABLE WORKS | 613291 | NS Tech/Proj Mger OT | 41.5305 | Connections | Labour | ENDirect | Labour | SCS
| 115 | NEW CONNECTIONS SERVICING LAB | 624586 | NC Service M PH UG I | 1274.2224 | Connections | Labour | ENDirect | Labour | SCS | 116 | RECOVERABLE WORKS | 612210 | Network N/T | 37.6388 | Connections | Labour | ENDirect | Labour | SCS | 116 | RECOVERABLE WORKS | 531469 | NS: Other CPS | 125.6183 | Connections | Labour | ENDirect | Labour | SCS | 116 | RECOVERABLE WORKS | 613298 | NS:Tech/ProjMgrN/TCP | 4.7811 | Connections | Labour | ENDirect | Labour | SCS
| 115 | NEW CONNECTIONS SERVICING LAB | 624587 | NC Service M PH URD | 52.0195 | Connections | Labour | ENDirect | Labour | SCS | 116 | RECOVERABLE WORKS | 612211 | Netw Des NT-TRDS | 10.9813 | Connections | Labour | ENDirect | Labour | SCS | 116 | RECOVERABLE WORKS | 531480 | NS:Asset Solution De | 4.2 | Connections | Labour | ENDirect | Labour | SCS | 116 | RECOVERABLE WORKS | 613310 | BR-NT PNS TS | 33.1869 | Connections | Labour | ENDirect | Labour | SCS
| 115 | NEW CONNECTIONS SERVICING LAB | 624588 | NC Service M PH OH I | 214.1588 | Connections | Labour | ENDirect | Labour | SCS | 116 | RECOVERABLE WORKS | 612460 | CP Labour Trf Capex | -0.2538 | Connections | Labour | ENDirect | Labour | SCS | 116 | RECOVERABLE WORKS | 532050 | Consult Serv:Ded | 180.5802 | Connections | Contracts | ENDirect | Contracts | SCS | 116 | RECOVERABLE WORKS | 613311 | BR-OT PNS TS | 3.8428 | Connections | Labour | ENDirect | Labour | SCS
| 115 | NEW CONNECTIONS SERVICING LAB | 633000 | Corp O/Hs to Capital | 322.0647 | Connections | Contracts | OH | Contracts | SCS | 116 | RECOVERABLE WORKS | 613240 | BR-NT PNS LW | 118.7738 | Connections | Labour | ENDirect | Labour | SCS | 116 | RECOVERABLE WORKS | 532140 | Tech Services | 19.5225 | Connections | Contracts | ENDirect | Contracts | SCS | 116 | RECOVERABLE WORKS | 613350 | NS:DesignSup D/S N/T | 4.8047 | Connections | Labour | ENDirect | Labour | SCS
| 115 | NEW CONNECTIONS SERVICING LAB | 638000 | CHEDS AMI BAU Margin | 54.9324 | Connections | CHEDS AMI BAU MG | ENDirect | Excl | SCS | 116 | RECOVERABLE WORKS | 613241 | BR-OT PNS LW | 24.048 | Connections | Labour | ENDirect | Labour | SCS | 116 | RECOVERABLE WORKS | 532200 | Hire: Plant & Equip | 14.9513 | Connections | Contracts | ENDirect | Contracts | SCS | 116 | RECOVERABLE WORKS | 613360 | NS:Draft/GIS D/S N/T | 221.5818 | Connections | Labour | ENDirect | Labour | SCS
| 115 | NEW CONNECTIONS SERVICING LAB | 639050 | NS: Fleet&Prop O/Hs | 12.6876 | Connections | PNS Fleet & Property OH | OH | Excl | SCS | 116 | RECOVERABLE WORKS | 613250 | BR-NT PNS GB | 382.0195 | Connections | Labour | ENDirect | Labour | SCS | 116 | RECOVERABLE WORKS | 545150 | Misc Admin Exps | 0.9129 | Connections | Contracts | ENDirect | Contracts | SCS | 116 | RECOVERABLE WORKS | 613370 | NS:Survey D/S N/T | 42.381 | Connections | Labour | ENDirect | Labour | SCS
| 116 | RECOVERABLE WORKS | 500200 | Sals: Overtime | 0.034 | Connections | Labour | ENDirect | Labour | SCS | 116 | RECOVERABLE WORKS | 613251 | BR-OT PNS GB | 112.158 | Connections | Labour | ENDirect | Labour | SCS | 116 | RECOVERABLE WORKS | 582301 | Permits & Lic No FBT | 0.75 | Connections | Contracts | ENDirect | Contracts | SCS | 116 | RECOVERABLE WORKS | 613371 | NS:Survey D/S O/T | 3.1416 | Connections | Labour | ENDirect | Labour | SCS
| 116 | RECOVERABLE WORKS | 503281 | Parking | 0.04494 | Connections | Contracts | ENDirect | Contracts | SCS | 116 | RECOVERABLE WORKS | 613254 | BR-NT LSA GB | 1.187 | Connections | Labour | ENDirect | Labour | SCS | 116 | RECOVERABLE WORKS | 591200 | Council Rates | 0.4 | Connections | Contracts | ENDirect | Contracts | SCS | 116 | RECOVERABLE WORKS | 613400 | BR-NT RES CJ LW PO | 99.0224 | Connections | Labour | ENDirect | Labour | SCS
| 116 | RECOVERABLE WORKS | 520100 | M & S-Distribution | 1063.1679 | Connections | Materials | ENDirect | Materials | SCS | 116 | RECOVERABLE WORKS | 613255 | BR-OT LSA GB | 0.20023 | Connections | Labour | ENDirect | Labour | SCS | 116 | RECOVERABLE WORKS | 591997 | Proj Trf - OH/Mar | -135.7052 | Connections | Contracts | ENDirect | Contracts | SCS | 116 | RECOVERABLE WORKS | 613401 | BR-OT RES CJ LW PO | 44.005 | Connections | Labour | ENDirect | Labour | SCS
| 116 | RECOVERABLE WORKS | 520200 | M & S-Transmission | 7.0124 | Connections | Materials | ENDirect | Materials | SCS | 116 | RECOVERABLE WORKS | 613260 | BR-NT PNS ZT | 1.4101 | Connections | Labour | ENDirect | Labour | SCS | 116 | RECOVERABLE WORKS | 591998 | Proj. Tsf Direct Tax | -446.2048 | Connections | Contracts | ENDirect | Contracts | SCS | 116 | RECOVERABLE WORKS | 613410 | BR-NT RES GB | 193.1861 | Connections | Labour | ENDirect | Labour | SCS
| 116 | RECOVERABLE WORKS | 523100 | M & S-Admin & Gen | 11.4162 | Connections | Materials | ENDirect | Materials | SCS | 116 | RECOVERABLE WORKS | 613280 | NS Design D/S N/T | 461.6029 | Connections | Labour | ENDirect | Labour | SCS | 116 | RECOVERABLE WORKS | 591999 | Proj Trf - Dir Costs | -623.0973 | Connections | Contracts | ENDirect | Contracts | SCS | 116 | RECOVERABLE WORKS | 613411 | BR-OT RES GB | 61.5566 | Connections | Labour | ENDirect | Labour | SCS
| 116 | RECOVERABLE WORKS | 523300 | Cap Purch -Equipment | 0.35641 | Connections | Materials | ENDirect | Materials | SCS | 116 | RECOVERABLE WORKS | 613281 | NS Design D/S O/T | 1.7552 | Connections | Labour | ENDirect | Labour | SCS | 116 | RECOVERABLE WORKS | 611900 | Stores Recovery Dist | 46.9647 | Connections | Contracts | ENDirect | Contracts | SCS | 116 | RECOVERABLE WORKS | 613420 | BR-NT RES TS | 4.3808 | Connections | Labour | ENDirect | Labour | SCS
| 116 | RECOVERABLE WORKS | 531020 | Eng & Tech Services | -6.2268 | Connections | Labour | ENDirect | Labour | SCS | 116 | RECOVERABLE WORKS | 613290 | NS Tech/Proj Mger NT | 744.3251 | Connections | Labour | ENDirect | Labour | SCS | 116 | RECOVERABLE WORKS | 611901 | Stores Rec Local | 43.7216 | Connections | Contracts | ENDirect | Contracts | SCS | 116 | RECOVERABLE WORKS | 613421 | BR-OT RES TS | 0.18299 | Connections | Labour | ENDirect | Labour | SCS
| 116 | RECOVERABLE WORKS | 531035 | Engineer & Dsgn Serv | 158.8593 | Connections | Labour | ENDirect | Labour | SCS | 116 | RECOVERABLE WORKS | 613291 | NS Tech/Proj Mger OT | 93.5747 | Connections | Labour | ENDirect | Labour | SCS | 116 | RECOVERABLE WORKS | 611902 | Purchase OrderOncost | 78.9221 | Connections | Contracts | ENDirect | Contracts | SCS | 116 | RECOVERABLE WORKS | 613434 | SC Design/Drafter NT | 163.8887 | Connections | Labour | ENDirect | Labour | SCS
| 116 | RECOVERABLE WORKS | 531200 | Construct'n Services | 711.9094 | Connections | Contracts | ENDirect | Contracts | SCS | 116 | RECOVERABLE WORKS | 613298 | NS:Tech/ProjMgrN/TCP | 826.0594 | Connections | Labour | ENDirect | Labour | SCS | 116 | RECOVERABLE WORKS | 612210 | Network N/T | 39.0604 | Connections | Labour | ENDirect | Labour | SCS | 116 | RECOVERABLE WORKS | 613440 | SC Design/Draftin NT | 61.4314 | Connections | Labour | ENDirect | Labour | SCS
| 116 | RECOVERABLE WORKS | 531201 | Contracts-Contestabl | 67.646 | Connections | Contracts | ENDirect | Contracts | SCS | 116 | RECOVERABLE WORKS | 613299 | NS:Tech/prjMgrO/T CP | 0.26957 | Connections | Labour | ENDirect | Labour | SCS | 116 | RECOVERABLE WORKS | 612211 | Netw Des NT-TRDS | -0.08556 | Connections | Labour | ENDirect | Labour | SCS | 116 | RECOVERABLE WORKS | 613441 | SC Design/Draftin OT | 5.2258 | Connections | Labour | ENDirect | Labour | SCS
| 116 | RECOVERABLE WORKS | 531464 | NS: Civil Works CPS | 4692.9475 | Connections | Contracts | ENDirect | Contracts | SCS | 116 | RECOVERABLE WORKS | 613310 | BR-NT PNS TS | 59.0434 | Connections | Labour | ENDirect | Labour | SCS | 116 | RECOVERABLE WORKS | 613101 | PNS_BEON_DESIGN _NT | 2.1388 | Connections | Labour (50%)/ Contracts (50%) | ENDirect | Excl | SCS | 116 | RECOVERABLE WORKS | 613448 | SC Senior Des/Sur NT | 0.28009 | Connections | Labour | ENDirect | Labour | SCS
| 116 | RECOVERABLE WORKS | 531466 | NS:UR RP Pck Wks CPS | 557.4623 | Connections | Contracts | ENDirect | Contracts | SCS | 116 | RECOVERABLE WORKS | 613311 | BR-OT PNS TS | 1.8169 | Connections | Labour | ENDirect | Labour | SCS | 116 | RECOVERABLE WORKS | 613240 | BR-NT PNS LW | 268.6394 | Connections | Labour | ENDirect | Labour | SCS | 116 | RECOVERABLE WORKS | 613450 | SC Senior Des Eng NT | 255.7188 | Connections | Labour | ENDirect | Labour | SCS
| 116 | RECOVERABLE WORKS | 531467 | NS: Traffic Mgmt CPS | 592.3438 | Connections | Contracts | ENDirect | Contracts | SCS | 116 | RECOVERABLE WORKS | 613350 | NS:DesignSup D/S N/T | 31.3249 | Connections | Labour | ENDirect | Labour | SCS | 116 | RECOVERABLE WORKS | 613241 | BR-OT PNS LW | 61.6086 | Connections | Labour | ENDirect | Labour | SCS | 116 | RECOVERABLE WORKS | 613460 | BR-NT RES FT ZT | 71.4712 | Connections | Labour | ENDirect | Labour | SCS
| 116 | RECOVERABLE WORKS | 531468 | NS: Waste Disp CPS | 899.8696 | Connections | Contracts | ENDirect | Contracts | SCS | 116 | RECOVERABLE WORKS | 613360 | NS:Draft/GIS D/S N/T | 486.5428 | Connections | Labour | ENDirect | Labour | SCS | 116 | RECOVERABLE WORKS | 613250 | BR-NT PNS GB | 640.3809 | Connections | Labour | ENDirect | Labour | SCS | 116 | RECOVERABLE WORKS | 613461 | BR-OT RES FT ZT | 1.1672 | Connections | Labour | ENDirect | Labour | SCS
| 116 | RECOVERABLE WORKS | 531469 | NS: Other CPS | 6.374 | Connections | Labour | ENDirect | Labour | SCS | 116 | RECOVERABLE WORKS | 613361 | NS:Draft/GIS D/S O/T | 5.4298 | Connections | Labour | ENDirect | Labour | SCS | 116 | RECOVERABLE WORKS | 613251 | BR-OT PNS GB | 145.2611 | Connections | Labour | ENDirect | Labour | SCS | 116 | RECOVERABLE WORKS | 613566 | BR-NT PNS A2 | 135.8735 | Connections | Labour | ENDirect | Labour | SCS
| 116 | RECOVERABLE WORKS | 531475 | NS:FieldPackagedWk-P | 16.1014 | Connections | Contracts | ENDirect | Contracts | SCS | 116 | RECOVERABLE WORKS | 613366 | NS:NP:PrjConNT | 9.7762 | Connections | Labour | ENDirect | Labour | SCS | 116 | RECOVERABLE WORKS | 613260 | BR-NT PNS ZT | 30.3414 | Connections | Labour | ENDirect | Labour | SCS | 116 | RECOVERABLE WORKS | 613567 | BR-OT PNS A2 | 34.5742 | Connections | Labour | ENDirect | Labour | SCS
| 116 | RECOVERABLE WORKS | 531480 | NS:Asset Solution De | 4.7722 | Connections | Labour | ENDirect | Labour | SCS | 116 | RECOVERABLE WORKS | 613370 | NS:Survey D/S N/T | 86.5796 | Connections | Labour | ENDirect | Labour | SCS | 116 | RECOVERABLE WORKS | 613261 | BR-OT PNS ZT | 3.9925 | Connections | Labour | ENDirect | Labour | SCS | 116 | RECOVERABLE WORKS | 613570 | BR-NT PNS CJ | 24.8079 | Connections | Labour | ENDirect | Labour | SCS
| 116 | RECOVERABLE WORKS | 531485 | NS:CivilContract-PCN | -11.7449 | Connections | Contracts | ENDirect | Contracts | SCS | 116 | RECOVERABLE WORKS | 613371 | NS:Survey D/S O/T | 3.7118 | Connections | Labour | ENDirect | Labour | SCS | 116 | RECOVERABLE WORKS | 613280 | NS Design D/S N/T | 483.995 | Connections | Labour | ENDirect | Labour | SCS | 116 | RECOVERABLE WORKS | 613571 | BR-OT PNS CJ | 11.0029 | Connections | Labour | ENDirect | Labour | SCS
| 116 | RECOVERABLE WORKS | 531492 | NS: Civ Contracts CP | -3.5 | Connections | Contracts | ENDirect | Contracts | SCS | 116 | RECOVERABLE WORKS | 613400 | BR-NT RES CJ LW PO | 277.4167 | Connections | Labour | ENDirect | Labour | SCS | 116 | RECOVERABLE WORKS | 613281 | NS Design D/S O/T | 8.8074 | Connections | Labour | ENDirect | Labour | SCS | 116 | RECOVERABLE WORKS | 613572 | BR-NT PNS PO | 1.115 | Connections | Labour | ENDirect | Labour | SCS
| 116 | RECOVERABLE WORKS | 531495 | NS:Field Pack Wk CPN | -165.3585 | Connections | Contracts | ENDirect | Contracts | SCS | 116 | RECOVERABLE WORKS | 613401 | BR-OT RES CJ LW PO | 89.1181 | Connections | Labour | ENDirect | Labour | SCS | 116 | RECOVERABLE WORKS | 613290 | NS Tech/Proj Mger NT | 1603.4312 | Connections | Labour | ENDirect | Labour | SCS | 116 | RECOVERABLE WORKS | 613574 | BR-NT PNS CT | 313.9478 | Connections | Labour | ENDirect | Labour | SCS
| 116 | RECOVERABLE WORKS | 532050 | Consult Serv:Ded | 0.6257 | Connections | Contracts | ENDirect | Contracts | SCS | 116 | RECOVERABLE WORKS | 613410 | BR-NT RES GB | 347.926 | Connections | Labour | ENDirect | Labour | SCS | 116 | RECOVERABLE WORKS | 613291 | NS Tech/Proj Mger OT | 32.1356 | Connections | Labour | ENDirect | Labour | SCS | 116 | RECOVERABLE WORKS | 613575 | BR-OT PNS CT | 29.2395 | Connections | Labour | ENDirect | Labour | SCS
| 116 | RECOVERABLE WORKS | 532140 | Tech Services | 9.2784 | Connections | Contracts | ENDirect | Contracts | SCS | 116 | RECOVERABLE WORKS | 613411 | BR-OT RES GB | 65.7058 | Connections | Labour | ENDirect | Labour | SCS | 116 | RECOVERABLE WORKS | 613298 | NS:Tech/ProjMgrN/TCP | 56.2472 | Connections | Labour | ENDirect | Labour | SCS | 116 | RECOVERABLE WORKS | 613576 | BR-NT PNS FT | 77.8799 | Connections | Labour | ENDirect | Labour | SCS
| 116 | RECOVERABLE WORKS | 532200 | Hire: Plant & Equip | -10.9 | Connections | Contracts | ENDirect | Contracts | SCS | 116 | RECOVERABLE WORKS | 613434 | SC Design/Drafter NT | 232.3824 | Connections | Labour | ENDirect | Labour | SCS | 116 | RECOVERABLE WORKS | 613310 | BR-NT PNS TS | 175.3572 | Connections | Labour | ENDirect | Labour | SCS | 116 | RECOVERABLE WORKS | 613577 | BR-OT PNS FT | 14.8399 | Connections | Labour | ENDirect | Labour | SCS
| 116 | RECOVERABLE WORKS | 533000 | IT Prof Services | 0.9585 | Connections | Contracts | ENDirect | Contracts | SCS | 116 | RECOVERABLE WORKS | 613440 | SC Design/Draftin NT | 40.8695 | Connections | Labour | ENDirect | Labour | SCS | 116 | RECOVERABLE WORKS | 613311 | BR-OT PNS TS | 9.9913 | Connections | Labour | ENDirect | Labour | SCS | 116 | RECOVERABLE WORKS | 613602 | BR-NT PNS TA (ZT) | 10.4178 | Connections | Labour | ENDirect | Labour | SCS
| 116 | RECOVERABLE WORKS | 582301 | Permits & Lic No FBT | 0.61508 | Connections | Contracts | ENDirect | Contracts | SCS | 116 | RECOVERABLE WORKS | 613441 | SC Design/Draftin OT | 5.2486 | Connections | Labour | ENDirect | Labour | SCS | 116 | RECOVERABLE WORKS | 613350 | NS:DesignSup D/S N/T | 6.0399 | Connections | Labour | ENDirect | Labour | SCS | 116 | RECOVERABLE WORKS | 613603 | BR-OT PNS TA (ZT) | 2.7828 | Connections | Labour | ENDirect | Labour | SCS
| 116 | RECOVERABLE WORKS | 591200 | Council Rates | 0.2 | Connections | Contracts | ENDirect | Contracts | SCS | 116 | RECOVERABLE WORKS | 613448 | SC Senior Des/Sur NT | 103.1486 | Connections | Labour | ENDirect | Labour | SCS | 116 | RECOVERABLE WORKS | 613360 | NS:Draft/GIS D/S N/T | 209.8764 | Connections | Labour | ENDirect | Labour | SCS | 116 | RECOVERABLE WORKS | 613630 | Senior Design NT | 201.1569 | Connections | Labour | ENDirect | Labour | SCS
| 116 | RECOVERABLE WORKS | 591997 | Proj Trf - OH/Mar | -441.9183 | Connections | Contracts | ENDirect | Contracts | SCS | 116 | RECOVERABLE WORKS | 613449 | SC Senior Des/Sur OT | 16.9817 | Connections | Labour | ENDirect | Labour | SCS | 116 | RECOVERABLE WORKS | 613361 | NS:Draft/GIS D/S O/T | 4.5529 | Connections | Labour | ENDirect | Labour | SCS | 116 | RECOVERABLE WORKS | 613631 | Senior Design OT | 5.7398 | Connections | Labour | ENDirect | Labour | SCS
| 116 | RECOVERABLE WORKS | 591998 | Proj. Tsf Direct Tax | -962.079 | Connections | Contracts | ENDirect | Contracts | SCS | 116 | RECOVERABLE WORKS | 613566 | BR-NT PNS A2 | 196.2205 | Connections | Labour | ENDirect | Labour | SCS | 116 | RECOVERABLE WORKS | 613370 | NS:Survey D/S N/T | 59.6487 | Connections | Labour | ENDirect | Labour | SCS | 116 | RECOVERABLE WORKS | 613680 | NS:Engineer D/S N/T | 269.3951 | Connections | Labour | ENDirect | Labour | SCS
| 116 | RECOVERABLE WORKS | 591999 | Proj Trf - Dir Costs | -1401.2429 | Connections | Contracts | ENDirect | Contracts | SCS | 116 | RECOVERABLE WORKS | 613567 | BR-OT PNS A2 | 37.2895 | Connections | Labour | ENDirect | Labour | SCS | 116 | RECOVERABLE WORKS | 613371 | NS:Survey D/S O/T | 0.45603 | Connections | Labour | ENDirect | Labour | SCS | 116 | RECOVERABLE WORKS | 613681 | NS:Engineer D/S O/T | 0.21448 | Connections | Labour | ENDirect | Labour | SCS
| 116 | RECOVERABLE WORKS | 611900 | Stores Recovery Dist | 39.0853 | Connections | Contracts | ENDirect | Contracts | SCS | 116 | RECOVERABLE WORKS | 613570 | BR-NT PNS CJ | 23.5801 | Connections | Labour | ENDirect | Labour | SCS | 116 | RECOVERABLE WORKS | 613400 | BR-NT RES CJ LW PO | 186.1497 | Connections | Labour | ENDirect | Labour | SCS | 116 | RECOVERABLE WORKS | 614115 | Cust Res NT | 97.6089 | Connections | Labour | ENDirect | Labour | SCS
| 116 | RECOVERABLE WORKS | 611901 | Stores Rec Local | 38.2979 | Connections | Contracts | ENDirect | Contracts | SCS | 116 | RECOVERABLE WORKS | 613571 | BR-OT PNS CJ | 9.1399 | Connections | Labour | ENDirect | Labour | SCS | 116 | RECOVERABLE WORKS | 613401 | BR-OT RES CJ LW PO | 23.0163 | Connections | Labour | ENDirect | Labour | SCS | 116 | RECOVERABLE WORKS | 634001 | Locl O/Hs to Capital | 1416.2265 | Connections | Local OH | OH | Excl | SCS
| 116 | RECOVERABLE WORKS | 611902 | Purchase OrderOncost | 11.9757 | Connections | Contracts | ENDirect | Contracts | SCS | 116 | RECOVERABLE WORKS | 613572 | BR-NT PNS PO | 1.0197 | Connections | Labour | ENDirect | Labour | SCS | 116 | RECOVERABLE WORKS | 613410 | BR-NT RES GB | 335.8355 | Connections | Labour | ENDirect | Labour | SCS | 116 | RECOVERABLE WORKS | 635001 | EN NS Margin | 1031.714 | Connections | PNS MG | ENDirect | Excl | SCS
| 116 | RECOVERABLE WORKS | 612210 | Network N/T | 33.0659 | Connections | Labour | ENDirect | Labour | SCS | 116 | RECOVERABLE WORKS | 613574 | BR-NT PNS CT | 201.1595 | Connections | Labour | ENDirect | Labour | SCS | 116 | RECOVERABLE WORKS | 613411 | BR-OT RES GB | 28.576 | Connections | Labour | ENDirect | Labour | SCS | 116 | RECOVERABLE WORKS | 636001 | System Control O/H | 960.3106 | Connections | System Control OH | OH | Excl | SCS
| 116 | RECOVERABLE WORKS | 612211 | Netw Des NT-TRDS | 4.8341 | Connections | Labour | ENDirect | Labour | SCS | 116 | RECOVERABLE WORKS | 613575 | BR-OT PNS CT | 13.2714 | Connections | Labour | ENDirect | Labour | SCS | 116 | RECOVERABLE WORKS | 613420 | BR-NT RES TS | 3.8483 | Connections | Labour | ENDirect | Labour | SCS | 116 | RECOVERABLE WORKS | 636105 | CSG Margin | 7.9878 | Connections | CSG MG | ENDirect | Excl | SCS
| 116 | RECOVERABLE WORKS | 612221 | EN Vector Time Conf | 1.0327 | Connections | Labour | ENDirect | Labour | SCS | 116 | RECOVERABLE WORKS | 613576 | BR-NT PNS FT | 4.6148 | Connections | Labour | ENDirect | Labour | SCS | 116 | RECOVERABLE WORKS | 613434 | SC Design/Drafter NT | 300.9974 | Connections | Labour | ENDirect | Labour | SCS | 116 | RECOVERABLE WORKS | 639000 | Network Service Corp | 1013.3265 | Connections | PNS Corporate OH | OH | Excl | SCS
| 116 | RECOVERABLE WORKS | 612460 | CP Labour Trf Capex | 43.1122 | Connections | Labour | ENDirect | Labour | SCS | 116 | RECOVERABLE WORKS | 613577 | BR-OT PNS FT | 7.2912 | Connections | Labour | ENDirect | Labour | SCS | 116 | RECOVERABLE WORKS | 613440 | SC Design/Draftin NT | 26.3751 | Connections | Labour | ENDirect | Labour | SCS | 116 | RECOVERABLE WORKS | 639050 | NS: Fleet&Prop O/Hs | 239.7761 | Connections | PNS Fleet & Property OH | OH | Excl | SCS
| 116 | RECOVERABLE WORKS | 612462 | Cost Transfer | -13.3657 | Connections | Labour | ENDirect | Labour | SCS | 116 | RECOVERABLE WORKS | 613602 | BR-NT PNS TA (ZT) | 5.1276 | Connections | Labour | ENDirect | Labour | SCS | 116 | RECOVERABLE WORKS | 613441 | SC Design/Draftin OT | 4.1091 | Connections | Labour | ENDirect | Labour | SCS | 118 | CO GENERATION CONNECTIONS | 591997 | Proj Trf - OH/Mar | -0.00107 | Connections | Contracts | ENDirect | Contracts | SCS
| 116 | RECOVERABLE WORKS | 613240 | BR-NT PNS LW | 9.7368 | Connections | Labour | ENDirect | Labour | SCS | 116 | RECOVERABLE WORKS | 613630 | Senior Design NT | 133.0208 | Connections | Labour | ENDirect | Labour | SCS | 116 | RECOVERABLE WORKS | 613448 | SC Senior Des/Sur NT | 44.0474 | Connections | Labour | ENDirect | Labour | SCS | 118 | CO GENERATION CONNECTIONS | 591998 | Proj. Tsf Direct Tax | -0.11809 | Connections | Contracts | ENDirect | Contracts | SCS
| 116 | RECOVERABLE WORKS | 613241 | BR-OT PNS LW | 4.7467 | Connections | Labour | ENDirect | Labour | SCS | 116 | RECOVERABLE WORKS | 613680 | NS:Engineer D/S N/T | 365.1841 | Connections | Labour | ENDirect | Labour | SCS | 116 | RECOVERABLE WORKS | 613449 | SC Senior Des/Sur OT | 3.7322 | Connections | Labour | ENDirect | Labour | SCS | 118 | CO GENERATION CONNECTIONS | 591999 | Proj Trf - Dir Costs | -0.0124 | Connections | Contracts | ENDirect | Contracts | SCS
| 116 | RECOVERABLE WORKS | 613248 | NS:GenLinewrk N/T CP | 297.4289 | Connections | Labour | ENDirect | Labour | SCS | 116 | RECOVERABLE WORKS | 613681 | NS:Engineer D/S O/T | 3.1406 | Connections | Labour | ENDirect | Labour | SCS | 116 | RECOVERABLE WORKS | 613450 | SC Senior Des Eng NT | 153.4026 | Connections | Labour | ENDirect | Labour | SCS | 118 | CO GENERATION CONNECTIONS | 612210 | Network N/T | 2.4914 | Connections | Labour | ENDirect | Labour | SCS
| 116 | RECOVERABLE WORKS | 613249 | NS:GenLinewrk O/T CP | 111.7907 | Connections | Labour | ENDirect | Labour | SCS | 116 | RECOVERABLE WORKS | 613962 | 325kVA Gen. - Daily | 0.44692 | Connections | Contracts | ENDirect | Contracts | SCS | 116 | RECOVERABLE WORKS | 613477 | PNS_BEON_ENGINEER_NT | 0.35097 | Connections | Labour | ENDirect | Labour | SCS | 118 | CO GENERATION CONNECTIONS | 613290 | NS Tech/Proj Mger NT | 2.0145 | Connections | Labour | ENDirect | Labour | SCS
| 116 | RECOVERABLE WORKS | 613250 | BR-NT PNS GB | 19.505 | Connections | Labour | ENDirect | Labour | SCS | 116 | RECOVERABLE WORKS | 613963 | 325kVA Gen. - Weekly | 7.8371 | Connections | Contracts | ENDirect | Contracts | SCS | 116 | RECOVERABLE WORKS | 613566 | BR-NT PNS A2 | 164.0064 | Connections | Labour | ENDirect | Labour | SCS | 118 | CO GENERATION CONNECTIONS | 614115 | Cust Res NT | 4.0318 | Connections | Labour | ENDirect | Labour | SCS
| 116 | RECOVERABLE WORKS | 613251 | BR-OT PNS GB | 10.7843 | Connections | Labour | ENDirect | Labour | SCS | 116 | RECOVERABLE WORKS | 613968 | Contain. Trans Daily | 0.36972 | Connections | Contracts | ENDirect | Contracts | SCS | 116 | RECOVERABLE WORKS | 613567 | BR-OT PNS A2 | 39.3085 | Connections | Labour | ENDirect | Labour | SCS | 118 | CO GENERATION CONNECTIONS | 634001 | Locl O/Hs to Capital | 0.29367 | Connections | Local OH | OH | Excl | SCS
| 116 | RECOVERABLE WORKS | 613258 | NS:LiveLinw-GenN/TCP | 148.9171 | Connections | Labour | ENDirect | Labour | SCS | 116 | RECOVERABLE WORKS | 614115 | Cust Res NT | 12.5696 | Connections | Labour | ENDirect | Labour | SCS | 116 | RECOVERABLE WORKS | 613570 | BR-NT PNS CJ | 28.1966 | Connections | Labour | ENDirect | Labour | SCS | 118 | CO GENERATION CONNECTIONS | 635001 | EN NS Margin | 0.11959 | Connections | PNS MG | ENDirect | Excl | SCS
| 116 | RECOVERABLE WORKS | 613259 | NS:LiveLinwGenO/T CP | 50.1938 | Connections | Labour | ENDirect | Labour | SCS | 116 | RECOVERABLE WORKS | 615375 | IT Billable | 4.68 | Connections | Labour | ENDirect | Labour | SCS | 116 | RECOVERABLE WORKS | 613571 | BR-OT PNS CJ | 6.0617 | Connections | Labour | ENDirect | Labour | SCS | 118 | CO GENERATION CONNECTIONS | 636001 | System Control O/H | 0.22286 | Connections | System Control OH | OH | Excl | SCS
| 116 | RECOVERABLE WORKS | 613260 | BR-NT PNS ZT | 2.326 | Connections | Labour | ENDirect | Labour | SCS | 116 | RECOVERABLE WORKS | 634001 | Locl O/Hs to Capital | 1639.284 | Connections | Local OH | OH | Excl | SCS | 116 | RECOVERABLE WORKS | 613574 | BR-NT PNS CT | 524.0295 | Connections | Labour | ENDirect | Labour | SCS | 118 | CO GENERATION CONNECTIONS | 636105 | CSG Margin | 0.35718 | Connections | CSG MG | ENDirect | Excl | SCS
| 116 | RECOVERABLE WORKS | 613268 | NS: Fitter N/T CP | 4.9428 | Connections | Labour | ENDirect | Labour | SCS | 116 | RECOVERABLE WORKS | 635001 | EN NS Margin | 1010.2448 | Connections | PNS MG | ENDirect | Excl | SCS | 116 | RECOVERABLE WORKS | 613575 | BR-OT PNS CT | 30.0932 | Connections | Labour | ENDirect | Labour | SCS | 118 | CO GENERATION CONNECTIONS | 639000 | Network Service Corp | 0.0838 | Connections | PNS Corporate OH | OH | Excl | SCS
| 116 | RECOVERABLE WORKS | 613269 | NS: Fitter O/T CP | 0.8141 | Connections | Labour | ENDirect | Labour | SCS | 116 | RECOVERABLE WORKS | 636001 | System Control O/H | 490.3604 | Connections | System Control OH | OH | Excl | SCS | 116 | RECOVERABLE WORKS | 613576 | BR-NT PNS FT | 183.4393 | Connections | Labour | ENDirect | Labour | SCS | 118 | CO GENERATION CONNECTIONS | 639050 | NS: Fleet&Prop O/Hs | 0.02441 | Connections | PNS Fleet & Property OH | OH | Excl | SCS
| 116 | RECOVERABLE WORKS | 613270 | NSConstruct Co-or NT | 2.9398 | Connections | Labour | ENDirect | Labour | SCS | 116 | RECOVERABLE WORKS | 636105 | CSG Margin | 1.2335 | Connections | CSG MG | ENDirect | Excl | SCS | 116 | RECOVERABLE WORKS | 613577 | BR-OT PNS FT | 54.6174 | Connections | Labour | ENDirect | Labour | SCS | 119 | ENERGY EFFICIENT PUB LIGHTING | 503240 | Employee Ent: FBT | 0.28369 | Negotiated Capex | Contracts | ENDirect | Contracts | Negotiated Capex
| 116 | RECOVERABLE WORKS | 613278 | NS: ConstCo-ordN/TCP | 204.2874 | Connections | Labour | ENDirect | Labour | SCS | 116 | RECOVERABLE WORKS | 639000 | Network Service Corp | 1295.053 | Connections | PNS Corporate OH | OH | Excl | SCS | 116 | RECOVERABLE WORKS | 613602 | BR-NT PNS TA (ZT) | 5.109 | Connections | Labour | ENDirect | Labour | SCS | 119 | ENERGY EFFICIENT PUB LIGHTING | 503250 | Non Employee Ent | -0.03579 | Negotiated Capex | Contracts | ENDirect | Contracts | Negotiated Capex
| 116 | RECOVERABLE WORKS | 613279 | NS:ConstCo-ordO/T CP | 62.4356 | Connections | Labour | ENDirect | Labour | SCS | 116 | RECOVERABLE WORKS | 639050 | NS: Fleet&Prop O/Hs | 222.7965 | Connections | PNS Fleet & Property OH | OH | Excl | SCS | 116 | RECOVERABLE WORKS | 613603 | BR-OT PNS TA (ZT) | 0.55895 | Connections | Labour | ENDirect | Labour | SCS | 119 | ENERGY EFFICIENT PUB LIGHTING | 503281 | Parking | -0.01873 | Negotiated Capex | Contracts | ENDirect | Contracts | Negotiated Capex
| 116 | RECOVERABLE WORKS | 613280 | NS Design D/S N/T | 468.0401 | Connections | Labour | ENDirect | Labour | SCS | 118 | CO GENERATION CONNECTIONS | 503281 | Car Pk:Non-PermNoFBT | 0.05125 | Connections | Contracts | ENDirect | Contracts | SCS | 116 | RECOVERABLE WORKS | 613630 | Senior Design NT | 401.562 | Connections | Labour | ENDirect | Labour | SCS | 119 | ENERGY EFFICIENT PUB LIGHTING | 503330 | In-house Refreshment | -0.17638 | Negotiated Capex | Contracts | ENDirect | Contracts | Negotiated Capex
| 116 | RECOVERABLE WORKS | 613281 | NS Design D/S O/T | 28.9792 | Connections | Labour | ENDirect | Labour | SCS | 118 | CO GENERATION CONNECTIONS | 520100 | M & S-Distribution | -0.359 | Connections | Materials | ENDirect | Materials | SCS | 116 | RECOVERABLE WORKS | 613640 | PNS_BEON_SNR DES_ENG | 1.8113 | Connections | Labour | ENDirect | Labour | SCS | 119 | ENERGY EFFICIENT PUB LIGHTING | 520100 | M & S-Distribution | 2873.2589 | Negotiated Capex | Materials | ENDirect | Materials | Negotiated Capex
| 116 | RECOVERABLE WORKS | 613290 | NS Tech/Proj Mger NT | 39.3674 | Connections | Labour | ENDirect | Labour | SCS | 118 | CO GENERATION CONNECTIONS | 520200 | M & S-Transmission | -0.32008 | Connections | Materials | ENDirect | Materials | SCS | 116 | RECOVERABLE WORKS | 613680 | NS:Engineer D/S N/T | 211.8601 | Connections | Labour | ENDirect | Labour | SCS | 119 | ENERGY EFFICIENT PUB LIGHTING | 523100 | M & S-Admin & Gen | 0.20969 | Negotiated Capex | Materials | ENDirect | Materials | Negotiated Capex
| 116 | RECOVERABLE WORKS | 613298 | NS:Tech/ProjMgrN/TCP | 1608.9133 | Connections | Labour | ENDirect | Labour | SCS | 118 | CO GENERATION CONNECTIONS | 531469 | NS: Other CPS | 0.09796 | Connections | Labour | ENDirect | Labour | SCS | 116 | RECOVERABLE WORKS | 613681 | NS:Engineer D/S O/T | 0.54366 | Connections | Labour | ENDirect | Labour | SCS | 119 | ENERGY EFFICIENT PUB LIGHTING | 531020 | Eng & Tech Services | -38.258 | Negotiated Capex | Labour | ENDirect | Labour | Negotiated Capex
| 116 | RECOVERABLE WORKS | 613299 | NS:Tech/prjMgrO/T CP | 3.2594 | Connections | Labour | ENDirect | Labour | SCS | 118 | CO GENERATION CONNECTIONS | 591997 | Proj Trf - EN OH | -0.37918 | Connections | Contracts | ENDirect | Contracts | SCS | 116 | RECOVERABLE WORKS | 613964 | 500kVA Gen. - Daily | 0.5456 | Connections | Contracts | ENDirect | Contracts | SCS | 119 | ENERGY EFFICIENT PUB LIGHTING | 531200 | Construct'n Services | 1.4572 | Negotiated Capex | Contracts | ENDirect | Contracts | Negotiated Capex
| 116 | RECOVERABLE WORKS | 613310 | BR-NT PNS TS | 23.7075 | Connections | Labour | ENDirect | Labour | SCS | 118 | CO GENERATION CONNECTIONS | 591999 | Proj Tsf - EN Direct | -3.0686 | Connections | Contracts | ENDirect | Contracts | SCS | 116 | RECOVERABLE WORKS | 614115 | Cust Res NT | 46.76 | Connections | Labour | ENDirect | Labour | SCS | 119 | ENERGY EFFICIENT PUB LIGHTING | 531464 | NS: Civil Works CPS | 1083.2686 | Negotiated Capex | Contracts | ENDirect | Contracts | Negotiated Capex
| 116 | RECOVERABLE WORKS | 613311 | BR-OT PNS TS | 0.28449 | Connections | Labour | ENDirect | Labour | SCS | 118 | CO GENERATION CONNECTIONS | 611901 | Stores Rec Local | -0.05185 | Connections | Contracts | ENDirect | Contracts | SCS | 116 | RECOVERABLE WORKS | 615395 | IT SCADA Billable | 3.7185 | Connections | Labour | ENDirect | Labour | SCS | 119 | ENERGY EFFICIENT PUB LIGHTING | 531465 | NS: Pole to Pit CPS | 8.2985 | Negotiated Capex | Contracts | ENDirect | Contracts | Negotiated Capex
| 116 | RECOVERABLE WORKS | 613318 | NS: Tester N/T CP | 103.1371 | Connections | Labour | ENDirect | Labour | SCS | 118 | CO GENERATION CONNECTIONS | 611902 | Purchase OrderOncost | -0.01292 | Connections | Contracts | ENDirect | Contracts | SCS | 116 | RECOVERABLE WORKS | 634001 | Locl O/Hs to Capital | 1748.6267 | Connections | Local OH | OH | Excl | SCS | 119 | ENERGY EFFICIENT PUB LIGHTING | 531466 | NS:UR RP Pck Wks CPS | 8.8278 | Negotiated Capex | Contracts | ENDirect | Contracts | Negotiated Capex
| 116 | RECOVERABLE WORKS | 613319 | NS:Tester O/T CP | 7.7192 | Connections | Labour | ENDirect | Labour | SCS | 118 | CO GENERATION CONNECTIONS | 612210 | Network N/T | 0.51678 | Connections | Labour | ENDirect | Labour | SCS | 116 | RECOVERABLE WORKS | 635001 | EN NS Margin | 1116.3984 | Connections | PNS MG | ENDirect | Excl | SCS | 119 | ENERGY EFFICIENT PUB LIGHTING | 531467 | NS: Traffic Mgmt CPS | 10.4308 | Negotiated Capex | Contracts | ENDirect | Contracts | Negotiated Capex
| 116 | RECOVERABLE WORKS | 613350 | NS:DesignSup D/S N/T | 53.1215 | Connections | Labour | ENDirect | Labour | SCS | 118 | CO GENERATION CONNECTIONS | 613260 | BR-NT PNS ZT | 2.051 | Connections | Labour | ENDirect | Labour | SCS | 116 | RECOVERABLE WORKS | 636001 | System Control O/H | 912.1756 | Connections | System Control OH | OH | Excl | SCS | 119 | ENERGY EFFICIENT PUB LIGHTING | 531468 | NS: Waste Disp CPS | 1.7749 | Negotiated Capex | Contracts | ENDirect | Contracts | Negotiated Capex
| 116 | RECOVERABLE WORKS | 613351 | NS:DesignSup D/S O/T | 0.06243 | Connections | Labour | ENDirect | Labour | SCS | 118 | CO GENERATION CONNECTIONS | 613280 | NS Design D/S N/T | 0.86828 | Connections | Labour | ENDirect | Labour | SCS | 116 | RECOVERABLE WORKS | 636105 | CSG Margin | 4.6933 | Connections | CSG MG | ENDirect | Excl | SCS | 119 | ENERGY EFFICIENT PUB LIGHTING | 591997 | Proj Trf - OH/Mar | -3.5043 | Negotiated Capex | Contracts | ENDirect | Contracts | Negotiated Capex
| 116 | RECOVERABLE WORKS | 613360 | NS:Draft/GIS D/S N/T | 458.358 | Connections | Labour | ENDirect | Labour | SCS | 118 | CO GENERATION CONNECTIONS | 613290 | NS Tech/Proj Mger NT | 0.4976 | Connections | Labour | ENDirect | Labour | SCS | 116 | RECOVERABLE WORKS | 639000 | Network Service Corp | 1221.8684 | Connections | PNS Corporate OH | OH | Excl | SCS | 119 | ENERGY EFFICIENT PUB LIGHTING | 591998 | Proj. Tsf Direct Tax | 21.0799 | Negotiated Capex | Contracts | ENDirect | Contracts | Negotiated Capex
| 116 | RECOVERABLE WORKS | 613361 | NS:Draft/GIS D/S O/T | 1.866 | Connections | Labour | ENDirect | Labour | SCS | 118 | CO GENERATION CONNECTIONS | 613298 | NS:Tech/ProjMgrN/TCP | 3.1722 | Connections | Labour | ENDirect | Labour | SCS | 116 | RECOVERABLE WORKS | 639050 | NS: Fleet&Prop O/Hs | 185.3406 | Connections | PNS Fleet & Property OH | OH | Excl | SCS | 119 | ENERGY EFFICIENT PUB LIGHTING | 591999 | Proj Trf - Dir Costs | -33.1609 | Negotiated Capex | Contracts | ENDirect | Contracts | Negotiated Capex
| 116 | RECOVERABLE WORKS | 613370 | NS:Survey D/S N/T | 74.5094 | Connections | Labour | ENDirect | Labour | SCS | 118 | CO GENERATION CONNECTIONS | 613310 | BR-NT PNS TS | 9.7851 | Connections | Labour | ENDirect | Labour | SCS | 118 | CO GENERATION CONNECTIONS | 591997 | Proj Trf - OH/Mar | -0.30211 | Connections | Contracts | ENDirect | Contracts | SCS | 119 | ENERGY EFFICIENT PUB LIGHTING | 611900 | Stores Recovery Dist | 2.9804 | Negotiated Capex | Contracts | ENDirect | Contracts | Negotiated Capex
| 116 | RECOVERABLE WORKS | 613371 | NS:Survey D/S O/T | 3.6432 | Connections | Labour | ENDirect | Labour | SCS | 118 | CO GENERATION CONNECTIONS | 613566 | BR-NT PNS A2 | 4.5586 | Connections | Labour | ENDirect | Labour | SCS | 118 | CO GENERATION CONNECTIONS | 591998 | Proj. Tsf Direct Tax | -1.62 | Connections | Contracts | ENDirect | Contracts | SCS | 119 | ENERGY EFFICIENT PUB LIGHTING | 611901 | Stores Rec Local | 0.11423 | Negotiated Capex | Contracts | ENDirect | Contracts | Negotiated Capex
| 116 | RECOVERABLE WORKS | 613400 | BR-NT RES CJ LW PO | 5.1118 | Connections | Labour | ENDirect | Labour | SCS | 118 | CO GENERATION CONNECTIONS | 613576 | BR-NT PNS FT | 0.76914 | Connections | Labour | ENDirect | Labour | SCS | 118 | CO GENERATION CONNECTIONS | 591999 | Proj Trf - Dir Costs | -2.1194 | Connections | Contracts | ENDirect | Contracts | SCS | 119 | ENERGY EFFICIENT PUB LIGHTING | 611902 | Purchase OrderOncost | 32.8692 | Negotiated Capex | Contracts | ENDirect | Contracts | Negotiated Capex
| 116 | RECOVERABLE WORKS | 613408 | SC Gen Line CP NT | 348.8818 | Connections | Labour | ENDirect | Labour | SCS | 118 | CO GENERATION CONNECTIONS | 614115 | Cust Res NT | 0.05135 | Connections | Labour | ENDirect | Labour | SCS | 118 | CO GENERATION CONNECTIONS | 613290 | NS Tech/Proj Mger NT | 41.324 | Connections | Labour | ENDirect | Labour | SCS | 119 | ENERGY EFFICIENT PUB LIGHTING | 612210 | Network N/T | 0.62286 | Negotiated Capex | Labour | ENDirect | Labour | Negotiated Capex
| 116 | RECOVERABLE WORKS | 613409 | SC Gen Line CP OT | 217.4596 | Connections | Labour | ENDirect | Labour | SCS | 118 | CO GENERATION CONNECTIONS | 615375 | IT Billable | 2.25 | Connections | Labour | ENDirect | Labour | SCS | 118 | CO GENERATION CONNECTIONS | 614115 | Cust Res NT | 0.99096 | Connections | Labour | ENDirect | Labour | SCS | 119 | ENERGY EFFICIENT PUB LIGHTING | 613240 | BR-NT PNS LW | 13.5886 | Negotiated Capex | Labour | ENDirect | Labour | Negotiated Capex
| 116 | RECOVERABLE WORKS | 613410 | BR-NT RES GB | 22.5007 | Connections | Labour | ENDirect | Labour | SCS | 118 | CO GENERATION CONNECTIONS | 634001 | Locl O/Hs to Capital | 1.775 | Connections | Local OH | OH | Excl | SCS | 118 | CO GENERATION CONNECTIONS | 634001 | Locl O/Hs to Capital | 3.2309 | Connections | Local OH | OH | Excl | SCS | 119 | ENERGY EFFICIENT PUB LIGHTING | 613250 | BR-NT PNS GB | 33.8439 | Negotiated Capex | Labour | ENDirect | Labour | Negotiated Capex
| 116 | RECOVERABLE WORKS | 613411 | BR-OT RES GB | 0.99855 | Connections | Labour | ENDirect | Labour | SCS | 118 | CO GENERATION CONNECTIONS | 635001 | EN NS Margin | 0.89825 | Connections | PNS MG | ENDirect | Excl | SCS | 118 | CO GENERATION CONNECTIONS | 635001 | EN NS Margin | 2.4824 | Connections | PNS MG | ENDirect | Excl | SCS | 119 | ENERGY EFFICIENT PUB LIGHTING | 613251 | BR-OT PNS GB | 18.6963 | Negotiated Capex | Labour | ENDirect | Labour | Negotiated Capex
| 116 | RECOVERABLE WORKS | 613418 | SC Live Line CP NT | 166.1587 | Connections | Labour | ENDirect | Labour | SCS | 118 | CO GENERATION CONNECTIONS | 636001 | System Control O/H | 0.46562 | Connections | System Control OH | OH | Excl | SCS | 118 | CO GENERATION CONNECTIONS | 636001 | System Control O/H | 1.6108 | Connections | System Control OH | OH | Excl | SCS | 119 | ENERGY EFFICIENT PUB LIGHTING | 613280 | NS Design D/S N/T | 1.8753 | Negotiated Capex | Labour | ENDirect | Labour | Negotiated Capex
| 116 | RECOVERABLE WORKS | 613419 | SC Live Line CP OT | 108.9618 | Connections | Labour | ENDirect | Labour | SCS | 118 | CO GENERATION CONNECTIONS | 636105 | CSG Margin | 0.00539 | Connections | CSG MG | ENDirect | Excl | SCS | 118 | CO GENERATION CONNECTIONS | 636105 | CSG Margin | 0.10404 | Connections | CSG MG | ENDirect | Excl | SCS | 119 | ENERGY EFFICIENT PUB LIGHTING | 613281 | NS Design D/S O/T | 1.3834 | Negotiated Capex | Labour | ENDirect | Labour | Negotiated Capex
| 116 | RECOVERABLE WORKS | 613428 | SC Tester CP NT | 35.7319 | Connections | Labour | ENDirect | Labour | SCS | 118 | CO GENERATION CONNECTIONS | 639000 | Network Service Corp | 1.1384 | Connections | PNS Corporate OH | OH | Excl | SCS | 118 | CO GENERATION CONNECTIONS | 639000 | Network Service Corp | 2.2273 | Connections | PNS Corporate OH | OH | Excl | SCS | 119 | ENERGY EFFICIENT PUB LIGHTING | 613290 | NS Tech/Proj Mger NT | 164.5914 | Negotiated Capex | Labour | ENDirect | Labour | Negotiated Capex
| 116 | RECOVERABLE WORKS | 613429 | SC Tester CP OT | 2.2127 | Connections | Labour | ENDirect | Labour | SCS | 118 | CO GENERATION CONNECTIONS | 639050 | NS: Fleet&Prop O/Hs | 0.17444 | Connections | PNS Fleet & Property OH | OH | Excl | SCS | 118 | CO GENERATION CONNECTIONS | 639050 | NS: Fleet&Prop O/Hs | 0.34988 | Connections | PNS Fleet & Property OH | OH | Excl | SCS | 119 | ENERGY EFFICIENT PUB LIGHTING | 613291 | NS Tech/Proj Mger OT | 0.69184 | Negotiated Capex | Labour | ENDirect | Labour | Negotiated Capex
| 116 | RECOVERABLE WORKS | 613438 | SC Construct CP NT | 19.3886 | Connections | Labour | ENDirect | Labour | SCS | 119 | ENERGY EFFICIENT PUB LIGHTING | 503240 | Employee Ent: FBT | 0.01301 | Negotiated Capex | Contracts | ENDirect | Contracts | Negotiated Capex | 119 | ENERGY EFFICIENT PUB LIGHTING | 503240 | Employee Ent: FBT | 0.1758 | Negotiated Capex | Contracts | ENDirect | Contracts | Negotiated Capex | 119 | ENERGY EFFICIENT PUB LIGHTING | 613360 | NS:Draft/GIS D/S N/T | 2.2794 | Negotiated Capex | Labour | ENDirect | Labour | Negotiated Capex
| 116 | RECOVERABLE WORKS | 613439 | SC Construct CP OT | 11.6892 | Connections | Labour | ENDirect | Labour | SCS | 119 | ENERGY EFFICIENT PUB LIGHTING | 503250 | Non Employee Ent | 0.03579 | Negotiated Capex | Contracts | ENDirect | Contracts | Negotiated Capex | 119 | ENERGY EFFICIENT PUB LIGHTING | 520100 | M & S-Distribution | 1261.983 | Negotiated Capex | Materials | ENDirect | Materials | Negotiated Capex | 119 | ENERGY EFFICIENT PUB LIGHTING | 613370 | NS:Survey D/S N/T | 0.5092 | Negotiated Capex | Labour | ENDirect | Labour | Negotiated Capex
| 116 | RECOVERABLE WORKS | 613566 | BR-NT PNS A2 | 11.6842 | Connections | Labour | ENDirect | Labour | SCS | 119 | ENERGY EFFICIENT PUB LIGHTING | 503281 | Car Pk:Non-PermNoFBT | 0.01873 | Negotiated Capex | Contracts | ENDirect | Contracts | Negotiated Capex | 119 | ENERGY EFFICIENT PUB LIGHTING | 523100 | M & S-Admin & Gen | 0.02942 | Negotiated Capex | Materials | ENDirect | Materials | Negotiated Capex | 119 | ENERGY EFFICIENT PUB LIGHTING | 613400 | BR-NT RES CJ LW PO | 0.27874 | Negotiated Capex | Labour | ENDirect | Labour | Negotiated Capex
| 116 | RECOVERABLE WORKS | 613567 | BR-OT PNS A2 | 2.5559 | Connections | Labour | ENDirect | Labour | SCS | 119 | ENERGY EFFICIENT PUB LIGHTING | 503330 | In-house Refreshment | 0.17638 | Negotiated Capex | Contracts | ENDirect | Contracts | Negotiated Capex | 119 | ENERGY EFFICIENT PUB LIGHTING | 531464 | NS: Civil Works CPS | 182.1209 | Negotiated Capex | Contracts | ENDirect | Contracts | Negotiated Capex | 119 | ENERGY EFFICIENT PUB LIGHTING | 613434 | SC Design/Drafter NT | 4.1757 | Negotiated Capex | Labour | ENDirect | Labour | Negotiated Capex
| 116 | RECOVERABLE WORKS | 613570 | BR-NT PNS CJ | 0.97368 | Connections | Labour | ENDirect | Labour | SCS | 119 | ENERGY EFFICIENT PUB LIGHTING | 520100 | M & S-Distribution | 10.639 | Negotiated Capex | Materials | ENDirect | Materials | Negotiated Capex | 119 | ENERGY EFFICIENT PUB LIGHTING | 531467 | NS: Traffic Mgmt CPS | 14.8575 | Negotiated Capex | Contracts | ENDirect | Contracts | Negotiated Capex | 119 | ENERGY EFFICIENT PUB LIGHTING | 613440 | SC Design/Draftin NT | 1.2534 | Negotiated Capex | Labour | ENDirect | Labour | Negotiated Capex
| 116 | RECOVERABLE WORKS | 613574 | BR-NT PNS CT | 5.2852 | Connections | Labour | ENDirect | Labour | SCS | 119 | ENERGY EFFICIENT PUB LIGHTING | 531020 | Eng & Tech Services | 120.7537 | Negotiated Capex | Labour | ENDirect | Labour | Negotiated Capex | 119 | ENERGY EFFICIENT PUB LIGHTING | 531468 | NS: Waste Disp CPS | 1.9033 | Negotiated Capex | Contracts | ENDirect | Contracts | Negotiated Capex | 119 | ENERGY EFFICIENT PUB LIGHTING | 613441 | SC Design/Draftin OT | 0.54583 | Negotiated Capex | Labour | ENDirect | Labour | Negotiated Capex
| 116 | RECOVERABLE WORKS | 613575 | BR-OT PNS CT | 2.5288 | Connections | Labour | ENDirect | Labour | SCS | 119 | ENERGY EFFICIENT PUB LIGHTING | 531035 | Engineer & Dsgn Serv | -0.67236 | Negotiated Capex | Labour | ENDirect | Labour | Negotiated Capex | 119 | ENERGY EFFICIENT PUB LIGHTING | 591997 | Proj Trf - OH/Mar | -3.3991 | Negotiated Capex | Contracts | ENDirect | Contracts | Negotiated Capex | 119 | ENERGY EFFICIENT PUB LIGHTING | 613450 | SC Senior Des Eng NT | 2.1514 | Negotiated Capex | Labour | ENDirect | Labour | Negotiated Capex
| 116 | RECOVERABLE WORKS | 613576 | BR-NT PNS FT | 0.9304 | Connections | Labour | ENDirect | Labour | SCS | 119 | ENERGY EFFICIENT PUB LIGHTING | 531201 | Contracts-Contestabl | 1.5 | Negotiated Capex | Contracts | ENDirect | Contracts | Negotiated Capex | 119 | ENERGY EFFICIENT PUB LIGHTING | 591998 | Proj. Tsf Direct Tax | -11.1829 | Negotiated Capex | Contracts | ENDirect | Contracts | Negotiated Capex | 119 | ENERGY EFFICIENT PUB LIGHTING | 613566 | BR-NT PNS A2 | 0.87585 | Negotiated Capex | Labour | ENDirect | Labour | Negotiated Capex
| 116 | RECOVERABLE WORKS | 613577 | BR-OT PNS FT | 0.2326 | Connections | Labour | ENDirect | Labour | SCS | 119 | ENERGY EFFICIENT PUB LIGHTING | 531464 | NS: Civil Works CPS | -6.7063 | Negotiated Capex | Contracts | ENDirect | Contracts | Negotiated Capex | 119 | ENERGY EFFICIENT PUB LIGHTING | 591999 | Proj Trf - Dir Costs | -12.2788 | Negotiated Capex | Contracts | ENDirect | Contracts | Negotiated Capex | 119 | ENERGY EFFICIENT PUB LIGHTING | 613574 | BR-NT PNS CT | 1.6908 | Negotiated Capex | Labour | ENDirect | Labour | Negotiated Capex
| 116 | RECOVERABLE WORKS | 613630 | Senior Design NT | 60.3132 | Connections | Labour | ENDirect | Labour | SCS | 119 | ENERGY EFFICIENT PUB LIGHTING | 531465 | NS: Pole to Pit CPS | 6.2416 | Negotiated Capex | Contracts | ENDirect | Contracts | Negotiated Capex | 119 | ENERGY EFFICIENT PUB LIGHTING | 611900 | Stores Recovery Dist | 0.6484 | Negotiated Capex | Contracts | ENDirect | Contracts | Negotiated Capex | 119 | ENERGY EFFICIENT PUB LIGHTING | 613575 | BR-OT PNS CT | 0.36598 | Negotiated Capex | Labour | ENDirect | Labour | Negotiated Capex
| 116 | RECOVERABLE WORKS | 613680 | NS:Engineer D/S N/T | 288.652 | Connections | Labour | ENDirect | Labour | SCS | 119 | ENERGY EFFICIENT PUB LIGHTING | 531466 | NS:UR RP Pck Wks CPS | 1.9248 | Negotiated Capex | Contracts | ENDirect | Contracts | Negotiated Capex | 119 | ENERGY EFFICIENT PUB LIGHTING | 611901 | Stores Rec Local | 0.15367 | Negotiated Capex | Contracts | ENDirect | Contracts | Negotiated Capex | 119 | ENERGY EFFICIENT PUB LIGHTING | 613630 | Senior Design NT | 0.5739 | Negotiated Capex | Labour | ENDirect | Labour | Negotiated Capex
| 116 | RECOVERABLE WORKS | 613681 | NS:Engineer D/S O/T | 1.9405 | Connections | Labour | ENDirect | Labour | SCS | 119 | ENERGY EFFICIENT PUB LIGHTING | 531467 | NS: Traffic Mgmt CPS | 1.0654 | Negotiated Capex | Contracts | ENDirect | Contracts | Negotiated Capex | 119 | ENERGY EFFICIENT PUB LIGHTING | 611902 | Purchase OrderOncost | 20 | Negotiated Capex | Contracts | ENDirect | Contracts | Negotiated Capex | 119 | ENERGY EFFICIENT PUB LIGHTING | 613680 | NS:Engineer D/S N/T | 1.5145 | Negotiated Capex | Labour | ENDirect | Labour | Negotiated Capex
| 116 | RECOVERABLE WORKS | 615375 | IT Billable | 0.27 | Connections | Labour | ENDirect | Labour | SCS | 119 | ENERGY EFFICIENT PUB LIGHTING | 531468 | NS: Waste Disp CPS | -2.1666 | Negotiated Capex | Contracts | ENDirect | Contracts | Negotiated Capex | 119 | ENERGY EFFICIENT PUB LIGHTING | 612211 | Netw Des NT-TRDS | 0.08556 | Negotiated Capex | Labour | ENDirect | Labour | Negotiated Capex | 119 | ENERGY EFFICIENT PUB LIGHTING | 614115 | Cust Res NT | 11.4643 | Negotiated Capex | Labour | ENDirect | Labour | Negotiated Capex
| 116 | RECOVERABLE WORKS | 633000 | Corp O/Hs to Capital | 2294.5264 | Connections | Contracts | OH | Contracts | SCS | 119 | ENERGY EFFICIENT PUB LIGHTING | 531469 | NS: Other CPS | 7.0952 | Negotiated Capex | Labour | ENDirect | Labour | Negotiated Capex | 119 | ENERGY EFFICIENT PUB LIGHTING | 613240 | BR-NT PNS LW | 5.7312 | Negotiated Capex | Labour | ENDirect | Labour | Negotiated Capex | 119 | ENERGY EFFICIENT PUB LIGHTING | 634001 | Locl O/Hs to Capital | 249.089 | Negotiated Capex | Local OH | OH | Excl | Negotiated Capex
| 116 | RECOVERABLE WORKS | 634001 | Locl O/Hs to Capital | 951.8141 | Connections | Local OH | OH | Excl | SCS | 119 | ENERGY EFFICIENT PUB LIGHTING | 591997 | Proj Trf - EN OH | -1.498 | Negotiated Capex | Contracts | ENDirect | Contracts | Negotiated Capex | 119 | ENERGY EFFICIENT PUB LIGHTING | 613241 | BR-OT PNS LW | 0.36646 | Negotiated Capex | Labour | ENDirect | Labour | Negotiated Capex | 119 | ENERGY EFFICIENT PUB LIGHTING | 635001 | EN NS Margin | 89.7332 | Negotiated Capex | PNS MG | ENDirect | Excl | Negotiated Capex
| 116 | RECOVERABLE WORKS | 635001 | EN NS Margin | 649.4686 | Connections | PNS MG | ENDirect | Excl | SCS | 119 | ENERGY EFFICIENT PUB LIGHTING | 591998 | Proj. Tsf Direct Tax | -1.0956 | Negotiated Capex | Contracts | ENDirect | Contracts | Negotiated Capex | 119 | ENERGY EFFICIENT PUB LIGHTING | 613250 | BR-NT PNS GB | 11.3868 | Negotiated Capex | Labour | ENDirect | Labour | Negotiated Capex | 119 | ENERGY EFFICIENT PUB LIGHTING | 636001 | System Control O/H | 162.172 | Negotiated Capex | System Control OH | OH | Excl | Negotiated Capex
| 116 | RECOVERABLE WORKS | 636001 | System Control O/H | 296.9289 | Connections | System Control OH | OH | Excl | SCS | 119 | ENERGY EFFICIENT PUB LIGHTING | 591999 | Proj Tsf - EN Direct | -9.6205 | Negotiated Capex | Contracts | ENDirect | Contracts | Negotiated Capex | 119 | ENERGY EFFICIENT PUB LIGHTING | 613280 | NS Design D/S N/T | 1.8276 | Negotiated Capex | Labour | ENDirect | Labour | Negotiated Capex | 119 | ENERGY EFFICIENT PUB LIGHTING | 636105 | CSG Margin | 1.0605 | Negotiated Capex | CSG MG | ENDirect | Excl | Negotiated Capex
| 116 | RECOVERABLE WORKS | 639000 | Network Service Corp | 597.4045 | Connections | PNS Corporate OH | OH | Excl | SCS | 119 | ENERGY EFFICIENT PUB LIGHTING | 611900 | Stores Recovery Dist | 0.72353 | Negotiated Capex | Contracts | ENDirect | Contracts | Negotiated Capex | 119 | ENERGY EFFICIENT PUB LIGHTING | 613290 | NS Tech/Proj Mger NT | 145.8136 | Negotiated Capex | Labour | ENDirect | Labour | Negotiated Capex | 119 | ENERGY EFFICIENT PUB LIGHTING | 639000 | Network Service Corp | 177.7447 | Negotiated Capex | PNS Corporate OH | OH | Excl | Negotiated Capex
| 116 | RECOVERABLE WORKS | 639050 | NS: Fleet&Prop O/Hs | 84.1071 | Connections | PNS Fleet & Property OH | OH | Excl | SCS | 119 | ENERGY EFFICIENT PUB LIGHTING | 611902 | Purchase OrderOncost | 0.09315 | Negotiated Capex | Contracts | ENDirect | Contracts | Negotiated Capex | 119 | ENERGY EFFICIENT PUB LIGHTING | 613291 | NS Tech/Proj Mger OT | 6.221 | Negotiated Capex | Labour | ENDirect | Labour | Negotiated Capex | 119 | ENERGY EFFICIENT PUB LIGHTING | 639050 | NS: Fleet&Prop O/Hs | 18.1723 | Negotiated Capex | PNS Fleet & Property OH | OH | Excl | Negotiated Capex
| 118 | CO GENERATION CONNECTIONS | 503281 | Parking | 0.01909 | Connections | Contracts | ENDirect | Contracts | SCS | 119 | ENERGY EFFICIENT PUB LIGHTING | 613240 | BR-NT PNS LW | -3.6993 | Negotiated Capex | Labour | ENDirect | Labour | Negotiated Capex | 119 | ENERGY EFFICIENT PUB LIGHTING | 613298 | NS:Tech/ProjMgrN/TCP | 1.9684 | Negotiated Capex | Labour | ENDirect | Labour | Negotiated Capex | 120 | PUBLIC LIGHTING - NEW | 520100 | M & S-Distribution | 182.0692 | Negotiated Capex | Materials | ENDirect | Materials | Negotiated Capex
| 118 | CO GENERATION CONNECTIONS | 520100 | M & S-Distribution | 2.4535 | Connections | Materials | ENDirect | Materials | SCS | 119 | ENERGY EFFICIENT PUB LIGHTING | 613250 | BR-NT PNS GB | 3.4291 | Negotiated Capex | Labour | ENDirect | Labour | Negotiated Capex | 119 | ENERGY EFFICIENT PUB LIGHTING | 613360 | NS:Draft/GIS D/S N/T | 5.7815 | Negotiated Capex | Labour | ENDirect | Labour | Negotiated Capex | 120 | PUBLIC LIGHTING - NEW | 523100 | M & S-Admin & Gen | 1.0979 | Negotiated Capex | Materials | ENDirect | Materials | Negotiated Capex
| 118 | CO GENERATION CONNECTIONS | 520150 | M & S-Telecomm | 0.0531 | Connections | Materials | ENDirect | Materials | SCS | 119 | ENERGY EFFICIENT PUB LIGHTING | 613280 | NS Design D/S N/T | 4.1429 | Negotiated Capex | Labour | ENDirect | Labour | Negotiated Capex | 119 | ENERGY EFFICIENT PUB LIGHTING | 613361 | NS:Draft/GIS D/S O/T | 0.0796 | Negotiated Capex | Labour | ENDirect | Labour | Negotiated Capex | 120 | PUBLIC LIGHTING - NEW | 531020 | Eng & Tech Services | 9.33 | Negotiated Capex | Labour | ENDirect | Labour | Negotiated Capex
| 118 | CO GENERATION CONNECTIONS | 520200 | M & S-Transmission | 0.50849 | Connections | Materials | ENDirect | Materials | SCS | 119 | ENERGY EFFICIENT PUB LIGHTING | 613290 | NS Tech/Proj Mger NT | 19.9413 | Negotiated Capex | Labour | ENDirect | Labour | Negotiated Capex | 119 | ENERGY EFFICIENT PUB LIGHTING | 613370 | NS:Survey D/S N/T | 0.76086 | Negotiated Capex | Labour | ENDirect | Labour | Negotiated Capex | 120 | PUBLIC LIGHTING - NEW | 531464 | NS: Civil Works CPS | 311.8275 | Negotiated Capex | Contracts | ENDirect | Contracts | Negotiated Capex
| 118 | CO GENERATION CONNECTIONS | 523100 | M & S-Admin & Gen | 0.02 | Connections | Materials | ENDirect | Materials | SCS | 119 | ENERGY EFFICIENT PUB LIGHTING | 613291 | NS Tech/Proj Mger OT | 0.3046 | Negotiated Capex | Labour | ENDirect | Labour | Negotiated Capex | 119 | ENERGY EFFICIENT PUB LIGHTING | 613371 | NS:Survey D/S O/T | 1.2161 | Negotiated Capex | Labour | ENDirect | Labour | Negotiated Capex | 120 | PUBLIC LIGHTING - NEW | 531466 | NS:UR RP Pck Wks CPS | 21.7763 | Negotiated Capex | Contracts | ENDirect | Contracts | Negotiated Capex
| 118 | CO GENERATION CONNECTIONS | 531200 | Construct'n Services | 2.436 | Connections | Contracts | ENDirect | Contracts | SCS | 119 | ENERGY EFFICIENT PUB LIGHTING | 613298 | NS:Tech/ProjMgrN/TCP | 52.4284 | Negotiated Capex | Labour | ENDirect | Labour | Negotiated Capex | 119 | ENERGY EFFICIENT PUB LIGHTING | 613400 | BR-NT RES CJ LW PO | 9.5537 | Negotiated Capex | Labour | ENDirect | Labour | Negotiated Capex | 120 | PUBLIC LIGHTING - NEW | 531467 | NS: Traffic Mgmt CPS | 45.0091 | Negotiated Capex | Contracts | ENDirect | Contracts | Negotiated Capex
| 118 | CO GENERATION CONNECTIONS | 531466 | NS:UR RP Pck Wks CPS | 18.0401 | Connections | Contracts | ENDirect | Contracts | SCS | 119 | ENERGY EFFICIENT PUB LIGHTING | 613360 | NS:Draft/GIS D/S N/T | 8.3632 | Negotiated Capex | Labour | ENDirect | Labour | Negotiated Capex | 119 | ENERGY EFFICIENT PUB LIGHTING | 613401 | BR-OT RES CJ LW PO | 0.92076 | Negotiated Capex | Labour | ENDirect | Labour | Negotiated Capex | 120 | PUBLIC LIGHTING - NEW | 531468 | NS: Waste Disp CPS | 44.2807 | Negotiated Capex | Contracts | ENDirect | Contracts | Negotiated Capex
| 118 | CO GENERATION CONNECTIONS | 591997 | Proj Trf - OH/Mar | -8.6884 | Connections | Contracts | ENDirect | Contracts | SCS | 119 | ENERGY EFFICIENT PUB LIGHTING | 613362 | NSNP:ProjManagerNT | 19.5738 | Negotiated Capex | Labour | ENDirect | Labour | Negotiated Capex | 119 | ENERGY EFFICIENT PUB LIGHTING | 613410 | BR-NT RES GB | 1.4788 | Negotiated Capex | Labour | ENDirect | Labour | Negotiated Capex | 120 | PUBLIC LIGHTING - NEW | 532200 | Hire: Plant & Equip | 4.166 | Negotiated Capex | Contracts | ENDirect | Contracts | Negotiated Capex
| 118 | CO GENERATION CONNECTIONS | 591998 | Proj. Tsf Direct Tax | -13.9061 | Connections | Contracts | ENDirect | Contracts | SCS | 119 | ENERGY EFFICIENT PUB LIGHTING | 613370 | NS:Survey D/S N/T | 12.8541 | Negotiated Capex | Labour | ENDirect | Labour | Negotiated Capex | 119 | ENERGY EFFICIENT PUB LIGHTING | 613411 | BR-OT RES GB | 1.1871 | Negotiated Capex | Labour | ENDirect | Labour | Negotiated Capex | 120 | PUBLIC LIGHTING - NEW | 591997 | Proj Trf - OH/Mar | -10.47 | Negotiated Capex | Contracts | ENDirect | Contracts | Negotiated Capex
| 118 | CO GENERATION CONNECTIONS | 591999 | Proj Trf - Dir Costs | -32.5639 | Connections | Contracts | ENDirect | Contracts | SCS | 119 | ENERGY EFFICIENT PUB LIGHTING | 613410 | BR-NT RES GB | 0.06595 | Negotiated Capex | Labour | ENDirect | Labour | Negotiated Capex | 119 | ENERGY EFFICIENT PUB LIGHTING | 613434 | SC Design/Drafter NT | 2.4297 | Negotiated Capex | Labour | ENDirect | Labour | Negotiated Capex | 120 | PUBLIC LIGHTING - NEW | 591998 | Proj. Tsf Direct Tax | -34.5715 | Negotiated Capex | Contracts | ENDirect | Contracts | Negotiated Capex
| 118 | CO GENERATION CONNECTIONS | 611901 | Stores Rec Local | 0.16061 | Connections | Contracts | ENDirect | Contracts | SCS | 119 | ENERGY EFFICIENT PUB LIGHTING | 613440 | SC Design/Draftin NT | 0.04069 | Negotiated Capex | Labour | ENDirect | Labour | Negotiated Capex | 119 | ENERGY EFFICIENT PUB LIGHTING | 613440 | SC Design/Draftin NT | 0.80333 | Negotiated Capex | Labour | ENDirect | Labour | Negotiated Capex | 120 | PUBLIC LIGHTING - NEW | 591999 | Proj Trf - Dir Costs | -42.384 | Negotiated Capex | Contracts | ENDirect | Contracts | Negotiated Capex
| 118 | CO GENERATION CONNECTIONS | 611902 | Purchase OrderOncost | 0.20235 | Connections | Contracts | ENDirect | Contracts | SCS | 119 | ENERGY EFFICIENT PUB LIGHTING | 613441 | SC Design/Draftin OT | 0.57639 | Negotiated Capex | Labour | ENDirect | Labour | Negotiated Capex | 119 | ENERGY EFFICIENT PUB LIGHTING | 613441 | SC Design/Draftin OT | 0.28439 | Negotiated Capex | Labour | ENDirect | Labour | Negotiated Capex | 120 | PUBLIC LIGHTING - NEW | 611900 | Stores Recovery Dist | 10.0427 | Negotiated Capex | Contracts | ENDirect | Contracts | Negotiated Capex
| 118 | CO GENERATION CONNECTIONS | 612210 | Network N/T | -1.3619 | Connections | Labour | ENDirect | Labour | SCS | 119 | ENERGY EFFICIENT PUB LIGHTING | 613566 | BR-NT PNS A2 | 1.3874 | Negotiated Capex | Labour | ENDirect | Labour | Negotiated Capex | 119 | ENERGY EFFICIENT PUB LIGHTING | 613448 | SC Senior Des/Sur NT | 0.67536 | Negotiated Capex | Labour | ENDirect | Labour | Negotiated Capex | 120 | PUBLIC LIGHTING - NEW | 611901 | Stores Rec Local | 0.5137 | Negotiated Capex | Contracts | ENDirect | Contracts | Negotiated Capex
| 118 | CO GENERATION CONNECTIONS | 612460 | CP Labour Trf Capex | 3.2151 | Connections | Labour | ENDirect | Labour | SCS | 119 | ENERGY EFFICIENT PUB LIGHTING | 613680 | NS:Engineer D/S N/T | 1.7663 | Negotiated Capex | Labour | ENDirect | Labour | Negotiated Capex | 119 | ENERGY EFFICIENT PUB LIGHTING | 613566 | BR-NT PNS A2 | 1.6984 | Negotiated Capex | Labour | ENDirect | Labour | Negotiated Capex | 120 | PUBLIC LIGHTING - NEW | 611902 | Purchase OrderOncost | 0.0887 | Negotiated Capex | Contracts | ENDirect | Contracts | Negotiated Capex
| 118 | CO GENERATION CONNECTIONS | 613280 | NS Design D/S N/T | 5.094 | Connections | Labour | ENDirect | Labour | SCS | 119 | ENERGY EFFICIENT PUB LIGHTING | 613681 | NS:Engineer D/S O/T | 1.6529 | Negotiated Capex | Labour | ENDirect | Labour | Negotiated Capex | 119 | ENERGY EFFICIENT PUB LIGHTING | 613574 | BR-NT PNS CT | 2.3682 | Negotiated Capex | Labour | ENDirect | Labour | Negotiated Capex | 120 | PUBLIC LIGHTING - NEW | 613240 | BR-NT PNS LW | 76.549 | Negotiated Capex | Labour | ENDirect | Labour | Negotiated Capex
| 118 | CO GENERATION CONNECTIONS | 613290 | NS Tech/Proj Mger NT | 1.4009 | Connections | Labour | ENDirect | Labour | SCS | 119 | ENERGY EFFICIENT PUB LIGHTING | 614115 | Cust Res NT | 0.5802 | Negotiated Capex | Labour | ENDirect | Labour | Negotiated Capex | 119 | ENERGY EFFICIENT PUB LIGHTING | 613680 | NS:Engineer D/S N/T | 0.44304 | Negotiated Capex | Labour | ENDirect | Labour | Negotiated Capex | 120 | PUBLIC LIGHTING - NEW | 613241 | BR-OT PNS LW | 12.5033 | Negotiated Capex | Labour | ENDirect | Labour | Negotiated Capex
| 118 | CO GENERATION CONNECTIONS | 613298 | NS:Tech/ProjMgrN/TCP | 55.557 | Connections | Labour | ENDirect | Labour | SCS | 119 | ENERGY EFFICIENT PUB LIGHTING | 634001 | Locl O/Hs to Capital | 18.4674 | Negotiated Capex | Local OH | OH | Excl | Negotiated Capex | 119 | ENERGY EFFICIENT PUB LIGHTING | 614115 | Cust Res NT | 4.8523 | Negotiated Capex | Labour | ENDirect | Labour | Negotiated Capex | 120 | PUBLIC LIGHTING - NEW | 613250 | BR-NT PNS GB | 87.0601 | Negotiated Capex | Labour | ENDirect | Labour | Negotiated Capex
| 118 | CO GENERATION CONNECTIONS | 613310 | BR-NT PNS TS | 1.9598 | Connections | Labour | ENDirect | Labour | SCS | 119 | ENERGY EFFICIENT PUB LIGHTING | 635001 | EN NS Margin | 7.3268 | Negotiated Capex | PNS MG | ENDirect | Excl | Negotiated Capex | 119 | ENERGY EFFICIENT PUB LIGHTING | 634001 | Locl O/Hs to Capital | 117.1371 | Negotiated Capex | Local OH | OH | Excl | Negotiated Capex | 120 | PUBLIC LIGHTING - NEW | 613251 | BR-OT PNS GB | 5.115 | Negotiated Capex | Labour | ENDirect | Labour | Negotiated Capex
| 118 | CO GENERATION CONNECTIONS | 613318 | NS: Tester N/T CP | 14.0981 | Connections | Labour | ENDirect | Labour | SCS | 119 | ENERGY EFFICIENT PUB LIGHTING | 636001 | System Control O/H | 5.719 | Negotiated Capex | System Control OH | OH | Excl | Negotiated Capex | 119 | ENERGY EFFICIENT PUB LIGHTING | 635001 | EN NS Margin | 28.8851 | Negotiated Capex | PNS MG | ENDirect | Excl | Negotiated Capex | 120 | PUBLIC LIGHTING - NEW | 613260 | BR-NT PNS ZT | 1.1146 | Negotiated Capex | Labour | ENDirect | Labour | Negotiated Capex
| 118 | CO GENERATION CONNECTIONS | 613319 | NS:Tester O/T CP | 3.4139 | Connections | Labour | ENDirect | Labour | SCS | 119 | ENERGY EFFICIENT PUB LIGHTING | 636105 | CSG Margin | 0.06091 | Negotiated Capex | CSG MG | ENDirect | Excl | Negotiated Capex | 119 | ENERGY EFFICIENT PUB LIGHTING | 636001 | System Control O/H | 93.5868 | Negotiated Capex | System Control OH | OH | Excl | Negotiated Capex | 120 | PUBLIC LIGHTING - NEW | 613280 | NS Design D/S N/T | 11.9519 | Negotiated Capex | Labour | ENDirect | Labour | Negotiated Capex
| 118 | CO GENERATION CONNECTIONS | 613350 | NS:DesignSup D/S N/T | 2.285 | Connections | Labour | ENDirect | Labour | SCS | 119 | ENERGY EFFICIENT PUB LIGHTING | 639000 | Network Service Corp | 8.9049 | Negotiated Capex | PNS Corporate OH | OH | Excl | Negotiated Capex | 119 | ENERGY EFFICIENT PUB LIGHTING | 636105 | CSG Margin | 0.50937 | Negotiated Capex | CSG MG | ENDirect | Excl | Negotiated Capex | 120 | PUBLIC LIGHTING - NEW | 613290 | NS Tech/Proj Mger NT | 101.044 | Negotiated Capex | Labour | ENDirect | Labour | Negotiated Capex
| 118 | CO GENERATION CONNECTIONS | 613360 | NS:Draft/GIS D/S N/T | 1.3684 | Connections | Labour | ENDirect | Labour | SCS | 119 | ENERGY EFFICIENT PUB LIGHTING | 639050 | NS: Fleet&Prop O/Hs | 1.4822 | Negotiated Capex | PNS Fleet & Property OH | OH | Excl | Negotiated Capex | 119 | ENERGY EFFICIENT PUB LIGHTING | 639000 | Network Service Corp | 90.6672 | Negotiated Capex | PNS Corporate OH | OH | Excl | Negotiated Capex | 120 | PUBLIC LIGHTING - NEW | 613291 | NS Tech/Proj Mger OT | 2.6809 | Negotiated Capex | Labour | ENDirect | Labour | Negotiated Capex
| 118 | CO GENERATION CONNECTIONS | 613566 | BR-NT PNS A2 | 0.97368 | Connections | Labour | ENDirect | Labour | SCS | 120 | PUBLIC LIGHTING - NEW | 520100 | M & S-Distribution | 48.12 | Negotiated Capex | Materials | ENDirect | Materials | Negotiated Capex | 119 | ENERGY EFFICIENT PUB LIGHTING | 639050 | NS: Fleet&Prop O/Hs | 4.102 | Negotiated Capex | PNS Fleet & Property OH | OH | Excl | Negotiated Capex | 120 | PUBLIC LIGHTING - NEW | 613350 | NS:DesignSup D/S N/T | 2.0216 | Negotiated Capex | Labour | ENDirect | Labour | Negotiated Capex
| 118 | CO GENERATION CONNECTIONS | 613680 | NS:Engineer D/S N/T | 2.5357 | Connections | Labour | ENDirect | Labour | SCS | 120 | PUBLIC LIGHTING - NEW | 523100 | M & S-Admin & Gen | 3.5189 | Negotiated Capex | Materials | ENDirect | Materials | Negotiated Capex | 120 | PUBLIC LIGHTING - NEW | 503350 | OH&Safety Exp | 1.32 | Negotiated Capex | Contracts | ENDirect | Contracts | Negotiated Capex | 120 | PUBLIC LIGHTING - NEW | 613360 | NS:Draft/GIS D/S N/T | 8.2644 | Negotiated Capex | Labour | ENDirect | Labour | Negotiated Capex
| 118 | CO GENERATION CONNECTIONS | 615375 | IT Billable | 0.36 | Connections | Labour | ENDirect | Labour | SCS | 120 | PUBLIC LIGHTING - NEW | 531020 | Eng & Tech Services | 2.45 | Negotiated Capex | Labour | ENDirect | Labour | Negotiated Capex | 120 | PUBLIC LIGHTING - NEW | 520100 | M & S-Distribution | 1748.6329 | Negotiated Capex | Materials | ENDirect | Materials | Negotiated Capex | 120 | PUBLIC LIGHTING - NEW | 613400 | BR-NT RES CJ LW PO | 21.0449 | Negotiated Capex | Labour | ENDirect | Labour | Negotiated Capex
| 118 | CO GENERATION CONNECTIONS | 633000 | Corp O/Hs to Capital | 18.2427 | Connections | Contracts | OH | Contracts | SCS | 120 | PUBLIC LIGHTING - NEW | 531035 | Engineer & Dsgn Serv | 6.3421 | Negotiated Capex | Labour | ENDirect | Labour | Negotiated Capex | 120 | PUBLIC LIGHTING - NEW | 523100 | M & S-Admin & Gen | 0.99777 | Negotiated Capex | Materials | ENDirect | Materials | Negotiated Capex | 120 | PUBLIC LIGHTING - NEW | 613401 | BR-OT RES CJ LW PO | 0.24357 | Negotiated Capex | Labour | ENDirect | Labour | Negotiated Capex
| 118 | CO GENERATION CONNECTIONS | 634001 | Locl O/Hs to Capital | 7.5955 | Connections | Local OH | OH | Excl | SCS | 120 | PUBLIC LIGHTING - NEW | 531464 | NS: Civil Works CPS | 83.5172 | Negotiated Capex | Contracts | ENDirect | Contracts | Negotiated Capex | 120 | PUBLIC LIGHTING - NEW | 531000 | Maintenance Services | 0.12951 | Negotiated Capex | Contracts | ENDirect | Contracts | Negotiated Capex | 120 | PUBLIC LIGHTING - NEW | 613410 | BR-NT RES GB | 30.7811 | Negotiated Capex | Labour | ENDirect | Labour | Negotiated Capex
| 118 | CO GENERATION CONNECTIONS | 635001 | EN NS Margin | 5.6995 | Connections | PNS MG | ENDirect | Excl | SCS | 120 | PUBLIC LIGHTING - NEW | 531466 | NS:UR RP Pck Wks CPS | 41.7903 | Negotiated Capex | Contracts | ENDirect | Contracts | Negotiated Capex | 120 | PUBLIC LIGHTING - NEW | 531020 | Eng & Tech Services | -2.45 | Negotiated Capex | Labour | ENDirect | Labour | Negotiated Capex | 120 | PUBLIC LIGHTING - NEW | 613434 | SC Design/Drafter NT | 14.3148 | Negotiated Capex | Labour | ENDirect | Labour | Negotiated Capex
| 118 | CO GENERATION CONNECTIONS | 636001 | System Control O/H | 2.3233 | Connections | System Control OH | OH | Excl | SCS | 120 | PUBLIC LIGHTING - NEW | 531467 | NS: Traffic Mgmt CPS | 40.2135 | Negotiated Capex | Contracts | ENDirect | Contracts | Negotiated Capex | 120 | PUBLIC LIGHTING - NEW | 531200 | Construct'n Services | 9.707 | Negotiated Capex | Contracts | ENDirect | Contracts | Negotiated Capex | 120 | PUBLIC LIGHTING - NEW | 613440 | SC Design/Draftin NT | 8.7434 | Negotiated Capex | Labour | ENDirect | Labour | Negotiated Capex
| 118 | CO GENERATION CONNECTIONS | 639000 | Network Service Corp | 4.982 | Connections | PNS Corporate OH | OH | Excl | SCS | 120 | PUBLIC LIGHTING - NEW | 531468 | NS: Waste Disp CPS | 26.0321 | Negotiated Capex | Contracts | ENDirect | Contracts | Negotiated Capex | 120 | PUBLIC LIGHTING - NEW | 531464 | NS: Civil Works CPS | 232.6775 | Negotiated Capex | Contracts | ENDirect | Contracts | Negotiated Capex | 120 | PUBLIC LIGHTING - NEW | 613441 | SC Design/Draftin OT | 0.96027 | Negotiated Capex | Labour | ENDirect | Labour | Negotiated Capex
| 118 | CO GENERATION CONNECTIONS | 639050 | NS: Fleet&Prop O/Hs | 0.6971 | Connections | PNS Fleet & Property OH | OH | Excl | SCS | 120 | PUBLIC LIGHTING - NEW | 591997 | Proj Trf - EN OH | -6.8203 | Negotiated Capex | Contracts | ENDirect | Contracts | Negotiated Capex | 120 | PUBLIC LIGHTING - NEW | 531466 | NS:UR RP Pck Wks CPS | 148.6807 | Negotiated Capex | Contracts | ENDirect | Contracts | Negotiated Capex | 120 | PUBLIC LIGHTING - NEW | 613450 | SC Senior Des Eng NT | 12.6282 | Negotiated Capex | Labour | ENDirect | Labour | Negotiated Capex
| 119 | ENERGY EFFICIENT PUB LIGHTING | 520100 | M & S-Distribution | 9.9784 | Negotiated Capex | Materials | ENDirect | Materials | Negotiated Capex | 120 | PUBLIC LIGHTING - NEW | 591998 | Proj. Tsf Direct Tax | -13.2042 | Negotiated Capex | Contracts | ENDirect | Contracts | Negotiated Capex | 120 | PUBLIC LIGHTING - NEW | 531467 | NS: Traffic Mgmt CPS | 50.2482 | Negotiated Capex | Contracts | ENDirect | Contracts | Negotiated Capex | 120 | PUBLIC LIGHTING - NEW | 613566 | BR-NT PNS A2 | 22.0422 | Negotiated Capex | Labour | ENDirect | Labour | Negotiated Capex
| 119 | ENERGY EFFICIENT PUB LIGHTING | 523100 | M & S-Admin & Gen | 0.52538 | Negotiated Capex | Materials | ENDirect | Materials | Negotiated Capex | 120 | PUBLIC LIGHTING - NEW | 591999 | Proj Tsf - EN Direct | -32.0892 | Negotiated Capex | Contracts | ENDirect | Contracts | Negotiated Capex | 120 | PUBLIC LIGHTING - NEW | 531468 | NS: Waste Disp CPS | 17.6405 | Negotiated Capex | Contracts | ENDirect | Contracts | Negotiated Capex | 120 | PUBLIC LIGHTING - NEW | 613567 | BR-OT PNS A2 | 5.4368 | Negotiated Capex | Labour | ENDirect | Labour | Negotiated Capex
| 119 | ENERGY EFFICIENT PUB LIGHTING | 531020 | Eng & Tech Services | 1.5481 | Negotiated Capex | Labour | ENDirect | Labour | Negotiated Capex | 120 | PUBLIC LIGHTING - NEW | 611900 | Stores Recovery Dist | 3.3649 | Negotiated Capex | Contracts | ENDirect | Contracts | Negotiated Capex | 120 | PUBLIC LIGHTING - NEW | 531469 | NS: Other CPS | 23.1151 | Negotiated Capex | Labour | ENDirect | Labour | Negotiated Capex | 120 | PUBLIC LIGHTING - NEW | 613570 | BR-NT PNS CJ | 6.411 | Negotiated Capex | Labour | ENDirect | Labour | Negotiated Capex
| 119 | ENERGY EFFICIENT PUB LIGHTING | 531035 | Engineer & Dsgn Serv | 1.6193 | Negotiated Capex | Labour | ENDirect | Labour | Negotiated Capex | 120 | PUBLIC LIGHTING - NEW | 611901 | Stores Rec Local | 0.2544 | Negotiated Capex | Contracts | ENDirect | Contracts | Negotiated Capex | 120 | PUBLIC LIGHTING - NEW | 532200 | Hire: Plant & Equip | 1.155 | Negotiated Capex | Contracts | ENDirect | Contracts | Negotiated Capex | 120 | PUBLIC LIGHTING - NEW | 613571 | BR-OT PNS CJ | 0.48714 | Negotiated Capex | Labour | ENDirect | Labour | Negotiated Capex
| 119 | ENERGY EFFICIENT PUB LIGHTING | 531464 | NS: Civil Works CPS | 13.8838 | Negotiated Capex | Contracts | ENDirect | Contracts | Negotiated Capex | 120 | PUBLIC LIGHTING - NEW | 611902 | Purchase OrderOncost | 0.29223 | Negotiated Capex | Contracts | ENDirect | Contracts | Negotiated Capex | 120 | PUBLIC LIGHTING - NEW | 591997 | Proj Trf - OH/Mar | -6.0856 | Negotiated Capex | Contracts | ENDirect | Contracts | Negotiated Capex | 120 | PUBLIC LIGHTING - NEW | 613574 | BR-NT PNS CT | 40.9253 | Negotiated Capex | Labour | ENDirect | Labour | Negotiated Capex
| 119 | ENERGY EFFICIENT PUB LIGHTING | 531465 | NS: Pole to Pit CPS | 44.5 | Negotiated Capex | Contracts | ENDirect | Contracts | Negotiated Capex | 120 | PUBLIC LIGHTING - NEW | 613240 | BR-NT PNS LW | 14.4696 | Negotiated Capex | Labour | ENDirect | Labour | Negotiated Capex | 120 | PUBLIC LIGHTING - NEW | 591998 | Proj. Tsf Direct Tax | -21.2527 | Negotiated Capex | Contracts | ENDirect | Contracts | Negotiated Capex | 120 | PUBLIC LIGHTING - NEW | 613575 | BR-OT PNS CT | 9.2867 | Negotiated Capex | Labour | ENDirect | Labour | Negotiated Capex
| 119 | ENERGY EFFICIENT PUB LIGHTING | 531466 | NS:UR RP Pck Wks CPS | 414.5278 | Negotiated Capex | Contracts | ENDirect | Contracts | Negotiated Capex | 120 | PUBLIC LIGHTING - NEW | 613250 | BR-NT PNS GB | 34.6871 | Negotiated Capex | Labour | ENDirect | Labour | Negotiated Capex | 120 | PUBLIC LIGHTING - NEW | 591999 | Proj Trf - Dir Costs | -29.5081 | Negotiated Capex | Contracts | ENDirect | Contracts | Negotiated Capex | 120 | PUBLIC LIGHTING - NEW | 613576 | BR-NT PNS FT | 1.1146 | Negotiated Capex | Labour | ENDirect | Labour | Negotiated Capex
| 119 | ENERGY EFFICIENT PUB LIGHTING | 531467 | NS: Traffic Mgmt CPS | 8.2616 | Negotiated Capex | Contracts | ENDirect | Contracts | Negotiated Capex | 120 | PUBLIC LIGHTING - NEW | 613280 | NS Design D/S N/T | 25.4034 | Negotiated Capex | Labour | ENDirect | Labour | Negotiated Capex | 120 | PUBLIC LIGHTING - NEW | 611900 | Stores Recovery Dist | 3.9607 | Negotiated Capex | Contracts | ENDirect | Contracts | Negotiated Capex | 120 | PUBLIC LIGHTING - NEW | 613630 | Senior Design NT | 0.47825 | Negotiated Capex | Labour | ENDirect | Labour | Negotiated Capex
| 119 | ENERGY EFFICIENT PUB LIGHTING | 531468 | NS: Waste Disp CPS | 4.3332 | Negotiated Capex | Contracts | ENDirect | Contracts | Negotiated Capex | 120 | PUBLIC LIGHTING - NEW | 613281 | NS Design D/S O/T | 0.87762 | Negotiated Capex | Labour | ENDirect | Labour | Negotiated Capex | 120 | PUBLIC LIGHTING - NEW | 611901 | Stores Rec Local | 0.35669 | Negotiated Capex | Contracts | ENDirect | Contracts | Negotiated Capex | 120 | PUBLIC LIGHTING - NEW | 613680 | NS:Engineer D/S N/T | 1.2116 | Negotiated Capex | Labour | ENDirect | Labour | Negotiated Capex
| 119 | ENERGY EFFICIENT PUB LIGHTING | 531495 | NS:Field Pack Wk CPN | 53.0542 | Negotiated Capex | Contracts | ENDirect | Contracts | Negotiated Capex | 120 | PUBLIC LIGHTING - NEW | 613290 | NS Tech/Proj Mger NT | 74.1026 | Negotiated Capex | Labour | ENDirect | Labour | Negotiated Capex | 120 | PUBLIC LIGHTING - NEW | 611902 | Purchase OrderOncost | 20.5153 | Negotiated Capex | Contracts | ENDirect | Contracts | Negotiated Capex | 120 | PUBLIC LIGHTING - NEW | 614115 | Cust Res NT | 39.2928 | Negotiated Capex | Labour | ENDirect | Labour | Negotiated Capex
| 119 | ENERGY EFFICIENT PUB LIGHTING | 591997 | Proj Trf - OH/Mar | -7.6143 | Negotiated Capex | Contracts | ENDirect | Contracts | Negotiated Capex | 120 | PUBLIC LIGHTING - NEW | 613291 | NS Tech/Proj Mger OT | 3.5791 | Negotiated Capex | Labour | ENDirect | Labour | Negotiated Capex | 120 | PUBLIC LIGHTING - NEW | 612210 | Network N/T | 1.5486 | Negotiated Capex | Labour | ENDirect | Labour | Negotiated Capex | 120 | PUBLIC LIGHTING - NEW | 634001 | Locl O/Hs to Capital | 68.51 | Negotiated Capex | Local OH | OH | Excl | Negotiated Capex
| 119 | ENERGY EFFICIENT PUB LIGHTING | 591998 | Proj. Tsf Direct Tax | -7.4186 | Negotiated Capex | Contracts | ENDirect | Contracts | Negotiated Capex | 120 | PUBLIC LIGHTING - NEW | 613298 | NS:Tech/ProjMgrN/TCP | 67.9072 | Negotiated Capex | Labour | ENDirect | Labour | Negotiated Capex | 120 | PUBLIC LIGHTING - NEW | 613240 | BR-NT PNS LW | 22.8227 | Negotiated Capex | Labour | ENDirect | Labour | Negotiated Capex | 120 | PUBLIC LIGHTING - NEW | 635001 | EN NS Margin | 50.0473 | Negotiated Capex | PNS MG | ENDirect | Excl | Negotiated Capex
| 119 | ENERGY EFFICIENT PUB LIGHTING | 591999 | Proj Trf - Dir Costs | -30.8733 | Negotiated Capex | Contracts | ENDirect | Contracts | Negotiated Capex | 120 | PUBLIC LIGHTING - NEW | 613350 | NS:DesignSup D/S N/T | 5.0383 | Negotiated Capex | Labour | ENDirect | Labour | Negotiated Capex | 120 | PUBLIC LIGHTING - NEW | 613250 | BR-NT PNS GB | 37.1918 | Negotiated Capex | Labour | ENDirect | Labour | Negotiated Capex | 120 | PUBLIC LIGHTING - NEW | 636001 | System Control O/H | 47.412 | Negotiated Capex | System Control OH | OH | Excl | Negotiated Capex
| 119 | ENERGY EFFICIENT PUB LIGHTING | 611900 | Stores Recovery Dist | 0.77936 | Negotiated Capex | Contracts | ENDirect | Contracts | Negotiated Capex | 120 | PUBLIC LIGHTING - NEW | 613360 | NS:Draft/GIS D/S N/T | 51.2522 | Negotiated Capex | Labour | ENDirect | Labour | Negotiated Capex | 120 | PUBLIC LIGHTING - NEW | 613280 | NS Design D/S N/T | 37.2089 | Negotiated Capex | Labour | ENDirect | Labour | Negotiated Capex | 120 | PUBLIC LIGHTING - NEW | 636105 | CSG Margin | 3.6379 | Negotiated Capex | CSG MG | ENDirect | Excl | Negotiated Capex
| 119 | ENERGY EFFICIENT PUB LIGHTING | 611901 | Stores Rec Local | 0.04925 | Negotiated Capex | Contracts | ENDirect | Contracts | Negotiated Capex | 120 | PUBLIC LIGHTING - NEW | 613361 | NS:Draft/GIS D/S O/T | 0.19078 | Negotiated Capex | Labour | ENDirect | Labour | Negotiated Capex | 120 | PUBLIC LIGHTING - NEW | 613281 | NS Design D/S O/T | 5.0997 | Negotiated Capex | Labour | ENDirect | Labour | Negotiated Capex | 120 | PUBLIC LIGHTING - NEW | 639000 | Network Service Corp | 45.7609 | Negotiated Capex | PNS Corporate OH | OH | Excl | Negotiated Capex
| 119 | ENERGY EFFICIENT PUB LIGHTING | 611902 | Purchase OrderOncost | 0.00689 | Negotiated Capex | Contracts | ENDirect | Contracts | Negotiated Capex | 120 | PUBLIC LIGHTING - NEW | 613366 | NS:NP:PrjConNT | 0.46832 | Negotiated Capex | Labour | ENDirect | Labour | Negotiated Capex | 120 | PUBLIC LIGHTING - NEW | 613290 | NS Tech/Proj Mger NT | 101.9921 | Negotiated Capex | Labour | ENDirect | Labour | Negotiated Capex | 120 | PUBLIC LIGHTING - NEW | 639050 | NS: Fleet&Prop O/Hs | 11.1516 | Negotiated Capex | PNS Fleet & Property OH | OH | Excl | Negotiated Capex
| 119 | ENERGY EFFICIENT PUB LIGHTING | 613240 | BR-NT PNS LW | 2.6776 | Negotiated Capex | Labour | ENDirect | Labour | Negotiated Capex | 120 | PUBLIC LIGHTING - NEW | 613400 | BR-NT RES CJ LW PO | 14.0206 | Negotiated Capex | Labour | ENDirect | Labour | Negotiated Capex | 120 | PUBLIC LIGHTING - NEW | 613291 | NS Tech/Proj Mger OT | 6.2968 | Negotiated Capex | Labour | ENDirect | Labour | Negotiated Capex | 121 | DOCKLANDS SUPPLY PROJECTS | 531464 | NS: Civil Works CPS | 7.464 | Connections | Contracts | ENDirect | Contracts | SCS
| 119 | ENERGY EFFICIENT PUB LIGHTING | 613248 | NS:GenLinewrk N/T CP | 16.7352 | Negotiated Capex | Labour | ENDirect | Labour | Negotiated Capex | 120 | PUBLIC LIGHTING - NEW | 613410 | BR-NT RES GB | 17.2776 | Negotiated Capex | Labour | ENDirect | Labour | Negotiated Capex | 120 | PUBLIC LIGHTING - NEW | 613298 | NS:Tech/ProjMgrN/TCP | -0.2488 | Negotiated Capex | Labour | ENDirect | Labour | Negotiated Capex | 121 | DOCKLANDS SUPPLY PROJECTS | 613290 | NS Tech/Proj Mger NT | 2.0145 | Connections | Labour | ENDirect | Labour | SCS
| 119 | ENERGY EFFICIENT PUB LIGHTING | 613250 | BR-NT PNS GB | 0.26628 | Negotiated Capex | Labour | ENDirect | Labour | Negotiated Capex | 120 | PUBLIC LIGHTING - NEW | 613434 | SC Design/Drafter NT | 13.6444 | Negotiated Capex | Labour | ENDirect | Labour | Negotiated Capex | 120 | PUBLIC LIGHTING - NEW | 613310 | BR-NT PNS TS | 2.5162 | Negotiated Capex | Labour | ENDirect | Labour | Negotiated Capex | 121 | DOCKLANDS SUPPLY PROJECTS | 613441 | SC Design/Draftin OT | 0.40432 | Connections | Labour | ENDirect | Labour | SCS
| 119 | ENERGY EFFICIENT PUB LIGHTING | 613258 | NS:LiveLinw-GenN/TCP | 5.1925 | Negotiated Capex | Labour | ENDirect | Labour | Negotiated Capex | 120 | PUBLIC LIGHTING - NEW | 613440 | SC Design/Draftin NT | 3.1396 | Negotiated Capex | Labour | ENDirect | Labour | Negotiated Capex | 120 | PUBLIC LIGHTING - NEW | 613350 | NS:DesignSup D/S N/T | 0.391 | Negotiated Capex | Labour | ENDirect | Labour | Negotiated Capex | 121 | DOCKLANDS SUPPLY PROJECTS | 634001 | Locl O/Hs to Capital | 0.58083 | Connections | Local OH | OH | Excl | SCS
| 119 | ENERGY EFFICIENT PUB LIGHTING | 613278 | NS: ConstCo-ordN/TCP | 4.4797 | Negotiated Capex | Labour | ENDirect | Labour | Negotiated Capex | 120 | PUBLIC LIGHTING - NEW | 613441 | SC Design/Draftin OT | 1.2884 | Negotiated Capex | Labour | ENDirect | Labour | Negotiated Capex | 120 | PUBLIC LIGHTING - NEW | 613360 | NS:Draft/GIS D/S N/T | 12.489 | Negotiated Capex | Labour | ENDirect | Labour | Negotiated Capex | 121 | DOCKLANDS SUPPLY PROJECTS | 635001 | EN NS Margin | 0.58677 | Connections | PNS MG | ENDirect | Excl | SCS
| 119 | ENERGY EFFICIENT PUB LIGHTING | 613280 | NS Design D/S N/T | 0.9056 | Negotiated Capex | Labour | ENDirect | Labour | Negotiated Capex | 120 | PUBLIC LIGHTING - NEW | 613448 | SC Senior Des/Sur NT | 19.7118 | Negotiated Capex | Labour | ENDirect | Labour | Negotiated Capex | 120 | PUBLIC LIGHTING - NEW | 613361 | NS:Draft/GIS D/S O/T | 0.71636 | Negotiated Capex | Labour | ENDirect | Labour | Negotiated Capex | 121 | DOCKLANDS SUPPLY PROJECTS | 636001 | System Control O/H | 0.25962 | Connections | System Control OH | OH | Excl | SCS
| 119 | ENERGY EFFICIENT PUB LIGHTING | 613298 | NS:Tech/ProjMgrN/TCP | 77.4453 | Negotiated Capex | Labour | ENDirect | Labour | Negotiated Capex | 120 | PUBLIC LIGHTING - NEW | 613449 | SC Senior Des/Sur OT | 1.3146 | Negotiated Capex | Labour | ENDirect | Labour | Negotiated Capex | 120 | PUBLIC LIGHTING - NEW | 613400 | BR-NT RES CJ LW PO | 27.4668 | Negotiated Capex | Labour | ENDirect | Labour | Negotiated Capex | 121 | DOCKLANDS SUPPLY PROJECTS | 639000 | Network Service Corp | 0.41112 | Connections | PNS Corporate OH | OH | Excl | SCS
| 119 | ENERGY EFFICIENT PUB LIGHTING | 613318 | NS: Tester N/T CP | 2.3138 | Negotiated Capex | Labour | ENDirect | Labour | Negotiated Capex | 120 | PUBLIC LIGHTING - NEW | 613566 | BR-NT PNS A2 | 12.0406 | Negotiated Capex | Labour | ENDirect | Labour | Negotiated Capex | 120 | PUBLIC LIGHTING - NEW | 613401 | BR-OT RES CJ LW PO | 0.92076 | Negotiated Capex | Labour | ENDirect | Labour | Negotiated Capex | 121 | DOCKLANDS SUPPLY PROJECTS | 639050 | NS: Fleet&Prop O/Hs | 0.11969 | Connections | PNS Fleet & Property OH | OH | Excl | SCS
| 119 | ENERGY EFFICIENT PUB LIGHTING | 613319 | NS:Tester O/T CP | 0.25288 | Negotiated Capex | Labour | ENDirect | Labour | Negotiated Capex | 120 | PUBLIC LIGHTING - NEW | 613574 | BR-NT PNS CT | 5.059 | Negotiated Capex | Labour | ENDirect | Labour | Negotiated Capex | 120 | PUBLIC LIGHTING - NEW | 613410 | BR-NT RES GB | 26.0269 | Negotiated Capex | Labour | ENDirect | Labour | Negotiated Capex | 125 | NEW CONNECTION METER AMI | 613097 | NC Meter AMI 2e + C | 0.801 | Metering Capex | Materials | ENDirect | Materials | Metering Services
| 119 | ENERGY EFFICIENT PUB LIGHTING | 613350 | NS:DesignSup D/S N/T | 10.457 | Negotiated Capex | Labour | ENDirect | Labour | Negotiated Capex | 120 | PUBLIC LIGHTING - NEW | 613680 | NS:Engineer D/S N/T | 10.0972 | Negotiated Capex | Labour | ENDirect | Labour | Negotiated Capex | 120 | PUBLIC LIGHTING - NEW | 613411 | BR-OT RES GB | 1.0175 | Negotiated Capex | Labour | ENDirect | Labour | Negotiated Capex | 125 | NEW CONNECTION METER AMI | 613801 | NC AMI 1Ph 1e | 475.9542 | Metering Capex | Materials | ENDirect | Materials | Metering Services
| 119 | ENERGY EFFICIENT PUB LIGHTING | 613360 | NS:Draft/GIS D/S N/T | 13.5483 | Negotiated Capex | Labour | ENDirect | Labour | Negotiated Capex | 120 | PUBLIC LIGHTING - NEW | 613681 | NS:Engineer D/S O/T | 0.33058 | Negotiated Capex | Labour | ENDirect | Labour | Negotiated Capex | 120 | PUBLIC LIGHTING - NEW | 613434 | SC Design/Drafter NT | 12.2096 | Negotiated Capex | Labour | ENDirect | Labour | Negotiated Capex | 125 | NEW CONNECTION METER AMI | 613803 | NC AMI 3Ph | 355.284 | Metering Capex | Materials | ENDirect | Materials | Metering Services
| 119 | ENERGY EFFICIENT PUB LIGHTING | 613370 | NS:Survey D/S N/T | 2.6717 | Negotiated Capex | Labour | ENDirect | Labour | Negotiated Capex | 120 | PUBLIC LIGHTING - NEW | 614115 | Cust Res NT | 1.7766 | Negotiated Capex | Labour | ENDirect | Labour | Negotiated Capex | 120 | PUBLIC LIGHTING - NEW | 613440 | SC Design/Draftin NT | 2.2963 | Negotiated Capex | Labour | ENDirect | Labour | Negotiated Capex | 125 | NEW CONNECTION METER AMI | 613804 | NC AMI 3 Ph CT | 186.2146 | Metering Capex | Materials | ENDirect | Materials | Metering Services
| 119 | ENERGY EFFICIENT PUB LIGHTING | 613400 | BR-NT RES CJ LW PO | 0.73026 | Negotiated Capex | Labour | ENDirect | Labour | Negotiated Capex | 120 | PUBLIC LIGHTING - NEW | 634001 | Locl O/Hs to Capital | 46.7434 | Negotiated Capex | Local OH | OH | Excl | Negotiated Capex | 120 | PUBLIC LIGHTING - NEW | 613441 | SC Design/Draftin OT | 0.6114 | Negotiated Capex | Labour | ENDirect | Labour | Negotiated Capex | 125 | NEW CONNECTION METER AMI | 634001 | Locl O/Hs to Capital | 1.9717 | Metering Capex | Local OH | OH | Excl | Metering Services
| 119 | ENERGY EFFICIENT PUB LIGHTING | 613408 | SC Gen Line CP NT | 4.625 | Negotiated Capex | Labour | ENDirect | Labour | Negotiated Capex | 120 | PUBLIC LIGHTING - NEW | 635001 | EN NS Margin | 31.3941 | Negotiated Capex | PNS MG | ENDirect | Excl | Negotiated Capex | 120 | PUBLIC LIGHTING - NEW | 613448 | SC Senior Des/Sur NT | 1.9052 | Negotiated Capex | Labour | ENDirect | Labour | Negotiated Capex | 125 | NEW CONNECTION METER AMI | 635001 | EN NS Margin | 2.4145 | Metering Capex | PNS MG | ENDirect | Excl | Metering Services
| 119 | ENERGY EFFICIENT PUB LIGHTING | 613409 | SC Gen Line CP OT | 0.24342 | Negotiated Capex | Labour | ENDirect | Labour | Negotiated Capex | 120 | PUBLIC LIGHTING - NEW | 636001 | System Control O/H | 13.5105 | Negotiated Capex | System Control OH | OH | Excl | Negotiated Capex | 120 | PUBLIC LIGHTING - NEW | 613449 | SC Senior Des/Sur OT | 1.0663 | Negotiated Capex | Labour | ENDirect | Labour | Negotiated Capex | 125 | NEW CONNECTION METER AMI | 636001 | System Control O/H | -1.2735 | Metering Capex | System Control OH | OH | Excl | Metering Services
| 119 | ENERGY EFFICIENT PUB LIGHTING | 613418 | SC Live Line CP NT | 3.0622 | Negotiated Capex | Labour | ENDirect | Labour | Negotiated Capex | 120 | PUBLIC LIGHTING - NEW | 636105 | CSG Margin | 0.18652 | Negotiated Capex | CSG MG | ENDirect | Excl | Negotiated Capex | 120 | PUBLIC LIGHTING - NEW | 613450 | SC Senior Des Eng NT | 5.6455 | Negotiated Capex | Labour | ENDirect | Labour | Negotiated Capex | 125 | NEW CONNECTION METER AMI | 639000 | Network Service Corp | 42.3594 | Metering Capex | PNS Corporate OH | OH | Excl | Metering Services
| 119 | ENERGY EFFICIENT PUB LIGHTING | 613419 | SC Live Line CP OT | 0.13314 | Negotiated Capex | Labour | ENDirect | Labour | Negotiated Capex | 120 | PUBLIC LIGHTING - NEW | 639000 | Network Service Corp | 37.2938 | Negotiated Capex | PNS Corporate OH | OH | Excl | Negotiated Capex | 120 | PUBLIC LIGHTING - NEW | 613566 | BR-NT PNS A2 | 12.4726 | Negotiated Capex | Labour | ENDirect | Labour | Negotiated Capex | 125 | NEW CONNECTION METER AMI | 639050 | NS: Fleet&Prop O/Hs | 0.49251 | Metering Capex | PNS Fleet & Property OH | OH | Excl | Metering Services
| 119 | ENERGY EFFICIENT PUB LIGHTING | 613428 | SC Tester CP NT | 3.7932 | Negotiated Capex | Labour | ENDirect | Labour | Negotiated Capex | 120 | PUBLIC LIGHTING - NEW | 639050 | NS: Fleet&Prop O/Hs | 5.6411 | Negotiated Capex | PNS Fleet & Property OH | OH | Excl | Negotiated Capex | 120 | PUBLIC LIGHTING - NEW | 613567 | BR-OT PNS A2 | 0.82782 | Negotiated Capex | Labour | ENDirect | Labour | Negotiated Capex | 126 | NEW CONNECTION MTR INSTAL AMI | 604600 | Corp Services Fee | 245.447 | Metering Opex | Corporate Services Fee | ENDirect | Excl | Connection Services
| 119 | ENERGY EFFICIENT PUB LIGHTING | 613680 | NS:Engineer D/S N/T | 10.7637 | Negotiated Capex | Labour | ENDirect | Labour | Negotiated Capex | 121 | DOCKLANDS SUPPLY PROJECTS | 612210 | Network N/T | 3.6175 | Connections | Labour | ENDirect | Labour | SCS | 120 | PUBLIC LIGHTING - NEW | 613570 | BR-NT PNS CJ | 0.53076 | Negotiated Capex | Labour | ENDirect | Labour | Negotiated Capex | 126 | NEW CONNECTION MTR INSTAL AMI | 613466 | NC Metr AMI Ins 2e+C | 0.3673 | Metering Opex | Contracts | ENDirect | Contracts | Connection Services
| 119 | ENERGY EFFICIENT PUB LIGHTING | 633000 | Corp O/Hs to Capital | 118.9095 | Negotiated Capex | Contracts | OH | Contracts | Negotiated Capex | 121 | DOCKLANDS SUPPLY PROJECTS | 613280 | NS Design D/S N/T | 4.3414 | Connections | Labour | ENDirect | Labour | SCS | 120 | PUBLIC LIGHTING - NEW | 613574 | BR-NT PNS CT | 7.6965 | Negotiated Capex | Labour | ENDirect | Labour | Negotiated Capex | 126 | NEW CONNECTION MTR INSTAL AMI | 613805 | NC AMI Inst 1Ph 1e | 218.2497 | Metering Opex | Contracts | ENDirect | Contracts | Connection Services
| 119 | ENERGY EFFICIENT PUB LIGHTING | 634001 | Locl O/Hs to Capital | 48.4938 | Negotiated Capex | Local OH | OH | Excl | Negotiated Capex | 121 | DOCKLANDS SUPPLY PROJECTS | 613298 | NS:Tech/ProjMgrN/TCP | 8.397 | Connections | Labour | ENDirect | Labour | SCS | 120 | PUBLIC LIGHTING - NEW | 613575 | BR-OT PNS CT | 1.4346 | Negotiated Capex | Labour | ENDirect | Labour | Negotiated Capex | 126 | NEW CONNECTION MTR INSTAL AMI | 613807 | NC AMI Inst 3Ph | 100.1498 | Metering Opex | Contracts | ENDirect | Contracts | Connection Services
| 119 | ENERGY EFFICIENT PUB LIGHTING | 635001 | EN NS Margin | 38.7698 | Negotiated Capex | PNS MG | ENDirect | Excl | Negotiated Capex | 121 | DOCKLANDS SUPPLY PROJECTS | 613370 | NS:Survey D/S N/T | 1.578 | Connections | Labour | ENDirect | Labour | SCS | 120 | PUBLIC LIGHTING - NEW | 613630 | Senior Design NT | 2.643 | Negotiated Capex | Labour | ENDirect | Labour | Negotiated Capex | 126 | NEW CONNECTION MTR INSTAL AMI | 613808 | NC CT | 435.6466 | Metering Opex | Labour | ENDirect | Labour | Connection Services
| 119 | ENERGY EFFICIENT PUB LIGHTING | 636001 | System Control O/H | 15.3427 | Negotiated Capex | System Control OH | OH | Excl | Negotiated Capex | 121 | DOCKLANDS SUPPLY PROJECTS | 634001 | Locl O/Hs to Capital | 1.6379 | Connections | Local OH | OH | Excl | SCS | 120 | PUBLIC LIGHTING - NEW | 613680 | NS:Engineer D/S N/T | 2.6582 | Negotiated Capex | Labour | ENDirect | Labour | Negotiated Capex | 126 | NEW CONNECTION MTR INSTAL AMI | 639000 | Network Service Corp | 31.3836 | Metering Opex | PNS Corporate OH | OH | Excl | Connection Services
| 119 | ENERGY EFFICIENT PUB LIGHTING | 639000 | Network Service Corp | 33.2268 | Negotiated Capex | PNS Corporate OH | OH | Excl | Negotiated Capex | 121 | DOCKLANDS SUPPLY PROJECTS | 635001 | EN NS Margin | 0.81779 | Connections | PNS MG | ENDirect | Excl | SCS | 120 | PUBLIC LIGHTING - NEW | 613681 | NS:Engineer D/S O/T | 0.18122 | Negotiated Capex | Labour | ENDirect | Labour | Negotiated Capex | 126 | NEW CONNECTION MTR INSTAL AMI | 639050 | NS: Fleet&Prop O/Hs | 0.34523 | Metering Opex | PNS Fleet & Property OH | OH | Excl | Connection Services
| 119 | ENERGY EFFICIENT PUB LIGHTING | 639050 | NS: Fleet&Prop O/Hs | 7.4592 | Negotiated Capex | PNS Fleet & Property OH | OH | Excl | Negotiated Capex | 121 | DOCKLANDS SUPPLY PROJECTS | 636001 | System Control O/H | 0.50631 | Connections | System Control OH | OH | Excl | SCS | 120 | PUBLIC LIGHTING - NEW | 614115 | Cust Res NT | 6.3639 | Negotiated Capex | Labour | ENDirect | Labour | Negotiated Capex | 130 | REPLACEMENT MTR INSTAL AMI ACS | 604600 | Corp Services Fee | 28.1513 | Fee Based Opex | Corporate Services Fee | ENDirect | Excl | Ancillary Network Services
| 120 | PUBLIC LIGHTING - NEW | 520100 | M & S-Distribution | 66.4814 | Negotiated Capex | Materials | ENDirect | Materials | Negotiated Capex | 121 | DOCKLANDS SUPPLY PROJECTS | 639000 | Network Service Corp | 1.1138 | Connections | PNS Corporate OH | OH | Excl | SCS | 120 | PUBLIC LIGHTING - NEW | 634001 | Locl O/Hs to Capital | 192.5062 | Negotiated Capex | Local OH | OH | Excl | Negotiated Capex | 130 | REPLACEMENT MTR INSTAL AMI ACS | 613788 | CMR Inst AMI 3 Ph CT | 51.0713 | Fee Based Opex | Labour | ENDirect | Labour | Ancillary Network Services
| 120 | PUBLIC LIGHTING - NEW | 523100 | M & S-Admin & Gen | 3.0458 | Negotiated Capex | Materials | ENDirect | Materials | Negotiated Capex | 121 | DOCKLANDS SUPPLY PROJECTS | 639050 | NS: Fleet&Prop O/Hs | 0.23562 | Connections | PNS Fleet & Property OH | OH | Excl | SCS | 120 | PUBLIC LIGHTING - NEW | 635001 | EN NS Margin | 53.7112 | Negotiated Capex | PNS MG | ENDirect | Excl | Negotiated Capex | 130 | REPLACEMENT MTR INSTAL AMI ACS | 613858 | CIMR Inst AMI 1PH 1e | 21.8524 | Fee Based Opex | Labour | ENDirect | Labour | Ancillary Network Services
| 120 | PUBLIC LIGHTING - NEW | 531020 | Eng & Tech Services | -2 | Negotiated Capex | Labour | ENDirect | Labour | Negotiated Capex | 125 | NEW CONNECTION METER AMI | 613097 | NC Meter AMI 2e + C | 0.25176 | Metering Capex | Materials | ENDirect | Materials | Metering Services | 120 | PUBLIC LIGHTING - NEW | 636001 | System Control O/H | 60.863 | Negotiated Capex | System Control OH | OH | Excl | Negotiated Capex | 130 | REPLACEMENT MTR INSTAL AMI ACS | 613860 | CIMR Inst AMI 3Ph | 53.9695 | Fee Based Opex | Labour | ENDirect | Labour | Ancillary Network Services
| 120 | PUBLIC LIGHTING - NEW | 531035 | Engineer & Dsgn Serv | 46.8274 | Negotiated Capex | Labour | ENDirect | Labour | Negotiated Capex | 125 | NEW CONNECTION METER AMI | 613801 | NC AMI 1Ph 1e | 645.8582 | Metering Capex | Materials | ENDirect | Materials | Metering Services | 120 | PUBLIC LIGHTING - NEW | 636105 | CSG Margin | 0.66807 | Negotiated Capex | CSG MG | ENDirect | Excl | Negotiated Capex | 130 | REPLACEMENT MTR INSTAL AMI ACS | 634001 | Locl O/Hs to Capital | 0.70927 | Fee Based Opex | Local OH | OH | Excl | Ancillary Network Services
| 120 | PUBLIC LIGHTING - NEW | 531200 | Construct'n Services | 7.9502 | Negotiated Capex | Contracts | ENDirect | Contracts | Negotiated Capex | 125 | NEW CONNECTION METER AMI | 613803 | NC AMI 3Ph | 341.6828 | Metering Capex | Materials | ENDirect | Materials | Metering Services | 120 | PUBLIC LIGHTING - NEW | 639000 | Network Service Corp | 138.6465 | Negotiated Capex | PNS Corporate OH | OH | Excl | Negotiated Capex | 130 | REPLACEMENT MTR INSTAL AMI ACS | 635001 | EN NS Margin | 7.5338 | Fee Based Opex | PNS MG | ENDirect | Excl | Ancillary Network Services
| 120 | PUBLIC LIGHTING - NEW | 531464 | NS: Civil Works CPS | 301.0391 | Negotiated Capex | Contracts | ENDirect | Contracts | Negotiated Capex | 125 | NEW CONNECTION METER AMI | 613804 | NC AMI 3 Ph CT | 35.604 | Metering Capex | Materials | ENDirect | Materials | Metering Services | 120 | PUBLIC LIGHTING - NEW | 639050 | NS: Fleet&Prop O/Hs | 7.7448 | Negotiated Capex | PNS Fleet & Property OH | OH | Excl | Negotiated Capex | 130 | REPLACEMENT MTR INSTAL AMI ACS | 636001 | System Control O/H | 0.3968 | Fee Based Opex | System Control OH | OH | Excl | Ancillary Network Services
| 120 | PUBLIC LIGHTING - NEW | 531466 | NS:UR RP Pck Wks CPS | 24.4556 | Negotiated Capex | Contracts | ENDirect | Contracts | Negotiated Capex | 125 | NEW CONNECTION METER AMI | 634001 | Locl O/Hs to Capital | 4.5249 | Metering Capex | Local OH | OH | Excl | Metering Services | 121 | DOCKLANDS SUPPLY PROJECTS | 520100 | M & S-Distribution | 222.6264 | Connections | Materials | ENDirect | Materials | SCS | 130 | REPLACEMENT MTR INSTAL AMI ACS | 639000 | Network Service Corp | 5.2787 | Fee Based Opex | PNS Corporate OH | OH | Excl | Ancillary Network Services
| 120 | PUBLIC LIGHTING - NEW | 531467 | NS: Traffic Mgmt CPS | 69.1774 | Negotiated Capex | Contracts | ENDirect | Contracts | Negotiated Capex | 125 | NEW CONNECTION METER AMI | 635001 | EN NS Margin | 3.2827 | Metering Capex | PNS MG | ENDirect | Excl | Metering Services | 121 | DOCKLANDS SUPPLY PROJECTS | 520150 | M & S-Telecomm | 0.0518 | Connections | Materials | ENDirect | Materials | SCS | 130 | REPLACEMENT MTR INSTAL AMI ACS | 639050 | NS: Fleet&Prop O/Hs | 0.14094 | Fee Based Opex | PNS Fleet & Property OH | OH | Excl | Ancillary Network Services
| 120 | PUBLIC LIGHTING - NEW | 531468 | NS: Waste Disp CPS | 25.9512 | Negotiated Capex | Contracts | ENDirect | Contracts | Negotiated Capex | 125 | NEW CONNECTION METER AMI | 636001 | System Control O/H | 1.3066 | Metering Capex | System Control OH | OH | Excl | Metering Services | 121 | DOCKLANDS SUPPLY PROJECTS | 520200 | M & S-Transmission | 0.67624 | Connections | Materials | ENDirect | Materials | SCS | 131 | CONSOLIDATED LINE MAINT CAPX | 503240 | Employee Ent: FBT | 0.1704 | Replacement | Contracts | ENDirect | Contracts | SCS
| 120 | PUBLIC LIGHTING - NEW | 531480 | NS:Asset Solution De | 0.576 | Negotiated Capex | Labour | ENDirect | Labour | Negotiated Capex | 125 | NEW CONNECTION METER AMI | 639000 | Network Service Corp | 61.9384 | Metering Capex | PNS Corporate OH | OH | Excl | Metering Services | 121 | DOCKLANDS SUPPLY PROJECTS | 523100 | M & S-Admin & Gen | 1.9831 | Connections | Materials | ENDirect | Materials | SCS | 131 | CONSOLIDATED LINE MAINT CAPX | 520100 | M & S-Distribution | 182.7338 | Replacement | Materials | ENDirect | Materials | SCS
| 120 | PUBLIC LIGHTING - NEW | 531485 | NS:CivilContract-PCN | -19.5675 | Negotiated Capex | Contracts | ENDirect | Contracts | Negotiated Capex | 125 | NEW CONNECTION METER AMI | 639050 | NS: Fleet&Prop O/Hs | 0.64794 | Metering Capex | PNS Fleet & Property OH | OH | Excl | Metering Services | 121 | DOCKLANDS SUPPLY PROJECTS | 531200 | Construct'n Services | 0.5801 | Connections | Contracts | ENDirect | Contracts | SCS | 131 | CONSOLIDATED LINE MAINT CAPX | 522100 | M & S-Petroleum | 0.025 | Replacement | Materials | ENDirect | Materials | SCS
| 120 | PUBLIC LIGHTING - NEW | 531495 | NS:Field Pack Wk CPN | 0.62945 | Negotiated Capex | Contracts | ENDirect | Contracts | Negotiated Capex | 126 | NEW CONNECTION MTR INSTAL AMI | 604149 | CS:Con Serv Mgmt | 34.98 | Metering Opex | Contracts | ENDirect | Contracts | Connection Services | 121 | DOCKLANDS SUPPLY PROJECTS | 531464 | NS: Civil Works CPS | 78.3888 | Connections | Contracts | ENDirect | Contracts | SCS | 131 | CONSOLIDATED LINE MAINT CAPX | 523100 | M & S-Admin & Gen | 1.5162 | Replacement | Materials | ENDirect | Materials | SCS
| 120 | PUBLIC LIGHTING - NEW | 591997 | Proj Trf - OH/Mar | -11.8642 | Negotiated Capex | Contracts | ENDirect | Contracts | Negotiated Capex | 126 | NEW CONNECTION MTR INSTAL AMI | 604152 | Connections ACS, PM | 419.6292 | Metering Opex | Contracts | ENDirect | Contracts | Connection Services | 121 | DOCKLANDS SUPPLY PROJECTS | 531466 | NS:UR RP Pck Wks CPS | 87.1642 | Connections | Contracts | ENDirect | Contracts | SCS | 131 | CONSOLIDATED LINE MAINT CAPX | 523300 | Cap Purch -Equipment | 7.2447 | Replacement | Materials | ENDirect | Materials | SCS
| 120 | PUBLIC LIGHTING - NEW | 591998 | Proj. Tsf Direct Tax | -3.303 | Negotiated Capex | Contracts | ENDirect | Contracts | Negotiated Capex | 126 | NEW CONNECTION MTR INSTAL AMI | 613466 | NC Metr AMI Ins 2e+C | 0.12744 | Metering Opex | Contracts | ENDirect | Contracts | Connection Services | 121 | DOCKLANDS SUPPLY PROJECTS | 531467 | NS: Traffic Mgmt CPS | 35.7831 | Connections | Contracts | ENDirect | Contracts | SCS | 131 | CONSOLIDATED LINE MAINT CAPX | 531000 | Maintenance Services | 33.2429 | Replacement | Contracts | ENDirect | Contracts | SCS
| 120 | PUBLIC LIGHTING - NEW | 591999 | Proj Trf - Dir Costs | -54.9197 | Negotiated Capex | Contracts | ENDirect | Contracts | Negotiated Capex | 126 | NEW CONNECTION MTR INSTAL AMI | 613805 | NC AMI Inst 1Ph 1e | 263.0999 | Metering Opex | Contracts | ENDirect | Contracts | Connection Services | 121 | DOCKLANDS SUPPLY PROJECTS | 531468 | NS: Waste Disp CPS | 24.216 | Connections | Contracts | ENDirect | Contracts | SCS | 131 | CONSOLIDATED LINE MAINT CAPX | 531020 | Eng & Tech Services | 68.4871 | Replacement | Labour | ENDirect | Labour | SCS
| 120 | PUBLIC LIGHTING - NEW | 611900 | Stores Recovery Dist | 5.4406 | Negotiated Capex | Contracts | ENDirect | Contracts | Negotiated Capex | 126 | NEW CONNECTION MTR INSTAL AMI | 613807 | NC AMI Inst 3Ph | 134.3543 | Metering Opex | Contracts | ENDirect | Contracts | Connection Services | 121 | DOCKLANDS SUPPLY PROJECTS | 611900 | Stores Recovery Dist | 1.7981 | Connections | Contracts | ENDirect | Contracts | SCS | 131 | CONSOLIDATED LINE MAINT CAPX | 531200 | Construct'n Services | -13.8929 | Replacement | Contracts | ENDirect | Contracts | SCS
| 120 | PUBLIC LIGHTING - NEW | 611901 | Stores Rec Local | 0.89509 | Negotiated Capex | Contracts | ENDirect | Contracts | Negotiated Capex | 126 | NEW CONNECTION MTR INSTAL AMI | 613808 | NC CT | 119.7551 | Metering Opex | Labour | ENDirect | Labour | Connection Services | 121 | DOCKLANDS SUPPLY PROJECTS | 611901 | Stores Rec Local | 1.8808 | Connections | Contracts | ENDirect | Contracts | SCS | 131 | CONSOLIDATED LINE MAINT CAPX | 531201 | Contracts-Contestabl | 0.09767 | Replacement | Contracts | ENDirect | Contracts | SCS
| 120 | PUBLIC LIGHTING - NEW | 611902 | Purchase OrderOncost | 0.06447 | Negotiated Capex | Contracts | ENDirect | Contracts | Negotiated Capex | 126 | NEW CONNECTION MTR INSTAL AMI | 635000 | NS Margin | 20.9443 | Metering Opex | PNS MG | ENDirect | Excl | Connection Services | 121 | DOCKLANDS SUPPLY PROJECTS | 611902 | Purchase OrderOncost | 10.0022 | Connections | Contracts | ENDirect | Contracts | SCS | 131 | CONSOLIDATED LINE MAINT CAPX | 531464 | NS: Civil Works CPS | 142.733 | Replacement | Contracts | ENDirect | Contracts | SCS
| 120 | PUBLIC LIGHTING - NEW | 612460 | CP Labour Trf Capex | 0.30874 | Negotiated Capex | Labour | ENDirect | Labour | Negotiated Capex | 126 | NEW CONNECTION MTR INSTAL AMI | 635001 | EN NS Margin | 8.1263 | Metering Opex | PNS MG | ENDirect | Excl | Connection Services | 121 | DOCKLANDS SUPPLY PROJECTS | 613280 | NS Design D/S N/T | 18.4065 | Connections | Labour | ENDirect | Labour | SCS | 131 | CONSOLIDATED LINE MAINT CAPX | 531465 | NS: Pole to Pit CPS | 2.5 | Replacement | Contracts | ENDirect | Contracts | SCS
| 120 | PUBLIC LIGHTING - NEW | 613248 | NS:GenLinewrk N/T CP | 32.314 | Negotiated Capex | Labour | ENDirect | Labour | Negotiated Capex | 126 | NEW CONNECTION MTR INSTAL AMI | 636105 | CSG Margin | 42.2783 | Metering Opex | CSG MG | ENDirect | Excl | Connection Services | 121 | DOCKLANDS SUPPLY PROJECTS | 613290 | NS Tech/Proj Mger NT | 16.9712 | Connections | Labour | ENDirect | Labour | SCS | 131 | CONSOLIDATED LINE MAINT CAPX | 531466 | NS:UR RP Pck Wks CPS | 46.231 | Replacement | Contracts | ENDirect | Contracts | SCS
| 120 | PUBLIC LIGHTING - NEW | 613249 | NS:GenLinewrk O/T CP | 3.5296 | Negotiated Capex | Labour | ENDirect | Labour | Negotiated Capex | 126 | NEW CONNECTION MTR INSTAL AMI | 639000 | Network Service Corp | 31.1664 | Metering Opex | PNS Corporate OH | OH | Excl | Connection Services | 121 | DOCKLANDS SUPPLY PROJECTS | 613310 | BR-NT PNS TS | 5.2544 | Connections | Labour | ENDirect | Labour | SCS | 131 | CONSOLIDATED LINE MAINT CAPX | 531467 | NS: Traffic Mgmt CPS | 473.2266 | Replacement | Contracts | ENDirect | Contracts | SCS
| 120 | PUBLIC LIGHTING - NEW | 613250 | BR-NT PNS GB | 0.26628 | Negotiated Capex | Labour | ENDirect | Labour | Negotiated Capex | 126 | NEW CONNECTION MTR INSTAL AMI | 639050 | NS: Fleet&Prop O/Hs | 0.56896 | Metering Opex | PNS Fleet & Property OH | OH | Excl | Connection Services | 121 | DOCKLANDS SUPPLY PROJECTS | 613360 | NS:Draft/GIS D/S N/T | 1.2639 | Connections | Labour | ENDirect | Labour | SCS | 131 | CONSOLIDATED LINE MAINT CAPX | 531468 | NS: Waste Disp CPS | 79.5469 | Replacement | Contracts | ENDirect | Contracts | SCS
| 120 | PUBLIC LIGHTING - NEW | 613258 | NS:LiveLinw-GenN/TCP | 15.7771 | Negotiated Capex | Labour | ENDirect | Labour | Negotiated Capex | 130 | REPLACEMENT MTR INSTAL AMI ACS | 604149 | CS:Con Serv Mgmt | 3.6821 | Fee Based Opex | Contracts | ENDirect | Contracts | Ancillary Network Services | 121 | DOCKLANDS SUPPLY PROJECTS | 613410 | BR-NT RES GB | 0.96122 | Connections | Labour | ENDirect | Labour | SCS | 131 | CONSOLIDATED LINE MAINT CAPX | 531469 | NS: Other CPS | 2.3917 | Replacement | Labour | ENDirect | Labour | SCS
| 120 | PUBLIC LIGHTING - NEW | 613259 | NS:LiveLinwGenO/T CP | 0.79884 | Negotiated Capex | Labour | ENDirect | Labour | Negotiated Capex | 130 | REPLACEMENT MTR INSTAL AMI ACS | 604152 | Connections ACS, PM | 48.6527 | Fee Based Opex | Contracts | ENDirect | Contracts | Ancillary Network Services | 121 | DOCKLANDS SUPPLY PROJECTS | 613440 | SC Design/Draftin NT | 0.4763 | Connections | Labour | ENDirect | Labour | SCS | 131 | CONSOLIDATED LINE MAINT CAPX | 532200 | Hire: Plant & Equip | 10.0378 | Replacement | Contracts | ENDirect | Contracts | SCS
| 120 | PUBLIC LIGHTING - NEW | 613268 | NS: Fitter N/T CP | 0.4652 | Negotiated Capex | Labour | ENDirect | Labour | Negotiated Capex | 130 | REPLACEMENT MTR INSTAL AMI ACS | 613786 | CMR Inst AMI1Ph2e+C | 0.83919 | Fee Based Opex | Labour | ENDirect | Labour | Ancillary Network Services | 121 | DOCKLANDS SUPPLY PROJECTS | 613450 | SC Senior Des Eng NT | 5.9346 | Connections | Labour | ENDirect | Labour | SCS | 131 | CONSOLIDATED LINE MAINT CAPX | 591200 | Council Rates | 0.4 | Replacement | Contracts | ENDirect | Contracts | SCS
| 120 | PUBLIC LIGHTING - NEW | 613271 | NSConstruct Co-or OT | 0.20999 | Negotiated Capex | Labour | ENDirect | Labour | Negotiated Capex | 130 | REPLACEMENT MTR INSTAL AMI ACS | 613788 | CMR Inst AMI 3 Ph CT | 22.4226 | Fee Based Opex | Labour | ENDirect | Labour | Ancillary Network Services | 121 | DOCKLANDS SUPPLY PROJECTS | 613566 | BR-NT PNS A2 | 1.2738 | Connections | Labour | ENDirect | Labour | SCS | 131 | CONSOLIDATED LINE MAINT CAPX | 591997 | Proj Trf - OH/Mar | -0.19857 | Replacement | Contracts | ENDirect | Contracts | SCS
| 120 | PUBLIC LIGHTING - NEW | 613278 | NS: ConstCo-ordN/TCP | 13.999 | Negotiated Capex | Labour | ENDirect | Labour | Negotiated Capex | 130 | REPLACEMENT MTR INSTAL AMI ACS | 613858 | CIMR Inst AMI 1PH 1e | 26.2946 | Fee Based Opex | Labour | ENDirect | Labour | Ancillary Network Services | 121 | DOCKLANDS SUPPLY PROJECTS | 613570 | BR-NT PNS CJ | 0.53076 | Connections | Labour | ENDirect | Labour | SCS | 131 | CONSOLIDATED LINE MAINT CAPX | 591999 | Proj Trf - Dir Costs | -1.6598 | Replacement | Contracts | ENDirect | Contracts | SCS
| 120 | PUBLIC LIGHTING - NEW | 613279 | NS:ConstCo-ordO/T CP | 5.8796 | Negotiated Capex | Labour | ENDirect | Labour | Negotiated Capex | 130 | REPLACEMENT MTR INSTAL AMI ACS | 613860 | CIMR Inst AMI 3Ph | 72.4091 | Fee Based Opex | Labour | ENDirect | Labour | Ancillary Network Services | 121 | DOCKLANDS SUPPLY PROJECTS | 613574 | BR-NT PNS CT | 12.2848 | Connections | Labour | ENDirect | Labour | SCS | 131 | CONSOLIDATED LINE MAINT CAPX | 611860 | Misc Transfers | -410.472 | Replacement | Labour | ENDirect | Labour | SCS
| 120 | PUBLIC LIGHTING - NEW | 613280 | NS Design D/S N/T | 23.5003 | Negotiated Capex | Labour | ENDirect | Labour | Negotiated Capex | 130 | REPLACEMENT MTR INSTAL AMI ACS | 635000 | NS Margin | 5.3581 | Fee Based Opex | PNS MG | ENDirect | Excl | Ancillary Network Services | 121 | DOCKLANDS SUPPLY PROJECTS | 613680 | NS:Engineer D/S N/T | 6.0549 | Connections | Labour | ENDirect | Labour | SCS | 131 | CONSOLIDATED LINE MAINT CAPX | 611861 | PNS Labour Trf-Ext | -153.2441 | Replacement | Labour | ENDirect | Labour | SCS
| 120 | PUBLIC LIGHTING - NEW | 613281 | NS Design D/S O/T | 0.7358 | Negotiated Capex | Labour | ENDirect | Labour | Negotiated Capex | 130 | REPLACEMENT MTR INSTAL AMI ACS | 635001 | EN NS Margin | 1.49 | Fee Based Opex | PNS MG | ENDirect | Excl | Ancillary Network Services | 121 | DOCKLANDS SUPPLY PROJECTS | 615395 | IT SCADA Billable | 1.665 | Connections | Labour | ENDirect | Labour | SCS | 131 | CONSOLIDATED LINE MAINT CAPX | 611900 | Stores Recovery Dist | 7.2037 | Replacement | Contracts | ENDirect | Contracts | SCS
| 120 | PUBLIC LIGHTING - NEW | 613290 | NS Tech/Proj Mger NT | 0.46696 | Negotiated Capex | Labour | ENDirect | Labour | Negotiated Capex | 130 | REPLACEMENT MTR INSTAL AMI ACS | 636105 | CSG Margin | 4.8631 | Fee Based Opex | CSG MG | ENDirect | Excl | Ancillary Network Services | 121 | DOCKLANDS SUPPLY PROJECTS | 634001 | Locl O/Hs to Capital | 40.679 | Connections | Local OH | OH | Excl | SCS | 131 | CONSOLIDATED LINE MAINT CAPX | 611901 | Stores Rec Local | 14.6819 | Replacement | Contracts | ENDirect | Contracts | SCS
| 120 | PUBLIC LIGHTING - NEW | 613298 | NS:Tech/ProjMgrN/TCP | 102.6287 | Negotiated Capex | Labour | ENDirect | Labour | Negotiated Capex | 130 | REPLACEMENT MTR INSTAL AMI ACS | 639000 | Network Service Corp | 7.2427 | Fee Based Opex | PNS Corporate OH | OH | Excl | Ancillary Network Services | 121 | DOCKLANDS SUPPLY PROJECTS | 635001 | EN NS Margin | 18.4241 | Connections | PNS MG | ENDirect | Excl | SCS | 131 | CONSOLIDATED LINE MAINT CAPX | 611902 | Purchase OrderOncost | 0.55514 | Replacement | Contracts | ENDirect | Contracts | SCS
| 120 | PUBLIC LIGHTING - NEW | 613318 | NS: Tester N/T CP | 1.0494 | Negotiated Capex | Labour | ENDirect | Labour | Negotiated Capex | 130 | REPLACEMENT MTR INSTAL AMI ACS | 639050 | NS: Fleet&Prop O/Hs | 0.12901 | Fee Based Opex | PNS Fleet & Property OH | OH | Excl | Ancillary Network Services | 121 | DOCKLANDS SUPPLY PROJECTS | 636001 | System Control O/H | 8.4945 | Connections | System Control OH | OH | Excl | SCS | 131 | CONSOLIDATED LINE MAINT CAPX | 612210 | Network N/T | -6.0101 | Replacement | Labour | ENDirect | Labour | SCS
| 120 | PUBLIC LIGHTING - NEW | 613350 | NS:DesignSup D/S N/T | 7.529 | Negotiated Capex | Labour | ENDirect | Labour | Negotiated Capex | 131 | CONSOLIDATED LINE MAINT CAPX | 500200 | Sals: Overtime | 0.0003 | Replacement | Labour | ENDirect | Labour | SCS | 121 | DOCKLANDS SUPPLY PROJECTS | 639000 | Network Service Corp | 28.6748 | Connections | PNS Corporate OH | OH | Excl | SCS | 131 | CONSOLIDATED LINE MAINT CAPX | 613236 | LIVE-NT PNS GB | 6.6126 | Replacement | Labour | ENDirect | Labour | SCS
| 120 | PUBLIC LIGHTING - NEW | 613360 | NS:Draft/GIS D/S N/T | 47.7695 | Negotiated Capex | Labour | ENDirect | Labour | Negotiated Capex | 131 | CONSOLIDATED LINE MAINT CAPX | 520100 | M & S-Distribution | 196.3257 | Replacement | Materials | ENDirect | Materials | SCS | 121 | DOCKLANDS SUPPLY PROJECTS | 639050 | NS: Fleet&Prop O/Hs | 2.7036 | Connections | PNS Fleet & Property OH | OH | Excl | SCS | 131 | CONSOLIDATED LINE MAINT CAPX | 613240 | BR-NT PNS LW | 688.5264 | Replacement | Labour | ENDirect | Labour | SCS
| 120 | PUBLIC LIGHTING - NEW | 613361 | NS:Draft/GIS D/S O/T | 0.22619 | Negotiated Capex | Labour | ENDirect | Labour | Negotiated Capex | 131 | CONSOLIDATED LINE MAINT CAPX | 520200 | M & S-Transmission | 3.811 | Replacement | Materials | ENDirect | Materials | SCS | 125 | NEW CONNECTION METER AMI | 613097 | NC Meter AMI 2e + C | 1.0485 | Metering Capex | Materials | ENDirect | Materials | Metering Services | 131 | CONSOLIDATED LINE MAINT CAPX | 613241 | BR-OT PNS LW | 18.2613 | Replacement | Labour | ENDirect | Labour | SCS
| 120 | PUBLIC LIGHTING - NEW | 613370 | NS:Survey D/S N/T | 1.1051 | Negotiated Capex | Labour | ENDirect | Labour | Negotiated Capex | 131 | CONSOLIDATED LINE MAINT CAPX | 523100 | M & S-Admin & Gen | 1.8708 | Replacement | Materials | ENDirect | Materials | SCS | 125 | NEW CONNECTION METER AMI | 613714 | NC Service 1 PH UG I | -42.8128 | Metering Capex | Contracts | ENDirect | Contracts | Metering Services | 131 | CONSOLIDATED LINE MAINT CAPX | 613250 | BR-NT PNS GB | 923.1005 | Replacement | Labour | ENDirect | Labour | SCS
| 120 | PUBLIC LIGHTING - NEW | 613400 | BR-NT RES CJ LW PO | 0.73026 | Negotiated Capex | Labour | ENDirect | Labour | Negotiated Capex | 131 | CONSOLIDATED LINE MAINT CAPX | 523300 | Cap Purch -Equipment | 12.7678 | Replacement | Materials | ENDirect | Materials | SCS | 125 | NEW CONNECTION METER AMI | 613717 | NC Service M PH UG I | -15.5227 | Metering Capex | Contracts | ENDirect | Contracts | Metering Services | 131 | CONSOLIDATED LINE MAINT CAPX | 613251 | BR-OT PNS GB | 59.6746 | Replacement | Labour | ENDirect | Labour | SCS
| 120 | PUBLIC LIGHTING - NEW | 613408 | SC Gen Line CP NT | 18.0131 | Negotiated Capex | Labour | ENDirect | Labour | Negotiated Capex | 131 | CONSOLIDATED LINE MAINT CAPX | 531020 | Eng & Tech Services | 1.9703 | Replacement | Labour | ENDirect | Labour | SCS | 125 | NEW CONNECTION METER AMI | 613801 | NC AMI 1Ph 1e | 492.795 | Metering Capex | Materials | ENDirect | Materials | Metering Services | 131 | CONSOLIDATED LINE MAINT CAPX | 613280 | NS Design D/S N/T | 142.1284 | Replacement | Labour | ENDirect | Labour | SCS
| 120 | PUBLIC LIGHTING - NEW | 613409 | SC Gen Line CP OT | 2.7993 | Negotiated Capex | Labour | ENDirect | Labour | Negotiated Capex | 131 | CONSOLIDATED LINE MAINT CAPX | 531200 | Construct'n Services | -3.4832 | Replacement | Contracts | ENDirect | Contracts | SCS | 125 | NEW CONNECTION METER AMI | 613803 | NC AMI 3Ph | 501.5941 | Metering Capex | Materials | ENDirect | Materials | Metering Services | 131 | CONSOLIDATED LINE MAINT CAPX | 613281 | NS Design D/S O/T | 5.0494 | Replacement | Labour | ENDirect | Labour | SCS
| 120 | PUBLIC LIGHTING - NEW | 613418 | SC Live Line CP NT | 13.0477 | Negotiated Capex | Labour | ENDirect | Labour | Negotiated Capex | 131 | CONSOLIDATED LINE MAINT CAPX | 531464 | NS: Civil Works CPS | 458.1337 | Replacement | Contracts | ENDirect | Contracts | SCS | 125 | NEW CONNECTION METER AMI | 613804 | NC AMI 3 Ph CT | 67.9521 | Metering Capex | Materials | ENDirect | Materials | Metering Services | 131 | CONSOLIDATED LINE MAINT CAPX | 613290 | NS Tech/Proj Mger NT | 153.4089 | Replacement | Labour | ENDirect | Labour | SCS
| 120 | PUBLIC LIGHTING - NEW | 613419 | SC Live Line CP OT | 4.9928 | Negotiated Capex | Labour | ENDirect | Labour | Negotiated Capex | 131 | CONSOLIDATED LINE MAINT CAPX | 531465 | NS: Pole to Pit CPS | 6.0144 | Replacement | Contracts | ENDirect | Contracts | SCS | 125 | NEW CONNECTION METER AMI | 634001 | Locl O/Hs to Capital | 3.8058 | Metering Capex | Local OH | OH | Excl | Metering Services | 131 | CONSOLIDATED LINE MAINT CAPX | 613291 | NS Tech/Proj Mger OT | 0.4324 | Replacement | Labour | ENDirect | Labour | SCS
| 120 | PUBLIC LIGHTING - NEW | 613428 | SC Tester CP NT | 0.37932 | Negotiated Capex | Labour | ENDirect | Labour | Negotiated Capex | 131 | CONSOLIDATED LINE MAINT CAPX | 531466 | NS:UR RP Pck Wks CPS | 214.3725 | Replacement | Contracts | ENDirect | Contracts | SCS | 125 | NEW CONNECTION METER AMI | 635001 | EN NS Margin | -0.23727 | Metering Capex | PNS MG | ENDirect | Excl | Metering Services | 131 | CONSOLIDATED LINE MAINT CAPX | 613310 | BR-NT PNS TS | 0.92226 | Replacement | Labour | ENDirect | Labour | SCS
| 120 | PUBLIC LIGHTING - NEW | 613566 | BR-NT PNS A2 | 0.12171 | Negotiated Capex | Labour | ENDirect | Labour | Negotiated Capex | 131 | CONSOLIDATED LINE MAINT CAPX | 531467 | NS: Traffic Mgmt CPS | 732.6639 | Replacement | Contracts | ENDirect | Contracts | SCS | 125 | NEW CONNECTION METER AMI | 636001 | System Control O/H | 1.8968 | Metering Capex | System Control OH | OH | Excl | Metering Services | 131 | CONSOLIDATED LINE MAINT CAPX | 613360 | NS:Draft/GIS D/S N/T | 28.3198 | Replacement | Labour | ENDirect | Labour | SCS
| 120 | PUBLIC LIGHTING - NEW | 613574 | BR-NT PNS CT | 0.50576 | Negotiated Capex | Labour | ENDirect | Labour | Negotiated Capex | 131 | CONSOLIDATED LINE MAINT CAPX | 531468 | NS: Waste Disp CPS | 290.2099 | Replacement | Contracts | ENDirect | Contracts | SCS | 125 | NEW CONNECTION METER AMI | 639000 | Network Service Corp | 54.1724 | Metering Capex | PNS Corporate OH | OH | Excl | Metering Services | 131 | CONSOLIDATED LINE MAINT CAPX | 613370 | NS:Survey D/S N/T | 2.3983 | Replacement | Labour | ENDirect | Labour | SCS
| 120 | PUBLIC LIGHTING - NEW | 613680 | NS:Engineer D/S N/T | 13.7004 | Negotiated Capex | Labour | ENDirect | Labour | Negotiated Capex | 131 | CONSOLIDATED LINE MAINT CAPX | 531469 | NS: Other CPS | 39.8375 | Replacement | Labour | ENDirect | Labour | SCS | 125 | NEW CONNECTION METER AMI | 639050 | NS: Fleet&Prop O/Hs | 0.40992 | Metering Capex | PNS Fleet & Property OH | OH | Excl | Metering Services | 131 | CONSOLIDATED LINE MAINT CAPX | 613371 | NS:Survey D/S O/T | 1.4349 | Replacement | Labour | ENDirect | Labour | SCS
| 120 | PUBLIC LIGHTING - NEW | 633000 | Corp O/Hs to Capital | 137.9843 | Negotiated Capex | Contracts | OH | Contracts | Negotiated Capex | 131 | CONSOLIDATED LINE MAINT CAPX | 531480 | NS:Asset Solution De | 5.1185 | Replacement | Labour | ENDirect | Labour | SCS | 126 | NEW CONNECTION MTR INSTAL AMI | 604600 | Corp Services Fee | 112.2234 | Metering Opex | Corporate Services Fee | ENDirect | Excl | Connection Services | 131 | CONSOLIDATED LINE MAINT CAPX | 613390 | NS:CivWrks&TrafMgmt | -113.9653 | Replacement | Contracts | ENDirect | Contracts | SCS
| 120 | PUBLIC LIGHTING - NEW | 634001 | Locl O/Hs to Capital | 57.1249 | Negotiated Capex | Local OH | OH | Excl | Negotiated Capex | 131 | CONSOLIDATED LINE MAINT CAPX | 532100 | Admin Services | 2.6382 | Replacement | Contracts | ENDirect | Contracts | SCS | 126 | NEW CONNECTION MTR INSTAL AMI | 613466 | NC Metr AMI Ins 2e+C | 0.42672 | Metering Opex | Contracts | ENDirect | Contracts | Connection Services | 131 | CONSOLIDATED LINE MAINT CAPX | 613400 | BR-NT RES CJ LW PO | 238.532 | Replacement | Labour | ENDirect | Labour | SCS
| 120 | PUBLIC LIGHTING - NEW | 635001 | EN NS Margin | 39.8365 | Negotiated Capex | PNS MG | ENDirect | Excl | Negotiated Capex | 131 | CONSOLIDATED LINE MAINT CAPX | 532200 | Hire: Plant & Equip | 8.499 | Replacement | Contracts | ENDirect | Contracts | SCS | 126 | NEW CONNECTION MTR INSTAL AMI | 613736 | Replace Serv 1 PH UG | -58.981 | Metering Opex | Labour (50%)/ Contracts (50%) | ENDirect | Excl | Connection Services | 131 | CONSOLIDATED LINE MAINT CAPX | 613401 | BR-OT RES CJ LW PO | 14.7766 | Replacement | Labour | ENDirect | Labour | SCS
| 120 | PUBLIC LIGHTING - NEW | 636001 | System Control O/H | 18.1007 | Negotiated Capex | System Control OH | OH | Excl | Negotiated Capex | 131 | CONSOLIDATED LINE MAINT CAPX | 532220 | Lease: Plant & Equip | 0.66 | Replacement | Contracts | ENDirect | Contracts | SCS | 126 | NEW CONNECTION MTR INSTAL AMI | 613739 | Replace Serv M PH UG | -16.3277 | Metering Opex | Labour (50%)/ Contracts (50%) | ENDirect | Excl | Connection Services | 131 | CONSOLIDATED LINE MAINT CAPX | 613410 | BR-NT RES GB | 698.3184 | Replacement | Labour | ENDirect | Labour | SCS
| 120 | PUBLIC LIGHTING - NEW | 639000 | Network Service Corp | 36.8156 | Negotiated Capex | PNS Corporate OH | OH | Excl | Negotiated Capex | 131 | CONSOLIDATED LINE MAINT CAPX | 591200 | Council Rates | 0.4 | Replacement | Contracts | ENDirect | Contracts | SCS | 126 | NEW CONNECTION MTR INSTAL AMI | 613805 | NC AMI Inst 1Ph 1e | 230.9631 | Metering Opex | Contracts | ENDirect | Contracts | Connection Services | 131 | CONSOLIDATED LINE MAINT CAPX | 613411 | BR-OT RES GB | 34.5705 | Replacement | Labour | ENDirect | Labour | SCS
| 120 | PUBLIC LIGHTING - NEW | 639050 | NS: Fleet&Prop O/Hs | 5.1904 | Negotiated Capex | PNS Fleet & Property OH | OH | Excl | Negotiated Capex | 131 | CONSOLIDATED LINE MAINT CAPX | 591999 | Proj Tsf - EN Direct | -0.15659 | Replacement | Contracts | ENDirect | Contracts | SCS | 126 | NEW CONNECTION MTR INSTAL AMI | 613807 | NC AMI Inst 3Ph | 167.9473 | Metering Opex | Contracts | ENDirect | Contracts | Connection Services | 131 | CONSOLIDATED LINE MAINT CAPX | 613440 | SC Design/Draftin NT | 86.0114 | Replacement | Labour | ENDirect | Labour | SCS
| 125 | NEW CONNECTION METER AMI | 520100 | M & S-Distribution | 78.5639 | Metering Capex | Materials | ENDirect | Materials | Metering Services | 131 | CONSOLIDATED LINE MAINT CAPX | 611860 | Misc Transfers | -1651.2446 | Replacement | Labour | ENDirect | Labour | SCS | 126 | NEW CONNECTION MTR INSTAL AMI | 613808 | NC CT | 160.403 | Metering Opex | Labour | ENDirect | Labour | Connection Services | 131 | CONSOLIDATED LINE MAINT CAPX | 613441 | SC Design/Draftin OT | 0.41442 | Replacement | Labour | ENDirect | Labour | SCS
| 125 | NEW CONNECTION METER AMI | 624540 | NC Meter AMI 2e + C | 0.34515 | Metering Capex | Materials | ENDirect | Materials | Metering Services | 131 | CONSOLIDATED LINE MAINT CAPX | 611861 | PNS Labour Trf-Ext | -227.7433 | Replacement | Labour | ENDirect | Labour | SCS | 126 | NEW CONNECTION MTR INSTAL AMI | 635001 | EN NS Margin | 29.1009 | Metering Opex | PNS MG | ENDirect | Excl | Connection Services | 131 | CONSOLIDATED LINE MAINT CAPX | 613450 | SC Senior Des Eng NT | 21.641 | Replacement | Labour | ENDirect | Labour | SCS
| 125 | NEW CONNECTION METER AMI | 624623 | NC Meter AMI 1Ph 1e | 372.664 | Metering Capex | Materials | ENDirect | Materials | Metering Services | 131 | CONSOLIDATED LINE MAINT CAPX | 611900 | Stores Recovery Dist | 31.0547 | Replacement | Contracts | ENDirect | Contracts | SCS | 126 | NEW CONNECTION MTR INSTAL AMI | 639000 | Network Service Corp | 26.1108 | Metering Opex | PNS Corporate OH | OH | Excl | Connection Services | 131 | CONSOLIDATED LINE MAINT CAPX | 613566 | BR-NT PNS A2 | 129.0419 | Replacement | Labour | ENDirect | Labour | SCS
| 125 | NEW CONNECTION METER AMI | 624625 | NC Meter AMI 3Ph | 351.4129 | Metering Capex | Materials | ENDirect | Materials | Metering Services | 131 | CONSOLIDATED LINE MAINT CAPX | 611901 | Stores Rec Local | 6.8625 | Replacement | Contracts | ENDirect | Contracts | SCS | 126 | NEW CONNECTION MTR INSTAL AMI | 639050 | NS: Fleet&Prop O/Hs | 0.41961 | Metering Opex | PNS Fleet & Property OH | OH | Excl | Connection Services | 131 | CONSOLIDATED LINE MAINT CAPX | 613567 | BR-OT PNS A2 | 7.5686 | Replacement | Labour | ENDirect | Labour | SCS
| 125 | NEW CONNECTION METER AMI | 624626 | NC Meter AMI 3Ph CT | 30.9857 | Metering Capex | Materials | ENDirect | Materials | Metering Services | 131 | CONSOLIDATED LINE MAINT CAPX | 611902 | Purchase OrderOncost | 0.97282 | Replacement | Contracts | ENDirect | Contracts | SCS | 130 | REPLACEMENT MTR INSTAL AMI ACS | 604600 | Corp Services Fee | 10.8516 | Fee Based Opex | Corporate Services Fee | ENDirect | Excl | Ancillary Network Services | 131 | CONSOLIDATED LINE MAINT CAPX | 613570 | BR-NT PNS CJ | 10.4527 | Replacement | Labour | ENDirect | Labour | SCS
| 125 | NEW CONNECTION METER AMI | 624783 | NC Meter AMI 3Ph + C | 0.84834 | Metering Capex | Materials | ENDirect | Materials | Metering Services | 131 | CONSOLIDATED LINE MAINT CAPX | 612210 | Network N/T | -2.0244 | Replacement | Labour | ENDirect | Labour | SCS | 130 | REPLACEMENT MTR INSTAL AMI ACS | 613788 | CMR Inst AMI 3 Ph CT | 48.4416 | Fee Based Opex | Labour | ENDirect | Labour | Ancillary Network Services | 131 | CONSOLIDATED LINE MAINT CAPX | 613571 | BR-OT PNS CJ | 1.705 | Replacement | Labour | ENDirect | Labour | SCS
| 125 | NEW CONNECTION METER AMI | 633000 | Corp O/Hs to Capital | 125.4341 | Metering Capex | Contracts | OH | Contracts | Metering Services | 131 | CONSOLIDATED LINE MAINT CAPX | 612462 | Cost Transfer | -0.57118 | Replacement | Labour | ENDirect | Labour | SCS | 130 | REPLACEMENT MTR INSTAL AMI ACS | 613858 | CIMR Inst AMI 1PH 1e | 4.1717 | Fee Based Opex | Labour | ENDirect | Labour | Ancillary Network Services | 131 | CONSOLIDATED LINE MAINT CAPX | 613574 | BR-NT PNS CT | 26.7455 | Replacement | Labour | ENDirect | Labour | SCS
| 125 | NEW CONNECTION METER AMI | 638000 | CHEDS AMI BAU Margin | 20.7668 | Metering Capex | CHEDS AMI BAU MG | ENDirect | Excl | Metering Services | 131 | CONSOLIDATED LINE MAINT CAPX | 613240 | BR-NT PNS LW | 533.1167 | Replacement | Labour | ENDirect | Labour | SCS | 130 | REPLACEMENT MTR INSTAL AMI ACS | 613860 | CIMR Inst AMI 3Ph | 27.1774 | Fee Based Opex | Labour | ENDirect | Labour | Ancillary Network Services | 131 | CONSOLIDATED LINE MAINT CAPX | 613575 | BR-OT PNS CT | 2.8363 | Replacement | Labour | ENDirect | Labour | SCS
| 125 | NEW CONNECTION METER AMI | 639050 | NS: Fleet&Prop O/Hs | 4.9826 | Metering Capex | PNS Fleet & Property OH | OH | Excl | Metering Services | 131 | CONSOLIDATED LINE MAINT CAPX | 613241 | BR-OT PNS LW | 27.9746 | Replacement | Labour | ENDirect | Labour | SCS | 130 | REPLACEMENT MTR INSTAL AMI ACS | 634001 | Locl O/Hs to Capital | 0.60635 | Fee Based Opex | Local OH | OH | Excl | Ancillary Network Services | 131 | CONSOLIDATED LINE MAINT CAPX | 613576 | BR-NT PNS FT | 0.55728 | Replacement | Labour | ENDirect | Labour | SCS
| 126 | NEW CONNECTION MTR INSTAL AMI | 624541 | NC Metr AMI Ins 2e+C | 0.84068 | Metering Opex | Contracts | ENDirect | Contracts | Connection Services | 131 | CONSOLIDATED LINE MAINT CAPX | 613244 | BR-NT LSA LWFRPOTA | 1.5423 | Replacement | Labour | ENDirect | Labour | SCS | 130 | REPLACEMENT MTR INSTAL AMI ACS | 635001 | EN NS Margin | 4.7932 | Fee Based Opex | PNS MG | ENDirect | Excl | Ancillary Network Services | 131 | CONSOLIDATED LINE MAINT CAPX | 613602 | BR-NT PNS TA (ZT) | 0.57084 | Replacement | Labour | ENDirect | Labour | SCS
| 126 | NEW CONNECTION MTR INSTAL AMI | 624627 | NC Mtr In AMI 1Ph 1e | 565.3573 | Metering Opex | Contracts | ENDirect | Contracts | Connection Services | 131 | CONSOLIDATED LINE MAINT CAPX | 613245 | BR-OT LSA LWFRPOTA | 0.15413 | Replacement | Labour | ENDirect | Labour | SCS | 130 | REPLACEMENT MTR INSTAL AMI ACS | 636001 | System Control O/H | -0.65726 | Fee Based Opex | System Control OH | OH | Excl | Ancillary Network Services | 131 | CONSOLIDATED LINE MAINT CAPX | 613630 | Senior Design NT | 0.37686 | Replacement | Labour | ENDirect | Labour | SCS
| 126 | NEW CONNECTION MTR INSTAL AMI | 624628 | NCMtrAMI In 1Ph 1e+c | 1.0509 | Metering Opex | Contracts | ENDirect | Contracts | Connection Services | 131 | CONSOLIDATED LINE MAINT CAPX | 613250 | BR-NT PNS GB | 1516.1182 | Replacement | Labour | ENDirect | Labour | SCS | 130 | REPLACEMENT MTR INSTAL AMI ACS | 639000 | Network Service Corp | 4.3007 | Fee Based Opex | PNS Corporate OH | OH | Excl | Ancillary Network Services | 131 | CONSOLIDATED LINE MAINT CAPX | 613680 | NS:Engineer D/S N/T | 12.4256 | Replacement | Labour | ENDirect | Labour | SCS
| 126 | NEW CONNECTION MTR INSTAL AMI | 624629 | NC Meter AMI Inst3Ph | 349.7925 | Metering Opex | Contracts | ENDirect | Contracts | Connection Services | 131 | CONSOLIDATED LINE MAINT CAPX | 613251 | BR-OT PNS GB | 49.9441 | Replacement | Labour | ENDirect | Labour | SCS | 130 | REPLACEMENT MTR INSTAL AMI ACS | 639050 | NS: Fleet&Prop O/Hs | 0.06911 | Fee Based Opex | PNS Fleet & Property OH | OH | Excl | Ancillary Network Services | 131 | CONSOLIDATED LINE MAINT CAPX | 613800 | NS:Mat Distribution | -16.0239 | Replacement | Materials | ENDirect | Materials | SCS
| 126 | NEW CONNECTION MTR INSTAL AMI | 624630 | NC Mtr AMI Inst3PhCT | 168.4186 | Metering Opex | Labour | ENDirect | Labour | Connection Services | 131 | CONSOLIDATED LINE MAINT CAPX | 613254 | BR-NT LSA GB | 0.92324 | Replacement | Labour | ENDirect | Labour | SCS | 131 | CONSOLIDATED LINE MAINT CAPX | 500200 | Sals: Overtime | 0.0165 | Replacement | Labour | ENDirect | Labour | SCS | 131 | CONSOLIDATED LINE MAINT CAPX | 634001 | Locl O/Hs to Capital | 212.5427 | Replacement | Local OH | OH | Excl | SCS
| 126 | NEW CONNECTION MTR INSTAL AMI | 624784 | NC Mtr AMI Ins 3Ph+C | 25.9786 | Metering Opex | Contracts | ENDirect | Contracts | Connection Services | 131 | CONSOLIDATED LINE MAINT CAPX | 613260 | BR-NT PNS ZT | 6.5377 | Replacement | Labour | ENDirect | Labour | SCS | 131 | CONSOLIDATED LINE MAINT CAPX | 503350 | OH&Safety Exp | 2.0625 | Replacement | Contracts | ENDirect | Contracts | SCS | 131 | CONSOLIDATED LINE MAINT CAPX | 635001 | EN NS Margin | 194.8135 | Replacement | PNS MG | ENDirect | Excl | SCS
| 126 | NEW CONNECTION MTR INSTAL AMI | 633000 | Corp O/Hs to Capital | 182.0934 | Metering Opex | Contracts | OH | Contracts | Connection Services | 131 | CONSOLIDATED LINE MAINT CAPX | 613261 | BR-OT PNS ZT | 0.3038 | Replacement | Labour | ENDirect | Labour | SCS | 131 | CONSOLIDATED LINE MAINT CAPX | 520100 | M & S-Distribution | 469.1396 | Replacement | Materials | ENDirect | Materials | SCS | 131 | CONSOLIDATED LINE MAINT CAPX | 636001 | System Control O/H | 156.7922 | Replacement | System Control OH | OH | Excl | SCS
| 126 | NEW CONNECTION MTR INSTAL AMI | 638000 | CHEDS AMI BAU Margin | 31.0398 | Metering Opex | CHEDS AMI BAU MG | ENDirect | Excl | Connection Services | 131 | CONSOLIDATED LINE MAINT CAPX | 613280 | NS Design D/S N/T | 148.9475 | Replacement | Labour | ENDirect | Labour | SCS | 131 | CONSOLIDATED LINE MAINT CAPX | 520200 | M & S-Transmission | 1.64 | Replacement | Materials | ENDirect | Materials | SCS | 131 | CONSOLIDATED LINE MAINT CAPX | 639000 | Network Service Corp | 148.383 | Replacement | PNS Corporate OH | OH | Excl | SCS
| 126 | NEW CONNECTION MTR INSTAL AMI | 639050 | NS: Fleet&Prop O/Hs | 7.1667 | Metering Opex | PNS Fleet & Property OH | OH | Excl | Connection Services | 131 | CONSOLIDATED LINE MAINT CAPX | 613290 | NS Tech/Proj Mger NT | 161.5446 | Replacement | Labour | ENDirect | Labour | SCS | 131 | CONSOLIDATED LINE MAINT CAPX | 523100 | M & S-Admin & Gen | 3.6084 | Replacement | Materials | ENDirect | Materials | SCS | 131 | CONSOLIDATED LINE MAINT CAPX | 639050 | NS: Fleet&Prop O/Hs | 78.3576 | Replacement | PNS Fleet & Property OH | OH | Excl | SCS
| 130 | REPLACEMENT MTR INSTAL AMI ACS | 624689 | CIMR Inst AMI 1PH 1e | 234.3943 | Fee Based Opex | Labour | ENDirect | Labour | Ancillary Network Services | 131 | CONSOLIDATED LINE MAINT CAPX | 613291 | NS Tech/Proj Mger OT | 0.53305 | Replacement | Labour | ENDirect | Labour | SCS | 131 | CONSOLIDATED LINE MAINT CAPX | 523300 | Cap Purch -Equipment | 0.44144 | Replacement | Materials | ENDirect | Materials | SCS | 131 | CONSOLIDATED LINE MAINT CAPX | 613575 | BR-OT PNS CT | -630.5811 | Replacement | Labour | ENDirect | Labour | SCS
| 130 | REPLACEMENT MTR INSTAL AMI ACS | 624690 | CIMRInst AMI1PH 1e+c | 0.83862 | Fee Based Opex | Labour | ENDirect | Labour | Ancillary Network Services | 131 | CONSOLIDATED LINE MAINT CAPX | 613310 | BR-NT PNS TS | 8.2541 | Replacement | Labour | ENDirect | Labour | SCS | 131 | CONSOLIDATED LINE MAINT CAPX | 531020 | Eng & Tech Services | -1.9703 | Replacement | Labour | ENDirect | Labour | SCS | 131 | CONSOLIDATED LINE MAINT CAPX | 613390 | NS:CivWrks&TrafMgmt | -190.3701 | Replacement | Contracts | ENDirect | Contracts | SCS
| 130 | REPLACEMENT MTR INSTAL AMI ACS | 624691 | CIMR Inst AMI 3Ph | 126.6613 | Fee Based Opex | Labour | ENDirect | Labour | Ancillary Network Services | 131 | CONSOLIDATED LINE MAINT CAPX | 613311 | BR-OT PNS TS | 0.64888 | Replacement | Labour | ENDirect | Labour | SCS | 131 | CONSOLIDATED LINE MAINT CAPX | 531200 | Construct'n Services | -10.6763 | Replacement | Contracts | ENDirect | Contracts | SCS | 131 | CONSOLIDATED LINE MAINT CAPX | 635001 | EN NS Margin | -43.6308 | Replacement | PNS MG | ENDirect | Excl | SCS
| 130 | REPLACEMENT MTR INSTAL AMI ACS | 624692 | CIMRInsAMI3Ph+3phexc | 0.78186 | Fee Based Opex | Labour | ENDirect | Labour | Ancillary Network Services | 131 | CONSOLIDATED LINE MAINT CAPX | 613350 | NS:DesignSup D/S N/T | 0.49501 | Replacement | Labour | ENDirect | Labour | SCS | 131 | CONSOLIDATED LINE MAINT CAPX | 531464 | NS: Civil Works CPS | 414.3903 | Replacement | Contracts | ENDirect | Contracts | SCS | 131 | CONSOLIDATED LINE MAINT CAPX | 636001 | System Control O/H | -133.4981 | Replacement | System Control OH | OH | Excl | SCS
| 130 | REPLACEMENT MTR INSTAL AMI ACS | 624705 | CMR Inst AMI1Ph2e+C | 5.8703 | Fee Based Opex | Labour | ENDirect | Labour | Ancillary Network Services | 131 | CONSOLIDATED LINE MAINT CAPX | 613360 | NS:Draft/GIS D/S N/T | 30.4614 | Replacement | Labour | ENDirect | Labour | SCS | 131 | CONSOLIDATED LINE MAINT CAPX | 531465 | NS: Pole to Pit CPS | 1.1825 | Replacement | Contracts | ENDirect | Contracts | SCS | 134 | REPLACEMNT METER AMI | 613686 | CP- CoIMR AMI 1Ph 1e | 81.2214 | Metering Capex | Materials | ENDirect | Materials | Metering Services
| 130 | REPLACEMENT MTR INSTAL AMI ACS | 624707 | CMR Inst AMI 3 Ph CT | 61.1798 | Fee Based Opex | Labour | ENDirect | Labour | Ancillary Network Services | 131 | CONSOLIDATED LINE MAINT CAPX | 613361 | NS:Draft/GIS D/S O/T | 0.07338 | Replacement | Labour | ENDirect | Labour | SCS | 131 | CONSOLIDATED LINE MAINT CAPX | 531466 | NS:UR RP Pck Wks CPS | 130.9994 | Replacement | Contracts | ENDirect | Contracts | SCS | 134 | REPLACEMNT METER AMI | 613687 | CP-CoIMR AMI 1Ph1e+C | 5.607 | Metering Capex | Materials | ENDirect | Materials | Metering Services
| 130 | REPLACEMENT MTR INSTAL AMI ACS | 633000 | Corp O/Hs to Capital | 72.1598 | Fee Based Opex | Contracts | OH | Contracts | Ancillary Network Services | 131 | CONSOLIDATED LINE MAINT CAPX | 613370 | NS:Survey D/S N/T | 2.4985 | Replacement | Labour | ENDirect | Labour | SCS | 131 | CONSOLIDATED LINE MAINT CAPX | 531467 | NS: Traffic Mgmt CPS | 681.5289 | Replacement | Contracts | ENDirect | Contracts | SCS | 134 | REPLACEMNT METER AMI | 613688 | CP-CoIMR AMI 1Ph2e+C | 19.5444 | Metering Capex | Materials | ENDirect | Materials | Metering Services
| 130 | REPLACEMENT MTR INSTAL AMI ACS | 638000 | CHEDS AMI BAU Margin | 11.8435 | Fee Based Opex | CHEDS AMI BAU MG | ENDirect | Excl | Ancillary Network Services | 131 | CONSOLIDATED LINE MAINT CAPX | 613390 | NS:CivWrks&TrafMgmt | -539.9132 | Replacement | Contracts | ENDirect | Contracts | SCS | 131 | CONSOLIDATED LINE MAINT CAPX | 531468 | NS: Waste Disp CPS | 308.6103 | Replacement | Contracts | ENDirect | Contracts | SCS | 134 | REPLACEMNT METER AMI | 613689 | CP - CoIMR AMI 3PhDC | 132.9187 | Metering Capex | Materials | ENDirect | Materials | Metering Services
| 130 | REPLACEMENT MTR INSTAL AMI ACS | 639050 | NS: Fleet&Prop O/Hs | 2.8817 | Fee Based Opex | PNS Fleet & Property OH | OH | Excl | Ancillary Network Services | 131 | CONSOLIDATED LINE MAINT CAPX | 613400 | BR-NT RES CJ LW PO | 803.0617 | Replacement | Labour | ENDirect | Labour | SCS | 131 | CONSOLIDATED LINE MAINT CAPX | 531469 | NS: Other CPS | 7.8175 | Replacement | Labour | ENDirect | Labour | SCS | 134 | REPLACEMNT METER AMI | 613690 | CP- CoIMR AMI3PhDC+C | 5.6295 | Metering Capex | Materials | ENDirect | Materials | Metering Services
| 131 | CONSOLIDATED LINE MAINT CAPX | 500200 | Sals: Overtime | 0.01479 | Replacement | Labour | ENDirect | Labour | SCS | 131 | CONSOLIDATED LINE MAINT CAPX | 613401 | BR-OT RES CJ LW PO | 32.4446 | Replacement | Labour | ENDirect | Labour | SCS | 131 | CONSOLIDATED LINE MAINT CAPX | 532100 | Admin Services | 0.389 | Replacement | Contracts | ENDirect | Contracts | SCS | 134 | REPLACEMNT METER AMI | 613691 | CP - CoIMR AMI 3PhCT | 4.7343 | Metering Capex | Materials | ENDirect | Materials | Metering Services
| 131 | CONSOLIDATED LINE MAINT CAPX | 520100 | M & S-Distribution | 325.1048 | Replacement | Materials | ENDirect | Materials | SCS | 131 | CONSOLIDATED LINE MAINT CAPX | 613410 | BR-NT RES GB | 1263.1822 | Replacement | Labour | ENDirect | Labour | SCS | 131 | CONSOLIDATED LINE MAINT CAPX | 532200 | Hire: Plant & Equip | 11.7125 | Replacement | Contracts | ENDirect | Contracts | SCS | 134 | REPLACEMNT METER AMI | 613773 | FMR AMI 1Ph 1e | 19.5444 | Metering Capex | Materials | ENDirect | Materials | Metering Services
| 131 | CONSOLIDATED LINE MAINT CAPX | 520200 | M & S-Transmission | 2.31 | Replacement | Materials | ENDirect | Materials | SCS | 131 | CONSOLIDATED LINE MAINT CAPX | 613411 | BR-OT RES GB | 39.164 | Replacement | Labour | ENDirect | Labour | SCS | 131 | CONSOLIDATED LINE MAINT CAPX | 582301 | Permits & Lic No FBT | 4.336 | Replacement | Contracts | ENDirect | Contracts | SCS | 134 | REPLACEMNT METER AMI | 613774 | FMR AMI 1Ph 1e+c | 2.7234 | Metering Capex | Materials | ENDirect | Materials | Metering Services
| 131 | CONSOLIDATED LINE MAINT CAPX | 523100 | M & S-Admin & Gen | 2.0264 | Replacement | Materials | ENDirect | Materials | SCS | 131 | CONSOLIDATED LINE MAINT CAPX | 613434 | SC Design/Drafter NT | 2.3196 | Replacement | Labour | ENDirect | Labour | SCS | 131 | CONSOLIDATED LINE MAINT CAPX | 591200 | Council Rates | 2.6119 | Replacement | Contracts | ENDirect | Contracts | SCS | 134 | REPLACEMNT METER AMI | 613775 | FMR AMI 1Ph 2e + C | 1.2816 | Metering Capex | Materials | ENDirect | Materials | Metering Services
| 131 | CONSOLIDATED LINE MAINT CAPX | 523300 | Cap Purch -Equipment | 0.09637 | Replacement | Materials | ENDirect | Materials | SCS | 131 | CONSOLIDATED LINE MAINT CAPX | 613440 | SC Design/Draftin NT | 4.1907 | Replacement | Labour | ENDirect | Labour | SCS | 131 | CONSOLIDATED LINE MAINT CAPX | 591997 | Proj Trf - OH/Mar | -1.7071 | Replacement | Contracts | ENDirect | Contracts | SCS | 134 | REPLACEMNT METER AMI | 613776 | FMR AMI 3Ph | 23.1435 | Metering Capex | Materials | ENDirect | Materials | Metering Services
| 131 | CONSOLIDATED LINE MAINT CAPX | 531035 | Engineer & Dsgn Serv | 2.6997 | Replacement | Labour | ENDirect | Labour | SCS | 131 | CONSOLIDATED LINE MAINT CAPX | 613441 | SC Design/Draftin OT | 0.35263 | Replacement | Labour | ENDirect | Labour | SCS | 131 | CONSOLIDATED LINE MAINT CAPX | 591999 | Proj Trf - Dir Costs | 74.8569 | Replacement | Contracts | ENDirect | Contracts | SCS | 134 | REPLACEMNT METER AMI | 613779 | FMR AMI 3 Ph CT | 29.9837 | Metering Capex | Materials | ENDirect | Materials | Metering Services
| 131 | CONSOLIDATED LINE MAINT CAPX | 531200 | Construct'n Services | -32.316 | Replacement | Contracts | ENDirect | Contracts | SCS | 131 | CONSOLIDATED LINE MAINT CAPX | 613448 | SC Senior Des/Sur NT | 3.2086 | Replacement | Labour | ENDirect | Labour | SCS | 131 | CONSOLIDATED LINE MAINT CAPX | 611860 | Misc Transfers | -837.0081 | Replacement | Labour | ENDirect | Labour | SCS | 134 | REPLACEMNT METER AMI | 613809 | CIMR AMI 1Ph 1e | 10.413 | Metering Capex | Materials | ENDirect | Materials | Metering Services
| 131 | CONSOLIDATED LINE MAINT CAPX | 531210 | NS:Field SubContUmb | 1.6405 | Replacement | Labour | ENDirect | Labour | SCS | 131 | CONSOLIDATED LINE MAINT CAPX | 613449 | SC Senior Des/Sur OT | 1.3146 | Replacement | Labour | ENDirect | Labour | SCS | 131 | CONSOLIDATED LINE MAINT CAPX | 611861 | PNS Labour Trf-Ext | -1423.9055 | Replacement | Labour | ENDirect | Labour | SCS | 134 | REPLACEMNT METER AMI | 613811 | CIMR AMI 3Ph | 48.4763 | Metering Capex | Materials | ENDirect | Materials | Metering Services
| 131 | CONSOLIDATED LINE MAINT CAPX | 531464 | NS: Civil Works CPS | 160.4976 | Replacement | Contracts | ENDirect | Contracts | SCS | 131 | CONSOLIDATED LINE MAINT CAPX | 613566 | BR-NT PNS A2 | 445.7716 | Replacement | Labour | ENDirect | Labour | SCS | 131 | CONSOLIDATED LINE MAINT CAPX | 611900 | Stores Recovery Dist | 19.4051 | Replacement | Contracts | ENDirect | Contracts | SCS | 134 | REPLACEMNT METER AMI | 613813 | CIMR AMI 3 Ph CT | 20.5152 | Metering Capex | Materials | ENDirect | Materials | Metering Services
| 131 | CONSOLIDATED LINE MAINT CAPX | 531465 | NS: Pole to Pit CPS | 0.0285 | Replacement | Contracts | ENDirect | Contracts | SCS | 131 | CONSOLIDATED LINE MAINT CAPX | 613567 | BR-OT PNS A2 | 13.0516 | Replacement | Labour | ENDirect | Labour | SCS | 131 | CONSOLIDATED LINE MAINT CAPX | 611901 | Stores Rec Local | -12.2781 | Replacement | Contracts | ENDirect | Contracts | SCS | 134 | REPLACEMNT METER AMI | 634001 | Locl O/Hs to Capital | 1.0007 | Metering Capex | Local OH | OH | Excl | Metering Services
| 131 | CONSOLIDATED LINE MAINT CAPX | 531466 | NS:UR RP Pck Wks CPS | 101.4349 | Replacement | Contracts | ENDirect | Contracts | SCS | 131 | CONSOLIDATED LINE MAINT CAPX | 613570 | BR-NT PNS CJ | 8.1574 | Replacement | Labour | ENDirect | Labour | SCS | 131 | CONSOLIDATED LINE MAINT CAPX | 611902 | Purchase OrderOncost | 0.5131 | Replacement | Contracts | ENDirect | Contracts | SCS | 134 | REPLACEMNT METER AMI | 635001 | EN NS Margin | 0.96209 | Metering Capex | PNS MG | ENDirect | Excl | Metering Services
| 131 | CONSOLIDATED LINE MAINT CAPX | 531467 | NS: Traffic Mgmt CPS | 283.1832 | Replacement | Contracts | ENDirect | Contracts | SCS | 131 | CONSOLIDATED LINE MAINT CAPX | 613571 | BR-OT PNS CJ | 0.92478 | Replacement | Labour | ENDirect | Labour | SCS | 131 | CONSOLIDATED LINE MAINT CAPX | 612210 | Network N/T | 2.5719 | Replacement | Labour | ENDirect | Labour | SCS | 134 | REPLACEMNT METER AMI | 636001 | System Control O/H | 0.64062 | Metering Capex | System Control OH | OH | Excl | Metering Services
| 131 | CONSOLIDATED LINE MAINT CAPX | 531468 | NS: Waste Disp CPS | 83.7682 | Replacement | Contracts | ENDirect | Contracts | SCS | 131 | CONSOLIDATED LINE MAINT CAPX | 613572 | BR-NT PNS PO | 3.4414 | Replacement | Labour | ENDirect | Labour | SCS | 131 | CONSOLIDATED LINE MAINT CAPX | 612462 | Cost Transfer | -0.02756 | Replacement | Labour | ENDirect | Labour | SCS | 134 | REPLACEMNT METER AMI | 639000 | Network Service Corp | 16.8786 | Metering Capex | PNS Corporate OH | OH | Excl | Metering Services
| 131 | CONSOLIDATED LINE MAINT CAPX | 531469 | NS: Other CPS | 16.6363 | Replacement | Labour | ENDirect | Labour | SCS | 131 | CONSOLIDATED LINE MAINT CAPX | 613574 | BR-NT PNS CT | 11.1962 | Replacement | Labour | ENDirect | Labour | SCS | 131 | CONSOLIDATED LINE MAINT CAPX | 613240 | BR-NT PNS LW | 708.3255 | Replacement | Labour | ENDirect | Labour | SCS | 134 | REPLACEMNT METER AMI | 639050 | NS: Fleet&Prop O/Hs | 0.19624 | Metering Capex | PNS Fleet & Property OH | OH | Excl | Metering Services
| 131 | CONSOLIDATED LINE MAINT CAPX | 531485 | NS:CivilContract-PCN | 0.03486 | Replacement | Contracts | ENDirect | Contracts | SCS | 131 | CONSOLIDATED LINE MAINT CAPX | 613575 | BR-OT PNS CT | 2.6766 | Replacement | Labour | ENDirect | Labour | SCS | 131 | CONSOLIDATED LINE MAINT CAPX | 613241 | BR-OT PNS LW | 43.4215 | Replacement | Labour | ENDirect | Labour | SCS | 136 | ACCELD ROLLOUT AMI METER INST | 604600 | Corp Services Fee | 675.8255 | Metering Capex | Corporate Services Fee | ENDirect | Excl | Metering Services
| 131 | CONSOLIDATED LINE MAINT CAPX | 531495 | NS:Field Pack Wk CPN | 0.73705 | Replacement | Contracts | ENDirect | Contracts | SCS | 131 | CONSOLIDATED LINE MAINT CAPX | 613602 | BR-NT PNS TA (ZT) | 2.0511 | Replacement | Labour | ENDirect | Labour | SCS | 131 | CONSOLIDATED LINE MAINT CAPX | 613244 | BR-NT LSA LWFRPOTA | 0.53076 | Replacement | Labour | ENDirect | Labour | SCS | 137 | REPLACEMENT MTR INSTALL AMI PM | 520100 | M & S-Distribution | 4.2682 | Metering Capex | Materials | ENDirect | Materials | Metering Services
| 131 | CONSOLIDATED LINE MAINT CAPX | 582301 | Permits & Lic No FBT | 28.157 | Replacement | Contracts | ENDirect | Contracts | SCS | 131 | CONSOLIDATED LINE MAINT CAPX | 613630 | Senior Design NT | 2.7248 | Replacement | Labour | ENDirect | Labour | SCS | 131 | CONSOLIDATED LINE MAINT CAPX | 613250 | BR-NT PNS GB | 1511.1624 | Replacement | Labour | ENDirect | Labour | SCS | 137 | REPLACEMENT MTR INSTALL AMI PM | 591997 | Proj Trf - OH/Mar | -0.19076 | Metering Capex | Contracts | ENDirect | Contracts | Metering Services
| 131 | CONSOLIDATED LINE MAINT CAPX | 591997 | Proj Trf - OH/Mar | -0.45851 | Replacement | Contracts | ENDirect | Contracts | SCS | 131 | CONSOLIDATED LINE MAINT CAPX | 613680 | NS:Engineer D/S N/T | 115.8307 | Replacement | Labour | ENDirect | Labour | SCS | 131 | CONSOLIDATED LINE MAINT CAPX | 613251 | BR-OT PNS GB | 117.9839 | Replacement | Labour | ENDirect | Labour | SCS | 137 | REPLACEMENT MTR INSTALL AMI PM | 591999 | Proj Trf - Dir Costs | -1.3123 | Metering Capex | Contracts | ENDirect | Contracts | Metering Services
| 131 | CONSOLIDATED LINE MAINT CAPX | 591999 | Proj Trf - Dir Costs | -2.0211 | Replacement | Contracts | ENDirect | Contracts | SCS | 131 | CONSOLIDATED LINE MAINT CAPX | 613681 | NS:Engineer D/S O/T | 0.41323 | Replacement | Labour | ENDirect | Labour | SCS | 131 | CONSOLIDATED LINE MAINT CAPX | 613254 | BR-NT LSA GB | 3.4752 | Replacement | Labour | ENDirect | Labour | SCS | 137 | REPLACEMENT MTR INSTALL AMI PM | 604600 | Corp Services Fee | 32.0477 | Metering Capex | Corporate Services Fee | ENDirect | Excl | Metering Services
| 131 | CONSOLIDATED LINE MAINT CAPX | 611860 | Misc Transfers | -351.7489 | Replacement | Labour | ENDirect | Labour | SCS | 131 | CONSOLIDATED LINE MAINT CAPX | 613800 | NS:Mat Distribution | -198.5977 | Replacement | Materials | ENDirect | Materials | SCS | 131 | CONSOLIDATED LINE MAINT CAPX | 613260 | BR-NT PNS ZT | 3.7282 | Replacement | Labour | ENDirect | Labour | SCS | 137 | REPLACEMENT MTR INSTALL AMI PM | 611900 | Stores Recovery Dist | 0.25541 | Metering Capex | Contracts | ENDirect | Contracts | Metering Services
| 131 | CONSOLIDATED LINE MAINT CAPX | 611861 | PNS Labour Trf-Ext | -285.701 | Replacement | Labour | ENDirect | Labour | SCS | 131 | CONSOLIDATED LINE MAINT CAPX | 613964 | 500kVA Gen. - Daily | 0.5349 | Replacement | Contracts | ENDirect | Contracts | SCS | 131 | CONSOLIDATED LINE MAINT CAPX | 613261 | BR-OT PNS ZT | 0.3194 | Replacement | Labour | ENDirect | Labour | SCS | 137 | REPLACEMENT MTR INSTALL AMI PM | 613240 | BR-NT PNS LW | 11.4981 | Metering Capex | Labour | ENDirect | Labour | Metering Services
| 131 | CONSOLIDATED LINE MAINT CAPX | 611900 | Stores Recovery Dist | 21.6467 | Replacement | Contracts | ENDirect | Contracts | SCS | 131 | CONSOLIDATED LINE MAINT CAPX | 634001 | Locl O/Hs to Capital | 360.2077 | Replacement | Local OH | OH | Excl | SCS | 131 | CONSOLIDATED LINE MAINT CAPX | 613280 | NS Design D/S N/T | 57.8643 | Replacement | Labour | ENDirect | Labour | SCS | 137 | REPLACEMENT MTR INSTALL AMI PM | 613241 | BR-OT PNS LW | 1.705 | Metering Capex | Labour | ENDirect | Labour | Metering Services
| 131 | CONSOLIDATED LINE MAINT CAPX | 611901 | Stores Rec Local | 4.5591 | Replacement | Contracts | ENDirect | Contracts | SCS | 131 | CONSOLIDATED LINE MAINT CAPX | 635001 | EN NS Margin | 247.2677 | Replacement | PNS MG | ENDirect | Excl | SCS | 131 | CONSOLIDATED LINE MAINT CAPX | 613281 | NS Design D/S O/T | 0.31012 | Replacement | Labour | ENDirect | Labour | SCS | 137 | REPLACEMENT MTR INSTALL AMI PM | 613250 | BR-NT PNS GB | 14.9618 | Metering Capex | Labour | ENDirect | Labour | Metering Services
| 131 | CONSOLIDATED LINE MAINT CAPX | 611902 | Purchase OrderOncost | 0.00591 | Replacement | Contracts | ENDirect | Contracts | SCS | 131 | CONSOLIDATED LINE MAINT CAPX | 636001 | System Control O/H | 110.2179 | Replacement | System Control OH | OH | Excl | SCS | 131 | CONSOLIDATED LINE MAINT CAPX | 613290 | NS Tech/Proj Mger NT | 222.0862 | Replacement | Labour | ENDirect | Labour | SCS | 137 | REPLACEMENT MTR INSTALL AMI PM | 613251 | BR-OT PNS GB | 8.4698 | Metering Capex | Labour | ENDirect | Labour | Metering Services
| 131 | CONSOLIDATED LINE MAINT CAPX | 612210 | Network N/T | 2.0996 | Replacement | Labour | ENDirect | Labour | SCS | 131 | CONSOLIDATED LINE MAINT CAPX | 639000 | Network Service Corp | 290.4528 | Replacement | PNS Corporate OH | OH | Excl | SCS | 131 | CONSOLIDATED LINE MAINT CAPX | 613291 | NS Tech/Proj Mger OT | 5.0762 | Replacement | Labour | ENDirect | Labour | SCS | 137 | REPLACEMENT MTR INSTALL AMI PM | 613692 | CoIMR Ins AMI 1Ph 1e | 170.4483 | Metering Capex | Contracts | ENDirect | Contracts | Metering Services
| 131 | CONSOLIDATED LINE MAINT CAPX | 612221 | EN Vector Time Conf | 0.12909 | Replacement | Labour | ENDirect | Labour | SCS | 131 | CONSOLIDATED LINE MAINT CAPX | 639050 | NS: Fleet&Prop O/Hs | 139.0704 | Replacement | PNS Fleet & Property OH | OH | Excl | SCS | 131 | CONSOLIDATED LINE MAINT CAPX | 613310 | BR-NT PNS TS | 7.8446 | Replacement | Labour | ENDirect | Labour | SCS | 137 | REPLACEMENT MTR INSTALL AMI PM | 613693 | CoIMR InsAMI 1Ph1e+C | 11.7667 | Metering Capex | Contracts | ENDirect | Contracts | Metering Services
| 131 | CONSOLIDATED LINE MAINT CAPX | 612460 | CP Labour Trf Capex | 0.33404 | Replacement | Labour | ENDirect | Labour | SCS | 134 | REPLACEMNT METER AMI | 613686 | CP- CoIMR AMI 1Ph 1e | 75.7073 | Metering Capex | Materials | ENDirect | Materials | Metering Services | 131 | CONSOLIDATED LINE MAINT CAPX | 613311 | BR-OT PNS TS | 0.51237 | Replacement | Labour | ENDirect | Labour | SCS | 137 | REPLACEMENT MTR INSTALL AMI PM | 613694 | CoIMR InsAMI 1Ph2e+C | 41.0152 | Metering Capex | Contracts | ENDirect | Contracts | Metering Services
| 131 | CONSOLIDATED LINE MAINT CAPX | 612462 | Cost Transfer | -0.04905 | Replacement | Labour | ENDirect | Labour | SCS | 134 | REPLACEMNT METER AMI | 613687 | CP-CoIMR AMI 1Ph1e+C | 5.4179 | Metering Capex | Materials | ENDirect | Materials | Metering Services | 131 | CONSOLIDATED LINE MAINT CAPX | 613360 | NS:Draft/GIS D/S N/T | 108.3332 | Replacement | Labour | ENDirect | Labour | SCS | 137 | REPLACEMENT MTR INSTALL AMI PM | 613695 | CoIMR Ins AMI 3Ph DC | 147.9808 | Metering Capex | Contracts | ENDirect | Contracts | Metering Services
| 131 | CONSOLIDATED LINE MAINT CAPX | 613240 | BR-NT PNS LW | 24.6463 | Replacement | Labour | ENDirect | Labour | SCS | 134 | REPLACEMNT METER AMI | 613688 | CP-CoIMR AMI 1Ph2e+C | 10.6998 | Metering Capex | Materials | ENDirect | Materials | Metering Services | 131 | CONSOLIDATED LINE MAINT CAPX | 613361 | NS:Draft/GIS D/S O/T | 0.81188 | Replacement | Labour | ENDirect | Labour | SCS | 137 | REPLACEMENT MTR INSTALL AMI PM | 613696 | CoIMR InsAMI 3PhDC+C | 8.1722 | Metering Capex | Contracts | ENDirect | Contracts | Metering Services
| 131 | CONSOLIDATED LINE MAINT CAPX | 613241 | BR-OT PNS LW | 0.73026 | Replacement | Labour | ENDirect | Labour | SCS | 134 | REPLACEMNT METER AMI | 613689 | CP - CoIMR AMI 3PhDC | 101.6952 | Metering Capex | Materials | ENDirect | Materials | Metering Services | 131 | CONSOLIDATED LINE MAINT CAPX | 613370 | NS:Survey D/S N/T | 0.30434 | Replacement | Labour | ENDirect | Labour | SCS | 137 | REPLACEMENT MTR INSTALL AMI PM | 613697 | CoIMR Ins AMI 3Ph CT | 11.7857 | Metering Capex | Contracts | ENDirect | Contracts | Metering Services
| 131 | CONSOLIDATED LINE MAINT CAPX | 613248 | NS:GenLinewrk N/T CP | 493.5433 | Replacement | Labour | ENDirect | Labour | SCS | 134 | REPLACEMNT METER AMI | 613690 | CP- CoIMR AMI3PhDC+C | 1.5775 | Metering Capex | Materials | ENDirect | Materials | Metering Services | 131 | CONSOLIDATED LINE MAINT CAPX | 613390 | NS:CivWrks&TrafMgmt | -539.5623 | Replacement | Contracts | ENDirect | Contracts | SCS | 137 | REPLACEMENT MTR INSTALL AMI PM | 613780 | FMR Inst AMI1Ph2e+C | 1.8174 | Metering Capex | Labour | ENDirect | Labour | Metering Services
| 131 | CONSOLIDATED LINE MAINT CAPX | 613249 | NS:GenLinewrk O/T CP | 16.7065 | Replacement | Labour | ENDirect | Labour | SCS | 134 | REPLACEMNT METER AMI | 613691 | CP - CoIMR AMI 3PhCT | 39.0607 | Metering Capex | Materials | ENDirect | Materials | Metering Services | 131 | CONSOLIDATED LINE MAINT CAPX | 613400 | BR-NT RES CJ LW PO | 559.0714 | Replacement | Labour | ENDirect | Labour | SCS | 137 | REPLACEMENT MTR INSTALL AMI PM | 613783 | FMR Inst AMI 3 Ph CT | 19.4632 | Metering Capex | Labour | ENDirect | Labour | Metering Services
| 131 | CONSOLIDATED LINE MAINT CAPX | 613250 | BR-NT PNS GB | 105.1806 | Replacement | Labour | ENDirect | Labour | SCS | 134 | REPLACEMNT METER AMI | 613773 | FMR AMI 1Ph 1e | 5.6311 | Metering Capex | Materials | ENDirect | Materials | Metering Services | 131 | CONSOLIDATED LINE MAINT CAPX | 613401 | BR-OT RES CJ LW PO | 18.9907 | Replacement | Labour | ENDirect | Labour | SCS | 137 | REPLACEMENT MTR INSTALL AMI PM | 613846 | FMR Inst AMI 1Ph 1e | 27.7147 | Metering Capex | Labour | ENDirect | Labour | Metering Services
| 131 | CONSOLIDATED LINE MAINT CAPX | 613251 | BR-OT PNS GB | 0.53256 | Replacement | Labour | ENDirect | Labour | SCS | 134 | REPLACEMNT METER AMI | 613774 | FMR AMI 1Ph 1e+c | 0.69908 | Metering Capex | Materials | ENDirect | Materials | Metering Services | 131 | CONSOLIDATED LINE MAINT CAPX | 613410 | BR-NT RES GB | 1128.26 | Replacement | Labour | ENDirect | Labour | SCS | 137 | REPLACEMENT MTR INSTALL AMI PM | 613847 | FMR Inst AMI1Ph1e+c | 3.8619 | Metering Capex | Labour | ENDirect | Labour | Metering Services
| 131 | CONSOLIDATED LINE MAINT CAPX | 613258 | NS:LiveLinw-GenN/TCP | 303.6404 | Replacement | Labour | ENDirect | Labour | SCS | 134 | REPLACEMNT METER AMI | 613775 | FMR AMI 1Ph 2e + C | 0.88116 | Metering Capex | Materials | ENDirect | Materials | Metering Services | 131 | CONSOLIDATED LINE MAINT CAPX | 613411 | BR-OT RES GB | 24.5058 | Replacement | Labour | ENDirect | Labour | SCS | 137 | REPLACEMENT MTR INSTALL AMI PM | 613848 | FMR Inst AMI 3Ph | 25.268 | Metering Capex | Labour | ENDirect | Labour | Metering Services
| 131 | CONSOLIDATED LINE MAINT CAPX | 613259 | NS:LiveLinwGenO/T CP | 9.4729 | Replacement | Labour | ENDirect | Labour | SCS | 134 | REPLACEMNT METER AMI | 613776 | FMR AMI 3Ph | 8.4206 | Metering Capex | Materials | ENDirect | Materials | Metering Services | 131 | CONSOLIDATED LINE MAINT CAPX | 613434 | SC Design/Drafter NT | 4.0985 | Replacement | Labour | ENDirect | Labour | SCS | 137 | REPLACEMENT MTR INSTALL AMI PM | 634001 | Locl O/Hs to Capital | 5.1711 | Metering Capex | Local OH | OH | Excl | Metering Services
| 131 | CONSOLIDATED LINE MAINT CAPX | 613268 | NS: Fitter N/T CP | 2.754 | Replacement | Labour | ENDirect | Labour | SCS | 134 | REPLACEMNT METER AMI | 613778 | FMR AMI 3Ph+3Ph extC | 0.3155 | Metering Capex | Materials | ENDirect | Materials | Metering Services | 131 | CONSOLIDATED LINE MAINT CAPX | 613440 | SC Design/Draftin NT | 11.4768 | Replacement | Labour | ENDirect | Labour | SCS | 137 | REPLACEMENT MTR INSTALL AMI PM | 635001 | EN NS Margin | 30.0629 | Metering Capex | PNS MG | ENDirect | Excl | Metering Services
| 131 | CONSOLIDATED LINE MAINT CAPX | 613269 | NS: Fitter O/T CP | 0.61058 | Replacement | Labour | ENDirect | Labour | SCS | 134 | REPLACEMNT METER AMI | 613779 | FMR AMI 3 Ph CT | 5.1851 | Metering Capex | Materials | ENDirect | Materials | Metering Services | 131 | CONSOLIDATED LINE MAINT CAPX | 613441 | SC Design/Draftin OT | 1.5811 | Replacement | Labour | ENDirect | Labour | SCS | 137 | REPLACEMENT MTR INSTALL AMI PM | 636001 | System Control O/H | 3.5206 | Metering Capex | System Control OH | OH | Excl | Metering Services
| 131 | CONSOLIDATED LINE MAINT CAPX | 613278 | NS: ConstCo-ordN/TCP | 219.4358 | Replacement | Labour | ENDirect | Labour | SCS | 134 | REPLACEMNT METER AMI | 613784 | CMR AMI 1Ph 2e + C | 0.37764 | Metering Capex | Materials | ENDirect | Materials | Metering Services | 131 | CONSOLIDATED LINE MAINT CAPX | 613448 | SC Senior Des/Sur NT | 2.4953 | Replacement | Labour | ENDirect | Labour | SCS | 137 | REPLACEMENT MTR INSTALL AMI PM | 639000 | Network Service Corp | 21.2348 | Metering Capex | PNS Corporate OH | OH | Excl | Metering Services
| 131 | CONSOLIDATED LINE MAINT CAPX | 613279 | NS:ConstCo-ordO/T CP | 14.5002 | Replacement | Labour | ENDirect | Labour | SCS | 134 | REPLACEMNT METER AMI | 613809 | CIMR AMI 1Ph 1e | 14.7035 | Metering Capex | Materials | ENDirect | Materials | Metering Services | 131 | CONSOLIDATED LINE MAINT CAPX | 613449 | SC Senior Des/Sur OT | 1.2928 | Replacement | Labour | ENDirect | Labour | SCS | 137 | REPLACEMENT MTR INSTALL AMI PM | 639050 | NS: Fleet&Prop O/Hs | 0.97009 | Metering Capex | PNS Fleet & Property OH | OH | Excl | Metering Services
| 131 | CONSOLIDATED LINE MAINT CAPX | 613280 | NS Design D/S N/T | 174.1599 | Replacement | Labour | ENDirect | Labour | SCS | 134 | REPLACEMNT METER AMI | 613811 | CIMR AMI 3Ph | 88.4165 | Metering Capex | Materials | ENDirect | Materials | Metering Services | 131 | CONSOLIDATED LINE MAINT CAPX | 613450 | SC Senior Des Eng NT | 2.1304 | Replacement | Labour | ENDirect | Labour | SCS | 140 | PUBLIC LIGHTING REPLACEMENT | 520100 | M & S-Distribution | 496.2203 | Public lighting Capex | Materials | ENDirect | Materials | Public Lighting
| 131 | CONSOLIDATED LINE MAINT CAPX | 613290 | NS Tech/Proj Mger NT | 121.5754 | Replacement | Labour | ENDirect | Labour | SCS | 134 | REPLACEMNT METER AMI | 613813 | CIMR AMI 3 Ph CT | 6.9134 | Metering Capex | Materials | ENDirect | Materials | Metering Services | 131 | CONSOLIDATED LINE MAINT CAPX | 613566 | BR-NT PNS A2 | 317.3871 | Replacement | Labour | ENDirect | Labour | SCS | 140 | PUBLIC LIGHTING REPLACEMENT | 523100 | M & S-Admin & Gen | 0.97941 | Public lighting Capex | Materials | ENDirect | Materials | Public Lighting
| 131 | CONSOLIDATED LINE MAINT CAPX | 613298 | NS:Tech/ProjMgrN/TCP | 0.70044 | Replacement | Labour | ENDirect | Labour | SCS | 134 | REPLACEMNT METER AMI | 634001 | Locl O/Hs to Capital | 1.5664 | Metering Capex | Local OH | OH | Excl | Metering Services | 131 | CONSOLIDATED LINE MAINT CAPX | 613567 | BR-OT PNS A2 | 40.2343 | Replacement | Labour | ENDirect | Labour | SCS | 140 | PUBLIC LIGHTING REPLACEMENT | 531000 | Maintenance Services | 3.0039 | Public lighting Capex | Contracts | ENDirect | Contracts | Public Lighting
| 131 | CONSOLIDATED LINE MAINT CAPX | 613310 | BR-NT PNS TS | 0.9483 | Replacement | Labour | ENDirect | Labour | SCS | 134 | REPLACEMNT METER AMI | 635001 | EN NS Margin | 1.1578 | Metering Capex | PNS MG | ENDirect | Excl | Metering Services | 131 | CONSOLIDATED LINE MAINT CAPX | 613570 | BR-NT PNS CJ | 6.3691 | Replacement | Labour | ENDirect | Labour | SCS | 140 | PUBLIC LIGHTING REPLACEMENT | 531200 | Construct'n Services | -0.52507 | Public lighting Capex | Contracts | ENDirect | Contracts | Public Lighting
| 131 | CONSOLIDATED LINE MAINT CAPX | 613318 | NS: Tester N/T CP | 11.1376 | Replacement | Labour | ENDirect | Labour | SCS | 134 | REPLACEMNT METER AMI | 636001 | System Control O/H | 0.44317 | Metering Capex | System Control OH | OH | Excl | Metering Services | 131 | CONSOLIDATED LINE MAINT CAPX | 613571 | BR-OT PNS CJ | 2.5321 | Replacement | Labour | ENDirect | Labour | SCS | 140 | PUBLIC LIGHTING REPLACEMENT | 531464 | NS: Civil Works CPS | 131.4449 | Public lighting Capex | Contracts | ENDirect | Contracts | Public Lighting
| 131 | CONSOLIDATED LINE MAINT CAPX | 613319 | NS:Tester O/T CP | 4.1207 | Replacement | Labour | ENDirect | Labour | SCS | 134 | REPLACEMNT METER AMI | 639000 | Network Service Corp | 21.8451 | Metering Capex | PNS Corporate OH | OH | Excl | Metering Services | 131 | CONSOLIDATED LINE MAINT CAPX | 613574 | BR-NT PNS CT | 19.8333 | Replacement | Labour | ENDirect | Labour | SCS | 140 | PUBLIC LIGHTING REPLACEMENT | 531465 | NS: Pole to Pit CPS | -1.371 | Public lighting Capex | Contracts | ENDirect | Contracts | Public Lighting
| 131 | CONSOLIDATED LINE MAINT CAPX | 613350 | NS:DesignSup D/S N/T | 12.6643 | Replacement | Labour | ENDirect | Labour | SCS | 134 | REPLACEMNT METER AMI | 639050 | NS: Fleet&Prop O/Hs | 0.22229 | Metering Capex | PNS Fleet & Property OH | OH | Excl | Metering Services | 131 | CONSOLIDATED LINE MAINT CAPX | 613575 | BR-OT PNS CT | 12.1261 | Replacement | Labour | ENDirect | Labour | SCS | 140 | PUBLIC LIGHTING REPLACEMENT | 531466 | NS:UR RP Pck Wks CPS | 261.1787 | Public lighting Capex | Contracts | ENDirect | Contracts | Public Lighting
| 131 | CONSOLIDATED LINE MAINT CAPX | 613360 | NS:Draft/GIS D/S N/T | 30.0022 | Replacement | Labour | ENDirect | Labour | SCS | 137 | REPLACEMENT MTR INSTALL AMI PM | 591997 | Proj Trf - EN OH | -0.03333 | Metering Capex | Contracts | ENDirect | Contracts | Metering Services | 131 | CONSOLIDATED LINE MAINT CAPX | 613630 | Senior Design NT | 30.395 | Replacement | Labour | ENDirect | Labour | SCS | 140 | PUBLIC LIGHTING REPLACEMENT | 531467 | NS: Traffic Mgmt CPS | 53.8189 | Public lighting Capex | Contracts | ENDirect | Contracts | Public Lighting
| 131 | CONSOLIDATED LINE MAINT CAPX | 613370 | NS:Survey D/S N/T | 6.7919 | Replacement | Labour | ENDirect | Labour | SCS | 137 | REPLACEMENT MTR INSTALL AMI PM | 591999 | Proj Tsf - EN Direct | -0.42428 | Metering Capex | Contracts | ENDirect | Contracts | Metering Services | 131 | CONSOLIDATED LINE MAINT CAPX | 613631 | Senior Design OT | 0.79608 | Replacement | Labour | ENDirect | Labour | SCS | 140 | PUBLIC LIGHTING REPLACEMENT | 531468 | NS: Waste Disp CPS | 39.7501 | Public lighting Capex | Contracts | ENDirect | Contracts | Public Lighting
| 131 | CONSOLIDATED LINE MAINT CAPX | 613390 | NS:CivWrks&TrafMgmt | -101.2023 | Replacement | Contracts | ENDirect | Contracts | SCS | 137 | REPLACEMENT MTR INSTALL AMI PM | 604149 | CS:Con Serv Mgmt | 4.6026 | Metering Capex | Contracts | ENDirect | Contracts | Metering Services | 131 | CONSOLIDATED LINE MAINT CAPX | 613680 | NS:Engineer D/S N/T | 34.5867 | Replacement | Labour | ENDirect | Labour | SCS | 140 | PUBLIC LIGHTING REPLACEMENT | 532200 | Hire: Plant & Equip | 3.118 | Public lighting Capex | Contracts | ENDirect | Contracts | Public Lighting
| 131 | CONSOLIDATED LINE MAINT CAPX | 613400 | BR-NT RES CJ LW PO | 50.7531 | Replacement | Labour | ENDirect | Labour | SCS | 137 | REPLACEMENT MTR INSTALL AMI PM | 604152 | Connections ACS, PM | 54.7343 | Metering Capex | Contracts | ENDirect | Contracts | Metering Services | 131 | CONSOLIDATED LINE MAINT CAPX | 613800 | NS:Mat Distribution | -211.3245 | Replacement | Materials | ENDirect | Materials | SCS | 140 | PUBLIC LIGHTING REPLACEMENT | 545150 | Misc Admin Exps | -0.12777 | Public lighting Capex | Contracts | ENDirect | Contracts | Public Lighting
| 131 | CONSOLIDATED LINE MAINT CAPX | 613401 | BR-OT RES CJ LW PO | 7.3026 | Replacement | Labour | ENDirect | Labour | SCS | 137 | REPLACEMENT MTR INSTALL AMI PM | 613240 | BR-NT PNS LW | 1.3383 | Metering Capex | Labour | ENDirect | Labour | Metering Services | 131 | CONSOLIDATED LINE MAINT CAPX | 633000 | Corp O/Hs to Capital | 156.4007 | Replacement | Contracts | OH | Contracts | SCS | 140 | PUBLIC LIGHTING REPLACEMENT | 591997 | Proj Trf - OH/Mar | -0.32625 | Public lighting Capex | Contracts | ENDirect | Contracts | Public Lighting
| 131 | CONSOLIDATED LINE MAINT CAPX | 613408 | SC Gen Line CP NT | 638.9235 | Replacement | Labour | ENDirect | Labour | SCS | 137 | REPLACEMENT MTR INSTALL AMI PM | 613241 | BR-OT PNS LW | 3.6375 | Metering Capex | Labour | ENDirect | Labour | Metering Services | 131 | CONSOLIDATED LINE MAINT CAPX | 634000 | Locl O/Hs to Capital | -44.7401 | Replacement | Local OH | OH | Excl | SCS | 140 | PUBLIC LIGHTING REPLACEMENT | 591999 | Proj Trf - Dir Costs | -2.939 | Public lighting Capex | Contracts | ENDirect | Contracts | Public Lighting
| 131 | CONSOLIDATED LINE MAINT CAPX | 613409 | SC Gen Line CP OT | 58.3139 | Replacement | Labour | ENDirect | Labour | SCS | 137 | REPLACEMENT MTR INSTALL AMI PM | 613250 | BR-NT PNS GB | 3.139 | Metering Capex | Labour | ENDirect | Labour | Metering Services | 131 | CONSOLIDATED LINE MAINT CAPX | 634001 | Locl O/Hs to Capital | 189.5683 | Replacement | Local OH | OH | Excl | SCS | 140 | PUBLIC LIGHTING REPLACEMENT | 611860 | Misc Transfers | -30.165 | Public lighting Capex | Labour | ENDirect | Labour | Public Lighting
| 131 | CONSOLIDATED LINE MAINT CAPX | 613410 | BR-NT RES GB | 95.062 | Replacement | Labour | ENDirect | Labour | SCS | 137 | REPLACEMENT MTR INSTALL AMI PM | 613251 | BR-OT PNS GB | 5.5102 | Metering Capex | Labour | ENDirect | Labour | Metering Services | 131 | CONSOLIDATED LINE MAINT CAPX | 635000 | NS Margin | -159.853 | Replacement | PNS MG | ENDirect | Excl | SCS | 140 | PUBLIC LIGHTING REPLACEMENT | 611861 | PNS Labour Trf-Ext | -5.2119 | Public lighting Capex | Labour | ENDirect | Labour | Public Lighting
| 131 | CONSOLIDATED LINE MAINT CAPX | 613411 | BR-OT RES GB | 11.45 | Replacement | Labour | ENDirect | Labour | SCS | 137 | REPLACEMENT MTR INSTALL AMI PM | 613401 | BR-OT RES CJ LW PO | 0.30826 | Metering Capex | Labour | ENDirect | Labour | Metering Services | 131 | CONSOLIDATED LINE MAINT CAPX | 635001 | EN NS Margin | 510.9089 | Replacement | PNS MG | ENDirect | Excl | SCS | 140 | PUBLIC LIGHTING REPLACEMENT | 611900 | Stores Recovery Dist | 4.5123 | Public lighting Capex | Contracts | ENDirect | Contracts | Public Lighting
| 131 | CONSOLIDATED LINE MAINT CAPX | 613418 | SC Live Line CP NT | 255.6847 | Replacement | Labour | ENDirect | Labour | SCS | 137 | REPLACEMENT MTR INSTALL AMI PM | 613410 | BR-NT RES GB | 0.59352 | Metering Capex | Labour | ENDirect | Labour | Metering Services | 131 | CONSOLIDATED LINE MAINT CAPX | 636000 | System Control O/H | -9.0946 | Replacement | System Control OH | OH | Excl | SCS | 140 | PUBLIC LIGHTING REPLACEMENT | 611901 | Stores Rec Local | 0.42313 | Public lighting Capex | Contracts | ENDirect | Contracts | Public Lighting
| 131 | CONSOLIDATED LINE MAINT CAPX | 613419 | SC Live Line CP OT | 33.6205 | Replacement | Labour | ENDirect | Labour | SCS | 137 | REPLACEMENT MTR INSTALL AMI PM | 613411 | BR-OT RES GB | 0.32036 | Metering Capex | Labour | ENDirect | Labour | Metering Services | 131 | CONSOLIDATED LINE MAINT CAPX | 636001 | System Control O/H | 184.0842 | Replacement | System Control OH | OH | Excl | SCS | 140 | PUBLIC LIGHTING REPLACEMENT | 611902 | Purchase OrderOncost | 0.10134 | Public lighting Capex | Contracts | ENDirect | Contracts | Public Lighting
| 131 | CONSOLIDATED LINE MAINT CAPX | 613428 | SC Tester CP NT | 6.5888 | Replacement | Labour | ENDirect | Labour | SCS | 137 | REPLACEMENT MTR INSTALL AMI PM | 613566 | BR-NT PNS A2 | 0.1982 | Metering Capex | Labour | ENDirect | Labour | Metering Services | 131 | CONSOLIDATED LINE MAINT CAPX | 639000 | Network Service Corp | 251.3028 | Replacement | PNS Corporate OH | OH | Excl | SCS | 140 | PUBLIC LIGHTING REPLACEMENT | 612210 | Network N/T | 0.10309 | Public lighting Capex | Labour | ENDirect | Labour | Public Lighting
| 131 | CONSOLIDATED LINE MAINT CAPX | 613429 | SC Tester CP OT | 1.0747 | Replacement | Labour | ENDirect | Labour | SCS | 137 | REPLACEMENT MTR INSTALL AMI PM | 613567 | BR-OT PNS A2 | 0.26145 | Metering Capex | Labour | ENDirect | Labour | Metering Services | 131 | CONSOLIDATED LINE MAINT CAPX | 639050 | NS: Fleet&Prop O/Hs | 79.5744 | Replacement | PNS Fleet & Property OH | OH | Excl | SCS | 140 | PUBLIC LIGHTING REPLACEMENT | 613240 | BR-NT PNS LW | 33.6913 | Public lighting Capex | Labour | ENDirect | Labour | Public Lighting
| 131 | CONSOLIDATED LINE MAINT CAPX | 613438 | SC Construct CP NT | 61.9141 | Replacement | Labour | ENDirect | Labour | SCS | 137 | REPLACEMENT MTR INSTALL AMI PM | 613692 | CoIMR Ins AMI 1Ph 1e | 135.3893 | Metering Capex | Contracts | ENDirect | Contracts | Metering Services | 134 | REPLACEMNT METER AMI | 613686 | CP- CoIMR AMI 1Ph 1e | 77.7638 | Metering Capex | Materials | ENDirect | Materials | Metering Services | 140 | PUBLIC LIGHTING REPLACEMENT | 613241 | BR-OT PNS LW | 2.0297 | Public lighting Capex | Labour | ENDirect | Labour | Public Lighting
| 131 | CONSOLIDATED LINE MAINT CAPX | 613439 | SC Construct CP OT | 2.7627 | Replacement | Labour | ENDirect | Labour | SCS | 137 | REPLACEMENT MTR INSTALL AMI PM | 613693 | CoIMR InsAMI 1Ph1e+C | 8.6716 | Metering Capex | Contracts | ENDirect | Contracts | Metering Services | 134 | REPLACEMNT METER AMI | 613687 | CP-CoIMR AMI 1Ph1e+C | 12.582 | Metering Capex | Materials | ENDirect | Materials | Metering Services | 140 | PUBLIC LIGHTING REPLACEMENT | 613250 | BR-NT PNS GB | 45.0232 | Public lighting Capex | Labour | ENDirect | Labour | Public Lighting
| 131 | CONSOLIDATED LINE MAINT CAPX | 613566 | BR-NT PNS A2 | 35.6003 | Replacement | Labour | ENDirect | Labour | SCS | 137 | REPLACEMENT MTR INSTALL AMI PM | 613694 | CoIMR InsAMI 1Ph2e+C | 23.777 | Metering Capex | Contracts | ENDirect | Contracts | Metering Services | 134 | REPLACEMNT METER AMI | 613688 | CP-CoIMR AMI 1Ph2e+C | 15.0285 | Metering Capex | Materials | ENDirect | Materials | Metering Services | 140 | PUBLIC LIGHTING REPLACEMENT | 613251 | BR-OT PNS GB | 6.967 | Public lighting Capex | Labour | ENDirect | Labour | Public Lighting
| 131 | CONSOLIDATED LINE MAINT CAPX | 613567 | BR-OT PNS A2 | 0.24342 | Replacement | Labour | ENDirect | Labour | SCS | 137 | REPLACEMENT MTR INSTALL AMI PM | 613695 | CoIMR Ins AMI 3Ph DC | 83.5899 | Metering Capex | Contracts | ENDirect | Contracts | Metering Services | 134 | REPLACEMNT METER AMI | 613689 | CP - CoIMR AMI 3PhDC | 122.5631 | Metering Capex | Materials | ENDirect | Materials | Metering Services | 140 | PUBLIC LIGHTING REPLACEMENT | 613260 | BR-NT PNS ZT | 1.1842 | Public lighting Capex | Labour | ENDirect | Labour | Public Lighting
| 131 | CONSOLIDATED LINE MAINT CAPX | 613575 | BR-OT PNS CT | 0.50576 | Replacement | Labour | ENDirect | Labour | SCS | 137 | REPLACEMENT MTR INSTALL AMI PM | 613696 | CoIMR InsAMI 3PhDC+C | 1.3311 | Metering Capex | Contracts | ENDirect | Contracts | Metering Services | 134 | REPLACEMNT METER AMI | 613690 | CP- CoIMR AMI3PhDC+C | 4.0245 | Metering Capex | Materials | ENDirect | Materials | Metering Services | 140 | PUBLIC LIGHTING REPLACEMENT | 613280 | NS Design D/S N/T | 0.66448 | Public lighting Capex | Labour | ENDirect | Labour | Public Lighting
| 131 | CONSOLIDATED LINE MAINT CAPX | 613630 | Senior Design NT | 11.7092 | Replacement | Labour | ENDirect | Labour | SCS | 137 | REPLACEMENT MTR INSTALL AMI PM | 613697 | CoIMR Ins AMI 3Ph CT | 126.6877 | Metering Capex | Contracts | ENDirect | Contracts | Metering Services | 134 | REPLACEMNT METER AMI | 613691 | CP - CoIMR AMI 3PhCT | 55.422 | Metering Capex | Materials | ENDirect | Materials | Metering Services | 140 | PUBLIC LIGHTING REPLACEMENT | 613290 | NS Tech/Proj Mger NT | 1.1812 | Public lighting Capex | Labour | ENDirect | Labour | Public Lighting
| 131 | CONSOLIDATED LINE MAINT CAPX | 613680 | NS:Engineer D/S N/T | 58.4166 | Replacement | Labour | ENDirect | Labour | SCS | 137 | REPLACEMENT MTR INSTALL AMI PM | 613780 | FMR Inst AMI1Ph2e+C | 2.1508 | Metering Capex | Labour | ENDirect | Labour | Metering Services | 134 | REPLACEMNT METER AMI | 613773 | FMR AMI 1Ph 1e | 13.4558 | Metering Capex | Materials | ENDirect | Materials | Metering Services | 140 | PUBLIC LIGHTING REPLACEMENT | 613360 | NS:Draft/GIS D/S N/T | 0.01934 | Public lighting Capex | Labour | ENDirect | Labour | Public Lighting
| 131 | CONSOLIDATED LINE MAINT CAPX | 613800 | NS:Mat Distribution | -93.4838 | Replacement | Materials | ENDirect | Materials | SCS | 137 | REPLACEMENT MTR INSTALL AMI PM | 613782 | FMR Inst AMI3Ph+3Ph | 0.84602 | Metering Capex | Labour | ENDirect | Labour | Metering Services | 134 | REPLACEMNT METER AMI | 613774 | FMR AMI 1Ph 1e+c | 1.7475 | Metering Capex | Materials | ENDirect | Materials | Metering Services | 140 | PUBLIC LIGHTING REPLACEMENT | 613370 | NS:Survey D/S N/T | 0.00764 | Public lighting Capex | Labour | ENDirect | Labour | Public Lighting
| 131 | CONSOLIDATED LINE MAINT CAPX | 633000 | Corp O/Hs to Capital | 409.4705 | Replacement | Contracts | OH | Contracts | SCS | 137 | REPLACEMENT MTR INSTALL AMI PM | 613783 | FMR Inst AMI 3 Ph CT | 7.6181 | Metering Capex | Labour | ENDirect | Labour | Metering Services | 134 | REPLACEMNT METER AMI | 613775 | FMR AMI 1Ph 2e + C | 2.9707 | Metering Capex | Materials | ENDirect | Materials | Metering Services | 140 | PUBLIC LIGHTING REPLACEMENT | 613390 | NS:CivWrks&TrafMgmt | -9.9562 | Public lighting Capex | Contracts | ENDirect | Contracts | Public Lighting
| 131 | CONSOLIDATED LINE MAINT CAPX | 634001 | Locl O/Hs to Capital | 169.9218 | Replacement | Local OH | OH | Excl | SCS | 137 | REPLACEMENT MTR INSTALL AMI PM | 613846 | FMR Inst AMI 1Ph 1e | 11.0614 | Metering Capex | Labour | ENDirect | Labour | Metering Services | 134 | REPLACEMNT METER AMI | 613776 | FMR AMI 3Ph | 19.3906 | Metering Capex | Materials | ENDirect | Materials | Metering Services | 140 | PUBLIC LIGHTING REPLACEMENT | 613400 | BR-NT RES CJ LW PO | 24.5291 | Public lighting Capex | Labour | ENDirect | Labour | Public Lighting
| 131 | CONSOLIDATED LINE MAINT CAPX | 635001 | EN NS Margin | 155.3387 | Replacement | PNS MG | ENDirect | Excl | SCS | 137 | REPLACEMENT MTR INSTALL AMI PM | 613847 | FMR Inst AMI1Ph1e+c | 1.229 | Metering Capex | Labour | ENDirect | Labour | Metering Services | 134 | REPLACEMNT METER AMI | 613779 | FMR AMI 3 Ph CT | 0.48193 | Metering Capex | Materials | ENDirect | Materials | Metering Services | 140 | PUBLIC LIGHTING REPLACEMENT | 613401 | BR-OT RES CJ LW PO | 1.299 | Public lighting Capex | Labour | ENDirect | Labour | Public Lighting
| 131 | CONSOLIDATED LINE MAINT CAPX | 636001 | System Control O/H | 59.59 | Replacement | System Control OH | OH | Excl | SCS | 137 | REPLACEMENT MTR INSTALL AMI PM | 613848 | FMR Inst AMI 3Ph | 12.3794 | Metering Capex | Labour | ENDirect | Labour | Metering Services | 134 | REPLACEMNT METER AMI | 613809 | CIMR AMI 1Ph 1e | 13.1062 | Metering Capex | Materials | ENDirect | Materials | Metering Services | 140 | PUBLIC LIGHTING REPLACEMENT | 613410 | BR-NT RES GB | 23.8898 | Public lighting Capex | Labour | ENDirect | Labour | Public Lighting
| 131 | CONSOLIDATED LINE MAINT CAPX | 639000 | Network Service Corp | 142.3249 | Replacement | PNS Corporate OH | OH | Excl | SCS | 137 | REPLACEMENT MTR INSTALL AMI PM | 613858 | CIMR Inst AMI 1PH 1e | 0.55946 | Metering Capex | Labour | ENDirect | Labour | Metering Services | 134 | REPLACEMNT METER AMI | 613811 | CIMR AMI 3Ph | 132.4413 | Metering Capex | Materials | ENDirect | Materials | Metering Services | 140 | PUBLIC LIGHTING REPLACEMENT | 613411 | BR-OT RES GB | 0.70552 | Public lighting Capex | Labour | ENDirect | Labour | Public Lighting
| 131 | CONSOLIDATED LINE MAINT CAPX | 639050 | NS: Fleet&Prop O/Hs | 91.5279 | Replacement | PNS Fleet & Property OH | OH | Excl | SCS | 137 | REPLACEMENT MTR INSTALL AMI PM | 613860 | CIMR Inst AMI 3Ph | 4.2594 | Metering Capex | Labour | ENDirect | Labour | Metering Services | 134 | REPLACEMNT METER AMI | 613813 | CIMR AMI 3 Ph CT | 19.2772 | Metering Capex | Materials | ENDirect | Materials | Metering Services | 140 | PUBLIC LIGHTING REPLACEMENT | 613440 | SC Design/Draftin NT | 1.1096 | Public lighting Capex | Labour | ENDirect | Labour | Public Lighting
| 134 | REPLACEMNT METER AMI | 624631 | Fault MR AMI 1Ph 1e | 19.715 | Metering Capex | Materials | ENDirect | Materials | Metering Services | 137 | REPLACEMENT MTR INSTALL AMI PM | 634001 | Locl O/Hs to Capital | 4.4065 | Metering Capex | Local OH | OH | Excl | Metering Services | 134 | REPLACEMNT METER AMI | 634001 | Locl O/Hs to Capital | 1.939 | Metering Capex | Local OH | OH | Excl | Metering Services | 140 | PUBLIC LIGHTING REPLACEMENT | 613566 | BR-NT PNS A2 | 16.466 | Public lighting Capex | Labour | ENDirect | Labour | Public Lighting
| 134 | REPLACEMNT METER AMI | 624632 | Fault MR AMI1Ph1e+c | 0.17078 | Metering Capex | Materials | ENDirect | Materials | Metering Services | 137 | REPLACEMENT MTR INSTALL AMI PM | 635001 | EN NS Margin | 24.4079 | Metering Capex | PNS MG | ENDirect | Excl | Metering Services | 134 | REPLACEMNT METER AMI | 635001 | EN NS Margin | 1.5062 | Metering Capex | PNS MG | ENDirect | Excl | Metering Services | 140 | PUBLIC LIGHTING REPLACEMENT | 613567 | BR-OT PNS A2 | 3.065 | Public lighting Capex | Labour | ENDirect | Labour | Public Lighting
| 134 | REPLACEMNT METER AMI | 624633 | Fault MR AMI 3Ph | 55.2422 | Metering Capex | Materials | ENDirect | Materials | Metering Services | 137 | REPLACEMENT MTR INSTALL AMI PM | 636001 | System Control O/H | 1.2442 | Metering Capex | System Control OH | OH | Excl | Metering Services | 134 | REPLACEMNT METER AMI | 636001 | System Control O/H | 0.97365 | Metering Capex | System Control OH | OH | Excl | Metering Services | 140 | PUBLIC LIGHTING REPLACEMENT | 613570 | BR-NT PNS CJ | 0.41811 | Public lighting Capex | Labour | ENDirect | Labour | Public Lighting
| 134 | REPLACEMNT METER AMI | 624637 | CIMR AMI 1PH 1e | 87.0614 | Metering Capex | Materials | ENDirect | Materials | Metering Services | 137 | REPLACEMENT MTR INSTALL AMI PM | 636105 | CSG Margin | 5.5186 | Metering Capex | CSG MG | ENDirect | Excl | Metering Services | 134 | REPLACEMNT METER AMI | 639000 | Network Service Corp | 26.4247 | Metering Capex | PNS Corporate OH | OH | Excl | Metering Services | 140 | PUBLIC LIGHTING REPLACEMENT | 613571 | BR-OT PNS CJ | 0.97428 | Public lighting Capex | Labour | ENDirect | Labour | Public Lighting
| 134 | REPLACEMNT METER AMI | 624638 | CIMR AMI 1PH 1e + c | 0.34156 | Metering Capex | Materials | ENDirect | Materials | Metering Services | 137 | REPLACEMENT MTR INSTALL AMI PM | 639000 | Network Service Corp | 26.13 | Metering Capex | PNS Corporate OH | OH | Excl | Metering Services | 134 | REPLACEMNT METER AMI | 639050 | NS: Fleet&Prop O/Hs | 0.21229 | Metering Capex | PNS Fleet & Property OH | OH | Excl | Metering Services | 140 | PUBLIC LIGHTING REPLACEMENT | 613574 | BR-NT PNS CT | 31.28 | Public lighting Capex | Labour | ENDirect | Labour | Public Lighting
| 134 | REPLACEMNT METER AMI | 624639 | CIMR AMI 3Ph | 96.4551 | Metering Capex | Materials | ENDirect | Materials | Metering Services | 137 | REPLACEMENT MTR INSTALL AMI PM | 639050 | NS: Fleet&Prop O/Hs | 0.60845 | Metering Capex | PNS Fleet & Property OH | OH | Excl | Metering Services | 136 | ACCELD ROLLOUT AMI METER INST | 604600 | Corp Services Fee | 850.2463 | Metering Capex | Corporate Services Fee | ENDirect | Excl | Metering Services | 140 | PUBLIC LIGHTING REPLACEMENT | 613575 | BR-OT PNS CT | 4.3003 | Public lighting Capex | Labour | ENDirect | Labour | Public Lighting
| 134 | REPLACEMNT METER AMI | 624640 | CIMR AMI3Ph+3ph extc | 0.32679 | Metering Capex | Materials | ENDirect | Materials | Metering Services | 138 | REPLACEMNT MTR INSTALL INTERVA | 613116 | Issue of CT's | 0.693 | Metering Capex | Labour | ENDirect | Labour | Metering Services | 137 | REPLACEMENT MTR INSTALL AMI PM | 531467 | NS: Traffic Mgmt CPS | 0.49968 | Metering Capex | Contracts | ENDirect | Contracts | Metering Services | 140 | PUBLIC LIGHTING REPLACEMENT | 613630 | Senior Design NT | 0.00574 | Public lighting Capex | Labour | ENDirect | Labour | Public Lighting
| 134 | REPLACEMNT METER AMI | 624694 | FMR AMI 1Ph 2e + C | 0.61662 | Metering Capex | Materials | ENDirect | Materials | Metering Services | 138 | REPLACEMNT MTR INSTALL INTERVA | 613890 | Issue of CT's | 0.189 | Metering Capex | Labour | ENDirect | Labour | Metering Services | 137 | REPLACEMENT MTR INSTALL AMI PM | 604600 | Corp Services Fee | 65.4676 | Metering Capex | Corporate Services Fee | ENDirect | Excl | Metering Services | 140 | PUBLIC LIGHTING REPLACEMENT | 613800 | NS:Mat Distribution | -10.0966 | Public lighting Capex | Materials | ENDirect | Materials | Public Lighting
| 134 | REPLACEMNT METER AMI | 624697 | FMR AMI 3 Ph CT | 9.9806 | Metering Capex | Materials | ENDirect | Materials | Metering Services | 139 | MAINTENANCE RELATED FAULTS | 520100 | M & S-Distribution | -0.98835 | Replacement | Materials | ENDirect | Materials | SCS | 137 | REPLACEMENT MTR INSTALL AMI PM | 613240 | BR-NT PNS LW | 4.8432 | Metering Capex | Labour | ENDirect | Labour | Metering Services | 140 | PUBLIC LIGHTING REPLACEMENT | 634001 | Locl O/Hs to Capital | 66.8849 | Public lighting Capex | Local OH | OH | Excl | Public Lighting
| 134 | REPLACEMNT METER AMI | 624702 | CMR AMI 1Ph 2e + C | 2.4665 | Metering Capex | Materials | ENDirect | Materials | Metering Services | 139 | MAINTENANCE RELATED FAULTS | 531464 | NS: Civil Works CPS | 3.5713 | Replacement | Contracts | ENDirect | Contracts | SCS | 137 | REPLACEMENT MTR INSTALL AMI PM | 613241 | BR-OT PNS LW | 3.0232 | Metering Capex | Labour | ENDirect | Labour | Metering Services | 140 | PUBLIC LIGHTING REPLACEMENT | 635001 | EN NS Margin | 36.1277 | Public lighting Capex | PNS MG | ENDirect | Excl | Public Lighting
| 134 | REPLACEMNT METER AMI | 624704 | CIMR AMI 3 Ph CT | 15.3868 | Metering Capex | Materials | ENDirect | Materials | Metering Services | 139 | MAINTENANCE RELATED FAULTS | 531466 | NS:UR RP Pck Wks CPS | 24.2807 | Replacement | Contracts | ENDirect | Contracts | SCS | 137 | REPLACEMENT MTR INSTALL AMI PM | 613250 | BR-NT PNS GB | 9.4643 | Metering Capex | Labour | ENDirect | Labour | Metering Services | 140 | PUBLIC LIGHTING REPLACEMENT | 636001 | System Control O/H | 43.7244 | Public lighting Capex | System Control OH | OH | Excl | Public Lighting
| 134 | REPLACEMNT METER AMI | 625006 | CP- CoIMR AMI 1Ph 1e | 108.8268 | Metering Capex | Materials | ENDirect | Materials | Metering Services | 139 | MAINTENANCE RELATED FAULTS | 531467 | NS: Traffic Mgmt CPS | 5.7977 | Replacement | Contracts | ENDirect | Contracts | SCS | 137 | REPLACEMENT MTR INSTALL AMI PM | 613251 | BR-OT PNS GB | 10.6757 | Metering Capex | Labour | ENDirect | Labour | Metering Services | 140 | PUBLIC LIGHTING REPLACEMENT | 639000 | Network Service Corp | 46.9855 | Public lighting Capex | PNS Corporate OH | OH | Excl | Public Lighting
| 134 | REPLACEMNT METER AMI | 625007 | CP-CoIMR AMI 1Ph1e+C | 1.1955 | Metering Capex | Materials | ENDirect | Materials | Metering Services | 139 | MAINTENANCE RELATED FAULTS | 531468 | NS: Waste Disp CPS | 3.1575 | Replacement | Contracts | ENDirect | Contracts | SCS | 137 | REPLACEMENT MTR INSTALL AMI PM | 613300 | BR-NT PNS SM | 1.388 | Metering Capex | Labour | ENDirect | Labour | Metering Services | 140 | PUBLIC LIGHTING REPLACEMENT | 639050 | NS: Fleet&Prop O/Hs | 8.1611 | Public lighting Capex | PNS Fleet & Property OH | OH | Excl | Public Lighting
| 134 | REPLACEMNT METER AMI | 625008 | CP-CoIMR AMI 1Ph2e+C | 54.6736 | Metering Capex | Materials | ENDirect | Materials | Metering Services | 139 | MAINTENANCE RELATED FAULTS | 591997 | Proj Trf - EN OH | -0.40488 | Replacement | Contracts | ENDirect | Contracts | SCS | 137 | REPLACEMENT MTR INSTALL AMI PM | 613566 | BR-NT PNS A2 | 1.1146 | Metering Capex | Labour | ENDirect | Labour | Metering Services | 141 | FAULTS | 503281 | Parking | 0.00582 | Replacement | Contracts | ENDirect | Contracts | SCS
| 134 | REPLACEMNT METER AMI | 625009 | CP - CoIMR AMI 3PhDC | 96.4551 | Metering Capex | Materials | ENDirect | Materials | Metering Services | 139 | MAINTENANCE RELATED FAULTS | 591999 | Proj Tsf - EN Direct | -1.5292 | Replacement | Contracts | ENDirect | Contracts | SCS | 137 | REPLACEMENT MTR INSTALL AMI PM | 613567 | BR-OT PNS A2 | 0.6804 | Metering Capex | Labour | ENDirect | Labour | Metering Services | 141 | FAULTS | 520100 | M & S-Distribution | 764.9844 | Replacement | Materials | ENDirect | Materials | SCS
| 134 | REPLACEMNT METER AMI | 625010 | CP- CoIMR AMI3PhDC+C | 0.98037 | Metering Capex | Materials | ENDirect | Materials | Metering Services | 139 | MAINTENANCE RELATED FAULTS | 611900 | Stores Recovery Dist | 0.02177 | Replacement | Contracts | ENDirect | Contracts | SCS | 137 | REPLACEMENT MTR INSTALL AMI PM | 613575 | BR-OT PNS CT | 0.17079 | Metering Capex | Labour | ENDirect | Labour | Metering Services | 141 | FAULTS | 522100 | M & S-Petroleum | 0.075 | Replacement | Materials | ENDirect | Materials | SCS
| 134 | REPLACEMNT METER AMI | 625011 | CP - CoIMR AMI 3PhCT | 51.9825 | Metering Capex | Materials | ENDirect | Materials | Metering Services | 139 | MAINTENANCE RELATED FAULTS | 613240 | BR-NT PNS LW | 0.25492 | Replacement | Labour | ENDirect | Labour | SCS | 137 | REPLACEMENT MTR INSTALL AMI PM | 613692 | CoIMR Ins AMI 1Ph 1e | 150.9529 | Metering Capex | Contracts | ENDirect | Contracts | Metering Services | 141 | FAULTS | 523100 | M & S-Admin & Gen | 6.334 | Replacement | Materials | ENDirect | Materials | SCS
| 134 | REPLACEMNT METER AMI | 633000 | Corp O/Hs to Capital | 48.5381 | Metering Capex | Contracts | OH | Contracts | Metering Services | 139 | MAINTENANCE RELATED FAULTS | 613250 | BR-NT PNS GB | 0.32973 | Replacement | Labour | ENDirect | Labour | SCS | 137 | REPLACEMENT MTR INSTALL AMI PM | 613693 | CoIMR InsAMI 1Ph1e+C | 24.4238 | Metering Capex | Contracts | ENDirect | Contracts | Metering Services | 141 | FAULTS | 523300 | Cap Purch -Equipment | 0.61986 | Replacement | Materials | ENDirect | Materials | SCS
| 134 | REPLACEMNT METER AMI | 638000 | CHEDS AMI BAU Margin | 16.5275 | Metering Capex | CHEDS AMI BAU MG | ENDirect | Excl | Metering Services | 139 | MAINTENANCE RELATED FAULTS | 613566 | BR-NT PNS A2 | 0.4955 | Replacement | Labour | ENDirect | Labour | SCS | 137 | REPLACEMENT MTR INSTALL AMI PM | 613694 | CoIMR InsAMI 1Ph2e+C | 29.1729 | Metering Capex | Contracts | ENDirect | Contracts | Metering Services | 141 | FAULTS | 531000 | Maintenance Services | 25.005 | Replacement | Contracts | ENDirect | Contracts | SCS
| 134 | REPLACEMNT METER AMI | 639050 | NS: Fleet&Prop O/Hs | 3.992 | Metering Capex | PNS Fleet & Property OH | OH | Excl | Metering Services | 139 | MAINTENANCE RELATED FAULTS | 634001 | Locl O/Hs to Capital | 2.3051 | Replacement | Local OH | OH | Excl | SCS | 137 | REPLACEMENT MTR INSTALL AMI PM | 613695 | CoIMR Ins AMI 3Ph DC | 111.0726 | Metering Capex | Contracts | ENDirect | Contracts | Metering Services | 141 | FAULTS | 531210 | NS:Field SubContUmb | 0.6 | Replacement | Labour | ENDirect | Labour | SCS
| 135 | ACCELD ROLLOUT AMI METER | 625006 | CP- CoIMR AMI 1Ph 1e | 6.4665 | Metering Capex | Materials | ENDirect | Materials | Metering Services | 139 | MAINTENANCE RELATED FAULTS | 635001 | EN NS Margin | 2.0848 | Replacement | PNS MG | ENDirect | Excl | SCS | 137 | REPLACEMENT MTR INSTALL AMI PM | 613696 | CoIMR InsAMI 3PhDC+C | 4.7232 | Metering Capex | Contracts | ENDirect | Contracts | Metering Services | 141 | FAULTS | 531464 | NS: Civil Works CPS | 1703.9279 | Replacement | Contracts | ENDirect | Contracts | SCS
| 135 | ACCELD ROLLOUT AMI METER | 625009 | CP - CoIMR AMI 3PhDC | 10.7838 | Metering Capex | Materials | ENDirect | Materials | Metering Services | 139 | MAINTENANCE RELATED FAULTS | 636001 | System Control O/H | 0.71479 | Replacement | System Control OH | OH | Excl | SCS | 137 | REPLACEMENT MTR INSTALL AMI PM | 613697 | CoIMR Ins AMI 3Ph CT | 139.2696 | Metering Capex | Contracts | ENDirect | Contracts | Metering Services | 141 | FAULTS | 531466 | NS:UR RP Pck Wks CPS | 190.6576 | Replacement | Contracts | ENDirect | Contracts | SCS
| 135 | ACCELD ROLLOUT AMI METER | 633000 | Corp O/Hs to Capital | 0.07883 | Metering Capex | Contracts | OH | Contracts | Metering Services | 139 | MAINTENANCE RELATED FAULTS | 639000 | Network Service Corp | 1.9223 | Replacement | PNS Corporate OH | OH | Excl | SCS | 137 | REPLACEMENT MTR INSTALL AMI PM | 613780 | FMR Inst AMI1Ph2e+C | 3.57 | Metering Capex | Labour | ENDirect | Labour | Metering Services | 141 | FAULTS | 531467 | NS: Traffic Mgmt CPS | 545.9639 | Replacement | Contracts | ENDirect | Contracts | SCS
| 135 | ACCELD ROLLOUT AMI METER | 638000 | CHEDS AMI BAU Margin | 0.47369 | Metering Capex | CHEDS AMI BAU MG | ENDirect | Excl | Metering Services | 139 | MAINTENANCE RELATED FAULTS | 639050 | NS: Fleet&Prop O/Hs | 0.26954 | Replacement | PNS Fleet & Property OH | OH | Excl | SCS | 137 | REPLACEMENT MTR INSTALL AMI PM | 613783 | FMR Inst AMI 3 Ph CT | 0.31564 | Metering Capex | Labour | ENDirect | Labour | Metering Services | 141 | FAULTS | 531468 | NS: Waste Disp CPS | 479.0132 | Replacement | Contracts | ENDirect | Contracts | SCS
| 135 | ACCELD ROLLOUT AMI METER | 639050 | NS: Fleet&Prop O/Hs | 0.09143 | Metering Capex | PNS Fleet & Property OH | OH | Excl | Metering Services | 140 | PUBLIC LIGHTING REPLACEMENT | 500200 | Sals: Overtime | 5e-05 | Public lighting Capex | Labour | ENDirect | Labour | Public Lighting | 137 | REPLACEMENT MTR INSTALL AMI PM | 613846 | FMR Inst AMI 1Ph 1e | 16.17 | Metering Capex | Labour | ENDirect | Labour | Metering Services | 141 | FAULTS | 531469 | NS: Other CPS | 19.2736 | Replacement | Labour | ENDirect | Labour | SCS
| 137 | REPLACEMENT MTR INSTALL AMI PM | 624654 | AMI Ramp up Mtr CP | 9.3355 | Metering Capex | Contracts | ENDirect | Contracts | Metering Services | 140 | PUBLIC LIGHTING REPLACEMENT | 520100 | M & S-Distribution | 334.0615 | Public lighting Capex | Materials | ENDirect | Materials | Public Lighting | 137 | REPLACEMENT MTR INSTALL AMI PM | 613847 | FMR Inst AMI1Ph1e+c | 2.1 | Metering Capex | Labour | ENDirect | Labour | Metering Services | 141 | FAULTS | 532200 | Hire: Plant & Equip | 1.3102 | Replacement | Contracts | ENDirect | Contracts | SCS
| 137 | REPLACEMENT MTR INSTALL AMI PM | 624678 | FMR Inst AMI 1Ph 1e | 32.0654 | Metering Capex | Labour | ENDirect | Labour | Metering Services | 140 | PUBLIC LIGHTING REPLACEMENT | 523100 | M & S-Admin & Gen | 0.07258 | Public lighting Capex | Materials | ENDirect | Materials | Public Lighting | 137 | REPLACEMENT MTR INSTALL AMI PM | 613848 | FMR Inst AMI 3Ph | 16.7289 | Metering Capex | Labour | ENDirect | Labour | Metering Services | 141 | FAULTS | 532340 | Site Restoration | 2.784 | Replacement | Contracts | ENDirect | Contracts | SCS
| 137 | REPLACEMENT MTR INSTALL AMI PM | 624679 | FMR Inst AMI1Ph1e+c | 1.5453 | Metering Capex | Labour | ENDirect | Labour | Metering Services | 140 | PUBLIC LIGHTING REPLACEMENT | 523300 | Cap Purch -Equipment | 0.02789 | Public lighting Capex | Materials | ENDirect | Materials | Public Lighting | 137 | REPLACEMENT MTR INSTALL AMI PM | 613858 | CIMR Inst AMI 1PH 1e | 21.2698 | Metering Capex | Labour | ENDirect | Labour | Metering Services | 141 | FAULTS | 591997 | Proj Trf - OH/Mar | -3.2787 | Replacement | Contracts | ENDirect | Contracts | SCS
| 137 | REPLACEMENT MTR INSTALL AMI PM | 624680 | FMR Inst AMI 3Ph | 22.8612 | Metering Capex | Labour | ENDirect | Labour | Metering Services | 140 | PUBLIC LIGHTING REPLACEMENT | 531000 | Maintenance Services | 0.4836 | Public lighting Capex | Contracts | ENDirect | Contracts | Public Lighting | 137 | REPLACEMENT MTR INSTALL AMI PM | 613860 | CIMR Inst AMI 3Ph | 92.8473 | Metering Capex | Labour | ENDirect | Labour | Metering Services | 141 | FAULTS | 591999 | Proj Trf - Dir Costs | -18.2075 | Replacement | Contracts | ENDirect | Contracts | SCS
| 137 | REPLACEMENT MTR INSTALL AMI PM | 624689 | CIMR Inst AMI 1PH 1e | 0.83862 | Metering Capex | Labour | ENDirect | Labour | Metering Services | 140 | PUBLIC LIGHTING REPLACEMENT | 531200 | Construct'n Services | 1.2769 | Public lighting Capex | Contracts | ENDirect | Contracts | Public Lighting | 137 | REPLACEMENT MTR INSTALL AMI PM | 634001 | Locl O/Hs to Capital | 7.2838 | Metering Capex | Local OH | OH | Excl | Metering Services | 141 | FAULTS | 611900 | Stores Recovery Dist | 4.7754 | Replacement | Contracts | ENDirect | Contracts | SCS
| 137 | REPLACEMENT MTR INSTALL AMI PM | 624691 | CIMR Inst AMI 3Ph | 3.1274 | Metering Capex | Labour | ENDirect | Labour | Metering Services | 140 | PUBLIC LIGHTING REPLACEMENT | 531464 | NS: Civil Works CPS | 24.9949 | Public lighting Capex | Contracts | ENDirect | Contracts | Public Lighting | 137 | REPLACEMENT MTR INSTALL AMI PM | 635001 | EN NS Margin | 38.6031 | Metering Capex | PNS MG | ENDirect | Excl | Metering Services | 141 | FAULTS | 611901 | Stores Rec Local | 18.8726 | Replacement | Contracts | ENDirect | Contracts | SCS
| 137 | REPLACEMENT MTR INSTALL AMI PM | 624698 | FMR Inst AMI1Ph2e+C | 5.4086 | Metering Capex | Labour | ENDirect | Labour | Metering Services | 140 | PUBLIC LIGHTING REPLACEMENT | 531465 | NS: Pole to Pit CPS | 0.56955 | Public lighting Capex | Contracts | ENDirect | Contracts | Public Lighting | 137 | REPLACEMENT MTR INSTALL AMI PM | 636001 | System Control O/H | 4.1521 | Metering Capex | System Control OH | OH | Excl | Metering Services | 141 | FAULTS | 611902 | Purchase OrderOncost | 0.54943 | Replacement | Contracts | ENDirect | Contracts | SCS
| 137 | REPLACEMENT MTR INSTALL AMI PM | 624700 | FMR Inst AMI3Ph+3Ph | 1.7146 | Metering Capex | Labour | ENDirect | Labour | Metering Services | 140 | PUBLIC LIGHTING REPLACEMENT | 531466 | NS:UR RP Pck Wks CPS | 451.9182 | Public lighting Capex | Contracts | ENDirect | Contracts | Public Lighting | 137 | REPLACEMENT MTR INSTALL AMI PM | 639000 | Network Service Corp | 34.7373 | Metering Capex | PNS Corporate OH | OH | Excl | Metering Services | 141 | FAULTS | 613236 | LIVE-NT PNS GB | 2.4502 | Replacement | Labour | ENDirect | Labour | SCS
| 137 | REPLACEMENT MTR INSTALL AMI PM | 624701 | FMR Inst AMI 3 Ph CT | 16.3714 | Metering Capex | Labour | ENDirect | Labour | Metering Services | 140 | PUBLIC LIGHTING REPLACEMENT | 531467 | NS: Traffic Mgmt CPS | 10.591 | Public lighting Capex | Contracts | ENDirect | Contracts | Public Lighting | 137 | REPLACEMENT MTR INSTALL AMI PM | 639050 | NS: Fleet&Prop O/Hs | 0.79952 | Metering Capex | PNS Fleet & Property OH | OH | Excl | Metering Services | 141 | FAULTS | 613237 | LIVE-OT PNS GB | 0.23459 | Replacement | Labour | ENDirect | Labour | SCS
| 137 | REPLACEMENT MTR INSTALL AMI PM | 624705 | CMR Inst AMI1Ph2e+C | 0.83862 | Metering Capex | Labour | ENDirect | Labour | Metering Services | 140 | PUBLIC LIGHTING REPLACEMENT | 531468 | NS: Waste Disp CPS | 3.77 | Public lighting Capex | Contracts | ENDirect | Contracts | Public Lighting | 138 | REPLACEMNT MTR INSTALL INTERVA | 613116 | Issue of CT's | 9.3825 | Metering Capex | Labour | ENDirect | Labour | Metering Services | 141 | FAULTS | 613240 | BR-NT PNS LW | 275.1306 | Replacement | Labour | ENDirect | Labour | SCS
| 137 | REPLACEMENT MTR INSTALL AMI PM | 625018 | CoIMR Ins AMI 1Ph 1e | 307.7735 | Metering Capex | Labour | ENDirect | Labour | Metering Services | 140 | PUBLIC LIGHTING REPLACEMENT | 591997 | Proj Trf - EN OH | -1.7791 | Public lighting Capex | Contracts | ENDirect | Contracts | Public Lighting | 138 | REPLACEMNT MTR INSTALL INTERVA | 613165 | Replace Faulty CT's | 0.58814 | Metering Capex | Labour | ENDirect | Labour | Metering Services | 141 | FAULTS | 613241 | BR-OT PNS LW | 238.6061 | Replacement | Labour | ENDirect | Labour | SCS
| 137 | REPLACEMENT MTR INSTALL AMI PM | 625019 | CoIMR InsAMI 1Ph1e+C | 12.9986 | Metering Capex | Labour | ENDirect | Labour | Metering Services | 140 | PUBLIC LIGHTING REPLACEMENT | 591999 | Proj Tsf - EN Direct | -10.3105 | Public lighting Capex | Contracts | ENDirect | Contracts | Public Lighting | 140 | PUBLIC LIGHTING REPLACEMENT | 520100 | M & S-Distribution | 314.4092 | Public lighting Capex | Materials | ENDirect | Materials | Public Lighting | 141 | FAULTS | 613250 | BR-NT PNS GB | 353.8219 | Replacement | Labour | ENDirect | Labour | SCS
| 137 | REPLACEMENT MTR INSTALL AMI PM | 625020 | CoIMR InsAMI 1Ph2e+C | 139.2109 | Metering Capex | Labour | ENDirect | Labour | Metering Services | 140 | PUBLIC LIGHTING REPLACEMENT | 611860 | Misc Transfers | -15.7167 | Public lighting Capex | Labour | ENDirect | Labour | Public Lighting | 140 | PUBLIC LIGHTING REPLACEMENT | 523100 | M & S-Admin & Gen | 0.35922 | Public lighting Capex | Materials | ENDirect | Materials | Public Lighting | 141 | FAULTS | 613251 | BR-OT PNS GB | 354.7712 | Replacement | Labour | ENDirect | Labour | SCS
| 137 | REPLACEMENT MTR INSTALL AMI PM | 625021 | CoIMR Ins AMI 3Ph DC | 132.1343 | Metering Capex | Labour | ENDirect | Labour | Metering Services | 140 | PUBLIC LIGHTING REPLACEMENT | 611861 | PNS Labour Trf-Ext | -16.0467 | Public lighting Capex | Labour | ENDirect | Labour | Public Lighting | 140 | PUBLIC LIGHTING REPLACEMENT | 531200 | Construct'n Services | -0.07545 | Public lighting Capex | Contracts | ENDirect | Contracts | Public Lighting | 141 | FAULTS | 613260 | BR-NT PNS ZT | 9.23 | Replacement | Labour | ENDirect | Labour | SCS
| 137 | REPLACEMENT MTR INSTALL AMI PM | 625022 | CoIMR InsAMI 3PhDC+C | 2.7365 | Metering Capex | Labour | ENDirect | Labour | Metering Services | 140 | PUBLIC LIGHTING REPLACEMENT | 611900 | Stores Recovery Dist | 1.427 | Public lighting Capex | Contracts | ENDirect | Contracts | Public Lighting | 140 | PUBLIC LIGHTING REPLACEMENT | 531464 | NS: Civil Works CPS | 70.9661 | Public lighting Capex | Contracts | ENDirect | Contracts | Public Lighting | 141 | FAULTS | 613261 | BR-OT PNS ZT | 2.9179 | Replacement | Labour | ENDirect | Labour | SCS
| 137 | REPLACEMENT MTR INSTALL AMI PM | 625023 | CoIMR Ins AMI 3Ph CT | 193.2725 | Metering Capex | Labour | ENDirect | Labour | Metering Services | 140 | PUBLIC LIGHTING REPLACEMENT | 611901 | Stores Rec Local | 1.4872 | Public lighting Capex | Contracts | ENDirect | Contracts | Public Lighting | 140 | PUBLIC LIGHTING REPLACEMENT | 531465 | NS: Pole to Pit CPS | 1.371 | Public lighting Capex | Contracts | ENDirect | Contracts | Public Lighting | 141 | FAULTS | 613280 | NS Design D/S N/T | 6.126 | Replacement | Labour | ENDirect | Labour | SCS
| 137 | REPLACEMENT MTR INSTALL AMI PM | 633000 | Corp O/Hs to Capital | 142.7955 | Metering Capex | Contracts | OH | Contracts | Metering Services | 140 | PUBLIC LIGHTING REPLACEMENT | 611902 | Purchase OrderOncost | 0.16045 | Public lighting Capex | Contracts | ENDirect | Contracts | Public Lighting | 140 | PUBLIC LIGHTING REPLACEMENT | 531466 | NS:UR RP Pck Wks CPS | 418.9805 | Public lighting Capex | Contracts | ENDirect | Contracts | Public Lighting | 141 | FAULTS | 613290 | NS Tech/Proj Mger NT | 7.3194 | Replacement | Labour | ENDirect | Labour | SCS
| 137 | REPLACEMENT MTR INSTALL AMI PM | 638000 | CHEDS AMI BAU Margin | 24.2548 | Metering Capex | CHEDS AMI BAU MG | ENDirect | Excl | Metering Services | 140 | PUBLIC LIGHTING REPLACEMENT | 612210 | Network N/T | 0.0913 | Public lighting Capex | Labour | ENDirect | Labour | Public Lighting | 140 | PUBLIC LIGHTING REPLACEMENT | 531467 | NS: Traffic Mgmt CPS | 29.1802 | Public lighting Capex | Contracts | ENDirect | Contracts | Public Lighting | 141 | FAULTS | 613310 | BR-NT PNS TS | 8.079 | Replacement | Labour | ENDirect | Labour | SCS
| 137 | REPLACEMENT MTR INSTALL AMI PM | 639050 | NS: Fleet&Prop O/Hs | 5.6212 | Metering Capex | PNS Fleet & Property OH | OH | Excl | Metering Services | 140 | PUBLIC LIGHTING REPLACEMENT | 612462 | Cost Transfer | -0.11252 | Public lighting Capex | Labour | ENDirect | Labour | Public Lighting | 140 | PUBLIC LIGHTING REPLACEMENT | 531468 | NS: Waste Disp CPS | 38.3213 | Public lighting Capex | Contracts | ENDirect | Contracts | Public Lighting | 141 | FAULTS | 613360 | NS:Draft/GIS D/S N/T | 1.5408 | Replacement | Labour | ENDirect | Labour | SCS
| 138 | REPLACEMNT MTR INSTALL INTERVA | 624743 | Issue of CT's | 11.2503 | Metering Capex | Labour | ENDirect | Labour | Metering Services | 140 | PUBLIC LIGHTING REPLACEMENT | 613240 | BR-NT PNS LW | 2.7404 | Public lighting Capex | Labour | ENDirect | Labour | Public Lighting | 140 | PUBLIC LIGHTING REPLACEMENT | 591997 | Proj Trf - OH/Mar | -0.25587 | Public lighting Capex | Contracts | ENDirect | Contracts | Public Lighting | 141 | FAULTS | 613400 | BR-NT RES CJ LW PO | 15.576 | Replacement | Labour | ENDirect | Labour | SCS
| 138 | REPLACEMNT MTR INSTALL INTERVA | 624753 | CT's Replacement | 0.66886 | Metering Capex | Labour | ENDirect | Labour | Metering Services | 140 | PUBLIC LIGHTING REPLACEMENT | 613241 | BR-OT PNS LW | 0.46239 | Public lighting Capex | Labour | ENDirect | Labour | Public Lighting | 140 | PUBLIC LIGHTING REPLACEMENT | 591999 | Proj Trf - Dir Costs | -2.7176 | Public lighting Capex | Contracts | ENDirect | Contracts | Public Lighting | 141 | FAULTS | 613401 | BR-OT RES CJ LW PO | 1.7862 | Replacement | Labour | ENDirect | Labour | SCS
| 138 | REPLACEMNT MTR INSTALL INTERVA | 633000 | Corp O/Hs to Capital | 1.9244 | Metering Capex | Contracts | OH | Contracts | Metering Services | 140 | PUBLIC LIGHTING REPLACEMENT | 613244 | BR-NT LSA LWFRPOTA | 0.50984 | Public lighting Capex | Labour | ENDirect | Labour | Public Lighting | 140 | PUBLIC LIGHTING REPLACEMENT | 611860 | Misc Transfers | -1.6661 | Public lighting Capex | Labour | ENDirect | Labour | Public Lighting | 141 | FAULTS | 613410 | BR-NT RES GB | 32.9098 | Replacement | Labour | ENDirect | Labour | SCS
| 138 | REPLACEMNT MTR INSTALL INTERVA | 638000 | CHEDS AMI BAU Margin | 0.33487 | Metering Capex | CHEDS AMI BAU MG | ENDirect | Excl | Metering Services | 140 | PUBLIC LIGHTING REPLACEMENT | 613250 | BR-NT PNS GB | 4.814 | Public lighting Capex | Labour | ENDirect | Labour | Public Lighting | 140 | PUBLIC LIGHTING REPLACEMENT | 611861 | PNS Labour Trf-Ext | -1.1037 | Public lighting Capex | Labour | ENDirect | Labour | Public Lighting | 141 | FAULTS | 613411 | BR-OT RES GB | 9.7009 | Replacement | Labour | ENDirect | Labour | SCS
| 138 | REPLACEMNT MTR INSTALL INTERVA | 639050 | NS: Fleet&Prop O/Hs | 0.0751 | Metering Capex | PNS Fleet & Property OH | OH | Excl | Metering Services | 140 | PUBLIC LIGHTING REPLACEMENT | 613251 | BR-OT PNS GB | 2.4828 | Public lighting Capex | Labour | ENDirect | Labour | Public Lighting | 140 | PUBLIC LIGHTING REPLACEMENT | 611900 | Stores Recovery Dist | 11.9298 | Public lighting Capex | Contracts | ENDirect | Contracts | Public Lighting | 141 | FAULTS | 613434 | SC Design/Drafter NT | 3.313 | Replacement | Labour | ENDirect | Labour | SCS
| 139 | MAINTENANCE RELATED FAULTS | 520100 | M & S-Distribution | 24.3337 | Replacement | Materials | ENDirect | Materials | SCS | 140 | PUBLIC LIGHTING REPLACEMENT | 613290 | NS Tech/Proj Mger NT | 0.18784 | Public lighting Capex | Labour | ENDirect | Labour | Public Lighting | 140 | PUBLIC LIGHTING REPLACEMENT | 611901 | Stores Rec Local | 1.4445 | Public lighting Capex | Contracts | ENDirect | Contracts | Public Lighting | 141 | FAULTS | 613440 | SC Design/Draftin NT | 2.8231 | Replacement | Labour | ENDirect | Labour | SCS
| 139 | MAINTENANCE RELATED FAULTS | 523100 | M & S-Admin & Gen | 0.16595 | Replacement | Materials | ENDirect | Materials | SCS | 140 | PUBLIC LIGHTING REPLACEMENT | 613360 | NS:Draft/GIS D/S N/T | 1.6653 | Public lighting Capex | Labour | ENDirect | Labour | Public Lighting | 140 | PUBLIC LIGHTING REPLACEMENT | 612210 | Network N/T | 0.04743 | Public lighting Capex | Labour | ENDirect | Labour | Public Lighting | 141 | FAULTS | 613441 | SC Design/Draftin OT | 0.1213 | Replacement | Labour | ENDirect | Labour | SCS
| 139 | MAINTENANCE RELATED FAULTS | 523300 | Cap Purch -Equipment | 0.206 | Replacement | Materials | ENDirect | Materials | SCS | 140 | PUBLIC LIGHTING REPLACEMENT | 613390 | NS:CivWrks&TrafMgmt | -26.6548 | Public lighting Capex | Contracts | ENDirect | Contracts | Public Lighting | 140 | PUBLIC LIGHTING REPLACEMENT | 613240 | BR-NT PNS LW | 9.2883 | Public lighting Capex | Labour | ENDirect | Labour | Public Lighting | 141 | FAULTS | 613450 | SC Senior Des Eng NT | 4.0736 | Replacement | Labour | ENDirect | Labour | SCS
| 139 | MAINTENANCE RELATED FAULTS | 531035 | Engineer & Dsgn Serv | 1.7801 | Replacement | Labour | ENDirect | Labour | SCS | 140 | PUBLIC LIGHTING REPLACEMENT | 613400 | BR-NT RES CJ LW PO | 4.5886 | Public lighting Capex | Labour | ENDirect | Labour | Public Lighting | 140 | PUBLIC LIGHTING REPLACEMENT | 613241 | BR-OT PNS LW | 7.2893 | Public lighting Capex | Labour | ENDirect | Labour | Public Lighting | 141 | FAULTS | 613566 | BR-NT PNS A2 | 147.7248 | Replacement | Labour | ENDirect | Labour | SCS
| 139 | MAINTENANCE RELATED FAULTS | 531464 | NS: Civil Works CPS | 30.0311 | Replacement | Contracts | ENDirect | Contracts | SCS | 140 | PUBLIC LIGHTING REPLACEMENT | 613410 | BR-NT RES GB | 1.7146 | Public lighting Capex | Labour | ENDirect | Labour | Public Lighting | 140 | PUBLIC LIGHTING REPLACEMENT | 613250 | BR-NT PNS GB | 15.8971 | Public lighting Capex | Labour | ENDirect | Labour | Public Lighting | 141 | FAULTS | 613567 | BR-OT PNS A2 | 39.3037 | Replacement | Labour | ENDirect | Labour | SCS
| 139 | MAINTENANCE RELATED FAULTS | 531466 | NS:UR RP Pck Wks CPS | 2.7948 | Replacement | Contracts | ENDirect | Contracts | SCS | 140 | PUBLIC LIGHTING REPLACEMENT | 613440 | SC Design/Draftin NT | 0.21021 | Public lighting Capex | Labour | ENDirect | Labour | Public Lighting | 140 | PUBLIC LIGHTING REPLACEMENT | 613251 | BR-OT PNS GB | 9.4089 | Public lighting Capex | Labour | ENDirect | Labour | Public Lighting | 141 | FAULTS | 613570 | BR-NT PNS CJ | 39.6493 | Replacement | Labour | ENDirect | Labour | SCS
| 139 | MAINTENANCE RELATED FAULTS | 531467 | NS: Traffic Mgmt CPS | 30.0207 | Replacement | Contracts | ENDirect | Contracts | SCS | 140 | PUBLIC LIGHTING REPLACEMENT | 613566 | BR-NT PNS A2 | 5.4802 | Public lighting Capex | Labour | ENDirect | Labour | Public Lighting | 140 | PUBLIC LIGHTING REPLACEMENT | 613260 | BR-NT PNS ZT | 0.41424 | Public lighting Capex | Labour | ENDirect | Labour | Public Lighting | 141 | FAULTS | 613571 | BR-OT PNS CJ | 22.665 | Replacement | Labour | ENDirect | Labour | SCS
| 139 | MAINTENANCE RELATED FAULTS | 531468 | NS: Waste Disp CPS | 6.0606 | Replacement | Contracts | ENDirect | Contracts | SCS | 140 | PUBLIC LIGHTING REPLACEMENT | 613570 | BR-NT PNS CJ | 0.25492 | Public lighting Capex | Labour | ENDirect | Labour | Public Lighting | 140 | PUBLIC LIGHTING REPLACEMENT | 613280 | NS Design D/S N/T | 1.4293 | Public lighting Capex | Labour | ENDirect | Labour | Public Lighting | 141 | FAULTS | 613574 | BR-NT PNS CT | 310.0434 | Replacement | Labour | ENDirect | Labour | SCS
| 139 | MAINTENANCE RELATED FAULTS | 531480 | NS:Asset Solution De | 0.384 | Replacement | Labour | ENDirect | Labour | SCS | 140 | PUBLIC LIGHTING REPLACEMENT | 613574 | BR-NT PNS CT | 12.248 | Public lighting Capex | Labour | ENDirect | Labour | Public Lighting | 140 | PUBLIC LIGHTING REPLACEMENT | 613290 | NS Tech/Proj Mger NT | 2.0413 | Public lighting Capex | Labour | ENDirect | Labour | Public Lighting | 141 | FAULTS | 613575 | BR-OT PNS CT | 70.3268 | Replacement | Labour | ENDirect | Labour | SCS
| 139 | MAINTENANCE RELATED FAULTS | 531495 | NS:Field Pack Wk CPN | 0.05583 | Replacement | Contracts | ENDirect | Contracts | SCS | 140 | PUBLIC LIGHTING REPLACEMENT | 613575 | BR-OT PNS CT | 0.8111 | Public lighting Capex | Labour | ENDirect | Labour | Public Lighting | 140 | PUBLIC LIGHTING REPLACEMENT | 613291 | NS Tech/Proj Mger OT | 0.00683 | Public lighting Capex | Labour | ENDirect | Labour | Public Lighting | 141 | FAULTS | 613576 | BR-NT PNS FT | 4.0057 | Replacement | Labour | ENDirect | Labour | SCS
| 139 | MAINTENANCE RELATED FAULTS | 611102 | Capex Fault Unit P | 96.729 | Replacement | Labour | ENDirect | Labour | SCS | 140 | PUBLIC LIGHTING REPLACEMENT | 613576 | BR-NT PNS FT | 2.5638 | Public lighting Capex | Labour | ENDirect | Labour | Public Lighting | 140 | PUBLIC LIGHTING REPLACEMENT | 613360 | NS:Draft/GIS D/S N/T | 2.1154 | Public lighting Capex | Labour | ENDirect | Labour | Public Lighting | 141 | FAULTS | 613577 | BR-OT PNS FT | 3.5015 | Replacement | Labour | ENDirect | Labour | SCS
| 139 | MAINTENANCE RELATED FAULTS | 611860 | Misc Transfers | 0.38046 | Replacement | Labour | ENDirect | Labour | SCS | 140 | PUBLIC LIGHTING REPLACEMENT | 613577 | BR-OT PNS FT | 0.6076 | Public lighting Capex | Labour | ENDirect | Labour | Public Lighting | 140 | PUBLIC LIGHTING REPLACEMENT | 613390 | NS:CivWrks&TrafMgmt | -3.765 | Public lighting Capex | Contracts | ENDirect | Contracts | Public Lighting | 141 | FAULTS | 613602 | BR-NT PNS TA (ZT) | 0.57084 | Replacement | Labour | ENDirect | Labour | SCS
| 139 | MAINTENANCE RELATED FAULTS | 611900 | Stores Recovery Dist | 1.4377 | Replacement | Contracts | ENDirect | Contracts | SCS | 140 | PUBLIC LIGHTING REPLACEMENT | 613680 | NS:Engineer D/S N/T | 0.17594 | Public lighting Capex | Labour | ENDirect | Labour | Public Lighting | 140 | PUBLIC LIGHTING REPLACEMENT | 613400 | BR-NT RES CJ LW PO | 1.9904 | Public lighting Capex | Labour | ENDirect | Labour | Public Lighting | 141 | FAULTS | 613630 | Senior Design NT | 0.5739 | Replacement | Labour | ENDirect | Labour | SCS
| 139 | MAINTENANCE RELATED FAULTS | 611901 | Stores Rec Local | 2.8026 | Replacement | Contracts | ENDirect | Contracts | SCS | 140 | PUBLIC LIGHTING REPLACEMENT | 613800 | NS:Mat Distribution | -5.8852 | Public lighting Capex | Materials | ENDirect | Materials | Public Lighting | 140 | PUBLIC LIGHTING REPLACEMENT | 613410 | BR-NT RES GB | 11.6825 | Public lighting Capex | Labour | ENDirect | Labour | Public Lighting | 141 | FAULTS | 613680 | NS:Engineer D/S N/T | 0.79354 | Replacement | Labour | ENDirect | Labour | SCS
| 139 | MAINTENANCE RELATED FAULTS | 613240 | BR-NT PNS LW | 0.73026 | Replacement | Labour | ENDirect | Labour | SCS | 140 | PUBLIC LIGHTING REPLACEMENT | 634001 | Locl O/Hs to Capital | 63.2132 | Public lighting Capex | Local OH | OH | Excl | Public Lighting | 140 | PUBLIC LIGHTING REPLACEMENT | 613440 | SC Design/Draftin NT | 0.03307 | Public lighting Capex | Labour | ENDirect | Labour | Public Lighting | 141 | FAULTS | 634001 | Locl O/Hs to Capital | 347.4089 | Replacement | Local OH | OH | Excl | SCS
| 139 | MAINTENANCE RELATED FAULTS | 613248 | NS:GenLinewrk N/T CP | 61.0985 | Replacement | Labour | ENDirect | Labour | SCS | 140 | PUBLIC LIGHTING REPLACEMENT | 635001 | EN NS Margin | 28.5425 | Public lighting Capex | PNS MG | ENDirect | Excl | Public Lighting | 140 | PUBLIC LIGHTING REPLACEMENT | 613441 | SC Design/Draftin OT | 0.01848 | Public lighting Capex | Labour | ENDirect | Labour | Public Lighting | 141 | FAULTS | 635001 | EN NS Margin | 258.3825 | Replacement | PNS MG | ENDirect | Excl | SCS
| 139 | MAINTENANCE RELATED FAULTS | 613249 | NS:GenLinewrk O/T CP | 22.626 | Replacement | Labour | ENDirect | Labour | SCS | 140 | PUBLIC LIGHTING REPLACEMENT | 636001 | System Control O/H | 18.9425 | Public lighting Capex | System Control OH | OH | Excl | Public Lighting | 140 | PUBLIC LIGHTING REPLACEMENT | 613449 | SC Senior Des/Sur OT | 0.02239 | Public lighting Capex | Labour | ENDirect | Labour | Public Lighting | 141 | FAULTS | 636001 | System Control O/H | 233.8937 | Replacement | System Control OH | OH | Excl | SCS
| 139 | MAINTENANCE RELATED FAULTS | 613250 | BR-NT PNS GB | 1.9971 | Replacement | Labour | ENDirect | Labour | SCS | 140 | PUBLIC LIGHTING REPLACEMENT | 639000 | Network Service Corp | 52.2368 | Public lighting Capex | PNS Corporate OH | OH | Excl | Public Lighting | 140 | PUBLIC LIGHTING REPLACEMENT | 613566 | BR-NT PNS A2 | 11.0927 | Public lighting Capex | Labour | ENDirect | Labour | Public Lighting | 141 | FAULTS | 639000 | Network Service Corp | 236.9227 | Replacement | PNS Corporate OH | OH | Excl | SCS
| 139 | MAINTENANCE RELATED FAULTS | 613258 | NS:LiveLinw-GenN/TCP | 22.3409 | Replacement | Labour | ENDirect | Labour | SCS | 140 | PUBLIC LIGHTING REPLACEMENT | 639050 | NS: Fleet&Prop O/Hs | 5.0575 | Public lighting Capex | PNS Fleet & Property OH | OH | Excl | Public Lighting | 140 | PUBLIC LIGHTING REPLACEMENT | 613567 | BR-OT PNS A2 | 4.8762 | Public lighting Capex | Labour | ENDirect | Labour | Public Lighting | 141 | FAULTS | 639050 | NS: Fleet&Prop O/Hs | 59.6566 | Replacement | PNS Fleet & Property OH | OH | Excl | SCS
| 139 | MAINTENANCE RELATED FAULTS | 613259 | NS:LiveLinwGenO/T CP | 26.4549 | Replacement | Labour | ENDirect | Labour | SCS | 141 | FAULTS | 520100 | M & S-Distribution | 363.8901 | Replacement | Materials | ENDirect | Materials | SCS | 140 | PUBLIC LIGHTING REPLACEMENT | 613570 | BR-NT PNS CJ | 3.5826 | Public lighting Capex | Labour | ENDirect | Labour | Public Lighting | 141 | FAULTS | 613575 | BR-OT PNS CT | -361.5748 | Replacement | Labour | ENDirect | Labour | SCS
| 139 | MAINTENANCE RELATED FAULTS | 613268 | NS: Fitter N/T CP | 6.1057 | Replacement | Labour | ENDirect | Labour | SCS | 141 | FAULTS | 520200 | M & S-Transmission | 0.18399 | Replacement | Materials | ENDirect | Materials | SCS | 140 | PUBLIC LIGHTING REPLACEMENT | 613571 | BR-OT PNS CJ | 0.50642 | Public lighting Capex | Labour | ENDirect | Labour | Public Lighting | 141 | FAULTS | 613390 | NS:CivWrks&TrafMgmt | 0 | Replacement | Contracts | ENDirect | Contracts | SCS
| 139 | MAINTENANCE RELATED FAULTS | 613278 | NS: ConstCo-ordN/TCP | 8.1194 | Replacement | Labour | ENDirect | Labour | SCS | 141 | FAULTS | 523100 | M & S-Admin & Gen | 6.0605 | Replacement | Materials | ENDirect | Materials | SCS | 140 | PUBLIC LIGHTING REPLACEMENT | 613574 | BR-NT PNS CT | 17.5392 | Public lighting Capex | Labour | ENDirect | Labour | Public Lighting | 141 | FAULTS | 635001 | EN NS Margin | -19.0452 | Replacement | PNS MG | ENDirect | Excl | SCS
| 139 | MAINTENANCE RELATED FAULTS | 613279 | NS:ConstCo-ordO/T CP | 14.2651 | Replacement | Labour | ENDirect | Labour | SCS | 141 | FAULTS | 523300 | Cap Purch -Equipment | 0.45042 | Replacement | Materials | ENDirect | Materials | SCS | 140 | PUBLIC LIGHTING REPLACEMENT | 613575 | BR-OT PNS CT | 2.0922 | Public lighting Capex | Labour | ENDirect | Labour | Public Lighting | 141 | FAULTS | 636001 | System Control O/H | -54.8429 | Replacement | System Control OH | OH | Excl | SCS
| 139 | MAINTENANCE RELATED FAULTS | 613318 | NS: Tester N/T CP | 7.4852 | Replacement | Labour | ENDirect | Labour | SCS | 141 | FAULTS | 531000 | Maintenance Services | 1.7567 | Replacement | Contracts | ENDirect | Contracts | SCS | 140 | PUBLIC LIGHTING REPLACEMENT | 613576 | BR-NT PNS FT | 0.41424 | Public lighting Capex | Labour | ENDirect | Labour | Public Lighting | 143 | HV SWITCH REPLACEMENT | 503281 | Parking | 0.01818 | Replacement | Contracts | ENDirect | Contracts | SCS
| 139 | MAINTENANCE RELATED FAULTS | 613319 | NS:Tester O/T CP | 1.865 | Replacement | Labour | ENDirect | Labour | SCS | 141 | FAULTS | 531020 | Eng & Tech Services | 1.2615 | Replacement | Labour | ENDirect | Labour | SCS | 140 | PUBLIC LIGHTING REPLACEMENT | 613800 | NS:Mat Distribution | -1.0226 | Public lighting Capex | Materials | ENDirect | Materials | Public Lighting | 143 | HV SWITCH REPLACEMENT | 520100 | M & S-Distribution | 208.1115 | Replacement | Materials | ENDirect | Materials | SCS
| 139 | MAINTENANCE RELATED FAULTS | 613350 | NS:DesignSup D/S N/T | 0.68049 | Replacement | Labour | ENDirect | Labour | SCS | 141 | FAULTS | 531035 | Engineer & Dsgn Serv | 2.568 | Replacement | Labour | ENDirect | Labour | SCS | 140 | PUBLIC LIGHTING REPLACEMENT | 634001 | Locl O/Hs to Capital | 73.6956 | Public lighting Capex | Local OH | OH | Excl | Public Lighting | 143 | HV SWITCH REPLACEMENT | 520200 | M & S-Transmission | 10.1625 | Replacement | Materials | ENDirect | Materials | SCS
| 139 | MAINTENANCE RELATED FAULTS | 613360 | NS:Draft/GIS D/S N/T | 0.52023 | Replacement | Labour | ENDirect | Labour | SCS | 141 | FAULTS | 531200 | Construct'n Services | 1.392 | Replacement | Contracts | ENDirect | Contracts | SCS | 140 | PUBLIC LIGHTING REPLACEMENT | 635001 | EN NS Margin | 39.9177 | Public lighting Capex | PNS MG | ENDirect | Excl | Public Lighting | 143 | HV SWITCH REPLACEMENT | 523100 | M & S-Admin & Gen | 0.62455 | Replacement | Materials | ENDirect | Materials | SCS
| 139 | MAINTENANCE RELATED FAULTS | 613400 | BR-NT RES CJ LW PO | 2.7993 | Replacement | Labour | ENDirect | Labour | SCS | 141 | FAULTS | 531464 | NS: Civil Works CPS | 843.1495 | Replacement | Contracts | ENDirect | Contracts | SCS | 140 | PUBLIC LIGHTING REPLACEMENT | 636001 | System Control O/H | 37.2277 | Public lighting Capex | System Control OH | OH | Excl | Public Lighting | 143 | HV SWITCH REPLACEMENT | 531020 | Eng & Tech Services | 10.8 | Replacement | Labour | ENDirect | Labour | SCS
| 139 | MAINTENANCE RELATED FAULTS | 613401 | BR-OT RES CJ LW PO | 0.12171 | Replacement | Labour | ENDirect | Labour | SCS | 141 | FAULTS | 531465 | NS: Pole to Pit CPS | 1.6646 | Replacement | Contracts | ENDirect | Contracts | SCS | 140 | PUBLIC LIGHTING REPLACEMENT | 639000 | Network Service Corp | 52.8644 | Public lighting Capex | PNS Corporate OH | OH | Excl | Public Lighting | 143 | HV SWITCH REPLACEMENT | 531201 | Contracts-Contestabl | 3.3 | Replacement | Contracts | ENDirect | Contracts | SCS
| 139 | MAINTENANCE RELATED FAULTS | 613408 | SC Gen Line CP NT | 25.5591 | Replacement | Labour | ENDirect | Labour | SCS | 141 | FAULTS | 531466 | NS:UR RP Pck Wks CPS | 356.9269 | Replacement | Contracts | ENDirect | Contracts | SCS | 140 | PUBLIC LIGHTING REPLACEMENT | 639050 | NS: Fleet&Prop O/Hs | 6.5661 | Public lighting Capex | PNS Fleet & Property OH | OH | Excl | Public Lighting | 143 | HV SWITCH REPLACEMENT | 531464 | NS: Civil Works CPS | 81.031 | Replacement | Contracts | ENDirect | Contracts | SCS
| 139 | MAINTENANCE RELATED FAULTS | 613409 | SC Gen Line CP OT | 3.8947 | Replacement | Labour | ENDirect | Labour | SCS | 141 | FAULTS | 531467 | NS: Traffic Mgmt CPS | 290.3201 | Replacement | Contracts | ENDirect | Contracts | SCS | 141 | FAULTS | 520100 | M & S-Distribution | 296.9821 | Replacement | Materials | ENDirect | Materials | SCS | 143 | HV SWITCH REPLACEMENT | 531466 | NS:UR RP Pck Wks CPS | 55.1739 | Replacement | Contracts | ENDirect | Contracts | SCS
| 139 | MAINTENANCE RELATED FAULTS | 613418 | SC Live Line CP NT | 11.3835 | Replacement | Labour | ENDirect | Labour | SCS | 141 | FAULTS | 531468 | NS: Waste Disp CPS | 266.2837 | Replacement | Contracts | ENDirect | Contracts | SCS | 141 | FAULTS | 520200 | M & S-Transmission | 4.5428 | Replacement | Materials | ENDirect | Materials | SCS | 143 | HV SWITCH REPLACEMENT | 531467 | NS: Traffic Mgmt CPS | 20.113 | Replacement | Contracts | ENDirect | Contracts | SCS
| 139 | MAINTENANCE RELATED FAULTS | 613419 | SC Live Line CP OT | 1.3314 | Replacement | Labour | ENDirect | Labour | SCS | 141 | FAULTS | 531469 | NS: Other CPS | 15.7644 | Replacement | Labour | ENDirect | Labour | SCS | 141 | FAULTS | 522100 | M & S-Petroleum | 34.272 | Replacement | Materials | ENDirect | Materials | SCS | 143 | HV SWITCH REPLACEMENT | 531468 | NS: Waste Disp CPS | 4.6444 | Replacement | Contracts | ENDirect | Contracts | SCS
| 139 | MAINTENANCE RELATED FAULTS | 613428 | SC Tester CP NT | 15.0391 | Replacement | Labour | ENDirect | Labour | SCS | 141 | FAULTS | 591200 | Council Rates | 0.2 | Replacement | Contracts | ENDirect | Contracts | SCS | 141 | FAULTS | 523100 | M & S-Admin & Gen | 6.0008 | Replacement | Materials | ENDirect | Materials | SCS | 143 | HV SWITCH REPLACEMENT | 532140 | Tech Services | 8.9177 | Replacement | Contracts | ENDirect | Contracts | SCS
| 139 | MAINTENANCE RELATED FAULTS | 613429 | SC Tester CP OT | 0.56898 | Replacement | Labour | ENDirect | Labour | SCS | 141 | FAULTS | 591997 | Proj Trf - EN OH | -7.5675 | Replacement | Contracts | ENDirect | Contracts | SCS | 141 | FAULTS | 523300 | Cap Purch -Equipment | 1.4162 | Replacement | Materials | ENDirect | Materials | SCS | 143 | HV SWITCH REPLACEMENT | 532340 | Site Restoration | 0.8 | Replacement | Contracts | ENDirect | Contracts | SCS
| 139 | MAINTENANCE RELATED FAULTS | 613438 | SC Construct CP NT | 0.86894 | Replacement | Labour | ENDirect | Labour | SCS | 141 | FAULTS | 591999 | Proj Tsf - EN Direct | -58.8073 | Replacement | Contracts | ENDirect | Contracts | SCS | 141 | FAULTS | 531000 | Maintenance Services | 1.1228 | Replacement | Contracts | ENDirect | Contracts | SCS | 143 | HV SWITCH REPLACEMENT | 591997 | Proj Trf - OH/Mar | -1.1833 | Replacement | Contracts | ENDirect | Contracts | SCS
| 139 | MAINTENANCE RELATED FAULTS | 613439 | SC Construct CP OT | 0.69996 | Replacement | Labour | ENDirect | Labour | SCS | 141 | FAULTS | 611860 | Misc Transfers | 0.25853 | Replacement | Labour | ENDirect | Labour | SCS | 141 | FAULTS | 531020 | Eng & Tech Services | -1.2615 | Replacement | Labour | ENDirect | Labour | SCS | 143 | HV SWITCH REPLACEMENT | 591999 | Proj Trf - Dir Costs | -8.2032 | Replacement | Contracts | ENDirect | Contracts | SCS
| 139 | MAINTENANCE RELATED FAULTS | 613566 | BR-NT PNS A2 | 2.7993 | Replacement | Labour | ENDirect | Labour | SCS | 141 | FAULTS | 611900 | Stores Recovery Dist | 7.3488 | Replacement | Contracts | ENDirect | Contracts | SCS | 141 | FAULTS | 531201 | Contracts-Contestabl | 26.7798 | Replacement | Contracts | ENDirect | Contracts | SCS | 143 | HV SWITCH REPLACEMENT | 611900 | Stores Recovery Dist | 5.7504 | Replacement | Contracts | ENDirect | Contracts | SCS
| 139 | MAINTENANCE RELATED FAULTS | 613570 | BR-NT PNS CJ | 1.4605 | Replacement | Labour | ENDirect | Labour | SCS | 141 | FAULTS | 611901 | Stores Rec Local | 16.7065 | Replacement | Contracts | ENDirect | Contracts | SCS | 141 | FAULTS | 531464 | NS: Civil Works CPS | 1699.9262 | Replacement | Contracts | ENDirect | Contracts | SCS | 143 | HV SWITCH REPLACEMENT | 611901 | Stores Rec Local | 2.0285 | Replacement | Contracts | ENDirect | Contracts | SCS
| 139 | MAINTENANCE RELATED FAULTS | 613571 | BR-OT PNS CJ | 0.15822 | Replacement | Labour | ENDirect | Labour | SCS | 141 | FAULTS | 611902 | Purchase OrderOncost | 0.9807 | Replacement | Contracts | ENDirect | Contracts | SCS | 141 | FAULTS | 531466 | NS:UR RP Pck Wks CPS | 81.5175 | Replacement | Contracts | ENDirect | Contracts | SCS | 143 | HV SWITCH REPLACEMENT | 611902 | Purchase OrderOncost | 5.2644 | Replacement | Contracts | ENDirect | Contracts | SCS
| 139 | MAINTENANCE RELATED FAULTS | 613574 | BR-NT PNS CT | 1.6437 | Replacement | Labour | ENDirect | Labour | SCS | 141 | FAULTS | 613240 | BR-NT PNS LW | 15.7947 | Replacement | Labour | ENDirect | Labour | SCS | 141 | FAULTS | 531467 | NS: Traffic Mgmt CPS | 576.614 | Replacement | Contracts | ENDirect | Contracts | SCS | 143 | HV SWITCH REPLACEMENT | 613240 | BR-NT PNS LW | 4.7805 | Replacement | Labour | ENDirect | Labour | SCS
| 139 | MAINTENANCE RELATED FAULTS | 613576 | BR-NT PNS FT | 0.2326 | Replacement | Labour | ENDirect | Labour | SCS | 141 | FAULTS | 613241 | BR-OT PNS LW | 79.9822 | Replacement | Labour | ENDirect | Labour | SCS | 141 | FAULTS | 531468 | NS: Waste Disp CPS | 366.5802 | Replacement | Contracts | ENDirect | Contracts | SCS | 143 | HV SWITCH REPLACEMENT | 613241 | BR-OT PNS LW | 6.1704 | Replacement | Labour | ENDirect | Labour | SCS
| 139 | MAINTENANCE RELATED FAULTS | 613680 | NS:Engineer D/S N/T | 0.19407 | Replacement | Labour | ENDirect | Labour | SCS | 141 | FAULTS | 613250 | BR-NT PNS GB | 190.5515 | Replacement | Labour | ENDirect | Labour | SCS | 141 | FAULTS | 531469 | NS: Other CPS | 3.065 | Replacement | Labour | ENDirect | Labour | SCS | 143 | HV SWITCH REPLACEMENT | 613250 | BR-NT PNS GB | 11.4855 | Replacement | Labour | ENDirect | Labour | SCS
| 139 | MAINTENANCE RELATED FAULTS | 633000 | Corp O/Hs to Capital | 51.1478 | Replacement | Contracts | OH | Contracts | SCS | 141 | FAULTS | 613251 | BR-OT PNS GB | 214.5939 | Replacement | Labour | ENDirect | Labour | SCS | 141 | FAULTS | 532050 | Consult Serv:Ded | 0.49893 | Replacement | Contracts | ENDirect | Contracts | SCS | 143 | HV SWITCH REPLACEMENT | 613251 | BR-OT PNS GB | 5.2032 | Replacement | Labour | ENDirect | Labour | SCS
| 139 | MAINTENANCE RELATED FAULTS | 634001 | Locl O/Hs to Capital | 30.9111 | Replacement | Local OH | OH | Excl | SCS | 141 | FAULTS | 613254 | BR-NT LSA GB | 0.13189 | Replacement | Labour | ENDirect | Labour | SCS | 141 | FAULTS | 532200 | Hire: Plant & Equip | 2.1288 | Replacement | Contracts | ENDirect | Contracts | SCS | 143 | HV SWITCH REPLACEMENT | 613260 | BR-NT PNS ZT | 13.0961 | Replacement | Labour | ENDirect | Labour | SCS
| 139 | MAINTENANCE RELATED FAULTS | 635001 | EN NS Margin | 22.6791 | Replacement | PNS MG | ENDirect | Excl | SCS | 141 | FAULTS | 613260 | BR-NT PNS ZT | 2.4356 | Replacement | Labour | ENDirect | Labour | SCS | 141 | FAULTS | 532340 | Site Restoration | 1.166 | Replacement | Contracts | ENDirect | Contracts | SCS | 143 | HV SWITCH REPLACEMENT | 613261 | BR-OT PNS ZT | 9.6709 | Replacement | Labour | ENDirect | Labour | SCS
| 139 | MAINTENANCE RELATED FAULTS | 636001 | System Control O/H | 9.5109 | Replacement | System Control OH | OH | Excl | SCS | 141 | FAULTS | 613261 | BR-OT PNS ZT | 0.6076 | Replacement | Labour | ENDirect | Labour | SCS | 141 | FAULTS | 582301 | Permits & Lic No FBT | 7.386 | Replacement | Contracts | ENDirect | Contracts | SCS | 143 | HV SWITCH REPLACEMENT | 613280 | NS Design D/S N/T | 35.2556 | Replacement | Labour | ENDirect | Labour | SCS
| 139 | MAINTENANCE RELATED FAULTS | 639000 | Network Service Corp | 20.4267 | Replacement | PNS Corporate OH | OH | Excl | SCS | 141 | FAULTS | 613280 | NS Design D/S N/T | 9.1169 | Replacement | Labour | ENDirect | Labour | SCS | 141 | FAULTS | 591997 | Proj Trf - OH/Mar | -23.0567 | Replacement | Contracts | ENDirect | Contracts | SCS | 143 | HV SWITCH REPLACEMENT | 613290 | NS Tech/Proj Mger NT | 93.6743 | Replacement | Labour | ENDirect | Labour | SCS
| 139 | MAINTENANCE RELATED FAULTS | 639050 | NS: Fleet&Prop O/Hs | 3.7526 | Replacement | PNS Fleet & Property OH | OH | Excl | SCS | 141 | FAULTS | 613290 | NS Tech/Proj Mger NT | 0.2488 | Replacement | Labour | ENDirect | Labour | SCS | 141 | FAULTS | 591999 | Proj Trf - Dir Costs | -12.6414 | Replacement | Contracts | ENDirect | Contracts | SCS | 143 | HV SWITCH REPLACEMENT | 613291 | NS Tech/Proj Mger OT | 0.08648 | Replacement | Labour | ENDirect | Labour | SCS
| 140 | PUBLIC LIGHTING REPLACEMENT | 500200 | Sals: Overtime | 0.00221 | Public lighting Capex | Labour | ENDirect | Labour | Public Lighting | 141 | FAULTS | 613300 | BR-NT PNS SM | 1.6172 | Replacement | Labour | ENDirect | Labour | SCS | 141 | FAULTS | 611165 | Avail Allow Tfr | 98.582 | Replacement | Labour | ENDirect | Labour | SCS | 143 | HV SWITCH REPLACEMENT | 613310 | BR-NT PNS TS | 13.296 | Replacement | Labour | ENDirect | Labour | SCS
| 140 | PUBLIC LIGHTING REPLACEMENT | 520100 | M & S-Distribution | 309.9068 | Public lighting Capex | Materials | ENDirect | Materials | Public Lighting | 141 | FAULTS | 613301 | BR-OT PNS SM | 2.5388 | Replacement | Labour | ENDirect | Labour | SCS | 141 | FAULTS | 611900 | Stores Recovery Dist | 7.5024 | Replacement | Contracts | ENDirect | Contracts | SCS | 143 | HV SWITCH REPLACEMENT | 613311 | BR-OT PNS TS | 2.3789 | Replacement | Labour | ENDirect | Labour | SCS
| 140 | PUBLIC LIGHTING REPLACEMENT | 523100 | M & S-Admin & Gen | 0.22518 | Public lighting Capex | Materials | ENDirect | Materials | Public Lighting | 141 | FAULTS | 613310 | BR-NT PNS TS | 3.8608 | Replacement | Labour | ENDirect | Labour | SCS | 141 | FAULTS | 611901 | Stores Rec Local | 9.8949 | Replacement | Contracts | ENDirect | Contracts | SCS | 143 | HV SWITCH REPLACEMENT | 613350 | NS:DesignSup D/S N/T | 11.0177 | Replacement | Labour | ENDirect | Labour | SCS
| 140 | PUBLIC LIGHTING REPLACEMENT | 523300 | Cap Purch -Equipment | 0.02575 | Public lighting Capex | Materials | ENDirect | Materials | Public Lighting | 141 | FAULTS | 613350 | NS:DesignSup D/S N/T | 3.4718 | Replacement | Labour | ENDirect | Labour | SCS | 141 | FAULTS | 611902 | Purchase OrderOncost | 1.0304 | Replacement | Contracts | ENDirect | Contracts | SCS | 143 | HV SWITCH REPLACEMENT | 613360 | NS:Draft/GIS D/S N/T | 12.352 | Replacement | Labour | ENDirect | Labour | SCS
| 140 | PUBLIC LIGHTING REPLACEMENT | 531035 | Engineer & Dsgn Serv | 15.2981 | Public lighting Capex | Labour | ENDirect | Labour | Public Lighting | 141 | FAULTS | 613360 | NS:Draft/GIS D/S N/T | 11.7306 | Replacement | Labour | ENDirect | Labour | SCS | 141 | FAULTS | 613240 | BR-NT PNS LW | 253.206 | Replacement | Labour | ENDirect | Labour | SCS | 143 | HV SWITCH REPLACEMENT | 613370 | NS:Survey D/S N/T | 1.7186 | Replacement | Labour | ENDirect | Labour | SCS
| 140 | PUBLIC LIGHTING REPLACEMENT | 531045 | MDA Services | 0.72696 | Public lighting Capex | Contracts | ENDirect | Contracts | Public Lighting | 141 | FAULTS | 613361 | NS:Draft/GIS D/S O/T | 0.2935 | Replacement | Labour | ENDirect | Labour | SCS | 141 | FAULTS | 613241 | BR-OT PNS LW | 135.3044 | Replacement | Labour | ENDirect | Labour | SCS | 143 | HV SWITCH REPLACEMENT | 613420 | BR-NT RES TS | 2.3825 | Replacement | Labour | ENDirect | Labour | SCS
| 140 | PUBLIC LIGHTING REPLACEMENT | 531200 | Construct'n Services | -22.4521 | Public lighting Capex | Contracts | ENDirect | Contracts | Public Lighting | 141 | FAULTS | 613400 | BR-NT RES CJ LW PO | 36.8359 | Replacement | Labour | ENDirect | Labour | SCS | 141 | FAULTS | 613250 | BR-NT PNS GB | 307.0505 | Replacement | Labour | ENDirect | Labour | SCS | 143 | HV SWITCH REPLACEMENT | 613434 | SC Design/Drafter NT | 1.2502 | Replacement | Labour | ENDirect | Labour | SCS
| 140 | PUBLIC LIGHTING REPLACEMENT | 531464 | NS: Civil Works CPS | 219.2165 | Public lighting Capex | Contracts | ENDirect | Contracts | Public Lighting | 141 | FAULTS | 613401 | BR-OT RES CJ LW PO | 6.9821 | Replacement | Labour | ENDirect | Labour | SCS | 141 | FAULTS | 613251 | BR-OT PNS GB | 282.428 | Replacement | Labour | ENDirect | Labour | SCS | 143 | HV SWITCH REPLACEMENT | 613440 | SC Design/Draftin NT | 2.436 | Replacement | Labour | ENDirect | Labour | SCS
| 140 | PUBLIC LIGHTING REPLACEMENT | 531466 | NS:UR RP Pck Wks CPS | 286.9611 | Public lighting Capex | Contracts | ENDirect | Contracts | Public Lighting | 141 | FAULTS | 613410 | BR-NT RES GB | 77.8153 | Replacement | Labour | ENDirect | Labour | SCS | 141 | FAULTS | 613254 | BR-NT LSA GB | 1.0352 | Replacement | Labour | ENDirect | Labour | SCS | 143 | HV SWITCH REPLACEMENT | 613441 | SC Design/Draftin OT | 0.08086 | Replacement | Labour | ENDirect | Labour | SCS
| 140 | PUBLIC LIGHTING REPLACEMENT | 531467 | NS: Traffic Mgmt CPS | 96.602 | Public lighting Capex | Contracts | ENDirect | Contracts | Public Lighting | 141 | FAULTS | 613411 | BR-OT RES GB | 13.0867 | Replacement | Labour | ENDirect | Labour | SCS | 141 | FAULTS | 613255 | BR-OT LSA GB | 0.16959 | Replacement | Labour | ENDirect | Labour | SCS | 143 | HV SWITCH REPLACEMENT | 613450 | SC Senior Des Eng NT | 0.5092 | Replacement | Labour | ENDirect | Labour | SCS
| 140 | PUBLIC LIGHTING REPLACEMENT | 531468 | NS: Waste Disp CPS | 26.4843 | Public lighting Capex | Contracts | ENDirect | Contracts | Public Lighting | 141 | FAULTS | 613434 | SC Design/Drafter NT | 3.3491 | Replacement | Labour | ENDirect | Labour | SCS | 141 | FAULTS | 613260 | BR-NT PNS ZT | 5.9374 | Replacement | Labour | ENDirect | Labour | SCS | 143 | HV SWITCH REPLACEMENT | 613566 | BR-NT PNS A2 | 3.2381 | Replacement | Labour | ENDirect | Labour | SCS
| 140 | PUBLIC LIGHTING REPLACEMENT | 531475 | NS:FieldPackagedWk-P | -9.8491 | Public lighting Capex | Contracts | ENDirect | Contracts | Public Lighting | 141 | FAULTS | 613440 | SC Design/Draftin NT | 2.8548 | Replacement | Labour | ENDirect | Labour | SCS | 141 | FAULTS | 613280 | NS Design D/S N/T | 1.4603 | Replacement | Labour | ENDirect | Labour | SCS | 143 | HV SWITCH REPLACEMENT | 613567 | BR-OT PNS A2 | 3.8155 | Replacement | Labour | ENDirect | Labour | SCS
| 140 | PUBLIC LIGHTING REPLACEMENT | 531480 | NS:Asset Solution De | 0.30252 | Public lighting Capex | Labour | ENDirect | Labour | Public Lighting | 141 | FAULTS | 613441 | SC Design/Draftin OT | 0.23734 | Replacement | Labour | ENDirect | Labour | SCS | 141 | FAULTS | 613290 | NS Tech/Proj Mger NT | 3.3122 | Replacement | Labour | ENDirect | Labour | SCS | 143 | HV SWITCH REPLACEMENT | 613570 | BR-NT PNS CJ | -6.3691 | Replacement | Labour | ENDirect | Labour | SCS
| 140 | PUBLIC LIGHTING REPLACEMENT | 531485 | NS:CivilContract-PCN | 4.0069 | Public lighting Capex | Contracts | ENDirect | Contracts | Public Lighting | 141 | FAULTS | 613448 | SC Senior Des/Sur NT | 4.997 | Replacement | Labour | ENDirect | Labour | SCS | 141 | FAULTS | 613310 | BR-NT PNS TS | 6.9476 | Replacement | Labour | ENDirect | Labour | SCS | 143 | HV SWITCH REPLACEMENT | 613571 | BR-OT PNS CJ | 0.64952 | Replacement | Labour | ENDirect | Labour | SCS
| 140 | PUBLIC LIGHTING REPLACEMENT | 531495 | NS:Field Pack Wk CPN | 177.0682 | Public lighting Capex | Contracts | ENDirect | Contracts | Public Lighting | 141 | FAULTS | 613566 | BR-NT PNS A2 | 160.6015 | Replacement | Labour | ENDirect | Labour | SCS | 141 | FAULTS | 613360 | NS:Draft/GIS D/S N/T | 3.9043 | Replacement | Labour | ENDirect | Labour | SCS | 143 | HV SWITCH REPLACEMENT | 613574 | BR-NT PNS CT | 6.1484 | Replacement | Labour | ENDirect | Labour | SCS
| 140 | PUBLIC LIGHTING REPLACEMENT | 591200 | Council Rates | 0.025 | Public lighting Capex | Contracts | ENDirect | Contracts | Public Lighting | 141 | FAULTS | 613567 | BR-OT PNS A2 | 25.2717 | Replacement | Labour | ENDirect | Labour | SCS | 141 | FAULTS | 613361 | NS:Draft/GIS D/S O/T | 0.31838 | Replacement | Labour | ENDirect | Labour | SCS | 143 | HV SWITCH REPLACEMENT | 613575 | BR-OT PNS CT | 2.9278 | Replacement | Labour | ENDirect | Labour | SCS
| 140 | PUBLIC LIGHTING REPLACEMENT | 591997 | Proj Trf - OH/Mar | -3.9937 | Public lighting Capex | Contracts | ENDirect | Contracts | Public Lighting | 141 | FAULTS | 613570 | BR-NT PNS CJ | 52.9214 | Replacement | Labour | ENDirect | Labour | SCS | 141 | FAULTS | 613370 | NS:Survey D/S N/T | 0.15217 | Replacement | Labour | ENDirect | Labour | SCS | 143 | HV SWITCH REPLACEMENT | 613576 | BR-NT PNS FT | 5.3638 | Replacement | Labour | ENDirect | Labour | SCS
| 140 | PUBLIC LIGHTING REPLACEMENT | 591999 | Proj Trf - Dir Costs | -23.38 | Public lighting Capex | Contracts | ENDirect | Contracts | Public Lighting | 141 | FAULTS | 613571 | BR-OT PNS CJ | 11.8127 | Replacement | Labour | ENDirect | Labour | SCS | 141 | FAULTS | 613400 | BR-NT RES CJ LW PO | 25.3438 | Replacement | Labour | ENDirect | Labour | SCS | 143 | HV SWITCH REPLACEMENT | 613602 | BR-NT PNS TA (ZT) | 3.425 | Replacement | Labour | ENDirect | Labour | SCS
| 140 | PUBLIC LIGHTING REPLACEMENT | 611860 | Misc Transfers | -74.7124 | Public lighting Capex | Labour | ENDirect | Labour | Public Lighting | 141 | FAULTS | 613573 | BR-OT PNS PO | 1.233 | Replacement | Labour | ENDirect | Labour | SCS | 141 | FAULTS | 613401 | BR-OT RES CJ LW PO | 7.0592 | Replacement | Labour | ENDirect | Labour | SCS | 143 | HV SWITCH REPLACEMENT | 613630 | Senior Design NT | 18.1735 | Replacement | Labour | ENDirect | Labour | SCS
| 140 | PUBLIC LIGHTING REPLACEMENT | 611861 | PNS Labour Trf-Ext | -56.4643 | Public lighting Capex | Labour | ENDirect | Labour | Public Lighting | 141 | FAULTS | 613574 | BR-NT PNS CT | 231.5931 | Replacement | Labour | ENDirect | Labour | SCS | 141 | FAULTS | 613410 | BR-NT RES GB | 48.8743 | Replacement | Labour | ENDirect | Labour | SCS | 143 | HV SWITCH REPLACEMENT | 613680 | NS:Engineer D/S N/T | 3.4833 | Replacement | Labour | ENDirect | Labour | SCS
| 140 | PUBLIC LIGHTING REPLACEMENT | 611900 | Stores Recovery Dist | 3.2223 | Public lighting Capex | Contracts | ENDirect | Contracts | Public Lighting | 141 | FAULTS | 613575 | BR-OT PNS CT | 33.6039 | Replacement | Labour | ENDirect | Labour | SCS | 141 | FAULTS | 613411 | BR-OT RES GB | 4.4093 | Replacement | Labour | ENDirect | Labour | SCS | 143 | HV SWITCH REPLACEMENT | 634001 | Locl O/Hs to Capital | 40.768 | Replacement | Local OH | OH | Excl | SCS
| 140 | PUBLIC LIGHTING REPLACEMENT | 611901 | Stores Rec Local | 2.0008 | Public lighting Capex | Contracts | ENDirect | Contracts | Public Lighting | 141 | FAULTS | 613576 | BR-NT PNS FT | 29.676 | Replacement | Labour | ENDirect | Labour | SCS | 141 | FAULTS | 613434 | SC Design/Drafter NT | 4.1967 | Replacement | Labour | ENDirect | Labour | SCS | 143 | HV SWITCH REPLACEMENT | 635001 | EN NS Margin | 25.4316 | Replacement | PNS MG | ENDirect | Excl | SCS
| 140 | PUBLIC LIGHTING REPLACEMENT | 611902 | Purchase OrderOncost | 0.04615 | Public lighting Capex | Contracts | ENDirect | Contracts | Public Lighting | 141 | FAULTS | 613577 | BR-OT PNS FT | 10.5571 | Replacement | Labour | ENDirect | Labour | SCS | 141 | FAULTS | 613440 | SC Design/Draftin NT | 0.64693 | Replacement | Labour | ENDirect | Labour | SCS | 143 | HV SWITCH REPLACEMENT | 636001 | System Control O/H | 29.156 | Replacement | System Control OH | OH | Excl | SCS
| 140 | PUBLIC LIGHTING REPLACEMENT | 612210 | Network N/T | 1.5773 | Public lighting Capex | Labour | ENDirect | Labour | Public Lighting | 141 | FAULTS | 613602 | BR-NT PNS TA (ZT) | 9.6143 | Replacement | Labour | ENDirect | Labour | SCS | 141 | FAULTS | 613441 | SC Design/Draftin OT | 0.33825 | Replacement | Labour | ENDirect | Labour | SCS | 143 | HV SWITCH REPLACEMENT | 639000 | Network Service Corp | 27.4549 | Replacement | PNS Corporate OH | OH | Excl | SCS
| 140 | PUBLIC LIGHTING REPLACEMENT | 612462 | Cost Transfer | -0.61117 | Public lighting Capex | Labour | ENDirect | Labour | Public Lighting | 141 | FAULTS | 613603 | BR-OT PNS TA (ZT) | 1.2912 | Replacement | Labour | ENDirect | Labour | SCS | 141 | FAULTS | 613448 | SC Senior Des/Sur NT | 2.2919 | Replacement | Labour | ENDirect | Labour | SCS | 143 | HV SWITCH REPLACEMENT | 639050 | NS: Fleet&Prop O/Hs | 4.8054 | Replacement | PNS Fleet & Property OH | OH | Excl | SCS
| 140 | PUBLIC LIGHTING REPLACEMENT | 613240 | BR-NT PNS LW | 0.24342 | Public lighting Capex | Labour | ENDirect | Labour | Public Lighting | 141 | FAULTS | 613630 | Senior Design NT | 0.26369 | Replacement | Labour | ENDirect | Labour | SCS | 141 | FAULTS | 613449 | SC Senior Des/Sur OT | 2.1583 | Replacement | Labour | ENDirect | Labour | SCS | 144 | TRANSFORMER & SSTN REPLACEMEN | 520100 | M & S-Distribution | 64.894 | Replacement | Materials | ENDirect | Materials | SCS
| 140 | PUBLIC LIGHTING REPLACEMENT | 613248 | NS:GenLinewrk N/T CP | 80.4753 | Public lighting Capex | Labour | ENDirect | Labour | Public Lighting | 141 | FAULTS | 613680 | NS:Engineer D/S N/T | 11.5436 | Replacement | Labour | ENDirect | Labour | SCS | 141 | FAULTS | 613450 | SC Senior Des Eng NT | 0.60868 | Replacement | Labour | ENDirect | Labour | SCS | 144 | TRANSFORMER & SSTN REPLACEMEN | 523100 | M & S-Admin & Gen | 13.1448 | Replacement | Materials | ENDirect | Materials | SCS
| 140 | PUBLIC LIGHTING REPLACEMENT | 613249 | NS:GenLinewrk O/T CP | 3.7627 | Public lighting Capex | Labour | ENDirect | Labour | Public Lighting | 141 | FAULTS | 613962 | 325kVA Gen. - Daily | 0.44692 | Replacement | Contracts | ENDirect | Contracts | SCS | 141 | FAULTS | 613460 | BR-NT RES FT ZT | 0.96656 | Replacement | Labour | ENDirect | Labour | SCS | 144 | TRANSFORMER & SSTN REPLACEMEN | 523300 | Cap Purch -Equipment | 209.7779 | Replacement | Materials | ENDirect | Materials | SCS
| 140 | PUBLIC LIGHTING REPLACEMENT | 613254 | BR-NT LSA GB | 0.26628 | Public lighting Capex | Labour | ENDirect | Labour | Public Lighting | 141 | FAULTS | 634001 | Locl O/Hs to Capital | 264.446 | Replacement | Local OH | OH | Excl | SCS | 141 | FAULTS | 613566 | BR-NT PNS A2 | 194.1086 | Replacement | Labour | ENDirect | Labour | SCS | 144 | TRANSFORMER & SSTN REPLACEMEN | 531000 | Maintenance Services | 38.146 | Replacement | Contracts | ENDirect | Contracts | SCS
| 140 | PUBLIC LIGHTING REPLACEMENT | 613258 | NS:LiveLinw-GenN/TCP | 28.0373 | Public lighting Capex | Labour | ENDirect | Labour | Public Lighting | 141 | FAULTS | 635001 | EN NS Margin | 142.4221 | Replacement | PNS MG | ENDirect | Excl | SCS | 141 | FAULTS | 613567 | BR-OT PNS A2 | 48.9865 | Replacement | Labour | ENDirect | Labour | SCS | 144 | TRANSFORMER & SSTN REPLACEMEN | 531464 | NS: Civil Works CPS | 53.7416 | Replacement | Contracts | ENDirect | Contracts | SCS
| 140 | PUBLIC LIGHTING REPLACEMENT | 613259 | NS:LiveLinwGenO/T CP | 0.6697 | Public lighting Capex | Labour | ENDirect | Labour | Public Lighting | 141 | FAULTS | 636001 | System Control O/H | 76.4472 | Replacement | System Control OH | OH | Excl | SCS | 141 | FAULTS | 613570 | BR-NT PNS CJ | 46.3752 | Replacement | Labour | ENDirect | Labour | SCS | 144 | TRANSFORMER & SSTN REPLACEMEN | 531466 | NS:UR RP Pck Wks CPS | 0.88578 | Replacement | Contracts | ENDirect | Contracts | SCS
| 140 | PUBLIC LIGHTING REPLACEMENT | 613268 | NS: Fitter N/T CP | 2.005 | Public lighting Capex | Labour | ENDirect | Labour | Public Lighting | 141 | FAULTS | 639000 | Network Service Corp | 216.6324 | Replacement | PNS Corporate OH | OH | Excl | SCS | 141 | FAULTS | 613571 | BR-OT PNS CJ | 19.6904 | Replacement | Labour | ENDirect | Labour | SCS | 144 | TRANSFORMER & SSTN REPLACEMEN | 531467 | NS: Traffic Mgmt CPS | 7.3356 | Replacement | Contracts | ENDirect | Contracts | SCS
| 140 | PUBLIC LIGHTING REPLACEMENT | 613269 | NS: Fitter O/T CP | 0.20353 | Public lighting Capex | Labour | ENDirect | Labour | Public Lighting | 141 | FAULTS | 639050 | NS: Fleet&Prop O/Hs | 35.0456 | Replacement | PNS Fleet & Property OH | OH | Excl | SCS | 141 | FAULTS | 613574 | BR-NT PNS CT | 316.4401 | Replacement | Labour | ENDirect | Labour | SCS | 144 | TRANSFORMER & SSTN REPLACEMEN | 531468 | NS: Waste Disp CPS | 7.6561 | Replacement | Contracts | ENDirect | Contracts | SCS
| 140 | PUBLIC LIGHTING REPLACEMENT | 613278 | NS: ConstCo-ordN/TCP | 27.3144 | Public lighting Capex | Labour | ENDirect | Labour | Public Lighting | 142 | CONDUCTOR CLEARANCE | 611860 | Misc Transfers | 3.151 | Replacement | Labour | ENDirect | Labour | SCS | 141 | FAULTS | 613575 | BR-OT PNS CT | 67.247 | Replacement | Labour | ENDirect | Labour | SCS | 144 | TRANSFORMER & SSTN REPLACEMEN | 532200 | Hire: Plant & Equip | 4.964 | Replacement | Contracts | ENDirect | Contracts | SCS
| 140 | PUBLIC LIGHTING REPLACEMENT | 613279 | NS:ConstCo-ordO/T CP | 3.3458 | Public lighting Capex | Labour | ENDirect | Labour | Public Lighting | 142 | CONDUCTOR CLEARANCE | 611861 | PNS Labour Trf-Ext | 8.0315 | Replacement | Labour | ENDirect | Labour | SCS | 141 | FAULTS | 613576 | BR-NT PNS FT | 16.5258 | Replacement | Labour | ENDirect | Labour | SCS | 144 | TRANSFORMER & SSTN REPLACEMEN | 532300 | Subs: Deductible | 30.1105 | Replacement | Contracts | ENDirect | Contracts | SCS
| 140 | PUBLIC LIGHTING REPLACEMENT | 613280 | NS Design D/S N/T | 13.6185 | Public lighting Capex | Labour | ENDirect | Labour | Public Lighting | 142 | CONDUCTOR CLEARANCE | 612210 | Network N/T | 0.03054 | Replacement | Labour | ENDirect | Labour | SCS | 141 | FAULTS | 613577 | BR-OT PNS FT | 5.2493 | Replacement | Labour | ENDirect | Labour | SCS | 144 | TRANSFORMER & SSTN REPLACEMEN | 532500 | Property Services | 61.733 | Replacement | Contracts | ENDirect | Contracts | SCS
| 140 | PUBLIC LIGHTING REPLACEMENT | 613290 | NS Tech/Proj Mger NT | 8.2518 | Public lighting Capex | Labour | ENDirect | Labour | Public Lighting | 142 | CONDUCTOR CLEARANCE | 613390 | NS:CivWrks&TrafMgmt | 2.0539 | Replacement | Contracts | ENDirect | Contracts | SCS | 141 | FAULTS | 613602 | BR-NT PNS TA (ZT) | 4.0736 | Replacement | Labour | ENDirect | Labour | SCS | 144 | TRANSFORMER & SSTN REPLACEMEN | 611900 | Stores Recovery Dist | 1.4074 | Replacement | Contracts | ENDirect | Contracts | SCS
| 140 | PUBLIC LIGHTING REPLACEMENT | 613310 | BR-NT PNS TS | 0.37932 | Public lighting Capex | Labour | ENDirect | Labour | Public Lighting | 142 | CONDUCTOR CLEARANCE | 613800 | NS:Mat Distribution | 1.1177 | Replacement | Materials | ENDirect | Materials | SCS | 141 | FAULTS | 613630 | Senior Design NT | 0.49557 | Replacement | Labour | ENDirect | Labour | SCS | 144 | TRANSFORMER & SSTN REPLACEMEN | 611901 | Stores Rec Local | 1.2843 | Replacement | Contracts | ENDirect | Contracts | SCS
| 140 | PUBLIC LIGHTING REPLACEMENT | 613318 | NS: Tester N/T CP | 3.2613 | Public lighting Capex | Labour | ENDirect | Labour | Public Lighting | 142 | CONDUCTOR CLEARANCE | 634001 | Locl O/Hs to Capital | 0.87522 | Replacement | Local OH | OH | Excl | SCS | 141 | FAULTS | 613680 | NS:Engineer D/S N/T | 5.154 | Replacement | Labour | ENDirect | Labour | SCS | 144 | TRANSFORMER & SSTN REPLACEMEN | 611902 | Purchase OrderOncost | 0.00384 | Replacement | Contracts | ENDirect | Contracts | SCS
| 140 | PUBLIC LIGHTING REPLACEMENT | 613319 | NS:Tester O/T CP | 0.93692 | Public lighting Capex | Labour | ENDirect | Labour | Public Lighting | 142 | CONDUCTOR CLEARANCE | 635001 | EN NS Margin | 0.74018 | Replacement | PNS MG | ENDirect | Excl | SCS | 141 | FAULTS | 634001 | Locl O/Hs to Capital | 378.5139 | Replacement | Local OH | OH | Excl | SCS | 144 | TRANSFORMER & SSTN REPLACEMEN | 613240 | BR-NT PNS LW | 17.2122 | Replacement | Labour | ENDirect | Labour | SCS
| 140 | PUBLIC LIGHTING REPLACEMENT | 613350 | NS:DesignSup D/S N/T | 11.5483 | Public lighting Capex | Labour | ENDirect | Labour | Public Lighting | 142 | CONDUCTOR CLEARANCE | 636001 | System Control O/H | 0.27421 | Replacement | System Control OH | OH | Excl | SCS | 141 | FAULTS | 635001 | EN NS Margin | 238.684 | Replacement | PNS MG | ENDirect | Excl | SCS | 144 | TRANSFORMER & SSTN REPLACEMEN | 613241 | BR-OT PNS LW | 1.6238 | Replacement | Labour | ENDirect | Labour | SCS
| 140 | PUBLIC LIGHTING REPLACEMENT | 613351 | NS:DesignSup D/S O/T | 0.03278 | Public lighting Capex | Labour | ENDirect | Labour | Public Lighting | 142 | CONDUCTOR CLEARANCE | 639000 | Network Service Corp | 0.72918 | Replacement | PNS Corporate OH | OH | Excl | SCS | 141 | FAULTS | 636001 | System Control O/H | 200.8183 | Replacement | System Control OH | OH | Excl | SCS | 144 | TRANSFORMER & SSTN REPLACEMEN | 613250 | BR-NT PNS GB | 16.7688 | Replacement | Labour | ENDirect | Labour | SCS
| 140 | PUBLIC LIGHTING REPLACEMENT | 613360 | NS:Draft/GIS D/S N/T | 8.1649 | Public lighting Capex | Labour | ENDirect | Labour | Public Lighting | 142 | CONDUCTOR CLEARANCE | 639050 | NS: Fleet&Prop O/Hs | 0.08823 | Replacement | PNS Fleet & Property OH | OH | Excl | SCS | 141 | FAULTS | 639000 | Network Service Corp | 265.7022 | Replacement | PNS Corporate OH | OH | Excl | SCS | 144 | TRANSFORMER & SSTN REPLACEMEN | 613251 | BR-OT PNS GB | 5.115 | Replacement | Labour | ENDirect | Labour | SCS
| 140 | PUBLIC LIGHTING REPLACEMENT | 613370 | NS:Survey D/S N/T | 0.62809 | Public lighting Capex | Labour | ENDirect | Labour | Public Lighting | 143 | HV SWITCH REPLACEMENT | 503281 | Car Pk:Non-PermNoFBT | 0.29401 | Replacement | Contracts | ENDirect | Contracts | SCS | 141 | FAULTS | 639050 | NS: Fleet&Prop O/Hs | 39.4033 | Replacement | PNS Fleet & Property OH | OH | Excl | SCS | 144 | TRANSFORMER & SSTN REPLACEMEN | 613260 | BR-NT PNS ZT | 17.7633 | Replacement | Labour | ENDirect | Labour | SCS
| 140 | PUBLIC LIGHTING REPLACEMENT | 613390 | NS:CivWrks&TrafMgmt | -42.1568 | Public lighting Capex | Contracts | ENDirect | Contracts | Public Lighting | 143 | HV SWITCH REPLACEMENT | 520100 | M & S-Distribution | 495.1357 | Replacement | Materials | ENDirect | Materials | SCS | 142 | CONDUCTOR CLEARANCE | 591999 | Proj Trf - Dir Costs | -8.902 | Replacement | Contracts | ENDirect | Contracts | SCS | 144 | TRANSFORMER & SSTN REPLACEMEN | 613261 | BR-OT PNS ZT | 6.6696 | Replacement | Labour | ENDirect | Labour | SCS
| 140 | PUBLIC LIGHTING REPLACEMENT | 613400 | BR-NT RES CJ LW PO | 0.06086 | Public lighting Capex | Labour | ENDirect | Labour | Public Lighting | 143 | HV SWITCH REPLACEMENT | 520200 | M & S-Transmission | 18.6938 | Replacement | Materials | ENDirect | Materials | SCS | 142 | CONDUCTOR CLEARANCE | 633000 | Corp O/Hs to Capital | -18.7681 | Replacement | Contracts | OH | Contracts | SCS | 144 | TRANSFORMER & SSTN REPLACEMEN | 613280 | NS Design D/S N/T | 2.2504 | Replacement | Labour | ENDirect | Labour | SCS
| 140 | PUBLIC LIGHTING REPLACEMENT | 613401 | BR-OT RES CJ LW PO | 0.30428 | Public lighting Capex | Labour | ENDirect | Labour | Public Lighting | 143 | HV SWITCH REPLACEMENT | 523100 | M & S-Admin & Gen | 2.7374 | Replacement | Materials | ENDirect | Materials | SCS | 142 | CONDUCTOR CLEARANCE | 634000 | Locl O/Hs to Capital | 5.3688 | Replacement | Local OH | OH | Excl | SCS | 144 | TRANSFORMER & SSTN REPLACEMEN | 613290 | NS Tech/Proj Mger NT | 29.0759 | Replacement | Labour | ENDirect | Labour | SCS
| 140 | PUBLIC LIGHTING REPLACEMENT | 613408 | SC Gen Line CP NT | 111.8808 | Public lighting Capex | Labour | ENDirect | Labour | Public Lighting | 143 | HV SWITCH REPLACEMENT | 523300 | Cap Purch -Equipment | 0.12624 | Replacement | Materials | ENDirect | Materials | SCS | 142 | CONDUCTOR CLEARANCE | 634001 | Locl O/Hs to Capital | 14.6634 | Replacement | Local OH | OH | Excl | SCS | 144 | TRANSFORMER & SSTN REPLACEMEN | 613310 | BR-NT PNS TS | 2.0751 | Replacement | Labour | ENDirect | Labour | SCS
| 140 | PUBLIC LIGHTING REPLACEMENT | 613409 | SC Gen Line CP OT | 14.374 | Public lighting Capex | Labour | ENDirect | Labour | Public Lighting | 143 | HV SWITCH REPLACEMENT | 531000 | Maintenance Services | 1.6182 | Replacement | Contracts | ENDirect | Contracts | SCS | 142 | CONDUCTOR CLEARANCE | 635000 | NS Margin | 19.1824 | Replacement | PNS MG | ENDirect | Excl | SCS | 144 | TRANSFORMER & SSTN REPLACEMEN | 613360 | NS:Draft/GIS D/S N/T | 0.38202 | Replacement | Labour | ENDirect | Labour | SCS
| 140 | PUBLIC LIGHTING REPLACEMENT | 613418 | SC Live Line CP NT | 17.705 | Public lighting Capex | Labour | ENDirect | Labour | Public Lighting | 143 | HV SWITCH REPLACEMENT | 531020 | Eng & Tech Services | 17.64 | Replacement | Labour | ENDirect | Labour | SCS | 142 | CONDUCTOR CLEARANCE | 635001 | EN NS Margin | -34.1049 | Replacement | PNS MG | ENDirect | Excl | SCS | 144 | TRANSFORMER & SSTN REPLACEMEN | 613434 | SC Design/Drafter NT | 1.2502 | Replacement | Labour | ENDirect | Labour | SCS
| 140 | PUBLIC LIGHTING REPLACEMENT | 613419 | SC Live Line CP OT | 2.6868 | Public lighting Capex | Labour | ENDirect | Labour | Public Lighting | 143 | HV SWITCH REPLACEMENT | 531035 | Engineer & Dsgn Serv | 2.7 | Replacement | Labour | ENDirect | Labour | SCS | 142 | CONDUCTOR CLEARANCE | 636000 | System Control O/H | 1.0914 | Replacement | System Control OH | OH | Excl | SCS | 144 | TRANSFORMER & SSTN REPLACEMEN | 613440 | SC Design/Draftin NT | 0.94005 | Replacement | Labour | ENDirect | Labour | SCS
| 140 | PUBLIC LIGHTING REPLACEMENT | 613428 | SC Tester CP NT | 2.262 | Public lighting Capex | Labour | ENDirect | Labour | Public Lighting | 143 | HV SWITCH REPLACEMENT | 531200 | Construct'n Services | 66.1315 | Replacement | Contracts | ENDirect | Contracts | SCS | 142 | CONDUCTOR CLEARANCE | 636001 | System Control O/H | -3.8761 | Replacement | System Control OH | OH | Excl | SCS | 144 | TRANSFORMER & SSTN REPLACEMEN | 613441 | SC Design/Draftin OT | 0.08086 | Replacement | Labour | ENDirect | Labour | SCS
| 140 | PUBLIC LIGHTING REPLACEMENT | 613438 | SC Construct CP NT | 5.727 | Public lighting Capex | Labour | ENDirect | Labour | Public Lighting | 143 | HV SWITCH REPLACEMENT | 531464 | NS: Civil Works CPS | 126.2322 | Replacement | Contracts | ENDirect | Contracts | SCS | 142 | CONDUCTOR CLEARANCE | 639000 | Network Service Corp | -2.0669 | Replacement | PNS Corporate OH | OH | Excl | SCS | 144 | TRANSFORMER & SSTN REPLACEMEN | 613450 | SC Senior Des Eng NT | 0.5092 | Replacement | Labour | ENDirect | Labour | SCS
| 140 | PUBLIC LIGHTING REPLACEMENT | 613439 | SC Construct CP OT | 1.6134 | Public lighting Capex | Labour | ENDirect | Labour | Public Lighting | 143 | HV SWITCH REPLACEMENT | 531466 | NS:UR RP Pck Wks CPS | 219.3806 | Replacement | Contracts | ENDirect | Contracts | SCS | 142 | CONDUCTOR CLEARANCE | 639050 | NS: Fleet&Prop O/Hs | 0.54657 | Replacement | PNS Fleet & Property OH | OH | Excl | SCS | 144 | TRANSFORMER & SSTN REPLACEMEN | 613460 | BR-NT RES FT ZT | 1.1146 | Replacement | Labour | ENDirect | Labour | SCS
| 140 | PUBLIC LIGHTING REPLACEMENT | 613630 | Senior Design NT | 0.65465 | Public lighting Capex | Labour | ENDirect | Labour | Public Lighting | 143 | HV SWITCH REPLACEMENT | 531467 | NS: Traffic Mgmt CPS | 61.7757 | Replacement | Contracts | ENDirect | Contracts | SCS | 143 | HV SWITCH REPLACEMENT | 520100 | M & S-Distribution | 167.0996 | Replacement | Materials | ENDirect | Materials | SCS | 144 | TRANSFORMER & SSTN REPLACEMEN | 613566 | BR-NT PNS A2 | 4.788 | Replacement | Labour | ENDirect | Labour | SCS
| 140 | PUBLIC LIGHTING REPLACEMENT | 613680 | NS:Engineer D/S N/T | 4.2241 | Public lighting Capex | Labour | ENDirect | Labour | Public Lighting | 143 | HV SWITCH REPLACEMENT | 531468 | NS: Waste Disp CPS | 6.79 | Replacement | Contracts | ENDirect | Contracts | SCS | 143 | HV SWITCH REPLACEMENT | 523100 | M & S-Admin & Gen | 1.1122 | Replacement | Materials | ENDirect | Materials | SCS | 144 | TRANSFORMER & SSTN REPLACEMEN | 613567 | BR-OT PNS A2 | 0.1251 | Replacement | Labour | ENDirect | Labour | SCS
| 140 | PUBLIC LIGHTING REPLACEMENT | 613681 | NS:Engineer D/S O/T | 0.16819 | Public lighting Capex | Labour | ENDirect | Labour | Public Lighting | 143 | HV SWITCH REPLACEMENT | 531469 | NS: Other CPS | 7.5424 | Replacement | Labour | ENDirect | Labour | SCS | 143 | HV SWITCH REPLACEMENT | 531020 | Eng & Tech Services | -1 | Replacement | Labour | ENDirect | Labour | SCS | 144 | TRANSFORMER & SSTN REPLACEMEN | 613574 | BR-NT PNS CT | 0.61484 | Replacement | Labour | ENDirect | Labour | SCS
| 140 | PUBLIC LIGHTING REPLACEMENT | 613800 | NS:Mat Distribution | -25.5669 | Public lighting Capex | Materials | ENDirect | Materials | Public Lighting | 143 | HV SWITCH REPLACEMENT | 591997 | Proj Trf - EN OH | -2.4812 | Replacement | Contracts | ENDirect | Contracts | SCS | 143 | HV SWITCH REPLACEMENT | 531200 | Construct'n Services | 10.419 | Replacement | Contracts | ENDirect | Contracts | SCS | 144 | TRANSFORMER & SSTN REPLACEMEN | 613576 | BR-NT PNS FT | 20.6194 | Replacement | Labour | ENDirect | Labour | SCS
| 140 | PUBLIC LIGHTING REPLACEMENT | 633000 | Corp O/Hs to Capital | 201.5352 | Public lighting Capex | Contracts | OH | Contracts | Public Lighting | 143 | HV SWITCH REPLACEMENT | 591999 | Proj Tsf - EN Direct | -13.7576 | Replacement | Contracts | ENDirect | Contracts | SCS | 143 | HV SWITCH REPLACEMENT | 531464 | NS: Civil Works CPS | 27.8477 | Replacement | Contracts | ENDirect | Contracts | SCS | 144 | TRANSFORMER & SSTN REPLACEMEN | 613577 | BR-OT PNS FT | 1.584 | Replacement | Labour | ENDirect | Labour | SCS
| 140 | PUBLIC LIGHTING REPLACEMENT | 634001 | Locl O/Hs to Capital | 85.4689 | Public lighting Capex | Local OH | OH | Excl | Public Lighting | 143 | HV SWITCH REPLACEMENT | 611900 | Stores Recovery Dist | 22.7691 | Replacement | Contracts | ENDirect | Contracts | SCS | 143 | HV SWITCH REPLACEMENT | 531466 | NS:UR RP Pck Wks CPS | 56.9202 | Replacement | Contracts | ENDirect | Contracts | SCS | 144 | TRANSFORMER & SSTN REPLACEMEN | 613602 | BR-NT PNS TA (ZT) | 1.1417 | Replacement | Labour | ENDirect | Labour | SCS
| 140 | PUBLIC LIGHTING REPLACEMENT | 635001 | EN NS Margin | 56.4355 | Public lighting Capex | PNS MG | ENDirect | Excl | Public Lighting | 143 | HV SWITCH REPLACEMENT | 611901 | Stores Rec Local | 3.6513 | Replacement | Contracts | ENDirect | Contracts | SCS | 143 | HV SWITCH REPLACEMENT | 531467 | NS: Traffic Mgmt CPS | 24.8568 | Replacement | Contracts | ENDirect | Contracts | SCS | 144 | TRANSFORMER & SSTN REPLACEMEN | 613603 | BR-OT PNS TA (ZT) | 1.3558 | Replacement | Labour | ENDirect | Labour | SCS
| 140 | PUBLIC LIGHTING REPLACEMENT | 636001 | System Control O/H | 26.9298 | Public lighting Capex | System Control OH | OH | Excl | Public Lighting | 143 | HV SWITCH REPLACEMENT | 611902 | Purchase OrderOncost | 10.9378 | Replacement | Contracts | ENDirect | Contracts | SCS | 143 | HV SWITCH REPLACEMENT | 531468 | NS: Waste Disp CPS | 8.6877 | Replacement | Contracts | ENDirect | Contracts | SCS | 144 | TRANSFORMER & SSTN REPLACEMEN | 613630 | Senior Design NT | 3.5391 | Replacement | Labour | ENDirect | Labour | SCS
| 140 | PUBLIC LIGHTING REPLACEMENT | 639000 | Network Service Corp | 59.4659 | Public lighting Capex | PNS Corporate OH | OH | Excl | Public Lighting | 143 | HV SWITCH REPLACEMENT | 613240 | BR-NT PNS LW | 1.0197 | Replacement | Labour | ENDirect | Labour | SCS | 143 | HV SWITCH REPLACEMENT | 531469 | NS: Other CPS | 26.6565 | Replacement | Labour | ENDirect | Labour | SCS | 144 | TRANSFORMER & SSTN REPLACEMEN | 613680 | NS:Engineer D/S N/T | 2.0652 | Replacement | Labour | ENDirect | Labour | SCS
| 140 | PUBLIC LIGHTING REPLACEMENT | 639050 | NS: Fleet&Prop O/Hs | 11.3186 | Public lighting Capex | PNS Fleet & Property OH | OH | Excl | Public Lighting | 143 | HV SWITCH REPLACEMENT | 613250 | BR-NT PNS GB | 11.1447 | Replacement | Labour | ENDirect | Labour | SCS | 143 | HV SWITCH REPLACEMENT | 532140 | Tech Services | 27.6811 | Replacement | Contracts | ENDirect | Contracts | SCS | 144 | TRANSFORMER & SSTN REPLACEMEN | 634001 | Locl O/Hs to Capital | 35.4118 | Replacement | Local OH | OH | Excl | SCS
| 141 | FAULTS | 520100 | M & S-Distribution | 247.1873 | Replacement | Materials | ENDirect | Materials | SCS | 143 | HV SWITCH REPLACEMENT | 613260 | BR-NT PNS ZT | 3.2048 | Replacement | Labour | ENDirect | Labour | SCS | 143 | HV SWITCH REPLACEMENT | 532200 | Hire: Plant & Equip | 0.274 | Replacement | Contracts | ENDirect | Contracts | SCS | 144 | TRANSFORMER & SSTN REPLACEMEN | 635001 | EN NS Margin | 11.0993 | Replacement | PNS MG | ENDirect | Excl | SCS
| 141 | FAULTS | 523100 | M & S-Admin & Gen | 1.5372 | Replacement | Materials | ENDirect | Materials | SCS | 143 | HV SWITCH REPLACEMENT | 613261 | BR-OT PNS ZT | 1.0633 | Replacement | Labour | ENDirect | Labour | SCS | 143 | HV SWITCH REPLACEMENT | 591997 | Proj Trf - OH/Mar | -4.3743 | Replacement | Contracts | ENDirect | Contracts | SCS | 144 | TRANSFORMER & SSTN REPLACEMEN | 636001 | System Control O/H | 23.5597 | Replacement | System Control OH | OH | Excl | SCS
| 141 | FAULTS | 523300 | Cap Purch -Equipment | 0.13592 | Replacement | Materials | ENDirect | Materials | SCS | 143 | HV SWITCH REPLACEMENT | 613280 | NS Design D/S N/T | 50.8192 | Replacement | Labour | ENDirect | Labour | SCS | 143 | HV SWITCH REPLACEMENT | 591999 | Proj Trf - Dir Costs | -31.0205 | Replacement | Contracts | ENDirect | Contracts | SCS | 144 | TRANSFORMER & SSTN REPLACEMEN | 639000 | Network Service Corp | 11.4762 | Replacement | PNS Corporate OH | OH | Excl | SCS
| 141 | FAULTS | 531020 | Eng & Tech Services | -1.864 | Replacement | Labour | ENDirect | Labour | SCS | 143 | HV SWITCH REPLACEMENT | 613290 | NS Tech/Proj Mger NT | 59.6996 | Replacement | Labour | ENDirect | Labour | SCS | 143 | HV SWITCH REPLACEMENT | 611900 | Stores Recovery Dist | 4.4702 | Replacement | Contracts | ENDirect | Contracts | SCS | 144 | TRANSFORMER & SSTN REPLACEMEN | 639050 | NS: Fleet&Prop O/Hs | 2.5691 | Replacement | PNS Fleet & Property OH | OH | Excl | SCS
| 141 | FAULTS | 531035 | Engineer & Dsgn Serv | 21.1264 | Replacement | Labour | ENDirect | Labour | SCS | 143 | HV SWITCH REPLACEMENT | 613291 | NS Tech/Proj Mger OT | 2.3607 | Replacement | Labour | ENDirect | Labour | SCS | 143 | HV SWITCH REPLACEMENT | 611901 | Stores Rec Local | 5.1464 | Replacement | Contracts | ENDirect | Contracts | SCS | 145 | HV FUSE UNIT&SURGE DIVERT.REPL | 520100 | M & S-Distribution | 102.3777 | Replacement | Materials | ENDirect | Materials | SCS
| 141 | FAULTS | 531464 | NS: Civil Works CPS | 692.2279 | Replacement | Contracts | ENDirect | Contracts | SCS | 143 | HV SWITCH REPLACEMENT | 613298 | NS:Tech/ProjMgrN/TCP | 16.483 | Replacement | Labour | ENDirect | Labour | SCS | 143 | HV SWITCH REPLACEMENT | 611902 | Purchase OrderOncost | 0.41198 | Replacement | Contracts | ENDirect | Contracts | SCS | 145 | HV FUSE UNIT&SURGE DIVERT.REPL | 522100 | M & S-Petroleum | 0.05 | Replacement | Materials | ENDirect | Materials | SCS
| 141 | FAULTS | 531466 | NS:UR RP Pck Wks CPS | 132.0671 | Replacement | Contracts | ENDirect | Contracts | SCS | 143 | HV SWITCH REPLACEMENT | 613310 | BR-NT PNS TS | 27.4249 | Replacement | Labour | ENDirect | Labour | SCS | 143 | HV SWITCH REPLACEMENT | 613240 | BR-NT PNS LW | 15.5247 | Replacement | Labour | ENDirect | Labour | SCS | 145 | HV FUSE UNIT&SURGE DIVERT.REPL | 523100 | M & S-Admin & Gen | 0.57191 | Replacement | Materials | ENDirect | Materials | SCS
| 141 | FAULTS | 531467 | NS: Traffic Mgmt CPS | 129.6392 | Replacement | Contracts | ENDirect | Contracts | SCS | 143 | HV SWITCH REPLACEMENT | 613311 | BR-OT PNS TS | 1.2167 | Replacement | Labour | ENDirect | Labour | SCS | 143 | HV SWITCH REPLACEMENT | 613241 | BR-OT PNS LW | 3.8365 | Replacement | Labour | ENDirect | Labour | SCS | 145 | HV FUSE UNIT&SURGE DIVERT.REPL | 523300 | Cap Purch -Equipment | 0.39357 | Replacement | Materials | ENDirect | Materials | SCS
| 141 | FAULTS | 531468 | NS: Waste Disp CPS | 41.384 | Replacement | Contracts | ENDirect | Contracts | SCS | 143 | HV SWITCH REPLACEMENT | 613350 | NS:DesignSup D/S N/T | 3.5188 | Replacement | Labour | ENDirect | Labour | SCS | 143 | HV SWITCH REPLACEMENT | 613250 | BR-NT PNS GB | 10.4995 | Replacement | Labour | ENDirect | Labour | SCS | 145 | HV FUSE UNIT&SURGE DIVERT.REPL | 531464 | NS: Civil Works CPS | 106.3794 | Replacement | Contracts | ENDirect | Contracts | SCS
| 141 | FAULTS | 531485 | NS:CivilContract-PCN | -1.7344 | Replacement | Contracts | ENDirect | Contracts | SCS | 143 | HV SWITCH REPLACEMENT | 613360 | NS:Draft/GIS D/S N/T | 65.8186 | Replacement | Labour | ENDirect | Labour | SCS | 143 | HV SWITCH REPLACEMENT | 613251 | BR-OT PNS GB | 5.5965 | Replacement | Labour | ENDirect | Labour | SCS | 145 | HV FUSE UNIT&SURGE DIVERT.REPL | 531466 | NS:UR RP Pck Wks CPS | 0.011 | Replacement | Contracts | ENDirect | Contracts | SCS
| 141 | FAULTS | 531492 | NS: Civ Contracts CP | -41.998 | Replacement | Contracts | ENDirect | Contracts | SCS | 143 | HV SWITCH REPLACEMENT | 613361 | NS:Draft/GIS D/S O/T | 0.22013 | Replacement | Labour | ENDirect | Labour | SCS | 143 | HV SWITCH REPLACEMENT | 613254 | BR-NT LSA GB | 0.7394 | Replacement | Labour | ENDirect | Labour | SCS | 145 | HV FUSE UNIT&SURGE DIVERT.REPL | 531467 | NS: Traffic Mgmt CPS | 46.6254 | Replacement | Contracts | ENDirect | Contracts | SCS
| 141 | FAULTS | 531495 | NS:Field Pack Wk CPN | -176.7979 | Replacement | Contracts | ENDirect | Contracts | SCS | 143 | HV SWITCH REPLACEMENT | 613400 | BR-NT RES CJ LW PO | 0.50984 | Replacement | Labour | ENDirect | Labour | SCS | 143 | HV SWITCH REPLACEMENT | 613260 | BR-NT PNS ZT | 3.1758 | Replacement | Labour | ENDirect | Labour | SCS | 145 | HV FUSE UNIT&SURGE DIVERT.REPL | 531468 | NS: Waste Disp CPS | 48.6234 | Replacement | Contracts | ENDirect | Contracts | SCS
| 141 | FAULTS | 591997 | Proj Trf - OH/Mar | -2.4765 | Replacement | Contracts | ENDirect | Contracts | SCS | 143 | HV SWITCH REPLACEMENT | 613410 | BR-NT RES GB | 3.2973 | Replacement | Labour | ENDirect | Labour | SCS | 143 | HV SWITCH REPLACEMENT | 613280 | NS Design D/S N/T | 84.7562 | Replacement | Labour | ENDirect | Labour | SCS | 145 | HV FUSE UNIT&SURGE DIVERT.REPL | 532200 | Hire: Plant & Equip | 0.935 | Replacement | Contracts | ENDirect | Contracts | SCS
| 141 | FAULTS | 591999 | Proj Trf - Dir Costs | -17.3025 | Replacement | Contracts | ENDirect | Contracts | SCS | 143 | HV SWITCH REPLACEMENT | 613434 | SC Design/Drafter NT | 2.4808 | Replacement | Labour | ENDirect | Labour | SCS | 143 | HV SWITCH REPLACEMENT | 613290 | NS Tech/Proj Mger NT | 101.8588 | Replacement | Labour | ENDirect | Labour | SCS | 145 | HV FUSE UNIT&SURGE DIVERT.REPL | 532340 | Site Restoration | 2.784 | Replacement | Contracts | ENDirect | Contracts | SCS
| 141 | FAULTS | 611860 | Misc Transfers | 0.84384 | Replacement | Labour | ENDirect | Labour | SCS | 143 | HV SWITCH REPLACEMENT | 613440 | SC Design/Draftin NT | 1.4308 | Replacement | Labour | ENDirect | Labour | SCS | 143 | HV SWITCH REPLACEMENT | 613291 | NS Tech/Proj Mger OT | 6.752 | Replacement | Labour | ENDirect | Labour | SCS | 145 | HV FUSE UNIT&SURGE DIVERT.REPL | 591997 | Proj Trf - OH/Mar | -0.32284 | Replacement | Contracts | ENDirect | Contracts | SCS
| 141 | FAULTS | 611900 | Stores Recovery Dist | 6.1446 | Replacement | Contracts | ENDirect | Contracts | SCS | 143 | HV SWITCH REPLACEMENT | 613441 | SC Design/Draftin OT | 0.23734 | Replacement | Labour | ENDirect | Labour | SCS | 143 | HV SWITCH REPLACEMENT | 613310 | BR-NT PNS TS | 11.8408 | Replacement | Labour | ENDirect | Labour | SCS | 145 | HV FUSE UNIT&SURGE DIVERT.REPL | 591999 | Proj Trf - Dir Costs | -4.0593 | Replacement | Contracts | ENDirect | Contracts | SCS
| 141 | FAULTS | 611901 | Stores Rec Local | 23.9538 | Replacement | Contracts | ENDirect | Contracts | SCS | 143 | HV SWITCH REPLACEMENT | 613448 | SC Senior Des/Sur NT | 4.208 | Replacement | Labour | ENDirect | Labour | SCS | 143 | HV SWITCH REPLACEMENT | 613350 | NS:DesignSup D/S N/T | 11.3389 | Replacement | Labour | ENDirect | Labour | SCS | 145 | HV FUSE UNIT&SURGE DIVERT.REPL | 611900 | Stores Recovery Dist | 1.8364 | Replacement | Contracts | ENDirect | Contracts | SCS
| 141 | FAULTS | 613240 | BR-NT PNS LW | 113.9888 | Replacement | Labour | ENDirect | Labour | SCS | 143 | HV SWITCH REPLACEMENT | 613566 | BR-NT PNS A2 | 26.0633 | Replacement | Labour | ENDirect | Labour | SCS | 143 | HV SWITCH REPLACEMENT | 613360 | NS:Draft/GIS D/S N/T | 16.9064 | Replacement | Labour | ENDirect | Labour | SCS | 145 | HV FUSE UNIT&SURGE DIVERT.REPL | 611901 | Stores Rec Local | 3.8038 | Replacement | Contracts | ENDirect | Contracts | SCS
| 141 | FAULTS | 613241 | BR-OT PNS LW | 5.903 | Replacement | Labour | ENDirect | Labour | SCS | 143 | HV SWITCH REPLACEMENT | 613567 | BR-OT PNS A2 | 1.8824 | Replacement | Labour | ENDirect | Labour | SCS | 143 | HV SWITCH REPLACEMENT | 613361 | NS:Draft/GIS D/S O/T | 0.15919 | Replacement | Labour | ENDirect | Labour | SCS | 145 | HV FUSE UNIT&SURGE DIVERT.REPL | 613240 | BR-NT PNS LW | 56.5843 | Replacement | Labour | ENDirect | Labour | SCS
| 141 | FAULTS | 613248 | NS:GenLinewrk N/T CP | 177.636 | Replacement | Labour | ENDirect | Labour | SCS | 143 | HV SWITCH REPLACEMENT | 613570 | BR-NT PNS CJ | 9.5595 | Replacement | Labour | ENDirect | Labour | SCS | 143 | HV SWITCH REPLACEMENT | 613370 | NS:Survey D/S N/T | 4.5499 | Replacement | Labour | ENDirect | Labour | SCS | 145 | HV FUSE UNIT&SURGE DIVERT.REPL | 613241 | BR-OT PNS LW | 15.7947 | Replacement | Labour | ENDirect | Labour | SCS
| 141 | FAULTS | 613249 | NS:GenLinewrk O/T CP | 44.6922 | Replacement | Labour | ENDirect | Labour | SCS | 143 | HV SWITCH REPLACEMENT | 613571 | BR-OT PNS CJ | 2.0499 | Replacement | Labour | ENDirect | Labour | SCS | 143 | HV SWITCH REPLACEMENT | 613400 | BR-NT RES CJ LW PO | 3.1846 | Replacement | Labour | ENDirect | Labour | SCS | 145 | HV FUSE UNIT&SURGE DIVERT.REPL | 613250 | BR-NT PNS GB | 71.7078 | Replacement | Labour | ENDirect | Labour | SCS
| 141 | FAULTS | 613250 | BR-NT PNS GB | 10.7045 | Replacement | Labour | ENDirect | Labour | SCS | 143 | HV SWITCH REPLACEMENT | 613574 | BR-NT PNS CT | 36.6773 | Replacement | Labour | ENDirect | Labour | SCS | 143 | HV SWITCH REPLACEMENT | 613410 | BR-NT RES GB | 2.44 | Replacement | Labour | ENDirect | Labour | SCS | 145 | HV FUSE UNIT&SURGE DIVERT.REPL | 613251 | BR-OT PNS GB | 17.6627 | Replacement | Labour | ENDirect | Labour | SCS
| 141 | FAULTS | 613251 | BR-OT PNS GB | 13.8599 | Replacement | Labour | ENDirect | Labour | SCS | 143 | HV SWITCH REPLACEMENT | 613575 | BR-OT PNS CT | 2.5306 | Replacement | Labour | ENDirect | Labour | SCS | 143 | HV SWITCH REPLACEMENT | 613420 | BR-NT RES TS | 1.1841 | Replacement | Labour | ENDirect | Labour | SCS | 145 | HV FUSE UNIT&SURGE DIVERT.REPL | 613260 | BR-NT PNS ZT | 5.2245 | Replacement | Labour | ENDirect | Labour | SCS
| 141 | FAULTS | 613258 | NS:LiveLinw-GenN/TCP | 66.3754 | Replacement | Labour | ENDirect | Labour | SCS | 143 | HV SWITCH REPLACEMENT | 613576 | BR-NT PNS FT | 90.1817 | Replacement | Labour | ENDirect | Labour | SCS | 143 | HV SWITCH REPLACEMENT | 613434 | SC Design/Drafter NT | 2.2088 | Replacement | Labour | ENDirect | Labour | SCS | 145 | HV FUSE UNIT&SURGE DIVERT.REPL | 613261 | BR-OT PNS ZT | 1.0004 | Replacement | Labour | ENDirect | Labour | SCS
| 141 | FAULTS | 613259 | NS:LiveLinwGenO/T CP | 48.9689 | Replacement | Labour | ENDirect | Labour | SCS | 143 | HV SWITCH REPLACEMENT | 613577 | BR-OT PNS FT | 10.7089 | Replacement | Labour | ENDirect | Labour | SCS | 143 | HV SWITCH REPLACEMENT | 613440 | SC Design/Draftin NT | 0.39812 | Replacement | Labour | ENDirect | Labour | SCS | 145 | HV FUSE UNIT&SURGE DIVERT.REPL | 613401 | BR-OT RES CJ LW PO | 1.299 | Replacement | Labour | ENDirect | Labour | SCS
| 141 | FAULTS | 613268 | NS: Fitter N/T CP | 14.4074 | Replacement | Labour | ENDirect | Labour | SCS | 143 | HV SWITCH REPLACEMENT | 613602 | BR-NT PNS TA (ZT) | 29.5478 | Replacement | Labour | ENDirect | Labour | SCS | 143 | HV SWITCH REPLACEMENT | 613441 | SC Design/Draftin OT | 0.14219 | Replacement | Labour | ENDirect | Labour | SCS | 145 | HV FUSE UNIT&SURGE DIVERT.REPL | 613410 | BR-NT RES GB | 2.144 | Replacement | Labour | ENDirect | Labour | SCS
| 141 | FAULTS | 613269 | NS: Fitter O/T CP | 1.8492 | Replacement | Labour | ENDirect | Labour | SCS | 143 | HV SWITCH REPLACEMENT | 613603 | BR-OT PNS TA (ZT) | 3.8735 | Replacement | Labour | ENDirect | Labour | SCS | 143 | HV SWITCH REPLACEMENT | 613448 | SC Senior Des/Sur NT | 0.99526 | Replacement | Labour | ENDirect | Labour | SCS | 145 | HV FUSE UNIT&SURGE DIVERT.REPL | 613411 | BR-OT RES GB | 2.8221 | Replacement | Labour | ENDirect | Labour | SCS
| 141 | FAULTS | 613271 | NSConstruct Co-or OT | 2.1698 | Replacement | Labour | ENDirect | Labour | SCS | 143 | HV SWITCH REPLACEMENT | 613630 | Senior Design NT | 18.5109 | Replacement | Labour | ENDirect | Labour | SCS | 143 | HV SWITCH REPLACEMENT | 613449 | SC Senior Des/Sur OT | 0.28436 | Replacement | Labour | ENDirect | Labour | SCS | 145 | HV FUSE UNIT&SURGE DIVERT.REPL | 613440 | SC Design/Draftin NT | 0.29313 | Replacement | Labour | ENDirect | Labour | SCS
| 141 | FAULTS | 613278 | NS: ConstCo-ordN/TCP | 21.3625 | Replacement | Labour | ENDirect | Labour | SCS | 143 | HV SWITCH REPLACEMENT | 613680 | NS:Engineer D/S N/T | 30.6026 | Replacement | Labour | ENDirect | Labour | SCS | 143 | HV SWITCH REPLACEMENT | 613566 | BR-NT PNS A2 | 4.989 | Replacement | Labour | ENDirect | Labour | SCS | 145 | HV FUSE UNIT&SURGE DIVERT.REPL | 613460 | BR-NT RES FT ZT | 1.1146 | Replacement | Labour | ENDirect | Labour | SCS
| 141 | FAULTS | 613279 | NS:ConstCo-ordO/T CP | 29.1811 | Replacement | Labour | ENDirect | Labour | SCS | 143 | HV SWITCH REPLACEMENT | 613681 | NS:Engineer D/S O/T | 0.41323 | Replacement | Labour | ENDirect | Labour | SCS | 143 | HV SWITCH REPLACEMENT | 613567 | BR-OT PNS A2 | 4.9896 | Replacement | Labour | ENDirect | Labour | SCS | 145 | HV FUSE UNIT&SURGE DIVERT.REPL | 613566 | BR-NT PNS A2 | 27.1514 | Replacement | Labour | ENDirect | Labour | SCS
| 141 | FAULTS | 613280 | NS Design D/S N/T | 6.8826 | Replacement | Labour | ENDirect | Labour | SCS | 143 | HV SWITCH REPLACEMENT | 613962 | 325kVA Gen. - Daily | 0.67038 | Replacement | Contracts | ENDirect | Contracts | SCS | 143 | HV SWITCH REPLACEMENT | 613570 | BR-NT PNS CJ | 13.7998 | Replacement | Labour | ENDirect | Labour | SCS | 145 | HV FUSE UNIT&SURGE DIVERT.REPL | 613567 | BR-OT PNS A2 | 5.3168 | Replacement | Labour | ENDirect | Labour | SCS
| 141 | FAULTS | 613281 | NS Design D/S O/T | 1.2452 | Replacement | Labour | ENDirect | Labour | SCS | 143 | HV SWITCH REPLACEMENT | 613963 | 325kVA Gen. - Weekly | 1.5674 | Replacement | Contracts | ENDirect | Contracts | SCS | 143 | HV SWITCH REPLACEMENT | 613571 | BR-OT PNS CJ | 0.49875 | Replacement | Labour | ENDirect | Labour | SCS | 145 | HV FUSE UNIT&SURGE DIVERT.REPL | 613570 | BR-NT PNS CJ | 5.6445 | Replacement | Labour | ENDirect | Labour | SCS
| 141 | FAULTS | 613298 | NS:Tech/ProjMgrN/TCP | 1.1674 | Replacement | Labour | ENDirect | Labour | SCS | 143 | HV SWITCH REPLACEMENT | 613965 | 500kVA Gen. - Weekly | 0.84351 | Replacement | Contracts | ENDirect | Contracts | SCS | 143 | HV SWITCH REPLACEMENT | 613574 | BR-NT PNS CT | 6.9565 | Replacement | Labour | ENDirect | Labour | SCS | 145 | HV FUSE UNIT&SURGE DIVERT.REPL | 613571 | BR-OT PNS CJ | 0.8119 | Replacement | Labour | ENDirect | Labour | SCS
| 141 | FAULTS | 613310 | BR-NT PNS TS | 1.7702 | Replacement | Labour | ENDirect | Labour | SCS | 143 | HV SWITCH REPLACEMENT | 634001 | Locl O/Hs to Capital | 118.7969 | Replacement | Local OH | OH | Excl | SCS | 143 | HV SWITCH REPLACEMENT | 613575 | BR-OT PNS CT | 5.3799 | Replacement | Labour | ENDirect | Labour | SCS | 145 | HV FUSE UNIT&SURGE DIVERT.REPL | 613574 | BR-NT PNS CT | 58.8709 | Replacement | Labour | ENDirect | Labour | SCS
| 141 | FAULTS | 613318 | NS: Tester N/T CP | 72.8992 | Replacement | Labour | ENDirect | Labour | SCS | 143 | HV SWITCH REPLACEMENT | 635001 | EN NS Margin | 44.7791 | Replacement | PNS MG | ENDirect | Excl | SCS | 143 | HV SWITCH REPLACEMENT | 613576 | BR-NT PNS FT | 40.492 | Replacement | Labour | ENDirect | Labour | SCS | 145 | HV FUSE UNIT&SURGE DIVERT.REPL | 613575 | BR-OT PNS CT | 9.1495 | Replacement | Labour | ENDirect | Labour | SCS
| 141 | FAULTS | 613319 | NS:Tester O/T CP | 8.7099 | Replacement | Labour | ENDirect | Labour | SCS | 143 | HV SWITCH REPLACEMENT | 636001 | System Control O/H | 34.6009 | Replacement | System Control OH | OH | Excl | SCS | 143 | HV SWITCH REPLACEMENT | 613577 | BR-OT PNS FT | 21.7192 | Replacement | Labour | ENDirect | Labour | SCS | 145 | HV FUSE UNIT&SURGE DIVERT.REPL | 613576 | BR-NT PNS FT | 1.0449 | Replacement | Labour | ENDirect | Labour | SCS
| 141 | FAULTS | 613350 | NS:DesignSup D/S N/T | 6.6801 | Replacement | Labour | ENDirect | Labour | SCS | 143 | HV SWITCH REPLACEMENT | 639000 | Network Service Corp | 92.1391 | Replacement | PNS Corporate OH | OH | Excl | SCS | 143 | HV SWITCH REPLACEMENT | 613602 | BR-NT PNS TA (ZT) | 14.4294 | Replacement | Labour | ENDirect | Labour | SCS | 145 | HV FUSE UNIT&SURGE DIVERT.REPL | 613577 | BR-OT PNS FT | 0.66696 | Replacement | Labour | ENDirect | Labour | SCS
| 141 | FAULTS | 613360 | NS:Draft/GIS D/S N/T | 4.2749 | Replacement | Labour | ENDirect | Labour | SCS | 143 | HV SWITCH REPLACEMENT | 639050 | NS: Fleet&Prop O/Hs | 10.7898 | Replacement | PNS Fleet & Property OH | OH | Excl | SCS | 143 | HV SWITCH REPLACEMENT | 613603 | BR-OT PNS TA (ZT) | 7.5857 | Replacement | Labour | ENDirect | Labour | SCS | 145 | HV FUSE UNIT&SURGE DIVERT.REPL | 634001 | Locl O/Hs to Capital | 36.3597 | Replacement | Local OH | OH | Excl | SCS
| 141 | FAULTS | 613408 | SC Gen Line CP NT | 46.7791 | Replacement | Labour | ENDirect | Labour | SCS | 144 | TRANSFORMER & SSTN REPLACEMEN | 520100 | M & S-Distribution | 5.7407 | Replacement | Materials | ENDirect | Materials | SCS | 143 | HV SWITCH REPLACEMENT | 613630 | Senior Design NT | 4.6418 | Replacement | Labour | ENDirect | Labour | SCS | 145 | HV FUSE UNIT&SURGE DIVERT.REPL | 635001 | EN NS Margin | 23.2353 | Replacement | PNS MG | ENDirect | Excl | SCS
| 141 | FAULTS | 613409 | SC Gen Line CP OT | 9.1259 | Replacement | Labour | ENDirect | Labour | SCS | 144 | TRANSFORMER & SSTN REPLACEMEN | 523100 | M & S-Admin & Gen | 0.11981 | Replacement | Materials | ENDirect | Materials | SCS | 143 | HV SWITCH REPLACEMENT | 613680 | NS:Engineer D/S N/T | 5.922 | Replacement | Labour | ENDirect | Labour | SCS | 145 | HV FUSE UNIT&SURGE DIVERT.REPL | 636001 | System Control O/H | 23.682 | Replacement | System Control OH | OH | Excl | SCS
| 141 | FAULTS | 613410 | BR-NT RES GB | 0.39942 | Replacement | Labour | ENDirect | Labour | SCS | 144 | TRANSFORMER & SSTN REPLACEMEN | 531000 | Maintenance Services | 0.29891 | Replacement | Contracts | ENDirect | Contracts | SCS | 143 | HV SWITCH REPLACEMENT | 613964 | 500kVA Gen. - Daily | 1.0912 | Replacement | Contracts | ENDirect | Contracts | SCS | 145 | HV FUSE UNIT&SURGE DIVERT.REPL | 639000 | Network Service Corp | 24.7088 | Replacement | PNS Corporate OH | OH | Excl | SCS
| 141 | FAULTS | 613411 | BR-OT RES GB | 0.63908 | Replacement | Labour | ENDirect | Labour | SCS | 144 | TRANSFORMER & SSTN REPLACEMEN | 531020 | Eng & Tech Services | 8.256 | Replacement | Labour | ENDirect | Labour | SCS | 143 | HV SWITCH REPLACEMENT | 634001 | Locl O/Hs to Capital | 57.761 | Replacement | Local OH | OH | Excl | SCS | 145 | HV FUSE UNIT&SURGE DIVERT.REPL | 639050 | NS: Fleet&Prop O/Hs | 5.9347 | Replacement | PNS Fleet & Property OH | OH | Excl | SCS
| 141 | FAULTS | 613418 | SC Live Line CP NT | 18.5782 | Replacement | Labour | ENDirect | Labour | SCS | 144 | TRANSFORMER & SSTN REPLACEMEN | 531464 | NS: Civil Works CPS | 1.118 | Replacement | Contracts | ENDirect | Contracts | SCS | 143 | HV SWITCH REPLACEMENT | 635001 | EN NS Margin | 30.2273 | Replacement | PNS MG | ENDirect | Excl | SCS | 146 | RECOVERABLE WORKS - ASSET DAMG | 520100 | M & S-Distribution | 50.6098 | Quoted Opex | Materials | ENDirect | Materials | Ancillary Network Services
| 141 | FAULTS | 613419 | SC Live Line CP OT | 8.7796 | Replacement | Labour | ENDirect | Labour | SCS | 144 | TRANSFORMER & SSTN REPLACEMEN | 531465 | NS: Pole to Pit CPS | 3.3203 | Replacement | Contracts | ENDirect | Contracts | SCS | 143 | HV SWITCH REPLACEMENT | 636001 | System Control O/H | 28.3274 | Replacement | System Control OH | OH | Excl | SCS | 146 | RECOVERABLE WORKS - ASSET DAMG | 523100 | M & S-Admin & Gen | 1.3042 | Quoted Opex | Materials | ENDirect | Materials | Ancillary Network Services
| 141 | FAULTS | 613428 | SC Tester CP NT | 130.299 | Replacement | Labour | ENDirect | Labour | SCS | 144 | TRANSFORMER & SSTN REPLACEMEN | 531466 | NS:UR RP Pck Wks CPS | 10.1906 | Replacement | Contracts | ENDirect | Contracts | SCS | 143 | HV SWITCH REPLACEMENT | 639000 | Network Service Corp | 39.9694 | Replacement | PNS Corporate OH | OH | Excl | SCS | 146 | RECOVERABLE WORKS - ASSET DAMG | 523300 | Cap Purch -Equipment | 0.15493 | Quoted Opex | Materials | ENDirect | Materials | Ancillary Network Services
| 141 | FAULTS | 613429 | SC Tester CP OT | 9.6616 | Replacement | Labour | ENDirect | Labour | SCS | 144 | TRANSFORMER & SSTN REPLACEMEN | 531467 | NS: Traffic Mgmt CPS | 0.77909 | Replacement | Contracts | ENDirect | Contracts | SCS | 143 | HV SWITCH REPLACEMENT | 639050 | NS: Fleet&Prop O/Hs | 6.3846 | Replacement | PNS Fleet & Property OH | OH | Excl | SCS | 146 | RECOVERABLE WORKS - ASSET DAMG | 531464 | NS: Civil Works CPS | 302.8077 | Quoted Opex | Contracts | ENDirect | Contracts | Ancillary Network Services
| 141 | FAULTS | 613438 | SC Construct CP NT | 6.2996 | Replacement | Labour | ENDirect | Labour | SCS | 144 | TRANSFORMER & SSTN REPLACEMEN | 532140 | Tech Services | 129.45 | Replacement | Contracts | ENDirect | Contracts | SCS | 144 | TRANSFORMER & SSTN REPLACEMEN | 520100 | M & S-Distribution | 58.8475 | Replacement | Materials | ENDirect | Materials | SCS | 146 | RECOVERABLE WORKS - ASSET DAMG | 531467 | NS: Traffic Mgmt CPS | 69.7406 | Quoted Opex | Contracts | ENDirect | Contracts | Ancillary Network Services
| 141 | FAULTS | 613566 | BR-NT PNS A2 | 7.546 | Replacement | Labour | ENDirect | Labour | SCS | 144 | TRANSFORMER & SSTN REPLACEMEN | 611901 | Stores Rec Local | 0.41693 | Replacement | Contracts | ENDirect | Contracts | SCS | 144 | TRANSFORMER & SSTN REPLACEMEN | 523300 | Cap Purch -Equipment | 22.53 | Replacement | Materials | ENDirect | Materials | SCS | 146 | RECOVERABLE WORKS - ASSET DAMG | 531468 | NS: Waste Disp CPS | 77.2797 | Quoted Opex | Contracts | ENDirect | Contracts | Ancillary Network Services
| 141 | FAULTS | 613570 | BR-NT PNS CJ | 5.0266 | Replacement | Labour | ENDirect | Labour | SCS | 144 | TRANSFORMER & SSTN REPLACEMEN | 613260 | BR-NT PNS ZT | 4.5281 | Replacement | Labour | ENDirect | Labour | SCS | 144 | TRANSFORMER & SSTN REPLACEMEN | 531000 | Maintenance Services | 46.4418 | Replacement | Contracts | ENDirect | Contracts | SCS | 146 | RECOVERABLE WORKS - ASSET DAMG | 532200 | Hire: Plant & Equip | 1.68 | Quoted Opex | Contracts | ENDirect | Contracts | Ancillary Network Services
| 141 | FAULTS | 613571 | BR-OT PNS CJ | 0.48684 | Replacement | Labour | ENDirect | Labour | SCS | 144 | TRANSFORMER & SSTN REPLACEMEN | 613261 | BR-OT PNS ZT | 0.22785 | Replacement | Labour | ENDirect | Labour | SCS | 144 | TRANSFORMER & SSTN REPLACEMEN | 531467 | NS: Traffic Mgmt CPS | 0.71715 | Replacement | Contracts | ENDirect | Contracts | SCS | 146 | RECOVERABLE WORKS - ASSET DAMG | 611860 | Misc Transfers | -13.4871 | Quoted Opex | Labour | ENDirect | Labour | Ancillary Network Services
| 141 | FAULTS | 613574 | BR-NT PNS CT | 8.0669 | Replacement | Labour | ENDirect | Labour | SCS | 144 | TRANSFORMER & SSTN REPLACEMEN | 613280 | NS Design D/S N/T | 3.7212 | Replacement | Labour | ENDirect | Labour | SCS | 144 | TRANSFORMER & SSTN REPLACEMEN | 532140 | Tech Services | 11.3604 | Replacement | Contracts | ENDirect | Contracts | SCS | 146 | RECOVERABLE WORKS - ASSET DAMG | 611861 | PNS Labour Trf-Ext | -1.23 | Quoted Opex | Labour | ENDirect | Labour | Ancillary Network Services
| 141 | FAULTS | 613575 | BR-OT PNS CT | 0.50576 | Replacement | Labour | ENDirect | Labour | SCS | 144 | TRANSFORMER & SSTN REPLACEMEN | 613290 | NS Tech/Proj Mger NT | 16.794 | Replacement | Labour | ENDirect | Labour | SCS | 144 | TRANSFORMER & SSTN REPLACEMEN | 532200 | Hire: Plant & Equip | 1.715 | Replacement | Contracts | ENDirect | Contracts | SCS | 146 | RECOVERABLE WORKS - ASSET DAMG | 611900 | Stores Recovery Dist | 0.79542 | Quoted Opex | Contracts | ENDirect | Contracts | Ancillary Network Services
| 141 | FAULTS | 613576 | BR-NT PNS FT | 0.4652 | Replacement | Labour | ENDirect | Labour | SCS | 144 | TRANSFORMER & SSTN REPLACEMEN | 613298 | NS:Tech/ProjMgrN/TCP | 2.2392 | Replacement | Labour | ENDirect | Labour | SCS | 144 | TRANSFORMER & SSTN REPLACEMEN | 591997 | Proj Trf - OH/Mar | -1.2864 | Replacement | Contracts | ENDirect | Contracts | SCS | 146 | RECOVERABLE WORKS - ASSET DAMG | 611901 | Stores Rec Local | 2.8218 | Quoted Opex | Contracts | ENDirect | Contracts | Ancillary Network Services
| 141 | FAULTS | 613680 | NS:Engineer D/S N/T | 2.5616 | Replacement | Labour | ENDirect | Labour | SCS | 144 | TRANSFORMER & SSTN REPLACEMEN | 613310 | BR-NT PNS TS | 2.1966 | Replacement | Labour | ENDirect | Labour | SCS | 144 | TRANSFORMER & SSTN REPLACEMEN | 591999 | Proj Trf - Dir Costs | -14.1432 | Replacement | Contracts | ENDirect | Contracts | SCS | 146 | RECOVERABLE WORKS - ASSET DAMG | 613240 | BR-NT PNS LW | 10.5921 | Quoted Opex | Labour | ENDirect | Labour | Ancillary Network Services
| 141 | FAULTS | 633000 | Corp O/Hs to Capital | 307.6702 | Replacement | Contracts | OH | Contracts | SCS | 144 | TRANSFORMER & SSTN REPLACEMEN | 613360 | NS:Draft/GIS D/S N/T | 8.0054 | Replacement | Labour | ENDirect | Labour | SCS | 144 | TRANSFORMER & SSTN REPLACEMEN | 611901 | Stores Rec Local | 3.5309 | Replacement | Contracts | ENDirect | Contracts | SCS | 146 | RECOVERABLE WORKS - ASSET DAMG | 613241 | BR-OT PNS LW | 2.5981 | Quoted Opex | Labour | ENDirect | Labour | Ancillary Network Services
| 141 | FAULTS | 634001 | Locl O/Hs to Capital | 138.8178 | Replacement | Local OH | OH | Excl | SCS | 144 | TRANSFORMER & SSTN REPLACEMEN | 613440 | SC Design/Draftin NT | 0.27125 | Replacement | Labour | ENDirect | Labour | SCS | 144 | TRANSFORMER & SSTN REPLACEMEN | 613260 | BR-NT PNS ZT | 1.5189 | Replacement | Labour | ENDirect | Labour | SCS | 146 | RECOVERABLE WORKS - ASSET DAMG | 613250 | BR-NT PNS GB | 12.5575 | Quoted Opex | Labour | ENDirect | Labour | Ancillary Network Services
| 141 | FAULTS | 635001 | EN NS Margin | 93.8603 | Replacement | PNS MG | ENDirect | Excl | SCS | 144 | TRANSFORMER & SSTN REPLACEMEN | 613566 | BR-NT PNS A2 | 15.4101 | Replacement | Labour | ENDirect | Labour | SCS | 144 | TRANSFORMER & SSTN REPLACEMEN | 613280 | NS Design D/S N/T | 8.5284 | Replacement | Labour | ENDirect | Labour | SCS | 146 | RECOVERABLE WORKS - ASSET DAMG | 613251 | BR-OT PNS GB | 6.8647 | Quoted Opex | Labour | ENDirect | Labour | Ancillary Network Services
| 141 | FAULTS | 636001 | System Control O/H | 41.6891 | Replacement | System Control OH | OH | Excl | SCS | 144 | TRANSFORMER & SSTN REPLACEMEN | 613567 | BR-OT PNS A2 | 0.41832 | Replacement | Labour | ENDirect | Labour | SCS | 144 | TRANSFORMER & SSTN REPLACEMEN | 613281 | NS Design D/S O/T | 1.4472 | Replacement | Labour | ENDirect | Labour | SCS | 146 | RECOVERABLE WORKS - ASSET DAMG | 613280 | NS Design D/S N/T | 0.50008 | Quoted Opex | Labour | ENDirect | Labour | Ancillary Network Services
| 141 | FAULTS | 639000 | Network Service Corp | 90.1932 | Replacement | PNS Corporate OH | OH | Excl | SCS | 144 | TRANSFORMER & SSTN REPLACEMEN | 613576 | BR-NT PNS FT | 22.6856 | Replacement | Labour | ENDirect | Labour | SCS | 144 | TRANSFORMER & SSTN REPLACEMEN | 613290 | NS Tech/Proj Mger NT | 30.6617 | Replacement | Labour | ENDirect | Labour | SCS | 146 | RECOVERABLE WORKS - ASSET DAMG | 613290 | NS Tech/Proj Mger NT | 0.4029 | Quoted Opex | Labour | ENDirect | Labour | Ancillary Network Services
| 141 | FAULTS | 639050 | NS: Fleet&Prop O/Hs | 12.8009 | Replacement | PNS Fleet & Property OH | OH | Excl | SCS | 144 | TRANSFORMER & SSTN REPLACEMEN | 613577 | BR-OT PNS FT | 0.83545 | Replacement | Labour | ENDirect | Labour | SCS | 144 | TRANSFORMER & SSTN REPLACEMEN | 613360 | NS:Draft/GIS D/S N/T | 0.87598 | Replacement | Labour | ENDirect | Labour | SCS | 146 | RECOVERABLE WORKS - ASSET DAMG | 613360 | NS:Draft/GIS D/S N/T | 0.22921 | Quoted Opex | Labour | ENDirect | Labour | Ancillary Network Services
| 142 | CONDUCTOR CLEARANCE | 520100 | M & S-Distribution | 9.0284 | Replacement | Materials | ENDirect | Materials | SCS | 144 | TRANSFORMER & SSTN REPLACEMEN | 613602 | BR-NT PNS TA (ZT) | 14.1009 | Replacement | Labour | ENDirect | Labour | SCS | 144 | TRANSFORMER & SSTN REPLACEMEN | 613370 | NS:Survey D/S N/T | 5.7825 | Replacement | Labour | ENDirect | Labour | SCS | 146 | RECOVERABLE WORKS - ASSET DAMG | 613390 | NS:CivWrks&TrafMgmt | -4.5487 | Quoted Opex | Contracts | ENDirect | Contracts | Ancillary Network Services
| 142 | CONDUCTOR CLEARANCE | 523100 | M & S-Admin & Gen | 0.02376 | Replacement | Materials | ENDirect | Materials | SCS | 144 | TRANSFORMER & SSTN REPLACEMEN | 613603 | BR-OT PNS TA (ZT) | 0.37975 | Replacement | Labour | ENDirect | Labour | SCS | 144 | TRANSFORMER & SSTN REPLACEMEN | 613566 | BR-NT PNS A2 | 0.4246 | Replacement | Labour | ENDirect | Labour | SCS | 146 | RECOVERABLE WORKS - ASSET DAMG | 613400 | BR-NT RES CJ LW PO | 3.763 | Quoted Opex | Labour | ENDirect | Labour | Ancillary Network Services
| 142 | CONDUCTOR CLEARANCE | 523300 | Cap Purch -Equipment | 4e-05 | Replacement | Materials | ENDirect | Materials | SCS | 144 | TRANSFORMER & SSTN REPLACEMEN | 613680 | NS:Engineer D/S N/T | 3.6161 | Replacement | Labour | ENDirect | Labour | SCS | 144 | TRANSFORMER & SSTN REPLACEMEN | 613570 | BR-NT PNS CJ | 1.0615 | Replacement | Labour | ENDirect | Labour | SCS | 146 | RECOVERABLE WORKS - ASSET DAMG | 613401 | BR-OT RES CJ LW PO | 7.3071 | Quoted Opex | Labour | ENDirect | Labour | Ancillary Network Services
| 142 | CONDUCTOR CLEARANCE | 531020 | Eng & Tech Services | -0.81804 | Replacement | Labour | ENDirect | Labour | SCS | 144 | TRANSFORMER & SSTN REPLACEMEN | 634001 | Locl O/Hs to Capital | 8.0581 | Replacement | Local OH | OH | Excl | SCS | 144 | TRANSFORMER & SSTN REPLACEMEN | 613576 | BR-NT PNS FT | 5.9374 | Replacement | Labour | ENDirect | Labour | SCS | 146 | RECOVERABLE WORKS - ASSET DAMG | 613410 | BR-NT RES GB | 7.0444 | Quoted Opex | Labour | ENDirect | Labour | Ancillary Network Services
| 142 | CONDUCTOR CLEARANCE | 531035 | Engineer & Dsgn Serv | 0.17215 | Replacement | Labour | ENDirect | Labour | SCS | 144 | TRANSFORMER & SSTN REPLACEMEN | 635001 | EN NS Margin | 3.745 | Replacement | PNS MG | ENDirect | Excl | SCS | 144 | TRANSFORMER & SSTN REPLACEMEN | 613577 | BR-OT PNS FT | 4.2289 | Replacement | Labour | ENDirect | Labour | SCS | 146 | RECOVERABLE WORKS - ASSET DAMG | 613411 | BR-OT RES GB | 5.4678 | Quoted Opex | Labour | ENDirect | Labour | Ancillary Network Services
| 142 | CONDUCTOR CLEARANCE | 531200 | Construct'n Services | -5.9336 | Replacement | Contracts | ENDirect | Contracts | SCS | 144 | TRANSFORMER & SSTN REPLACEMEN | 636001 | System Control O/H | 2.36 | Replacement | System Control OH | OH | Excl | SCS | 144 | TRANSFORMER & SSTN REPLACEMEN | 613602 | BR-NT PNS TA (ZT) | 0.13808 | Replacement | Labour | ENDirect | Labour | SCS | 146 | RECOVERABLE WORKS - ASSET DAMG | 613440 | SC Design/Draftin NT | 1.5364 | Quoted Opex | Labour | ENDirect | Labour | Ancillary Network Services
| 142 | CONDUCTOR CLEARANCE | 531464 | NS: Civil Works CPS | 8.4869 | Replacement | Contracts | ENDirect | Contracts | SCS | 144 | TRANSFORMER & SSTN REPLACEMEN | 639000 | Network Service Corp | 6.2214 | Replacement | PNS Corporate OH | OH | Excl | SCS | 144 | TRANSFORMER & SSTN REPLACEMEN | 613680 | NS:Engineer D/S N/T | 6.4979 | Replacement | Labour | ENDirect | Labour | SCS | 146 | RECOVERABLE WORKS - ASSET DAMG | 613566 | BR-NT PNS A2 | 1.6349 | Quoted Opex | Labour | ENDirect | Labour | Ancillary Network Services
| 142 | CONDUCTOR CLEARANCE | 531466 | NS:UR RP Pck Wks CPS | 0.00216 | Replacement | Contracts | ENDirect | Contracts | SCS | 144 | TRANSFORMER & SSTN REPLACEMEN | 639050 | NS: Fleet&Prop O/Hs | 1.1386 | Replacement | PNS Fleet & Property OH | OH | Excl | SCS | 144 | TRANSFORMER & SSTN REPLACEMEN | 634001 | Locl O/Hs to Capital | 15.0692 | Replacement | Local OH | OH | Excl | SCS | 146 | RECOVERABLE WORKS - ASSET DAMG | 613567 | BR-OT PNS A2 | 2.1267 | Quoted Opex | Labour | ENDirect | Labour | Ancillary Network Services
| 142 | CONDUCTOR CLEARANCE | 531467 | NS: Traffic Mgmt CPS | 12.0818 | Replacement | Contracts | ENDirect | Contracts | SCS | 145 | HV FUSE UNIT&SURGE DIVERT.REPL | 520100 | M & S-Distribution | 25.9575 | Replacement | Materials | ENDirect | Materials | SCS | 144 | TRANSFORMER & SSTN REPLACEMEN | 635001 | EN NS Margin | 3.6892 | Replacement | PNS MG | ENDirect | Excl | SCS | 146 | RECOVERABLE WORKS - ASSET DAMG | 613570 | BR-NT PNS CJ | 0.97559 | Quoted Opex | Labour | ENDirect | Labour | Ancillary Network Services
| 142 | CONDUCTOR CLEARANCE | 531468 | NS: Waste Disp CPS | 8.619 | Replacement | Contracts | ENDirect | Contracts | SCS | 145 | HV FUSE UNIT&SURGE DIVERT.REPL | 523100 | M & S-Admin & Gen | 0.36973 | Replacement | Materials | ENDirect | Materials | SCS | 144 | TRANSFORMER & SSTN REPLACEMEN | 636001 | System Control O/H | 11.019 | Replacement | System Control OH | OH | Excl | SCS | 146 | RECOVERABLE WORKS - ASSET DAMG | 613571 | BR-OT PNS CJ | 2.3009 | Quoted Opex | Labour | ENDirect | Labour | Ancillary Network Services
| 142 | CONDUCTOR CLEARANCE | 531480 | NS:Asset Solution De | 0.21504 | Replacement | Labour | ENDirect | Labour | SCS | 145 | HV FUSE UNIT&SURGE DIVERT.REPL | 531464 | NS: Civil Works CPS | 4.1135 | Replacement | Contracts | ENDirect | Contracts | SCS | 144 | TRANSFORMER & SSTN REPLACEMEN | 639000 | Network Service Corp | 6.9157 | Replacement | PNS Corporate OH | OH | Excl | SCS | 146 | RECOVERABLE WORKS - ASSET DAMG | 613574 | BR-NT PNS CT | 10.8822 | Quoted Opex | Labour | ENDirect | Labour | Ancillary Network Services
| 142 | CONDUCTOR CLEARANCE | 531485 | NS:CivilContract-PCN | -1.0784 | Replacement | Contracts | ENDirect | Contracts | SCS | 145 | HV FUSE UNIT&SURGE DIVERT.REPL | 531466 | NS:UR RP Pck Wks CPS | 1.781 | Replacement | Contracts | ENDirect | Contracts | SCS | 144 | TRANSFORMER & SSTN REPLACEMEN | 639050 | NS: Fleet&Prop O/Hs | 0.6085 | Replacement | PNS Fleet & Property OH | OH | Excl | SCS | 146 | RECOVERABLE WORKS - ASSET DAMG | 613575 | BR-OT PNS CT | 3.4097 | Quoted Opex | Labour | ENDirect | Labour | Ancillary Network Services
| 142 | CONDUCTOR CLEARANCE | 531495 | NS:Field Pack Wk CPN | 0.88077 | Replacement | Contracts | ENDirect | Contracts | SCS | 145 | HV FUSE UNIT&SURGE DIVERT.REPL | 531467 | NS: Traffic Mgmt CPS | 22.3209 | Replacement | Contracts | ENDirect | Contracts | SCS | 145 | HV FUSE UNIT&SURGE DIVERT.REPL | 520100 | M & S-Distribution | 37.2968 | Replacement | Materials | ENDirect | Materials | SCS | 146 | RECOVERABLE WORKS - ASSET DAMG | 613680 | NS:Engineer D/S N/T | 0.55072 | Quoted Opex | Labour | ENDirect | Labour | Ancillary Network Services
| 142 | CONDUCTOR CLEARANCE | 591200 | Council Rates | 0.1075 | Replacement | Contracts | ENDirect | Contracts | SCS | 145 | HV FUSE UNIT&SURGE DIVERT.REPL | 531468 | NS: Waste Disp CPS | 9.9838 | Replacement | Contracts | ENDirect | Contracts | SCS | 145 | HV FUSE UNIT&SURGE DIVERT.REPL | 523100 | M & S-Admin & Gen | 0.13853 | Replacement | Materials | ENDirect | Materials | SCS | 146 | RECOVERABLE WORKS - ASSET DAMG | 613800 | NS:Mat Distribution | -1.2479 | Quoted Opex | Materials | ENDirect | Materials | Ancillary Network Services
| 142 | CONDUCTOR CLEARANCE | 611860 | Misc Transfers | -28.7115 | Replacement | Labour | ENDirect | Labour | SCS | 145 | HV FUSE UNIT&SURGE DIVERT.REPL | 591997 | Proj Trf - EN OH | -0.71634 | Replacement | Contracts | ENDirect | Contracts | SCS | 145 | HV FUSE UNIT&SURGE DIVERT.REPL | 531464 | NS: Civil Works CPS | 65.9624 | Replacement | Contracts | ENDirect | Contracts | SCS | 146 | RECOVERABLE WORKS - ASSET DAMG | 634001 | Locl O/Hs to Capital | 34.6013 | Quoted Opex | Local OH | OH | Excl | Ancillary Network Services
| 142 | CONDUCTOR CLEARANCE | 611861 | PNS Labour Trf-Ext | -42.4498 | Replacement | Labour | ENDirect | Labour | SCS | 145 | HV FUSE UNIT&SURGE DIVERT.REPL | 591999 | Proj Tsf - EN Direct | -9.0975 | Replacement | Contracts | ENDirect | Contracts | SCS | 145 | HV FUSE UNIT&SURGE DIVERT.REPL | 531466 | NS:UR RP Pck Wks CPS | 1.2573 | Replacement | Contracts | ENDirect | Contracts | SCS | 146 | RECOVERABLE WORKS - ASSET DAMG | 635001 | EN NS Margin | 29.4729 | Quoted Opex | PNS MG | ENDirect | Excl | Ancillary Network Services
| 142 | CONDUCTOR CLEARANCE | 611900 | Stores Recovery Dist | 0.48998 | Replacement | Contracts | ENDirect | Contracts | SCS | 145 | HV FUSE UNIT&SURGE DIVERT.REPL | 611860 | Misc Transfers | 6.0394 | Replacement | Labour | ENDirect | Labour | SCS | 145 | HV FUSE UNIT&SURGE DIVERT.REPL | 531467 | NS: Traffic Mgmt CPS | 27.6866 | Replacement | Contracts | ENDirect | Contracts | SCS | 146 | RECOVERABLE WORKS - ASSET DAMG | 636001 | System Control O/H | 22.8965 | Quoted Opex | System Control OH | OH | Excl | Ancillary Network Services
| 142 | CONDUCTOR CLEARANCE | 611901 | Stores Rec Local | -1.9123 | Replacement | Contracts | ENDirect | Contracts | SCS | 145 | HV FUSE UNIT&SURGE DIVERT.REPL | 611861 | PNS Labour Trf-Ext | 15.3938 | Replacement | Labour | ENDirect | Labour | SCS | 145 | HV FUSE UNIT&SURGE DIVERT.REPL | 531468 | NS: Waste Disp CPS | 34.0668 | Replacement | Contracts | ENDirect | Contracts | SCS | 146 | RECOVERABLE WORKS - ASSET DAMG | 639000 | Network Service Corp | 23.4743 | Quoted Opex | PNS Corporate OH | OH | Excl | Ancillary Network Services
| 142 | CONDUCTOR CLEARANCE | 612210 | Network N/T | 18.3322 | Replacement | Labour | ENDirect | Labour | SCS | 145 | HV FUSE UNIT&SURGE DIVERT.REPL | 611900 | Stores Recovery Dist | 0.93353 | Replacement | Contracts | ENDirect | Contracts | SCS | 145 | HV FUSE UNIT&SURGE DIVERT.REPL | 532200 | Hire: Plant & Equip | 0.92813 | Replacement | Contracts | ENDirect | Contracts | SCS | 146 | RECOVERABLE WORKS - ASSET DAMG | 639050 | NS: Fleet&Prop O/Hs | 6.5883 | Quoted Opex | PNS Fleet & Property OH | OH | Excl | Ancillary Network Services
| 142 | CONDUCTOR CLEARANCE | 612462 | Cost Transfer | -2.5749 | Replacement | Labour | ENDirect | Labour | SCS | 145 | HV FUSE UNIT&SURGE DIVERT.REPL | 611901 | Stores Rec Local | 0.6268 | Replacement | Contracts | ENDirect | Contracts | SCS | 145 | HV FUSE UNIT&SURGE DIVERT.REPL | 591999 | Proj Trf - Dir Costs | -17.0622 | Replacement | Contracts | ENDirect | Contracts | SCS | 147 | POLE LIFE EXTENSION - TREATM. | 531030 | Line Insp Services | 265.512 | Replacement | Contracts | ENDirect | Contracts | Opex
| 142 | CONDUCTOR CLEARANCE | 613248 | NS:GenLinewrk N/T CP | 27.8826 | Replacement | Labour | ENDirect | Labour | SCS | 145 | HV FUSE UNIT&SURGE DIVERT.REPL | 611902 | Purchase OrderOncost | 0.07502 | Replacement | Contracts | ENDirect | Contracts | SCS | 145 | HV FUSE UNIT&SURGE DIVERT.REPL | 611900 | Stores Recovery Dist | 0.80262 | Replacement | Contracts | ENDirect | Contracts | SCS | 147 | POLE LIFE EXTENSION - TREATM. | 634001 | Locl O/Hs to Capital | 14.6084 | Replacement | Local OH | OH | Excl | Opex
| 142 | CONDUCTOR CLEARANCE | 613249 | NS:GenLinewrk O/T CP | 3.1255 | Replacement | Labour | ENDirect | Labour | SCS | 145 | HV FUSE UNIT&SURGE DIVERT.REPL | 612210 | Network N/T | 0.05854 | Replacement | Labour | ENDirect | Labour | SCS | 145 | HV FUSE UNIT&SURGE DIVERT.REPL | 611901 | Stores Rec Local | 1.5424 | Replacement | Contracts | ENDirect | Contracts | SCS | 147 | POLE LIFE EXTENSION - TREATM. | 636001 | System Control O/H | 9.7214 | Replacement | System Control OH | OH | Excl | Opex
| 142 | CONDUCTOR CLEARANCE | 613250 | BR-NT PNS GB | 0.22368 | Replacement | Labour | ENDirect | Labour | SCS | 145 | HV FUSE UNIT&SURGE DIVERT.REPL | 613240 | BR-NT PNS LW | 27.85 | Replacement | Labour | ENDirect | Labour | SCS | 145 | HV FUSE UNIT&SURGE DIVERT.REPL | 613240 | BR-NT PNS LW | 31.9783 | Replacement | Labour | ENDirect | Labour | SCS | 148 | POLE REPLACEMENT | 500810 | Salaries - Allowance | 0.298 | Replacement | Labour | ENDirect | Labour | SCS
| 142 | CONDUCTOR CLEARANCE | 613258 | NS:LiveLinw-GenN/TCP | 10.1306 | Replacement | Labour | ENDirect | Labour | SCS | 145 | HV FUSE UNIT&SURGE DIVERT.REPL | 613241 | BR-OT PNS LW | 9.8797 | Replacement | Labour | ENDirect | Labour | SCS | 145 | HV FUSE UNIT&SURGE DIVERT.REPL | 613241 | BR-OT PNS LW | 3.9132 | Replacement | Labour | ENDirect | Labour | SCS | 148 | POLE REPLACEMENT | 503191 | Travel:Aus Emp reimb | 2.6679 | Replacement | Contracts | ENDirect | Contracts | SCS
| 142 | CONDUCTOR CLEARANCE | 613259 | NS:LiveLinwGenO/T CP | 0.23433 | Replacement | Labour | ENDirect | Labour | SCS | 145 | HV FUSE UNIT&SURGE DIVERT.REPL | 613250 | BR-NT PNS GB | 51.8658 | Replacement | Labour | ENDirect | Labour | SCS | 145 | HV FUSE UNIT&SURGE DIVERT.REPL | 613250 | BR-NT PNS GB | 73.0823 | Replacement | Labour | ENDirect | Labour | SCS | 148 | POLE REPLACEMENT | 531030 | Line Insp Services | 1290.8963 | Replacement | Contracts | ENDirect | Contracts | SCS
| 142 | CONDUCTOR CLEARANCE | 613268 | NS: Fitter N/T CP | 0.13026 | Replacement | Labour | ENDirect | Labour | SCS | 145 | HV FUSE UNIT&SURGE DIVERT.REPL | 613251 | BR-OT PNS GB | 19.3657 | Replacement | Labour | ENDirect | Labour | SCS | 145 | HV FUSE UNIT&SURGE DIVERT.REPL | 613251 | BR-OT PNS GB | 9.3444 | Replacement | Labour | ENDirect | Labour | SCS | 148 | POLE REPLACEMENT | 533001 | IT Cloud Services | 237.9437 | Replacement | Contracts | ENDirect | Contracts | SCS
| 142 | CONDUCTOR CLEARANCE | 613278 | NS: ConstCo-ordN/TCP | 6.8955 | Replacement | Labour | ENDirect | Labour | SCS | 145 | HV FUSE UNIT&SURGE DIVERT.REPL | 613280 | NS Design D/S N/T | 5.5198 | Replacement | Labour | ENDirect | Labour | SCS | 145 | HV FUSE UNIT&SURGE DIVERT.REPL | 613290 | NS Tech/Proj Mger NT | 0.50472 | Replacement | Labour | ENDirect | Labour | SCS | 148 | POLE REPLACEMENT | 613250 | BR-NT PNS GB | 23.2773 | Replacement | Labour | ENDirect | Labour | SCS
| 142 | CONDUCTOR CLEARANCE | 613279 | NS:ConstCo-ordO/T CP | 1.6897 | Replacement | Labour | ENDirect | Labour | SCS | 145 | HV FUSE UNIT&SURGE DIVERT.REPL | 613290 | NS Tech/Proj Mger NT | 0.9952 | Replacement | Labour | ENDirect | Labour | SCS | 145 | HV FUSE UNIT&SURGE DIVERT.REPL | 613291 | NS Tech/Proj Mger OT | 0.30346 | Replacement | Labour | ENDirect | Labour | SCS | 148 | POLE REPLACEMENT | 613251 | BR-OT PNS GB | 1.5874 | Replacement | Labour | ENDirect | Labour | SCS
| 142 | CONDUCTOR CLEARANCE | 613280 | NS Design D/S N/T | 5.9466 | Replacement | Labour | ENDirect | Labour | SCS | 145 | HV FUSE UNIT&SURGE DIVERT.REPL | 613360 | NS:Draft/GIS D/S N/T | 1.8873 | Replacement | Labour | ENDirect | Labour | SCS | 145 | HV FUSE UNIT&SURGE DIVERT.REPL | 613360 | NS:Draft/GIS D/S N/T | 0.25028 | Replacement | Labour | ENDirect | Labour | SCS | 148 | POLE REPLACEMENT | 634001 | Locl O/Hs to Capital | 85.3625 | Replacement | Local OH | OH | Excl | SCS
| 142 | CONDUCTOR CLEARANCE | 613290 | NS Tech/Proj Mger NT | 2.4282 | Replacement | Labour | ENDirect | Labour | SCS | 145 | HV FUSE UNIT&SURGE DIVERT.REPL | 613390 | NS:CivWrks&TrafMgmt | 3.9367 | Replacement | Contracts | ENDirect | Contracts | SCS | 145 | HV FUSE UNIT&SURGE DIVERT.REPL | 613400 | BR-NT RES CJ LW PO | 1.5923 | Replacement | Labour | ENDirect | Labour | SCS | 148 | POLE REPLACEMENT | 635001 | EN NS Margin | 1.4763 | Replacement | PNS MG | ENDirect | Excl | SCS
| 142 | CONDUCTOR CLEARANCE | 613318 | NS: Tester N/T CP | 0.20919 | Replacement | Labour | ENDirect | Labour | SCS | 145 | HV FUSE UNIT&SURGE DIVERT.REPL | 613400 | BR-NT RES CJ LW PO | 11.0253 | Replacement | Labour | ENDirect | Labour | SCS | 145 | HV FUSE UNIT&SURGE DIVERT.REPL | 613401 | BR-OT RES CJ LW PO | 1.8415 | Replacement | Labour | ENDirect | Labour | SCS | 148 | POLE REPLACEMENT | 636001 | System Control O/H | 56.7421 | Replacement | System Control OH | OH | Excl | SCS
| 142 | CONDUCTOR CLEARANCE | 613319 | NS:Tester O/T CP | 0.05058 | Replacement | Labour | ENDirect | Labour | SCS | 145 | HV FUSE UNIT&SURGE DIVERT.REPL | 613401 | BR-OT RES CJ LW PO | 0.15414 | Replacement | Labour | ENDirect | Labour | SCS | 145 | HV FUSE UNIT&SURGE DIVERT.REPL | 613410 | BR-NT RES GB | 18.7068 | Replacement | Labour | ENDirect | Labour | SCS | 148 | POLE REPLACEMENT | 639000 | Network Service Corp | 1.0344 | Replacement | PNS Corporate OH | OH | Excl | SCS
| 142 | CONDUCTOR CLEARANCE | 613350 | NS:DesignSup D/S N/T | 0.53539 | Replacement | Labour | ENDirect | Labour | SCS | 145 | HV FUSE UNIT&SURGE DIVERT.REPL | 613410 | BR-NT RES GB | 27.0375 | Replacement | Labour | ENDirect | Labour | SCS | 145 | HV FUSE UNIT&SURGE DIVERT.REPL | 613411 | BR-OT RES GB | 1.0175 | Replacement | Labour | ENDirect | Labour | SCS | 148 | POLE REPLACEMENT | 639050 | NS: Fleet&Prop O/Hs | 0.30113 | Replacement | PNS Fleet & Property OH | OH | Excl | SCS
| 142 | CONDUCTOR CLEARANCE | 613351 | NS:DesignSup D/S O/T | 0.11082 | Replacement | Labour | ENDirect | Labour | SCS | 145 | HV FUSE UNIT&SURGE DIVERT.REPL | 613411 | BR-OT RES GB | 2.643 | Replacement | Labour | ENDirect | Labour | SCS | 145 | HV FUSE UNIT&SURGE DIVERT.REPL | 613566 | BR-NT PNS A2 | 14.3833 | Replacement | Labour | ENDirect | Labour | SCS | 148 | POLE REPLACEMENT | 613575 | BR-OT PNS CT | 0 | Replacement | Labour | ENDirect | Labour | SCS
| 142 | CONDUCTOR CLEARANCE | 613360 | NS:Draft/GIS D/S N/T | 1.7746 | Replacement | Labour | ENDirect | Labour | SCS | 145 | HV FUSE UNIT&SURGE DIVERT.REPL | 613441 | SC Design/Draftin OT | 0.16953 | Replacement | Labour | ENDirect | Labour | SCS | 145 | HV FUSE UNIT&SURGE DIVERT.REPL | 613567 | BR-OT PNS A2 | 2.835 | Replacement | Labour | ENDirect | Labour | SCS | 148 | POLE REPLACEMENT | 613390 | NS:CivWrks&TrafMgmt | -1528.84 | Replacement | Contracts | ENDirect | Contracts | SCS
| 142 | CONDUCTOR CLEARANCE | 613370 | NS:Survey D/S N/T | 0.0085 | Replacement | Labour | ENDirect | Labour | SCS | 145 | HV FUSE UNIT&SURGE DIVERT.REPL | 613566 | BR-NT PNS A2 | 20.266 | Replacement | Labour | ENDirect | Labour | SCS | 145 | HV FUSE UNIT&SURGE DIVERT.REPL | 613574 | BR-NT PNS CT | 5.4764 | Replacement | Labour | ENDirect | Labour | SCS | 148 | POLE REPLACEMENT | 635001 | EN NS Margin | 0 | Replacement | PNS MG | ENDirect | Excl | SCS
| 142 | CONDUCTOR CLEARANCE | 613390 | NS:CivWrks&TrafMgmt | 26.3759 | Replacement | Contracts | ENDirect | Contracts | SCS | 145 | HV FUSE UNIT&SURGE DIVERT.REPL | 613567 | BR-OT PNS A2 | 7.1114 | Replacement | Labour | ENDirect | Labour | SCS | 145 | HV FUSE UNIT&SURGE DIVERT.REPL | 613575 | BR-OT PNS CT | 3.5354 | Replacement | Labour | ENDirect | Labour | SCS | 148 | POLE REPLACEMENT | 636001 | System Control O/H | -139.2671 | Replacement | System Control OH | OH | Excl | SCS
| 142 | CONDUCTOR CLEARANCE | 613408 | SC Gen Line CP NT | 31.7164 | Replacement | Labour | ENDirect | Labour | SCS | 145 | HV FUSE UNIT&SURGE DIVERT.REPL | 613570 | BR-NT PNS CJ | 1.7844 | Replacement | Labour | ENDirect | Labour | SCS | 145 | HV FUSE UNIT&SURGE DIVERT.REPL | 613576 | BR-NT PNS FT | 0.27616 | Replacement | Labour | ENDirect | Labour | SCS | 150 | UG ASSET REPLACEMENT - PLANNED | 520100 | M & S-Distribution | 82.1312 | Replacement | Materials | ENDirect | Materials | SCS
| 142 | CONDUCTOR CLEARANCE | 613409 | SC Gen Line CP OT | 4.9938 | Replacement | Labour | ENDirect | Labour | SCS | 145 | HV FUSE UNIT&SURGE DIVERT.REPL | 613574 | BR-NT PNS CT | 4.9258 | Replacement | Labour | ENDirect | Labour | SCS | 145 | HV FUSE UNIT&SURGE DIVERT.REPL | 633000 | Corp O/Hs to Capital | -35.9721 | Replacement | Contracts | OH | Contracts | SCS | 150 | UG ASSET REPLACEMENT - PLANNED | 520200 | M & S-Transmission | 1.3813 | Replacement | Materials | ENDirect | Materials | SCS
| 142 | CONDUCTOR CLEARANCE | 613418 | SC Live Line CP NT | 11.0053 | Replacement | Labour | ENDirect | Labour | SCS | 145 | HV FUSE UNIT&SURGE DIVERT.REPL | 613575 | BR-OT PNS CT | 0.24333 | Replacement | Labour | ENDirect | Labour | SCS | 145 | HV FUSE UNIT&SURGE DIVERT.REPL | 634000 | Locl O/Hs to Capital | 10.2902 | Replacement | Local OH | OH | Excl | SCS | 150 | UG ASSET REPLACEMENT - PLANNED | 522100 | M & S-Petroleum | 0.05 | Replacement | Materials | ENDirect | Materials | SCS
| 142 | CONDUCTOR CLEARANCE | 613419 | SC Live Line CP OT | 4.4655 | Replacement | Labour | ENDirect | Labour | SCS | 145 | HV FUSE UNIT&SURGE DIVERT.REPL | 613680 | NS:Engineer D/S N/T | 11.0012 | Replacement | Labour | ENDirect | Labour | SCS | 145 | HV FUSE UNIT&SURGE DIVERT.REPL | 634001 | Locl O/Hs to Capital | 54.1382 | Replacement | Local OH | OH | Excl | SCS | 150 | UG ASSET REPLACEMENT - PLANNED | 523100 | M & S-Admin & Gen | 1.3646 | Replacement | Materials | ENDirect | Materials | SCS
| 142 | CONDUCTOR CLEARANCE | 613428 | SC Tester CP NT | 0.09673 | Replacement | Labour | ENDirect | Labour | SCS | 145 | HV FUSE UNIT&SURGE DIVERT.REPL | 613800 | NS:Mat Distribution | 2.1422 | Replacement | Materials | ENDirect | Materials | SCS | 145 | HV FUSE UNIT&SURGE DIVERT.REPL | 635000 | NS Margin | 36.7662 | Replacement | PNS MG | ENDirect | Excl | SCS | 150 | UG ASSET REPLACEMENT - PLANNED | 523300 | Cap Purch -Equipment | 0.31148 | Replacement | Materials | ENDirect | Materials | SCS
| 142 | CONDUCTOR CLEARANCE | 613429 | SC Tester CP OT | 0.08472 | Replacement | Labour | ENDirect | Labour | SCS | 145 | HV FUSE UNIT&SURGE DIVERT.REPL | 634001 | Locl O/Hs to Capital | 23.8451 | Replacement | Local OH | OH | Excl | SCS | 145 | HV FUSE UNIT&SURGE DIVERT.REPL | 635001 | EN NS Margin | -48.7207 | Replacement | PNS MG | ENDirect | Excl | SCS | 150 | UG ASSET REPLACEMENT - PLANNED | 531000 | Maintenance Services | 227.8464 | Replacement | Contracts | ENDirect | Contracts | SCS
| 142 | CONDUCTOR CLEARANCE | 613438 | SC Construct CP NT | 0.96803 | Replacement | Labour | ENDirect | Labour | SCS | 145 | HV FUSE UNIT&SURGE DIVERT.REPL | 635001 | EN NS Margin | 13.4855 | Replacement | PNS MG | ENDirect | Excl | SCS | 145 | HV FUSE UNIT&SURGE DIVERT.REPL | 636000 | System Control O/H | 2.0918 | Replacement | System Control OH | OH | Excl | SCS | 150 | UG ASSET REPLACEMENT - PLANNED | 531020 | Eng & Tech Services | 2.4265 | Replacement | Labour | ENDirect | Labour | SCS
| 142 | CONDUCTOR CLEARANCE | 613439 | SC Construct CP OT | 0.28838 | Replacement | Labour | ENDirect | Labour | SCS | 145 | HV FUSE UNIT&SURGE DIVERT.REPL | 636001 | System Control O/H | 7.2461 | Replacement | System Control OH | OH | Excl | SCS | 145 | HV FUSE UNIT&SURGE DIVERT.REPL | 636001 | System Control O/H | 4.6683 | Replacement | System Control OH | OH | Excl | SCS | 150 | UG ASSET REPLACEMENT - PLANNED | 531464 | NS: Civil Works CPS | 682.7675 | Replacement | Contracts | ENDirect | Contracts | SCS
| 142 | CONDUCTOR CLEARANCE | 613680 | NS:Engineer D/S N/T | 0.74649 | Replacement | Labour | ENDirect | Labour | SCS | 145 | HV FUSE UNIT&SURGE DIVERT.REPL | 639000 | Network Service Corp | 19.5457 | Replacement | PNS Corporate OH | OH | Excl | SCS | 145 | HV FUSE UNIT&SURGE DIVERT.REPL | 639000 | Network Service Corp | 14.238 | Replacement | PNS Corporate OH | OH | Excl | SCS | 150 | UG ASSET REPLACEMENT - PLANNED | 531466 | NS:UR RP Pck Wks CPS | 0.09856 | Replacement | Contracts | ENDirect | Contracts | SCS
| 142 | CONDUCTOR CLEARANCE | 613800 | NS:Mat Distribution | 0.08043 | Replacement | Materials | ENDirect | Materials | SCS | 145 | HV FUSE UNIT&SURGE DIVERT.REPL | 639050 | NS: Fleet&Prop O/Hs | 3.2644 | Replacement | PNS Fleet & Property OH | OH | Excl | SCS | 145 | HV FUSE UNIT&SURGE DIVERT.REPL | 639050 | NS: Fleet&Prop O/Hs | 3.5951 | Replacement | PNS Fleet & Property OH | OH | Excl | SCS | 150 | UG ASSET REPLACEMENT - PLANNED | 531467 | NS: Traffic Mgmt CPS | 172.3092 | Replacement | Contracts | ENDirect | Contracts | SCS
| 142 | CONDUCTOR CLEARANCE | 633000 | Corp O/Hs to Capital | 35.7482 | Replacement | Contracts | OH | Contracts | SCS | 146 | RECOVERABLE WORKS - ASSET DAMG | 520100 | M & S-Distribution | 27.7546 | Quoted Opex | Materials | ENDirect | Materials | Ancillary Network Services | 146 | RECOVERABLE WORKS - ASSET DAMG | 520100 | M & S-Distribution | 35.4363 | Quoted Opex | Materials | ENDirect | Materials | Ancillary Network Services | 150 | UG ASSET REPLACEMENT - PLANNED | 531468 | NS: Waste Disp CPS | 120.551 | Replacement | Contracts | ENDirect | Contracts | SCS
| 142 | CONDUCTOR CLEARANCE | 634001 | Locl O/Hs to Capital | -1.8417 | Replacement | Local OH | OH | Excl | SCS | 146 | RECOVERABLE WORKS - ASSET DAMG | 523100 | M & S-Admin & Gen | -0.00393 | Quoted Opex | Materials | ENDirect | Materials | Ancillary Network Services | 146 | RECOVERABLE WORKS - ASSET DAMG | 520200 | M & S-Transmission | 46.1121 | Quoted Opex | Materials | ENDirect | Materials | Ancillary Network Services | 150 | UG ASSET REPLACEMENT - PLANNED | 531469 | NS: Other CPS | -1.25 | Replacement | Labour | ENDirect | Labour | SCS
| 142 | CONDUCTOR CLEARANCE | 635001 | EN NS Margin | 22.6542 | Replacement | PNS MG | ENDirect | Excl | SCS | 146 | RECOVERABLE WORKS - ASSET DAMG | 523300 | Cap Purch -Equipment | 0.00018 | Quoted Opex | Materials | ENDirect | Materials | Ancillary Network Services | 146 | RECOVERABLE WORKS - ASSET DAMG | 522100 | M & S-Petroleum | 40.7522 | Quoted Opex | Materials | ENDirect | Materials | Ancillary Network Services | 150 | UG ASSET REPLACEMENT - PLANNED | 532140 | Tech Services | 5.6945 | Replacement | Contracts | ENDirect | Contracts | SCS
| 142 | CONDUCTOR CLEARANCE | 636001 | System Control O/H | 3.7308 | Replacement | System Control OH | OH | Excl | SCS | 146 | RECOVERABLE WORKS - ASSET DAMG | 531020 | Eng & Tech Services | 0.7 | Quoted Opex | Labour | ENDirect | Labour | Ancillary Network Services | 146 | RECOVERABLE WORKS - ASSET DAMG | 523100 | M & S-Admin & Gen | 2.8917 | Quoted Opex | Materials | ENDirect | Materials | Ancillary Network Services | 150 | UG ASSET REPLACEMENT - PLANNED | 532340 | Site Restoration | 3.7 | Replacement | Contracts | ENDirect | Contracts | SCS
| 142 | CONDUCTOR CLEARANCE | 639000 | Network Service Corp | 5.181 | Replacement | PNS Corporate OH | OH | Excl | SCS | 146 | RECOVERABLE WORKS - ASSET DAMG | 531035 | Engineer & Dsgn Serv | 2.448 | Quoted Opex | Labour | ENDirect | Labour | Ancillary Network Services | 146 | RECOVERABLE WORKS - ASSET DAMG | 523300 | Cap Purch -Equipment | 0.14757 | Quoted Opex | Materials | ENDirect | Materials | Ancillary Network Services | 150 | UG ASSET REPLACEMENT - PLANNED | 591997 | Proj Trf - OH/Mar | -2.2099 | Replacement | Contracts | ENDirect | Contracts | SCS
| 142 | CONDUCTOR CLEARANCE | 639050 | NS: Fleet&Prop O/Hs | 0.84869 | Replacement | PNS Fleet & Property OH | OH | Excl | SCS | 146 | RECOVERABLE WORKS - ASSET DAMG | 531464 | NS: Civil Works CPS | 125.0717 | Quoted Opex | Contracts | ENDirect | Contracts | Ancillary Network Services | 146 | RECOVERABLE WORKS - ASSET DAMG | 531020 | Eng & Tech Services | -0.7 | Quoted Opex | Labour | ENDirect | Labour | Ancillary Network Services | 150 | UG ASSET REPLACEMENT - PLANNED | 591999 | Proj Trf - Dir Costs | -19.5276 | Replacement | Contracts | ENDirect | Contracts | SCS
| 143 | HV SWITCH REPLACEMENT | 503281 | Parking | 0.43308 | Replacement | Contracts | ENDirect | Contracts | SCS | 146 | RECOVERABLE WORKS - ASSET DAMG | 531466 | NS:UR RP Pck Wks CPS | 53.2376 | Quoted Opex | Contracts | ENDirect | Contracts | Ancillary Network Services | 146 | RECOVERABLE WORKS - ASSET DAMG | 531030 | Line Insp Services | 7.1915 | Quoted Opex | Contracts | ENDirect | Contracts | Ancillary Network Services | 150 | UG ASSET REPLACEMENT - PLANNED | 611900 | Stores Recovery Dist | 1.363 | Replacement | Contracts | ENDirect | Contracts | SCS
| 143 | HV SWITCH REPLACEMENT | 520100 | M & S-Distribution | 455.3447 | Replacement | Materials | ENDirect | Materials | SCS | 146 | RECOVERABLE WORKS - ASSET DAMG | 531467 | NS: Traffic Mgmt CPS | 26.8839 | Quoted Opex | Contracts | ENDirect | Contracts | Ancillary Network Services | 146 | RECOVERABLE WORKS - ASSET DAMG | 531464 | NS: Civil Works CPS | 584.3632 | Quoted Opex | Contracts | ENDirect | Contracts | Ancillary Network Services | 150 | UG ASSET REPLACEMENT - PLANNED | 611901 | Stores Rec Local | 1.1792 | Replacement | Contracts | ENDirect | Contracts | SCS
| 143 | HV SWITCH REPLACEMENT | 520200 | M & S-Transmission | 7.486 | Replacement | Materials | ENDirect | Materials | SCS | 146 | RECOVERABLE WORKS - ASSET DAMG | 531468 | NS: Waste Disp CPS | 42.2042 | Quoted Opex | Contracts | ENDirect | Contracts | Ancillary Network Services | 146 | RECOVERABLE WORKS - ASSET DAMG | 531466 | NS:UR RP Pck Wks CPS | 41.0689 | Quoted Opex | Contracts | ENDirect | Contracts | Ancillary Network Services | 150 | UG ASSET REPLACEMENT - PLANNED | 611902 | Purchase OrderOncost | 1.1664 | Replacement | Contracts | ENDirect | Contracts | SCS
| 143 | HV SWITCH REPLACEMENT | 523100 | M & S-Admin & Gen | 6.8074 | Replacement | Materials | ENDirect | Materials | SCS | 146 | RECOVERABLE WORKS - ASSET DAMG | 531469 | NS: Other CPS | 0.75 | Quoted Opex | Labour | ENDirect | Labour | Ancillary Network Services | 146 | RECOVERABLE WORKS - ASSET DAMG | 531467 | NS: Traffic Mgmt CPS | 101.0229 | Quoted Opex | Contracts | ENDirect | Contracts | Ancillary Network Services | 150 | UG ASSET REPLACEMENT - PLANNED | 613240 | BR-NT PNS LW | 7.4563 | Replacement | Labour | ENDirect | Labour | SCS
| 143 | HV SWITCH REPLACEMENT | 523300 | Cap Purch -Equipment | 0.00036 | Replacement | Materials | ENDirect | Materials | SCS | 146 | RECOVERABLE WORKS - ASSET DAMG | 591997 | Proj Trf - EN OH | -1.3322 | Quoted Opex | Contracts | ENDirect | Contracts | Ancillary Network Services | 146 | RECOVERABLE WORKS - ASSET DAMG | 531468 | NS: Waste Disp CPS | 46.7977 | Quoted Opex | Contracts | ENDirect | Contracts | Ancillary Network Services | 150 | UG ASSET REPLACEMENT - PLANNED | 613241 | BR-OT PNS LW | 4.8714 | Replacement | Labour | ENDirect | Labour | SCS
| 143 | HV SWITCH REPLACEMENT | 531000 | Maintenance Services | 0.23543 | Replacement | Contracts | ENDirect | Contracts | SCS | 146 | RECOVERABLE WORKS - ASSET DAMG | 591999 | Proj Tsf - EN Direct | -0.30184 | Quoted Opex | Contracts | ENDirect | Contracts | Ancillary Network Services | 146 | RECOVERABLE WORKS - ASSET DAMG | 532200 | Hire: Plant & Equip | 1.2277 | Quoted Opex | Contracts | ENDirect | Contracts | Ancillary Network Services | 150 | UG ASSET REPLACEMENT - PLANNED | 613250 | BR-NT PNS GB | 10.6432 | Replacement | Labour | ENDirect | Labour | SCS
| 143 | HV SWITCH REPLACEMENT | 531035 | Engineer & Dsgn Serv | 6.5309 | Replacement | Labour | ENDirect | Labour | SCS | 146 | RECOVERABLE WORKS - ASSET DAMG | 611860 | Misc Transfers | 0.10178 | Quoted Opex | Labour | ENDirect | Labour | Ancillary Network Services | 146 | RECOVERABLE WORKS - ASSET DAMG | 591200 | Council Rates | 0.2 | Quoted Opex | Contracts | ENDirect | Contracts | Ancillary Network Services | 150 | UG ASSET REPLACEMENT - PLANNED | 613251 | BR-OT PNS GB | 4.0567 | Replacement | Labour | ENDirect | Labour | SCS
| 143 | HV SWITCH REPLACEMENT | 531200 | Construct'n Services | 63.9955 | Replacement | Contracts | ENDirect | Contracts | SCS | 146 | RECOVERABLE WORKS - ASSET DAMG | 611900 | Stores Recovery Dist | 0.40146 | Quoted Opex | Contracts | ENDirect | Contracts | Ancillary Network Services | 146 | RECOVERABLE WORKS - ASSET DAMG | 591997 | Proj Trf - OH/Mar | -5e-05 | Quoted Opex | Contracts | ENDirect | Contracts | Ancillary Network Services | 150 | UG ASSET REPLACEMENT - PLANNED | 613260 | BR-NT PNS ZT | 1.1146 | Replacement | Labour | ENDirect | Labour | SCS
| 143 | HV SWITCH REPLACEMENT | 531201 | Contracts-Contestabl | 10 | Replacement | Contracts | ENDirect | Contracts | SCS | 146 | RECOVERABLE WORKS - ASSET DAMG | 611901 | Stores Rec Local | 1.8278 | Quoted Opex | Contracts | ENDirect | Contracts | Ancillary Network Services | 146 | RECOVERABLE WORKS - ASSET DAMG | 611900 | Stores Recovery Dist | 3.2252 | Quoted Opex | Contracts | ENDirect | Contracts | Ancillary Network Services | 150 | UG ASSET REPLACEMENT - PLANNED | 613280 | NS Design D/S N/T | 51.137 | Replacement | Labour | ENDirect | Labour | SCS
| 143 | HV SWITCH REPLACEMENT | 531211 | NS:Field SubCont-CPN | 0.83112 | Replacement | Labour | ENDirect | Labour | SCS | 146 | RECOVERABLE WORKS - ASSET DAMG | 611902 | Purchase OrderOncost | 0.08555 | Quoted Opex | Contracts | ENDirect | Contracts | Ancillary Network Services | 146 | RECOVERABLE WORKS - ASSET DAMG | 611901 | Stores Rec Local | 1.1968 | Quoted Opex | Contracts | ENDirect | Contracts | Ancillary Network Services | 150 | UG ASSET REPLACEMENT - PLANNED | 613290 | NS Tech/Proj Mger NT | 106.6605 | Replacement | Labour | ENDirect | Labour | SCS
| 143 | HV SWITCH REPLACEMENT | 531464 | NS: Civil Works CPS | 121.5717 | Replacement | Contracts | ENDirect | Contracts | SCS | 146 | RECOVERABLE WORKS - ASSET DAMG | 613240 | BR-NT PNS LW | 5.4869 | Quoted Opex | Labour | ENDirect | Labour | Ancillary Network Services | 146 | RECOVERABLE WORKS - ASSET DAMG | 613240 | BR-NT PNS LW | 15.8565 | Quoted Opex | Labour | ENDirect | Labour | Ancillary Network Services | 150 | UG ASSET REPLACEMENT - PLANNED | 613291 | NS Tech/Proj Mger OT | 0.07593 | Replacement | Labour | ENDirect | Labour | SCS
| 143 | HV SWITCH REPLACEMENT | 531466 | NS:UR RP Pck Wks CPS | 110.6102 | Replacement | Contracts | ENDirect | Contracts | SCS | 146 | RECOVERABLE WORKS - ASSET DAMG | 613241 | BR-OT PNS LW | 3.233 | Quoted Opex | Labour | ENDirect | Labour | Ancillary Network Services | 146 | RECOVERABLE WORKS - ASSET DAMG | 613241 | BR-OT PNS LW | 11.755 | Quoted Opex | Labour | ENDirect | Labour | Ancillary Network Services | 150 | UG ASSET REPLACEMENT - PLANNED | 613310 | BR-NT PNS TS | 0.76855 | Replacement | Labour | ENDirect | Labour | SCS
| 143 | HV SWITCH REPLACEMENT | 531467 | NS: Traffic Mgmt CPS | 18.6546 | Replacement | Contracts | ENDirect | Contracts | SCS | 146 | RECOVERABLE WORKS - ASSET DAMG | 613250 | BR-NT PNS GB | 11.1052 | Quoted Opex | Labour | ENDirect | Labour | Ancillary Network Services | 146 | RECOVERABLE WORKS - ASSET DAMG | 613250 | BR-NT PNS GB | 25.0657 | Quoted Opex | Labour | ENDirect | Labour | Ancillary Network Services | 150 | UG ASSET REPLACEMENT - PLANNED | 613350 | NS:DesignSup D/S N/T | 1.7689 | Replacement | Labour | ENDirect | Labour | SCS
| 143 | HV SWITCH REPLACEMENT | 531468 | NS: Waste Disp CPS | 17.1278 | Replacement | Contracts | ENDirect | Contracts | SCS | 146 | RECOVERABLE WORKS - ASSET DAMG | 613251 | BR-OT PNS GB | 11.5009 | Quoted Opex | Labour | ENDirect | Labour | Ancillary Network Services | 146 | RECOVERABLE WORKS - ASSET DAMG | 613251 | BR-OT PNS GB | 25.1079 | Quoted Opex | Labour | ENDirect | Labour | Ancillary Network Services | 150 | UG ASSET REPLACEMENT - PLANNED | 613360 | NS:Draft/GIS D/S N/T | 10.4135 | Replacement | Labour | ENDirect | Labour | SCS
| 143 | HV SWITCH REPLACEMENT | 531469 | NS: Other CPS | 6.8 | Replacement | Labour | ENDirect | Labour | SCS | 146 | RECOVERABLE WORKS - ASSET DAMG | 613280 | NS Design D/S N/T | 1.1164 | Quoted Opex | Labour | ENDirect | Labour | Ancillary Network Services | 146 | RECOVERABLE WORKS - ASSET DAMG | 613260 | BR-NT PNS ZT | 7.8706 | Quoted Opex | Labour | ENDirect | Labour | Ancillary Network Services | 150 | UG ASSET REPLACEMENT - PLANNED | 613370 | NS:Survey D/S N/T | 7.1252 | Replacement | Labour | ENDirect | Labour | SCS
| 143 | HV SWITCH REPLACEMENT | 531495 | NS:Field Pack Wk CPN | 12.8491 | Replacement | Contracts | ENDirect | Contracts | SCS | 146 | RECOVERABLE WORKS - ASSET DAMG | 613350 | NS:DesignSup D/S N/T | 0.16274 | Quoted Opex | Labour | ENDirect | Labour | Ancillary Network Services | 146 | RECOVERABLE WORKS - ASSET DAMG | 613291 | NS Tech/Proj Mger OT | 3.1408 | Quoted Opex | Labour | ENDirect | Labour | Ancillary Network Services | 150 | UG ASSET REPLACEMENT - PLANNED | 613371 | NS:Survey D/S O/T | 1.7013 | Replacement | Labour | ENDirect | Labour | SCS
| 143 | HV SWITCH REPLACEMENT | 591997 | Proj Trf - OH/Mar | 0.07936 | Replacement | Contracts | ENDirect | Contracts | SCS | 146 | RECOVERABLE WORKS - ASSET DAMG | 613360 | NS:Draft/GIS D/S N/T | 5.082 | Quoted Opex | Labour | ENDirect | Labour | Ancillary Network Services | 146 | RECOVERABLE WORKS - ASSET DAMG | 613310 | BR-NT PNS TS | 12.8769 | Quoted Opex | Labour | ENDirect | Labour | Ancillary Network Services | 150 | UG ASSET REPLACEMENT - PLANNED | 613434 | SC Design/Drafter NT | 21.6933 | Replacement | Labour | ENDirect | Labour | SCS
| 143 | HV SWITCH REPLACEMENT | 591999 | Proj Trf - Dir Costs | -3.0089 | Replacement | Contracts | ENDirect | Contracts | SCS | 146 | RECOVERABLE WORKS - ASSET DAMG | 613400 | BR-NT RES CJ LW PO | 3.314 | Quoted Opex | Labour | ENDirect | Labour | Ancillary Network Services | 146 | RECOVERABLE WORKS - ASSET DAMG | 613311 | BR-OT PNS TS | 3.5183 | Quoted Opex | Labour | ENDirect | Labour | Ancillary Network Services | 150 | UG ASSET REPLACEMENT - PLANNED | 613440 | SC Design/Draftin NT | 1.8721 | Replacement | Labour | ENDirect | Labour | SCS
| 143 | HV SWITCH REPLACEMENT | 611900 | Stores Recovery Dist | 19.2999 | Replacement | Contracts | ENDirect | Contracts | SCS | 146 | RECOVERABLE WORKS - ASSET DAMG | 613401 | BR-OT RES CJ LW PO | 10.0185 | Quoted Opex | Labour | ENDirect | Labour | Ancillary Network Services | 146 | RECOVERABLE WORKS - ASSET DAMG | 613360 | NS:Draft/GIS D/S N/T | 0.31285 | Quoted Opex | Labour | ENDirect | Labour | Ancillary Network Services | 150 | UG ASSET REPLACEMENT - PLANNED | 613441 | SC Design/Draftin OT | 0.1314 | Replacement | Labour | ENDirect | Labour | SCS
| 143 | HV SWITCH REPLACEMENT | 611901 | Stores Rec Local | 6.6617 | Replacement | Contracts | ENDirect | Contracts | SCS | 146 | RECOVERABLE WORKS - ASSET DAMG | 613410 | BR-NT RES GB | 3.627 | Quoted Opex | Labour | ENDirect | Labour | Ancillary Network Services | 146 | RECOVERABLE WORKS - ASSET DAMG | 613401 | BR-OT RES CJ LW PO | 1.3044 | Quoted Opex | Labour | ENDirect | Labour | Ancillary Network Services | 150 | UG ASSET REPLACEMENT - PLANNED | 613450 | SC Senior Des Eng NT | 5.092 | Replacement | Labour | ENDirect | Labour | SCS
| 143 | HV SWITCH REPLACEMENT | 611902 | Purchase OrderOncost | 5.4149 | Replacement | Contracts | ENDirect | Contracts | SCS | 146 | RECOVERABLE WORKS - ASSET DAMG | 613411 | BR-OT RES GB | 6.9678 | Quoted Opex | Labour | ENDirect | Labour | Ancillary Network Services | 146 | RECOVERABLE WORKS - ASSET DAMG | 613411 | BR-OT RES GB | 2.883 | Quoted Opex | Labour | ENDirect | Labour | Ancillary Network Services | 150 | UG ASSET REPLACEMENT - PLANNED | 613460 | BR-NT RES FT ZT | 0.55728 | Replacement | Labour | ENDirect | Labour | SCS
| 143 | HV SWITCH REPLACEMENT | 612210 | Network N/T | 0.41755 | Replacement | Labour | ENDirect | Labour | SCS | 146 | RECOVERABLE WORKS - ASSET DAMG | 613434 | SC Design/Drafter NT | 0.37212 | Quoted Opex | Labour | ENDirect | Labour | Ancillary Network Services | 146 | RECOVERABLE WORKS - ASSET DAMG | 613440 | SC Design/Draftin NT | 0.14218 | Quoted Opex | Labour | ENDirect | Labour | Ancillary Network Services | 150 | UG ASSET REPLACEMENT - PLANNED | 613566 | BR-NT PNS A2 | 60.107 | Replacement | Labour | ENDirect | Labour | SCS
| 143 | HV SWITCH REPLACEMENT | 612460 | CP Labour Trf Capex | 3.0848 | Replacement | Labour | ENDirect | Labour | SCS | 146 | RECOVERABLE WORKS - ASSET DAMG | 613440 | SC Design/Draftin NT | 0.21699 | Quoted Opex | Labour | ENDirect | Labour | Ancillary Network Services | 146 | RECOVERABLE WORKS - ASSET DAMG | 613566 | BR-NT PNS A2 | 99.091 | Quoted Opex | Labour | ENDirect | Labour | Ancillary Network Services | 150 | UG ASSET REPLACEMENT - PLANNED | 613567 | BR-OT PNS A2 | 23.6126 | Replacement | Labour | ENDirect | Labour | SCS
| 143 | HV SWITCH REPLACEMENT | 613240 | BR-NT PNS LW | 6.694 | Replacement | Labour | ENDirect | Labour | SCS | 146 | RECOVERABLE WORKS - ASSET DAMG | 613448 | SC Senior Des/Sur NT | 0.263 | Quoted Opex | Labour | ENDirect | Labour | Ancillary Network Services | 146 | RECOVERABLE WORKS - ASSET DAMG | 613567 | BR-OT PNS A2 | 26.8645 | Quoted Opex | Labour | ENDirect | Labour | Ancillary Network Services | 150 | UG ASSET REPLACEMENT - PLANNED | 613570 | BR-NT PNS CJ | 3.763 | Replacement | Labour | ENDirect | Labour | SCS
| 143 | HV SWITCH REPLACEMENT | 613258 | NS:LiveLinw-GenN/TCP | 0.13314 | Replacement | Labour | ENDirect | Labour | SCS | 146 | RECOVERABLE WORKS - ASSET DAMG | 613566 | BR-NT PNS A2 | 11.7607 | Quoted Opex | Labour | ENDirect | Labour | Ancillary Network Services | 146 | RECOVERABLE WORKS - ASSET DAMG | 613570 | BR-NT PNS CJ | 5.1749 | Quoted Opex | Labour | ENDirect | Labour | Ancillary Network Services | 150 | UG ASSET REPLACEMENT - PLANNED | 613571 | BR-OT PNS CJ | 0.64952 | Replacement | Labour | ENDirect | Labour | SCS
| 143 | HV SWITCH REPLACEMENT | 613268 | NS: Fitter N/T CP | 357.8202 | Replacement | Labour | ENDirect | Labour | SCS | 146 | RECOVERABLE WORKS - ASSET DAMG | 613567 | BR-OT PNS A2 | 5.7243 | Quoted Opex | Labour | ENDirect | Labour | Ancillary Network Services | 146 | RECOVERABLE WORKS - ASSET DAMG | 613571 | BR-OT PNS CJ | 1.9643 | Quoted Opex | Labour | ENDirect | Labour | Ancillary Network Services | 150 | UG ASSET REPLACEMENT - PLANNED | 613574 | BR-NT PNS CT | 48.8798 | Replacement | Labour | ENDirect | Labour | SCS
| 143 | HV SWITCH REPLACEMENT | 613269 | NS: Fitter O/T CP | 138.6296 | Replacement | Labour | ENDirect | Labour | SCS | 146 | RECOVERABLE WORKS - ASSET DAMG | 613570 | BR-NT PNS CJ | 5.0984 | Quoted Opex | Labour | ENDirect | Labour | Ancillary Network Services | 146 | RECOVERABLE WORKS - ASSET DAMG | 613574 | BR-NT PNS CT | 113.7161 | Quoted Opex | Labour | ENDirect | Labour | Ancillary Network Services | 150 | UG ASSET REPLACEMENT - PLANNED | 613575 | BR-OT PNS CT | 4.2088 | Replacement | Labour | ENDirect | Labour | SCS
| 143 | HV SWITCH REPLACEMENT | 613278 | NS: ConstCo-ordN/TCP | 2.2398 | Replacement | Labour | ENDirect | Labour | SCS | 146 | RECOVERABLE WORKS - ASSET DAMG | 613571 | BR-OT PNS CJ | 1.0327 | Quoted Opex | Labour | ENDirect | Labour | Ancillary Network Services | 146 | RECOVERABLE WORKS - ASSET DAMG | 613575 | BR-OT PNS CT | 26.6775 | Quoted Opex | Labour | ENDirect | Labour | Ancillary Network Services | 150 | UG ASSET REPLACEMENT - PLANNED | 613602 | BR-NT PNS TA (ZT) | 0.57084 | Replacement | Labour | ENDirect | Labour | SCS
| 143 | HV SWITCH REPLACEMENT | 613279 | NS:ConstCo-ordO/T CP | 0.83994 | Replacement | Labour | ENDirect | Labour | SCS | 146 | RECOVERABLE WORKS - ASSET DAMG | 613574 | BR-NT PNS CT | 21.3008 | Quoted Opex | Labour | ENDirect | Labour | Ancillary Network Services | 146 | RECOVERABLE WORKS - ASSET DAMG | 613576 | BR-NT PNS FT | 1.1046 | Quoted Opex | Labour | ENDirect | Labour | Ancillary Network Services | 150 | UG ASSET REPLACEMENT - PLANNED | 613630 | Senior Design NT | 11.1911 | Replacement | Labour | ENDirect | Labour | SCS
| 143 | HV SWITCH REPLACEMENT | 613280 | NS Design D/S N/T | 28.8207 | Replacement | Labour | ENDirect | Labour | SCS | 146 | RECOVERABLE WORKS - ASSET DAMG | 613575 | BR-OT PNS CT | 5.4992 | Quoted Opex | Labour | ENDirect | Labour | Ancillary Network Services | 146 | RECOVERABLE WORKS - ASSET DAMG | 613602 | BR-NT PNS TA (ZT) | 1.657 | Quoted Opex | Labour | ENDirect | Labour | Ancillary Network Services | 150 | UG ASSET REPLACEMENT - PLANNED | 613680 | NS:Engineer D/S N/T | 15.8039 | Replacement | Labour | ENDirect | Labour | SCS
| 143 | HV SWITCH REPLACEMENT | 613281 | NS Design D/S O/T | 1.132 | Replacement | Labour | ENDirect | Labour | SCS | 146 | RECOVERABLE WORKS - ASSET DAMG | 613577 | BR-OT PNS FT | 1.8228 | Quoted Opex | Labour | ENDirect | Labour | Ancillary Network Services | 146 | RECOVERABLE WORKS - ASSET DAMG | 613630 | Senior Design NT | 0.33039 | Quoted Opex | Labour | ENDirect | Labour | Ancillary Network Services | 150 | UG ASSET REPLACEMENT - PLANNED | 634001 | Locl O/Hs to Capital | 99.712 | Replacement | Local OH | OH | Excl | SCS
| 143 | HV SWITCH REPLACEMENT | 613290 | NS Tech/Proj Mger NT | 42.4291 | Replacement | Labour | ENDirect | Labour | SCS | 146 | RECOVERABLE WORKS - ASSET DAMG | 613680 | NS:Engineer D/S N/T | 1.4603 | Quoted Opex | Labour | ENDirect | Labour | Ancillary Network Services | 146 | RECOVERABLE WORKS - ASSET DAMG | 613680 | NS:Engineer D/S N/T | 1.4177 | Quoted Opex | Labour | ENDirect | Labour | Ancillary Network Services | 150 | UG ASSET REPLACEMENT - PLANNED | 635001 | EN NS Margin | 71.8605 | Replacement | PNS MG | ENDirect | Excl | SCS
| 143 | HV SWITCH REPLACEMENT | 613291 | NS Tech/Proj Mger OT | 0.23348 | Replacement | Labour | ENDirect | Labour | SCS | 146 | RECOVERABLE WORKS - ASSET DAMG | 613962 | 325kVA Gen. - Daily | 0.22346 | Quoted Opex | Contracts | ENDirect | Contracts | Ancillary Network Services | 146 | RECOVERABLE WORKS - ASSET DAMG | 634001 | Locl O/Hs to Capital | 99.0143 | Quoted Opex | Local OH | OH | Excl | Ancillary Network Services | 150 | UG ASSET REPLACEMENT - PLANNED | 636001 | System Control O/H | 68.6897 | Replacement | System Control OH | OH | Excl | SCS
| 143 | HV SWITCH REPLACEMENT | 613298 | NS:Tech/ProjMgrN/TCP | 4.9031 | Replacement | Labour | ENDirect | Labour | SCS | 146 | RECOVERABLE WORKS - ASSET DAMG | 634001 | Locl O/Hs to Capital | 26.4426 | Quoted Opex | Local OH | OH | Excl | Ancillary Network Services | 146 | RECOVERABLE WORKS - ASSET DAMG | 635001 | EN NS Margin | 54.6134 | Quoted Opex | PNS MG | ENDirect | Excl | Ancillary Network Services | 150 | UG ASSET REPLACEMENT - PLANNED | 639000 | Network Service Corp | 59.2604 | Replacement | PNS Corporate OH | OH | Excl | SCS
| 143 | HV SWITCH REPLACEMENT | 613310 | BR-NT PNS TS | 60.1222 | Replacement | Labour | ENDirect | Labour | SCS | 146 | RECOVERABLE WORKS - ASSET DAMG | 635001 | EN NS Margin | 17.1156 | Quoted Opex | PNS MG | ENDirect | Excl | Ancillary Network Services | 146 | RECOVERABLE WORKS - ASSET DAMG | 636001 | System Control O/H | 35.7813 | Quoted Opex | System Control OH | OH | Excl | Ancillary Network Services | 150 | UG ASSET REPLACEMENT - PLANNED | 639050 | NS: Fleet&Prop O/Hs | 18.2826 | Replacement | PNS Fleet & Property OH | OH | Excl | SCS
| 143 | HV SWITCH REPLACEMENT | 613311 | BR-OT PNS TS | 7.9025 | Replacement | Labour | ENDirect | Labour | SCS | 146 | RECOVERABLE WORKS - ASSET DAMG | 636001 | System Control O/H | 7.5119 | Quoted Opex | System Control OH | OH | Excl | Ancillary Network Services | 146 | RECOVERABLE WORKS - ASSET DAMG | 639000 | Network Service Corp | 67.2163 | Quoted Opex | PNS Corporate OH | OH | Excl | Ancillary Network Services | 151 | METERING COMMUNICATIONS REPLAC | 520100 | M & S-Distribution | 23.5465 | Metering Capex | Materials | ENDirect | Materials | Metering Services
| 143 | HV SWITCH REPLACEMENT | 613318 | NS: Tester N/T CP | 112.658 | Replacement | Labour | ENDirect | Labour | SCS | 146 | RECOVERABLE WORKS - ASSET DAMG | 639000 | Network Service Corp | 20.1792 | Quoted Opex | PNS Corporate OH | OH | Excl | Ancillary Network Services | 146 | RECOVERABLE WORKS - ASSET DAMG | 639050 | NS: Fleet&Prop O/Hs | 9.7838 | Quoted Opex | PNS Fleet & Property OH | OH | Excl | Ancillary Network Services | 151 | METERING COMMUNICATIONS REPLAC | 531467 | NS: Traffic Mgmt CPS | 1.8504 | Metering Capex | Contracts | ENDirect | Contracts | Metering Services
| 143 | HV SWITCH REPLACEMENT | 613319 | NS:Tester O/T CP | 12.4543 | Replacement | Labour | ENDirect | Labour | SCS | 146 | RECOVERABLE WORKS - ASSET DAMG | 639050 | NS: Fleet&Prop O/Hs | 2.615 | Quoted Opex | PNS Fleet & Property OH | OH | Excl | Ancillary Network Services | 147 | POLE LIFE EXTENSION - TREATM. | 531030 | Line Insp Services | 300.716 | Replacement | Contracts | ENDirect | Contracts | Opex | 151 | METERING COMMUNICATIONS REPLAC | 611900 | Stores Recovery Dist | 1.4127 | Metering Capex | Contracts | ENDirect | Contracts | Metering Services
| 143 | HV SWITCH REPLACEMENT | 613350 | NS:DesignSup D/S N/T | 5.8684 | Replacement | Labour | ENDirect | Labour | SCS | 147 | POLE LIFE EXTENSION - TREATM. | 531030 | Line Insp Services | 276.302 | Replacement | Contracts | ENDirect | Contracts | Opex | 147 | POLE LIFE EXTENSION - TREATM. | 634001 | Locl O/Hs to Capital | 20.7712 | Replacement | Local OH | OH | Excl | Opex | 151 | METERING COMMUNICATIONS REPLAC | 613240 | BR-NT PNS LW | 9.8256 | Metering Capex | Labour | ENDirect | Labour | Metering Services
| 143 | HV SWITCH REPLACEMENT | 613360 | NS:Draft/GIS D/S N/T | 16.2511 | Replacement | Labour | ENDirect | Labour | SCS | 147 | POLE LIFE EXTENSION - TREATM. | 634001 | Locl O/Hs to Capital | 14.5748 | Replacement | Local OH | OH | Excl | Opex | 147 | POLE LIFE EXTENSION - TREATM. | 636001 | System Control O/H | 8.8764 | Replacement | System Control OH | OH | Excl | Opex | 151 | METERING COMMUNICATIONS REPLAC | 613241 | BR-OT PNS LW | 0.16238 | Metering Capex | Labour | ENDirect | Labour | Metering Services
| 143 | HV SWITCH REPLACEMENT | 613361 | NS:Draft/GIS D/S O/T | 0.73509 | Replacement | Labour | ENDirect | Labour | SCS | 147 | POLE LIFE EXTENSION - TREATM. | 636001 | System Control O/H | 4.2307 | Replacement | System Control OH | OH | Excl | Opex | 148 | POLE REPLACEMENT | 531030 | Line Insp Services | 1769.615 | Replacement | Contracts | ENDirect | Contracts | SCS | 151 | METERING COMMUNICATIONS REPLAC | 613250 | BR-NT PNS GB | 10.3369 | Metering Capex | Labour | ENDirect | Labour | Metering Services
| 143 | HV SWITCH REPLACEMENT | 613370 | NS:Survey D/S N/T | 3.8254 | Replacement | Labour | ENDirect | Labour | SCS | 148 | POLE REPLACEMENT | 500200 | Sals: Overtime | 0.00105 | Replacement | Labour | ENDirect | Labour | SCS | 148 | POLE REPLACEMENT | 531464 | NS: Civil Works CPS | 9.2221 | Replacement | Contracts | ENDirect | Contracts | SCS | 151 | METERING COMMUNICATIONS REPLAC | 613251 | BR-OT PNS GB | 0.35276 | Metering Capex | Labour | ENDirect | Labour | Metering Services
| 143 | HV SWITCH REPLACEMENT | 613400 | BR-NT RES CJ LW PO | 0.24342 | Replacement | Labour | ENDirect | Labour | SCS | 148 | POLE REPLACEMENT | 520100 | M & S-Distribution | 16.4795 | Replacement | Materials | ENDirect | Materials | SCS | 148 | POLE REPLACEMENT | 531466 | NS:UR RP Pck Wks CPS | 3.5101 | Replacement | Contracts | ENDirect | Contracts | SCS | 151 | METERING COMMUNICATIONS REPLAC | 613400 | BR-NT RES CJ LW PO | 1.115 | Metering Capex | Labour | ENDirect | Labour | Metering Services
| 143 | HV SWITCH REPLACEMENT | 613401 | BR-OT RES CJ LW PO | 4.1382 | Replacement | Labour | ENDirect | Labour | SCS | 148 | POLE REPLACEMENT | 523100 | M & S-Admin & Gen | 0.03166 | Replacement | Materials | ENDirect | Materials | SCS | 148 | POLE REPLACEMENT | 531467 | NS: Traffic Mgmt CPS | 0.68772 | Replacement | Contracts | ENDirect | Contracts | SCS | 151 | METERING COMMUNICATIONS REPLAC | 613410 | BR-NT RES GB | 4.9771 | Metering Capex | Labour | ENDirect | Labour | Metering Services
| 143 | HV SWITCH REPLACEMENT | 613428 | SC Tester CP NT | 7.8393 | Replacement | Labour | ENDirect | Labour | SCS | 148 | POLE REPLACEMENT | 531464 | NS: Civil Works CPS | 73.2532 | Replacement | Contracts | ENDirect | Contracts | SCS | 148 | POLE REPLACEMENT | 531469 | NS: Other CPS | 0.16364 | Replacement | Labour | ENDirect | Labour | SCS | 151 | METERING COMMUNICATIONS REPLAC | 634001 | Locl O/Hs to Capital | 2.9801 | Metering Capex | Local OH | OH | Excl | Metering Services
| 143 | HV SWITCH REPLACEMENT | 613429 | SC Tester CP OT | 3.0978 | Replacement | Labour | ENDirect | Labour | SCS | 148 | POLE REPLACEMENT | 531466 | NS:UR RP Pck Wks CPS | 0.84726 | Replacement | Contracts | ENDirect | Contracts | SCS | 148 | POLE REPLACEMENT | 591999 | Proj Trf - Dir Costs | -0.74183 | Replacement | Contracts | ENDirect | Contracts | SCS | 151 | METERING COMMUNICATIONS REPLAC | 635001 | EN NS Margin | 1.8389 | Metering Capex | PNS MG | ENDirect | Excl | Metering Services
| 143 | HV SWITCH REPLACEMENT | 613566 | BR-NT PNS A2 | 3.1645 | Replacement | Labour | ENDirect | Labour | SCS | 148 | POLE REPLACEMENT | 531467 | NS: Traffic Mgmt CPS | 45.2022 | Replacement | Contracts | ENDirect | Contracts | SCS | 148 | POLE REPLACEMENT | 613360 | NS:Draft/GIS D/S N/T | 0.50056 | Replacement | Labour | ENDirect | Labour | SCS | 151 | METERING COMMUNICATIONS REPLAC | 636001 | System Control O/H | 2.0557 | Metering Capex | System Control OH | OH | Excl | Metering Services
| 143 | HV SWITCH REPLACEMENT | 613567 | BR-OT PNS A2 | 3.2862 | Replacement | Labour | ENDirect | Labour | SCS | 148 | POLE REPLACEMENT | 531468 | NS: Waste Disp CPS | 44.2686 | Replacement | Contracts | ENDirect | Contracts | SCS | 148 | POLE REPLACEMENT | 613566 | BR-NT PNS A2 | 2.5476 | Replacement | Labour | ENDirect | Labour | SCS | 151 | METERING COMMUNICATIONS REPLAC | 639000 | Network Service Corp | 2.2289 | Metering Capex | PNS Corporate OH | OH | Excl | Metering Services
| 143 | HV SWITCH REPLACEMENT | 613570 | BR-NT PNS CJ | 1.4605 | Replacement | Labour | ENDirect | Labour | SCS | 148 | POLE REPLACEMENT | 531469 | NS: Other CPS | 1.7325 | Replacement | Labour | ENDirect | Labour | SCS | 148 | POLE REPLACEMENT | 613567 | BR-OT PNS A2 | 0.1134 | Replacement | Labour | ENDirect | Labour | SCS | 151 | METERING COMMUNICATIONS REPLAC | 639050 | NS: Fleet&Prop O/Hs | 0.66737 | Metering Capex | PNS Fleet & Property OH | OH | Excl | Metering Services
| 143 | HV SWITCH REPLACEMENT | 613571 | BR-OT PNS CJ | 3.2862 | Replacement | Labour | ENDirect | Labour | SCS | 148 | POLE REPLACEMENT | 591200 | Council Rates | 0.18 | Replacement | Contracts | ENDirect | Contracts | SCS | 148 | POLE REPLACEMENT | 633000 | Corp O/Hs to Capital | -1.564 | Replacement | Contracts | OH | Contracts | SCS | 153 | SERVICING REPLACEMENT | 604600 | Corp Services Fee | 53.1612 | Fee Based Opex | Corporate Services Fee | ENDirect | Excl | Ancillary Network Services
| 143 | HV SWITCH REPLACEMENT | 613574 | BR-NT PNS CT | 2.023 | Replacement | Labour | ENDirect | Labour | SCS | 148 | POLE REPLACEMENT | 611860 | Misc Transfers | 0.26258 | Replacement | Labour | ENDirect | Labour | SCS | 148 | POLE REPLACEMENT | 634000 | Locl O/Hs to Capital | 0.4474 | Replacement | Local OH | OH | Excl | SCS | 153 | SERVICING REPLACEMENT | 613736 | Replace Serv 1 PH UG | 521.7932 | Fee Based Opex | Labour (50%)/ Contracts (50%) | ENDirect | Excl | Ancillary Network Services
| 143 | HV SWITCH REPLACEMENT | 613575 | BR-OT PNS CT | 0.3161 | Replacement | Labour | ENDirect | Labour | SCS | 148 | POLE REPLACEMENT | 611861 | PNS Labour Trf-Ext | 0.66929 | Replacement | Labour | ENDirect | Labour | SCS | 148 | POLE REPLACEMENT | 634001 | Locl O/Hs to Capital | 127.3823 | Replacement | Local OH | OH | Excl | SCS | 153 | SERVICING REPLACEMENT | 613739 | Replace Serv M PH UG | 377.525 | Fee Based Opex | Labour (50%)/ Contracts (50%) | ENDirect | Excl | Ancillary Network Services
| 143 | HV SWITCH REPLACEMENT | 613576 | BR-NT PNS FT | 6.5128 | Replacement | Labour | ENDirect | Labour | SCS | 148 | POLE REPLACEMENT | 611900 | Stores Recovery Dist | 0.58194 | Replacement | Contracts | ENDirect | Contracts | SCS | 148 | POLE REPLACEMENT | 635000 | NS Margin | 1.5985 | Replacement | PNS MG | ENDirect | Excl | SCS | 153 | SERVICING REPLACEMENT | 634001 | Locl O/Hs to Capital | 5.0838 | Fee Based Opex | Local OH | OH | Excl | Ancillary Network Services
| 143 | HV SWITCH REPLACEMENT | 613602 | BR-NT PNS TA (ZT) | 1.8608 | Replacement | Labour | ENDirect | Labour | SCS | 148 | POLE REPLACEMENT | 611901 | Stores Rec Local | 0.80879 | Replacement | Contracts | ENDirect | Contracts | SCS | 148 | POLE REPLACEMENT | 635001 | EN NS Margin | -1.9878 | Replacement | PNS MG | ENDirect | Excl | SCS | 153 | SERVICING REPLACEMENT | 635001 | EN NS Margin | 53.3936 | Fee Based Opex | PNS MG | ENDirect | Excl | Ancillary Network Services
| 143 | HV SWITCH REPLACEMENT | 613630 | Senior Design NT | 0.31704 | Replacement | Labour | ENDirect | Labour | SCS | 148 | POLE REPLACEMENT | 612210 | Network N/T | 0.00254 | Replacement | Labour | ENDirect | Labour | SCS | 148 | POLE REPLACEMENT | 636000 | System Control O/H | 0.09095 | Replacement | System Control OH | OH | Excl | SCS | 153 | SERVICING REPLACEMENT | 636001 | System Control O/H | 3.4946 | Fee Based Opex | System Control OH | OH | Excl | Ancillary Network Services
| 143 | HV SWITCH REPLACEMENT | 613680 | NS:Engineer D/S N/T | 75.824 | Replacement | Labour | ENDirect | Labour | SCS | 148 | POLE REPLACEMENT | 613240 | BR-NT PNS LW | 11.3439 | Replacement | Labour | ENDirect | Labour | SCS | 148 | POLE REPLACEMENT | 636001 | System Control O/H | 81.4124 | Replacement | System Control OH | OH | Excl | SCS | 153 | SERVICING REPLACEMENT | 639000 | Network Service Corp | 37.4116 | Fee Based Opex | PNS Corporate OH | OH | Excl | Ancillary Network Services
| 143 | HV SWITCH REPLACEMENT | 633000 | Corp O/Hs to Capital | 288.8671 | Replacement | Contracts | OH | Contracts | SCS | 148 | POLE REPLACEMENT | 613241 | BR-OT PNS LW | 8.4772 | Replacement | Labour | ENDirect | Labour | SCS | 148 | POLE REPLACEMENT | 639000 | Network Service Corp | 0.73032 | Replacement | PNS Corporate OH | OH | Excl | SCS | 153 | SERVICING REPLACEMENT | 639050 | NS: Fleet&Prop O/Hs | 0.99886 | Fee Based Opex | PNS Fleet & Property OH | OH | Excl | Ancillary Network Services
| 143 | HV SWITCH REPLACEMENT | 634001 | Locl O/Hs to Capital | 115.8878 | Replacement | Local OH | OH | Excl | SCS | 148 | POLE REPLACEMENT | 613250 | BR-NT PNS GB | 38.9735 | Replacement | Labour | ENDirect | Labour | SCS | 148 | POLE REPLACEMENT | 639050 | NS: Fleet&Prop O/Hs | 0.18617 | Replacement | PNS Fleet & Property OH | OH | Excl | SCS | 156 | SECONDARY SYSTEM PLANT REPL | 503281 | Parking | 0.06384 | Replacement | Contracts | ENDirect | Contracts | SCS
| 143 | HV SWITCH REPLACEMENT | 635001 | EN NS Margin | 67.1596 | Replacement | PNS MG | ENDirect | Excl | SCS | 148 | POLE REPLACEMENT | 613251 | BR-OT PNS GB | 25.2283 | Replacement | Labour | ENDirect | Labour | SCS | 150 | UG ASSET REPLACEMENT - PLANNED | 520100 | M & S-Distribution | 132.2809 | Replacement | Materials | ENDirect | Materials | SCS | 156 | SECONDARY SYSTEM PLANT REPL | 503300 | Awards/Gifts: NonFBT | 0.33215 | Replacement | Contracts | ENDirect | Contracts | SCS
| 143 | HV SWITCH REPLACEMENT | 636001 | System Control O/H | 36.4069 | Replacement | System Control OH | OH | Excl | SCS | 148 | POLE REPLACEMENT | 613280 | NS Design D/S N/T | 0.24808 | Replacement | Labour | ENDirect | Labour | SCS | 150 | UG ASSET REPLACEMENT - PLANNED | 523100 | M & S-Admin & Gen | 0.38681 | Replacement | Materials | ENDirect | Materials | SCS | 156 | SECONDARY SYSTEM PLANT REPL | 520100 | M & S-Distribution | 218.1738 | Replacement | Materials | ENDirect | Materials | SCS
| 143 | HV SWITCH REPLACEMENT | 639000 | Network Service Corp | 77.1131 | Replacement | PNS Corporate OH | OH | Excl | SCS | 148 | POLE REPLACEMENT | 613290 | NS Tech/Proj Mger NT | 15.239 | Replacement | Labour | ENDirect | Labour | SCS | 150 | UG ASSET REPLACEMENT - PLANNED | 523300 | Cap Purch -Equipment | 0.00108 | Replacement | Materials | ENDirect | Materials | SCS | 156 | SECONDARY SYSTEM PLANT REPL | 520200 | M & S-Transmission | 271.346 | Replacement | Materials | ENDirect | Materials | SCS
| 143 | HV SWITCH REPLACEMENT | 639050 | NS: Fleet&Prop O/Hs | 9.3033 | Replacement | PNS Fleet & Property OH | OH | Excl | SCS | 148 | POLE REPLACEMENT | 613350 | NS:DesignSup D/S N/T | 0.02034 | Replacement | Labour | ENDirect | Labour | SCS | 150 | UG ASSET REPLACEMENT - PLANNED | 531020 | Eng & Tech Services | -2.3 | Replacement | Labour | ENDirect | Labour | SCS | 156 | SECONDARY SYSTEM PLANT REPL | 523100 | M & S-Admin & Gen | 3.6754 | Replacement | Materials | ENDirect | Materials | SCS
| 144 | TRANSFORMER & SSTN REPLACEMEN | 520100 | M & S-Distribution | 157.0892 | Replacement | Materials | ENDirect | Materials | SCS | 148 | POLE REPLACEMENT | 613360 | NS:Draft/GIS D/S N/T | 3.6265 | Replacement | Labour | ENDirect | Labour | SCS | 150 | UG ASSET REPLACEMENT - PLANNED | 531030 | Line Insp Services | 0.68392 | Replacement | Contracts | ENDirect | Contracts | SCS | 156 | SECONDARY SYSTEM PLANT REPL | 531000 | Maintenance Services | 4.1527 | Replacement | Contracts | ENDirect | Contracts | SCS
| 144 | TRANSFORMER & SSTN REPLACEMEN | 523100 | M & S-Admin & Gen | 0.14229 | Replacement | Materials | ENDirect | Materials | SCS | 148 | POLE REPLACEMENT | 613370 | NS:Survey D/S N/T | 1.2361 | Replacement | Labour | ENDirect | Labour | SCS | 150 | UG ASSET REPLACEMENT - PLANNED | 531464 | NS: Civil Works CPS | 651.9661 | Replacement | Contracts | ENDirect | Contracts | SCS | 156 | SECONDARY SYSTEM PLANT REPL | 531020 | Eng & Tech Services | 12.5454 | Replacement | Labour | ENDirect | Labour | SCS
| 144 | TRANSFORMER & SSTN REPLACEMEN | 531035 | Engineer & Dsgn Serv | 0.384 | Replacement | Labour | ENDirect | Labour | SCS | 148 | POLE REPLACEMENT | 613390 | NS:CivWrks&TrafMgmt | 0.17116 | Replacement | Contracts | ENDirect | Contracts | SCS | 150 | UG ASSET REPLACEMENT - PLANNED | 531466 | NS:UR RP Pck Wks CPS | 23.661 | Replacement | Contracts | ENDirect | Contracts | SCS | 156 | SECONDARY SYSTEM PLANT REPL | 531201 | Contracts-Contestabl | 91.117 | Replacement | Contracts | ENDirect | Contracts | SCS
| 144 | TRANSFORMER & SSTN REPLACEMEN | 531200 | Construct'n Services | 8.8635 | Replacement | Contracts | ENDirect | Contracts | SCS | 148 | POLE REPLACEMENT | 613400 | BR-NT RES CJ LW PO | 23.134 | Replacement | Labour | ENDirect | Labour | SCS | 150 | UG ASSET REPLACEMENT - PLANNED | 531467 | NS: Traffic Mgmt CPS | 121.6003 | Replacement | Contracts | ENDirect | Contracts | SCS | 156 | SECONDARY SYSTEM PLANT REPL | 531464 | NS: Civil Works CPS | 0.37 | Replacement | Contracts | ENDirect | Contracts | SCS
| 144 | TRANSFORMER & SSTN REPLACEMEN | 531464 | NS: Civil Works CPS | 11.8981 | Replacement | Contracts | ENDirect | Contracts | SCS | 148 | POLE REPLACEMENT | 613401 | BR-OT RES CJ LW PO | 8.4772 | Replacement | Labour | ENDirect | Labour | SCS | 150 | UG ASSET REPLACEMENT - PLANNED | 531468 | NS: Waste Disp CPS | 83.9888 | Replacement | Contracts | ENDirect | Contracts | SCS | 156 | SECONDARY SYSTEM PLANT REPL | 531469 | NS: Other CPS | 255.079 | Replacement | Labour | ENDirect | Labour | SCS
| 144 | TRANSFORMER & SSTN REPLACEMEN | 531466 | NS:UR RP Pck Wks CPS | 8.334 | Replacement | Contracts | ENDirect | Contracts | SCS | 148 | POLE REPLACEMENT | 613410 | BR-NT RES GB | 26.2461 | Replacement | Labour | ENDirect | Labour | SCS | 150 | UG ASSET REPLACEMENT - PLANNED | 531469 | NS: Other CPS | 1.25 | Replacement | Labour | ENDirect | Labour | SCS | 156 | SECONDARY SYSTEM PLANT REPL | 532200 | Hire: Plant & Equip | 3.6321 | Replacement | Contracts | ENDirect | Contracts | SCS
| 144 | TRANSFORMER & SSTN REPLACEMEN | 531467 | NS: Traffic Mgmt CPS | 1.7966 | Replacement | Contracts | ENDirect | Contracts | SCS | 148 | POLE REPLACEMENT | 613411 | BR-OT RES GB | 3.6841 | Replacement | Labour | ENDirect | Labour | SCS | 150 | UG ASSET REPLACEMENT - PLANNED | 531480 | NS:Asset Solution De | 1.19 | Replacement | Labour | ENDirect | Labour | SCS | 156 | SECONDARY SYSTEM PLANT REPL | 532410 | Contract/Temp Staff | 0.61368 | Replacement | Labour | ENDirect | Labour | SCS
| 144 | TRANSFORMER & SSTN REPLACEMEN | 532140 | Tech Services | 89.8 | Replacement | Contracts | ENDirect | Contracts | SCS | 148 | POLE REPLACEMENT | 613434 | SC Design/Drafter NT | 0.6202 | Replacement | Labour | ENDirect | Labour | SCS | 150 | UG ASSET REPLACEMENT - PLANNED | 532140 | Tech Services | 21.9506 | Replacement | Contracts | ENDirect | Contracts | SCS | 156 | SECONDARY SYSTEM PLANT REPL | 532420 | Stationery/Printing | 0.79341 | Replacement | Contracts | ENDirect | Contracts | SCS
| 144 | TRANSFORMER & SSTN REPLACEMEN | 591997 | Proj Trf - OH/Mar | -1.7498 | Replacement | Contracts | ENDirect | Contracts | SCS | 148 | POLE REPLACEMENT | 613440 | SC Design/Draftin NT | 0.14918 | Replacement | Labour | ENDirect | Labour | SCS | 150 | UG ASSET REPLACEMENT - PLANNED | 591997 | Proj Trf - OH/Mar | -0.06617 | Replacement | Contracts | ENDirect | Contracts | SCS | 156 | SECONDARY SYSTEM PLANT REPL | 611900 | Stores Recovery Dist | 1.9934 | Replacement | Contracts | ENDirect | Contracts | SCS
| 144 | TRANSFORMER & SSTN REPLACEMEN | 591999 | Proj Trf - Dir Costs | -9.4473 | Replacement | Contracts | ENDirect | Contracts | SCS | 148 | POLE REPLACEMENT | 613441 | SC Design/Draftin OT | 0.23735 | Replacement | Labour | ENDirect | Labour | SCS | 150 | UG ASSET REPLACEMENT - PLANNED | 591999 | Proj Trf - Dir Costs | -0.70281 | Replacement | Contracts | ENDirect | Contracts | SCS | 156 | SECONDARY SYSTEM PLANT REPL | 611901 | Stores Rec Local | 15.176 | Replacement | Contracts | ENDirect | Contracts | SCS
| 144 | TRANSFORMER & SSTN REPLACEMEN | 611860 | Misc Transfers | -4.2889 | Replacement | Labour | ENDirect | Labour | SCS | 148 | POLE REPLACEMENT | 613448 | SC Senior Des/Sur NT | 0.263 | Replacement | Labour | ENDirect | Labour | SCS | 150 | UG ASSET REPLACEMENT - PLANNED | 611900 | Stores Recovery Dist | 1.5992 | Replacement | Contracts | ENDirect | Contracts | SCS | 156 | SECONDARY SYSTEM PLANT REPL | 611902 | Purchase OrderOncost | 11.341 | Replacement | Contracts | ENDirect | Contracts | SCS
| 144 | TRANSFORMER & SSTN REPLACEMEN | 611901 | Stores Rec Local | 24.6476 | Replacement | Contracts | ENDirect | Contracts | SCS | 148 | POLE REPLACEMENT | 613566 | BR-NT PNS A2 | 8.3244 | Replacement | Labour | ENDirect | Labour | SCS | 150 | UG ASSET REPLACEMENT - PLANNED | 611901 | Stores Rec Local | 3.5483 | Replacement | Contracts | ENDirect | Contracts | SCS | 156 | SECONDARY SYSTEM PLANT REPL | 612210 | Network N/T | 60.3523 | Replacement | Labour | ENDirect | Labour | SCS
| 144 | TRANSFORMER & SSTN REPLACEMEN | 612210 | Network N/T | 0.01504 | Replacement | Labour | ENDirect | Labour | SCS | 148 | POLE REPLACEMENT | 613567 | BR-OT PNS A2 | 10.3534 | Replacement | Labour | ENDirect | Labour | SCS | 150 | UG ASSET REPLACEMENT - PLANNED | 613240 | BR-NT PNS LW | 6.5682 | Replacement | Labour | ENDirect | Labour | SCS | 156 | SECONDARY SYSTEM PLANT REPL | 613260 | BR-NT PNS ZT | 84.9451 | Replacement | Labour | ENDirect | Labour | SCS
| 144 | TRANSFORMER & SSTN REPLACEMEN | 612462 | Cost Transfer | -0.0391 | Replacement | Labour | ENDirect | Labour | SCS | 148 | POLE REPLACEMENT | 613570 | BR-NT PNS CJ | 0.38238 | Replacement | Labour | ENDirect | Labour | SCS | 150 | UG ASSET REPLACEMENT - PLANNED | 613241 | BR-OT PNS LW | 0.61384 | Replacement | Labour | ENDirect | Labour | SCS | 156 | SECONDARY SYSTEM PLANT REPL | 613261 | BR-OT PNS ZT | 6.0026 | Replacement | Labour | ENDirect | Labour | SCS
| 144 | TRANSFORMER & SSTN REPLACEMEN | 613268 | NS: Fitter N/T CP | 43.6125 | Replacement | Labour | ENDirect | Labour | SCS | 148 | POLE REPLACEMENT | 613574 | BR-NT PNS CT | 0.53252 | Replacement | Labour | ENDirect | Labour | SCS | 150 | UG ASSET REPLACEMENT - PLANNED | 613250 | BR-NT PNS GB | 15.1577 | Replacement | Labour | ENDirect | Labour | SCS | 156 | SECONDARY SYSTEM PLANT REPL | 613280 | NS Design D/S N/T | 199.6019 | Replacement | Labour | ENDirect | Labour | SCS
| 144 | TRANSFORMER & SSTN REPLACEMEN | 613269 | NS: Fitter O/T CP | 16.0494 | Replacement | Labour | ENDirect | Labour | SCS | 148 | POLE REPLACEMENT | 613630 | Senior Design NT | 1.1426 | Replacement | Labour | ENDirect | Labour | SCS | 150 | UG ASSET REPLACEMENT - PLANNED | 613251 | BR-OT PNS GB | 1.0175 | Replacement | Labour | ENDirect | Labour | SCS | 156 | SECONDARY SYSTEM PLANT REPL | 613290 | NS Tech/Proj Mger NT | 213.7659 | Replacement | Labour | ENDirect | Labour | SCS
| 144 | TRANSFORMER & SSTN REPLACEMEN | 613280 | NS Design D/S N/T | 2.83 | Replacement | Labour | ENDirect | Labour | SCS | 148 | POLE REPLACEMENT | 613680 | NS:Engineer D/S N/T | 0.48678 | Replacement | Labour | ENDirect | Labour | SCS | 150 | UG ASSET REPLACEMENT - PLANNED | 613280 | NS Design D/S N/T | 25.266 | Replacement | Labour | ENDirect | Labour | SCS | 156 | SECONDARY SYSTEM PLANT REPL | 613310 | BR-NT PNS TS | 587.6332 | Replacement | Labour | ENDirect | Labour | SCS
| 144 | TRANSFORMER & SSTN REPLACEMEN | 613290 | NS Tech/Proj Mger NT | 3.9995 | Replacement | Labour | ENDirect | Labour | SCS | 148 | POLE REPLACEMENT | 613681 | NS:Engineer D/S O/T | 0.08265 | Replacement | Labour | ENDirect | Labour | SCS | 150 | UG ASSET REPLACEMENT - PLANNED | 613290 | NS Tech/Proj Mger NT | 63.2793 | Replacement | Labour | ENDirect | Labour | SCS | 156 | SECONDARY SYSTEM PLANT REPL | 613311 | BR-OT PNS TS | 34.3565 | Replacement | Labour | ENDirect | Labour | SCS
| 144 | TRANSFORMER & SSTN REPLACEMEN | 613298 | NS:Tech/ProjMgrN/TCP | 7.3546 | Replacement | Labour | ENDirect | Labour | SCS | 148 | POLE REPLACEMENT | 613800 | NS:Mat Distribution | 0.09314 | Replacement | Materials | ENDirect | Materials | SCS | 150 | UG ASSET REPLACEMENT - PLANNED | 613360 | NS:Draft/GIS D/S N/T | 40.9334 | Replacement | Labour | ENDirect | Labour | SCS | 156 | SECONDARY SYSTEM PLANT REPL | 613360 | NS:Draft/GIS D/S N/T | 2.1775 | Replacement | Labour | ENDirect | Labour | SCS
| 144 | TRANSFORMER & SSTN REPLACEMEN | 613310 | BR-NT PNS TS | 2.4656 | Replacement | Labour | ENDirect | Labour | SCS | 148 | POLE REPLACEMENT | 634001 | Locl O/Hs to Capital | 26.0815 | Replacement | Local OH | OH | Excl | SCS | 150 | UG ASSET REPLACEMENT - PLANNED | 613361 | NS:Draft/GIS D/S O/T | 0.44574 | Replacement | Labour | ENDirect | Labour | SCS | 156 | SECONDARY SYSTEM PLANT REPL | 613420 | BR-NT RES TS | 0.92226 | Replacement | Labour | ENDirect | Labour | SCS
| 144 | TRANSFORMER & SSTN REPLACEMEN | 613318 | NS: Tester N/T CP | 2.0863 | Replacement | Labour | ENDirect | Labour | SCS | 148 | POLE REPLACEMENT | 635001 | EN NS Margin | 18.8662 | Replacement | PNS MG | ENDirect | Excl | SCS | 150 | UG ASSET REPLACEMENT - PLANNED | 613370 | NS:Survey D/S N/T | 1.75 | Replacement | Labour | ENDirect | Labour | SCS | 156 | SECONDARY SYSTEM PLANT REPL | 613440 | SC Design/Draftin NT | 12.5339 | Replacement | Labour | ENDirect | Labour | SCS
| 144 | TRANSFORMER & SSTN REPLACEMEN | 613350 | NS:DesignSup D/S N/T | 0.11237 | Replacement | Labour | ENDirect | Labour | SCS | 148 | POLE REPLACEMENT | 636001 | System Control O/H | 8.0521 | Replacement | System Control OH | OH | Excl | SCS | 150 | UG ASSET REPLACEMENT - PLANNED | 613400 | BR-NT RES CJ LW PO | 3.7153 | Replacement | Labour | ENDirect | Labour | SCS | 156 | SECONDARY SYSTEM PLANT REPL | 613441 | SC Design/Draftin OT | 1.6173 | Replacement | Labour | ENDirect | Labour | SCS
| 144 | TRANSFORMER & SSTN REPLACEMEN | 613360 | NS:Draft/GIS D/S N/T | 3.2231 | Replacement | Labour | ENDirect | Labour | SCS | 148 | POLE REPLACEMENT | 639000 | Network Service Corp | 20.9793 | Replacement | PNS Corporate OH | OH | Excl | SCS | 150 | UG ASSET REPLACEMENT - PLANNED | 613401 | BR-OT RES CJ LW PO | 0.92076 | Replacement | Labour | ENDirect | Labour | SCS | 156 | SECONDARY SYSTEM PLANT REPL | 613460 | BR-NT RES FT ZT | 176.2398 | Replacement | Labour | ENDirect | Labour | SCS
| 144 | TRANSFORMER & SSTN REPLACEMEN | 613390 | NS:CivWrks&TrafMgmt | -0.66502 | Replacement | Contracts | ENDirect | Contracts | SCS | 148 | POLE REPLACEMENT | 639050 | NS: Fleet&Prop O/Hs | 3.0718 | Replacement | PNS Fleet & Property OH | OH | Excl | SCS | 150 | UG ASSET REPLACEMENT - PLANNED | 613410 | BR-NT RES GB | 5.1758 | Replacement | Labour | ENDirect | Labour | SCS | 156 | SECONDARY SYSTEM PLANT REPL | 613461 | BR-OT RES FT ZT | 3.2514 | Replacement | Labour | ENDirect | Labour | SCS
| 144 | TRANSFORMER & SSTN REPLACEMEN | 613428 | SC Tester CP NT | 0.6322 | Replacement | Labour | ENDirect | Labour | SCS | 150 | UG ASSET REPLACEMENT - PLANNED | 520100 | M & S-Distribution | 60.6346 | Replacement | Materials | ENDirect | Materials | SCS | 150 | UG ASSET REPLACEMENT - PLANNED | 613411 | BR-OT RES GB | 1.5263 | Replacement | Labour | ENDirect | Labour | SCS | 156 | SECONDARY SYSTEM PLANT REPL | 613566 | BR-NT PNS A2 | 5.6054 | Replacement | Labour | ENDirect | Labour | SCS
| 144 | TRANSFORMER & SSTN REPLACEMEN | 613429 | SC Tester CP OT | 4.299 | Replacement | Labour | ENDirect | Labour | SCS | 150 | UG ASSET REPLACEMENT - PLANNED | 523100 | M & S-Admin & Gen | 0.48444 | Replacement | Materials | ENDirect | Materials | SCS | 150 | UG ASSET REPLACEMENT - PLANNED | 613434 | SC Design/Drafter NT | 5.9392 | Replacement | Labour | ENDirect | Labour | SCS | 156 | SECONDARY SYSTEM PLANT REPL | 613567 | BR-OT PNS A2 | 0.3753 | Replacement | Labour | ENDirect | Labour | SCS
| 144 | TRANSFORMER & SSTN REPLACEMEN | 613566 | BR-NT PNS A2 | 1.0345 | Replacement | Labour | ENDirect | Labour | SCS | 150 | UG ASSET REPLACEMENT - PLANNED | 523300 | Cap Purch -Equipment | 0.00072 | Replacement | Materials | ENDirect | Materials | SCS | 150 | UG ASSET REPLACEMENT - PLANNED | 613440 | SC Design/Draftin NT | 0.73938 | Replacement | Labour | ENDirect | Labour | SCS | 156 | SECONDARY SYSTEM PLANT REPL | 613576 | BR-NT PNS FT | 1.1146 | Replacement | Labour | ENDirect | Labour | SCS
| 144 | TRANSFORMER & SSTN REPLACEMEN | 613567 | BR-OT PNS A2 | 0.06086 | Replacement | Labour | ENDirect | Labour | SCS | 150 | UG ASSET REPLACEMENT - PLANNED | 531020 | Eng & Tech Services | 2.3 | Replacement | Labour | ENDirect | Labour | SCS | 150 | UG ASSET REPLACEMENT - PLANNED | 613441 | SC Design/Draftin OT | 0.17361 | Replacement | Labour | ENDirect | Labour | SCS | 156 | SECONDARY SYSTEM PLANT REPL | 613602 | BR-NT PNS TA (ZT) | 0.42813 | Replacement | Labour | ENDirect | Labour | SCS
| 144 | TRANSFORMER & SSTN REPLACEMEN | 613576 | BR-NT PNS FT | 19.4221 | Replacement | Labour | ENDirect | Labour | SCS | 150 | UG ASSET REPLACEMENT - PLANNED | 531035 | Engineer & Dsgn Serv | 1.1 | Replacement | Labour | ENDirect | Labour | SCS | 150 | UG ASSET REPLACEMENT - PLANNED | 613448 | SC Senior Des/Sur NT | 5.1583 | Replacement | Labour | ENDirect | Labour | SCS | 156 | SECONDARY SYSTEM PLANT REPL | 613630 | Senior Design NT | 6.1407 | Replacement | Labour | ENDirect | Labour | SCS
| 144 | TRANSFORMER & SSTN REPLACEMEN | 613577 | BR-OT PNS FT | 0.29075 | Replacement | Labour | ENDirect | Labour | SCS | 150 | UG ASSET REPLACEMENT - PLANNED | 531464 | NS: Civil Works CPS | 218.4581 | Replacement | Contracts | ENDirect | Contracts | SCS | 150 | UG ASSET REPLACEMENT - PLANNED | 613449 | SC Senior Des/Sur OT | 0.47204 | Replacement | Labour | ENDirect | Labour | SCS | 156 | SECONDARY SYSTEM PLANT REPL | 613680 | NS:Engineer D/S N/T | 135.3573 | Replacement | Labour | ENDirect | Labour | SCS
| 144 | TRANSFORMER & SSTN REPLACEMEN | 613602 | BR-NT PNS TA (ZT) | 2.7912 | Replacement | Labour | ENDirect | Labour | SCS | 150 | UG ASSET REPLACEMENT - PLANNED | 531466 | NS:UR RP Pck Wks CPS | 28.2158 | Replacement | Contracts | ENDirect | Contracts | SCS | 150 | UG ASSET REPLACEMENT - PLANNED | 613450 | SC Senior Des Eng NT | 4.5651 | Replacement | Labour | ENDirect | Labour | SCS | 156 | SECONDARY SYSTEM PLANT REPL | 613681 | NS:Engineer D/S O/T | 4.279 | Replacement | Labour | ENDirect | Labour | SCS
| 144 | TRANSFORMER & SSTN REPLACEMEN | 613680 | NS:Engineer D/S N/T | 0.12937 | Replacement | Labour | ENDirect | Labour | SCS | 150 | UG ASSET REPLACEMENT - PLANNED | 531467 | NS: Traffic Mgmt CPS | 61.4248 | Replacement | Contracts | ENDirect | Contracts | SCS | 150 | UG ASSET REPLACEMENT - PLANNED | 613566 | BR-NT PNS A2 | 13.1074 | Replacement | Labour | ENDirect | Labour | SCS | 156 | SECONDARY SYSTEM PLANT REPL | 615370 | IT Overtime | 0.714 | Replacement | Contracts | ENDirect | Contracts | SCS
| 144 | TRANSFORMER & SSTN REPLACEMEN | 613800 | NS:Mat Distribution | -0.60495 | Replacement | Materials | ENDirect | Materials | SCS | 150 | UG ASSET REPLACEMENT - PLANNED | 531468 | NS: Waste Disp CPS | 105.2073 | Replacement | Contracts | ENDirect | Contracts | SCS | 150 | UG ASSET REPLACEMENT - PLANNED | 613567 | BR-OT PNS A2 | 0.9072 | Replacement | Labour | ENDirect | Labour | SCS | 156 | SECONDARY SYSTEM PLANT REPL | 615375 | IT Billable | 2.856 | Replacement | Labour | ENDirect | Labour | SCS
| 144 | TRANSFORMER & SSTN REPLACEMEN | 633000 | Corp O/Hs to Capital | 45.1644 | Replacement | Contracts | OH | Contracts | SCS | 150 | UG ASSET REPLACEMENT - PLANNED | 531469 | NS: Other CPS | 201.6603 | Replacement | Labour | ENDirect | Labour | SCS | 150 | UG ASSET REPLACEMENT - PLANNED | 613570 | BR-NT PNS CJ | 4.2461 | Replacement | Labour | ENDirect | Labour | SCS | 156 | SECONDARY SYSTEM PLANT REPL | 615395 | IT SCADA Billable | 22.7695 | Replacement | Labour | ENDirect | Labour | SCS
| 144 | TRANSFORMER & SSTN REPLACEMEN | 634001 | Locl O/Hs to Capital | 19.7043 | Replacement | Local OH | OH | Excl | SCS | 150 | UG ASSET REPLACEMENT - PLANNED | 591997 | Proj Trf - EN OH | -0.74232 | Replacement | Contracts | ENDirect | Contracts | SCS | 150 | UG ASSET REPLACEMENT - PLANNED | 613571 | BR-OT PNS CJ | 1.0681 | Replacement | Labour | ENDirect | Labour | SCS | 156 | SECONDARY SYSTEM PLANT REPL | 634001 | Locl O/Hs to Capital | 147.0315 | Replacement | Local OH | OH | Excl | SCS
| 144 | TRANSFORMER & SSTN REPLACEMEN | 635001 | EN NS Margin | 6.7598 | Replacement | PNS MG | ENDirect | Excl | SCS | 150 | UG ASSET REPLACEMENT - PLANNED | 591999 | Proj Tsf - EN Direct | -9.4516 | Replacement | Contracts | ENDirect | Contracts | SCS | 150 | UG ASSET REPLACEMENT - PLANNED | 613574 | BR-NT PNS CT | 63.0375 | Replacement | Labour | ENDirect | Labour | SCS | 156 | SECONDARY SYSTEM PLANT REPL | 635001 | EN NS Margin | 105.2678 | Replacement | PNS MG | ENDirect | Excl | SCS
| 144 | TRANSFORMER & SSTN REPLACEMEN | 636001 | System Control O/H | 5.8115 | Replacement | System Control OH | OH | Excl | SCS | 150 | UG ASSET REPLACEMENT - PLANNED | 611900 | Stores Recovery Dist | 2.0401 | Replacement | Contracts | ENDirect | Contracts | SCS | 150 | UG ASSET REPLACEMENT - PLANNED | 613575 | BR-OT PNS CT | 2.4884 | Replacement | Labour | ENDirect | Labour | SCS | 156 | SECONDARY SYSTEM PLANT REPL | 636001 | System Control O/H | 104.6519 | Replacement | System Control OH | OH | Excl | SCS
| 144 | TRANSFORMER & SSTN REPLACEMEN | 639000 | Network Service Corp | 13.6842 | Replacement | PNS Corporate OH | OH | Excl | SCS | 150 | UG ASSET REPLACEMENT - PLANNED | 611901 | Stores Rec Local | 1.5941 | Replacement | Contracts | ENDirect | Contracts | SCS | 150 | UG ASSET REPLACEMENT - PLANNED | 613577 | BR-OT PNS FT | 0.73781 | Replacement | Labour | ENDirect | Labour | SCS | 156 | SECONDARY SYSTEM PLANT REPL | 639000 | Network Service Corp | 93.5926 | Replacement | PNS Corporate OH | OH | Excl | SCS
| 144 | TRANSFORMER & SSTN REPLACEMEN | 639050 | NS: Fleet&Prop O/Hs | 0.90288 | Replacement | PNS Fleet & Property OH | OH | Excl | SCS | 150 | UG ASSET REPLACEMENT - PLANNED | 611902 | Purchase OrderOncost | 0.25082 | Replacement | Contracts | ENDirect | Contracts | SCS | 150 | UG ASSET REPLACEMENT - PLANNED | 613630 | Senior Design NT | 15.1975 | Replacement | Labour | ENDirect | Labour | SCS | 156 | SECONDARY SYSTEM PLANT REPL | 639050 | NS: Fleet&Prop O/Hs | 24.3109 | Replacement | PNS Fleet & Property OH | OH | Excl | SCS
| 145 | HV FUSE UNIT&SURGE DIVERT.REPL | 520100 | M & S-Distribution | 15.9119 | Replacement | Materials | ENDirect | Materials | SCS | 150 | UG ASSET REPLACEMENT - PLANNED | 612210 | Network N/T | 4.0481 | Replacement | Labour | ENDirect | Labour | SCS | 150 | UG ASSET REPLACEMENT - PLANNED | 613640 | PNS_BEON_SNR DES_ENG | 4.6986 | Replacement | Labour | ENDirect | Labour | SCS | 157 | ZONE SUBSTATION PLANT REPLMT. | 503330 | In-house Refreshment | 0.89316 | Replacement | Contracts | ENDirect | Contracts | SCS
| 145 | HV FUSE UNIT&SURGE DIVERT.REPL | 523100 | M & S-Admin & Gen | 0.20357 | Replacement | Materials | ENDirect | Materials | SCS | 150 | UG ASSET REPLACEMENT - PLANNED | 613240 | BR-NT PNS LW | 7.2015 | Replacement | Labour | ENDirect | Labour | SCS | 150 | UG ASSET REPLACEMENT - PLANNED | 613680 | NS:Engineer D/S N/T | 16.171 | Replacement | Labour | ENDirect | Labour | SCS | 157 | ZONE SUBSTATION PLANT REPLMT. | 520100 | M & S-Distribution | 8.3967 | Replacement | Materials | ENDirect | Materials | SCS
| 145 | HV FUSE UNIT&SURGE DIVERT.REPL | 523300 | Cap Purch -Equipment | 0.00021 | Replacement | Materials | ENDirect | Materials | SCS | 150 | UG ASSET REPLACEMENT - PLANNED | 613241 | BR-OT PNS LW | 0.61652 | Replacement | Labour | ENDirect | Labour | SCS | 150 | UG ASSET REPLACEMENT - PLANNED | 634001 | Locl O/Hs to Capital | 103.0386 | Replacement | Local OH | OH | Excl | SCS | 157 | ZONE SUBSTATION PLANT REPLMT. | 520200 | M & S-Transmission | -0.672 | Replacement | Materials | ENDirect | Materials | SCS
| 145 | HV FUSE UNIT&SURGE DIVERT.REPL | 531020 | Eng & Tech Services | -1.1248 | Replacement | Labour | ENDirect | Labour | SCS | 150 | UG ASSET REPLACEMENT - PLANNED | 613250 | BR-NT PNS GB | 22.6192 | Replacement | Labour | ENDirect | Labour | SCS | 150 | UG ASSET REPLACEMENT - PLANNED | 635001 | EN NS Margin | 65.9349 | Replacement | PNS MG | ENDirect | Excl | SCS | 157 | ZONE SUBSTATION PLANT REPLMT. | 522300 | Cap Purch-MV & Plant | 47.48 | Replacement | Materials | ENDirect | Materials | SCS
| 145 | HV FUSE UNIT&SURGE DIVERT.REPL | 531035 | Engineer & Dsgn Serv | 1.4163 | Replacement | Labour | ENDirect | Labour | SCS | 150 | UG ASSET REPLACEMENT - PLANNED | 613251 | BR-OT PNS GB | 0.64072 | Replacement | Labour | ENDirect | Labour | SCS | 150 | UG ASSET REPLACEMENT - PLANNED | 636001 | System Control O/H | 55.5117 | Replacement | System Control OH | OH | Excl | SCS | 157 | ZONE SUBSTATION PLANT REPLMT. | 523100 | M & S-Admin & Gen | 1.3965 | Replacement | Materials | ENDirect | Materials | SCS
| 145 | HV FUSE UNIT&SURGE DIVERT.REPL | 531200 | Construct'n Services | -6.2219 | Replacement | Contracts | ENDirect | Contracts | SCS | 150 | UG ASSET REPLACEMENT - PLANNED | 613260 | BR-NT PNS ZT | 0.76914 | Replacement | Labour | ENDirect | Labour | SCS | 150 | UG ASSET REPLACEMENT - PLANNED | 639000 | Network Service Corp | 70.3029 | Replacement | PNS Corporate OH | OH | Excl | SCS | 157 | ZONE SUBSTATION PLANT REPLMT. | 523300 | Cap Purch -Equipment | 63.116 | Replacement | Materials | ENDirect | Materials | SCS
| 145 | HV FUSE UNIT&SURGE DIVERT.REPL | 531464 | NS: Civil Works CPS | 38.0617 | Replacement | Contracts | ENDirect | Contracts | SCS | 150 | UG ASSET REPLACEMENT - PLANNED | 613280 | NS Design D/S N/T | 20.1565 | Replacement | Labour | ENDirect | Labour | SCS | 150 | UG ASSET REPLACEMENT - PLANNED | 639050 | NS: Fleet&Prop O/Hs | 9.9429 | Replacement | PNS Fleet & Property OH | OH | Excl | SCS | 157 | ZONE SUBSTATION PLANT REPLMT. | 531000 | Maintenance Services | 39.8478 | Replacement | Contracts | ENDirect | Contracts | SCS
| 145 | HV FUSE UNIT&SURGE DIVERT.REPL | 531466 | NS:UR RP Pck Wks CPS | 0.097 | Replacement | Contracts | ENDirect | Contracts | SCS | 150 | UG ASSET REPLACEMENT - PLANNED | 613290 | NS Tech/Proj Mger NT | 22.392 | Replacement | Labour | ENDirect | Labour | SCS | 151 | METERING COMMUNICATIONS REPLAC | 520100 | M & S-Distribution | 20.9034 | Metering Capex | Materials | ENDirect | Materials | Metering Services | 157 | ZONE SUBSTATION PLANT REPLMT. | 531464 | NS: Civil Works CPS | 0.75 | Replacement | Contracts | ENDirect | Contracts | SCS
| 145 | HV FUSE UNIT&SURGE DIVERT.REPL | 531467 | NS: Traffic Mgmt CPS | 19.3536 | Replacement | Contracts | ENDirect | Contracts | SCS | 150 | UG ASSET REPLACEMENT - PLANNED | 613298 | NS:Tech/ProjMgrN/TCP | 18.1002 | Replacement | Labour | ENDirect | Labour | SCS | 151 | METERING COMMUNICATIONS REPLAC | 611900 | Stores Recovery Dist | 1.2542 | Metering Capex | Contracts | ENDirect | Contracts | Metering Services | 157 | ZONE SUBSTATION PLANT REPLMT. | 531468 | NS: Waste Disp CPS | 2 | Replacement | Contracts | ENDirect | Contracts | SCS
| 145 | HV FUSE UNIT&SURGE DIVERT.REPL | 531468 | NS: Waste Disp CPS | 11.2638 | Replacement | Contracts | ENDirect | Contracts | SCS | 150 | UG ASSET REPLACEMENT - PLANNED | 613310 | BR-NT PNS TS | 1.1316 | Replacement | Labour | ENDirect | Labour | SCS | 151 | METERING COMMUNICATIONS REPLAC | 613240 | BR-NT PNS LW | 8.0278 | Metering Capex | Labour | ENDirect | Labour | Metering Services | 157 | ZONE SUBSTATION PLANT REPLMT. | 531469 | NS: Other CPS | 2523.9544 | Replacement | Labour | ENDirect | Labour | SCS
| 145 | HV FUSE UNIT&SURGE DIVERT.REPL | 531480 | NS:Asset Solution De | 0.08832 | Replacement | Labour | ENDirect | Labour | SCS | 150 | UG ASSET REPLACEMENT - PLANNED | 613350 | NS:DesignSup D/S N/T | 2.6107 | Replacement | Labour | ENDirect | Labour | SCS | 151 | METERING COMMUNICATIONS REPLAC | 613250 | BR-NT PNS GB | 4.5843 | Metering Capex | Labour | ENDirect | Labour | Metering Services | 157 | ZONE SUBSTATION PLANT REPLMT. | 532050 | Consult Serv:Ded | 302.62 | Replacement | Contracts | ENDirect | Contracts | SCS
| 145 | HV FUSE UNIT&SURGE DIVERT.REPL | 531485 | NS:CivilContract-PCN | 0.00109 | Replacement | Contracts | ENDirect | Contracts | SCS | 150 | UG ASSET REPLACEMENT - PLANNED | 613360 | NS:Draft/GIS D/S N/T | 36.8448 | Replacement | Labour | ENDirect | Labour | SCS | 151 | METERING COMMUNICATIONS REPLAC | 613566 | BR-NT PNS A2 | 1.5922 | Metering Capex | Labour | ENDirect | Labour | Metering Services | 157 | ZONE SUBSTATION PLANT REPLMT. | 532100 | Admin Services | 53.4416 | Replacement | Contracts | ENDirect | Contracts | SCS
| 145 | HV FUSE UNIT&SURGE DIVERT.REPL | 531495 | NS:Field Pack Wk CPN | -0.80081 | Replacement | Contracts | ENDirect | Contracts | SCS | 150 | UG ASSET REPLACEMENT - PLANNED | 613361 | NS:Draft/GIS D/S O/T | 0.36688 | Replacement | Labour | ENDirect | Labour | SCS | 151 | METERING COMMUNICATIONS REPLAC | 634001 | Locl O/Hs to Capital | 2.5335 | Metering Capex | Local OH | OH | Excl | Metering Services | 157 | ZONE SUBSTATION PLANT REPLMT. | 532300 | Subs: Deductible | 1.2 | Replacement | Contracts | ENDirect | Contracts | SCS
| 145 | HV FUSE UNIT&SURGE DIVERT.REPL | 591200 | Council Rates | 0.05 | Replacement | Contracts | ENDirect | Contracts | SCS | 150 | UG ASSET REPLACEMENT - PLANNED | 613410 | BR-NT RES GB | 6.1329 | Replacement | Labour | ENDirect | Labour | SCS | 151 | METERING COMMUNICATIONS REPLAC | 635001 | EN NS Margin | 0.91426 | Metering Capex | PNS MG | ENDirect | Excl | Metering Services | 157 | ZONE SUBSTATION PLANT REPLMT. | 532500 | Property Services | 50.083 | Replacement | Contracts | ENDirect | Contracts | SCS
| 145 | HV FUSE UNIT&SURGE DIVERT.REPL | 611860 | Misc Transfers | 239.9817 | Replacement | Labour | ENDirect | Labour | SCS | 150 | UG ASSET REPLACEMENT - PLANNED | 613434 | SC Design/Drafter NT | 5.2717 | Replacement | Labour | ENDirect | Labour | SCS | 151 | METERING COMMUNICATIONS REPLAC | 636001 | System Control O/H | 1.8442 | Metering Capex | System Control OH | OH | Excl | Metering Services | 157 | ZONE SUBSTATION PLANT REPLMT. | 591997 | Proj Trf - OH/Mar | -16.1776 | Replacement | Contracts | ENDirect | Contracts | SCS
| 145 | HV FUSE UNIT&SURGE DIVERT.REPL | 611861 | PNS Labour Trf-Ext | -47.5486 | Replacement | Labour | ENDirect | Labour | SCS | 150 | UG ASSET REPLACEMENT - PLANNED | 613440 | SC Design/Draftin NT | 1.1257 | Replacement | Labour | ENDirect | Labour | SCS | 151 | METERING COMMUNICATIONS REPLAC | 639000 | Network Service Corp | 1.9599 | Metering Capex | PNS Corporate OH | OH | Excl | Metering Services | 157 | ZONE SUBSTATION PLANT REPLMT. | 591999 | Proj Trf - Dir Costs | -63.7502 | Replacement | Contracts | ENDirect | Contracts | SCS
| 145 | HV FUSE UNIT&SURGE DIVERT.REPL | 611900 | Stores Recovery Dist | 0.85896 | Replacement | Contracts | ENDirect | Contracts | SCS | 150 | UG ASSET REPLACEMENT - PLANNED | 613441 | SC Design/Draftin OT | 0.02712 | Replacement | Labour | ENDirect | Labour | SCS | 151 | METERING COMMUNICATIONS REPLAC | 639050 | NS: Fleet&Prop O/Hs | 0.22173 | Metering Capex | PNS Fleet & Property OH | OH | Excl | Metering Services | 157 | ZONE SUBSTATION PLANT REPLMT. | 611902 | Purchase OrderOncost | 3.1944 | Replacement | Contracts | ENDirect | Contracts | SCS
| 145 | HV FUSE UNIT&SURGE DIVERT.REPL | 611901 | Stores Rec Local | -0.64439 | Replacement | Contracts | ENDirect | Contracts | SCS | 150 | UG ASSET REPLACEMENT - PLANNED | 613448 | SC Senior Des/Sur NT | 3.7083 | Replacement | Labour | ENDirect | Labour | SCS | 152 | OBSOLETE & DEFECTIVE O/H SERVI | 591999 | Proj Trf - Dir Costs | -0.74183 | Replacement | Contracts | ENDirect | Contracts | SCS | 157 | ZONE SUBSTATION PLANT REPLMT. | 612210 | Network N/T | 35.1845 | Replacement | Labour | ENDirect | Labour | SCS
| 145 | HV FUSE UNIT&SURGE DIVERT.REPL | 611902 | Purchase OrderOncost | 0.00108 | Replacement | Contracts | ENDirect | Contracts | SCS | 150 | UG ASSET REPLACEMENT - PLANNED | 613449 | SC Senior Des/Sur OT | 4.1758 | Replacement | Labour | ENDirect | Labour | SCS | 152 | OBSOLETE & DEFECTIVE O/H SERVI | 633000 | Corp O/Hs to Capital | -1.564 | Replacement | Contracts | OH | Contracts | SCS | 157 | ZONE SUBSTATION PLANT REPLMT. | 613260 | BR-NT PNS ZT | 43.1195 | Replacement | Labour | ENDirect | Labour | SCS
| 145 | HV FUSE UNIT&SURGE DIVERT.REPL | 612210 | Network N/T | 32.7698 | Replacement | Labour | ENDirect | Labour | SCS | 150 | UG ASSET REPLACEMENT - PLANNED | 613566 | BR-NT PNS A2 | 14.2704 | Replacement | Labour | ENDirect | Labour | SCS | 152 | OBSOLETE & DEFECTIVE O/H SERVI | 634000 | Locl O/Hs to Capital | 0.4474 | Replacement | Local OH | OH | Excl | SCS | 157 | ZONE SUBSTATION PLANT REPLMT. | 613261 | BR-OT PNS ZT | 2.0843 | Replacement | Labour | ENDirect | Labour | SCS
| 145 | HV FUSE UNIT&SURGE DIVERT.REPL | 612462 | Cost Transfer | -1.1065 | Replacement | Labour | ENDirect | Labour | SCS | 150 | UG ASSET REPLACEMENT - PLANNED | 613567 | BR-OT PNS A2 | 1.9923 | Replacement | Labour | ENDirect | Labour | SCS | 152 | OBSOLETE & DEFECTIVE O/H SERVI | 634001 | Locl O/Hs to Capital | 1.222 | Replacement | Local OH | OH | Excl | SCS | 157 | ZONE SUBSTATION PLANT REPLMT. | 613280 | NS Design D/S N/T | 10.5455 | Replacement | Labour | ENDirect | Labour | SCS
| 145 | HV FUSE UNIT&SURGE DIVERT.REPL | 613248 | NS:GenLinewrk N/T CP | 20.4302 | Replacement | Labour | ENDirect | Labour | SCS | 150 | UG ASSET REPLACEMENT - PLANNED | 613570 | BR-NT PNS CJ | 3.059 | Replacement | Labour | ENDirect | Labour | SCS | 152 | OBSOLETE & DEFECTIVE O/H SERVI | 635000 | NS Margin | 1.5985 | Replacement | PNS MG | ENDirect | Excl | SCS | 157 | ZONE SUBSTATION PLANT REPLMT. | 613290 | NS Tech/Proj Mger NT | 62.248 | Replacement | Labour | ENDirect | Labour | SCS
| 145 | HV FUSE UNIT&SURGE DIVERT.REPL | 613249 | NS:GenLinewrk O/T CP | 1.9766 | Replacement | Labour | ENDirect | Labour | SCS | 150 | UG ASSET REPLACEMENT - PLANNED | 613571 | BR-OT PNS CJ | 0.61652 | Replacement | Labour | ENDirect | Labour | SCS | 152 | OBSOLETE & DEFECTIVE O/H SERVI | 635001 | EN NS Margin | -2.8421 | Replacement | PNS MG | ENDirect | Excl | SCS | 157 | ZONE SUBSTATION PLANT REPLMT. | 613291 | NS Tech/Proj Mger OT | 4.324 | Replacement | Labour | ENDirect | Labour | SCS
| 145 | HV FUSE UNIT&SURGE DIVERT.REPL | 613250 | BR-NT PNS GB | 4.343 | Replacement | Labour | ENDirect | Labour | SCS | 150 | UG ASSET REPLACEMENT - PLANNED | 613574 | BR-NT PNS CT | 21.9665 | Replacement | Labour | ENDirect | Labour | SCS | 152 | OBSOLETE & DEFECTIVE O/H SERVI | 636000 | System Control O/H | 0.09095 | Replacement | System Control OH | OH | Excl | SCS | 157 | ZONE SUBSTATION PLANT REPLMT. | 613310 | BR-NT PNS TS | 28.026 | Replacement | Labour | ENDirect | Labour | SCS
| 145 | HV FUSE UNIT&SURGE DIVERT.REPL | 613258 | NS:LiveLinw-GenN/TCP | 5.024 | Replacement | Labour | ENDirect | Labour | SCS | 150 | UG ASSET REPLACEMENT - PLANNED | 613575 | BR-OT PNS CT | 1.533 | Replacement | Labour | ENDirect | Labour | SCS | 152 | OBSOLETE & DEFECTIVE O/H SERVI | 636001 | System Control O/H | -0.32301 | Replacement | System Control OH | OH | Excl | SCS | 157 | ZONE SUBSTATION PLANT REPLMT. | 613311 | BR-OT PNS TS | 0.13724 | Replacement | Labour | ENDirect | Labour | SCS
| 145 | HV FUSE UNIT&SURGE DIVERT.REPL | 613268 | NS: Fitter N/T CP | 0.42798 | Replacement | Labour | ENDirect | Labour | SCS | 150 | UG ASSET REPLACEMENT - PLANNED | 613680 | NS:Engineer D/S N/T | 12.2947 | Replacement | Labour | ENDirect | Labour | SCS | 152 | OBSOLETE & DEFECTIVE O/H SERVI | 639000 | Network Service Corp | -0.17224 | Replacement | PNS Corporate OH | OH | Excl | SCS | 157 | ZONE SUBSTATION PLANT REPLMT. | 613350 | NS:DesignSup D/S N/T | 11.3867 | Replacement | Labour | ENDirect | Labour | SCS
| 145 | HV FUSE UNIT&SURGE DIVERT.REPL | 613278 | NS: ConstCo-ordN/TCP | 7.8081 | Replacement | Labour | ENDirect | Labour | SCS | 150 | UG ASSET REPLACEMENT - PLANNED | 634001 | Locl O/Hs to Capital | 61.449 | Replacement | Local OH | OH | Excl | SCS | 152 | OBSOLETE & DEFECTIVE O/H SERVI | 639050 | NS: Fleet&Prop O/Hs | 0.04555 | Replacement | PNS Fleet & Property OH | OH | Excl | SCS | 157 | ZONE SUBSTATION PLANT REPLMT. | 613460 | BR-NT RES FT ZT | 1.1146 | Replacement | Labour | ENDirect | Labour | SCS
| 145 | HV FUSE UNIT&SURGE DIVERT.REPL | 613279 | NS:ConstCo-ordO/T CP | 0.34577 | Replacement | Labour | ENDirect | Labour | SCS | 150 | UG ASSET REPLACEMENT - PLANNED | 635001 | EN NS Margin | 43.0583 | Replacement | PNS MG | ENDirect | Excl | SCS | 153 | SERVICING REPLACEMENT | 604600 | Corp Services Fee | 20.4176 | Fee Based Opex | Corporate Services Fee | ENDirect | Excl | Ancillary Network Services | 157 | ZONE SUBSTATION PLANT REPLMT. | 613630 | Senior Design NT | 2.6973 | Replacement | Labour | ENDirect | Labour | SCS
| 145 | HV FUSE UNIT&SURGE DIVERT.REPL | 613280 | NS Design D/S N/T | 2.07 | Replacement | Labour | ENDirect | Labour | SCS | 150 | UG ASSET REPLACEMENT - PLANNED | 636001 | System Control O/H | 18.4083 | Replacement | System Control OH | OH | Excl | SCS | 153 | SERVICING REPLACEMENT | 613736 | Replace Serv 1 PH UG | 540.0683 | Fee Based Opex | Labour (50%)/ Contracts (50%) | ENDirect | Excl | Ancillary Network Services | 157 | ZONE SUBSTATION PLANT REPLMT. | 613680 | NS:Engineer D/S N/T | 20.3518 | Replacement | Labour | ENDirect | Labour | SCS
| 145 | HV FUSE UNIT&SURGE DIVERT.REPL | 613290 | NS Tech/Proj Mger NT | 1.0874 | Replacement | Labour | ENDirect | Labour | SCS | 150 | UG ASSET REPLACEMENT - PLANNED | 639000 | Network Service Corp | 50.7143 | Replacement | PNS Corporate OH | OH | Excl | SCS | 153 | SERVICING REPLACEMENT | 613739 | Replace Serv M PH UG | 430.4566 | Fee Based Opex | Labour (50%)/ Contracts (50%) | ENDirect | Excl | Ancillary Network Services | 157 | ZONE SUBSTATION PLANT REPLMT. | 634001 | Locl O/Hs to Capital | 198.7122 | Replacement | Local OH | OH | Excl | SCS
| 145 | HV FUSE UNIT&SURGE DIVERT.REPL | 613318 | NS: Tester N/T CP | 1.4224 | Replacement | Labour | ENDirect | Labour | SCS | 150 | UG ASSET REPLACEMENT - PLANNED | 639050 | NS: Fleet&Prop O/Hs | 7.3787 | Replacement | PNS Fleet & Property OH | OH | Excl | SCS | 153 | SERVICING REPLACEMENT | 613805 | NC AMI Inst 1Ph 1e | -49.6071 | Fee Based Opex | Contracts | ENDirect | Contracts | Ancillary Network Services | 157 | ZONE SUBSTATION PLANT REPLMT. | 635001 | EN NS Margin | 161.2666 | Replacement | PNS MG | ENDirect | Excl | SCS
| 145 | HV FUSE UNIT&SURGE DIVERT.REPL | 613350 | NS:DesignSup D/S N/T | 0.40349 | Replacement | Labour | ENDirect | Labour | SCS | 152 | OBSOLETE & DEFECTIVE O/H SERVI | 611860 | Misc Transfers | 0.26258 | Replacement | Labour | ENDirect | Labour | SCS | 153 | SERVICING REPLACEMENT | 613807 | NC AMI Inst 3Ph | -18.7828 | Fee Based Opex | Contracts | ENDirect | Contracts | Ancillary Network Services | 157 | ZONE SUBSTATION PLANT REPLMT. | 636001 | System Control O/H | 133.0824 | Replacement | System Control OH | OH | Excl | SCS
| 145 | HV FUSE UNIT&SURGE DIVERT.REPL | 613351 | NS:DesignSup D/S O/T | 0.10738 | Replacement | Labour | ENDirect | Labour | SCS | 152 | OBSOLETE & DEFECTIVE O/H SERVI | 611861 | PNS Labour Trf-Ext | 0.66929 | Replacement | Labour | ENDirect | Labour | SCS | 153 | SERVICING REPLACEMENT | 634001 | Locl O/Hs to Capital | 7.1049 | Fee Based Opex | Local OH | OH | Excl | Ancillary Network Services | 157 | ZONE SUBSTATION PLANT REPLMT. | 639000 | Network Service Corp | 113.3042 | Replacement | PNS Corporate OH | OH | Excl | SCS
| 145 | HV FUSE UNIT&SURGE DIVERT.REPL | 613360 | NS:Draft/GIS D/S N/T | 0.83112 | Replacement | Labour | ENDirect | Labour | SCS | 152 | OBSOLETE & DEFECTIVE O/H SERVI | 612210 | Network N/T | 0.00254 | Replacement | Labour | ENDirect | Labour | SCS | 153 | SERVICING REPLACEMENT | 635001 | EN NS Margin | 54.1933 | Fee Based Opex | PNS MG | ENDirect | Excl | Ancillary Network Services | 157 | ZONE SUBSTATION PLANT REPLMT. | 639050 | NS: Fleet&Prop O/Hs | 32.8956 | Replacement | PNS Fleet & Property OH | OH | Excl | SCS
| 145 | HV FUSE UNIT&SURGE DIVERT.REPL | 613370 | NS:Survey D/S N/T | 0.00152 | Replacement | Labour | ENDirect | Labour | SCS | 152 | OBSOLETE & DEFECTIVE O/H SERVI | 613390 | NS:CivWrks&TrafMgmt | 0.17116 | Replacement | Contracts | ENDirect | Contracts | SCS | 153 | SERVICING REPLACEMENT | 636001 | System Control O/H | 3.8509 | Fee Based Opex | System Control OH | OH | Excl | Ancillary Network Services | 160 | LV AUGMENTATION | 520100 | M & S-Distribution | 569.4104 | Augmentation | Materials | ENDirect | Materials | SCS
| 145 | HV FUSE UNIT&SURGE DIVERT.REPL | 613390 | NS:CivWrks&TrafMgmt | 122.3736 | Replacement | Contracts | ENDirect | Contracts | SCS | 152 | OBSOLETE & DEFECTIVE O/H SERVI | 613800 | NS:Mat Distribution | 0.09314 | Replacement | Materials | ENDirect | Materials | SCS | 153 | SERVICING REPLACEMENT | 639000 | Network Service Corp | 48.6251 | Fee Based Opex | PNS Corporate OH | OH | Excl | Ancillary Network Services | 160 | LV AUGMENTATION | 520200 | M & S-Transmission | 0.3024 | Augmentation | Materials | ENDirect | Materials | SCS
| 145 | HV FUSE UNIT&SURGE DIVERT.REPL | 613400 | BR-NT RES CJ LW PO | 1.4605 | Replacement | Labour | ENDirect | Labour | SCS | 152 | OBSOLETE & DEFECTIVE O/H SERVI | 634001 | Locl O/Hs to Capital | 0.07294 | Replacement | Local OH | OH | Excl | SCS | 153 | SERVICING REPLACEMENT | 639050 | NS: Fleet&Prop O/Hs | 0.7814 | Fee Based Opex | PNS Fleet & Property OH | OH | Excl | Ancillary Network Services | 160 | LV AUGMENTATION | 523100 | M & S-Admin & Gen | 1.1161 | Augmentation | Materials | ENDirect | Materials | SCS
| 145 | HV FUSE UNIT&SURGE DIVERT.REPL | 613408 | SC Gen Line CP NT | 36.7035 | Replacement | Labour | ENDirect | Labour | SCS | 152 | OBSOLETE & DEFECTIVE O/H SERVI | 635001 | EN NS Margin | 0.06168 | Replacement | PNS MG | ENDirect | Excl | SCS | 155 | CROSSARM REPLACEMENT | 591999 | Proj Trf - Dir Costs | -45.9938 | Replacement | Contracts | ENDirect | Contracts | SCS | 160 | LV AUGMENTATION | 523300 | Cap Purch -Equipment | 0.26768 | Augmentation | Materials | ENDirect | Materials | SCS
| 145 | HV FUSE UNIT&SURGE DIVERT.REPL | 613409 | SC Gen Line CP OT | 3.0379 | Replacement | Labour | ENDirect | Labour | SCS | 152 | OBSOLETE & DEFECTIVE O/H SERVI | 636001 | System Control O/H | 0.02285 | Replacement | System Control OH | OH | Excl | SCS | 155 | CROSSARM REPLACEMENT | 633000 | Corp O/Hs to Capital | -96.9684 | Replacement | Contracts | OH | Contracts | SCS | 160 | LV AUGMENTATION | 531020 | Eng & Tech Services | 50.4394 | Augmentation | Labour | ENDirect | Labour | SCS
| 145 | HV FUSE UNIT&SURGE DIVERT.REPL | 613418 | SC Live Line CP NT | 9.9975 | Replacement | Labour | ENDirect | Labour | SCS | 152 | OBSOLETE & DEFECTIVE O/H SERVI | 639000 | Network Service Corp | 0.06077 | Replacement | PNS Corporate OH | OH | Excl | SCS | 155 | CROSSARM REPLACEMENT | 634000 | Locl O/Hs to Capital | 27.7388 | Replacement | Local OH | OH | Excl | SCS | 160 | LV AUGMENTATION | 531200 | Construct'n Services | 48.6727 | Augmentation | Contracts | ENDirect | Contracts | SCS
| 145 | HV FUSE UNIT&SURGE DIVERT.REPL | 613419 | SC Live Line CP OT | 1.6017 | Replacement | Labour | ENDirect | Labour | SCS | 152 | OBSOLETE & DEFECTIVE O/H SERVI | 639050 | NS: Fleet&Prop O/Hs | 0.00735 | Replacement | PNS Fleet & Property OH | OH | Excl | SCS | 155 | CROSSARM REPLACEMENT | 634001 | Locl O/Hs to Capital | 75.7612 | Replacement | Local OH | OH | Excl | SCS | 160 | LV AUGMENTATION | 531464 | NS: Civil Works CPS | 245.3784 | Augmentation | Contracts | ENDirect | Contracts | SCS
| 145 | HV FUSE UNIT&SURGE DIVERT.REPL | 613428 | SC Tester CP NT | 0.89646 | Replacement | Labour | ENDirect | Labour | SCS | 153 | SERVICING REPLACEMENT | 604149 | CS:Con Serv Mgmt | 7.3642 | Fee Based Opex | Contracts | ENDirect | Contracts | Ancillary Network Services | 155 | CROSSARM REPLACEMENT | 635000 | NS Margin | 99.1089 | Replacement | PNS MG | ENDirect | Excl | SCS | 160 | LV AUGMENTATION | 531466 | NS:UR RP Pck Wks CPS | 22.488 | Augmentation | Contracts | ENDirect | Contracts | SCS
| 145 | HV FUSE UNIT&SURGE DIVERT.REPL | 613429 | SC Tester CP OT | 0.06828 | Replacement | Labour | ENDirect | Labour | SCS | 153 | SERVICING REPLACEMENT | 604152 | Connections ACS, PM | 91.2238 | Fee Based Opex | Contracts | ENDirect | Contracts | Ancillary Network Services | 155 | CROSSARM REPLACEMENT | 635001 | EN NS Margin | -176.2085 | Replacement | PNS MG | ENDirect | Excl | SCS | 160 | LV AUGMENTATION | 531467 | NS: Traffic Mgmt CPS | 134.4504 | Augmentation | Contracts | ENDirect | Contracts | SCS
| 145 | HV FUSE UNIT&SURGE DIVERT.REPL | 613438 | SC Construct CP NT | 1.2557 | Replacement | Labour | ENDirect | Labour | SCS | 153 | SERVICING REPLACEMENT | 613736 | Replace Serv 1 PH UG | 753.8022 | Fee Based Opex | Labour (50%)/ Contracts (50%) | ENDirect | Excl | Ancillary Network Services | 155 | CROSSARM REPLACEMENT | 636000 | System Control O/H | 5.6387 | Replacement | System Control OH | OH | Excl | SCS | 160 | LV AUGMENTATION | 531468 | NS: Waste Disp CPS | 189.7506 | Augmentation | Contracts | ENDirect | Contracts | SCS
| 145 | HV FUSE UNIT&SURGE DIVERT.REPL | 613439 | SC Construct CP OT | 0.78815 | Replacement | Labour | ENDirect | Labour | SCS | 153 | SERVICING REPLACEMENT | 613738 | Replace Serv 1 PH OH | 72.3016 | Fee Based Opex | Contracts | ENDirect | Contracts | Ancillary Network Services | 155 | CROSSARM REPLACEMENT | 636001 | System Control O/H | -20.0266 | Replacement | System Control OH | OH | Excl | SCS | 160 | LV AUGMENTATION | 531469 | NS: Other CPS | 8.56 | Augmentation | Labour | ENDirect | Labour | SCS
| 145 | HV FUSE UNIT&SURGE DIVERT.REPL | 613566 | BR-NT PNS A2 | 0.48684 | Replacement | Labour | ENDirect | Labour | SCS | 153 | SERVICING REPLACEMENT | 613739 | Replace Serv M PH UG | 373.4395 | Fee Based Opex | Labour (50%)/ Contracts (50%) | ENDirect | Excl | Ancillary Network Services | 155 | CROSSARM REPLACEMENT | 639000 | Network Service Corp | -10.6791 | Replacement | PNS Corporate OH | OH | Excl | SCS | 160 | LV AUGMENTATION | 532200 | Hire: Plant & Equip | 0.672 | Augmentation | Contracts | ENDirect | Contracts | SCS
| 145 | HV FUSE UNIT&SURGE DIVERT.REPL | 613680 | NS:Engineer D/S N/T | 0.5013 | Replacement | Labour | ENDirect | Labour | SCS | 153 | SERVICING REPLACEMENT | 634001 | Locl O/Hs to Capital | 9.7123 | Fee Based Opex | Local OH | OH | Excl | Ancillary Network Services | 155 | CROSSARM REPLACEMENT | 639050 | NS: Fleet&Prop O/Hs | 2.8239 | Replacement | PNS Fleet & Property OH | OH | Excl | SCS | 160 | LV AUGMENTATION | 591200 | Council Rates | 0.45086 | Augmentation | Contracts | ENDirect | Contracts | SCS
| 145 | HV FUSE UNIT&SURGE DIVERT.REPL | 613800 | NS:Mat Distribution | 33.8077 | Replacement | Materials | ENDirect | Materials | SCS | 153 | SERVICING REPLACEMENT | 635001 | EN NS Margin | 67.4792 | Fee Based Opex | PNS MG | ENDirect | Excl | Ancillary Network Services | 156 | SECONDARY SYSTEM PLANT REPL | 520100 | M & S-Distribution | 192.2574 | Replacement | Materials | ENDirect | Materials | SCS | 160 | LV AUGMENTATION | 591997 | Proj Trf - OH/Mar | -0.19112 | Augmentation | Contracts | ENDirect | Contracts | SCS
| 145 | HV FUSE UNIT&SURGE DIVERT.REPL | 633000 | Corp O/Hs to Capital | 128.0237 | Replacement | Contracts | OH | Contracts | SCS | 153 | SERVICING REPLACEMENT | 636001 | System Control O/H | 2.8433 | Fee Based Opex | System Control OH | OH | Excl | Ancillary Network Services | 156 | SECONDARY SYSTEM PLANT REPL | 520150 | M & S-Telecomm | 0.01725 | Replacement | Materials | ENDirect | Materials | SCS | 160 | LV AUGMENTATION | 591999 | Proj Trf - Dir Costs | -1.6942 | Augmentation | Contracts | ENDirect | Contracts | SCS
| 145 | HV FUSE UNIT&SURGE DIVERT.REPL | 634001 | Locl O/Hs to Capital | 19.5021 | Replacement | Local OH | OH | Excl | SCS | 153 | SERVICING REPLACEMENT | 636105 | CSG Margin | 9.1655 | Fee Based Opex | CSG MG | ENDirect | Excl | Ancillary Network Services | 156 | SECONDARY SYSTEM PLANT REPL | 520200 | M & S-Transmission | 274.4536 | Replacement | Materials | ENDirect | Materials | SCS | 160 | LV AUGMENTATION | 611900 | Stores Recovery Dist | 9.7903 | Augmentation | Contracts | ENDirect | Contracts | SCS
| 145 | HV FUSE UNIT&SURGE DIVERT.REPL | 635001 | EN NS Margin | 58.9788 | Replacement | PNS MG | ENDirect | Excl | SCS | 153 | SERVICING REPLACEMENT | 639000 | Network Service Corp | 73.6483 | Fee Based Opex | PNS Corporate OH | OH | Excl | Ancillary Network Services | 156 | SECONDARY SYSTEM PLANT REPL | 523100 | M & S-Admin & Gen | 11.7702 | Replacement | Materials | ENDirect | Materials | SCS | 160 | LV AUGMENTATION | 611901 | Stores Rec Local | 10.7158 | Augmentation | Contracts | ENDirect | Contracts | SCS
| 145 | HV FUSE UNIT&SURGE DIVERT.REPL | 636001 | System Control O/H | 14.2215 | Replacement | System Control OH | OH | Excl | SCS | 153 | SERVICING REPLACEMENT | 639050 | NS: Fleet&Prop O/Hs | 1.3867 | Fee Based Opex | PNS Fleet & Property OH | OH | Excl | Ancillary Network Services | 156 | SECONDARY SYSTEM PLANT REPL | 531000 | Maintenance Services | 9.0638 | Replacement | Contracts | ENDirect | Contracts | SCS | 160 | LV AUGMENTATION | 611902 | Purchase OrderOncost | 2.6178 | Augmentation | Contracts | ENDirect | Contracts | SCS
| 145 | HV FUSE UNIT&SURGE DIVERT.REPL | 639000 | Network Service Corp | 25.2378 | Replacement | PNS Corporate OH | OH | Excl | SCS | 155 | CROSSARM REPLACEMENT | 611860 | Misc Transfers | 16.2802 | Replacement | Labour | ENDirect | Labour | SCS | 156 | SECONDARY SYSTEM PLANT REPL | 531201 | Contracts-Contestabl | 3.725 | Replacement | Contracts | ENDirect | Contracts | SCS | 160 | LV AUGMENTATION | 612210 | Network N/T | 0.13807 | Augmentation | Labour | ENDirect | Labour | SCS
| 145 | HV FUSE UNIT&SURGE DIVERT.REPL | 639050 | NS: Fleet&Prop O/Hs | 3.5861 | Replacement | PNS Fleet & Property OH | OH | Excl | SCS | 155 | CROSSARM REPLACEMENT | 611861 | PNS Labour Trf-Ext | 41.4963 | Replacement | Labour | ENDirect | Labour | SCS | 156 | SECONDARY SYSTEM PLANT REPL | 531210 | NS:Field SubContUmb | -3.2563 | Replacement | Labour | ENDirect | Labour | SCS | 160 | LV AUGMENTATION | 613240 | BR-NT PNS LW | 175.4772 | Augmentation | Labour | ENDirect | Labour | SCS
| 146 | RECOVERABLE WORKS - ASSET DAMG | 520100 | M & S-Distribution | 68.2734 | Quoted Opex | Materials | ENDirect | Materials | Ancillary Network Services | 155 | CROSSARM REPLACEMENT | 612210 | Network N/T | 0.15779 | Replacement | Labour | ENDirect | Labour | SCS | 156 | SECONDARY SYSTEM PLANT REPL | 531464 | NS: Civil Works CPS | 60.738 | Replacement | Contracts | ENDirect | Contracts | SCS | 160 | LV AUGMENTATION | 613241 | BR-OT PNS LW | 22.0837 | Augmentation | Labour | ENDirect | Labour | SCS
| 146 | RECOVERABLE WORKS - ASSET DAMG | 523100 | M & S-Admin & Gen | 2.1159 | Quoted Opex | Materials | ENDirect | Materials | Ancillary Network Services | 155 | CROSSARM REPLACEMENT | 613390 | NS:CivWrks&TrafMgmt | 10.6119 | Replacement | Contracts | ENDirect | Contracts | SCS | 156 | SECONDARY SYSTEM PLANT REPL | 531469 | NS: Other CPS | 236.5242 | Replacement | Labour | ENDirect | Labour | SCS | 160 | LV AUGMENTATION | 613250 | BR-NT PNS GB | 240.8892 | Augmentation | Labour | ENDirect | Labour | SCS
| 146 | RECOVERABLE WORKS - ASSET DAMG | 523300 | Cap Purch -Equipment | 0.0832 | Quoted Opex | Materials | ENDirect | Materials | Ancillary Network Services | 155 | CROSSARM REPLACEMENT | 613800 | NS:Mat Distribution | 5.7746 | Replacement | Materials | ENDirect | Materials | SCS | 156 | SECONDARY SYSTEM PLANT REPL | 532160 | Training Services | 0.42357 | Replacement | Contracts | ENDirect | Contracts | SCS | 160 | LV AUGMENTATION | 613251 | BR-OT PNS GB | 31.4838 | Augmentation | Labour | ENDirect | Labour | SCS
| 146 | RECOVERABLE WORKS - ASSET DAMG | 531035 | Engineer & Dsgn Serv | 5.7335 | Quoted Opex | Labour | ENDirect | Labour | Ancillary Network Services | 155 | CROSSARM REPLACEMENT | 634001 | Locl O/Hs to Capital | 4.522 | Replacement | Local OH | OH | Excl | SCS | 156 | SECONDARY SYSTEM PLANT REPL | 532200 | Hire: Plant & Equip | 0.65357 | Replacement | Contracts | ENDirect | Contracts | SCS | 160 | LV AUGMENTATION | 613260 | BR-NT PNS ZT | 4.7369 | Augmentation | Labour | ENDirect | Labour | SCS
| 146 | RECOVERABLE WORKS - ASSET DAMG | 531464 | NS: Civil Works CPS | 141.8742 | Quoted Opex | Contracts | ENDirect | Contracts | Ancillary Network Services | 155 | CROSSARM REPLACEMENT | 635001 | EN NS Margin | 3.8243 | Replacement | PNS MG | ENDirect | Excl | SCS | 156 | SECONDARY SYSTEM PLANT REPL | 532420 | Stationery/Printing | 0.294 | Replacement | Contracts | ENDirect | Contracts | SCS | 160 | LV AUGMENTATION | 613261 | BR-OT PNS ZT | 3.5015 | Augmentation | Labour | ENDirect | Labour | SCS
| 146 | RECOVERABLE WORKS - ASSET DAMG | 531466 | NS:UR RP Pck Wks CPS | 38.7895 | Quoted Opex | Contracts | ENDirect | Contracts | Ancillary Network Services | 155 | CROSSARM REPLACEMENT | 636001 | System Control O/H | 1.4167 | Replacement | System Control OH | OH | Excl | SCS | 156 | SECONDARY SYSTEM PLANT REPL | 545150 | Misc Admin Exps | 0.01055 | Replacement | Contracts | ENDirect | Contracts | SCS | 160 | LV AUGMENTATION | 613280 | NS Design D/S N/T | 74.0081 | Augmentation | Labour | ENDirect | Labour | SCS
| 146 | RECOVERABLE WORKS - ASSET DAMG | 531467 | NS: Traffic Mgmt CPS | 28.267 | Quoted Opex | Contracts | ENDirect | Contracts | Ancillary Network Services | 155 | CROSSARM REPLACEMENT | 639000 | Network Service Corp | 3.7675 | Replacement | PNS Corporate OH | OH | Excl | SCS | 156 | SECONDARY SYSTEM PLANT REPL | 591997 | Proj Trf - OH/Mar | -5.6528 | Replacement | Contracts | ENDirect | Contracts | SCS | 160 | LV AUGMENTATION | 613281 | NS Design D/S O/T | 1.5217 | Augmentation | Labour | ENDirect | Labour | SCS
| 146 | RECOVERABLE WORKS - ASSET DAMG | 531468 | NS: Waste Disp CPS | 14.4169 | Quoted Opex | Contracts | ENDirect | Contracts | Ancillary Network Services | 155 | CROSSARM REPLACEMENT | 639050 | NS: Fleet&Prop O/Hs | 0.45588 | Replacement | PNS Fleet & Property OH | OH | Excl | SCS | 156 | SECONDARY SYSTEM PLANT REPL | 591999 | Proj Trf - Dir Costs | -34.5346 | Replacement | Contracts | ENDirect | Contracts | SCS | 160 | LV AUGMENTATION | 613290 | NS Tech/Proj Mger NT | 11.5498 | Augmentation | Labour | ENDirect | Labour | SCS
| 146 | RECOVERABLE WORKS - ASSET DAMG | 531495 | NS:Field Pack Wk CPN | 26.5169 | Quoted Opex | Contracts | ENDirect | Contracts | Ancillary Network Services | 156 | SECONDARY SYSTEM PLANT REPL | 500200 | Sals: Overtime | 0.033 | Replacement | Labour | ENDirect | Labour | SCS | 156 | SECONDARY SYSTEM PLANT REPL | 611900 | Stores Recovery Dist | 2.0623 | Replacement | Contracts | ENDirect | Contracts | SCS | 160 | LV AUGMENTATION | 613291 | NS Tech/Proj Mger OT | 0.8648 | Augmentation | Labour | ENDirect | Labour | SCS
| 146 | RECOVERABLE WORKS - ASSET DAMG | 591997 | Proj Trf - OH/Mar | 4.0363 | Quoted Opex | Contracts | ENDirect | Contracts | Ancillary Network Services | 156 | SECONDARY SYSTEM PLANT REPL | 503281 | Car Pk:Non-PermNoFBT | 0.11337 | Replacement | Contracts | ENDirect | Contracts | SCS | 156 | SECONDARY SYSTEM PLANT REPL | 611901 | Stores Rec Local | 8.5645 | Replacement | Contracts | ENDirect | Contracts | SCS | 160 | LV AUGMENTATION | 613310 | BR-NT PNS TS | 0.38428 | Augmentation | Labour | ENDirect | Labour | SCS
| 146 | RECOVERABLE WORKS - ASSET DAMG | 591999 | Proj Trf - Dir Costs | -7.1176 | Quoted Opex | Contracts | ENDirect | Contracts | Ancillary Network Services | 156 | SECONDARY SYSTEM PLANT REPL | 503330 | In-house Refreshment | 0.02477 | Replacement | Contracts | ENDirect | Contracts | SCS | 156 | SECONDARY SYSTEM PLANT REPL | 611902 | Purchase OrderOncost | 9.2713 | Replacement | Contracts | ENDirect | Contracts | SCS | 160 | LV AUGMENTATION | 613360 | NS:Draft/GIS D/S N/T | 15.4973 | Augmentation | Labour | ENDirect | Labour | SCS
| 146 | RECOVERABLE WORKS - ASSET DAMG | 611860 | Misc Transfers | 0.04773 | Quoted Opex | Labour | ENDirect | Labour | Ancillary Network Services | 156 | SECONDARY SYSTEM PLANT REPL | 503350 | OH&Safety Exp | 0.05605 | Replacement | Contracts | ENDirect | Contracts | SCS | 156 | SECONDARY SYSTEM PLANT REPL | 612210 | Network N/T | 9.0499 | Replacement | Labour | ENDirect | Labour | SCS | 160 | LV AUGMENTATION | 613370 | NS:Survey D/S N/T | 0.06365 | Augmentation | Labour | ENDirect | Labour | SCS
| 146 | RECOVERABLE WORKS - ASSET DAMG | 611900 | Stores Recovery Dist | 1.1623 | Quoted Opex | Contracts | ENDirect | Contracts | Ancillary Network Services | 156 | SECONDARY SYSTEM PLANT REPL | 520100 | M & S-Distribution | 125.7433 | Replacement | Materials | ENDirect | Materials | SCS | 156 | SECONDARY SYSTEM PLANT REPL | 613260 | BR-NT PNS ZT | 370.4569 | Replacement | Labour | ENDirect | Labour | SCS | 160 | LV AUGMENTATION | 613400 | BR-NT RES CJ LW PO | 13.937 | Augmentation | Labour | ENDirect | Labour | SCS
| 146 | RECOVERABLE WORKS - ASSET DAMG | 611901 | Stores Rec Local | 7.4826 | Quoted Opex | Contracts | ENDirect | Contracts | Ancillary Network Services | 156 | SECONDARY SYSTEM PLANT REPL | 520200 | M & S-Transmission | 261.2038 | Replacement | Materials | ENDirect | Materials | SCS | 156 | SECONDARY SYSTEM PLANT REPL | 613261 | BR-OT PNS ZT | 26.5901 | Replacement | Labour | ENDirect | Labour | SCS | 160 | LV AUGMENTATION | 613401 | BR-OT RES CJ LW PO | 8.3626 | Augmentation | Labour | ENDirect | Labour | SCS
| 146 | RECOVERABLE WORKS - ASSET DAMG | 611902 | Purchase OrderOncost | 0.11879 | Quoted Opex | Contracts | ENDirect | Contracts | Ancillary Network Services | 156 | SECONDARY SYSTEM PLANT REPL | 522100 | M & S-Petroleum | 0.02187 | Replacement | Materials | ENDirect | Materials | SCS | 156 | SECONDARY SYSTEM PLANT REPL | 613280 | NS Design D/S N/T | 201.5767 | Replacement | Labour | ENDirect | Labour | SCS | 160 | LV AUGMENTATION | 613410 | BR-NT RES GB | 81.7002 | Augmentation | Labour | ENDirect | Labour | SCS
| 146 | RECOVERABLE WORKS - ASSET DAMG | 612211 | Netw Des NT-TRDS | 0.03653 | Quoted Opex | Labour | ENDirect | Labour | Ancillary Network Services | 156 | SECONDARY SYSTEM PLANT REPL | 523100 | M & S-Admin & Gen | 10.4508 | Replacement | Materials | ENDirect | Materials | SCS | 156 | SECONDARY SYSTEM PLANT REPL | 613290 | NS Tech/Proj Mger NT | 189.4598 | Replacement | Labour | ENDirect | Labour | SCS | 160 | LV AUGMENTATION | 613411 | BR-OT RES GB | 23.1058 | Augmentation | Labour | ENDirect | Labour | SCS
| 146 | RECOVERABLE WORKS - ASSET DAMG | 612460 | CP Labour Trf Capex | 0.47197 | Quoted Opex | Labour | ENDirect | Labour | Ancillary Network Services | 156 | SECONDARY SYSTEM PLANT REPL | 531000 | Maintenance Services | 5.3791 | Replacement | Contracts | ENDirect | Contracts | SCS | 156 | SECONDARY SYSTEM PLANT REPL | 613310 | BR-NT PNS TS | 522.0129 | Replacement | Labour | ENDirect | Labour | SCS | 160 | LV AUGMENTATION | 613434 | SC Design/Drafter NT | 1.4127 | Augmentation | Labour | ENDirect | Labour | SCS
| 146 | RECOVERABLE WORKS - ASSET DAMG | 613240 | BR-NT PNS LW | 0.79112 | Quoted Opex | Labour | ENDirect | Labour | Ancillary Network Services | 156 | SECONDARY SYSTEM PLANT REPL | 531020 | Eng & Tech Services | 4.6938 | Replacement | Labour | ENDirect | Labour | SCS | 156 | SECONDARY SYSTEM PLANT REPL | 613311 | BR-OT PNS TS | 28.3512 | Replacement | Labour | ENDirect | Labour | SCS | 160 | LV AUGMENTATION | 613440 | SC Design/Draftin NT | 4.3566 | Augmentation | Labour | ENDirect | Labour | SCS
| 146 | RECOVERABLE WORKS - ASSET DAMG | 613241 | BR-OT PNS LW | 0.5477 | Quoted Opex | Labour | ENDirect | Labour | Ancillary Network Services | 156 | SECONDARY SYSTEM PLANT REPL | 531200 | Construct'n Services | 2.34 | Replacement | Contracts | ENDirect | Contracts | SCS | 156 | SECONDARY SYSTEM PLANT REPL | 613350 | NS:DesignSup D/S N/T | 2.0616 | Replacement | Labour | ENDirect | Labour | SCS | 160 | LV AUGMENTATION | 613441 | SC Design/Draftin OT | 0.50539 | Augmentation | Labour | ENDirect | Labour | SCS
| 146 | RECOVERABLE WORKS - ASSET DAMG | 613248 | NS:GenLinewrk N/T CP | 18.7433 | Quoted Opex | Labour | ENDirect | Labour | Ancillary Network Services | 156 | SECONDARY SYSTEM PLANT REPL | 531210 | NS:Field SubContUmb | 3.2563 | Replacement | Labour | ENDirect | Labour | SCS | 156 | SECONDARY SYSTEM PLANT REPL | 613360 | NS:Draft/GIS D/S N/T | 17.5947 | Replacement | Labour | ENDirect | Labour | SCS | 160 | LV AUGMENTATION | 613450 | SC Senior Des Eng NT | 1.413 | Augmentation | Labour | ENDirect | Labour | SCS
| 146 | RECOVERABLE WORKS - ASSET DAMG | 613249 | NS:GenLinewrk O/T CP | 10.3819 | Quoted Opex | Labour | ENDirect | Labour | Ancillary Network Services | 156 | SECONDARY SYSTEM PLANT REPL | 531464 | NS: Civil Works CPS | 31.27 | Replacement | Contracts | ENDirect | Contracts | SCS | 156 | SECONDARY SYSTEM PLANT REPL | 613370 | NS:Survey D/S N/T | 2.0543 | Replacement | Labour | ENDirect | Labour | SCS | 160 | LV AUGMENTATION | 613566 | BR-NT PNS A2 | 32.932 | Augmentation | Labour | ENDirect | Labour | SCS
| 146 | RECOVERABLE WORKS - ASSET DAMG | 613250 | BR-NT PNS GB | 2.3965 | Quoted Opex | Labour | ENDirect | Labour | Ancillary Network Services | 156 | SECONDARY SYSTEM PLANT REPL | 531467 | NS: Traffic Mgmt CPS | 0.91943 | Replacement | Contracts | ENDirect | Contracts | SCS | 156 | SECONDARY SYSTEM PLANT REPL | 613420 | BR-NT RES TS | 5.6244 | Replacement | Labour | ENDirect | Labour | SCS | 160 | LV AUGMENTATION | 613567 | BR-OT PNS A2 | 3.065 | Augmentation | Labour | ENDirect | Labour | SCS
| 146 | RECOVERABLE WORKS - ASSET DAMG | 613251 | BR-OT PNS GB | 5.0993 | Quoted Opex | Labour | ENDirect | Labour | Ancillary Network Services | 156 | SECONDARY SYSTEM PLANT REPL | 531469 | NS: Other CPS | 24.6892 | Replacement | Labour | ENDirect | Labour | SCS | 156 | SECONDARY SYSTEM PLANT REPL | 613440 | SC Design/Draftin NT | 13.4005 | Replacement | Labour | ENDirect | Labour | SCS | 160 | LV AUGMENTATION | 613574 | BR-NT PNS CT | 3.9965 | Augmentation | Labour | ENDirect | Labour | SCS
| 146 | RECOVERABLE WORKS - ASSET DAMG | 613258 | NS:LiveLinw-GenN/TCP | 8.2813 | Quoted Opex | Labour | ENDirect | Labour | Ancillary Network Services | 156 | SECONDARY SYSTEM PLANT REPL | 532200 | Hire: Plant & Equip | 3.5844 | Replacement | Contracts | ENDirect | Contracts | SCS | 156 | SECONDARY SYSTEM PLANT REPL | 613460 | BR-NT RES FT ZT | 106.8739 | Replacement | Labour | ENDirect | Labour | SCS | 160 | LV AUGMENTATION | 613575 | BR-OT PNS CT | 2.5619 | Augmentation | Labour | ENDirect | Labour | SCS
| 146 | RECOVERABLE WORKS - ASSET DAMG | 613259 | NS:LiveLinwGenO/T CP | 4.7398 | Quoted Opex | Labour | ENDirect | Labour | Ancillary Network Services | 156 | SECONDARY SYSTEM PLANT REPL | 532220 | Lease: Plant & Equip | 1.3198 | Replacement | Contracts | ENDirect | Contracts | SCS | 156 | SECONDARY SYSTEM PLANT REPL | 613461 | BR-OT RES FT ZT | 3.8328 | Replacement | Labour | ENDirect | Labour | SCS | 160 | LV AUGMENTATION | 613576 | BR-NT PNS FT | 0.27864 | Augmentation | Labour | ENDirect | Labour | SCS
| 146 | RECOVERABLE WORKS - ASSET DAMG | 613268 | NS: Fitter N/T CP | 0.98855 | Quoted Opex | Labour | ENDirect | Labour | Ancillary Network Services | 156 | SECONDARY SYSTEM PLANT REPL | 532420 | Stationery/Printing | 0.22505 | Replacement | Contracts | ENDirect | Contracts | SCS | 156 | SECONDARY SYSTEM PLANT REPL | 613566 | BR-NT PNS A2 | 58.0641 | Replacement | Labour | ENDirect | Labour | SCS | 160 | LV AUGMENTATION | 613603 | BR-OT PNS TA (ZT) | 1.4985 | Augmentation | Labour | ENDirect | Labour | SCS
| 146 | RECOVERABLE WORKS - ASSET DAMG | 613269 | NS: Fitter O/T CP | 1.163 | Quoted Opex | Labour | ENDirect | Labour | Ancillary Network Services | 156 | SECONDARY SYSTEM PLANT REPL | 533000 | IT Prof Services | 6.8929 | Replacement | Contracts | ENDirect | Contracts | SCS | 156 | SECONDARY SYSTEM PLANT REPL | 613576 | BR-NT PNS FT | 56.6818 | Replacement | Labour | ENDirect | Labour | SCS | 160 | LV AUGMENTATION | 613630 | Senior Design NT | 2.1999 | Augmentation | Labour | ENDirect | Labour | SCS
| 146 | RECOVERABLE WORKS - ASSET DAMG | 613278 | NS: ConstCo-ordN/TCP | 3.2198 | Quoted Opex | Labour | ENDirect | Labour | Ancillary Network Services | 156 | SECONDARY SYSTEM PLANT REPL | 591997 | Proj Trf - EN OH | -19.2507 | Replacement | Contracts | ENDirect | Contracts | SCS | 156 | SECONDARY SYSTEM PLANT REPL | 613577 | BR-OT PNS FT | 4.8708 | Replacement | Labour | ENDirect | Labour | SCS | 160 | LV AUGMENTATION | 613680 | NS:Engineer D/S N/T | 49.9365 | Augmentation | Labour | ENDirect | Labour | SCS
| 146 | RECOVERABLE WORKS - ASSET DAMG | 613279 | NS:ConstCo-ordO/T CP | 3.2198 | Quoted Opex | Labour | ENDirect | Labour | Ancillary Network Services | 156 | SECONDARY SYSTEM PLANT REPL | 591999 | Proj Tsf - EN Direct | -99.6318 | Replacement | Contracts | ENDirect | Contracts | SCS | 156 | SECONDARY SYSTEM PLANT REPL | 613602 | BR-NT PNS TA (ZT) | 0.27616 | Replacement | Labour | ENDirect | Labour | SCS | 160 | LV AUGMENTATION | 634001 | Locl O/Hs to Capital | 128.2772 | Augmentation | Local OH | OH | Excl | SCS
| 146 | RECOVERABLE WORKS - ASSET DAMG | 613280 | NS Design D/S N/T | 0.0566 | Quoted Opex | Labour | ENDirect | Labour | Ancillary Network Services | 156 | SECONDARY SYSTEM PLANT REPL | 611900 | Stores Recovery Dist | 3.6326 | Replacement | Contracts | ENDirect | Contracts | SCS | 156 | SECONDARY SYSTEM PLANT REPL | 613680 | NS:Engineer D/S N/T | 78.6691 | Replacement | Labour | ENDirect | Labour | SCS | 160 | LV AUGMENTATION | 635001 | EN NS Margin | 84.2305 | Augmentation | PNS MG | ENDirect | Excl | SCS
| 146 | RECOVERABLE WORKS - ASSET DAMG | 613299 | NS:Tech/prjMgrO/T CP | 0.37941 | Quoted Opex | Labour | ENDirect | Labour | Ancillary Network Services | 156 | SECONDARY SYSTEM PLANT REPL | 611901 | Stores Rec Local | 8.7196 | Replacement | Contracts | ENDirect | Contracts | SCS | 156 | SECONDARY SYSTEM PLANT REPL | 615375 | IT Billable | 4.3 | Replacement | Labour | ENDirect | Labour | SCS | 160 | LV AUGMENTATION | 636001 | System Control O/H | 96.9408 | Augmentation | System Control OH | OH | Excl | SCS
| 146 | RECOVERABLE WORKS - ASSET DAMG | 613318 | NS: Tester N/T CP | 14.686 | Quoted Opex | Labour | ENDirect | Labour | Ancillary Network Services | 156 | SECONDARY SYSTEM PLANT REPL | 611902 | Purchase OrderOncost | 3.2898 | Replacement | Contracts | ENDirect | Contracts | SCS | 156 | SECONDARY SYSTEM PLANT REPL | 615395 | IT SCADA Billable | 49.2929 | Replacement | Labour | ENDirect | Labour | SCS | 160 | LV AUGMENTATION | 639000 | Network Service Corp | 83.4821 | Augmentation | PNS Corporate OH | OH | Excl | SCS
| 146 | RECOVERABLE WORKS - ASSET DAMG | 613319 | NS:Tester O/T CP | 3.179 | Quoted Opex | Labour | ENDirect | Labour | Ancillary Network Services | 156 | SECONDARY SYSTEM PLANT REPL | 612210 | Network N/T | 23.2638 | Replacement | Labour | ENDirect | Labour | SCS | 156 | SECONDARY SYSTEM PLANT REPL | 634001 | Locl O/Hs to Capital | 190.6136 | Replacement | Local OH | OH | Excl | SCS | 160 | LV AUGMENTATION | 639050 | NS: Fleet&Prop O/Hs | 18.2513 | Augmentation | PNS Fleet & Property OH | OH | Excl | SCS
| 146 | RECOVERABLE WORKS - ASSET DAMG | 613350 | NS:DesignSup D/S N/T | 1.5358 | Quoted Opex | Labour | ENDirect | Labour | Ancillary Network Services | 156 | SECONDARY SYSTEM PLANT REPL | 612460 | CP Labour Trf Capex | -0.8351 | Replacement | Labour | ENDirect | Labour | SCS | 156 | SECONDARY SYSTEM PLANT REPL | 635001 | EN NS Margin | 116.4622 | Replacement | PNS MG | ENDirect | Excl | SCS | 161 | AUGMENTATION OF ZONE SUBSTATN. | 500200 | Sals: Overtime | 0.03642 | Augmentation | Labour | ENDirect | Labour | SCS
| 146 | RECOVERABLE WORKS - ASSET DAMG | 613360 | NS:Draft/GIS D/S N/T | 0.39584 | Quoted Opex | Labour | ENDirect | Labour | Ancillary Network Services | 156 | SECONDARY SYSTEM PLANT REPL | 613260 | BR-NT PNS ZT | 458.008 | Replacement | Labour | ENDirect | Labour | SCS | 156 | SECONDARY SYSTEM PLANT REPL | 636001 | System Control O/H | 103.147 | Replacement | System Control OH | OH | Excl | SCS | 161 | AUGMENTATION OF ZONE SUBSTATN. | 500810 | Salaries - Allowance | 12.1455 | Augmentation | Labour | ENDirect | Labour | SCS
| 146 | RECOVERABLE WORKS - ASSET DAMG | 613400 | BR-NT RES CJ LW PO | 1.4605 | Quoted Opex | Labour | ENDirect | Labour | Ancillary Network Services | 156 | SECONDARY SYSTEM PLANT REPL | 613261 | BR-OT PNS ZT | 51.4181 | Replacement | Labour | ENDirect | Labour | SCS | 156 | SECONDARY SYSTEM PLANT REPL | 639000 | Network Service Corp | 132.0773 | Replacement | PNS Corporate OH | OH | Excl | SCS | 161 | AUGMENTATION OF ZONE SUBSTATN. | 503193 | International Hotel | 0.40263 | Augmentation | Contracts | ENDirect | Contracts | SCS
| 146 | RECOVERABLE WORKS - ASSET DAMG | 613408 | SC Gen Line CP NT | 13.8141 | Quoted Opex | Labour | ENDirect | Labour | Ancillary Network Services | 156 | SECONDARY SYSTEM PLANT REPL | 613280 | NS Design D/S N/T | 210.749 | Replacement | Labour | ENDirect | Labour | SCS | 156 | SECONDARY SYSTEM PLANT REPL | 639050 | NS: Fleet&Prop O/Hs | 17.1384 | Replacement | PNS Fleet & Property OH | OH | Excl | SCS | 161 | AUGMENTATION OF ZONE SUBSTATN. | 503194 | Employee meal travel | 0.31095 | Augmentation | Contracts | ENDirect | Contracts | SCS
| 146 | RECOVERABLE WORKS - ASSET DAMG | 613409 | SC Gen Line CP OT | 7.0592 | Quoted Opex | Labour | ENDirect | Labour | Ancillary Network Services | 156 | SECONDARY SYSTEM PLANT REPL | 613290 | NS Tech/Proj Mger NT | 101.2616 | Replacement | Labour | ENDirect | Labour | SCS | 157 | ZONE SUBSTATION PLANT REPLMT. | 503281 | Parking | 0.55994 | Replacement | Contracts | ENDirect | Contracts | SCS | 161 | AUGMENTATION OF ZONE SUBSTATN. | 503197 | Booking fees | 0.04569 | Augmentation | Contracts | ENDirect | Contracts | SCS
| 146 | RECOVERABLE WORKS - ASSET DAMG | 613418 | SC Live Line CP NT | 2.1302 | Quoted Opex | Labour | ENDirect | Labour | Ancillary Network Services | 156 | SECONDARY SYSTEM PLANT REPL | 613298 | NS:Tech/ProjMgrN/TCP | 37.942 | Replacement | Labour | ENDirect | Labour | SCS | 157 | ZONE SUBSTATION PLANT REPLMT. | 503330 | In-house Refreshment | 0.19138 | Replacement | Contracts | ENDirect | Contracts | SCS | 161 | AUGMENTATION OF ZONE SUBSTATN. | 503210 | Travel: Overseas | 2.7066 | Augmentation | Contracts | ENDirect | Contracts | SCS
| 146 | RECOVERABLE WORKS - ASSET DAMG | 613419 | SC Live Line CP OT | 0.46599 | Quoted Opex | Labour | ENDirect | Labour | Ancillary Network Services | 156 | SECONDARY SYSTEM PLANT REPL | 613300 | BR-NT PNS SM | 1.4928 | Replacement | Labour | ENDirect | Labour | SCS | 157 | ZONE SUBSTATION PLANT REPLMT. | 503350 | OH&Safety Exp | 0.11618 | Replacement | Contracts | ENDirect | Contracts | SCS | 161 | AUGMENTATION OF ZONE SUBSTATN. | 503240 | Employee Ent: FBT | 0.00523 | Augmentation | Contracts | ENDirect | Contracts | SCS
| 146 | RECOVERABLE WORKS - ASSET DAMG | 613428 | SC Tester CP NT | 29.5559 | Quoted Opex | Labour | ENDirect | Labour | Ancillary Network Services | 156 | SECONDARY SYSTEM PLANT REPL | 613310 | BR-NT PNS TS | 686.4456 | Replacement | Labour | ENDirect | Labour | SCS | 157 | ZONE SUBSTATION PLANT REPLMT. | 520100 | M & S-Distribution | 341.2227 | Replacement | Materials | ENDirect | Materials | SCS | 161 | AUGMENTATION OF ZONE SUBSTATN. | 503250 | Non Employee Ent | 0.05415 | Augmentation | Contracts | ENDirect | Contracts | SCS
| 146 | RECOVERABLE WORKS - ASSET DAMG | 613429 | SC Tester CP OT | 7.0361 | Quoted Opex | Labour | ENDirect | Labour | Ancillary Network Services | 156 | SECONDARY SYSTEM PLANT REPL | 613311 | BR-OT PNS TS | 87.8097 | Replacement | Labour | ENDirect | Labour | SCS | 157 | ZONE SUBSTATION PLANT REPLMT. | 520200 | M & S-Transmission | 526.3203 | Replacement | Materials | ENDirect | Materials | SCS | 161 | AUGMENTATION OF ZONE SUBSTATN. | 503281 | Parking | 0.33005 | Augmentation | Contracts | ENDirect | Contracts | SCS
| 146 | RECOVERABLE WORKS - ASSET DAMG | 613438 | SC Construct CP NT | 1.9599 | Quoted Opex | Labour | ENDirect | Labour | Ancillary Network Services | 156 | SECONDARY SYSTEM PLANT REPL | 613350 | NS:DesignSup D/S N/T | 6.3742 | Replacement | Labour | ENDirect | Labour | SCS | 157 | ZONE SUBSTATION PLANT REPLMT. | 522100 | M & S-Petroleum | 0.03854 | Replacement | Materials | ENDirect | Materials | SCS | 161 | AUGMENTATION OF ZONE SUBSTATN. | 503290 | Car Park: Perm | 0.13376 | Augmentation | Contracts | ENDirect | Contracts | SCS
| 146 | RECOVERABLE WORKS - ASSET DAMG | 613439 | SC Construct CP OT | 0.07 | Quoted Opex | Labour | ENDirect | Labour | Ancillary Network Services | 156 | SECONDARY SYSTEM PLANT REPL | 613360 | NS:Draft/GIS D/S N/T | 12.2857 | Replacement | Labour | ENDirect | Labour | SCS | 157 | ZONE SUBSTATION PLANT REPLMT. | 523100 | M & S-Admin & Gen | 6.6866 | Replacement | Materials | ENDirect | Materials | SCS | 161 | AUGMENTATION OF ZONE SUBSTATN. | 503300 | Awards/Gifts: NonFBT | 0.7482 | Augmentation | Contracts | ENDirect | Contracts | SCS
| 146 | RECOVERABLE WORKS - ASSET DAMG | 613566 | BR-NT PNS A2 | 1.9474 | Quoted Opex | Labour | ENDirect | Labour | Ancillary Network Services | 156 | SECONDARY SYSTEM PLANT REPL | 613370 | NS:Survey D/S N/T | 9.205 | Replacement | Labour | ENDirect | Labour | SCS | 157 | ZONE SUBSTATION PLANT REPLMT. | 523300 | Cap Purch -Equipment | 24.15 | Replacement | Materials | ENDirect | Materials | SCS | 161 | AUGMENTATION OF ZONE SUBSTATN. | 503330 | In-house Refreshment | 0.5491 | Augmentation | Contracts | ENDirect | Contracts | SCS
| 146 | RECOVERABLE WORKS - ASSET DAMG | 613567 | BR-OT PNS A2 | 0.12171 | Quoted Opex | Labour | ENDirect | Labour | Ancillary Network Services | 156 | SECONDARY SYSTEM PLANT REPL | 613440 | SC Design/Draftin NT | 21.862 | Replacement | Labour | ENDirect | Labour | SCS | 157 | ZONE SUBSTATION PLANT REPLMT. | 531000 | Maintenance Services | 182.7815 | Replacement | Contracts | ENDirect | Contracts | SCS | 161 | AUGMENTATION OF ZONE SUBSTATN. | 503350 | OH&Safety Exp | 0.82742 | Augmentation | Contracts | ENDirect | Contracts | SCS
| 146 | RECOVERABLE WORKS - ASSET DAMG | 613570 | BR-NT PNS CJ | 0.97368 | Quoted Opex | Labour | ENDirect | Labour | Ancillary Network Services | 156 | SECONDARY SYSTEM PLANT REPL | 613460 | BR-NT RES FT ZT | 23.587 | Replacement | Labour | ENDirect | Labour | SCS | 157 | ZONE SUBSTATION PLANT REPLMT. | 531020 | Eng & Tech Services | 15.6514 | Replacement | Labour | ENDirect | Labour | SCS | 161 | AUGMENTATION OF ZONE SUBSTATN. | 520100 | M & S-Distribution | 803.8892 | Augmentation | Materials | ENDirect | Materials | SCS
| 146 | RECOVERABLE WORKS - ASSET DAMG | 613574 | BR-NT PNS CT | 5.9427 | Quoted Opex | Labour | ENDirect | Labour | Ancillary Network Services | 156 | SECONDARY SYSTEM PLANT REPL | 613566 | BR-NT PNS A2 | 183.9494 | Replacement | Labour | ENDirect | Labour | SCS | 157 | ZONE SUBSTATION PLANT REPLMT. | 531200 | Construct'n Services | 45.9199 | Replacement | Contracts | ENDirect | Contracts | SCS | 161 | AUGMENTATION OF ZONE SUBSTATN. | 520200 | M & S-Transmission | 41.0485 | Augmentation | Materials | ENDirect | Materials | SCS
| 146 | RECOVERABLE WORKS - ASSET DAMG | 613630 | Senior Design NT | 0.15851 | Quoted Opex | Labour | ENDirect | Labour | Ancillary Network Services | 156 | SECONDARY SYSTEM PLANT REPL | 613567 | BR-OT PNS A2 | 10.9286 | Replacement | Labour | ENDirect | Labour | SCS | 157 | ZONE SUBSTATION PLANT REPLMT. | 531201 | Contracts-Contestabl | 1.3788 | Replacement | Contracts | ENDirect | Contracts | SCS | 161 | AUGMENTATION OF ZONE SUBSTATN. | 522100 | M & S-Petroleum | 0.03505 | Augmentation | Materials | ENDirect | Materials | SCS
| 146 | RECOVERABLE WORKS - ASSET DAMG | 633000 | Corp O/Hs to Capital | 83.3071 | Quoted Opex | Contracts | OH | Contracts | Ancillary Network Services | 156 | SECONDARY SYSTEM PLANT REPL | 613576 | BR-NT PNS FT | 93.0659 | Replacement | Labour | ENDirect | Labour | SCS | 157 | ZONE SUBSTATION PLANT REPLMT. | 531464 | NS: Civil Works CPS | 2.587 | Replacement | Contracts | ENDirect | Contracts | SCS | 161 | AUGMENTATION OF ZONE SUBSTATN. | 522200 | M & S-MV & Plant | -0.01816 | Augmentation | Materials | ENDirect | Materials | SCS
| 146 | RECOVERABLE WORKS - ASSET DAMG | 634001 | Locl O/Hs to Capital | 33.7754 | Quoted Opex | Local OH | OH | Excl | Ancillary Network Services | 156 | SECONDARY SYSTEM PLANT REPL | 613577 | BR-OT PNS FT | 7.2912 | Replacement | Labour | ENDirect | Labour | SCS | 157 | ZONE SUBSTATION PLANT REPLMT. | 531467 | NS: Traffic Mgmt CPS | 5.037 | Replacement | Contracts | ENDirect | Contracts | SCS | 161 | AUGMENTATION OF ZONE SUBSTATN. | 523100 | M & S-Admin & Gen | 13.2517 | Augmentation | Materials | ENDirect | Materials | SCS
| 146 | RECOVERABLE WORKS - ASSET DAMG | 635001 | EN NS Margin | 22.4918 | Quoted Opex | PNS MG | ENDirect | Excl | Ancillary Network Services | 156 | SECONDARY SYSTEM PLANT REPL | 613602 | BR-NT PNS TA (ZT) | 2.051 | Replacement | Labour | ENDirect | Labour | SCS | 157 | ZONE SUBSTATION PLANT REPLMT. | 531468 | NS: Waste Disp CPS | 23.686 | Replacement | Contracts | ENDirect | Contracts | SCS | 161 | AUGMENTATION OF ZONE SUBSTATN. | 523300 | Cap Purch -Equipment | 0.14006 | Augmentation | Materials | ENDirect | Materials | SCS
| 146 | RECOVERABLE WORKS - ASSET DAMG | 636001 | System Control O/H | 10.9023 | Quoted Opex | System Control OH | OH | Excl | Ancillary Network Services | 156 | SECONDARY SYSTEM PLANT REPL | 613680 | NS:Engineer D/S N/T | 127.5085 | Replacement | Labour | ENDirect | Labour | SCS | 157 | ZONE SUBSTATION PLANT REPLMT. | 531469 | NS: Other CPS | 2489.9241 | Replacement | Labour | ENDirect | Labour | SCS | 161 | AUGMENTATION OF ZONE SUBSTATN. | 531000 | Maintenance Services | 11.7824 | Augmentation | Contracts | ENDirect | Contracts | SCS
| 146 | RECOVERABLE WORKS - ASSET DAMG | 639000 | Network Service Corp | 22.5109 | Quoted Opex | PNS Corporate OH | OH | Excl | Ancillary Network Services | 156 | SECONDARY SYSTEM PLANT REPL | 613681 | NS:Engineer D/S O/T | 4.1323 | Replacement | Labour | ENDirect | Labour | SCS | 157 | ZONE SUBSTATION PLANT REPLMT. | 531480 | NS:Asset Solution De | 0.13577 | Replacement | Labour | ENDirect | Labour | SCS | 161 | AUGMENTATION OF ZONE SUBSTATN. | 531020 | Eng & Tech Services | 1.3264 | Augmentation | Labour | ENDirect | Labour | SCS
| 146 | RECOVERABLE WORKS - ASSET DAMG | 639050 | NS: Fleet&Prop O/Hs | 3.0494 | Quoted Opex | PNS Fleet & Property OH | OH | Excl | Ancillary Network Services | 156 | SECONDARY SYSTEM PLANT REPL | 615375 | IT Billable | 23.555 | Replacement | Labour | ENDirect | Labour | SCS | 157 | ZONE SUBSTATION PLANT REPLMT. | 532061 | Legal Fees:Deductibl | 37 | Replacement | Contracts | ENDirect | Contracts | SCS | 161 | AUGMENTATION OF ZONE SUBSTATN. | 531035 | Engineer & Dsgn Serv | 10.35 | Augmentation | Labour | ENDirect | Labour | SCS
| 147 | POLE LIFE EXTENSION - TREATM. | 531030 | Line Insp Services | 209.118 | Replacement | Contracts | ENDirect | Contracts | SCS | 156 | SECONDARY SYSTEM PLANT REPL | 615395 | SCADABillable inc30% | 17.2438 | Replacement | Labour | ENDirect | Labour | SCS | 157 | ZONE SUBSTATION PLANT REPLMT. | 532140 | Tech Services | 304.35 | Replacement | Contracts | ENDirect | Contracts | SCS | 161 | AUGMENTATION OF ZONE SUBSTATN. | 531464 | NS: Civil Works CPS | 177.3527 | Augmentation | Contracts | ENDirect | Contracts | SCS
| 147 | POLE LIFE EXTENSION - TREATM. | 531466 | NS:UR RP Pck Wks CPS | 1.2448 | Replacement | Contracts | ENDirect | Contracts | SCS | 156 | SECONDARY SYSTEM PLANT REPL | 634001 | Locl O/Hs to Capital | 197.7695 | Replacement | Local OH | OH | Excl | SCS | 157 | ZONE SUBSTATION PLANT REPLMT. | 532200 | Hire: Plant & Equip | 1.3888 | Replacement | Contracts | ENDirect | Contracts | SCS | 161 | AUGMENTATION OF ZONE SUBSTATN. | 531466 | NS:UR RP Pck Wks CPS | 0.1944 | Augmentation | Contracts | ENDirect | Contracts | SCS
| 147 | POLE LIFE EXTENSION - TREATM. | 633000 | Corp O/Hs to Capital | 33.9831 | Replacement | Contracts | OH | Contracts | SCS | 156 | SECONDARY SYSTEM PLANT REPL | 635001 | EN NS Margin | 108.6007 | Replacement | PNS MG | ENDirect | Excl | SCS | 157 | ZONE SUBSTATION PLANT REPLMT. | 532500 | Property Services | 15.3089 | Replacement | Contracts | ENDirect | Contracts | SCS | 161 | AUGMENTATION OF ZONE SUBSTATN. | 531467 | NS: Traffic Mgmt CPS | 98.8528 | Augmentation | Contracts | ENDirect | Contracts | SCS
| 147 | POLE LIFE EXTENSION - TREATM. | 634001 | Locl O/Hs to Capital | 13.3527 | Replacement | Local OH | OH | Excl | SCS | 156 | SECONDARY SYSTEM PLANT REPL | 636001 | System Control O/H | 61.1436 | Replacement | System Control OH | OH | Excl | SCS | 157 | ZONE SUBSTATION PLANT REPLMT. | 545150 | Misc Admin Exps | 0.52305 | Replacement | Contracts | ENDirect | Contracts | SCS | 161 | AUGMENTATION OF ZONE SUBSTATN. | 531468 | NS: Waste Disp CPS | 29.4806 | Augmentation | Contracts | ENDirect | Contracts | SCS
| 147 | POLE LIFE EXTENSION - TREATM. | 635001 | EN NS Margin | 0.06907 | Replacement | PNS MG | ENDirect | Excl | SCS | 156 | SECONDARY SYSTEM PLANT REPL | 639000 | Network Service Corp | 155.2755 | Replacement | PNS Corporate OH | OH | Excl | SCS | 157 | ZONE SUBSTATION PLANT REPLMT. | 582300 | Permits & Licenc FBT | 0.10277 | Replacement | Contracts | ENDirect | Contracts | SCS | 161 | AUGMENTATION OF ZONE SUBSTATN. | 531469 | NS: Other CPS | 1085.0859 | Augmentation | Labour | ENDirect | Labour | SCS
| 147 | POLE LIFE EXTENSION - TREATM. | 636001 | System Control O/H | 4.2439 | Replacement | System Control OH | OH | Excl | SCS | 156 | SECONDARY SYSTEM PLANT REPL | 639050 | NS: Fleet&Prop O/Hs | 25.7741 | Replacement | PNS Fleet & Property OH | OH | Excl | SCS | 157 | ZONE SUBSTATION PLANT REPLMT. | 611900 | Stores Recovery Dist | 1.2812 | Replacement | Contracts | ENDirect | Contracts | SCS | 161 | AUGMENTATION OF ZONE SUBSTATN. | 531480 | NS:Asset Solution De | 80.1646 | Augmentation | Labour | ENDirect | Labour | SCS
| 147 | POLE LIFE EXTENSION - TREATM. | 639000 | Network Service Corp | 0.05851 | Replacement | PNS Corporate OH | OH | Excl | SCS | 157 | ZONE SUBSTATION PLANT REPLMT. | 140200 | Gen Assets-In Serv | 7.596 | Replacement | Materials | ENDirect | Materials | SCS | 157 | ZONE SUBSTATION PLANT REPLMT. | 611901 | Stores Rec Local | 35.1163 | Replacement | Contracts | ENDirect | Contracts | SCS | 161 | AUGMENTATION OF ZONE SUBSTATN. | 532050 | Consult Serv:Ded | 8.5 | Augmentation | Contracts | ENDirect | Contracts | SCS
| 147 | POLE LIFE EXTENSION - TREATM. | 639050 | NS: Fleet&Prop O/Hs | 0.00988 | Replacement | PNS Fleet & Property OH | OH | Excl | SCS | 157 | ZONE SUBSTATION PLANT REPLMT. | 503240 | Employee Ent: FBT | 0.0222 | Replacement | Contracts | ENDirect | Contracts | SCS | 157 | ZONE SUBSTATION PLANT REPLMT. | 611902 | Purchase OrderOncost | 9.4741 | Replacement | Contracts | ENDirect | Contracts | SCS | 161 | AUGMENTATION OF ZONE SUBSTATN. | 532140 | Tech Services | 1.1322 | Augmentation | Contracts | ENDirect | Contracts | SCS
| 148 | POLE REPLACEMENT | 500200 | Sals: Overtime | 0.102 | Replacement | Labour | ENDirect | Labour | SCS | 157 | ZONE SUBSTATION PLANT REPLMT. | 503281 | Car Pk:Non-PermNoFBT | 1.4937 | Replacement | Contracts | ENDirect | Contracts | SCS | 157 | ZONE SUBSTATION PLANT REPLMT. | 612210 | Network N/T | 2.2262 | Replacement | Labour | ENDirect | Labour | SCS | 161 | AUGMENTATION OF ZONE SUBSTATN. | 532200 | Hire: Plant & Equip | 0.66695 | Augmentation | Contracts | ENDirect | Contracts | SCS
| 148 | POLE REPLACEMENT | 520100 | M & S-Distribution | 245.4689 | Replacement | Materials | ENDirect | Materials | SCS | 157 | ZONE SUBSTATION PLANT REPLMT. | 503330 | In-house Refreshment | 0.55633 | Replacement | Contracts | ENDirect | Contracts | SCS | 157 | ZONE SUBSTATION PLANT REPLMT. | 613260 | BR-NT PNS ZT | 160.9594 | Replacement | Labour | ENDirect | Labour | SCS | 161 | AUGMENTATION OF ZONE SUBSTATN. | 532360 | Taxi Charges | 0.00495 | Augmentation | Contracts | ENDirect | Contracts | SCS
| 148 | POLE REPLACEMENT | 520200 | M & S-Transmission | 2.3812 | Replacement | Materials | ENDirect | Materials | SCS | 157 | ZONE SUBSTATION PLANT REPLMT. | 503350 | OH&Safety Exp | 1.209 | Replacement | Contracts | ENDirect | Contracts | SCS | 157 | ZONE SUBSTATION PLANT REPLMT. | 613261 | BR-OT PNS ZT | 24.2996 | Replacement | Labour | ENDirect | Labour | SCS | 161 | AUGMENTATION OF ZONE SUBSTATN. | 532380 | Post & Courier Chgs | 0.6 | Augmentation | Contracts | ENDirect | Contracts | SCS
| 148 | POLE REPLACEMENT | 523100 | M & S-Admin & Gen | 0.70448 | Replacement | Materials | ENDirect | Materials | SCS | 157 | ZONE SUBSTATION PLANT REPLMT. | 520100 | M & S-Distribution | 59.1681 | Replacement | Materials | ENDirect | Materials | SCS | 157 | ZONE SUBSTATION PLANT REPLMT. | 613280 | NS Design D/S N/T | 41.389 | Replacement | Labour | ENDirect | Labour | SCS | 161 | AUGMENTATION OF ZONE SUBSTATN. | 532420 | Stationery/Printing | 0.28613 | Augmentation | Contracts | ENDirect | Contracts | SCS
| 148 | POLE REPLACEMENT | 523300 | Cap Purch -Equipment | 0.00016 | Replacement | Materials | ENDirect | Materials | SCS | 157 | ZONE SUBSTATION PLANT REPLMT. | 520200 | M & S-Transmission | 171.238 | Replacement | Materials | ENDirect | Materials | SCS | 157 | ZONE SUBSTATION PLANT REPLMT. | 613290 | NS Tech/Proj Mger NT | 318.9388 | Replacement | Labour | ENDirect | Labour | SCS | 161 | AUGMENTATION OF ZONE SUBSTATN. | 534230 | Market'g & Promotion | 0.00977 | Augmentation | Contracts | ENDirect | Contracts | SCS
| 148 | POLE REPLACEMENT | 531020 | Eng & Tech Services | -4.4992 | Replacement | Labour | ENDirect | Labour | SCS | 157 | ZONE SUBSTATION PLANT REPLMT. | 523100 | M & S-Admin & Gen | -7.7039 | Replacement | Materials | ENDirect | Materials | SCS | 157 | ZONE SUBSTATION PLANT REPLMT. | 613291 | NS Tech/Proj Mger OT | 5.5381 | Replacement | Labour | ENDirect | Labour | SCS | 161 | AUGMENTATION OF ZONE SUBSTATN. | 545150 | Misc Admin Exps | 2.2952 | Augmentation | Contracts | ENDirect | Contracts | SCS
| 148 | POLE REPLACEMENT | 531035 | Engineer & Dsgn Serv | 1.026 | Replacement | Labour | ENDirect | Labour | SCS | 157 | ZONE SUBSTATION PLANT REPLMT. | 523300 | Cap Purch -Equipment | 1.4116 | Replacement | Materials | ENDirect | Materials | SCS | 157 | ZONE SUBSTATION PLANT REPLMT. | 613310 | BR-NT PNS TS | 67.9386 | Replacement | Labour | ENDirect | Labour | SCS | 161 | AUGMENTATION OF ZONE SUBSTATN. | 582300 | Permits & Licenc FBT | 0.04621 | Augmentation | Contracts | ENDirect | Contracts | SCS
| 148 | POLE REPLACEMENT | 531200 | Construct'n Services | -36.1787 | Replacement | Contracts | ENDirect | Contracts | SCS | 157 | ZONE SUBSTATION PLANT REPLMT. | 531000 | Maintenance Services | 4.69 | Replacement | Contracts | ENDirect | Contracts | SCS | 157 | ZONE SUBSTATION PLANT REPLMT. | 613311 | BR-OT PNS TS | 13.6118 | Replacement | Labour | ENDirect | Labour | SCS | 161 | AUGMENTATION OF ZONE SUBSTATN. | 591997 | Proj Trf - OH/Mar | -0.46854 | Augmentation | Contracts | ENDirect | Contracts | SCS
| 148 | POLE REPLACEMENT | 531464 | NS: Civil Works CPS | 236.6784 | Replacement | Contracts | ENDirect | Contracts | SCS | 157 | ZONE SUBSTATION PLANT REPLMT. | 531020 | Eng & Tech Services | 105.8458 | Replacement | Labour | ENDirect | Labour | SCS | 157 | ZONE SUBSTATION PLANT REPLMT. | 613350 | NS:DesignSup D/S N/T | 5.6873 | Replacement | Labour | ENDirect | Labour | SCS | 161 | AUGMENTATION OF ZONE SUBSTATN. | 591999 | Proj Trf - Dir Costs | -1e-05 | Augmentation | Contracts | ENDirect | Contracts | SCS
| 148 | POLE REPLACEMENT | 531466 | NS:UR RP Pck Wks CPS | 30.5396 | Replacement | Contracts | ENDirect | Contracts | SCS | 157 | ZONE SUBSTATION PLANT REPLMT. | 531200 | Construct'n Services | 24.8432 | Replacement | Contracts | ENDirect | Contracts | SCS | 157 | ZONE SUBSTATION PLANT REPLMT. | 613360 | NS:Draft/GIS D/S N/T | 0.57189 | Replacement | Labour | ENDirect | Labour | SCS | 161 | AUGMENTATION OF ZONE SUBSTATN. | 611900 | Stores Recovery Dist | 13.3875 | Augmentation | Contracts | ENDirect | Contracts | SCS
| 148 | POLE REPLACEMENT | 531467 | NS: Traffic Mgmt CPS | 133.4737 | Replacement | Contracts | ENDirect | Contracts | SCS | 157 | ZONE SUBSTATION PLANT REPLMT. | 531201 | Contracts-Contestabl | 4.625 | Replacement | Contracts | ENDirect | Contracts | SCS | 157 | ZONE SUBSTATION PLANT REPLMT. | 613362 | NSNP:ProjManagerNT | 1.4111 | Replacement | Labour | ENDirect | Labour | SCS | 161 | AUGMENTATION OF ZONE SUBSTATN. | 611901 | Stores Rec Local | 0.65188 | Augmentation | Contracts | ENDirect | Contracts | SCS
| 148 | POLE REPLACEMENT | 531468 | NS: Waste Disp CPS | 97.4136 | Replacement | Contracts | ENDirect | Contracts | SCS | 157 | ZONE SUBSTATION PLANT REPLMT. | 531464 | NS: Civil Works CPS | 259.7479 | Replacement | Contracts | ENDirect | Contracts | SCS | 157 | ZONE SUBSTATION PLANT REPLMT. | 613370 | NS:Survey D/S N/T | 9.5107 | Replacement | Labour | ENDirect | Labour | SCS | 161 | AUGMENTATION OF ZONE SUBSTATN. | 611902 | Purchase OrderOncost | 3.8798 | Augmentation | Contracts | ENDirect | Contracts | SCS
| 148 | POLE REPLACEMENT | 531480 | NS:Asset Solution De | 0.1152 | Replacement | Labour | ENDirect | Labour | SCS | 157 | ZONE SUBSTATION PLANT REPLMT. | 531469 | NS: Other CPS | 1581.6336 | Replacement | Labour | ENDirect | Labour | SCS | 157 | ZONE SUBSTATION PLANT REPLMT. | 613440 | SC Design/Draftin NT | 2.2749 | Replacement | Labour | ENDirect | Labour | SCS | 161 | AUGMENTATION OF ZONE SUBSTATN. | 612210 | Network N/T | 4.1647 | Augmentation | Labour | ENDirect | Labour | SCS
| 148 | POLE REPLACEMENT | 531485 | NS:CivilContract-PCN | -6.3466 | Replacement | Contracts | ENDirect | Contracts | SCS | 157 | ZONE SUBSTATION PLANT REPLMT. | 532140 | Tech Services | 76.6153 | Replacement | Contracts | ENDirect | Contracts | SCS | 157 | ZONE SUBSTATION PLANT REPLMT. | 613460 | BR-NT RES FT ZT | 28.3064 | Replacement | Labour | ENDirect | Labour | SCS | 161 | AUGMENTATION OF ZONE SUBSTATN. | 613250 | BR-NT PNS GB | 1.2803 | Augmentation | Labour | ENDirect | Labour | SCS
| 148 | POLE REPLACEMENT | 531495 | NS:Field Pack Wk CPN | -0.49117 | Replacement | Contracts | ENDirect | Contracts | SCS | 157 | ZONE SUBSTATION PLANT REPLMT. | 545150 | Misc Admin Exps | 0.08996 | Replacement | Contracts | ENDirect | Contracts | SCS | 157 | ZONE SUBSTATION PLANT REPLMT. | 613461 | BR-OT RES FT ZT | 4.3119 | Replacement | Labour | ENDirect | Labour | SCS | 161 | AUGMENTATION OF ZONE SUBSTATN. | 613260 | BR-NT PNS ZT | 379.9953 | Augmentation | Labour | ENDirect | Labour | SCS
| 148 | POLE REPLACEMENT | 532140 | Tech Services | 11.069 | Replacement | Contracts | ENDirect | Contracts | SCS | 157 | ZONE SUBSTATION PLANT REPLMT. | 591997 | Proj Trf - EN OH | -24.6867 | Replacement | Contracts | ENDirect | Contracts | SCS | 157 | ZONE SUBSTATION PLANT REPLMT. | 613477 | PNS_BEON_ENGINEER_NT | 0.23399 | Replacement | Labour | ENDirect | Labour | SCS | 161 | AUGMENTATION OF ZONE SUBSTATN. | 613261 | BR-OT PNS ZT | 9.2541 | Augmentation | Labour | ENDirect | Labour | SCS
| 148 | POLE REPLACEMENT | 582301 | Permits & Lic No FBT | 13.885 | Replacement | Contracts | ENDirect | Contracts | SCS | 157 | ZONE SUBSTATION PLANT REPLMT. | 591999 | Proj Tsf - EN Direct | -43.0081 | Replacement | Contracts | ENDirect | Contracts | SCS | 157 | ZONE SUBSTATION PLANT REPLMT. | 613566 | BR-NT PNS A2 | 40.0153 | Replacement | Labour | ENDirect | Labour | SCS | 161 | AUGMENTATION OF ZONE SUBSTATN. | 613280 | NS Design D/S N/T | 76.1672 | Augmentation | Labour | ENDirect | Labour | SCS
| 148 | POLE REPLACEMENT | 591200 | Council Rates | 0.0325 | Replacement | Contracts | ENDirect | Contracts | SCS | 157 | ZONE SUBSTATION PLANT REPLMT. | 611900 | Stores Recovery Dist | 0.00464 | Replacement | Contracts | ENDirect | Contracts | SCS | 157 | ZONE SUBSTATION PLANT REPLMT. | 613567 | BR-OT PNS A2 | 2.4332 | Replacement | Labour | ENDirect | Labour | SCS | 161 | AUGMENTATION OF ZONE SUBSTATN. | 613290 | NS Tech/Proj Mger NT | 131.2481 | Augmentation | Labour | ENDirect | Labour | SCS
| 148 | POLE REPLACEMENT | 591997 | Proj Trf - OH/Mar | 0.27406 | Replacement | Contracts | ENDirect | Contracts | SCS | 157 | ZONE SUBSTATION PLANT REPLMT. | 611901 | Stores Rec Local | 9.5851 | Replacement | Contracts | ENDirect | Contracts | SCS | 157 | ZONE SUBSTATION PLANT REPLMT. | 613570 | BR-NT PNS CJ | 1.2181 | Replacement | Labour | ENDirect | Labour | SCS | 161 | AUGMENTATION OF ZONE SUBSTATN. | 613310 | BR-NT PNS TS | 369.5217 | Augmentation | Labour | ENDirect | Labour | SCS
| 148 | POLE REPLACEMENT | 591999 | Proj Trf - Dir Costs | 0.48375 | Replacement | Contracts | ENDirect | Contracts | SCS | 157 | ZONE SUBSTATION PLANT REPLMT. | 611902 | Purchase OrderOncost | 5.938 | Replacement | Contracts | ENDirect | Contracts | SCS | 157 | ZONE SUBSTATION PLANT REPLMT. | 613571 | BR-OT PNS CJ | 2.0441 | Replacement | Labour | ENDirect | Labour | SCS | 161 | AUGMENTATION OF ZONE SUBSTATN. | 613311 | BR-OT PNS TS | 2.2874 | Augmentation | Labour | ENDirect | Labour | SCS
| 148 | POLE REPLACEMENT | 611860 | Misc Transfers | -206.1565 | Replacement | Labour | ENDirect | Labour | SCS | 157 | ZONE SUBSTATION PLANT REPLMT. | 612210 | Network N/T | 2.4978 | Replacement | Labour | ENDirect | Labour | SCS | 157 | ZONE SUBSTATION PLANT REPLMT. | 613574 | BR-NT PNS CT | 4.962 | Replacement | Labour | ENDirect | Labour | SCS | 161 | AUGMENTATION OF ZONE SUBSTATN. | 613350 | NS:DesignSup D/S N/T | 0.81622 | Augmentation | Labour | ENDirect | Labour | SCS
| 148 | POLE REPLACEMENT | 611861 | PNS Labour Trf-Ext | -63.4888 | Replacement | Labour | ENDirect | Labour | SCS | 157 | ZONE SUBSTATION PLANT REPLMT. | 613250 | BR-NT PNS GB | 1.187 | Replacement | Labour | ENDirect | Labour | SCS | 157 | ZONE SUBSTATION PLANT REPLMT. | 613575 | BR-OT PNS CT | 4.1549 | Replacement | Labour | ENDirect | Labour | SCS | 161 | AUGMENTATION OF ZONE SUBSTATN. | 613360 | NS:Draft/GIS D/S N/T | 7.6445 | Augmentation | Labour | ENDirect | Labour | SCS
| 148 | POLE REPLACEMENT | 611900 | Stores Recovery Dist | 12.2796 | Replacement | Contracts | ENDirect | Contracts | SCS | 157 | ZONE SUBSTATION PLANT REPLMT. | 613260 | BR-NT PNS ZT | 61.4096 | Replacement | Labour | ENDirect | Labour | SCS | 157 | ZONE SUBSTATION PLANT REPLMT. | 613576 | BR-NT PNS FT | 106.6656 | Replacement | Labour | ENDirect | Labour | SCS | 161 | AUGMENTATION OF ZONE SUBSTATN. | 613370 | NS:Survey D/S N/T | 7.7653 | Augmentation | Labour | ENDirect | Labour | SCS
| 148 | POLE REPLACEMENT | 611901 | Stores Rec Local | 4.2275 | Replacement | Contracts | ENDirect | Contracts | SCS | 157 | ZONE SUBSTATION PLANT REPLMT. | 613261 | BR-OT PNS ZT | 4.1013 | Replacement | Labour | ENDirect | Labour | SCS | 157 | ZONE SUBSTATION PLANT REPLMT. | 613577 | BR-OT PNS FT | 2.7556 | Replacement | Labour | ENDirect | Labour | SCS | 161 | AUGMENTATION OF ZONE SUBSTATN. | 613420 | BR-NT RES TS | 129.6544 | Augmentation | Labour | ENDirect | Labour | SCS
| 148 | POLE REPLACEMENT | 611902 | Purchase OrderOncost | 0.05425 | Replacement | Contracts | ENDirect | Contracts | SCS | 157 | ZONE SUBSTATION PLANT REPLMT. | 613280 | NS Design D/S N/T | 44.9769 | Replacement | Labour | ENDirect | Labour | SCS | 157 | ZONE SUBSTATION PLANT REPLMT. | 613602 | BR-NT PNS TA (ZT) | 8.58 | Replacement | Labour | ENDirect | Labour | SCS | 161 | AUGMENTATION OF ZONE SUBSTATN. | 613421 | BR-OT RES TS | 0.52152 | Augmentation | Labour | ENDirect | Labour | SCS
| 148 | POLE REPLACEMENT | 612210 | Network N/T | 3.4459 | Replacement | Labour | ENDirect | Labour | SCS | 157 | ZONE SUBSTATION PLANT REPLMT. | 613290 | NS Tech/Proj Mger NT | 76.1276 | Replacement | Labour | ENDirect | Labour | SCS | 157 | ZONE SUBSTATION PLANT REPLMT. | 613630 | Senior Design NT | 42.6216 | Replacement | Labour | ENDirect | Labour | SCS | 161 | AUGMENTATION OF ZONE SUBSTATN. | 613434 | SC Design/Drafter NT | 8.3013 | Augmentation | Labour | ENDirect | Labour | SCS
| 148 | POLE REPLACEMENT | 612462 | Cost Transfer | -1.9785 | Replacement | Labour | ENDirect | Labour | SCS | 157 | ZONE SUBSTATION PLANT REPLMT. | 613298 | NS:Tech/ProjMgrN/TCP | 19.3442 | Replacement | Labour | ENDirect | Labour | SCS | 157 | ZONE SUBSTATION PLANT REPLMT. | 613680 | NS:Engineer D/S N/T | 54.7944 | Replacement | Labour | ENDirect | Labour | SCS | 161 | AUGMENTATION OF ZONE SUBSTATN. | 613440 | SC Design/Draftin NT | 21.9849 | Augmentation | Labour | ENDirect | Labour | SCS
| 148 | POLE REPLACEMENT | 613240 | BR-NT PNS LW | 7.3026 | Replacement | Labour | ENDirect | Labour | SCS | 157 | ZONE SUBSTATION PLANT REPLMT. | 613310 | BR-NT PNS TS | 12.8471 | Replacement | Labour | ENDirect | Labour | SCS | 157 | ZONE SUBSTATION PLANT REPLMT. | 634001 | Locl O/Hs to Capital | 358.2496 | Replacement | Local OH | OH | Excl | SCS | 161 | AUGMENTATION OF ZONE SUBSTATN. | 613441 | SC Design/Draftin OT | 4.1948 | Augmentation | Labour | ENDirect | Labour | SCS
| 148 | POLE REPLACEMENT | 613241 | BR-OT PNS LW | 7.3026 | Replacement | Labour | ENDirect | Labour | SCS | 157 | ZONE SUBSTATION PLANT REPLMT. | 613311 | BR-OT PNS TS | 1.5411 | Replacement | Labour | ENDirect | Labour | SCS | 157 | ZONE SUBSTATION PLANT REPLMT. | 635001 | EN NS Margin | 203.3932 | Replacement | PNS MG | ENDirect | Excl | SCS | 161 | AUGMENTATION OF ZONE SUBSTATN. | 613450 | SC Senior Des Eng NT | 19.095 | Augmentation | Labour | ENDirect | Labour | SCS
| 148 | POLE REPLACEMENT | 613248 | NS:GenLinewrk N/T CP | 137.5226 | Replacement | Labour | ENDirect | Labour | SCS | 157 | ZONE SUBSTATION PLANT REPLMT. | 613350 | NS:DesignSup D/S N/T | 2.3734 | Replacement | Labour | ENDirect | Labour | SCS | 157 | ZONE SUBSTATION PLANT REPLMT. | 636001 | System Control O/H | 256.1376 | Replacement | System Control OH | OH | Excl | SCS | 161 | AUGMENTATION OF ZONE SUBSTATN. | 613460 | BR-NT RES FT ZT | 53.4989 | Augmentation | Labour | ENDirect | Labour | SCS
| 148 | POLE REPLACEMENT | 613249 | NS:GenLinewrk O/T CP | 55.1116 | Replacement | Labour | ENDirect | Labour | SCS | 157 | ZONE SUBSTATION PLANT REPLMT. | 613360 | NS:Draft/GIS D/S N/T | 13.3218 | Replacement | Labour | ENDirect | Labour | SCS | 157 | ZONE SUBSTATION PLANT REPLMT. | 639000 | Network Service Corp | 231.6637 | Replacement | PNS Corporate OH | OH | Excl | SCS | 161 | AUGMENTATION OF ZONE SUBSTATN. | 613461 | BR-OT RES FT ZT | 10.9215 | Augmentation | Labour | ENDirect | Labour | SCS
| 148 | POLE REPLACEMENT | 613250 | BR-NT PNS GB | 6.6996 | Replacement | Labour | ENDirect | Labour | SCS | 157 | ZONE SUBSTATION PLANT REPLMT. | 613361 | NS:Draft/GIS D/S O/T | 1.9078 | Replacement | Labour | ENDirect | Labour | SCS | 157 | ZONE SUBSTATION PLANT REPLMT. | 639050 | NS: Fleet&Prop O/Hs | 29.9009 | Replacement | PNS Fleet & Property OH | OH | Excl | SCS | 161 | AUGMENTATION OF ZONE SUBSTATN. | 613566 | BR-NT PNS A2 | 6.2512 | Augmentation | Labour | ENDirect | Labour | SCS
| 148 | POLE REPLACEMENT | 613251 | BR-OT PNS GB | 10.5181 | Replacement | Labour | ENDirect | Labour | SCS | 157 | ZONE SUBSTATION PLANT REPLMT. | 613566 | BR-NT PNS A2 | 10.8158 | Replacement | Labour | ENDirect | Labour | SCS | 158 | O/H LINE REPLACEMENT - PLANNED | 520100 | M & S-Distribution | 10.0639 | Replacement | Materials | ENDirect | Materials | SCS | 161 | AUGMENTATION OF ZONE SUBSTATN. | 613567 | BR-OT PNS A2 | 0.10634 | Augmentation | Labour | ENDirect | Labour | SCS
| 148 | POLE REPLACEMENT | 613258 | NS:LiveLinw-GenN/TCP | 69.9091 | Replacement | Labour | ENDirect | Labour | SCS | 157 | ZONE SUBSTATION PLANT REPLMT. | 613567 | BR-OT PNS A2 | 0.10458 | Replacement | Labour | ENDirect | Labour | SCS | 158 | O/H LINE REPLACEMENT - PLANNED | 523100 | M & S-Admin & Gen | 0.031 | Replacement | Materials | ENDirect | Materials | SCS | 161 | AUGMENTATION OF ZONE SUBSTATN. | 613570 | BR-NT PNS CJ | 0.09477 | Augmentation | Labour | ENDirect | Labour | SCS
| 148 | POLE REPLACEMENT | 613259 | NS:LiveLinwGenO/T CP | 28.6983 | Replacement | Labour | ENDirect | Labour | SCS | 157 | ZONE SUBSTATION PLANT REPLMT. | 613576 | BR-NT PNS FT | 24.2378 | Replacement | Labour | ENDirect | Labour | SCS | 158 | O/H LINE REPLACEMENT - PLANNED | 531467 | NS: Traffic Mgmt CPS | 2.6407 | Replacement | Contracts | ENDirect | Contracts | SCS | 161 | AUGMENTATION OF ZONE SUBSTATN. | 613574 | BR-NT PNS CT | 1.3327 | Augmentation | Labour | ENDirect | Labour | SCS
| 148 | POLE REPLACEMENT | 613268 | NS: Fitter N/T CP | 2.5958 | Replacement | Labour | ENDirect | Labour | SCS | 157 | ZONE SUBSTATION PLANT REPLMT. | 613577 | BR-OT PNS FT | 0.98735 | Replacement | Labour | ENDirect | Labour | SCS | 158 | O/H LINE REPLACEMENT - PLANNED | 531468 | NS: Waste Disp CPS | 3.477 | Replacement | Contracts | ENDirect | Contracts | SCS | 161 | AUGMENTATION OF ZONE SUBSTATN. | 613575 | BR-OT PNS CT | 0.34219 | Augmentation | Labour | ENDirect | Labour | SCS
| 148 | POLE REPLACEMENT | 613270 | NSConstruct Co-or NT | 2.0299 | Replacement | Labour | ENDirect | Labour | SCS | 157 | ZONE SUBSTATION PLANT REPLMT. | 613602 | BR-NT PNS TA (ZT) | 26.7917 | Replacement | Labour | ENDirect | Labour | SCS | 158 | O/H LINE REPLACEMENT - PLANNED | 532100 | Admin Services | 3.1775 | Replacement | Contracts | ENDirect | Contracts | SCS | 161 | AUGMENTATION OF ZONE SUBSTATN. | 613576 | BR-NT PNS FT | 14.2106 | Augmentation | Labour | ENDirect | Labour | SCS
| 148 | POLE REPLACEMENT | 613271 | NSConstruct Co-or OT | 3.4998 | Replacement | Labour | ENDirect | Labour | SCS | 157 | ZONE SUBSTATION PLANT REPLMT. | 613630 | Senior Design NT | 1.8458 | Replacement | Labour | ENDirect | Labour | SCS | 158 | O/H LINE REPLACEMENT - PLANNED | 591999 | Proj Trf - Dir Costs | -0.74183 | Replacement | Contracts | ENDirect | Contracts | SCS | 161 | AUGMENTATION OF ZONE SUBSTATN. | 613630 | Senior Design NT | 51.0683 | Augmentation | Labour | ENDirect | Labour | SCS
| 148 | POLE REPLACEMENT | 613278 | NS: ConstCo-ordN/TCP | 24.7348 | Replacement | Labour | ENDirect | Labour | SCS | 157 | ZONE SUBSTATION PLANT REPLMT. | 613680 | NS:Engineer D/S N/T | 23.9753 | Replacement | Labour | ENDirect | Labour | SCS | 158 | O/H LINE REPLACEMENT - PLANNED | 611900 | Stores Recovery Dist | 0.53661 | Replacement | Contracts | ENDirect | Contracts | SCS | 161 | AUGMENTATION OF ZONE SUBSTATN. | 613680 | NS:Engineer D/S N/T | 54.5299 | Augmentation | Labour | ENDirect | Labour | SCS
| 148 | POLE REPLACEMENT | 613279 | NS:ConstCo-ordO/T CP | 25.8926 | Replacement | Labour | ENDirect | Labour | SCS | 157 | ZONE SUBSTATION PLANT REPLMT. | 615375 | IT Billable | 0.111 | Replacement | Labour | ENDirect | Labour | SCS | 158 | O/H LINE REPLACEMENT - PLANNED | 611901 | Stores Rec Local | 0.06525 | Replacement | Contracts | ENDirect | Contracts | SCS | 161 | AUGMENTATION OF ZONE SUBSTATN. | 615370 | IT Overtime | 0.44217 | Augmentation | Contracts | ENDirect | Contracts | SCS
| 148 | POLE REPLACEMENT | 613280 | NS Design D/S N/T | 12.6908 | Replacement | Labour | ENDirect | Labour | SCS | 157 | ZONE SUBSTATION PLANT REPLMT. | 634001 | Locl O/Hs to Capital | 192.6036 | Replacement | Local OH | OH | Excl | SCS | 158 | O/H LINE REPLACEMENT - PLANNED | 612210 | Network N/T | 0.19358 | Replacement | Labour | ENDirect | Labour | SCS | 161 | AUGMENTATION OF ZONE SUBSTATN. | 615395 | IT SCADA Billable | 2.7719 | Augmentation | Labour | ENDirect | Labour | SCS
| 148 | POLE REPLACEMENT | 613290 | NS Tech/Proj Mger NT | 24.6666 | Replacement | Labour | ENDirect | Labour | SCS | 157 | ZONE SUBSTATION PLANT REPLMT. | 635001 | EN NS Margin | 117.1998 | Replacement | PNS MG | ENDirect | Excl | SCS | 158 | O/H LINE REPLACEMENT - PLANNED | 613240 | BR-NT PNS LW | 6.2364 | Replacement | Labour | ENDirect | Labour | SCS | 161 | AUGMENTATION OF ZONE SUBSTATN. | 634001 | Locl O/Hs to Capital | 226.1007 | Augmentation | Local OH | OH | Excl | SCS
| 148 | POLE REPLACEMENT | 613318 | NS: Tester N/T CP | 3.974 | Replacement | Labour | ENDirect | Labour | SCS | 157 | ZONE SUBSTATION PLANT REPLMT. | 636001 | System Control O/H | 54.714 | Replacement | System Control OH | OH | Excl | SCS | 158 | O/H LINE REPLACEMENT - PLANNED | 613241 | BR-OT PNS LW | 0.30692 | Replacement | Labour | ENDirect | Labour | SCS | 161 | AUGMENTATION OF ZONE SUBSTATN. | 635001 | EN NS Margin | 168.2877 | Augmentation | PNS MG | ENDirect | Excl | SCS
| 148 | POLE REPLACEMENT | 613319 | NS:Tester O/T CP | 1.0874 | Replacement | Labour | ENDirect | Labour | SCS | 157 | ZONE SUBSTATION PLANT REPLMT. | 639000 | Network Service Corp | 145.7288 | Replacement | PNS Corporate OH | OH | Excl | SCS | 158 | O/H LINE REPLACEMENT - PLANNED | 613250 | BR-NT PNS GB | 6.6546 | Replacement | Labour | ENDirect | Labour | SCS | 161 | AUGMENTATION OF ZONE SUBSTATN. | 636001 | System Control O/H | 165.9986 | Augmentation | System Control OH | OH | Excl | SCS
| 148 | POLE REPLACEMENT | 613350 | NS:DesignSup D/S N/T | 2.7713 | Replacement | Labour | ENDirect | Labour | SCS | 157 | ZONE SUBSTATION PLANT REPLMT. | 639050 | NS: Fleet&Prop O/Hs | 22.7262 | Replacement | PNS Fleet & Property OH | OH | Excl | SCS | 158 | O/H LINE REPLACEMENT - PLANNED | 613251 | BR-OT PNS GB | 0.33918 | Replacement | Labour | ENDirect | Labour | SCS | 161 | AUGMENTATION OF ZONE SUBSTATN. | 639000 | Network Service Corp | 152.553 | Augmentation | PNS Corporate OH | OH | Excl | SCS
| 148 | POLE REPLACEMENT | 613360 | NS:Draft/GIS D/S N/T | 9.431 | Replacement | Labour | ENDirect | Labour | SCS | 158 | O/H LINE REPLACEMENT - PLANNED | 520100 | M & S-Distribution | 2.5265 | Replacement | Materials | ENDirect | Materials | SCS | 158 | O/H LINE REPLACEMENT - PLANNED | 613280 | NS Design D/S N/T | 6.5895 | Replacement | Labour | ENDirect | Labour | SCS | 161 | AUGMENTATION OF ZONE SUBSTATN. | 639050 | NS: Fleet&Prop O/Hs | 36.6255 | Augmentation | PNS Fleet & Property OH | OH | Excl | SCS
| 148 | POLE REPLACEMENT | 613370 | NS:Survey D/S N/T | 0.04493 | Replacement | Labour | ENDirect | Labour | SCS | 158 | O/H LINE REPLACEMENT - PLANNED | 523100 | M & S-Admin & Gen | 0.29335 | Replacement | Materials | ENDirect | Materials | SCS | 158 | O/H LINE REPLACEMENT - PLANNED | 613290 | NS Tech/Proj Mger NT | 0.69399 | Replacement | Labour | ENDirect | Labour | SCS | 162 | NET DEV - AUGMENT SUB TRANS DI | 503190 | Travel: Australia | 0.45622 | Augmentation | Contracts | ENDirect | Contracts | SCS
| 148 | POLE REPLACEMENT | 613390 | NS:CivWrks&TrafMgmt | -60.0222 | Replacement | Contracts | ENDirect | Contracts | SCS | 158 | O/H LINE REPLACEMENT - PLANNED | 531464 | NS: Civil Works CPS | 4.4166 | Replacement | Contracts | ENDirect | Contracts | SCS | 158 | O/H LINE REPLACEMENT - PLANNED | 613360 | NS:Draft/GIS D/S N/T | 0.06257 | Replacement | Labour | ENDirect | Labour | SCS | 162 | NET DEV - AUGMENT SUB TRANS DI | 503192 | Domestic Hotel | 0.44454 | Augmentation | Contracts | ENDirect | Contracts | SCS
| 148 | POLE REPLACEMENT | 613400 | BR-NT RES CJ LW PO | 17.5262 | Replacement | Labour | ENDirect | Labour | SCS | 158 | O/H LINE REPLACEMENT - PLANNED | 531467 | NS: Traffic Mgmt CPS | 2.6404 | Replacement | Contracts | ENDirect | Contracts | SCS | 158 | O/H LINE REPLACEMENT - PLANNED | 613400 | BR-NT RES CJ LW PO | 8.4922 | Replacement | Labour | ENDirect | Labour | SCS | 162 | NET DEV - AUGMENT SUB TRANS DI | 503193 | International Hotel | 0.71052 | Augmentation | Contracts | ENDirect | Contracts | SCS
| 148 | POLE REPLACEMENT | 613401 | BR-OT RES CJ LW PO | 4.5642 | Replacement | Labour | ENDirect | Labour | SCS | 158 | O/H LINE REPLACEMENT - PLANNED | 531468 | NS: Waste Disp CPS | 3.6035 | Replacement | Contracts | ENDirect | Contracts | SCS | 158 | O/H LINE REPLACEMENT - PLANNED | 613401 | BR-OT RES CJ LW PO | 0.92076 | Replacement | Labour | ENDirect | Labour | SCS | 162 | NET DEV - AUGMENT SUB TRANS DI | 503194 | Employee meal travel | 0.09513 | Augmentation | Contracts | ENDirect | Contracts | SCS
| 148 | POLE REPLACEMENT | 613408 | SC Gen Line CP NT | 225.9984 | Replacement | Labour | ENDirect | Labour | SCS | 158 | O/H LINE REPLACEMENT - PLANNED | 611860 | Misc Transfers | 0.26258 | Replacement | Labour | ENDirect | Labour | SCS | 158 | O/H LINE REPLACEMENT - PLANNED | 613410 | BR-NT RES GB | 4.7322 | Replacement | Labour | ENDirect | Labour | SCS | 162 | NET DEV - AUGMENT SUB TRANS DI | 503197 | Booking fees | 0.11367 | Augmentation | Contracts | ENDirect | Contracts | SCS
| 148 | POLE REPLACEMENT | 613409 | SC Gen Line CP OT | 122.4149 | Replacement | Labour | ENDirect | Labour | SCS | 158 | O/H LINE REPLACEMENT - PLANNED | 611861 | PNS Labour Trf-Ext | 0.66929 | Replacement | Labour | ENDirect | Labour | SCS | 158 | O/H LINE REPLACEMENT - PLANNED | 613411 | BR-OT RES GB | 0.67836 | Replacement | Labour | ENDirect | Labour | SCS | 162 | NET DEV - AUGMENT SUB TRANS DI | 503210 | Travel: Overseas | 4.7764 | Augmentation | Contracts | ENDirect | Contracts | SCS
| 148 | POLE REPLACEMENT | 613410 | BR-NT RES GB | 28.3588 | Replacement | Labour | ENDirect | Labour | SCS | 158 | O/H LINE REPLACEMENT - PLANNED | 611900 | Stores Recovery Dist | 0.21488 | Replacement | Contracts | ENDirect | Contracts | SCS | 158 | O/H LINE REPLACEMENT - PLANNED | 613440 | SC Design/Draftin NT | 0.00711 | Replacement | Labour | ENDirect | Labour | SCS | 162 | NET DEV - AUGMENT SUB TRANS DI | 503240 | Employee Ent: FBT | 0.00922 | Augmentation | Contracts | ENDirect | Contracts | SCS
| 148 | POLE REPLACEMENT | 613411 | BR-OT RES GB | 6.191 | Replacement | Labour | ENDirect | Labour | SCS | 158 | O/H LINE REPLACEMENT - PLANNED | 611901 | Stores Rec Local | 0.07288 | Replacement | Contracts | ENDirect | Contracts | SCS | 158 | O/H LINE REPLACEMENT - PLANNED | 613441 | SC Design/Draftin OT | 0.14218 | Replacement | Labour | ENDirect | Labour | SCS | 162 | NET DEV - AUGMENT SUB TRANS DI | 503250 | Non Employee Ent | 0.09557 | Augmentation | Contracts | ENDirect | Contracts | SCS
| 148 | POLE REPLACEMENT | 613418 | SC Live Line CP NT | 91.6922 | Replacement | Labour | ENDirect | Labour | SCS | 158 | O/H LINE REPLACEMENT - PLANNED | 612210 | Network N/T | 0.00254 | Replacement | Labour | ENDirect | Labour | SCS | 158 | O/H LINE REPLACEMENT - PLANNED | 613566 | BR-NT PNS A2 | 1.6984 | Replacement | Labour | ENDirect | Labour | SCS | 162 | NET DEV - AUGMENT SUB TRANS DI | 503281 | Parking | 0.69064 | Augmentation | Contracts | ENDirect | Contracts | SCS
| 148 | POLE REPLACEMENT | 613419 | SC Live Line CP OT | 74.1217 | Replacement | Labour | ENDirect | Labour | SCS | 158 | O/H LINE REPLACEMENT - PLANNED | 613250 | BR-NT PNS GB | 4.2205 | Replacement | Labour | ENDirect | Labour | SCS | 158 | O/H LINE REPLACEMENT - PLANNED | 613567 | BR-OT PNS A2 | 0.2268 | Replacement | Labour | ENDirect | Labour | SCS | 162 | NET DEV - AUGMENT SUB TRANS DI | 503290 | Car Park: Perm | 0.23605 | Augmentation | Contracts | ENDirect | Contracts | SCS
| 148 | POLE REPLACEMENT | 613428 | SC Tester CP NT | 2.2127 | Replacement | Labour | ENDirect | Labour | SCS | 158 | O/H LINE REPLACEMENT - PLANNED | 613290 | NS Tech/Proj Mger NT | 1.244 | Replacement | Labour | ENDirect | Labour | SCS | 158 | O/H LINE REPLACEMENT - PLANNED | 633000 | Corp O/Hs to Capital | -1.564 | Replacement | Contracts | OH | Contracts | SCS | 162 | NET DEV - AUGMENT SUB TRANS DI | 503300 | Awards/Gifts: NonFBT | 6.272 | Augmentation | Contracts | ENDirect | Contracts | SCS
| 148 | POLE REPLACEMENT | 613429 | SC Tester CP OT | 2.2253 | Replacement | Labour | ENDirect | Labour | SCS | 158 | O/H LINE REPLACEMENT - PLANNED | 613360 | NS:Draft/GIS D/S N/T | 0.12336 | Replacement | Labour | ENDirect | Labour | SCS | 158 | O/H LINE REPLACEMENT - PLANNED | 634000 | Locl O/Hs to Capital | 0.4474 | Replacement | Local OH | OH | Excl | SCS | 162 | NET DEV - AUGMENT SUB TRANS DI | 503330 | In-house Refreshment | 0.23891 | Augmentation | Contracts | ENDirect | Contracts | SCS
| 148 | POLE REPLACEMENT | 613438 | SC Construct CP NT | 21.2645 | Replacement | Labour | ENDirect | Labour | SCS | 158 | O/H LINE REPLACEMENT - PLANNED | 613390 | NS:CivWrks&TrafMgmt | 0.17116 | Replacement | Contracts | ENDirect | Contracts | SCS | 158 | O/H LINE REPLACEMENT - PLANNED | 634001 | Locl O/Hs to Capital | 5.4112 | Replacement | Local OH | OH | Excl | SCS | 162 | NET DEV - AUGMENT SUB TRANS DI | 503350 | OH&Safety Exp | 2.7889 | Augmentation | Contracts | ENDirect | Contracts | SCS
| 148 | POLE REPLACEMENT | 613439 | SC Construct CP OT | 9.6593 | Replacement | Labour | ENDirect | Labour | SCS | 158 | O/H LINE REPLACEMENT - PLANNED | 613400 | BR-NT RES CJ LW PO | 1.0197 | Replacement | Labour | ENDirect | Labour | SCS | 158 | O/H LINE REPLACEMENT - PLANNED | 635000 | NS Margin | 1.5985 | Replacement | PNS MG | ENDirect | Excl | SCS | 162 | NET DEV - AUGMENT SUB TRANS DI | 520100 | M & S-Distribution | 522.4533 | Augmentation | Materials | ENDirect | Materials | SCS
| 148 | POLE REPLACEMENT | 613566 | BR-NT PNS A2 | 0.97368 | Replacement | Labour | ENDirect | Labour | SCS | 158 | O/H LINE REPLACEMENT - PLANNED | 613410 | BR-NT RES GB | 8.441 | Replacement | Labour | ENDirect | Labour | SCS | 158 | O/H LINE REPLACEMENT - PLANNED | 635001 | EN NS Margin | -0.24762 | Replacement | PNS MG | ENDirect | Excl | SCS | 162 | NET DEV - AUGMENT SUB TRANS DI | 520200 | M & S-Transmission | 69.947 | Augmentation | Materials | ENDirect | Materials | SCS
| 148 | POLE REPLACEMENT | 613630 | Senior Design NT | 1.5693 | Replacement | Labour | ENDirect | Labour | SCS | 158 | O/H LINE REPLACEMENT - PLANNED | 613411 | BR-OT RES GB | 0.48054 | Replacement | Labour | ENDirect | Labour | SCS | 158 | O/H LINE REPLACEMENT - PLANNED | 636000 | System Control O/H | 0.09095 | Replacement | System Control OH | OH | Excl | SCS | 162 | NET DEV - AUGMENT SUB TRANS DI | 522200 | M & S-MV & Plant | -0.03205 | Augmentation | Materials | ENDirect | Materials | SCS
| 148 | POLE REPLACEMENT | 613680 | NS:Engineer D/S N/T | 6.2215 | Replacement | Labour | ENDirect | Labour | SCS | 158 | O/H LINE REPLACEMENT - PLANNED | 613440 | SC Design/Draftin NT | 0.27124 | Replacement | Labour | ENDirect | Labour | SCS | 158 | O/H LINE REPLACEMENT - PLANNED | 636001 | System Control O/H | 3.0461 | Replacement | System Control OH | OH | Excl | SCS | 162 | NET DEV - AUGMENT SUB TRANS DI | 523100 | M & S-Admin & Gen | 8.5269 | Augmentation | Materials | ENDirect | Materials | SCS
| 148 | POLE REPLACEMENT | 613800 | NS:Mat Distribution | -31.5787 | Replacement | Materials | ENDirect | Materials | SCS | 158 | O/H LINE REPLACEMENT - PLANNED | 613566 | BR-NT PNS A2 | 1.7838 | Replacement | Labour | ENDirect | Labour | SCS | 158 | O/H LINE REPLACEMENT - PLANNED | 639000 | Network Service Corp | 2.7688 | Replacement | PNS Corporate OH | OH | Excl | SCS | 162 | NET DEV - AUGMENT SUB TRANS DI | 523300 | Cap Purch -Equipment | 1.1244 | Augmentation | Materials | ENDirect | Materials | SCS
| 148 | POLE REPLACEMENT | 633000 | Corp O/Hs to Capital | 231.9651 | Replacement | Contracts | OH | Contracts | SCS | 158 | O/H LINE REPLACEMENT - PLANNED | 613800 | NS:Mat Distribution | 0.09314 | Replacement | Materials | ENDirect | Materials | SCS | 158 | O/H LINE REPLACEMENT - PLANNED | 639050 | NS: Fleet&Prop O/Hs | 0.42585 | Replacement | PNS Fleet & Property OH | OH | Excl | SCS | 162 | NET DEV - AUGMENT SUB TRANS DI | 531000 | Maintenance Services | 44.9585 | Augmentation | Contracts | ENDirect | Contracts | SCS
| 148 | POLE REPLACEMENT | 634001 | Locl O/Hs to Capital | 102.9015 | Replacement | Local OH | OH | Excl | SCS | 158 | O/H LINE REPLACEMENT - PLANNED | 634001 | Locl O/Hs to Capital | 1.8987 | Replacement | Local OH | OH | Excl | SCS | 160 | LV AUGMENTATION | 520100 | M & S-Distribution | 207.3177 | Augmentation | Materials | ENDirect | Materials | SCS | 162 | NET DEV - AUGMENT SUB TRANS DI | 531020 | Eng & Tech Services | 150.5778 | Augmentation | Labour | ENDirect | Labour | SCS
| 148 | POLE REPLACEMENT | 635001 | EN NS Margin | 76.3676 | Replacement | PNS MG | ENDirect | Excl | SCS | 158 | O/H LINE REPLACEMENT - PLANNED | 635001 | EN NS Margin | 1.4889 | Replacement | PNS MG | ENDirect | Excl | SCS | 160 | LV AUGMENTATION | 520200 | M & S-Transmission | 0.06048 | Augmentation | Materials | ENDirect | Materials | SCS | 162 | NET DEV - AUGMENT SUB TRANS DI | 531045 | MDA Services | 2.3981 | Augmentation | Contracts | ENDirect | Contracts | SCS
| 148 | POLE REPLACEMENT | 636001 | System Control O/H | 31.5279 | Replacement | System Control OH | OH | Excl | SCS | 158 | O/H LINE REPLACEMENT - PLANNED | 636001 | System Control O/H | 0.59423 | Replacement | System Control OH | OH | Excl | SCS | 160 | LV AUGMENTATION | 523100 | M & S-Admin & Gen | 0.59585 | Augmentation | Materials | ENDirect | Materials | SCS | 162 | NET DEV - AUGMENT SUB TRANS DI | 531200 | Construct'n Services | 161.6144 | Augmentation | Contracts | ENDirect | Contracts | SCS
| 148 | POLE REPLACEMENT | 639000 | Network Service Corp | 68.971 | Replacement | PNS Corporate OH | OH | Excl | SCS | 158 | O/H LINE REPLACEMENT - PLANNED | 639000 | Network Service Corp | 1.5786 | Replacement | PNS Corporate OH | OH | Excl | SCS | 160 | LV AUGMENTATION | 531000 | Maintenance Services | 0.07854 | Augmentation | Contracts | ENDirect | Contracts | SCS | 162 | NET DEV - AUGMENT SUB TRANS DI | 531201 | Contracts-Contestabl | 52.2612 | Augmentation | Contracts | ENDirect | Contracts | SCS
| 148 | POLE REPLACEMENT | 639050 | NS: Fleet&Prop O/Hs | 8.8087 | Replacement | PNS Fleet & Property OH | OH | Excl | SCS | 158 | O/H LINE REPLACEMENT - PLANNED | 639050 | NS: Fleet&Prop O/Hs | 0.19386 | Replacement | PNS Fleet & Property OH | OH | Excl | SCS | 160 | LV AUGMENTATION | 531200 | Construct'n Services | 6.48 | Augmentation | Contracts | ENDirect | Contracts | SCS | 162 | NET DEV - AUGMENT SUB TRANS DI | 531210 | NS:Field SubContUmb | 98.8461 | Augmentation | Labour | ENDirect | Labour | SCS
| 149 | POLE LIFE EXTENSION - STAKING | 520100 | M & S-Distribution | 0.0298 | Replacement | Materials | ENDirect | Materials | SCS | 160 | LV AUGMENTATION | 520100 | M & S-Distribution | 159.4229 | Augmentation | Materials | ENDirect | Materials | SCS | 160 | LV AUGMENTATION | 531464 | NS: Civil Works CPS | 37.1899 | Augmentation | Contracts | ENDirect | Contracts | SCS | 162 | NET DEV - AUGMENT SUB TRANS DI | 531464 | NS: Civil Works CPS | 1990.7555 | Augmentation | Contracts | ENDirect | Contracts | SCS
| 149 | POLE LIFE EXTENSION - STAKING | 531466 | NS:UR RP Pck Wks CPS | 62.2595 | Replacement | Contracts | ENDirect | Contracts | SCS | 160 | LV AUGMENTATION | 520200 | M & S-Transmission | 2.26 | Augmentation | Materials | ENDirect | Materials | SCS | 160 | LV AUGMENTATION | 531466 | NS:UR RP Pck Wks CPS | 0.05472 | Augmentation | Contracts | ENDirect | Contracts | SCS | 162 | NET DEV - AUGMENT SUB TRANS DI | 531466 | NS:UR RP Pck Wks CPS | 2.9073 | Augmentation | Contracts | ENDirect | Contracts | SCS
| 149 | POLE LIFE EXTENSION - STAKING | 531485 | NS:CivilContract-PCN | -33.841 | Replacement | Contracts | ENDirect | Contracts | SCS | 160 | LV AUGMENTATION | 523100 | M & S-Admin & Gen | 1.0995 | Augmentation | Materials | ENDirect | Materials | SCS | 160 | LV AUGMENTATION | 531467 | NS: Traffic Mgmt CPS | 50.4207 | Augmentation | Contracts | ENDirect | Contracts | SCS | 162 | NET DEV - AUGMENT SUB TRANS DI | 531467 | NS: Traffic Mgmt CPS | 312.2741 | Augmentation | Contracts | ENDirect | Contracts | SCS
| 149 | POLE LIFE EXTENSION - STAKING | 612210 | Network N/T | 0.61696 | Replacement | Labour | ENDirect | Labour | SCS | 160 | LV AUGMENTATION | 531464 | NS: Civil Works CPS | 55.7155 | Augmentation | Contracts | ENDirect | Contracts | SCS | 160 | LV AUGMENTATION | 531468 | NS: Waste Disp CPS | 33.075 | Augmentation | Contracts | ENDirect | Contracts | SCS | 162 | NET DEV - AUGMENT SUB TRANS DI | 531468 | NS: Waste Disp CPS | 271.2086 | Augmentation | Contracts | ENDirect | Contracts | SCS
| 149 | POLE LIFE EXTENSION - STAKING | 613290 | NS Tech/Proj Mger NT | 2.9185 | Replacement | Labour | ENDirect | Labour | SCS | 160 | LV AUGMENTATION | 531467 | NS: Traffic Mgmt CPS | 29.3449 | Augmentation | Contracts | ENDirect | Contracts | SCS | 160 | LV AUGMENTATION | 532050 | Consult Serv:Ded | 0.0273 | Augmentation | Contracts | ENDirect | Contracts | SCS | 162 | NET DEV - AUGMENT SUB TRANS DI | 531469 | NS: Other CPS | 1417.5601 | Augmentation | Labour | ENDirect | Labour | SCS
| 149 | POLE LIFE EXTENSION - STAKING | 613350 | NS:DesignSup D/S N/T | 0.01248 | Replacement | Labour | ENDirect | Labour | SCS | 160 | LV AUGMENTATION | 531468 | NS: Waste Disp CPS | 6.5883 | Augmentation | Contracts | ENDirect | Contracts | SCS | 160 | LV AUGMENTATION | 532200 | Hire: Plant & Equip | 1.155 | Augmentation | Contracts | ENDirect | Contracts | SCS | 162 | NET DEV - AUGMENT SUB TRANS DI | 531480 | NS:Asset Solution De | 21.356 | Augmentation | Labour | ENDirect | Labour | SCS
| 149 | POLE LIFE EXTENSION - STAKING | 613360 | NS:Draft/GIS D/S N/T | 0.61069 | Replacement | Labour | ENDirect | Labour | SCS | 160 | LV AUGMENTATION | 531469 | NS: Other CPS | 1.74 | Augmentation | Labour | ENDirect | Labour | SCS | 160 | LV AUGMENTATION | 611900 | Stores Recovery Dist | 6.634 | Augmentation | Contracts | ENDirect | Contracts | SCS | 162 | NET DEV - AUGMENT SUB TRANS DI | 532050 | Consult Serv:Ded | 27.255 | Augmentation | Contracts | ENDirect | Contracts | SCS
| 149 | POLE LIFE EXTENSION - STAKING | 633000 | Corp O/Hs to Capital | 5.0075 | Replacement | Contracts | OH | Contracts | SCS | 160 | LV AUGMENTATION | 591997 | Proj Trf - EN OH | -2.357 | Augmentation | Contracts | ENDirect | Contracts | SCS | 160 | LV AUGMENTATION | 611901 | Stores Rec Local | 5.6543 | Augmentation | Contracts | ENDirect | Contracts | SCS | 162 | NET DEV - AUGMENT SUB TRANS DI | 532140 | Tech Services | 3.638 | Augmentation | Contracts | ENDirect | Contracts | SCS
| 149 | POLE LIFE EXTENSION - STAKING | 634001 | Locl O/Hs to Capital | 2.2618 | Replacement | Local OH | OH | Excl | SCS | 160 | LV AUGMENTATION | 591998 | Proj. Tsf Direct Tax | -4.1913 | Augmentation | Contracts | ENDirect | Contracts | SCS | 160 | LV AUGMENTATION | 611902 | Purchase OrderOncost | 0.19564 | Augmentation | Contracts | ENDirect | Contracts | SCS | 162 | NET DEV - AUGMENT SUB TRANS DI | 532200 | Hire: Plant & Equip | 39.919 | Augmentation | Contracts | ENDirect | Contracts | SCS
| 149 | POLE LIFE EXTENSION - STAKING | 635001 | EN NS Margin | 1.7733 | Replacement | PNS MG | ENDirect | Excl | SCS | 160 | LV AUGMENTATION | 591999 | Proj Tsf - EN Direct | -7.8406 | Augmentation | Contracts | ENDirect | Contracts | SCS | 160 | LV AUGMENTATION | 613240 | BR-NT PNS LW | 79.0833 | Augmentation | Labour | ENDirect | Labour | SCS | 162 | NET DEV - AUGMENT SUB TRANS DI | 532340 | Site Restoration | 3.205 | Augmentation | Contracts | ENDirect | Contracts | SCS
| 149 | POLE LIFE EXTENSION - STAKING | 636001 | System Control O/H | 0.65083 | Replacement | System Control OH | OH | Excl | SCS | 160 | LV AUGMENTATION | 611900 | Stores Recovery Dist | 4.5846 | Augmentation | Contracts | ENDirect | Contracts | SCS | 160 | LV AUGMENTATION | 613241 | BR-OT PNS LW | 1.995 | Augmentation | Labour | ENDirect | Labour | SCS | 162 | NET DEV - AUGMENT SUB TRANS DI | 532360 | Taxi Charges | 0.19297 | Augmentation | Contracts | ENDirect | Contracts | SCS
| 149 | POLE LIFE EXTENSION - STAKING | 639000 | Network Service Corp | 1.4996 | Replacement | PNS Corporate OH | OH | Excl | SCS | 160 | LV AUGMENTATION | 611901 | Stores Rec Local | 2.8141 | Augmentation | Contracts | ENDirect | Contracts | SCS | 160 | LV AUGMENTATION | 613250 | BR-NT PNS GB | 139.9445 | Augmentation | Labour | ENDirect | Labour | SCS | 162 | NET DEV - AUGMENT SUB TRANS DI | 532420 | Stationery/Printing | 0.0645 | Augmentation | Contracts | ENDirect | Contracts | SCS
| 149 | POLE LIFE EXTENSION - STAKING | 639050 | NS: Fleet&Prop O/Hs | 0.1861 | Replacement | PNS Fleet & Property OH | OH | Excl | SCS | 160 | LV AUGMENTATION | 611902 | Purchase OrderOncost | 5.862 | Augmentation | Contracts | ENDirect | Contracts | SCS | 160 | LV AUGMENTATION | 613251 | BR-OT PNS GB | -2.4877 | Augmentation | Labour | ENDirect | Labour | SCS | 162 | NET DEV - AUGMENT SUB TRANS DI | 534230 | Market'g & Promotion | 0.01724 | Augmentation | Contracts | ENDirect | Contracts | SCS
| 150 | UG ASSET REPLACEMENT - PLANNED | 503281 | Parking | 0.0223 | Replacement | Contracts | ENDirect | Contracts | SCS | 160 | LV AUGMENTATION | 613240 | BR-NT PNS LW | 2.1056 | Augmentation | Labour | ENDirect | Labour | SCS | 160 | LV AUGMENTATION | 613260 | BR-NT PNS ZT | 1.3808 | Augmentation | Labour | ENDirect | Labour | SCS | 162 | NET DEV - AUGMENT SUB TRANS DI | 545150 | Misc Admin Exps | 0.80215 | Augmentation | Contracts | ENDirect | Contracts | SCS
| 150 | UG ASSET REPLACEMENT - PLANNED | 520100 | M & S-Distribution | 118.6383 | Replacement | Materials | ENDirect | Materials | SCS | 160 | LV AUGMENTATION | 613241 | BR-OT PNS LW | 0.15413 | Augmentation | Labour | ENDirect | Labour | SCS | 160 | LV AUGMENTATION | 613280 | NS Design D/S N/T | 54.0194 | Augmentation | Labour | ENDirect | Labour | SCS | 162 | NET DEV - AUGMENT SUB TRANS DI | 582300 | Permits & Licenc FBT | 0.08155 | Augmentation | Contracts | ENDirect | Contracts | SCS
| 150 | UG ASSET REPLACEMENT - PLANNED | 523100 | M & S-Admin & Gen | 0.8858 | Replacement | Materials | ENDirect | Materials | SCS | 160 | LV AUGMENTATION | 613250 | BR-NT PNS GB | 49.3928 | Augmentation | Labour | ENDirect | Labour | SCS | 160 | LV AUGMENTATION | 613281 | NS Design D/S O/T | 1.1026 | Augmentation | Labour | ENDirect | Labour | SCS | 162 | NET DEV - AUGMENT SUB TRANS DI | 591997 | Proj Trf - OH/Mar | -14.6801 | Augmentation | Contracts | ENDirect | Contracts | SCS
| 150 | UG ASSET REPLACEMENT - PLANNED | 523300 | Cap Purch -Equipment | 0.00144 | Replacement | Materials | ENDirect | Materials | SCS | 160 | LV AUGMENTATION | 613251 | BR-OT PNS GB | 7.2882 | Augmentation | Labour | ENDirect | Labour | SCS | 160 | LV AUGMENTATION | 613290 | NS Tech/Proj Mger NT | 2.3974 | Augmentation | Labour | ENDirect | Labour | SCS | 162 | NET DEV - AUGMENT SUB TRANS DI | 591998 | Proj. Tsf Direct Tax | 4.5911 | Augmentation | Contracts | ENDirect | Contracts | SCS
| 150 | UG ASSET REPLACEMENT - PLANNED | 531020 | Eng & Tech Services | -13.3 | Replacement | Labour | ENDirect | Labour | SCS | 160 | LV AUGMENTATION | 613260 | BR-NT PNS ZT | 0.25638 | Augmentation | Labour | ENDirect | Labour | SCS | 160 | LV AUGMENTATION | 613291 | NS Tech/Proj Mger OT | 0.45519 | Augmentation | Labour | ENDirect | Labour | SCS | 162 | NET DEV - AUGMENT SUB TRANS DI | 591999 | Proj Trf - Dir Costs | -14.7981 | Augmentation | Contracts | ENDirect | Contracts | SCS
| 150 | UG ASSET REPLACEMENT - PLANNED | 531035 | Engineer & Dsgn Serv | 51.5347 | Replacement | Labour | ENDirect | Labour | SCS | 160 | LV AUGMENTATION | 613280 | NS Design D/S N/T | 20.479 | Augmentation | Labour | ENDirect | Labour | SCS | 160 | LV AUGMENTATION | 613310 | BR-NT PNS TS | 0.29602 | Augmentation | Labour | ENDirect | Labour | SCS | 162 | NET DEV - AUGMENT SUB TRANS DI | 611900 | Stores Recovery Dist | 10.2244 | Augmentation | Contracts | ENDirect | Contracts | SCS
| 150 | UG ASSET REPLACEMENT - PLANNED | 531200 | Construct'n Services | 6.184 | Replacement | Contracts | ENDirect | Contracts | SCS | 160 | LV AUGMENTATION | 613290 | NS Tech/Proj Mger NT | 23.7417 | Augmentation | Labour | ENDirect | Labour | SCS | 160 | LV AUGMENTATION | 613360 | NS:Draft/GIS D/S N/T | 9.811 | Augmentation | Labour | ENDirect | Labour | SCS | 162 | NET DEV - AUGMENT SUB TRANS DI | 611901 | Stores Rec Local | 7.6029 | Augmentation | Contracts | ENDirect | Contracts | SCS
| 150 | UG ASSET REPLACEMENT - PLANNED | 531464 | NS: Civil Works CPS | 776.0095 | Replacement | Contracts | ENDirect | Contracts | SCS | 160 | LV AUGMENTATION | 613310 | BR-NT PNS TS | 0.73222 | Augmentation | Labour | ENDirect | Labour | SCS | 160 | LV AUGMENTATION | 613361 | NS:Draft/GIS D/S O/T | 2.9132 | Augmentation | Labour | ENDirect | Labour | SCS | 162 | NET DEV - AUGMENT SUB TRANS DI | 611902 | Purchase OrderOncost | 2.7814 | Augmentation | Contracts | ENDirect | Contracts | SCS
| 150 | UG ASSET REPLACEMENT - PLANNED | 531466 | NS:UR RP Pck Wks CPS | 29.779 | Replacement | Contracts | ENDirect | Contracts | SCS | 160 | LV AUGMENTATION | 613311 | BR-OT PNS TS | 0.16222 | Augmentation | Labour | ENDirect | Labour | SCS | 160 | LV AUGMENTATION | 613370 | NS:Survey D/S N/T | 5.7825 | Augmentation | Labour | ENDirect | Labour | SCS | 162 | NET DEV - AUGMENT SUB TRANS DI | 612210 | Network N/T | 31.9735 | Augmentation | Labour | ENDirect | Labour | SCS
| 150 | UG ASSET REPLACEMENT - PLANNED | 531467 | NS: Traffic Mgmt CPS | 79.581 | Replacement | Contracts | ENDirect | Contracts | SCS | 160 | LV AUGMENTATION | 613350 | NS:DesignSup D/S N/T | 0.31193 | Augmentation | Labour | ENDirect | Labour | SCS | 160 | LV AUGMENTATION | 613400 | BR-NT RES CJ LW PO | 65.9643 | Augmentation | Labour | ENDirect | Labour | SCS | 162 | NET DEV - AUGMENT SUB TRANS DI | 613240 | BR-NT PNS LW | 44.7238 | Augmentation | Labour | ENDirect | Labour | SCS
| 150 | UG ASSET REPLACEMENT - PLANNED | 531468 | NS: Waste Disp CPS | 189.2322 | Replacement | Contracts | ENDirect | Contracts | SCS | 160 | LV AUGMENTATION | 613360 | NS:Draft/GIS D/S N/T | 27.12 | Augmentation | Labour | ENDirect | Labour | SCS | 160 | LV AUGMENTATION | 613401 | BR-OT RES CJ LW PO | 2.3786 | Augmentation | Labour | ENDirect | Labour | SCS | 162 | NET DEV - AUGMENT SUB TRANS DI | 613241 | BR-OT PNS LW | 11.3666 | Augmentation | Labour | ENDirect | Labour | SCS
| 150 | UG ASSET REPLACEMENT - PLANNED | 531469 | NS: Other CPS | 2.6405 | Replacement | Labour | ENDirect | Labour | SCS | 160 | LV AUGMENTATION | 613400 | BR-NT RES CJ LW PO | 37.9831 | Augmentation | Labour | ENDirect | Labour | SCS | 160 | LV AUGMENTATION | 613410 | BR-NT RES GB | 125.5501 | Augmentation | Labour | ENDirect | Labour | SCS | 162 | NET DEV - AUGMENT SUB TRANS DI | 613250 | BR-NT PNS GB | 57.3969 | Augmentation | Labour | ENDirect | Labour | SCS
| 150 | UG ASSET REPLACEMENT - PLANNED | 531475 | NS:FieldPackagedWk-P | 0.7415 | Replacement | Contracts | ENDirect | Contracts | SCS | 160 | LV AUGMENTATION | 613401 | BR-OT RES CJ LW PO | 14.18 | Augmentation | Labour | ENDirect | Labour | SCS | 160 | LV AUGMENTATION | 613411 | BR-OT RES GB | 4.7146 | Augmentation | Labour | ENDirect | Labour | SCS | 162 | NET DEV - AUGMENT SUB TRANS DI | 613251 | BR-OT PNS GB | 19.5782 | Augmentation | Labour | ENDirect | Labour | SCS
| 150 | UG ASSET REPLACEMENT - PLANNED | 531485 | NS:CivilContract-PCN | -2.13 | Replacement | Contracts | ENDirect | Contracts | SCS | 160 | LV AUGMENTATION | 613410 | BR-NT RES GB | 59.4885 | Augmentation | Labour | ENDirect | Labour | SCS | 160 | LV AUGMENTATION | 613434 | SC Design/Drafter NT | 55.3422 | Augmentation | Labour | ENDirect | Labour | SCS | 162 | NET DEV - AUGMENT SUB TRANS DI | 613260 | BR-NT PNS ZT | 145.7287 | Augmentation | Labour | ENDirect | Labour | SCS
| 150 | UG ASSET REPLACEMENT - PLANNED | 531495 | NS:Field Pack Wk CPN | -92.9393 | Replacement | Contracts | ENDirect | Contracts | SCS | 160 | LV AUGMENTATION | 613411 | BR-OT RES GB | 13.1348 | Augmentation | Labour | ENDirect | Labour | SCS | 160 | LV AUGMENTATION | 613440 | SC Design/Draftin NT | 1.2228 | Augmentation | Labour | ENDirect | Labour | SCS | 162 | NET DEV - AUGMENT SUB TRANS DI | 613261 | BR-OT PNS ZT | 51.1058 | Augmentation | Labour | ENDirect | Labour | SCS
| 150 | UG ASSET REPLACEMENT - PLANNED | 532200 | Hire: Plant & Equip | 14.894 | Replacement | Contracts | ENDirect | Contracts | SCS | 160 | LV AUGMENTATION | 613434 | SC Design/Drafter NT | 16.6214 | Augmentation | Labour | ENDirect | Labour | SCS | 160 | LV AUGMENTATION | 613441 | SC Design/Draftin OT | 0.49765 | Augmentation | Labour | ENDirect | Labour | SCS | 162 | NET DEV - AUGMENT SUB TRANS DI | 613280 | NS Design D/S N/T | 410.5367 | Augmentation | Labour | ENDirect | Labour | SCS
| 150 | UG ASSET REPLACEMENT - PLANNED | 545150 | Misc Admin Exps | 0.11136 | Replacement | Contracts | ENDirect | Contracts | SCS | 160 | LV AUGMENTATION | 613440 | SC Design/Draftin NT | 1.6071 | Augmentation | Labour | ENDirect | Labour | SCS | 160 | LV AUGMENTATION | 613566 | BR-NT PNS A2 | 42.8846 | Augmentation | Labour | ENDirect | Labour | SCS | 162 | NET DEV - AUGMENT SUB TRANS DI | 613281 | NS Design D/S O/T | 6.5712 | Augmentation | Labour | ENDirect | Labour | SCS
| 150 | UG ASSET REPLACEMENT - PLANNED | 591997 | Proj Trf - OH/Mar | -2.7613 | Replacement | Contracts | ENDirect | Contracts | SCS | 160 | LV AUGMENTATION | 613441 | SC Design/Draftin OT | 0.06781 | Augmentation | Labour | ENDirect | Labour | SCS | 160 | LV AUGMENTATION | 613567 | BR-OT PNS A2 | 1.1428 | Augmentation | Labour | ENDirect | Labour | SCS | 162 | NET DEV - AUGMENT SUB TRANS DI | 613290 | NS Tech/Proj Mger NT | 720.829 | Augmentation | Labour | ENDirect | Labour | SCS
| 150 | UG ASSET REPLACEMENT - PLANNED | 591999 | Proj Trf - Dir Costs | -5.1563 | Replacement | Contracts | ENDirect | Contracts | SCS | 160 | LV AUGMENTATION | 613448 | SC Senior Des/Sur NT | 28.93 | Augmentation | Labour | ENDirect | Labour | SCS | 160 | LV AUGMENTATION | 613574 | BR-NT PNS CT | 1.2581 | Augmentation | Labour | ENDirect | Labour | SCS | 162 | NET DEV - AUGMENT SUB TRANS DI | 613291 | NS Tech/Proj Mger OT | -0.07593 | Augmentation | Labour | ENDirect | Labour | SCS
| 150 | UG ASSET REPLACEMENT - PLANNED | 611900 | Stores Recovery Dist | 3.3355 | Replacement | Contracts | ENDirect | Contracts | SCS | 160 | LV AUGMENTATION | 613449 | SC Senior Des/Sur OT | 8.661 | Augmentation | Labour | ENDirect | Labour | SCS | 160 | LV AUGMENTATION | 613576 | BR-NT PNS FT | 9.8037 | Augmentation | Labour | ENDirect | Labour | SCS | 162 | NET DEV - AUGMENT SUB TRANS DI | 613310 | BR-NT PNS TS | 91.2087 | Augmentation | Labour | ENDirect | Labour | SCS
| 150 | UG ASSET REPLACEMENT - PLANNED | 611901 | Stores Rec Local | 5.8274 | Replacement | Contracts | ENDirect | Contracts | SCS | 160 | LV AUGMENTATION | 613566 | BR-NT PNS A2 | 11.9415 | Augmentation | Labour | ENDirect | Labour | SCS | 160 | LV AUGMENTATION | 613602 | BR-NT PNS TA (ZT) | 0.27616 | Augmentation | Labour | ENDirect | Labour | SCS | 162 | NET DEV - AUGMENT SUB TRANS DI | 613311 | BR-OT PNS TS | 4.8401 | Augmentation | Labour | ENDirect | Labour | SCS
| 150 | UG ASSET REPLACEMENT - PLANNED | 611902 | Purchase OrderOncost | 3.3019 | Replacement | Contracts | ENDirect | Contracts | SCS | 160 | LV AUGMENTATION | 613567 | BR-OT PNS A2 | 0.5229 | Augmentation | Labour | ENDirect | Labour | SCS | 160 | LV AUGMENTATION | 613630 | Senior Design NT | 0.33038 | Augmentation | Labour | ENDirect | Labour | SCS | 162 | NET DEV - AUGMENT SUB TRANS DI | 613350 | NS:DesignSup D/S N/T | 28.2771 | Augmentation | Labour | ENDirect | Labour | SCS
| 150 | UG ASSET REPLACEMENT - PLANNED | 611920 | QvA +/- Capital | 0.34329 | Replacement | Labour | ENDirect | Labour | SCS | 160 | LV AUGMENTATION | 613602 | BR-NT PNS TA (ZT) | 1.4742 | Augmentation | Labour | ENDirect | Labour | SCS | 160 | LV AUGMENTATION | 613680 | NS:Engineer D/S N/T | 3.1308 | Augmentation | Labour | ENDirect | Labour | SCS | 162 | NET DEV - AUGMENT SUB TRANS DI | 613360 | NS:Draft/GIS D/S N/T | 54.8967 | Augmentation | Labour | ENDirect | Labour | SCS
| 150 | UG ASSET REPLACEMENT - PLANNED | 612210 | Network N/T | 1.6702 | Replacement | Labour | ENDirect | Labour | SCS | 160 | LV AUGMENTATION | 613603 | BR-OT PNS TA (ZT) | 0.1519 | Augmentation | Labour | ENDirect | Labour | SCS | 160 | LV AUGMENTATION | 634001 | Locl O/Hs to Capital | 72.7848 | Augmentation | Local OH | OH | Excl | SCS | 162 | NET DEV - AUGMENT SUB TRANS DI | 613370 | NS:Survey D/S N/T | 43.5911 | Augmentation | Labour | ENDirect | Labour | SCS
| 150 | UG ASSET REPLACEMENT - PLANNED | 612460 | CP Labour Trf Capex | 1.3362 | Replacement | Labour | ENDirect | Labour | SCS | 160 | LV AUGMENTATION | 613680 | NS:Engineer D/S N/T | 18.7063 | Augmentation | Labour | ENDirect | Labour | SCS | 160 | LV AUGMENTATION | 635001 | EN NS Margin | 42.2694 | Augmentation | PNS MG | ENDirect | Excl | SCS | 162 | NET DEV - AUGMENT SUB TRANS DI | 613371 | NS:Survey D/S O/T | -1.7013 | Augmentation | Labour | ENDirect | Labour | SCS
| 150 | UG ASSET REPLACEMENT - PLANNED | 613240 | BR-NT PNS LW | 1.3997 | Replacement | Labour | ENDirect | Labour | SCS | 160 | LV AUGMENTATION | 613681 | NS:Engineer D/S O/T | 0.66116 | Augmentation | Labour | ENDirect | Labour | SCS | 160 | LV AUGMENTATION | 636001 | System Control O/H | 37.0915 | Augmentation | System Control OH | OH | Excl | SCS | 162 | NET DEV - AUGMENT SUB TRANS DI | 613400 | BR-NT RES CJ LW PO | 1.5052 | Augmentation | Labour | ENDirect | Labour | SCS
| 150 | UG ASSET REPLACEMENT - PLANNED | 613241 | BR-OT PNS LW | 1.1562 | Replacement | Labour | ENDirect | Labour | SCS | 160 | LV AUGMENTATION | 634001 | Locl O/Hs to Capital | 46.7811 | Augmentation | Local OH | OH | Excl | SCS | 160 | LV AUGMENTATION | 639000 | Network Service Corp | 51.3017 | Augmentation | PNS Corporate OH | OH | Excl | SCS | 162 | NET DEV - AUGMENT SUB TRANS DI | 613410 | BR-NT RES GB | 41.4259 | Augmentation | Labour | ENDirect | Labour | SCS
| 150 | UG ASSET REPLACEMENT - PLANNED | 613248 | NS:GenLinewrk N/T CP | 32.314 | Replacement | Labour | ENDirect | Labour | SCS | 160 | LV AUGMENTATION | 635001 | EN NS Margin | 23.3547 | Augmentation | PNS MG | ENDirect | Excl | SCS | 160 | LV AUGMENTATION | 639050 | NS: Fleet&Prop O/Hs | 6.4684 | Augmentation | PNS Fleet & Property OH | OH | Excl | SCS | 162 | NET DEV - AUGMENT SUB TRANS DI | 613411 | BR-OT RES GB | 0.31748 | Augmentation | Labour | ENDirect | Labour | SCS
| 150 | UG ASSET REPLACEMENT - PLANNED | 613249 | NS:GenLinewrk O/T CP | 5.5987 | Replacement | Labour | ENDirect | Labour | SCS | 160 | LV AUGMENTATION | 636001 | System Control O/H | 14.5001 | Augmentation | System Control OH | OH | Excl | SCS | 161 | AUGMENTATION OF ZONE SUBSTATN. | 503190 | Travel: Australia | 0.7194 | Augmentation | Contracts | ENDirect | Contracts | SCS | 162 | NET DEV - AUGMENT SUB TRANS DI | 613420 | BR-NT RES TS | 3.9734 | Augmentation | Labour | ENDirect | Labour | SCS
| 150 | UG ASSET REPLACEMENT - PLANNED | 613250 | BR-NT PNS GB | 0.26628 | Replacement | Labour | ENDirect | Labour | SCS | 160 | LV AUGMENTATION | 639000 | Network Service Corp | 36.6731 | Augmentation | PNS Corporate OH | OH | Excl | SCS | 161 | AUGMENTATION OF ZONE SUBSTATN. | 503194 | Employee meal travel | 0.03718 | Augmentation | Contracts | ENDirect | Contracts | SCS | 162 | NET DEV - AUGMENT SUB TRANS DI | 613421 | BR-OT RES TS | 0.27448 | Augmentation | Labour | ENDirect | Labour | SCS
| 150 | UG ASSET REPLACEMENT - PLANNED | 613258 | NS:LiveLinw-GenN/TCP | 12.1157 | Replacement | Labour | ENDirect | Labour | SCS | 160 | LV AUGMENTATION | 639050 | NS: Fleet&Prop O/Hs | 4.7056 | Augmentation | PNS Fleet & Property OH | OH | Excl | SCS | 161 | AUGMENTATION OF ZONE SUBSTATN. | 503197 | Booking fees | 0.04242 | Augmentation | Contracts | ENDirect | Contracts | SCS | 162 | NET DEV - AUGMENT SUB TRANS DI | 613434 | SC Design/Drafter NT | -5.8033 | Augmentation | Labour | ENDirect | Labour | SCS
| 150 | UG ASSET REPLACEMENT - PLANNED | 613259 | NS:LiveLinwGenO/T CP | 4.8596 | Replacement | Labour | ENDirect | Labour | SCS | 161 | AUGMENTATION OF ZONE SUBSTATN. | 503281 | Car Pk:Non-PermNoFBT | 1.7473 | Augmentation | Contracts | ENDirect | Contracts | SCS | 161 | AUGMENTATION OF ZONE SUBSTATN. | 503240 | Employee Ent: FBT | 0.24687 | Augmentation | Contracts | ENDirect | Contracts | SCS | 162 | NET DEV - AUGMENT SUB TRANS DI | 613440 | SC Design/Draftin NT | 4.2634 | Augmentation | Labour | ENDirect | Labour | SCS
| 150 | UG ASSET REPLACEMENT - PLANNED | 613260 | BR-NT PNS ZT | 15.4679 | Replacement | Labour | ENDirect | Labour | SCS | 161 | AUGMENTATION OF ZONE SUBSTATN. | 503330 | In-house Refreshment | 0.5829 | Augmentation | Contracts | ENDirect | Contracts | SCS | 161 | AUGMENTATION OF ZONE SUBSTATN. | 503250 | Non Employee Ent | 0.18513 | Augmentation | Contracts | ENDirect | Contracts | SCS | 162 | NET DEV - AUGMENT SUB TRANS DI | 613441 | SC Design/Draftin OT | 0.02022 | Augmentation | Labour | ENDirect | Labour | SCS
| 150 | UG ASSET REPLACEMENT - PLANNED | 613261 | BR-OT PNS ZT | 0.1163 | Replacement | Labour | ENDirect | Labour | SCS | 161 | AUGMENTATION OF ZONE SUBSTATN. | 503350 | OH&Safety Exp | 0.11258 | Augmentation | Contracts | ENDirect | Contracts | SCS | 161 | AUGMENTATION OF ZONE SUBSTATN. | 503281 | Parking | 3.2793 | Augmentation | Contracts | ENDirect | Contracts | SCS | 162 | NET DEV - AUGMENT SUB TRANS DI | 613450 | SC Senior Des Eng NT | 10.4004 | Augmentation | Labour | ENDirect | Labour | SCS
| 150 | UG ASSET REPLACEMENT - PLANNED | 613268 | NS: Fitter N/T CP | 3.489 | Replacement | Labour | ENDirect | Labour | SCS | 161 | AUGMENTATION OF ZONE SUBSTATN. | 520100 | M & S-Distribution | 855.0757 | Augmentation | Materials | ENDirect | Materials | SCS | 161 | AUGMENTATION OF ZONE SUBSTATN. | 503330 | In-house Refreshment | 0.78925 | Augmentation | Contracts | ENDirect | Contracts | SCS | 162 | NET DEV - AUGMENT SUB TRANS DI | 613460 | BR-NT RES FT ZT | 87.9388 | Augmentation | Labour | ENDirect | Labour | SCS
| 150 | UG ASSET REPLACEMENT - PLANNED | 613269 | NS: Fitter O/T CP | 1.6282 | Replacement | Labour | ENDirect | Labour | SCS | 161 | AUGMENTATION OF ZONE SUBSTATN. | 520150 | M & S-Telecomm | 0.02989 | Augmentation | Materials | ENDirect | Materials | SCS | 161 | AUGMENTATION OF ZONE SUBSTATN. | 503350 | OH&Safety Exp | 2.0635 | Augmentation | Contracts | ENDirect | Contracts | SCS | 162 | NET DEV - AUGMENT SUB TRANS DI | 613461 | BR-OT RES FT ZT | 5.4691 | Augmentation | Labour | ENDirect | Labour | SCS
| 150 | UG ASSET REPLACEMENT - PLANNED | 613270 | NSConstruct Co-or NT | 10.6392 | Replacement | Labour | ENDirect | Labour | SCS | 161 | AUGMENTATION OF ZONE SUBSTATN. | 520200 | M & S-Transmission | 1454.1604 | Augmentation | Materials | ENDirect | Materials | SCS | 161 | AUGMENTATION OF ZONE SUBSTATN. | 520100 | M & S-Distribution | 440.1663 | Augmentation | Materials | ENDirect | Materials | SCS | 162 | NET DEV - AUGMENT SUB TRANS DI | 613566 | BR-NT PNS A2 | 44.9658 | Augmentation | Labour | ENDirect | Labour | SCS
| 150 | UG ASSET REPLACEMENT - PLANNED | 613271 | NSConstruct Co-or OT | 1.8899 | Replacement | Labour | ENDirect | Labour | SCS | 161 | AUGMENTATION OF ZONE SUBSTATN. | 522300 | Cap Purch-MV & Plant | 7.6024 | Augmentation | Materials | ENDirect | Materials | SCS | 161 | AUGMENTATION OF ZONE SUBSTATN. | 520200 | M & S-Transmission | 17.6537 | Augmentation | Materials | ENDirect | Materials | SCS | 162 | NET DEV - AUGMENT SUB TRANS DI | 613567 | BR-OT PNS A2 | 15.2779 | Augmentation | Labour | ENDirect | Labour | SCS
| 150 | UG ASSET REPLACEMENT - PLANNED | 613278 | NS: ConstCo-ordN/TCP | 10.1773 | Replacement | Labour | ENDirect | Labour | SCS | 161 | AUGMENTATION OF ZONE SUBSTATN. | 523100 | M & S-Admin & Gen | 8.1638 | Augmentation | Materials | ENDirect | Materials | SCS | 161 | AUGMENTATION OF ZONE SUBSTATN. | 522100 | M & S-Petroleum | 0.01344 | Augmentation | Materials | ENDirect | Materials | SCS | 162 | NET DEV - AUGMENT SUB TRANS DI | 613570 | BR-NT PNS CJ | 7.6932 | Augmentation | Labour | ENDirect | Labour | SCS
| 150 | UG ASSET REPLACEMENT - PLANNED | 613279 | NS:ConstCo-ordO/T CP | 1.2599 | Replacement | Labour | ENDirect | Labour | SCS | 161 | AUGMENTATION OF ZONE SUBSTATN. | 531000 | Maintenance Services | 41.2097 | Augmentation | Contracts | ENDirect | Contracts | SCS | 161 | AUGMENTATION OF ZONE SUBSTATN. | 522200 | M & S-MV & Plant | 2647.8701 | Augmentation | Materials | ENDirect | Materials | SCS | 162 | NET DEV - AUGMENT SUB TRANS DI | 613571 | BR-OT PNS CJ | 1.1773 | Augmentation | Labour | ENDirect | Labour | SCS
| 150 | UG ASSET REPLACEMENT - PLANNED | 613280 | NS Design D/S N/T | 0.9622 | Replacement | Labour | ENDirect | Labour | SCS | 161 | AUGMENTATION OF ZONE SUBSTATN. | 531020 | Eng & Tech Services | -7.4443 | Augmentation | Labour | ENDirect | Labour | SCS | 161 | AUGMENTATION OF ZONE SUBSTATN. | 523100 | M & S-Admin & Gen | 7.0219 | Augmentation | Materials | ENDirect | Materials | SCS | 162 | NET DEV - AUGMENT SUB TRANS DI | 613574 | BR-NT PNS CT | 49.6944 | Augmentation | Labour | ENDirect | Labour | SCS
| 150 | UG ASSET REPLACEMENT - PLANNED | 613290 | NS Tech/Proj Mger NT | 45.0617 | Replacement | Labour | ENDirect | Labour | SCS | 161 | AUGMENTATION OF ZONE SUBSTATN. | 531200 | Construct'n Services | -1e-05 | Augmentation | Contracts | ENDirect | Contracts | SCS | 161 | AUGMENTATION OF ZONE SUBSTATN. | 531000 | Maintenance Services | 227.2913 | Augmentation | Contracts | ENDirect | Contracts | SCS | 162 | NET DEV - AUGMENT SUB TRANS DI | 613575 | BR-OT PNS CT | 15.3346 | Augmentation | Labour | ENDirect | Labour | SCS
| 150 | UG ASSET REPLACEMENT - PLANNED | 613291 | NS Tech/Proj Mger OT | 0.23348 | Replacement | Labour | ENDirect | Labour | SCS | 161 | AUGMENTATION OF ZONE SUBSTATN. | 531464 | NS: Civil Works CPS | 177.9641 | Augmentation | Contracts | ENDirect | Contracts | SCS | 161 | AUGMENTATION OF ZONE SUBSTATN. | 531020 | Eng & Tech Services | 24.087 | Augmentation | Labour | ENDirect | Labour | SCS | 162 | NET DEV - AUGMENT SUB TRANS DI | 613576 | BR-NT PNS FT | 86.0301 | Augmentation | Labour | ENDirect | Labour | SCS
| 150 | UG ASSET REPLACEMENT - PLANNED | 613298 | NS:Tech/ProjMgrN/TCP | 129.704 | Replacement | Labour | ENDirect | Labour | SCS | 161 | AUGMENTATION OF ZONE SUBSTATN. | 531467 | NS: Traffic Mgmt CPS | 0.70725 | Augmentation | Contracts | ENDirect | Contracts | SCS | 161 | AUGMENTATION OF ZONE SUBSTATN. | 531035 | Engineer & Dsgn Serv | 52.9303 | Augmentation | Labour | ENDirect | Labour | SCS | 162 | NET DEV - AUGMENT SUB TRANS DI | 613577 | BR-OT PNS FT | 36.1826 | Augmentation | Labour | ENDirect | Labour | SCS
| 150 | UG ASSET REPLACEMENT - PLANNED | 613310 | BR-NT PNS TS | 3.319 | Replacement | Labour | ENDirect | Labour | SCS | 161 | AUGMENTATION OF ZONE SUBSTATN. | 531469 | NS: Other CPS | 1086.1813 | Augmentation | Labour | ENDirect | Labour | SCS | 161 | AUGMENTATION OF ZONE SUBSTATN. | 531200 | Construct'n Services | 39.18 | Augmentation | Contracts | ENDirect | Contracts | SCS | 162 | NET DEV - AUGMENT SUB TRANS DI | 613602 | BR-NT PNS TA (ZT) | 15.4127 | Augmentation | Labour | ENDirect | Labour | SCS
| 150 | UG ASSET REPLACEMENT - PLANNED | 613311 | BR-OT PNS TS | 0.12644 | Replacement | Labour | ENDirect | Labour | SCS | 161L | AUGMENTATION OF ZONE SUBSTATN. | 532500 | Property Services | 24630.534 | Land | Contracts | ENDirect | Contracts | Land | 161 | AUGMENTATION OF ZONE SUBSTATN. | 531464 | NS: Civil Works CPS | 271.3399 | Augmentation | Contracts | ENDirect | Contracts | SCS | 162 | NET DEV - AUGMENT SUB TRANS DI | 613630 | Senior Design NT | 128.0487 | Augmentation | Labour | ENDirect | Labour | SCS
| 150 | UG ASSET REPLACEMENT - PLANNED | 613318 | NS: Tester N/T CP | 42.0097 | Replacement | Labour | ENDirect | Labour | SCS | 161 | AUGMENTATION OF ZONE SUBSTATN. | 531480 | NS:Asset Solution De | 33.95 | Augmentation | Labour | ENDirect | Labour | SCS | 161 | AUGMENTATION OF ZONE SUBSTATN. | 531466 | NS:UR RP Pck Wks CPS | 0.77046 | Augmentation | Contracts | ENDirect | Contracts | SCS | 162 | NET DEV - AUGMENT SUB TRANS DI | 613640 | PNS_BEON_SNR DES_ENG | 2.4721 | Augmentation | Labour | ENDirect | Labour | SCS
| 150 | UG ASSET REPLACEMENT - PLANNED | 613319 | NS:Tester O/T CP | 1.3908 | Replacement | Labour | ENDirect | Labour | SCS | 161 | AUGMENTATION OF ZONE SUBSTATN. | 532200 | Hire: Plant & Equip | 1.1051 | Augmentation | Contracts | ENDirect | Contracts | SCS | 161 | AUGMENTATION OF ZONE SUBSTATN. | 531467 | NS: Traffic Mgmt CPS | 5.3804 | Augmentation | Contracts | ENDirect | Contracts | SCS | 162 | NET DEV - AUGMENT SUB TRANS DI | 613680 | NS:Engineer D/S N/T | 330.68 | Augmentation | Labour | ENDirect | Labour | SCS
| 150 | UG ASSET REPLACEMENT - PLANNED | 613350 | NS:DesignSup D/S N/T | 5.0881 | Replacement | Labour | ENDirect | Labour | SCS | 161 | AUGMENTATION OF ZONE SUBSTATN. | 532420 | Stationery/Printing | 2.1366 | Augmentation | Contracts | ENDirect | Contracts | SCS | 161 | AUGMENTATION OF ZONE SUBSTATN. | 531468 | NS: Waste Disp CPS | 18.2 | Augmentation | Contracts | ENDirect | Contracts | SCS | 162 | NET DEV - AUGMENT SUB TRANS DI | 615370 | IT Overtime | 0.7803 | Augmentation | Contracts | ENDirect | Contracts | SCS
| 150 | UG ASSET REPLACEMENT - PLANNED | 613360 | NS:Draft/GIS D/S N/T | 3.1327 | Replacement | Labour | ENDirect | Labour | SCS | 161 | AUGMENTATION OF ZONE SUBSTATN. | 591997 | Proj Trf - EN OH | -0.82625 | Augmentation | Contracts | ENDirect | Contracts | SCS | 161 | AUGMENTATION OF ZONE SUBSTATN. | 531469 | NS: Other CPS | 1463.6342 | Augmentation | Labour | ENDirect | Labour | SCS | 162 | NET DEV - AUGMENT SUB TRANS DI | 615395 | IT SCADA Billable | 1.1526 | Augmentation | Labour | ENDirect | Labour | SCS
| 150 | UG ASSET REPLACEMENT - PLANNED | 613408 | SC Gen Line CP NT | 35.3568 | Replacement | Labour | ENDirect | Labour | SCS | 161 | AUGMENTATION OF ZONE SUBSTATN. | 591998 | Proj. Tsf Direct Tax | -20.6034 | Augmentation | Contracts | ENDirect | Contracts | SCS | 161 | AUGMENTATION OF ZONE SUBSTATN. | 531480 | NS:Asset Solution De | 46.1709 | Augmentation | Labour | ENDirect | Labour | SCS | 162 | NET DEV - AUGMENT SUB TRANS DI | 634001 | Locl O/Hs to Capital | 466.72 | Augmentation | Local OH | OH | Excl | SCS
| 150 | UG ASSET REPLACEMENT - PLANNED | 613409 | SC Gen Line CP OT | 3.1645 | Replacement | Labour | ENDirect | Labour | SCS | 161 | AUGMENTATION OF ZONE SUBSTATN. | 591999 | Proj Tsf - EN Direct | -46.517 | Augmentation | Contracts | ENDirect | Contracts | SCS | 161 | AUGMENTATION OF ZONE SUBSTATN. | 532100 | Admin Services | 0.04694 | Augmentation | Contracts | ENDirect | Contracts | SCS | 162 | NET DEV - AUGMENT SUB TRANS DI | 635001 | EN NS Margin | 377.5125 | Augmentation | PNS MG | ENDirect | Excl | SCS
| 150 | UG ASSET REPLACEMENT - PLANNED | 613418 | SC Live Line CP NT | 7.9884 | Replacement | Labour | ENDirect | Labour | SCS | 161 | AUGMENTATION OF ZONE SUBSTATN. | 611900 | Stores Recovery Dist | 2.3899 | Augmentation | Contracts | ENDirect | Contracts | SCS | 161 | AUGMENTATION OF ZONE SUBSTATN. | 532140 | Tech Services | 56.6677 | Augmentation | Contracts | ENDirect | Contracts | SCS | 162 | NET DEV - AUGMENT SUB TRANS DI | 636001 | System Control O/H | 320.0024 | Augmentation | System Control OH | OH | Excl | SCS
| 150 | UG ASSET REPLACEMENT - PLANNED | 613419 | SC Live Line CP OT | 2.2634 | Replacement | Labour | ENDirect | Labour | SCS | 161 | AUGMENTATION OF ZONE SUBSTATN. | 611901 | Stores Rec Local | 12.1671 | Augmentation | Contracts | ENDirect | Contracts | SCS | 161 | AUGMENTATION OF ZONE SUBSTATN. | 532200 | Hire: Plant & Equip | 7.6419 | Augmentation | Contracts | ENDirect | Contracts | SCS | 162 | NET DEV - AUGMENT SUB TRANS DI | 639000 | Network Service Corp | 294.4646 | Augmentation | PNS Corporate OH | OH | Excl | SCS
| 150 | UG ASSET REPLACEMENT - PLANNED | 613428 | SC Tester CP NT | 11.8221 | Replacement | Labour | ENDirect | Labour | SCS | 161 | AUGMENTATION OF ZONE SUBSTATN. | 611902 | Purchase OrderOncost | 34.2206 | Augmentation | Contracts | ENDirect | Contracts | SCS | 161 | AUGMENTATION OF ZONE SUBSTATN. | 532360 | Taxi Charges | 0.1239 | Augmentation | Contracts | ENDirect | Contracts | SCS | 162 | NET DEV - AUGMENT SUB TRANS DI | 639050 | NS: Fleet&Prop O/Hs | 80.242 | Augmentation | PNS Fleet & Property OH | OH | Excl | SCS
| 150 | UG ASSET REPLACEMENT - PLANNED | 613429 | SC Tester CP OT | 1.7069 | Replacement | Labour | ENDirect | Labour | SCS | 161 | AUGMENTATION OF ZONE SUBSTATN. | 612210 | Network N/T | 12.4458 | Augmentation | Labour | ENDirect | Labour | SCS | 161 | AUGMENTATION OF ZONE SUBSTATN. | 532420 | Stationery/Printing | 1.528 | Augmentation | Contracts | ENDirect | Contracts | SCS | 163 | ENVIRONMENTAL MANAGEMENT | 520100 | M & S-Distribution | 215.834 | Replacement | Materials | ENDirect | Materials | SCS
| 150 | UG ASSET REPLACEMENT - PLANNED | 613438 | SC Construct CP NT | 1.1199 | Replacement | Labour | ENDirect | Labour | SCS | 161 | AUGMENTATION OF ZONE SUBSTATN. | 613250 | BR-NT PNS GB | 1.3189 | Augmentation | Labour | ENDirect | Labour | SCS | 161 | AUGMENTATION OF ZONE SUBSTATN. | 533200 | Mobile Phone Chg FBT | 0.14909 | Augmentation | Contracts | ENDirect | Contracts | SCS | 163 | ENVIRONMENTAL MANAGEMENT | 531000 | Maintenance Services | 54.237 | Replacement | Contracts | ENDirect | Contracts | SCS
| 150 | UG ASSET REPLACEMENT - PLANNED | 613566 | BR-NT PNS A2 | 0.97368 | Replacement | Labour | ENDirect | Labour | SCS | 161 | AUGMENTATION OF ZONE SUBSTATN. | 613260 | BR-NT PNS ZT | 253.4002 | Augmentation | Labour | ENDirect | Labour | SCS | 161 | AUGMENTATION OF ZONE SUBSTATN. | 545150 | Misc Admin Exps | 0.1796 | Augmentation | Contracts | ENDirect | Contracts | SCS | 163 | ENVIRONMENTAL MANAGEMENT | 531200 | Construct'n Services | 6.27 | Replacement | Contracts | ENDirect | Contracts | SCS
| 150 | UG ASSET REPLACEMENT - PLANNED | 613570 | BR-NT PNS CJ | 0.60855 | Replacement | Labour | ENDirect | Labour | SCS | 161 | AUGMENTATION OF ZONE SUBSTATN. | 613261 | BR-OT PNS ZT | 26.4306 | Augmentation | Labour | ENDirect | Labour | SCS | 161 | AUGMENTATION OF ZONE SUBSTATN. | 555000 | Realised FX +/- | 15.1428 | Augmentation | Contracts | ENDirect | Contracts | SCS | 163 | ENVIRONMENTAL MANAGEMENT | 531201 | Contracts-Contestabl | 18.609 | Replacement | Contracts | ENDirect | Contracts | SCS
| 150 | UG ASSET REPLACEMENT - PLANNED | 613574 | BR-NT PNS CT | 2.5667 | Replacement | Labour | ENDirect | Labour | SCS | 161 | AUGMENTATION OF ZONE SUBSTATN. | 613280 | NS Design D/S N/T | 243.0868 | Augmentation | Labour | ENDirect | Labour | SCS | 161 | AUGMENTATION OF ZONE SUBSTATN. | 582300 | Permits & Licenc FBT | 1.358 | Augmentation | Contracts | ENDirect | Contracts | SCS | 163 | ENVIRONMENTAL MANAGEMENT | 531468 | NS: Waste Disp CPS | 241.5487 | Replacement | Contracts | ENDirect | Contracts | SCS
| 150 | UG ASSET REPLACEMENT - PLANNED | 613680 | NS:Engineer D/S N/T | 3.105 | Replacement | Labour | ENDirect | Labour | SCS | 161 | AUGMENTATION OF ZONE SUBSTATN. | 613281 | NS Design D/S O/T | 11.4822 | Augmentation | Labour | ENDirect | Labour | SCS | 161 | AUGMENTATION OF ZONE SUBSTATN. | 582301 | Permits & Lic No FBT | 0.0927 | Augmentation | Contracts | ENDirect | Contracts | SCS | 163 | ENVIRONMENTAL MANAGEMENT | 532340 | Site Restoration | 489.7 | Replacement | Contracts | ENDirect | Contracts | SCS
| 150 | UG ASSET REPLACEMENT - PLANNED | 613963 | 325kVA Gen. - Weekly | 0.761 | Replacement | Contracts | ENDirect | Contracts | SCS | 161 | AUGMENTATION OF ZONE SUBSTATN. | 613290 | NS Tech/Proj Mger NT | 299.3686 | Augmentation | Labour | ENDirect | Labour | SCS | 161 | AUGMENTATION OF ZONE SUBSTATN. | 591997 | Proj Trf - OH/Mar | -4.1827 | Augmentation | Contracts | ENDirect | Contracts | SCS | 163 | ENVIRONMENTAL MANAGEMENT | 532500 | Property Services | 1.4 | Replacement | Contracts | ENDirect | Contracts | SCS
| 150 | UG ASSET REPLACEMENT - PLANNED | 615375 | IT Billable | 0.72 | Replacement | Labour | ENDirect | Labour | SCS | 161 | AUGMENTATION OF ZONE SUBSTATN. | 613298 | NS:Tech/ProjMgrN/TCP | 90.6876 | Augmentation | Labour | ENDirect | Labour | SCS | 161 | AUGMENTATION OF ZONE SUBSTATN. | 591998 | Proj. Tsf Direct Tax | 0.07805 | Augmentation | Contracts | ENDirect | Contracts | SCS | 163 | ENVIRONMENTAL MANAGEMENT | 611902 | Purchase OrderOncost | 4.6947 | Replacement | Contracts | ENDirect | Contracts | SCS
| 150 | UG ASSET REPLACEMENT - PLANNED | 633000 | Corp O/Hs to Capital | 270.3644 | Replacement | Contracts | OH | Contracts | SCS | 161 | AUGMENTATION OF ZONE SUBSTATN. | 613310 | BR-NT PNS TS | 179.1734 | Augmentation | Labour | ENDirect | Labour | SCS | 161 | AUGMENTATION OF ZONE SUBSTATN. | 591999 | Proj Trf - Dir Costs | -18.1057 | Augmentation | Contracts | ENDirect | Contracts | SCS | 163 | ENVIRONMENTAL MANAGEMENT | 612210 | Network N/T | 0.77858 | Replacement | Labour | ENDirect | Labour | SCS
| 150 | UG ASSET REPLACEMENT - PLANNED | 634001 | Locl O/Hs to Capital | 107.4522 | Replacement | Local OH | OH | Excl | SCS | 161 | AUGMENTATION OF ZONE SUBSTATN. | 613311 | BR-OT PNS TS | 0.40555 | Augmentation | Labour | ENDirect | Labour | SCS | 161 | AUGMENTATION OF ZONE SUBSTATN. | 611900 | Stores Recovery Dist | 30.257 | Augmentation | Contracts | ENDirect | Contracts | SCS | 163 | ENVIRONMENTAL MANAGEMENT | 613260 | BR-NT PNS ZT | 6.966 | Replacement | Labour | ENDirect | Labour | SCS
| 150 | UG ASSET REPLACEMENT - PLANNED | 635001 | EN NS Margin | 76.5232 | Replacement | PNS MG | ENDirect | Excl | SCS | 161 | AUGMENTATION OF ZONE SUBSTATN. | 613350 | NS:DesignSup D/S N/T | 24.9813 | Augmentation | Labour | ENDirect | Labour | SCS | 161 | AUGMENTATION OF ZONE SUBSTATN. | 611901 | Stores Rec Local | 8.5899 | Augmentation | Contracts | ENDirect | Contracts | SCS | 163 | ENVIRONMENTAL MANAGEMENT | 613280 | NS Design D/S N/T | 27.7232 | Replacement | Labour | ENDirect | Labour | SCS
| 150 | UG ASSET REPLACEMENT - PLANNED | 636001 | System Control O/H | 34.2578 | Replacement | System Control OH | OH | Excl | SCS | 161 | AUGMENTATION OF ZONE SUBSTATN. | 613360 | NS:Draft/GIS D/S N/T | 11.5656 | Augmentation | Labour | ENDirect | Labour | SCS | 161 | AUGMENTATION OF ZONE SUBSTATN. | 611902 | Purchase OrderOncost | 1.6135 | Augmentation | Contracts | ENDirect | Contracts | SCS | 163 | ENVIRONMENTAL MANAGEMENT | 613290 | NS Tech/Proj Mger NT | 53.7898 | Replacement | Labour | ENDirect | Labour | SCS
| 150 | UG ASSET REPLACEMENT - PLANNED | 639000 | Network Service Corp | 69.7629 | Replacement | PNS Corporate OH | OH | Excl | SCS | 161 | AUGMENTATION OF ZONE SUBSTATN. | 613361 | NS:Draft/GIS D/S O/T | 1.5409 | Augmentation | Labour | ENDirect | Labour | SCS | 161 | AUGMENTATION OF ZONE SUBSTATN. | 612210 | Network N/T | 9.3886 | Augmentation | Labour | ENDirect | Labour | SCS | 163 | ENVIRONMENTAL MANAGEMENT | 613350 | NS:DesignSup D/S N/T | 18.4441 | Replacement | Labour | ENDirect | Labour | SCS
| 150 | UG ASSET REPLACEMENT - PLANNED | 639050 | NS: Fleet&Prop O/Hs | 10.3604 | Replacement | PNS Fleet & Property OH | OH | Excl | SCS | 161 | AUGMENTATION OF ZONE SUBSTATN. | 613370 | NS:Survey D/S N/T | 13.8733 | Augmentation | Labour | ENDirect | Labour | SCS | 161 | AUGMENTATION OF ZONE SUBSTATN. | 612310 | Network O/T | -0.58084 | Augmentation | Labour | ENDirect | Labour | SCS | 163 | ENVIRONMENTAL MANAGEMENT | 613370 | NS:Survey D/S N/T | 0.95475 | Replacement | Labour | ENDirect | Labour | SCS
| 152 | OBSOLETE & DEFECTIVE O/H SERVI | 520100 | M & S-Distribution | 18.3157 | Replacement | Materials | ENDirect | Materials | SCS | 161 | AUGMENTATION OF ZONE SUBSTATN. | 613400 | BR-NT RES CJ LW PO | 0.50984 | Augmentation | Labour | ENDirect | Labour | SCS | 161 | AUGMENTATION OF ZONE SUBSTATN. | 613250 | BR-NT PNS GB | 1.7746 | Augmentation | Labour | ENDirect | Labour | SCS | 163 | ENVIRONMENTAL MANAGEMENT | 613460 | BR-NT RES FT ZT | 3.3437 | Replacement | Labour | ENDirect | Labour | SCS
| 152 | OBSOLETE & DEFECTIVE O/H SERVI | 523100 | M & S-Admin & Gen | 0.01388 | Replacement | Materials | ENDirect | Materials | SCS | 161 | AUGMENTATION OF ZONE SUBSTATN. | 613440 | SC Design/Draftin NT | 32.7522 | Augmentation | Labour | ENDirect | Labour | SCS | 161 | AUGMENTATION OF ZONE SUBSTATN. | 613260 | BR-NT PNS ZT | 391.8844 | Augmentation | Labour | ENDirect | Labour | SCS | 163 | ENVIRONMENTAL MANAGEMENT | 613566 | BR-NT PNS A2 | 0.93424 | Replacement | Labour | ENDirect | Labour | SCS
| 152 | OBSOLETE & DEFECTIVE O/H SERVI | 523300 | Cap Purch -Equipment | 1e-05 | Replacement | Materials | ENDirect | Materials | SCS | 161 | AUGMENTATION OF ZONE SUBSTATN. | 613460 | BR-NT RES FT ZT | 28.7146 | Augmentation | Labour | ENDirect | Labour | SCS | 161 | AUGMENTATION OF ZONE SUBSTATN. | 613261 | BR-OT PNS ZT | 51.5033 | Augmentation | Labour | ENDirect | Labour | SCS | 163 | ENVIRONMENTAL MANAGEMENT | 613576 | BR-NT PNS FT | 5.8514 | Replacement | Labour | ENDirect | Labour | SCS
| 152 | OBSOLETE & DEFECTIVE O/H SERVI | 531035 | Engineer & Dsgn Serv | 0.0323 | Replacement | Labour | ENDirect | Labour | SCS | 161 | AUGMENTATION OF ZONE SUBSTATN. | 613566 | BR-NT PNS A2 | 11.6938 | Augmentation | Labour | ENDirect | Labour | SCS | 161 | AUGMENTATION OF ZONE SUBSTATN. | 613280 | NS Design D/S N/T | 26.3017 | Augmentation | Labour | ENDirect | Labour | SCS | 163 | ENVIRONMENTAL MANAGEMENT | 613577 | BR-OT PNS FT | 2.6678 | Replacement | Labour | ENDirect | Labour | SCS
| 152 | OBSOLETE & DEFECTIVE O/H SERVI | 531200 | Construct'n Services | -84.0209 | Replacement | Contracts | ENDirect | Contracts | SCS | 161 | AUGMENTATION OF ZONE SUBSTATN. | 613567 | BR-OT PNS A2 | 0.29282 | Augmentation | Labour | ENDirect | Labour | SCS | 161 | AUGMENTATION OF ZONE SUBSTATN. | 613290 | NS Tech/Proj Mger NT | 288.6983 | Augmentation | Labour | ENDirect | Labour | SCS | 163 | ENVIRONMENTAL MANAGEMENT | 613630 | Senior Design NT | 16.4518 | Replacement | Labour | ENDirect | Labour | SCS
| 152 | OBSOLETE & DEFECTIVE O/H SERVI | 531464 | NS: Civil Works CPS | 1.8825 | Replacement | Contracts | ENDirect | Contracts | SCS | 161 | AUGMENTATION OF ZONE SUBSTATN. | 613570 | BR-NT PNS CJ | 2.9316 | Augmentation | Labour | ENDirect | Labour | SCS | 161 | AUGMENTATION OF ZONE SUBSTATN. | 613298 | NS:Tech/ProjMgrN/TCP | -2.9158 | Augmentation | Labour | ENDirect | Labour | SCS | 163 | ENVIRONMENTAL MANAGEMENT | 613680 | NS:Engineer D/S N/T | 106.9774 | Replacement | Labour | ENDirect | Labour | SCS
| 152 | OBSOLETE & DEFECTIVE O/H SERVI | 531466 | NS:UR RP Pck Wks CPS | 1.4252 | Replacement | Contracts | ENDirect | Contracts | SCS | 161 | AUGMENTATION OF ZONE SUBSTATN. | 613574 | BR-NT PNS CT | 6.5234 | Augmentation | Labour | ENDirect | Labour | SCS | 161 | AUGMENTATION OF ZONE SUBSTATN. | 613310 | BR-NT PNS TS | 134.8041 | Augmentation | Labour | ENDirect | Labour | SCS | 163 | ENVIRONMENTAL MANAGEMENT | 634001 | Locl O/Hs to Capital | 77.8838 | Replacement | Local OH | OH | Excl | SCS
| 152 | OBSOLETE & DEFECTIVE O/H SERVI | 531467 | NS: Traffic Mgmt CPS | 21.8238 | Replacement | Contracts | ENDirect | Contracts | SCS | 161 | AUGMENTATION OF ZONE SUBSTATN. | 613575 | BR-OT PNS CT | 0.45422 | Augmentation | Labour | ENDirect | Labour | SCS | 161 | AUGMENTATION OF ZONE SUBSTATN. | 613311 | BR-OT PNS TS | 32.194 | Augmentation | Labour | ENDirect | Labour | SCS | 163 | ENVIRONMENTAL MANAGEMENT | 635001 | EN NS Margin | 29.0854 | Replacement | PNS MG | ENDirect | Excl | SCS
| 152 | OBSOLETE & DEFECTIVE O/H SERVI | 531468 | NS: Waste Disp CPS | 1.6293 | Replacement | Contracts | ENDirect | Contracts | SCS | 161 | AUGMENTATION OF ZONE SUBSTATN. | 613576 | BR-NT PNS FT | 3.8457 | Augmentation | Labour | ENDirect | Labour | SCS | 161 | AUGMENTATION OF ZONE SUBSTATN. | 613350 | NS:DesignSup D/S N/T | 4.5498 | Augmentation | Labour | ENDirect | Labour | SCS | 163 | ENVIRONMENTAL MANAGEMENT | 636001 | System Control O/H | 57.9162 | Replacement | System Control OH | OH | Excl | SCS
| 152 | OBSOLETE & DEFECTIVE O/H SERVI | 531480 | NS:Asset Solution De | 0.04992 | Replacement | Labour | ENDirect | Labour | SCS | 161 | AUGMENTATION OF ZONE SUBSTATN. | 613577 | BR-OT PNS FT | 0.6076 | Augmentation | Labour | ENDirect | Labour | SCS | 161 | AUGMENTATION OF ZONE SUBSTATN. | 613360 | NS:Draft/GIS D/S N/T | 15.4172 | Augmentation | Labour | ENDirect | Labour | SCS | 163 | ENVIRONMENTAL MANAGEMENT | 639000 | Network Service Corp | 29.3771 | Replacement | PNS Corporate OH | OH | Excl | SCS
| 152 | OBSOLETE & DEFECTIVE O/H SERVI | 531485 | NS:CivilContract-PCN | -0.67185 | Replacement | Contracts | ENDirect | Contracts | SCS | 161 | AUGMENTATION OF ZONE SUBSTATN. | 613602 | BR-NT PNS TA (ZT) | 3.5893 | Augmentation | Labour | ENDirect | Labour | SCS | 161 | AUGMENTATION OF ZONE SUBSTATN. | 613361 | NS:Draft/GIS D/S O/T | 2.6913 | Augmentation | Labour | ENDirect | Labour | SCS | 163 | ENVIRONMENTAL MANAGEMENT | 639050 | NS: Fleet&Prop O/Hs | 6.0367 | Replacement | PNS Fleet & Property OH | OH | Excl | SCS
| 152 | OBSOLETE & DEFECTIVE O/H SERVI | 531495 | NS:Field Pack Wk CPN | -0.07551 | Replacement | Contracts | ENDirect | Contracts | SCS | 161 | AUGMENTATION OF ZONE SUBSTATN. | 613603 | BR-OT PNS TA (ZT) | 0.22785 | Augmentation | Labour | ENDirect | Labour | SCS | 161 | AUGMENTATION OF ZONE SUBSTATN. | 613370 | NS:Survey D/S N/T | 5.2964 | Augmentation | Labour | ENDirect | Labour | SCS | 165 | L.VOLT.COM.MULT.EARTH (CMEN) | 520100 | M & S-Distribution | -0.03772 | Replacement | Materials | ENDirect | Materials | SCS
| 152 | OBSOLETE & DEFECTIVE O/H SERVI | 591200 | Council Rates | 0.035 | Replacement | Contracts | ENDirect | Contracts | SCS | 161 | AUGMENTATION OF ZONE SUBSTATN. | 613630 | Senior Design NT | 73.854 | Augmentation | Labour | ENDirect | Labour | SCS | 161 | AUGMENTATION OF ZONE SUBSTATN. | 613400 | BR-NT RES CJ LW PO | 2.3884 | Augmentation | Labour | ENDirect | Labour | SCS | 165 | L.VOLT.COM.MULT.EARTH (CMEN) | 531467 | NS: Traffic Mgmt CPS | -3.0642 | Replacement | Contracts | ENDirect | Contracts | SCS
| 152 | OBSOLETE & DEFECTIVE O/H SERVI | 611860 | Misc Transfers | -49.4209 | Replacement | Labour | ENDirect | Labour | SCS | 161 | AUGMENTATION OF ZONE SUBSTATN. | 613680 | NS:Engineer D/S N/T | 491.5604 | Augmentation | Labour | ENDirect | Labour | SCS | 161 | AUGMENTATION OF ZONE SUBSTATN. | 613401 | BR-OT RES CJ LW PO | 0.7673 | Augmentation | Labour | ENDirect | Labour | SCS | 165 | L.VOLT.COM.MULT.EARTH (CMEN) | 613240 | BR-NT PNS LW | -8.3555 | Replacement | Labour | ENDirect | Labour | SCS
| 152 | OBSOLETE & DEFECTIVE O/H SERVI | 611861 | PNS Labour Trf-Ext | -12.3828 | Replacement | Labour | ENDirect | Labour | SCS | 161 | AUGMENTATION OF ZONE SUBSTATN. | 615375 | IT Billable | 7.735 | Augmentation | Labour | ENDirect | Labour | SCS | 161 | AUGMENTATION OF ZONE SUBSTATN. | 613410 | BR-NT RES GB | 4.1406 | Augmentation | Labour | ENDirect | Labour | SCS | 165 | L.VOLT.COM.MULT.EARTH (CMEN) | 613250 | BR-NT PNS GB | -18.8547 | Replacement | Labour | ENDirect | Labour | SCS
| 152 | OBSOLETE & DEFECTIVE O/H SERVI | 611900 | Stores Recovery Dist | 1.3739 | Replacement | Contracts | ENDirect | Contracts | SCS | 161 | AUGMENTATION OF ZONE SUBSTATN. | 634001 | Locl O/Hs to Capital | 405.4567 | Augmentation | Local OH | OH | Excl | SCS | 161 | AUGMENTATION OF ZONE SUBSTATN. | 613411 | BR-OT RES GB | 0.84796 | Augmentation | Labour | ENDirect | Labour | SCS | 165 | L.VOLT.COM.MULT.EARTH (CMEN) | 613251 | BR-OT PNS GB | -2.7134 | Replacement | Labour | ENDirect | Labour | SCS
| 152 | OBSOLETE & DEFECTIVE O/H SERVI | 611901 | Stores Rec Local | -1.9135 | Replacement | Contracts | ENDirect | Contracts | SCS | 161 | AUGMENTATION OF ZONE SUBSTATN. | 635001 | EN NS Margin | 166.7872 | Augmentation | PNS MG | ENDirect | Excl | SCS | 161 | AUGMENTATION OF ZONE SUBSTATN. | 613420 | BR-NT RES TS | 0.45291 | Augmentation | Labour | ENDirect | Labour | SCS | 165 | L.VOLT.COM.MULT.EARTH (CMEN) | 613260 | BR-NT PNS ZT | -13.4697 | Replacement | Labour | ENDirect | Labour | SCS
| 152 | OBSOLETE & DEFECTIVE O/H SERVI | 611902 | Purchase OrderOncost | 0.00042 | Replacement | Contracts | ENDirect | Contracts | SCS | 161 | AUGMENTATION OF ZONE SUBSTATN. | 636001 | System Control O/H | 119.5153 | Augmentation | System Control OH | OH | Excl | SCS | 161 | AUGMENTATION OF ZONE SUBSTATN. | 613440 | SC Design/Draftin NT | 0.46209 | Augmentation | Labour | ENDirect | Labour | SCS | 165 | L.VOLT.COM.MULT.EARTH (CMEN) | 613261 | BR-OT PNS ZT | -2.7947 | Replacement | Labour | ENDirect | Labour | SCS
| 152 | OBSOLETE & DEFECTIVE O/H SERVI | 612210 | Network N/T | 1.6718 | Replacement | Labour | ENDirect | Labour | SCS | 161 | AUGMENTATION OF ZONE SUBSTATN. | 639000 | Network Service Corp | 328.8915 | Augmentation | PNS Corporate OH | OH | Excl | SCS | 161 | AUGMENTATION OF ZONE SUBSTATN. | 613450 | SC Senior Des Eng NT | 7.7607 | Augmentation | Labour | ENDirect | Labour | SCS | 165 | L.VOLT.COM.MULT.EARTH (CMEN) | 613280 | NS Design D/S N/T | -8.5898 | Replacement | Labour | ENDirect | Labour | SCS
| 152 | OBSOLETE & DEFECTIVE O/H SERVI | 612462 | Cost Transfer | -0.8379 | Replacement | Labour | ENDirect | Labour | SCS | 161 | AUGMENTATION OF ZONE SUBSTATN. | 639050 | NS: Fleet&Prop O/Hs | 35.1973 | Augmentation | PNS Fleet & Property OH | OH | Excl | SCS | 161 | AUGMENTATION OF ZONE SUBSTATN. | 613460 | BR-NT RES FT ZT | 18.7789 | Augmentation | Labour | ENDirect | Labour | SCS | 165 | L.VOLT.COM.MULT.EARTH (CMEN) | 613290 | NS Tech/Proj Mger NT | -5.5157 | Replacement | Labour | ENDirect | Labour | SCS
| 152 | OBSOLETE & DEFECTIVE O/H SERVI | 613240 | BR-NT PNS LW | 0.89214 | Replacement | Labour | ENDirect | Labour | SCS | 162 | NET DEV - AUGMENT SUB TRANS DI | 503240 | Employee Ent: FBT | 0.5368 | Augmentation | Contracts | ENDirect | Contracts | SCS | 161 | AUGMENTATION OF ZONE SUBSTATN. | 613477 | PNS_BEON_ENGINEER_NT | 0.40947 | Augmentation | Labour | ENDirect | Labour | SCS | 165 | L.VOLT.COM.MULT.EARTH (CMEN) | 613310 | BR-NT PNS TS | -25.3071 | Replacement | Labour | ENDirect | Labour | SCS
| 152 | OBSOLETE & DEFECTIVE O/H SERVI | 613248 | NS:GenLinewrk N/T CP | 74.9308 | Replacement | Labour | ENDirect | Labour | SCS | 162 | NET DEV - AUGMENT SUB TRANS DI | 503281 | Car Pk:Non-PermNoFBT | 0.03636 | Augmentation | Contracts | ENDirect | Contracts | SCS | 161 | AUGMENTATION OF ZONE SUBSTATN. | 613566 | BR-NT PNS A2 | 55.6959 | Augmentation | Labour | ENDirect | Labour | SCS | 165 | L.VOLT.COM.MULT.EARTH (CMEN) | 613311 | BR-OT PNS TS | -0.34164 | Replacement | Labour | ENDirect | Labour | SCS
| 152 | OBSOLETE & DEFECTIVE O/H SERVI | 613249 | NS:GenLinewrk O/T CP | 0.09981 | Replacement | Labour | ENDirect | Labour | SCS | 162 | NET DEV - AUGMENT SUB TRANS DI | 503330 | In-house Refreshment | 0.14441 | Augmentation | Contracts | ENDirect | Contracts | SCS | 161 | AUGMENTATION OF ZONE SUBSTATN. | 613567 | BR-OT PNS A2 | 7.9564 | Augmentation | Labour | ENDirect | Labour | SCS | 165 | L.VOLT.COM.MULT.EARTH (CMEN) | 613360 | NS:Draft/GIS D/S N/T | -0.12518 | Replacement | Labour | ENDirect | Labour | SCS
| 152 | OBSOLETE & DEFECTIVE O/H SERVI | 613258 | NS:LiveLinw-GenN/TCP | 13.8545 | Replacement | Labour | ENDirect | Labour | SCS | 162 | NET DEV - AUGMENT SUB TRANS DI | 503350 | OH&Safety Exp | 0.09933 | Augmentation | Contracts | ENDirect | Contracts | SCS | 161 | AUGMENTATION OF ZONE SUBSTATN. | 613570 | BR-NT PNS CJ | 3.7153 | Augmentation | Labour | ENDirect | Labour | SCS | 165 | L.VOLT.COM.MULT.EARTH (CMEN) | 613420 | BR-NT RES TS | -3.5524 | Replacement | Labour | ENDirect | Labour | SCS
| 152 | OBSOLETE & DEFECTIVE O/H SERVI | 613259 | NS:LiveLinwGenO/T CP | 0.00799 | Replacement | Labour | ENDirect | Labour | SCS | 162 | NET DEV - AUGMENT SUB TRANS DI | 520100 | M & S-Distribution | 90.1987 | Augmentation | Materials | ENDirect | Materials | SCS | 161 | AUGMENTATION OF ZONE SUBSTATN. | 613571 | BR-OT PNS CJ | 0.98407 | Augmentation | Labour | ENDirect | Labour | SCS | 165 | L.VOLT.COM.MULT.EARTH (CMEN) | 613566 | BR-NT PNS A2 | -1.6985 | Replacement | Labour | ENDirect | Labour | SCS
| 152 | OBSOLETE & DEFECTIVE O/H SERVI | 613268 | NS: Fitter N/T CP | 0.06048 | Replacement | Labour | ENDirect | Labour | SCS | 162 | NET DEV - AUGMENT SUB TRANS DI | 520200 | M & S-Transmission | 61.0306 | Augmentation | Materials | ENDirect | Materials | SCS | 161 | AUGMENTATION OF ZONE SUBSTATN. | 613574 | BR-NT PNS CT | 29.1917 | Augmentation | Labour | ENDirect | Labour | SCS | 165 | L.VOLT.COM.MULT.EARTH (CMEN) | 613575 | BR-OT PNS CT | -1.5371 | Replacement | Labour | ENDirect | Labour | SCS
| 152 | OBSOLETE & DEFECTIVE O/H SERVI | 613278 | NS: ConstCo-ordN/TCP | 8.3854 | Replacement | Labour | ENDirect | Labour | SCS | 162 | NET DEV - AUGMENT SUB TRANS DI | 522100 | M & S-Petroleum | 0.04545 | Augmentation | Materials | ENDirect | Materials | SCS | 161 | AUGMENTATION OF ZONE SUBSTATN. | 613575 | BR-OT PNS CT | 1.9274 | Augmentation | Labour | ENDirect | Labour | SCS | 165 | L.VOLT.COM.MULT.EARTH (CMEN) | 613576 | BR-NT PNS FT | -52.6085 | Replacement | Labour | ENDirect | Labour | SCS
| 152 | OBSOLETE & DEFECTIVE O/H SERVI | 613279 | NS:ConstCo-ordO/T CP | 0.24499 | Replacement | Labour | ENDirect | Labour | SCS | 162 | NET DEV - AUGMENT SUB TRANS DI | 522200 | M & S-MV & Plant | 0.11704 | Augmentation | Materials | ENDirect | Materials | SCS | 161 | AUGMENTATION OF ZONE SUBSTATN. | 613576 | BR-NT PNS FT | 2.0022 | Augmentation | Labour | ENDirect | Labour | SCS | 165 | L.VOLT.COM.MULT.EARTH (CMEN) | 613577 | BR-OT PNS FT | -24.4341 | Replacement | Labour | ENDirect | Labour | SCS
| 152 | OBSOLETE & DEFECTIVE O/H SERVI | 613280 | NS Design D/S N/T | 0.53204 | Replacement | Labour | ENDirect | Labour | SCS | 162 | NET DEV - AUGMENT SUB TRANS DI | 523100 | M & S-Admin & Gen | 4.6877 | Augmentation | Materials | ENDirect | Materials | SCS | 161 | AUGMENTATION OF ZONE SUBSTATN. | 613602 | BR-NT PNS TA (ZT) | 14.0842 | Augmentation | Labour | ENDirect | Labour | SCS | 165 | L.VOLT.COM.MULT.EARTH (CMEN) | 613602 | BR-NT PNS TA (ZT) | -0.41429 | Replacement | Labour | ENDirect | Labour | SCS
| 152 | OBSOLETE & DEFECTIVE O/H SERVI | 613290 | NS Tech/Proj Mger NT | 4.9095 | Replacement | Labour | ENDirect | Labour | SCS | 162 | NET DEV - AUGMENT SUB TRANS DI | 531000 | Maintenance Services | 0.5257 | Augmentation | Contracts | ENDirect | Contracts | SCS | 161 | AUGMENTATION OF ZONE SUBSTATN. | 613630 | Senior Design NT | 123.6086 | Augmentation | Labour | ENDirect | Labour | SCS | 165 | L.VOLT.COM.MULT.EARTH (CMEN) | 634001 | Locl O/Hs to Capital | -11.1522 | Replacement | Local OH | OH | Excl | SCS
| 152 | OBSOLETE & DEFECTIVE O/H SERVI | 613318 | NS: Tester N/T CP | 0.19745 | Replacement | Labour | ENDirect | Labour | SCS | 162 | NET DEV - AUGMENT SUB TRANS DI | 531020 | Eng & Tech Services | -6.45 | Augmentation | Labour | ENDirect | Labour | SCS | 161 | AUGMENTATION OF ZONE SUBSTATN. | 613640 | PNS_BEON_SNR DES_ENG | 1.2557 | Augmentation | Labour | ENDirect | Labour | SCS | 165 | L.VOLT.COM.MULT.EARTH (CMEN) | 635001 | EN NS Margin | -5.7178 | Replacement | PNS MG | ENDirect | Excl | SCS
| 152 | OBSOLETE & DEFECTIVE O/H SERVI | 613350 | NS:DesignSup D/S N/T | 0.65408 | Replacement | Labour | ENDirect | Labour | SCS | 162 | NET DEV - AUGMENT SUB TRANS DI | 531035 | Engineer & Dsgn Serv | -54.7 | Augmentation | Labour | ENDirect | Labour | SCS | 161 | AUGMENTATION OF ZONE SUBSTATN. | 613641 | PNS_BEON_TECH_PRJ__M | 0.03203 | Augmentation | Labour | ENDirect | Labour | SCS | 165 | L.VOLT.COM.MULT.EARTH (CMEN) | 636001 | System Control O/H | -8.6229 | Replacement | System Control OH | OH | Excl | SCS
| 152 | OBSOLETE & DEFECTIVE O/H SERVI | 613360 | NS:Draft/GIS D/S N/T | 0.22505 | Replacement | Labour | ENDirect | Labour | SCS | 162 | NET DEV - AUGMENT SUB TRANS DI | 531200 | Construct'n Services | 7.464 | Augmentation | Contracts | ENDirect | Contracts | SCS | 161 | AUGMENTATION OF ZONE SUBSTATN. | 613680 | NS:Engineer D/S N/T | 123.9523 | Augmentation | Labour | ENDirect | Labour | SCS | 165 | L.VOLT.COM.MULT.EARTH (CMEN) | 639000 | Network Service Corp | -7.214 | Replacement | PNS Corporate OH | OH | Excl | SCS
| 152 | OBSOLETE & DEFECTIVE O/H SERVI | 613370 | NS:Survey D/S N/T | 0.00243 | Replacement | Labour | ENDirect | Labour | SCS | 162 | NET DEV - AUGMENT SUB TRANS DI | 531201 | Contracts-Contestabl | 80.3208 | Augmentation | Contracts | ENDirect | Contracts | SCS | 161 | AUGMENTATION OF ZONE SUBSTATN. | 615375 | IT Billable | 0.85 | Augmentation | Labour | ENDirect | Labour | SCS | 165 | L.VOLT.COM.MULT.EARTH (CMEN) | 639050 | NS: Fleet&Prop O/Hs | -2.0494 | Replacement | PNS Fleet & Property OH | OH | Excl | SCS
| 152 | OBSOLETE & DEFECTIVE O/H SERVI | 613390 | NS:CivWrks&TrafMgmt | -27.0345 | Replacement | Contracts | ENDirect | Contracts | SCS | 162 | NET DEV - AUGMENT SUB TRANS DI | 531464 | NS: Civil Works CPS | 368.1233 | Augmentation | Contracts | ENDirect | Contracts | SCS | 161 | AUGMENTATION OF ZONE SUBSTATN. | 615395 | IT SCADA Billable | 11.524 | Augmentation | Labour | ENDirect | Labour | SCS | 166 | RELIABILITY IMPROVE | 520100 | M & S-Distribution | 40.1379 | Augmentation | Materials | ENDirect | Materials | SCS
| 152 | OBSOLETE & DEFECTIVE O/H SERVI | 613408 | SC Gen Line CP NT | 67.2393 | Replacement | Labour | ENDirect | Labour | SCS | 162 | NET DEV - AUGMENT SUB TRANS DI | 531466 | NS:UR RP Pck Wks CPS | 4.4661 | Augmentation | Contracts | ENDirect | Contracts | SCS | 161 | AUGMENTATION OF ZONE SUBSTATN. | 634001 | Locl O/Hs to Capital | 254.4639 | Augmentation | Local OH | OH | Excl | SCS | 166 | RELIABILITY IMPROVE | 523100 | M & S-Admin & Gen | 0.20676 | Augmentation | Materials | ENDirect | Materials | SCS
| 152 | OBSOLETE & DEFECTIVE O/H SERVI | 613409 | SC Gen Line CP OT | 3.2131 | Replacement | Labour | ENDirect | Labour | SCS | 162 | NET DEV - AUGMENT SUB TRANS DI | 531467 | NS: Traffic Mgmt CPS | 102.6607 | Augmentation | Contracts | ENDirect | Contracts | SCS | 161 | AUGMENTATION OF ZONE SUBSTATN. | 635001 | EN NS Margin | 144.5089 | Augmentation | PNS MG | ENDirect | Excl | SCS | 166 | RELIABILITY IMPROVE | 531464 | NS: Civil Works CPS | 10.1703 | Augmentation | Contracts | ENDirect | Contracts | SCS
| 152 | OBSOLETE & DEFECTIVE O/H SERVI | 613418 | SC Live Line CP NT | 28.8022 | Replacement | Labour | ENDirect | Labour | SCS | 162 | NET DEV - AUGMENT SUB TRANS DI | 531468 | NS: Waste Disp CPS | -37.5321 | Augmentation | Contracts | ENDirect | Contracts | SCS | 161 | AUGMENTATION OF ZONE SUBSTATN. | 636001 | System Control O/H | 101.5596 | Augmentation | System Control OH | OH | Excl | SCS | 166 | RELIABILITY IMPROVE | 531467 | NS: Traffic Mgmt CPS | 13.4492 | Augmentation | Contracts | ENDirect | Contracts | SCS
| 152 | OBSOLETE & DEFECTIVE O/H SERVI | 613419 | SC Live Line CP OT | 4.8636 | Replacement | Labour | ENDirect | Labour | SCS | 162 | NET DEV - AUGMENT SUB TRANS DI | 531469 | NS: Other CPS | 5123.2466 | Augmentation | Labour | ENDirect | Labour | SCS | 161 | AUGMENTATION OF ZONE SUBSTATN. | 639000 | Network Service Corp | 158.2649 | Augmentation | PNS Corporate OH | OH | Excl | SCS | 166 | RELIABILITY IMPROVE | 531468 | NS: Waste Disp CPS | 6.267 | Augmentation | Contracts | ENDirect | Contracts | SCS
| 152 | OBSOLETE & DEFECTIVE O/H SERVI | 613428 | SC Tester CP NT | 0.12961 | Replacement | Labour | ENDirect | Labour | SCS | 162 | NET DEV - AUGMENT SUB TRANS DI | 545150 | Misc Admin Exps | 0.04655 | Augmentation | Contracts | ENDirect | Contracts | SCS | 161 | AUGMENTATION OF ZONE SUBSTATN. | 639050 | NS: Fleet&Prop O/Hs | 21.134 | Augmentation | PNS Fleet & Property OH | OH | Excl | SCS | 166 | RELIABILITY IMPROVE | 532410 | Contract/Temp Staff | 0.8712 | Augmentation | Labour | ENDirect | Labour | SCS
| 152 | OBSOLETE & DEFECTIVE O/H SERVI | 613429 | SC Tester CP OT | 0.01897 | Replacement | Labour | ENDirect | Labour | SCS | 162 | NET DEV - AUGMENT SUB TRANS DI | 591997 | Proj Trf - EN OH | -20.042 | Augmentation | Contracts | ENDirect | Contracts | SCS | 162 | NET DEV - AUGMENT SUB TRANS DI | 503240 | Employee Ent: FBT | 0.2585 | Augmentation | Contracts | ENDirect | Contracts | SCS | 166 | RELIABILITY IMPROVE | 611900 | Stores Recovery Dist | 0.60987 | Augmentation | Contracts | ENDirect | Contracts | SCS
| 152 | OBSOLETE & DEFECTIVE O/H SERVI | 613438 | SC Construct CP NT | 0.39197 | Replacement | Labour | ENDirect | Labour | SCS | 162 | NET DEV - AUGMENT SUB TRANS DI | 591998 | Proj. Tsf Direct Tax | -6.8146 | Augmentation | Contracts | ENDirect | Contracts | SCS | 162 | NET DEV - AUGMENT SUB TRANS DI | 503250 | Non Employee Ent | 0.16722 | Augmentation | Contracts | ENDirect | Contracts | SCS | 166 | RELIABILITY IMPROVE | 611901 | Stores Rec Local | 0.05291 | Augmentation | Contracts | ENDirect | Contracts | SCS
| 152 | OBSOLETE & DEFECTIVE O/H SERVI | 613439 | SC Construct CP OT | 0.09099 | Replacement | Labour | ENDirect | Labour | SCS | 162 | NET DEV - AUGMENT SUB TRANS DI | 591999 | Proj Tsf - EN Direct | -51.4318 | Augmentation | Contracts | ENDirect | Contracts | SCS | 162 | NET DEV - AUGMENT SUB TRANS DI | 503281 | Parking | 0.72042 | Augmentation | Contracts | ENDirect | Contracts | SCS | 166 | RELIABILITY IMPROVE | 611902 | Purchase OrderOncost | 0.68346 | Augmentation | Contracts | ENDirect | Contracts | SCS
| 152 | OBSOLETE & DEFECTIVE O/H SERVI | 613680 | NS:Engineer D/S N/T | 0.81891 | Replacement | Labour | ENDirect | Labour | SCS | 162 | NET DEV - AUGMENT SUB TRANS DI | 611900 | Stores Recovery Dist | 2.6536 | Augmentation | Contracts | ENDirect | Contracts | SCS | 162 | NET DEV - AUGMENT SUB TRANS DI | 503330 | In-house Refreshment | 0.40864 | Augmentation | Contracts | ENDirect | Contracts | SCS | 166 | RELIABILITY IMPROVE | 612210 | Network N/T | 1.09 | Augmentation | Labour | ENDirect | Labour | SCS
| 152 | OBSOLETE & DEFECTIVE O/H SERVI | 613800 | NS:Mat Distribution | -20.2673 | Replacement | Materials | ENDirect | Materials | SCS | 162 | NET DEV - AUGMENT SUB TRANS DI | 611901 | Stores Rec Local | 1.2196 | Augmentation | Contracts | ENDirect | Contracts | SCS | 162 | NET DEV - AUGMENT SUB TRANS DI | 503350 | OH&Safety Exp | 0.46581 | Augmentation | Contracts | ENDirect | Contracts | SCS | 166 | RELIABILITY IMPROVE | 613240 | BR-NT PNS LW | 11.9858 | Augmentation | Labour | ENDirect | Labour | SCS
| 152 | OBSOLETE & DEFECTIVE O/H SERVI | 633000 | Corp O/Hs to Capital | 4.0502 | Replacement | Contracts | OH | Contracts | SCS | 162 | NET DEV - AUGMENT SUB TRANS DI | 611902 | Purchase OrderOncost | 6.7895 | Augmentation | Contracts | ENDirect | Contracts | SCS | 162 | NET DEV - AUGMENT SUB TRANS DI | 520100 | M & S-Distribution | 772.5296 | Augmentation | Materials | ENDirect | Materials | SCS | 166 | RELIABILITY IMPROVE | 613241 | BR-OT PNS LW | 0.8119 | Augmentation | Labour | ENDirect | Labour | SCS
| 152 | OBSOLETE & DEFECTIVE O/H SERVI | 634001 | Locl O/Hs to Capital | 4.2061 | Replacement | Local OH | OH | Excl | SCS | 162 | NET DEV - AUGMENT SUB TRANS DI | 612210 | Network N/T | 21.6516 | Augmentation | Labour | ENDirect | Labour | SCS | 162 | NET DEV - AUGMENT SUB TRANS DI | 520200 | M & S-Transmission | 0.9122 | Augmentation | Materials | ENDirect | Materials | SCS | 166 | RELIABILITY IMPROVE | 613250 | BR-NT PNS GB | 44.4106 | Augmentation | Labour | ENDirect | Labour | SCS
| 152 | OBSOLETE & DEFECTIVE O/H SERVI | 635001 | EN NS Margin | 11.37 | Replacement | PNS MG | ENDirect | Excl | SCS | 162 | NET DEV - AUGMENT SUB TRANS DI | 613250 | BR-NT PNS GB | 9.1004 | Augmentation | Labour | ENDirect | Labour | SCS | 162 | NET DEV - AUGMENT SUB TRANS DI | 522100 | M & S-Petroleum | 0.02371 | Augmentation | Materials | ENDirect | Materials | SCS | 166 | RELIABILITY IMPROVE | 613260 | BR-NT PNS ZT | 3.3437 | Augmentation | Labour | ENDirect | Labour | SCS
| 152 | OBSOLETE & DEFECTIVE O/H SERVI | 636001 | System Control O/H | 1.7761 | Replacement | System Control OH | OH | Excl | SCS | 162 | NET DEV - AUGMENT SUB TRANS DI | 613260 | BR-NT PNS ZT | 127.133 | Augmentation | Labour | ENDirect | Labour | SCS | 162 | NET DEV - AUGMENT SUB TRANS DI | 522200 | M & S-MV & Plant | 0.0045 | Augmentation | Materials | ENDirect | Materials | SCS | 166 | RELIABILITY IMPROVE | 613280 | NS Design D/S N/T | 13.3146 | Augmentation | Labour | ENDirect | Labour | SCS
| 152 | OBSOLETE & DEFECTIVE O/H SERVI | 639000 | Network Service Corp | 6.8291 | Replacement | PNS Corporate OH | OH | Excl | SCS | 162 | NET DEV - AUGMENT SUB TRANS DI | 613261 | BR-OT PNS ZT | 21.9495 | Augmentation | Labour | ENDirect | Labour | SCS | 162 | NET DEV - AUGMENT SUB TRANS DI | 523100 | M & S-Admin & Gen | 27.4233 | Augmentation | Materials | ENDirect | Materials | SCS | 166 | RELIABILITY IMPROVE | 613290 | NS Tech/Proj Mger NT | 21.9581 | Augmentation | Labour | ENDirect | Labour | SCS
| 152 | OBSOLETE & DEFECTIVE O/H SERVI | 639050 | NS: Fleet&Prop O/Hs | 0.99517 | Replacement | PNS Fleet & Property OH | OH | Excl | SCS | 162 | NET DEV - AUGMENT SUB TRANS DI | 613280 | NS Design D/S N/T | 66.935 | Augmentation | Labour | ENDirect | Labour | SCS | 162 | NET DEV - AUGMENT SUB TRANS DI | 523300 | Cap Purch -Equipment | 0.34886 | Augmentation | Materials | ENDirect | Materials | SCS | 166 | RELIABILITY IMPROVE | 613310 | BR-NT PNS TS | 14.6793 | Augmentation | Labour | ENDirect | Labour | SCS
| 153 | SERVICING REPLACEMENT | 624589 | Replace Service 1 PH | 55.1757 | Connections | Labour (50%)/ Contracts (50%) | ENDirect | Excl | SCS | 162 | NET DEV - AUGMENT SUB TRANS DI | 613290 | NS Tech/Proj Mger NT | 594.3023 | Augmentation | Labour | ENDirect | Labour | SCS | 162 | NET DEV - AUGMENT SUB TRANS DI | 531000 | Maintenance Services | 3.6919 | Augmentation | Contracts | ENDirect | Contracts | SCS | 166 | RELIABILITY IMPROVE | 613311 | BR-OT PNS TS | 2.1959 | Augmentation | Labour | ENDirect | Labour | SCS
| 153 | SERVICING REPLACEMENT | 624591 | Replace Service 1 PH | 612.7338 | Connections | Contracts | ENDirect | Contracts | SCS | 162 | NET DEV - AUGMENT SUB TRANS DI | 613298 | NS:Tech/ProjMgrN/TCP | 286.9286 | Augmentation | Labour | ENDirect | Labour | SCS | 162 | NET DEV - AUGMENT SUB TRANS DI | 531020 | Eng & Tech Services | 32.842 | Augmentation | Labour | ENDirect | Labour | SCS | 166 | RELIABILITY IMPROVE | 613360 | NS:Draft/GIS D/S N/T | 2.1902 | Augmentation | Labour | ENDirect | Labour | SCS
| 153 | SERVICING REPLACEMENT | 624592 | Replace Service M PH | 438.6816 | Connections | Labour (50%)/ Contracts (50%) | ENDirect | Excl | SCS | 162 | NET DEV - AUGMENT SUB TRANS DI | 613310 | BR-NT PNS TS | 43.1342 | Augmentation | Labour | ENDirect | Labour | SCS | 162 | NET DEV - AUGMENT SUB TRANS DI | 531035 | Engineer & Dsgn Serv | 0.69 | Augmentation | Labour | ENDirect | Labour | SCS | 166 | RELIABILITY IMPROVE | 613400 | BR-NT RES CJ LW PO | 4.4598 | Augmentation | Labour | ENDirect | Labour | SCS
| 153 | SERVICING REPLACEMENT | 633000 | Corp O/Hs to Capital | 181.3173 | Connections | Contracts | OH | Contracts | SCS | 162 | NET DEV - AUGMENT SUB TRANS DI | 613311 | BR-OT PNS TS | 3.3255 | Augmentation | Labour | ENDirect | Labour | SCS | 162 | NET DEV - AUGMENT SUB TRANS DI | 531200 | Construct'n Services | 47.886 | Augmentation | Contracts | ENDirect | Contracts | SCS | 166 | RELIABILITY IMPROVE | 613410 | BR-NT RES GB | 6.585 | Augmentation | Labour | ENDirect | Labour | SCS
| 153 | SERVICING REPLACEMENT | 638000 | CHEDS AMI BAU Margin | 30.8059 | Connections | CHEDS AMI BAU MG | ENDirect | Excl | SCS | 162 | NET DEV - AUGMENT SUB TRANS DI | 613350 | NS:DesignSup D/S N/T | 8.8221 | Augmentation | Labour | ENDirect | Labour | SCS | 162 | NET DEV - AUGMENT SUB TRANS DI | 531201 | Contracts-Contestabl | 22.4089 | Augmentation | Contracts | ENDirect | Contracts | SCS | 166 | RELIABILITY IMPROVE | 613434 | SC Design/Drafter NT | 1.7503 | Augmentation | Labour | ENDirect | Labour | SCS
| 153 | SERVICING REPLACEMENT | 639050 | NS: Fleet&Prop O/Hs | 7.1409 | Connections | PNS Fleet & Property OH | OH | Excl | SCS | 162 | NET DEV - AUGMENT SUB TRANS DI | 613360 | NS:Draft/GIS D/S N/T | 39.2267 | Augmentation | Labour | ENDirect | Labour | SCS | 162 | NET DEV - AUGMENT SUB TRANS DI | 531210 | NS:Field SubContUmb | 21.6 | Augmentation | Labour | ENDirect | Labour | SCS | 166 | RELIABILITY IMPROVE | 613440 | SC Design/Draftin NT | 0.48519 | Augmentation | Labour | ENDirect | Labour | SCS
| 154 | UNPL ASST REPLMT - PRIM PLANT | 503190 | Travel: Australia | 0.27682 | Replacement | Contracts | ENDirect | Contracts | SCS | 162 | NET DEV - AUGMENT SUB TRANS DI | 613370 | NS:Survey D/S N/T | 39.4829 | Augmentation | Labour | ENDirect | Labour | SCS | 162 | NET DEV - AUGMENT SUB TRANS DI | 531464 | NS: Civil Works CPS | 409.7269 | Augmentation | Contracts | ENDirect | Contracts | SCS | 166 | RELIABILITY IMPROVE | 613450 | SC Senior Des Eng NT | 1.5276 | Augmentation | Labour | ENDirect | Labour | SCS
| 154 | UNPL ASST REPLMT - PRIM PLANT | 520100 | M & S-Distribution | 0.22472 | Replacement | Materials | ENDirect | Materials | SCS | 162 | NET DEV - AUGMENT SUB TRANS DI | 613371 | NS:Survey D/S O/T | 1.7013 | Augmentation | Labour | ENDirect | Labour | SCS | 162 | NET DEV - AUGMENT SUB TRANS DI | 531466 | NS:UR RP Pck Wks CPS | 0.60844 | Augmentation | Contracts | ENDirect | Contracts | SCS | 166 | RELIABILITY IMPROVE | 613566 | BR-NT PNS A2 | 3.6202 | Augmentation | Labour | ENDirect | Labour | SCS
| 154 | UNPL ASST REPLMT - PRIM PLANT | 523100 | M & S-Admin & Gen | 0.14968 | Replacement | Materials | ENDirect | Materials | SCS | 162 | NET DEV - AUGMENT SUB TRANS DI | 613400 | BR-NT RES CJ LW PO | 7.0103 | Augmentation | Labour | ENDirect | Labour | SCS | 162 | NET DEV - AUGMENT SUB TRANS DI | 531467 | NS: Traffic Mgmt CPS | 129.3868 | Augmentation | Contracts | ENDirect | Contracts | SCS | 166 | RELIABILITY IMPROVE | 613567 | BR-OT PNS A2 | 0.1251 | Augmentation | Labour | ENDirect | Labour | SCS
| 154 | UNPL ASST REPLMT - PRIM PLANT | 531200 | Construct'n Services | 26.771 | Replacement | Contracts | ENDirect | Contracts | SCS | 162 | NET DEV - AUGMENT SUB TRANS DI | 613410 | BR-NT RES GB | 29.2796 | Augmentation | Labour | ENDirect | Labour | SCS | 162 | NET DEV - AUGMENT SUB TRANS DI | 531468 | NS: Waste Disp CPS | 107.1168 | Augmentation | Contracts | ENDirect | Contracts | SCS | 166 | RELIABILITY IMPROVE | 613574 | BR-NT PNS CT | 0.61484 | Augmentation | Labour | ENDirect | Labour | SCS
| 154 | UNPL ASST REPLMT - PRIM PLANT | 531464 | NS: Civil Works CPS | 387.0871 | Replacement | Contracts | ENDirect | Contracts | SCS | 162 | NET DEV - AUGMENT SUB TRANS DI | 613411 | BR-OT RES GB | 0.24027 | Augmentation | Labour | ENDirect | Labour | SCS | 162 | NET DEV - AUGMENT SUB TRANS DI | 531469 | NS: Other CPS | 773.277 | Augmentation | Labour | ENDirect | Labour | SCS | 166 | RELIABILITY IMPROVE | 613680 | NS:Engineer D/S N/T | 14.6904 | Augmentation | Labour | ENDirect | Labour | SCS
| 154 | UNPL ASST REPLMT - PRIM PLANT | 531492 | NS: Civ Contracts CP | 233.1862 | Replacement | Contracts | ENDirect | Contracts | SCS | 162 | NET DEV - AUGMENT SUB TRANS DI | 613434 | SC Design/Drafter NT | 1.7366 | Augmentation | Labour | ENDirect | Labour | SCS | 162 | NET DEV - AUGMENT SUB TRANS DI | 531480 | NS:Asset Solution De | 18.6972 | Augmentation | Labour | ENDirect | Labour | SCS | 166 | RELIABILITY IMPROVE | 615375 | IT Billable | 0.714 | Augmentation | Labour | ENDirect | Labour | SCS
| 154 | UNPL ASST REPLMT - PRIM PLANT | 532140 | Tech Services | 4.68 | Replacement | Contracts | ENDirect | Contracts | SCS | 162 | NET DEV - AUGMENT SUB TRANS DI | 613440 | SC Design/Draftin NT | 0.52214 | Augmentation | Labour | ENDirect | Labour | SCS | 162 | NET DEV - AUGMENT SUB TRANS DI | 532100 | Admin Services | 0.08284 | Augmentation | Contracts | ENDirect | Contracts | SCS | 166 | RELIABILITY IMPROVE | 615395 | IT SCADA Billable | 3.39 | Augmentation | Labour | ENDirect | Labour | SCS
| 154 | UNPL ASST REPLMT - PRIM PLANT | 545150 | Misc Admin Exps | 0.03795 | Replacement | Contracts | ENDirect | Contracts | SCS | 162 | NET DEV - AUGMENT SUB TRANS DI | 613441 | SC Design/Draftin OT | 0.20343 | Augmentation | Labour | ENDirect | Labour | SCS | 162 | NET DEV - AUGMENT SUB TRANS DI | 532140 | Tech Services | 12.3924 | Augmentation | Contracts | ENDirect | Contracts | SCS | 166 | RELIABILITY IMPROVE | 634001 | Locl O/Hs to Capital | 13.628 | Augmentation | Local OH | OH | Excl | SCS
| 154 | UNPL ASST REPLMT - PRIM PLANT | 591997 | Proj Trf - OH/Mar | 0.21422 | Replacement | Contracts | ENDirect | Contracts | SCS | 162 | NET DEV - AUGMENT SUB TRANS DI | 613448 | SC Senior Des/Sur NT | 2.2355 | Augmentation | Labour | ENDirect | Labour | SCS | 162 | NET DEV - AUGMENT SUB TRANS DI | 532200 | Hire: Plant & Equip | 10.7261 | Augmentation | Contracts | ENDirect | Contracts | SCS | 166 | RELIABILITY IMPROVE | 635001 | EN NS Margin | 10.5249 | Augmentation | PNS MG | ENDirect | Excl | SCS
| 154 | UNPL ASST REPLMT - PRIM PLANT | 591999 | Proj Trf - Dir Costs | -1.0583 | Replacement | Contracts | ENDirect | Contracts | SCS | 162 | NET DEV - AUGMENT SUB TRANS DI | 613566 | BR-NT PNS A2 | 15.2119 | Augmentation | Labour | ENDirect | Labour | SCS | 162 | NET DEV - AUGMENT SUB TRANS DI | 532420 | Stationery/Printing | 0.32314 | Augmentation | Contracts | ENDirect | Contracts | SCS | 166 | RELIABILITY IMPROVE | 636001 | System Control O/H | 8.6188 | Augmentation | System Control OH | OH | Excl | SCS
| 154 | UNPL ASST REPLMT - PRIM PLANT | 611860 | Misc Transfers | -10.9964 | Replacement | Labour | ENDirect | Labour | SCS | 162 | NET DEV - AUGMENT SUB TRANS DI | 613567 | BR-OT PNS A2 | 1.4746 | Augmentation | Labour | ENDirect | Labour | SCS | 162 | NET DEV - AUGMENT SUB TRANS DI | 545150 | Misc Admin Exps | 0.76859 | Augmentation | Contracts | ENDirect | Contracts | SCS | 166 | RELIABILITY IMPROVE | 639000 | Network Service Corp | 9.1517 | Augmentation | PNS Corporate OH | OH | Excl | SCS
| 154 | UNPL ASST REPLMT - PRIM PLANT | 611901 | Stores Rec Local | 0.07817 | Replacement | Contracts | ENDirect | Contracts | SCS | 162 | NET DEV - AUGMENT SUB TRANS DI | 613570 | BR-NT PNS CJ | 1.4021 | Augmentation | Labour | ENDirect | Labour | SCS | 162 | NET DEV - AUGMENT SUB TRANS DI | 555000 | Realised FX +/- | 26.7226 | Augmentation | Contracts | ENDirect | Contracts | SCS | 166 | RELIABILITY IMPROVE | 639050 | NS: Fleet&Prop O/Hs | 2.1948 | Augmentation | PNS Fleet & Property OH | OH | Excl | SCS
| 154 | UNPL ASST REPLMT - PRIM PLANT | 613240 | BR-NT PNS LW | -0.12044 | Replacement | Labour | ENDirect | Labour | SCS | 162 | NET DEV - AUGMENT SUB TRANS DI | 613571 | BR-OT PNS CJ | 1.5259 | Augmentation | Labour | ENDirect | Labour | SCS | 162 | NET DEV - AUGMENT SUB TRANS DI | 582300 | Permits & Licenc FBT | 0.4095 | Augmentation | Contracts | ENDirect | Contracts | SCS | 167 | VBRC CAPITAL PROGRAMS | 520100 | M & S-Distribution | 1.3451 | VBRC Calc | Materials | ENDirect | Materials | SCS
| 154 | UNPL ASST REPLMT - PRIM PLANT | 613248 | NS:GenLinewrk N/T CP | 0.48684 | Replacement | Labour | ENDirect | Labour | SCS | 162 | NET DEV - AUGMENT SUB TRANS DI | 613574 | BR-NT PNS CT | 27.2251 | Augmentation | Labour | ENDirect | Labour | SCS | 162 | NET DEV - AUGMENT SUB TRANS DI | 591997 | Proj Trf - OH/Mar | -5.2796 | Augmentation | Contracts | ENDirect | Contracts | SCS | 167 | VBRC CAPITAL PROGRAMS | 531464 | NS: Civil Works CPS | 3.171 | VBRC Calc | Contracts | ENDirect | Contracts | SCS
| 154 | UNPL ASST REPLMT - PRIM PLANT | 613258 | NS:LiveLinw-GenN/TCP | 0.53256 | Replacement | Labour | ENDirect | Labour | SCS | 162 | NET DEV - AUGMENT SUB TRANS DI | 613575 | BR-OT PNS CT | 2.5631 | Augmentation | Labour | ENDirect | Labour | SCS | 162 | NET DEV - AUGMENT SUB TRANS DI | 591998 | Proj. Tsf Direct Tax | -1.2969 | Augmentation | Contracts | ENDirect | Contracts | SCS | 167 | VBRC CAPITAL PROGRAMS | 531467 | NS: Traffic Mgmt CPS | 3.6267 | VBRC Calc | Contracts | ENDirect | Contracts | SCS
| 154 | UNPL ASST REPLMT - PRIM PLANT | 613268 | NS: Fitter N/T CP | 4.8846 | Replacement | Labour | ENDirect | Labour | SCS | 162 | NET DEV - AUGMENT SUB TRANS DI | 613576 | BR-NT PNS FT | 21.2795 | Augmentation | Labour | ENDirect | Labour | SCS | 162 | NET DEV - AUGMENT SUB TRANS DI | 591999 | Proj Trf - Dir Costs | -25.1507 | Augmentation | Contracts | ENDirect | Contracts | SCS | 167 | VBRC CAPITAL PROGRAMS | 611900 | Stores Recovery Dist | 0.07839 | VBRC Calc | Contracts | ENDirect | Contracts | SCS
| 154 | UNPL ASST REPLMT - PRIM PLANT | 613290 | NS Tech/Proj Mger NT | 23.5231 | Replacement | Labour | ENDirect | Labour | SCS | 162 | NET DEV - AUGMENT SUB TRANS DI | 613602 | BR-NT PNS TA (ZT) | 5.1276 | Augmentation | Labour | ENDirect | Labour | SCS | 162 | NET DEV - AUGMENT SUB TRANS DI | 611900 | Stores Recovery Dist | 15.514 | Augmentation | Contracts | ENDirect | Contracts | SCS | 167 | VBRC CAPITAL PROGRAMS | 613236 | LIVE-NT PNS GB | 0.30628 | VBRC Calc | Labour | ENDirect | Labour | SCS
| 154 | UNPL ASST REPLMT - PRIM PLANT | 613310 | BR-NT PNS TS | 0.50576 | Replacement | Labour | ENDirect | Labour | SCS | 162 | NET DEV - AUGMENT SUB TRANS DI | 613630 | Senior Design NT | 4.1311 | Augmentation | Labour | ENDirect | Labour | SCS | 162 | NET DEV - AUGMENT SUB TRANS DI | 611901 | Stores Rec Local | 16.073 | Augmentation | Contracts | ENDirect | Contracts | SCS | 167 | VBRC CAPITAL PROGRAMS | 613240 | BR-NT PNS LW | 6.8291 | VBRC Calc | Labour | ENDirect | Labour | SCS
| 154 | UNPL ASST REPLMT - PRIM PLANT | 613311 | BR-OT PNS TS | 0.6322 | Replacement | Labour | ENDirect | Labour | SCS | 162 | NET DEV - AUGMENT SUB TRANS DI | 613680 | NS:Engineer D/S N/T | 108.3211 | Augmentation | Labour | ENDirect | Labour | SCS | 162 | NET DEV - AUGMENT SUB TRANS DI | 611902 | Purchase OrderOncost | 0.21265 | Augmentation | Contracts | ENDirect | Contracts | SCS | 167 | VBRC CAPITAL PROGRAMS | 613241 | BR-OT PNS LW | 0.32476 | VBRC Calc | Labour | ENDirect | Labour | SCS
| 154 | UNPL ASST REPLMT - PRIM PLANT | 613318 | NS: Tester N/T CP | 3.2242 | Replacement | Labour | ENDirect | Labour | SCS | 162 | NET DEV - AUGMENT SUB TRANS DI | 613681 | NS:Engineer D/S O/T | 0.99174 | Augmentation | Labour | ENDirect | Labour | SCS | 162 | NET DEV - AUGMENT SUB TRANS DI | 612210 | Network N/T | 23.2296 | Augmentation | Labour | ENDirect | Labour | SCS | 167 | VBRC CAPITAL PROGRAMS | 613250 | BR-NT PNS GB | 15.1609 | VBRC Calc | Labour | ENDirect | Labour | SCS
| 154 | UNPL ASST REPLMT - PRIM PLANT | 613410 | BR-NT RES GB | -5.5528 | Replacement | Labour | ENDirect | Labour | SCS | 162 | NET DEV - AUGMENT SUB TRANS DI | 615375 | IT Billable | 1.56 | Augmentation | Labour | ENDirect | Labour | SCS | 162 | NET DEV - AUGMENT SUB TRANS DI | 612310 | Network O/T | 0.58084 | Augmentation | Labour | ENDirect | Labour | SCS | 167 | VBRC CAPITAL PROGRAMS | 613251 | BR-OT PNS GB | 0.70552 | VBRC Calc | Labour | ENDirect | Labour | SCS
| 154 | UNPL ASST REPLMT - PRIM PLANT | 613428 | SC Tester CP NT | 8.401 | Replacement | Labour | ENDirect | Labour | SCS | 162 | NET DEV - AUGMENT SUB TRANS DI | 615395 | SCADABillable inc30% | 42.601 | Augmentation | Labour | ENDirect | Labour | SCS | 162 | NET DEV - AUGMENT SUB TRANS DI | 613240 | BR-NT PNS LW | 41.3993 | Augmentation | Labour | ENDirect | Labour | SCS | 167 | VBRC CAPITAL PROGRAMS | 634001 | Locl O/Hs to Capital | 2.0433 | VBRC Calc | Local OH | OH | Excl | SCS
| 154 | UNPL ASST REPLMT - PRIM PLANT | 613429 | SC Tester CP OT | 2.7817 | Replacement | Labour | ENDirect | Labour | SCS | 162 | NET DEV - AUGMENT SUB TRANS DI | 631000 | Stores Recovery O/H | 0.09769 | Augmentation | Materials | ENDirect | Materials | SCS | 162 | NET DEV - AUGMENT SUB TRANS DI | 613241 | BR-OT PNS LW | 5.678 | Augmentation | Labour | ENDirect | Labour | SCS | 167 | VBRC CAPITAL PROGRAMS | 635001 | EN NS Margin | 1.7956 | VBRC Calc | PNS MG | ENDirect | Excl | SCS
| 154 | UNPL ASST REPLMT - PRIM PLANT | 613680 | NS:Engineer D/S N/T | 2.1993 | Replacement | Labour | ENDirect | Labour | SCS | 162 | NET DEV - AUGMENT SUB TRANS DI | 634001 | Locl O/Hs to Capital | 597.7615 | Augmentation | Local OH | OH | Excl | SCS | 162 | NET DEV - AUGMENT SUB TRANS DI | 613250 | BR-NT PNS GB | 84.9571 | Augmentation | Labour | ENDirect | Labour | SCS | 167 | VBRC CAPITAL PROGRAMS | 636001 | System Control O/H | 1.6182 | VBRC Calc | System Control OH | OH | Excl | SCS
| 154 | UNPL ASST REPLMT - PRIM PLANT | 633000 | Corp O/Hs to Capital | 126.7837 | Replacement | Contracts | OH | Contracts | SCS | 162 | NET DEV - AUGMENT SUB TRANS DI | 635000 | NS Margin | 25.5645 | Augmentation | PNS MG | ENDirect | Excl | SCS | 162 | NET DEV - AUGMENT SUB TRANS DI | 613251 | BR-OT PNS GB | 17.807 | Augmentation | Labour | ENDirect | Labour | SCS | 167 | VBRC CAPITAL PROGRAMS | 639000 | Network Service Corp | 1.2996 | VBRC Calc | PNS Corporate OH | OH | Excl | SCS
| 154 | UNPL ASST REPLMT - PRIM PLANT | 634001 | Locl O/Hs to Capital | 47.022 | Replacement | Local OH | OH | Excl | SCS | 162 | NET DEV - AUGMENT SUB TRANS DI | 635001 | EN NS Margin | 363.2715 | Augmentation | PNS MG | ENDirect | Excl | SCS | 162 | NET DEV - AUGMENT SUB TRANS DI | 613260 | BR-NT PNS ZT | 54.3345 | Augmentation | Labour | ENDirect | Labour | SCS | 167 | VBRC CAPITAL PROGRAMS | 639050 | NS: Fleet&Prop O/Hs | 0.36626 | VBRC Calc | PNS Fleet & Property OH | OH | Excl | SCS
| 154 | UNPL ASST REPLMT - PRIM PLANT | 635001 | EN NS Margin | 36.0007 | Replacement | PNS MG | ENDirect | Excl | SCS | 162 | NET DEV - AUGMENT SUB TRANS DI | 636001 | System Control O/H | 164.3791 | Augmentation | System Control OH | OH | Excl | SCS | 162 | NET DEV - AUGMENT SUB TRANS DI | 613261 | BR-OT PNS ZT | 0.27948 | Augmentation | Labour | ENDirect | Labour | SCS | 168 | AUTOMATION | 503194 | Employee meal travel | 0.46318 | Augmentation | Contracts | ENDirect | Contracts | SCS
| 154 | UNPL ASST REPLMT - PRIM PLANT | 636001 | System Control O/H | 15.732 | Replacement | System Control OH | OH | Excl | SCS | 162 | NET DEV - AUGMENT SUB TRANS DI | 639000 | Network Service Corp | 491.9986 | Augmentation | PNS Corporate OH | OH | Excl | SCS | 162 | NET DEV - AUGMENT SUB TRANS DI | 613280 | NS Design D/S N/T | 226.7932 | Augmentation | Labour | ENDirect | Labour | SCS | 168 | AUTOMATION | 520100 | M & S-Distribution | 18.4813 | Augmentation | Materials | ENDirect | Materials | SCS
| 154 | UNPL ASST REPLMT - PRIM PLANT | 639000 | Network Service Corp | 30.4799 | Replacement | PNS Corporate OH | OH | Excl | SCS | 162 | NET DEV - AUGMENT SUB TRANS DI | 639050 | NS: Fleet&Prop O/Hs | 93.6133 | Augmentation | PNS Fleet & Property OH | OH | Excl | SCS | 162 | NET DEV - AUGMENT SUB TRANS DI | 613281 | NS Design D/S O/T | 4.7552 | Augmentation | Labour | ENDirect | Labour | SCS | 168 | AUTOMATION | 520200 | M & S-Transmission | 28.0474 | Augmentation | Materials | ENDirect | Materials | SCS
| 154 | UNPL ASST REPLMT - PRIM PLANT | 639050 | NS: Fleet&Prop O/Hs | 5.1066 | Replacement | PNS Fleet & Property OH | OH | Excl | SCS | 163 | ENVIRONMENTAL MANAGEMENT | 591997 | Proj Trf - EN OH | -5.7037 | Replacement | Contracts | ENDirect | Contracts | SCS | 162 | NET DEV - AUGMENT SUB TRANS DI | 613290 | NS Tech/Proj Mger NT | 524.8089 | Augmentation | Labour | ENDirect | Labour | SCS | 168 | AUTOMATION | 523100 | M & S-Admin & Gen | 4.661 | Augmentation | Materials | ENDirect | Materials | SCS
| 155 | CROSSARM REPLACEMENT | 520100 | M & S-Distribution | 28.9952 | Replacement | Materials | ENDirect | Materials | SCS | 163 | ENVIRONMENTAL MANAGEMENT | 591998 | Proj. Tsf Direct Tax | -10.2583 | Replacement | Contracts | ENDirect | Contracts | SCS | 162 | NET DEV - AUGMENT SUB TRANS DI | 613291 | NS Tech/Proj Mger OT | 0.07587 | Augmentation | Labour | ENDirect | Labour | SCS | 168 | AUTOMATION | 531000 | Maintenance Services | 0.52164 | Augmentation | Contracts | ENDirect | Contracts | SCS
| 155 | CROSSARM REPLACEMENT | 523100 | M & S-Admin & Gen | 0.23224 | Replacement | Materials | ENDirect | Materials | SCS | 163 | ENVIRONMENTAL MANAGEMENT | 591999 | Proj Tsf - EN Direct | -11.873 | Replacement | Contracts | ENDirect | Contracts | SCS | 162 | NET DEV - AUGMENT SUB TRANS DI | 613298 | NS:Tech/ProjMgrN/TCP | 2.9158 | Augmentation | Labour | ENDirect | Labour | SCS | 168 | AUTOMATION | 531020 | Eng & Tech Services | -68.1611 | Augmentation | Labour | ENDirect | Labour | SCS
| 155 | CROSSARM REPLACEMENT | 523300 | Cap Purch -Equipment | 0.00012 | Replacement | Materials | ENDirect | Materials | SCS | 163 | ENVIRONMENTAL MANAGEMENT | 613280 | NS Design D/S N/T | 0.12404 | Replacement | Labour | ENDirect | Labour | SCS | 162 | NET DEV - AUGMENT SUB TRANS DI | 613310 | BR-NT PNS TS | 108.8171 | Augmentation | Labour | ENDirect | Labour | SCS | 168 | AUTOMATION | 531200 | Construct'n Services | 193.0805 | Augmentation | Contracts | ENDirect | Contracts | SCS
| 155 | CROSSARM REPLACEMENT | 531020 | Eng & Tech Services | -3.7834 | Replacement | Labour | ENDirect | Labour | SCS | 163 | ENVIRONMENTAL MANAGEMENT | 613290 | NS Tech/Proj Mger NT | 0.933 | Replacement | Labour | ENDirect | Labour | SCS | 162 | NET DEV - AUGMENT SUB TRANS DI | 613311 | BR-OT PNS TS | 1.1101 | Augmentation | Labour | ENDirect | Labour | SCS | 168 | AUTOMATION | 531201 | Contracts-Contestabl | 293.1472 | Augmentation | Contracts | ENDirect | Contracts | SCS
| 155 | CROSSARM REPLACEMENT | 531035 | Engineer & Dsgn Serv | 0.43933 | Replacement | Labour | ENDirect | Labour | SCS | 163 | ENVIRONMENTAL MANAGEMENT | 613360 | NS:Draft/GIS D/S N/T | 0.61675 | Replacement | Labour | ENDirect | Labour | SCS | 162 | NET DEV - AUGMENT SUB TRANS DI | 613350 | NS:DesignSup D/S N/T | 9.2418 | Augmentation | Labour | ENDirect | Labour | SCS | 168 | AUTOMATION | 531464 | NS: Civil Works CPS | 6.7812 | Augmentation | Contracts | ENDirect | Contracts | SCS
| 155 | CROSSARM REPLACEMENT | 531200 | Construct'n Services | -111.5107 | Replacement | Contracts | ENDirect | Contracts | SCS | 163 | ENVIRONMENTAL MANAGEMENT | 613680 | NS:Engineer D/S N/T | 0.83448 | Replacement | Labour | ENDirect | Labour | SCS | 162 | NET DEV - AUGMENT SUB TRANS DI | 613360 | NS:Draft/GIS D/S N/T | 58.528 | Augmentation | Labour | ENDirect | Labour | SCS | 168 | AUTOMATION | 531467 | NS: Traffic Mgmt CPS | 27.372 | Augmentation | Contracts | ENDirect | Contracts | SCS
| 155 | CROSSARM REPLACEMENT | 531464 | NS: Civil Works CPS | 29.7808 | Replacement | Contracts | ENDirect | Contracts | SCS | 163 | ENVIRONMENTAL MANAGEMENT | 634001 | Locl O/Hs to Capital | 0.70867 | Replacement | Local OH | OH | Excl | SCS | 162 | NET DEV - AUGMENT SUB TRANS DI | 613361 | NS:Draft/GIS D/S O/T | 4.7495 | Augmentation | Labour | ENDirect | Labour | SCS | 168 | AUTOMATION | 531468 | NS: Waste Disp CPS | 3.0745 | Augmentation | Contracts | ENDirect | Contracts | SCS
| 155 | CROSSARM REPLACEMENT | 531466 | NS:UR RP Pck Wks CPS | 0.87693 | Replacement | Contracts | ENDirect | Contracts | SCS | 163 | ENVIRONMENTAL MANAGEMENT | 635001 | EN NS Margin | 0.64585 | Replacement | PNS MG | ENDirect | Excl | SCS | 162 | NET DEV - AUGMENT SUB TRANS DI | 613370 | NS:Survey D/S N/T | 80.6993 | Augmentation | Labour | ENDirect | Labour | SCS | 168 | AUTOMATION | 531469 | NS: Other CPS | 142.7695 | Augmentation | Labour | ENDirect | Labour | SCS
| 155 | CROSSARM REPLACEMENT | 531467 | NS: Traffic Mgmt CPS | 47.221 | Replacement | Contracts | ENDirect | Contracts | SCS | 163 | ENVIRONMENTAL MANAGEMENT | 636001 | System Control O/H | 0.22203 | Replacement | System Control OH | OH | Excl | SCS | 162 | NET DEV - AUGMENT SUB TRANS DI | 613371 | NS:Survey D/S O/T | 2.2801 | Augmentation | Labour | ENDirect | Labour | SCS | 168 | AUTOMATION | 532140 | Tech Services | 44.6574 | Augmentation | Contracts | ENDirect | Contracts | SCS
| 155 | CROSSARM REPLACEMENT | 531468 | NS: Waste Disp CPS | 8.2392 | Replacement | Contracts | ENDirect | Contracts | SCS | 163 | ENVIRONMENTAL MANAGEMENT | 639000 | Network Service Corp | 0.58911 | Replacement | PNS Corporate OH | OH | Excl | SCS | 162 | NET DEV - AUGMENT SUB TRANS DI | 613400 | BR-NT RES CJ LW PO | 25.9409 | Augmentation | Labour | ENDirect | Labour | SCS | 168 | AUTOMATION | 532200 | Hire: Plant & Equip | 1.26 | Augmentation | Contracts | ENDirect | Contracts | SCS
| 155 | CROSSARM REPLACEMENT | 531480 | NS:Asset Solution De | 0.25344 | Replacement | Labour | ENDirect | Labour | SCS | 163 | ENVIRONMENTAL MANAGEMENT | 639050 | NS: Fleet&Prop O/Hs | 0.07698 | Replacement | PNS Fleet & Property OH | OH | Excl | SCS | 162 | NET DEV - AUGMENT SUB TRANS DI | 613401 | BR-OT RES CJ LW PO | 1.7648 | Augmentation | Labour | ENDirect | Labour | SCS | 168 | AUTOMATION | 591997 | Proj Trf - OH/Mar | -1.584 | Augmentation | Contracts | ENDirect | Contracts | SCS
| 155 | CROSSARM REPLACEMENT | 531485 | NS:CivilContract-PCN | -3.7665 | Replacement | Contracts | ENDirect | Contracts | SCS | 166 | RELIABILITY IMPROVE | 531020 | Eng & Tech Services | 1.15 | Augmentation | Labour | ENDirect | Labour | SCS | 162 | NET DEV - AUGMENT SUB TRANS DI | 613410 | BR-NT RES GB | 67.3593 | Augmentation | Labour | ENDirect | Labour | SCS | 168 | AUTOMATION | 591998 | Proj. Tsf Direct Tax | -1.0327 | Augmentation | Contracts | ENDirect | Contracts | SCS
| 155 | CROSSARM REPLACEMENT | 531495 | NS:Field Pack Wk CPN | 4.5373 | Replacement | Contracts | ENDirect | Contracts | SCS | 166 | RELIABILITY IMPROVE | 634001 | Locl O/Hs to Capital | 0.1165 | Augmentation | Local OH | OH | Excl | SCS | 162 | NET DEV - AUGMENT SUB TRANS DI | 613411 | BR-OT RES GB | 13.7368 | Augmentation | Labour | ENDirect | Labour | SCS | 168 | AUTOMATION | 591999 | Proj Trf - Dir Costs | -7.1778 | Augmentation | Contracts | ENDirect | Contracts | SCS
| 155 | CROSSARM REPLACEMENT | 591997 | Proj Trf - OH/Mar | -1.0402 | Replacement | Contracts | ENDirect | Contracts | SCS | 166 | RELIABILITY IMPROVE | 636001 | System Control O/H | 0.04807 | Augmentation | System Control OH | OH | Excl | SCS | 162 | NET DEV - AUGMENT SUB TRANS DI | 613420 | BR-NT RES TS | 0.79925 | Augmentation | Labour | ENDirect | Labour | SCS | 168 | AUTOMATION | 611900 | Stores Recovery Dist | 1.7554 | Augmentation | Contracts | ENDirect | Contracts | SCS
| 155 | CROSSARM REPLACEMENT | 591999 | Proj Trf - Dir Costs | 0.12717 | Replacement | Contracts | ENDirect | Contracts | SCS | 168 | AUTOMATION | 500200 | Sals: Overtime | 0.066 | Augmentation | Labour | ENDirect | Labour | SCS | 162 | NET DEV - AUGMENT SUB TRANS DI | 613434 | SC Design/Drafter NT | 19.3146 | Augmentation | Labour | ENDirect | Labour | SCS | 168 | AUTOMATION | 611901 | Stores Rec Local | 1.6704 | Augmentation | Contracts | ENDirect | Contracts | SCS
| 155 | CROSSARM REPLACEMENT | 611860 | Misc Transfers | 519.1311 | Replacement | Labour | ENDirect | Labour | SCS | 168 | AUTOMATION | 503281 | Car Pk:Non-PermNoFBT | 0.05455 | Augmentation | Contracts | ENDirect | Contracts | SCS | 162 | NET DEV - AUGMENT SUB TRANS DI | 613440 | SC Design/Draftin NT | 1.3152 | Augmentation | Labour | ENDirect | Labour | SCS | 168 | AUTOMATION | 611902 | Purchase OrderOncost | 0.27222 | Augmentation | Contracts | ENDirect | Contracts | SCS
| 155 | CROSSARM REPLACEMENT | 611861 | PNS Labour Trf-Ext | -243.5197 | Replacement | Labour | ENDirect | Labour | SCS | 168 | AUTOMATION | 520100 | M & S-Distribution | 241.9362 | Augmentation | Materials | ENDirect | Materials | SCS | 162 | NET DEV - AUGMENT SUB TRANS DI | 613450 | SC Senior Des Eng NT | 13.3605 | Augmentation | Labour | ENDirect | Labour | SCS | 168 | AUTOMATION | 612210 | Network N/T | 51.9858 | Augmentation | Labour | ENDirect | Labour | SCS
| 155 | CROSSARM REPLACEMENT | 611900 | Stores Recovery Dist | 1.3546 | Replacement | Contracts | ENDirect | Contracts | SCS | 168 | AUTOMATION | 520150 | M & S-Telecomm | 0.03795 | Augmentation | Materials | ENDirect | Materials | SCS | 162 | NET DEV - AUGMENT SUB TRANS DI | 613460 | BR-NT RES FT ZT | 85.6786 | Augmentation | Labour | ENDirect | Labour | SCS | 168 | AUTOMATION | 613240 | BR-NT PNS LW | 55.8875 | Augmentation | Labour | ENDirect | Labour | SCS
| 155 | CROSSARM REPLACEMENT | 611901 | Stores Rec Local | -5.8017 | Replacement | Contracts | ENDirect | Contracts | SCS | 168 | AUTOMATION | 520200 | M & S-Transmission | 42.2554 | Augmentation | Materials | ENDirect | Materials | SCS | 162 | NET DEV - AUGMENT SUB TRANS DI | 613461 | BR-OT RES FT ZT | 0.23157 | Augmentation | Labour | ENDirect | Labour | SCS | 168 | AUTOMATION | 613241 | BR-OT PNS LW | 10.0611 | Augmentation | Labour | ENDirect | Labour | SCS
| 155 | CROSSARM REPLACEMENT | 611902 | Purchase OrderOncost | 0.0243 | Replacement | Contracts | ENDirect | Contracts | SCS | 168 | AUTOMATION | 523100 | M & S-Admin & Gen | 0.03025 | Augmentation | Materials | ENDirect | Materials | SCS | 162 | NET DEV - AUGMENT SUB TRANS DI | 613477 | PNS_BEON_ENGINEER_NT | 9.9734 | Augmentation | Labour | ENDirect | Labour | SCS | 168 | AUTOMATION | 613250 | BR-NT PNS GB | 83.155 | Augmentation | Labour | ENDirect | Labour | SCS
| 155 | CROSSARM REPLACEMENT | 612210 | Network N/T | 89.116 | Replacement | Labour | ENDirect | Labour | SCS | 168 | AUTOMATION | 523300 | Cap Purch -Equipment | 0.66726 | Augmentation | Materials | ENDirect | Materials | SCS | 162 | NET DEV - AUGMENT SUB TRANS DI | 613566 | BR-NT PNS A2 | 31.1126 | Augmentation | Labour | ENDirect | Labour | SCS | 168 | AUTOMATION | 613251 | BR-OT PNS GB | 3.704 | Augmentation | Labour | ENDirect | Labour | SCS
| 155 | CROSSARM REPLACEMENT | 612462 | Cost Transfer | -5.4262 | Replacement | Labour | ENDirect | Labour | SCS | 168 | AUTOMATION | 524100 | Computer Hardware | 0.1064 | Augmentation | Materials | ENDirect | Materials | SCS | 162 | NET DEV - AUGMENT SUB TRANS DI | 613567 | BR-OT PNS A2 | 6.3362 | Augmentation | Labour | ENDirect | Labour | SCS | 168 | AUTOMATION | 613260 | BR-NT PNS ZT | 10.449 | Augmentation | Labour | ENDirect | Labour | SCS
| 155 | CROSSARM REPLACEMENT | 613240 | BR-NT PNS LW | 0.66941 | Replacement | Labour | ENDirect | Labour | SCS | 168 | AUTOMATION | 524110 | Customer Fibre Cost | 0.552 | Augmentation | Materials | ENDirect | Materials | SCS | 162 | NET DEV - AUGMENT SUB TRANS DI | 613570 | BR-NT PNS CJ | 1.0615 | Augmentation | Labour | ENDirect | Labour | SCS | 168 | AUTOMATION | 613280 | NS Design D/S N/T | 29.4385 | Augmentation | Labour | ENDirect | Labour | SCS
| 155 | CROSSARM REPLACEMENT | 613248 | NS:GenLinewrk N/T CP | 60.8672 | Replacement | Labour | ENDirect | Labour | SCS | 168 | AUTOMATION | 525000 | Cap Purch-Comm Equip | 2.9953 | Augmentation | Materials | ENDirect | Materials | SCS | 162 | NET DEV - AUGMENT SUB TRANS DI | 613571 | BR-OT PNS CJ | 4.8532 | Augmentation | Labour | ENDirect | Labour | SCS | 168 | AUTOMATION | 613281 | NS Design D/S O/T | 0.83004 | Augmentation | Labour | ENDirect | Labour | SCS
| 155 | CROSSARM REPLACEMENT | 613249 | NS:GenLinewrk O/T CP | 9.648 | Replacement | Labour | ENDirect | Labour | SCS | 168 | AUTOMATION | 531000 | Maintenance Services | 1.2473 | Augmentation | Contracts | ENDirect | Contracts | SCS | 162 | NET DEV - AUGMENT SUB TRANS DI | 613574 | BR-NT PNS CT | 20.9027 | Augmentation | Labour | ENDirect | Labour | SCS | 168 | AUTOMATION | 613290 | NS Tech/Proj Mger NT | 164.0765 | Augmentation | Labour | ENDirect | Labour | SCS
| 155 | CROSSARM REPLACEMENT | 613250 | BR-NT PNS GB | 0.64972 | Replacement | Labour | ENDirect | Labour | SCS | 168 | AUTOMATION | 531200 | Construct'n Services | 12.5095 | Augmentation | Contracts | ENDirect | Contracts | SCS | 162 | NET DEV - AUGMENT SUB TRANS DI | 613575 | BR-OT PNS CT | 11.9895 | Augmentation | Labour | ENDirect | Labour | SCS | 168 | AUTOMATION | 613291 | NS Tech/Proj Mger OT | 0.25944 | Augmentation | Labour | ENDirect | Labour | SCS
| 155 | CROSSARM REPLACEMENT | 613258 | NS:LiveLinw-GenN/TCP | 23.6776 | Replacement | Labour | ENDirect | Labour | SCS | 168 | AUTOMATION | 531201 | Contracts-Contestabl | 2.067 | Augmentation | Contracts | ENDirect | Contracts | SCS | 162 | NET DEV - AUGMENT SUB TRANS DI | 613576 | BR-NT PNS FT | 15.465 | Augmentation | Labour | ENDirect | Labour | SCS | 168 | AUTOMATION | 613310 | BR-NT PNS TS | 30.8189 | Augmentation | Labour | ENDirect | Labour | SCS
| 155 | CROSSARM REPLACEMENT | 613259 | NS:LiveLinwGenO/T CP | 4.1872 | Replacement | Labour | ENDirect | Labour | SCS | 168 | AUTOMATION | 531464 | NS: Civil Works CPS | 4.7975 | Augmentation | Contracts | ENDirect | Contracts | SCS | 162 | NET DEV - AUGMENT SUB TRANS DI | 613602 | BR-NT PNS TA (ZT) | 0.27616 | Augmentation | Labour | ENDirect | Labour | SCS | 168 | AUTOMATION | 613311 | BR-OT PNS TS | 1.4639 | Augmentation | Labour | ENDirect | Labour | SCS
| 155 | CROSSARM REPLACEMENT | 613268 | NS: Fitter N/T CP | 0.86527 | Replacement | Labour | ENDirect | Labour | SCS | 168 | AUTOMATION | 531467 | NS: Traffic Mgmt CPS | 2.1836 | Augmentation | Contracts | ENDirect | Contracts | SCS | 162 | NET DEV - AUGMENT SUB TRANS DI | 613630 | Senior Design NT | 65.2759 | Augmentation | Labour | ENDirect | Labour | SCS | 168 | AUTOMATION | 613360 | NS:Draft/GIS D/S N/T | 10.9117 | Augmentation | Labour | ENDirect | Labour | SCS
| 155 | CROSSARM REPLACEMENT | 613270 | NSConstruct Co-or NT | 0.90994 | Replacement | Labour | ENDirect | Labour | SCS | 168 | AUTOMATION | 531468 | NS: Waste Disp CPS | 3.3115 | Augmentation | Contracts | ENDirect | Contracts | SCS | 162 | NET DEV - AUGMENT SUB TRANS DI | 613640 | PNS_BEON_SNR DES_ENG | 0.65371 | Augmentation | Labour | ENDirect | Labour | SCS | 168 | AUTOMATION | 613362 | NSNP:ProjManagerNT | 15.8669 | Augmentation | Labour | ENDirect | Labour | SCS
| 155 | CROSSARM REPLACEMENT | 613278 | NS: ConstCo-ordN/TCP | 18.4409 | Replacement | Labour | ENDirect | Labour | SCS | 168 | AUTOMATION | 531469 | NS: Other CPS | 812.8524 | Augmentation | Labour | ENDirect | Labour | SCS | 162 | NET DEV - AUGMENT SUB TRANS DI | 613641 | PNS_BEON_TECH_PRJ__M | 0.05652 | Augmentation | Labour | ENDirect | Labour | SCS | 168 | AUTOMATION | 613400 | BR-NT RES CJ LW PO | 10.0346 | Augmentation | Labour | ENDirect | Labour | SCS
| 155 | CROSSARM REPLACEMENT | 613279 | NS:ConstCo-ordO/T CP | 8.1292 | Replacement | Labour | ENDirect | Labour | SCS | 168 | AUTOMATION | 533000 | IT Prof Services | 24.3988 | Augmentation | Contracts | ENDirect | Contracts | SCS | 162 | NET DEV - AUGMENT SUB TRANS DI | 613680 | NS:Engineer D/S N/T | 437.1948 | Augmentation | Labour | ENDirect | Labour | SCS | 168 | AUTOMATION | 613434 | SC Design/Drafter NT | 5.1258 | Augmentation | Labour | ENDirect | Labour | SCS
| 155 | CROSSARM REPLACEMENT | 613280 | NS Design D/S N/T | 8.7902 | Replacement | Labour | ENDirect | Labour | SCS | 168 | AUTOMATION | 582301 | Permits & Lic No FBT | 4.15 | Augmentation | Contracts | ENDirect | Contracts | SCS | 162 | NET DEV - AUGMENT SUB TRANS DI | 615395 | IT SCADA Billable | 5.6421 | Augmentation | Labour | ENDirect | Labour | SCS | 168 | AUTOMATION | 613440 | SC Design/Draftin NT | 4.8822 | Augmentation | Labour | ENDirect | Labour | SCS
| 155 | CROSSARM REPLACEMENT | 613290 | NS Tech/Proj Mger NT | 8.6656 | Replacement | Labour | ENDirect | Labour | SCS | 168 | AUTOMATION | 591997 | Proj Trf - EN OH | -0.93722 | Augmentation | Contracts | ENDirect | Contracts | SCS | 162 | NET DEV - AUGMENT SUB TRANS DI | 634001 | Locl O/Hs to Capital | 320.1219 | Augmentation | Local OH | OH | Excl | SCS | 168 | AUTOMATION | 613441 | SC Design/Draftin OT | 0.08086 | Augmentation | Labour | ENDirect | Labour | SCS
| 155 | CROSSARM REPLACEMENT | 613318 | NS: Tester N/T CP | 2.671 | Replacement | Labour | ENDirect | Labour | SCS | 168 | AUTOMATION | 591998 | Proj. Tsf Direct Tax | 4.0633 | Augmentation | Contracts | ENDirect | Contracts | SCS | 162 | NET DEV - AUGMENT SUB TRANS DI | 635001 | EN NS Margin | 195.7471 | Augmentation | PNS MG | ENDirect | Excl | SCS | 168 | AUTOMATION | 613460 | BR-NT RES FT ZT | 22.2912 | Augmentation | Labour | ENDirect | Labour | SCS
| 155 | CROSSARM REPLACEMENT | 613350 | NS:DesignSup D/S N/T | 0.98348 | Replacement | Labour | ENDirect | Labour | SCS | 168 | AUTOMATION | 591999 | Proj Tsf - EN Direct | -4.0429 | Augmentation | Contracts | ENDirect | Contracts | SCS | 162 | NET DEV - AUGMENT SUB TRANS DI | 636001 | System Control O/H | 225.2905 | Augmentation | System Control OH | OH | Excl | SCS | 168 | AUTOMATION | 613461 | BR-OT RES FT ZT | 0.16674 | Augmentation | Labour | ENDirect | Labour | SCS
| 155 | CROSSARM REPLACEMENT | 613351 | NS:DesignSup D/S O/T | 0.08615 | Replacement | Labour | ENDirect | Labour | SCS | 168 | AUTOMATION | 611900 | Stores Recovery Dist | 1.7828 | Augmentation | Contracts | ENDirect | Contracts | SCS | 162 | NET DEV - AUGMENT SUB TRANS DI | 639000 | Network Service Corp | 218.8169 | Augmentation | PNS Corporate OH | OH | Excl | SCS | 168 | AUTOMATION | 613566 | BR-NT PNS A2 | 8.2914 | Augmentation | Labour | ENDirect | Labour | SCS
| 155 | CROSSARM REPLACEMENT | 613360 | NS:Draft/GIS D/S N/T | 3.1422 | Replacement | Labour | ENDirect | Labour | SCS | 168 | AUTOMATION | 611901 | Stores Rec Local | 1.7475 | Augmentation | Contracts | ENDirect | Contracts | SCS | 162 | NET DEV - AUGMENT SUB TRANS DI | 639050 | NS: Fleet&Prop O/Hs | 28.2101 | Augmentation | PNS Fleet & Property OH | OH | Excl | SCS | 168 | AUTOMATION | 613567 | BR-OT PNS A2 | 3.3777 | Augmentation | Labour | ENDirect | Labour | SCS
| 155 | CROSSARM REPLACEMENT | 613370 | NS:Survey D/S N/T | 0.0337 | Replacement | Labour | ENDirect | Labour | SCS | 168 | AUTOMATION | 611902 | Purchase OrderOncost | 11.581 | Augmentation | Contracts | ENDirect | Contracts | SCS | 163 | ENVIRONMENTAL MANAGEMENT | 520100 | M & S-Distribution | 93.9491 | Replacement | Materials | ENDirect | Materials | SCS | 168 | AUTOMATION | 613574 | BR-NT PNS CT | 0.92226 | Augmentation | Labour | ENDirect | Labour | SCS
| 155 | CROSSARM REPLACEMENT | 613390 | NS:CivWrks&TrafMgmt | 227.7205 | Replacement | Contracts | ENDirect | Contracts | SCS | 168 | AUTOMATION | 612210 | Network N/T | 31.06 | Augmentation | Labour | ENDirect | Labour | SCS | 163 | ENVIRONMENTAL MANAGEMENT | 531000 | Maintenance Services | 1.05 | Replacement | Contracts | ENDirect | Contracts | SCS | 168 | AUTOMATION | 613630 | Senior Design NT | 2.3912 | Augmentation | Labour | ENDirect | Labour | SCS
| 155 | CROSSARM REPLACEMENT | 613408 | SC Gen Line CP NT | 86.9905 | Replacement | Labour | ENDirect | Labour | SCS | 168 | AUTOMATION | 613250 | BR-NT PNS GB | 1.9784 | Augmentation | Labour | ENDirect | Labour | SCS | 163 | ENVIRONMENTAL MANAGEMENT | 531464 | NS: Civil Works CPS | 0.618 | Replacement | Contracts | ENDirect | Contracts | SCS | 168 | AUTOMATION | 613680 | NS:Engineer D/S N/T | 22.0605 | Augmentation | Labour | ENDirect | Labour | SCS
| 155 | CROSSARM REPLACEMENT | 613409 | SC Gen Line CP OT | 12.2684 | Replacement | Labour | ENDirect | Labour | SCS | 168 | AUTOMATION | 613260 | BR-NT PNS ZT | 47.317 | Augmentation | Labour | ENDirect | Labour | SCS | 163 | ENVIRONMENTAL MANAGEMENT | 532500 | Property Services | 2.2 | Replacement | Contracts | ENDirect | Contracts | SCS | 168 | AUTOMATION | 615375 | IT Billable | 1.632 | Augmentation | Labour | ENDirect | Labour | SCS
| 155 | CROSSARM REPLACEMENT | 613418 | SC Live Line CP NT | 58.0264 | Replacement | Labour | ENDirect | Labour | SCS | 168 | AUTOMATION | 613280 | NS Design D/S N/T | 81.2985 | Augmentation | Labour | ENDirect | Labour | SCS | 163 | ENVIRONMENTAL MANAGEMENT | 611900 | Stores Recovery Dist | 0.05114 | Replacement | Contracts | ENDirect | Contracts | SCS | 168 | AUTOMATION | 615395 | IT SCADA Billable | 8.6445 | Augmentation | Labour | ENDirect | Labour | SCS
| 155 | CROSSARM REPLACEMENT | 613419 | SC Live Line CP OT | 15.5348 | Replacement | Labour | ENDirect | Labour | SCS | 168 | AUTOMATION | 613290 | NS Tech/Proj Mger NT | 263.2304 | Augmentation | Labour | ENDirect | Labour | SCS | 163 | ENVIRONMENTAL MANAGEMENT | 611901 | Stores Rec Local | 0.02351 | Replacement | Contracts | ENDirect | Contracts | SCS | 168 | AUTOMATION | 634001 | Locl O/Hs to Capital | 73.0758 | Augmentation | Local OH | OH | Excl | SCS
| 155 | CROSSARM REPLACEMENT | 613428 | SC Tester CP NT | 1.975 | Replacement | Labour | ENDirect | Labour | SCS | 168 | AUTOMATION | 613298 | NS:Tech/ProjMgrN/TCP | 5.7224 | Augmentation | Labour | ENDirect | Labour | SCS | 163 | ENVIRONMENTAL MANAGEMENT | 611902 | Purchase OrderOncost | 1.2723 | Replacement | Contracts | ENDirect | Contracts | SCS | 168 | AUTOMATION | 635001 | EN NS Margin | 39.7496 | Augmentation | PNS MG | ENDirect | Excl | SCS
| 155 | CROSSARM REPLACEMENT | 613429 | SC Tester CP OT | 0.25794 | Replacement | Labour | ENDirect | Labour | SCS | 168 | AUTOMATION | 613310 | BR-NT PNS TS | 146.3904 | Augmentation | Labour | ENDirect | Labour | SCS | 163 | ENVIRONMENTAL MANAGEMENT | 613260 | BR-NT PNS ZT | 1.1046 | Replacement | Labour | ENDirect | Labour | SCS | 168 | AUTOMATION | 636001 | System Control O/H | 47.92 | Augmentation | System Control OH | OH | Excl | SCS
| 155 | CROSSARM REPLACEMENT | 613438 | SC Construct CP NT | 5.9818 | Replacement | Labour | ENDirect | Labour | SCS | 168 | AUTOMATION | 613311 | BR-OT PNS TS | 4.5422 | Augmentation | Labour | ENDirect | Labour | SCS | 163 | ENVIRONMENTAL MANAGEMENT | 613280 | NS Design D/S N/T | 2.2088 | Replacement | Labour | ENDirect | Labour | SCS | 168 | AUTOMATION | 639000 | Network Service Corp | 30.2128 | Augmentation | PNS Corporate OH | OH | Excl | SCS
| 155 | CROSSARM REPLACEMENT | 613439 | SC Construct CP OT | 1.4979 | Replacement | Labour | ENDirect | Labour | SCS | 168 | AUTOMATION | 613360 | NS:Draft/GIS D/S N/T | 24.997 | Augmentation | Labour | ENDirect | Labour | SCS | 163 | ENVIRONMENTAL MANAGEMENT | 613290 | NS Tech/Proj Mger NT | 31.2295 | Replacement | Labour | ENDirect | Labour | SCS | 168 | AUTOMATION | 639050 | NS: Fleet&Prop O/Hs | 8.0723 | Augmentation | PNS Fleet & Property OH | OH | Excl | SCS
| 155 | CROSSARM REPLACEMENT | 613680 | NS:Engineer D/S N/T | 4.0933 | Replacement | Labour | ENDirect | Labour | SCS | 168 | AUTOMATION | 613361 | NS:Draft/GIS D/S O/T | 0.2935 | Augmentation | Labour | ENDirect | Labour | SCS | 163 | ENVIRONMENTAL MANAGEMENT | 613370 | NS:Survey D/S N/T | 2.5565 | Replacement | Labour | ENDirect | Labour | SCS | 172 | SUPPLY RELIAB IMPROVE SCHEME | 520100 | M & S-Distribution | 18.157 | Replacement | Materials | ENDirect | Materials | SCS
| 155 | CROSSARM REPLACEMENT | 613800 | NS:Mat Distribution | 36.7871 | Replacement | Materials | ENDirect | Materials | SCS | 168 | AUTOMATION | 613366 | NS:NP:PrjConNT | 11.708 | Augmentation | Labour | ENDirect | Labour | SCS | 163 | ENVIRONMENTAL MANAGEMENT | 613576 | BR-NT PNS FT | 3.8662 | Replacement | Labour | ENDirect | Labour | SCS | 172 | SUPPLY RELIAB IMPROVE SCHEME | 531467 | NS: Traffic Mgmt CPS | 10.2916 | Replacement | Contracts | ENDirect | Contracts | SCS
| 155 | CROSSARM REPLACEMENT | 633000 | Corp O/Hs to Capital | 248.2158 | Replacement | Contracts | OH | Contracts | SCS | 168 | AUTOMATION | 613370 | NS:Survey D/S N/T | 29.7979 | Augmentation | Labour | ENDirect | Labour | SCS | 163 | ENVIRONMENTAL MANAGEMENT | 613577 | BR-OT PNS FT | 0.3194 | Replacement | Labour | ENDirect | Labour | SCS | 172 | SUPPLY RELIAB IMPROVE SCHEME | 611900 | Stores Recovery Dist | 1.0763 | Replacement | Contracts | ENDirect | Contracts | SCS
| 155 | CROSSARM REPLACEMENT | 634001 | Locl O/Hs to Capital | 15.1728 | Replacement | Local OH | OH | Excl | SCS | 168 | AUTOMATION | 613410 | BR-NT RES GB | 0.92324 | Augmentation | Labour | ENDirect | Labour | SCS | 163 | ENVIRONMENTAL MANAGEMENT | 613602 | BR-NT PNS TA (ZT) | 1.9331 | Replacement | Labour | ENDirect | Labour | SCS | 172 | SUPPLY RELIAB IMPROVE SCHEME | 611901 | Stores Rec Local | 0.01028 | Replacement | Contracts | ENDirect | Contracts | SCS
| 155 | CROSSARM REPLACEMENT | 635001 | EN NS Margin | 137.0744 | Replacement | PNS MG | ENDirect | Excl | SCS | 168 | AUTOMATION | 613434 | SC Design/Drafter NT | 1.9846 | Augmentation | Labour | ENDirect | Labour | SCS | 163 | ENVIRONMENTAL MANAGEMENT | 613603 | BR-OT PNS TA (ZT) | 0.1597 | Replacement | Labour | ENDirect | Labour | SCS | 172 | SUPPLY RELIAB IMPROVE SCHEME | 613236 | LIVE-NT PNS GB | 0.91884 | Replacement | Labour | ENDirect | Labour | SCS
| 155 | CROSSARM REPLACEMENT | 636001 | System Control O/H | 26.1856 | Replacement | System Control OH | OH | Excl | SCS | 168 | AUTOMATION | 613440 | SC Design/Draftin NT | 0.80017 | Augmentation | Labour | ENDirect | Labour | SCS | 163 | ENVIRONMENTAL MANAGEMENT | 634001 | Locl O/Hs to Capital | 10.9191 | Replacement | Local OH | OH | Excl | SCS | 172 | SUPPLY RELIAB IMPROVE SCHEME | 613240 | BR-NT PNS LW | 17.9091 | Replacement | Labour | ENDirect | Labour | SCS
| 155 | CROSSARM REPLACEMENT | 639000 | Network Service Corp | 46.4664 | Replacement | PNS Corporate OH | OH | Excl | SCS | 168 | AUTOMATION | 613448 | SC Senior Des/Sur NT | 2.104 | Augmentation | Labour | ENDirect | Labour | SCS | 163 | ENVIRONMENTAL MANAGEMENT | 635001 | EN NS Margin | 2.6799 | Replacement | PNS MG | ENDirect | Excl | SCS | 172 | SUPPLY RELIAB IMPROVE SCHEME | 613250 | BR-NT PNS GB | 40.5055 | Replacement | Labour | ENDirect | Labour | SCS
| 155 | CROSSARM REPLACEMENT | 639050 | NS: Fleet&Prop O/Hs | 6.7207 | Replacement | PNS Fleet & Property OH | OH | Excl | SCS | 168 | AUTOMATION | 613566 | BR-NT PNS A2 | 24.775 | Augmentation | Labour | ENDirect | Labour | SCS | 163 | ENVIRONMENTAL MANAGEMENT | 636001 | System Control O/H | 7.1672 | Replacement | System Control OH | OH | Excl | SCS | 172 | SUPPLY RELIAB IMPROVE SCHEME | 613310 | BR-NT PNS TS | 2.0751 | Replacement | Labour | ENDirect | Labour | SCS
| 156 | SECONDARY SYSTEM PLANT REPL | 500200 | Sals: Overtime | 0.033 | Replacement | Labour | ENDirect | Labour | SCS | 168 | AUTOMATION | 613567 | BR-OT PNS A2 | 0.57519 | Augmentation | Labour | ENDirect | Labour | SCS | 163 | ENVIRONMENTAL MANAGEMENT | 639000 | Network Service Corp | 7.4235 | Replacement | PNS Corporate OH | OH | Excl | SCS | 172 | SUPPLY RELIAB IMPROVE SCHEME | 613360 | NS:Draft/GIS D/S N/T | 0.25468 | Replacement | Labour | ENDirect | Labour | SCS
| 156 | SECONDARY SYSTEM PLANT REPL | 503240 | Employee Ent: FBT | 0.0296 | Replacement | Contracts | ENDirect | Contracts | SCS | 168 | AUTOMATION | 613574 | BR-NT PNS CT | 0.39939 | Augmentation | Labour | ENDirect | Labour | SCS | 163 | ENVIRONMENTAL MANAGEMENT | 639050 | NS: Fleet&Prop O/Hs | 0.40946 | Replacement | PNS Fleet & Property OH | OH | Excl | SCS | 172 | SUPPLY RELIAB IMPROVE SCHEME | 613410 | BR-NT RES GB | 5.513 | Replacement | Labour | ENDirect | Labour | SCS
| 156 | SECONDARY SYSTEM PLANT REPL | 503281 | Parking | 0.10005 | Replacement | Contracts | ENDirect | Contracts | SCS | 168 | AUTOMATION | 613576 | BR-NT PNS FT | 4.1021 | Augmentation | Labour | ENDirect | Labour | SCS | 165 | L.VOLT.COM.MULT.EARTH (CMEN) | 520100 | M & S-Distribution | 0.03772 | Replacement | Materials | ENDirect | Materials | SCS | 172 | SUPPLY RELIAB IMPROVE SCHEME | 613440 | SC Design/Draftin NT | 0.30324 | Replacement | Labour | ENDirect | Labour | SCS
| 156 | SECONDARY SYSTEM PLANT REPL | 520100 | M & S-Distribution | 120.0382 | Replacement | Materials | ENDirect | Materials | SCS | 168 | AUTOMATION | 613630 | Senior Design NT | 1.7579 | Augmentation | Labour | ENDirect | Labour | SCS | 165 | L.VOLT.COM.MULT.EARTH (CMEN) | 531467 | NS: Traffic Mgmt CPS | 3.0642 | Replacement | Contracts | ENDirect | Contracts | SCS | 172 | SUPPLY RELIAB IMPROVE SCHEME | 613566 | BR-NT PNS A2 | 6.89 | Replacement | Labour | ENDirect | Labour | SCS
| 156 | SECONDARY SYSTEM PLANT REPL | 520200 | M & S-Transmission | 138.4293 | Replacement | Materials | ENDirect | Materials | SCS | 168 | AUTOMATION | 613680 | NS:Engineer D/S N/T | 39.6378 | Augmentation | Labour | ENDirect | Labour | SCS | 165 | L.VOLT.COM.MULT.EARTH (CMEN) | 611901 | Stores Rec Local | 0.00226 | Replacement | Contracts | ENDirect | Contracts | SCS | 172 | SUPPLY RELIAB IMPROVE SCHEME | 613570 | BR-NT PNS CJ | 1.5331 | Replacement | Labour | ENDirect | Labour | SCS
| 156 | SECONDARY SYSTEM PLANT REPL | 522300 | Cap Purch-MV & Plant | 6.4732 | Replacement | Materials | ENDirect | Materials | SCS | 168 | AUTOMATION | 613681 | NS:Engineer D/S O/T | 0.08265 | Augmentation | Labour | ENDirect | Labour | SCS | 165 | L.VOLT.COM.MULT.EARTH (CMEN) | 613240 | BR-NT PNS LW | 7.8288 | Replacement | Labour | ENDirect | Labour | SCS | 172 | SUPPLY RELIAB IMPROVE SCHEME | 613574 | BR-NT PNS CT | 0.92226 | Replacement | Labour | ENDirect | Labour | SCS
| 156 | SECONDARY SYSTEM PLANT REPL | 523100 | M & S-Admin & Gen | 70.4118 | Replacement | Materials | ENDirect | Materials | SCS | 168 | AUTOMATION | 615375 | IT Billable | 76.195 | Augmentation | Labour | ENDirect | Labour | SCS | 165 | L.VOLT.COM.MULT.EARTH (CMEN) | 613241 | BR-OT PNS LW | 0.61384 | Replacement | Labour | ENDirect | Labour | SCS | 172 | SUPPLY RELIAB IMPROVE SCHEME | 634001 | Locl O/Hs to Capital | 6.1555 | Replacement | Local OH | OH | Excl | SCS
| 156 | SECONDARY SYSTEM PLANT REPL | 523300 | Cap Purch -Equipment | 0.103 | Replacement | Materials | ENDirect | Materials | SCS | 168 | AUTOMATION | 615395 | SCADABillable inc30% | 18.4303 | Augmentation | Labour | ENDirect | Labour | SCS | 165 | L.VOLT.COM.MULT.EARTH (CMEN) | 613250 | BR-NT PNS GB | 18.8547 | Replacement | Labour | ENDirect | Labour | SCS | 172 | SUPPLY RELIAB IMPROVE SCHEME | 635001 | EN NS Margin | 4.745 | Replacement | PNS MG | ENDirect | Excl | SCS
| 156 | SECONDARY SYSTEM PLANT REPL | 531000 | Maintenance Services | 0.0528 | Replacement | Contracts | ENDirect | Contracts | SCS | 168 | AUTOMATION | 634001 | Locl O/Hs to Capital | 155.5206 | Augmentation | Local OH | OH | Excl | SCS | 165 | L.VOLT.COM.MULT.EARTH (CMEN) | 613251 | BR-OT PNS GB | 2.7135 | Replacement | Labour | ENDirect | Labour | SCS | 172 | SUPPLY RELIAB IMPROVE SCHEME | 636001 | System Control O/H | 3.4586 | Replacement | System Control OH | OH | Excl | SCS
| 156 | SECONDARY SYSTEM PLANT REPL | 531020 | Eng & Tech Services | 88.2474 | Replacement | Labour | ENDirect | Labour | SCS | 168 | AUTOMATION | 635001 | EN NS Margin | 84.0707 | Augmentation | PNS MG | ENDirect | Excl | SCS | 165 | L.VOLT.COM.MULT.EARTH (CMEN) | 613260 | BR-NT PNS ZT | 17.8883 | Replacement | Labour | ENDirect | Labour | SCS | 172 | SUPPLY RELIAB IMPROVE SCHEME | 639000 | Network Service Corp | 4.3864 | Replacement | PNS Corporate OH | OH | Excl | SCS
| 156 | SECONDARY SYSTEM PLANT REPL | 531200 | Construct'n Services | 62.06 | Replacement | Contracts | ENDirect | Contracts | SCS | 168 | AUTOMATION | 636001 | System Control O/H | 47.7401 | Augmentation | System Control OH | OH | Excl | SCS | 165 | L.VOLT.COM.MULT.EARTH (CMEN) | 613261 | BR-OT PNS ZT | 2.7948 | Replacement | Labour | ENDirect | Labour | SCS | 172 | SUPPLY RELIAB IMPROVE SCHEME | 639050 | NS: Fleet&Prop O/Hs | 1.0706 | Replacement | PNS Fleet & Property OH | OH | Excl | SCS
| 156 | SECONDARY SYSTEM PLANT REPL | 531466 | NS:UR RP Pck Wks CPS | 3.1431 | Replacement | Contracts | ENDirect | Contracts | SCS | 168 | AUTOMATION | 639000 | Network Service Corp | 116.9593 | Augmentation | PNS Corporate OH | OH | Excl | SCS | 165 | L.VOLT.COM.MULT.EARTH (CMEN) | 613280 | NS Design D/S N/T | 17.793 | Replacement | Labour | ENDirect | Labour | SCS | 174 | POLE FIRE MITIGATION | 520100 | M & S-Distribution | 10.7127 | Replacement | Materials | ENDirect | Materials | SCS
| 156 | SECONDARY SYSTEM PLANT REPL | 531468 | NS: Waste Disp CPS | 0.0433 | Replacement | Contracts | ENDirect | Contracts | SCS | 168 | AUTOMATION | 639050 | NS: Fleet&Prop O/Hs | 17.2517 | Augmentation | PNS Fleet & Property OH | OH | Excl | SCS | 165 | L.VOLT.COM.MULT.EARTH (CMEN) | 613290 | NS Tech/Proj Mger NT | 8.2017 | Replacement | Labour | ENDirect | Labour | SCS | 174 | POLE FIRE MITIGATION | 531467 | NS: Traffic Mgmt CPS | 9.729 | Replacement | Contracts | ENDirect | Contracts | SCS
| 156 | SECONDARY SYSTEM PLANT REPL | 531469 | NS: Other CPS | 26.146 | Replacement | Labour | ENDirect | Labour | SCS | 172 | SUPPLY RELIAB IMPROVE SCHEME | 531464 | NS: Civil Works CPS | 0.98 | Replacement | Contracts | ENDirect | Contracts | SCS | 165 | L.VOLT.COM.MULT.EARTH (CMEN) | 613310 | BR-NT PNS TS | 36.6327 | Replacement | Labour | ENDirect | Labour | SCS | 174 | POLE FIRE MITIGATION | 532200 | Hire: Plant & Equip | 2.002 | Replacement | Contracts | ENDirect | Contracts | SCS
| 156 | SECONDARY SYSTEM PLANT REPL | 531492 | NS: Civ Contracts CP | -65.693 | Replacement | Contracts | ENDirect | Contracts | SCS | 172 | SUPPLY RELIAB IMPROVE SCHEME | 531467 | NS: Traffic Mgmt CPS | 4.56 | Replacement | Contracts | ENDirect | Contracts | SCS | 165 | L.VOLT.COM.MULT.EARTH (CMEN) | 613311 | BR-OT PNS TS | 0.93935 | Replacement | Labour | ENDirect | Labour | SCS | 174 | POLE FIRE MITIGATION | 611900 | Stores Recovery Dist | 0.62168 | Replacement | Contracts | ENDirect | Contracts | SCS
| 156 | SECONDARY SYSTEM PLANT REPL | 531495 | NS:Field Pack Wk CPN | 5.7 | Replacement | Contracts | ENDirect | Contracts | SCS | 172 | SUPPLY RELIAB IMPROVE SCHEME | 613290 | NS Tech/Proj Mger NT | 0.4976 | Replacement | Labour | ENDirect | Labour | SCS | 165 | L.VOLT.COM.MULT.EARTH (CMEN) | 613360 | NS:Draft/GIS D/S N/T | 0.12514 | Replacement | Labour | ENDirect | Labour | SCS | 174 | POLE FIRE MITIGATION | 613240 | BR-NT PNS LW | 13.5189 | Replacement | Labour | ENDirect | Labour | SCS
| 156 | SECONDARY SYSTEM PLANT REPL | 532200 | Hire: Plant & Equip | 3.1749 | Replacement | Contracts | ENDirect | Contracts | SCS | 172 | SUPPLY RELIAB IMPROVE SCHEME | 613680 | NS:Engineer D/S N/T | 0.6954 | Replacement | Labour | ENDirect | Labour | SCS | 165 | L.VOLT.COM.MULT.EARTH (CMEN) | 613420 | BR-NT RES TS | 3.5523 | Replacement | Labour | ENDirect | Labour | SCS | 174 | POLE FIRE MITIGATION | 613241 | BR-OT PNS LW | 5.3585 | Replacement | Labour | ENDirect | Labour | SCS
| 156 | SECONDARY SYSTEM PLANT REPL | 532420 | Stationery/Printing | 0.27614 | Replacement | Contracts | ENDirect | Contracts | SCS | 172 | SUPPLY RELIAB IMPROVE SCHEME | 634001 | Locl O/Hs to Capital | 0.34425 | Replacement | Local OH | OH | Excl | SCS | 165 | L.VOLT.COM.MULT.EARTH (CMEN) | 613566 | BR-NT PNS A2 | 1.6984 | Replacement | Labour | ENDirect | Labour | SCS | 174 | POLE FIRE MITIGATION | 613250 | BR-NT PNS GB | 19.2191 | Replacement | Labour | ENDirect | Labour | SCS
| 156 | SECONDARY SYSTEM PLANT REPL | 532500 | Property Services | 0.01732 | Replacement | Contracts | ENDirect | Contracts | SCS | 172 | SUPPLY RELIAB IMPROVE SCHEME | 635001 | EN NS Margin | 0.31375 | Replacement | PNS MG | ENDirect | Excl | SCS | 165 | L.VOLT.COM.MULT.EARTH (CMEN) | 613575 | BR-OT PNS CT | 1.5371 | Replacement | Labour | ENDirect | Labour | SCS | 174 | POLE FIRE MITIGATION | 613251 | BR-OT PNS GB | 1.9402 | Replacement | Labour | ENDirect | Labour | SCS
| 156 | SECONDARY SYSTEM PLANT REPL | 545150 | Misc Admin Exps | 0.70025 | Replacement | Contracts | ENDirect | Contracts | SCS | 172 | SUPPLY RELIAB IMPROVE SCHEME | 636001 | System Control O/H | 0.10784 | Replacement | System Control OH | OH | Excl | SCS | 165 | L.VOLT.COM.MULT.EARTH (CMEN) | 613576 | BR-NT PNS FT | -167.3915 | Replacement | Labour | ENDirect | Labour | SCS | 174 | POLE FIRE MITIGATION | 613280 | NS Design D/S N/T | 11.4393 | Replacement | Labour | ENDirect | Labour | SCS
| 156 | SECONDARY SYSTEM PLANT REPL | 591997 | Proj Trf - OH/Mar | 0.10827 | Replacement | Contracts | ENDirect | Contracts | SCS | 172 | SUPPLY RELIAB IMPROVE SCHEME | 639000 | Network Service Corp | 0.28617 | Replacement | PNS Corporate OH | OH | Excl | SCS | 165 | L.VOLT.COM.MULT.EARTH (CMEN) | 613577 | BR-OT PNS FT | 24.4341 | Replacement | Labour | ENDirect | Labour | SCS | 174 | POLE FIRE MITIGATION | 613290 | NS Tech/Proj Mger NT | 6.245 | Replacement | Labour | ENDirect | Labour | SCS
| 156 | SECONDARY SYSTEM PLANT REPL | 591999 | Proj Trf - Dir Costs | 0.00757 | Replacement | Contracts | ENDirect | Contracts | SCS | 172 | SUPPLY RELIAB IMPROVE SCHEME | 639050 | NS: Fleet&Prop O/Hs | 0.0374 | Replacement | PNS Fleet & Property OH | OH | Excl | SCS | 165 | L.VOLT.COM.MULT.EARTH (CMEN) | 613602 | BR-NT PNS TA (ZT) | 0.41424 | Replacement | Labour | ENDirect | Labour | SCS | 174 | POLE FIRE MITIGATION | 613360 | NS:Draft/GIS D/S N/T | 0.38202 | Replacement | Labour | ENDirect | Labour | SCS
| 156 | SECONDARY SYSTEM PLANT REPL | 611860 | Misc Transfers | 19.6277 | Replacement | Labour | ENDirect | Labour | SCS | 174 | POLE FIRE MITIGATION | 520100 | M & S-Distribution | 2.0083 | Replacement | Materials | ENDirect | Materials | SCS | 165 | L.VOLT.COM.MULT.EARTH (CMEN) | 634001 | Locl O/Hs to Capital | 14.6393 | Replacement | Local OH | OH | Excl | SCS | 174 | POLE FIRE MITIGATION | 613440 | SC Design/Draftin NT | 0.21227 | Replacement | Labour | ENDirect | Labour | SCS
| 156 | SECONDARY SYSTEM PLANT REPL | 611900 | Stores Recovery Dist | 1.5655 | Replacement | Contracts | ENDirect | Contracts | SCS | 174 | POLE FIRE MITIGATION | 611900 | Stores Recovery Dist | 0.00495 | Replacement | Contracts | ENDirect | Contracts | SCS | 165 | L.VOLT.COM.MULT.EARTH (CMEN) | 635001 | EN NS Margin | 7.5405 | Replacement | PNS MG | ENDirect | Excl | SCS | 174 | POLE FIRE MITIGATION | 613566 | BR-NT PNS A2 | 4.6712 | Replacement | Labour | ENDirect | Labour | SCS
| 156 | SECONDARY SYSTEM PLANT REPL | 611901 | Stores Rec Local | 15.7263 | Replacement | Contracts | ENDirect | Contracts | SCS | 174 | POLE FIRE MITIGATION | 611902 | Purchase OrderOncost | 0.14568 | Replacement | Contracts | ENDirect | Contracts | SCS | 165 | L.VOLT.COM.MULT.EARTH (CMEN) | 636001 | System Control O/H | 12.8979 | Replacement | System Control OH | OH | Excl | SCS | 174 | POLE FIRE MITIGATION | 613567 | BR-OT PNS A2 | 1.3761 | Replacement | Labour | ENDirect | Labour | SCS
| 156 | SECONDARY SYSTEM PLANT REPL | 611902 | Purchase OrderOncost | 3.6028 | Replacement | Contracts | ENDirect | Contracts | SCS | 174 | POLE FIRE MITIGATION | 613250 | BR-NT PNS GB | 0.39567 | Replacement | Labour | ENDirect | Labour | SCS | 165 | L.VOLT.COM.MULT.EARTH (CMEN) | 639000 | Network Service Corp | 10.8737 | Replacement | PNS Corporate OH | OH | Excl | SCS | 174 | POLE FIRE MITIGATION | 613680 | NS:Engineer D/S N/T | 0.56448 | Replacement | Labour | ENDirect | Labour | SCS
| 156 | SECONDARY SYSTEM PLANT REPL | 612210 | Network N/T | 43.4252 | Replacement | Labour | ENDirect | Labour | SCS | 174 | POLE FIRE MITIGATION | 613260 | BR-NT PNS ZT | 0.12819 | Replacement | Labour | ENDirect | Labour | SCS | 165 | L.VOLT.COM.MULT.EARTH (CMEN) | 639050 | NS: Fleet&Prop O/Hs | 1.6726 | Replacement | PNS Fleet & Property OH | OH | Excl | SCS | 174 | POLE FIRE MITIGATION | 634001 | Locl O/Hs to Capital | 5.5494 | Replacement | Local OH | OH | Excl | SCS
| 156 | SECONDARY SYSTEM PLANT REPL | 612211 | Netw Des NT-TRDS | 1.1766 | Replacement | Labour | ENDirect | Labour | SCS | 174 | POLE FIRE MITIGATION | 613280 | NS Design D/S N/T | 1.9102 | Replacement | Labour | ENDirect | Labour | SCS | 166 | RELIABILITY IMPROVE | 520100 | M & S-Distribution | 66.5882 | Augmentation | Materials | ENDirect | Materials | SCS | 174 | POLE FIRE MITIGATION | 635001 | EN NS Margin | 4.15 | Replacement | PNS MG | ENDirect | Excl | SCS
| 156 | SECONDARY SYSTEM PLANT REPL | 612460 | CP Labour Trf Capex | 34.1556 | Replacement | Labour | ENDirect | Labour | SCS | 174 | POLE FIRE MITIGATION | 613290 | NS Tech/Proj Mger NT | 2.0526 | Replacement | Labour | ENDirect | Labour | SCS | 166 | RELIABILITY IMPROVE | 523100 | M & S-Admin & Gen | 0.29808 | Augmentation | Materials | ENDirect | Materials | SCS | 174 | POLE FIRE MITIGATION | 636001 | System Control O/H | 4.4755 | Replacement | System Control OH | OH | Excl | SCS
| 156 | SECONDARY SYSTEM PLANT REPL | 613260 | BR-NT PNS ZT | 218.3533 | Replacement | Labour | ENDirect | Labour | SCS | 174 | POLE FIRE MITIGATION | 613360 | NS:Draft/GIS D/S N/T | 7.1555 | Replacement | Labour | ENDirect | Labour | SCS | 166 | RELIABILITY IMPROVE | 531020 | Eng & Tech Services | -1.15 | Augmentation | Labour | ENDirect | Labour | SCS | 174 | POLE FIRE MITIGATION | 639000 | Network Service Corp | 3.5772 | Replacement | PNS Corporate OH | OH | Excl | SCS
| 156 | SECONDARY SYSTEM PLANT REPL | 613261 | BR-OT PNS ZT | 7.9665 | Replacement | Labour | ENDirect | Labour | SCS | 174 | POLE FIRE MITIGATION | 613680 | NS:Engineer D/S N/T | 0.55632 | Replacement | Labour | ENDirect | Labour | SCS | 166 | RELIABILITY IMPROVE | 531464 | NS: Civil Works CPS | 8.8527 | Augmentation | Contracts | ENDirect | Contracts | SCS | 174 | POLE FIRE MITIGATION | 639050 | NS: Fleet&Prop O/Hs | 0.91301 | Replacement | PNS Fleet & Property OH | OH | Excl | SCS
| 156 | SECONDARY SYSTEM PLANT REPL | 613268 | NS: Fitter N/T CP | 28.5516 | Replacement | Labour | ENDirect | Labour | SCS | 174 | POLE FIRE MITIGATION | 634001 | Locl O/Hs to Capital | 0.61508 | Replacement | Local OH | OH | Excl | SCS | 166 | RELIABILITY IMPROVE | 531467 | NS: Traffic Mgmt CPS | 6.4511 | Augmentation | Contracts | ENDirect | Contracts | SCS | 176 | METERING COMMUNICATIONS-LAB | 520100 | M & S-Distribution | 80.7397 | Metering Capex | Materials | ENDirect | Materials | Metering Services
| 156 | SECONDARY SYSTEM PLANT REPL | 613270 | NSConstruct Co-or NT | 4.8997 | Replacement | Labour | ENDirect | Labour | SCS | 174 | POLE FIRE MITIGATION | 635001 | EN NS Margin | 0.37842 | Replacement | PNS MG | ENDirect | Excl | SCS | 166 | RELIABILITY IMPROVE | 531468 | NS: Waste Disp CPS | 5.8886 | Augmentation | Contracts | ENDirect | Contracts | SCS | 176 | METERING COMMUNICATIONS-LAB | 523100 | M & S-Admin & Gen | 6.8105 | Metering Capex | Materials | ENDirect | Materials | Metering Services
| 156 | SECONDARY SYSTEM PLANT REPL | 613271 | NSConstruct Co-or OT | 0.42 | Replacement | Labour | ENDirect | Labour | SCS | 174 | POLE FIRE MITIGATION | 636001 | System Control O/H | 0.17321 | Replacement | System Control OH | OH | Excl | SCS | 166 | RELIABILITY IMPROVE | 532410 | Contract/Temp Staff | 0.81812 | Augmentation | Labour | ENDirect | Labour | SCS | 176 | METERING COMMUNICATIONS-LAB | 531467 | NS: Traffic Mgmt CPS | 0.40184 | Metering Capex | Contracts | ENDirect | Contracts | Metering Services
| 156 | SECONDARY SYSTEM PLANT REPL | 613280 | NS Design D/S N/T | 178.1994 | Replacement | Labour | ENDirect | Labour | SCS | 174 | POLE FIRE MITIGATION | 639000 | Network Service Corp | 0.50607 | Replacement | PNS Corporate OH | OH | Excl | SCS | 166 | RELIABILITY IMPROVE | 611900 | Stores Recovery Dist | 3.4277 | Augmentation | Contracts | ENDirect | Contracts | SCS | 176 | METERING COMMUNICATIONS-LAB | 611900 | Stores Recovery Dist | 5.2503 | Metering Capex | Contracts | ENDirect | Contracts | Metering Services
| 156 | SECONDARY SYSTEM PLANT REPL | 613290 | NS Tech/Proj Mger NT | 49.3927 | Replacement | Labour | ENDirect | Labour | SCS | 174 | POLE FIRE MITIGATION | 639050 | NS: Fleet&Prop O/Hs | 0.05171 | Replacement | PNS Fleet & Property OH | OH | Excl | SCS | 166 | RELIABILITY IMPROVE | 611901 | Stores Rec Local | 0.43431 | Augmentation | Contracts | ENDirect | Contracts | SCS | 176 | METERING COMMUNICATIONS-LAB | 613240 | BR-NT PNS LW | 6.1323 | Metering Capex | Labour | ENDirect | Labour | Metering Services
| 156 | SECONDARY SYSTEM PLANT REPL | 613291 | NS Tech/Proj Mger OT | 0.11674 | Replacement | Labour | ENDirect | Labour | SCS | 175 | METERING COMMUNICATIONS-MAT | 613926 | Fault AMI Co Mesh AP | 37.0271 | Metering Capex | Materials | ENDirect | Materials | Metering Services | 166 | RELIABILITY IMPROVE | 611902 | Purchase OrderOncost | 0.1446 | Augmentation | Contracts | ENDirect | Contracts | SCS | 176 | METERING COMMUNICATIONS-LAB | 613250 | BR-NT PNS GB | 8.6524 | Metering Capex | Labour | ENDirect | Labour | Metering Services
| 156 | SECONDARY SYSTEM PLANT REPL | 613298 | NS:Tech/ProjMgrN/TCP | 29.1266 | Replacement | Labour | ENDirect | Labour | SCS | 175 | METERING COMMUNICATIONS-MAT | 613932 | NC Ant Low mtr mount | 0.79704 | Metering Capex | Materials | ENDirect | Materials | Metering Services | 166 | RELIABILITY IMPROVE | 613240 | BR-NT PNS LW | 19.9035 | Augmentation | Labour | ENDirect | Labour | SCS | 176 | METERING COMMUNICATIONS-LAB | 613280 | NS Design D/S N/T | 2.0628 | Metering Capex | Labour | ENDirect | Labour | Metering Services
| 156 | SECONDARY SYSTEM PLANT REPL | 613310 | BR-NT PNS TS | 181.9851 | Replacement | Labour | ENDirect | Labour | SCS | 175 | METERING COMMUNICATIONS-MAT | 613934 | NC Ant Sup High Prof | 5.5814 | Metering Capex | Materials | ENDirect | Materials | Metering Services | 166 | RELIABILITY IMPROVE | 613241 | BR-OT PNS LW | 6.2919 | Augmentation | Labour | ENDirect | Labour | SCS | 176 | METERING COMMUNICATIONS-LAB | 613281 | NS Design D/S O/T | 1.3142 | Metering Capex | Labour | ENDirect | Labour | Metering Services
| 156 | SECONDARY SYSTEM PLANT REPL | 613311 | BR-OT PNS TS | 6.6381 | Replacement | Labour | ENDirect | Labour | SCS | 175 | METERING COMMUNICATIONS-MAT | 613957 | CP Rep Sup Com Bat | 33.9962 | Metering Capex | Materials | ENDirect | Materials | Metering Services | 166 | RELIABILITY IMPROVE | 613250 | BR-NT PNS GB | 44.8816 | Augmentation | Labour | ENDirect | Labour | SCS | 176 | METERING COMMUNICATIONS-LAB | 613291 | NS Tech/Proj Mger OT | 0.17296 | Metering Capex | Labour | ENDirect | Labour | Metering Services
| 156 | SECONDARY SYSTEM PLANT REPL | 613318 | NS: Tester N/T CP | 141.3915 | Replacement | Labour | ENDirect | Labour | SCS | 175 | METERING COMMUNICATIONS-MAT | 634001 | Locl O/Hs to Capital | 5.8528 | Metering Capex | Local OH | OH | Excl | Metering Services | 166 | RELIABILITY IMPROVE | 613251 | BR-OT PNS GB | 13.0584 | Augmentation | Labour | ENDirect | Labour | SCS | 176 | METERING COMMUNICATIONS-LAB | 613360 | NS:Draft/GIS D/S N/T | 0.12734 | Metering Capex | Labour | ENDirect | Labour | Metering Services
| 156 | SECONDARY SYSTEM PLANT REPL | 613319 | NS:Tester O/T CP | 2.1811 | Replacement | Labour | ENDirect | Labour | SCS | 175 | METERING COMMUNICATIONS-MAT | 635001 | EN NS Margin | 0.27971 | Metering Capex | PNS MG | ENDirect | Excl | Metering Services | 166 | RELIABILITY IMPROVE | 613280 | NS Design D/S N/T | 34.4203 | Augmentation | Labour | ENDirect | Labour | SCS | 176 | METERING COMMUNICATIONS-LAB | 613440 | SC Design/Draftin NT | 0.15162 | Metering Capex | Labour | ENDirect | Labour | Metering Services
| 156 | SECONDARY SYSTEM PLANT REPL | 613350 | NS:DesignSup D/S N/T | 69.3038 | Replacement | Labour | ENDirect | Labour | SCS | 175 | METERING COMMUNICATIONS-MAT | 636001 | System Control O/H | 1.6223 | Metering Capex | System Control OH | OH | Excl | Metering Services | 166 | RELIABILITY IMPROVE | 613290 | NS Tech/Proj Mger NT | 13.0596 | Augmentation | Labour | ENDirect | Labour | SCS | 176 | METERING COMMUNICATIONS-LAB | 613566 | BR-NT PNS A2 | 0.35034 | Metering Capex | Labour | ENDirect | Labour | Metering Services
| 156 | SECONDARY SYSTEM PLANT REPL | 613360 | NS:Draft/GIS D/S N/T | 21.7812 | Replacement | Labour | ENDirect | Labour | SCS | 175 | METERING COMMUNICATIONS-MAT | 639000 | Network Service Corp | 5.2775 | Metering Capex | PNS Corporate OH | OH | Excl | Metering Services | 166 | RELIABILITY IMPROVE | 613310 | BR-NT PNS TS | 17.0952 | Augmentation | Labour | ENDirect | Labour | SCS | 176 | METERING COMMUNICATIONS-LAB | 634001 | Locl O/Hs to Capital | 6.033 | Metering Capex | Local OH | OH | Excl | Metering Services
| 156 | SECONDARY SYSTEM PLANT REPL | 613370 | NS:Survey D/S N/T | 25.3081 | Replacement | Labour | ENDirect | Labour | SCS | 175 | METERING COMMUNICATIONS-MAT | 639050 | NS: Fleet&Prop O/Hs | 0.41944 | Metering Capex | PNS Fleet & Property OH | OH | Excl | Metering Services | 166 | RELIABILITY IMPROVE | 613311 | BR-OT PNS TS | 1.6225 | Augmentation | Labour | ENDirect | Labour | SCS | 176 | METERING COMMUNICATIONS-LAB | 635001 | EN NS Margin | 1.633 | Metering Capex | PNS MG | ENDirect | Excl | Metering Services
| 156 | SECONDARY SYSTEM PLANT REPL | 613371 | NS:Survey D/S O/T | 0.36432 | Replacement | Labour | ENDirect | Labour | SCS | 176 | METERING COMMUNICATIONS-LAB | 613928 | Fault AMI Mesh Inst | 4.3648 | Metering Capex | Labour | ENDirect | Labour | Metering Services | 166 | RELIABILITY IMPROVE | 613360 | NS:Draft/GIS D/S N/T | 5.0557 | Augmentation | Labour | ENDirect | Labour | SCS | 176 | METERING COMMUNICATIONS-LAB | 636001 | System Control O/H | 4.6944 | Metering Capex | System Control OH | OH | Excl | Metering Services
| 156 | SECONDARY SYSTEM PLANT REPL | 613566 | BR-NT PNS A2 | 7.3026 | Replacement | Labour | ENDirect | Labour | SCS | 176 | METERING COMMUNICATIONS-LAB | 613935 | NC Ant Inst Low mtr | 1.5236 | Metering Capex | Labour | ENDirect | Labour | Metering Services | 166 | RELIABILITY IMPROVE | 613370 | NS:Survey D/S N/T | 0.91302 | Augmentation | Labour | ENDirect | Labour | SCS | 176 | METERING COMMUNICATIONS-LAB | 639000 | Network Service Corp | 4.3828 | Metering Capex | PNS Corporate OH | OH | Excl | Metering Services
| 156 | SECONDARY SYSTEM PLANT REPL | 613576 | BR-NT PNS FT | 6.5709 | Replacement | Labour | ENDirect | Labour | SCS | 176 | METERING COMMUNICATIONS-LAB | 613937 | NC Ant Install High | 7.2371 | Metering Capex | Labour | ENDirect | Labour | Metering Services | 166 | RELIABILITY IMPROVE | 613400 | BR-NT RES CJ LW PO | 1.0615 | Augmentation | Labour | ENDirect | Labour | SCS | 176 | METERING COMMUNICATIONS-LAB | 639050 | NS: Fleet&Prop O/Hs | 0.62265 | Metering Capex | PNS Fleet & Property OH | OH | Excl | Metering Services
| 156 | SECONDARY SYSTEM PLANT REPL | 613630 | Senior Design NT | 0.95106 | Replacement | Labour | ENDirect | Labour | SCS | 176 | METERING COMMUNICATIONS-LAB | 613958 | CP Rep Ins Com Bat | 41.5309 | Metering Capex | Labour | ENDirect | Labour | Metering Services | 166 | RELIABILITY IMPROVE | 613410 | BR-NT RES GB | 5.9152 | Augmentation | Labour | ENDirect | Labour | SCS | 177 | CBD SECURITY SUPPLY | 503193 | International Hotel | 1.2552 | Augmentation | Contracts | ENDirect | Contracts | SCS
| 156 | SECONDARY SYSTEM PLANT REPL | 613680 | NS:Engineer D/S N/T | 287.1261 | Replacement | Labour | ENDirect | Labour | SCS | 176 | METERING COMMUNICATIONS-LAB | 634001 | Locl O/Hs to Capital | 4.1865 | Metering Capex | Local OH | OH | Excl | Metering Services | 166 | RELIABILITY IMPROVE | 613440 | SC Design/Draftin NT | 0.35545 | Augmentation | Labour | ENDirect | Labour | SCS | 177 | CBD SECURITY SUPPLY | 503194 | Employee meal travel | 0.03534 | Augmentation | Contracts | ENDirect | Contracts | SCS
| 156 | SECONDARY SYSTEM PLANT REPL | 613681 | NS:Engineer D/S O/T | 6.0804 | Replacement | Labour | ENDirect | Labour | SCS | 176 | METERING COMMUNICATIONS-LAB | 635001 | EN NS Margin | 3.0836 | Metering Capex | PNS MG | ENDirect | Excl | Metering Services | 166 | RELIABILITY IMPROVE | 613441 | SC Design/Draftin OT | 0.07109 | Augmentation | Labour | ENDirect | Labour | SCS | 177 | CBD SECURITY SUPPLY | 503197 | Booking fees | 0.14245 | Augmentation | Contracts | ENDirect | Contracts | SCS
| 156 | SECONDARY SYSTEM PLANT REPL | 615375 | IT Billable | 36.72 | Replacement | Labour | ENDirect | Labour | SCS | 176 | METERING COMMUNICATIONS-LAB | 636001 | System Control O/H | 1.1644 | Metering Capex | System Control OH | OH | Excl | Metering Services | 166 | RELIABILITY IMPROVE | 613566 | BR-NT PNS A2 | 5.2013 | Augmentation | Labour | ENDirect | Labour | SCS | 177 | CBD SECURITY SUPPLY | 503210 | Travel: Overseas | 8.4383 | Augmentation | Contracts | ENDirect | Contracts | SCS
| 156 | SECONDARY SYSTEM PLANT REPL | 615395 | IT SCADA Billable | 9.7632 | Replacement | Labour | ENDirect | Labour | SCS | 176 | METERING COMMUNICATIONS-LAB | 639000 | Network Service Corp | 3.5254 | Metering Capex | PNS Corporate OH | OH | Excl | Metering Services | 166 | RELIABILITY IMPROVE | 613567 | BR-OT PNS A2 | 0.4536 | Augmentation | Labour | ENDirect | Labour | SCS | 177 | CBD SECURITY SUPPLY | 503240 | Employee Ent: FBT | 0.01629 | Augmentation | Contracts | ENDirect | Contracts | SCS
| 156 | SECONDARY SYSTEM PLANT REPL | 633000 | Corp O/Hs to Capital | 234.9253 | Replacement | Contracts | OH | Contracts | SCS | 176 | METERING COMMUNICATIONS-LAB | 639050 | NS: Fleet&Prop O/Hs | 0.50079 | Metering Capex | PNS Fleet & Property OH | OH | Excl | Metering Services | 166 | RELIABILITY IMPROVE | 613576 | BR-NT PNS FT | 6.3517 | Augmentation | Labour | ENDirect | Labour | SCS | 177 | CBD SECURITY SUPPLY | 503250 | Non Employee Ent | 0.16883 | Augmentation | Contracts | ENDirect | Contracts | SCS
| 156 | SECONDARY SYSTEM PLANT REPL | 634001 | Locl O/Hs to Capital | 101.8785 | Replacement | Local OH | OH | Excl | SCS | 177 | CBD SECURITY SUPPLY | 503240 | Employee Ent: FBT | 0.0378 | Augmentation | Contracts | ENDirect | Contracts | SCS | 166 | RELIABILITY IMPROVE | 613630 | Senior Design NT | 0.49557 | Augmentation | Labour | ENDirect | Labour | SCS | 177 | CBD SECURITY SUPPLY | 503281 | Parking | 1.029 | Augmentation | Contracts | ENDirect | Contracts | SCS
| 156 | SECONDARY SYSTEM PLANT REPL | 635001 | EN NS Margin | 53.5243 | Replacement | PNS MG | ENDirect | Excl | SCS | 177 | CBD SECURITY SUPPLY | 503281 | Car Pk:Non-PermNoFBT | 2.5199 | Augmentation | Contracts | ENDirect | Contracts | SCS | 166 | RELIABILITY IMPROVE | 613680 | NS:Engineer D/S N/T | 8.4621 | Augmentation | Labour | ENDirect | Labour | SCS | 177 | CBD SECURITY SUPPLY | 503290 | Car Park: Perm | 0.41701 | Augmentation | Contracts | ENDirect | Contracts | SCS
| 156 | SECONDARY SYSTEM PLANT REPL | 636001 | System Control O/H | 32.6009 | Replacement | System Control OH | OH | Excl | SCS | 177 | CBD SECURITY SUPPLY | 503350 | OH&Safety Exp | 2.0586 | Augmentation | Contracts | ENDirect | Contracts | SCS | 166 | RELIABILITY IMPROVE | 615395 | IT SCADA Billable | 4.44 | Augmentation | Labour | ENDirect | Labour | SCS | 177 | CBD SECURITY SUPPLY | 503300 | Awards/Gifts: NonFBT | 0.83901 | Augmentation | Contracts | ENDirect | Contracts | SCS
| 156 | SECONDARY SYSTEM PLANT REPL | 639000 | Network Service Corp | 57.513 | Replacement | PNS Corporate OH | OH | Excl | SCS | 177 | CBD SECURITY SUPPLY | 520100 | M & S-Distribution | 55.0395 | Augmentation | Materials | ENDirect | Materials | SCS | 166 | RELIABILITY IMPROVE | 634001 | Locl O/Hs to Capital | 21.1811 | Augmentation | Local OH | OH | Excl | SCS | 177 | CBD SECURITY SUPPLY | 503330 | In-house Refreshment | 0.13186 | Augmentation | Contracts | ENDirect | Contracts | SCS
| 156 | SECONDARY SYSTEM PLANT REPL | 639050 | NS: Fleet&Prop O/Hs | 7.3361 | Replacement | PNS Fleet & Property OH | OH | Excl | SCS | 177 | CBD SECURITY SUPPLY | 523100 | M & S-Admin & Gen | 0.10534 | Augmentation | Materials | ENDirect | Materials | SCS | 166 | RELIABILITY IMPROVE | 635001 | EN NS Margin | 12.1275 | Augmentation | PNS MG | ENDirect | Excl | SCS | 177 | CBD SECURITY SUPPLY | 503350 | OH&Safety Exp | 2.5796 | Augmentation | Contracts | ENDirect | Contracts | SCS
| 157 | ZONE SUBSTATION PLANT REPLMT. | 503281 | Parking | 0.4758 | Replacement | Contracts | ENDirect | Contracts | SCS | 177 | CBD SECURITY SUPPLY | 523300 | Cap Purch -Equipment | 2.4036 | Augmentation | Materials | ENDirect | Materials | SCS | 166 | RELIABILITY IMPROVE | 636001 | System Control O/H | 14.0778 | Augmentation | System Control OH | OH | Excl | SCS | 177 | CBD SECURITY SUPPLY | 520100 | M & S-Distribution | 1141.0851 | Augmentation | Materials | ENDirect | Materials | SCS
| 157 | ZONE SUBSTATION PLANT REPLMT. | 503340 | Staff Amenities | 0.08451 | Replacement | Contracts | ENDirect | Contracts | SCS | 177 | CBD SECURITY SUPPLY | 531020 | Eng & Tech Services | 162.904 | Augmentation | Labour | ENDirect | Labour | SCS | 166 | RELIABILITY IMPROVE | 639000 | Network Service Corp | 14.901 | Augmentation | PNS Corporate OH | OH | Excl | SCS | 177 | CBD SECURITY SUPPLY | 520200 | M & S-Transmission | 92.9361 | Augmentation | Materials | ENDirect | Materials | SCS
| 157 | ZONE SUBSTATION PLANT REPLMT. | 503350 | OH&Safety Exp | 0.47 | Replacement | Contracts | ENDirect | Contracts | SCS | 177 | CBD SECURITY SUPPLY | 531200 | Construct'n Services | 12.4829 | Augmentation | Contracts | ENDirect | Contracts | SCS | 166 | RELIABILITY IMPROVE | 639050 | NS: Fleet&Prop O/Hs | 1.8005 | Augmentation | PNS Fleet & Property OH | OH | Excl | SCS | 177 | CBD SECURITY SUPPLY | 522200 | M & S-MV & Plant | -0.05661 | Augmentation | Materials | ENDirect | Materials | SCS
| 157 | ZONE SUBSTATION PLANT REPLMT. | 520100 | M & S-Distribution | 592.2916 | Replacement | Materials | ENDirect | Materials | SCS | 177 | CBD SECURITY SUPPLY | 531201 | Contracts-Contestabl | 7.875 | Augmentation | Contracts | ENDirect | Contracts | SCS | 168 | AUTOMATION | 500200 | Sals: Overtime | 0.0165 | Augmentation | Labour | ENDirect | Labour | SCS | 177 | CBD SECURITY SUPPLY | 523100 | M & S-Admin & Gen | 9.8559 | Augmentation | Materials | ENDirect | Materials | SCS
| 157 | ZONE SUBSTATION PLANT REPLMT. | 520150 | M & S-Telecomm | 0.03738 | Replacement | Materials | ENDirect | Materials | SCS | 177 | CBD SECURITY SUPPLY | 531464 | NS: Civil Works CPS | 5.292 | Augmentation | Contracts | ENDirect | Contracts | SCS | 168 | AUTOMATION | 520100 | M & S-Distribution | 42.5235 | Augmentation | Materials | ENDirect | Materials | SCS | 177 | CBD SECURITY SUPPLY | 523300 | Cap Purch -Equipment | 0.43667 | Augmentation | Materials | ENDirect | Materials | SCS
| 157 | ZONE SUBSTATION PLANT REPLMT. | 520200 | M & S-Transmission | 185.3024 | Replacement | Materials | ENDirect | Materials | SCS | 177 | CBD SECURITY SUPPLY | 531469 | NS: Other CPS | 2742.7755 | Augmentation | Labour | ENDirect | Labour | SCS | 168 | AUTOMATION | 520200 | M & S-Transmission | 32.6524 | Augmentation | Materials | ENDirect | Materials | SCS | 177 | CBD SECURITY SUPPLY | 531000 | Maintenance Services | 2.0384 | Augmentation | Contracts | ENDirect | Contracts | SCS
| 157 | ZONE SUBSTATION PLANT REPLMT. | 523100 | M & S-Admin & Gen | 10.9458 | Replacement | Materials | ENDirect | Materials | SCS | 177 | CBD SECURITY SUPPLY | 545150 | Misc Admin Exps | 0.15317 | Augmentation | Contracts | ENDirect | Contracts | SCS | 168 | AUTOMATION | 523100 | M & S-Admin & Gen | 0.10349 | Augmentation | Materials | ENDirect | Materials | SCS | 177 | CBD SECURITY SUPPLY | 531020 | Eng & Tech Services | 1.8406 | Augmentation | Labour | ENDirect | Labour | SCS
| 157 | ZONE SUBSTATION PLANT REPLMT. | 523300 | Cap Purch -Equipment | 2.4416 | Replacement | Materials | ENDirect | Materials | SCS | 177 | CBD SECURITY SUPPLY | 611900 | Stores Recovery Dist | 0.0079 | Augmentation | Contracts | ENDirect | Contracts | SCS | 168 | AUTOMATION | 531000 | Maintenance Services | 33.2402 | Augmentation | Contracts | ENDirect | Contracts | SCS | 177 | CBD SECURITY SUPPLY | 531201 | Contracts-Contestabl | 53.1825 | Augmentation | Contracts | ENDirect | Contracts | SCS
| 157 | ZONE SUBSTATION PLANT REPLMT. | 531020 | Eng & Tech Services | 159.2841 | Replacement | Labour | ENDirect | Labour | SCS | 177 | CBD SECURITY SUPPLY | 613260 | BR-NT PNS ZT | 3.2304 | Augmentation | Labour | ENDirect | Labour | SCS | 168 | AUTOMATION | 531200 | Construct'n Services | 13.421 | Augmentation | Contracts | ENDirect | Contracts | SCS | 177 | CBD SECURITY SUPPLY | 531464 | NS: Civil Works CPS | 827.2969 | Augmentation | Contracts | ENDirect | Contracts | SCS
| 157 | ZONE SUBSTATION PLANT REPLMT. | 531035 | Engineer & Dsgn Serv | 44.84 | Replacement | Labour | ENDirect | Labour | SCS | 177 | CBD SECURITY SUPPLY | 613280 | NS Design D/S N/T | 0.29741 | Augmentation | Labour | ENDirect | Labour | SCS | 168 | AUTOMATION | 531201 | Contracts-Contestabl | 69.6891 | Augmentation | Contracts | ENDirect | Contracts | SCS | 177 | CBD SECURITY SUPPLY | 531466 | NS:UR RP Pck Wks CPS | 0.1903 | Augmentation | Contracts | ENDirect | Contracts | SCS
| 157 | ZONE SUBSTATION PLANT REPLMT. | 531200 | Construct'n Services | 318.1689 | Replacement | Contracts | ENDirect | Contracts | SCS | 177 | CBD SECURITY SUPPLY | 613360 | NS:Draft/GIS D/S N/T | -0.84772 | Augmentation | Labour | ENDirect | Labour | SCS | 168 | AUTOMATION | 531210 | NS:Field SubContUmb | 2.7586 | Augmentation | Labour | ENDirect | Labour | SCS | 177 | CBD SECURITY SUPPLY | 531467 | NS: Traffic Mgmt CPS | 405.7581 | Augmentation | Contracts | ENDirect | Contracts | SCS
| 157 | ZONE SUBSTATION PLANT REPLMT. | 531201 | Contracts-Contestabl | 16.875 | Replacement | Contracts | ENDirect | Contracts | SCS | 177 | CBD SECURITY SUPPLY | 613566 | BR-NT PNS A2 | 1.9979 | Augmentation | Labour | ENDirect | Labour | SCS | 168 | AUTOMATION | 531464 | NS: Civil Works CPS | 27.1939 | Augmentation | Contracts | ENDirect | Contracts | SCS | 177 | CBD SECURITY SUPPLY | 531468 | NS: Waste Disp CPS | 178.6707 | Augmentation | Contracts | ENDirect | Contracts | SCS
| 157 | ZONE SUBSTATION PLANT REPLMT. | 531464 | NS: Civil Works CPS | 711.0734 | Replacement | Contracts | ENDirect | Contracts | SCS | 177 | CBD SECURITY SUPPLY | 613680 | NS:Engineer D/S N/T | 0.668 | Augmentation | Labour | ENDirect | Labour | SCS | 168 | AUTOMATION | 531467 | NS: Traffic Mgmt CPS | 12.1202 | Augmentation | Contracts | ENDirect | Contracts | SCS | 177 | CBD SECURITY SUPPLY | 531469 | NS: Other CPS | 7862.4863 | Augmentation | Labour | ENDirect | Labour | SCS
| 157 | ZONE SUBSTATION PLANT REPLMT. | 531467 | NS: Traffic Mgmt CPS | 3.5929 | Replacement | Contracts | ENDirect | Contracts | SCS | 177 | CBD SECURITY SUPPLY | 615375 | IT Billable | 0.189 | Augmentation | Labour | ENDirect | Labour | SCS | 168 | AUTOMATION | 531468 | NS: Waste Disp CPS | 13.171 | Augmentation | Contracts | ENDirect | Contracts | SCS | 177 | CBD SECURITY SUPPLY | 531480 | NS:Asset Solution De | 48.2206 | Augmentation | Labour | ENDirect | Labour | SCS
| 157 | ZONE SUBSTATION PLANT REPLMT. | 531468 | NS: Waste Disp CPS | 0.8 | Replacement | Contracts | ENDirect | Contracts | SCS | 177 | CBD SECURITY SUPPLY | 634001 | Locl O/Hs to Capital | 232.3227 | Augmentation | Local OH | OH | Excl | SCS | 168 | AUTOMATION | 531469 | NS: Other CPS | 354.8974 | Augmentation | Labour | ENDirect | Labour | SCS | 177 | CBD SECURITY SUPPLY | 532140 | Tech Services | 3.5298 | Augmentation | Contracts | ENDirect | Contracts | SCS
| 157 | ZONE SUBSTATION PLANT REPLMT. | 531469 | NS: Other CPS | 286.5938 | Replacement | Labour | ENDirect | Labour | SCS | 177 | CBD SECURITY SUPPLY | 635001 | EN NS Margin | 154.9536 | Augmentation | PNS MG | ENDirect | Excl | SCS | 168 | AUTOMATION | 532140 | Tech Services | 48.6914 | Augmentation | Contracts | ENDirect | Contracts | SCS | 177 | CBD SECURITY SUPPLY | 532200 | Hire: Plant & Equip | 1.1655 | Augmentation | Contracts | ENDirect | Contracts | SCS
| 157 | ZONE SUBSTATION PLANT REPLMT. | 531485 | NS:CivilContract-PCN | -95.505 | Replacement | Contracts | ENDirect | Contracts | SCS | 177 | CBD SECURITY SUPPLY | 636001 | System Control O/H | 64.985 | Augmentation | System Control OH | OH | Excl | SCS | 168 | AUTOMATION | 532200 | Hire: Plant & Equip | 2.73 | Augmentation | Contracts | ENDirect | Contracts | SCS | 177 | CBD SECURITY SUPPLY | 532360 | Taxi Charges | 0.01544 | Augmentation | Contracts | ENDirect | Contracts | SCS
| 157 | ZONE SUBSTATION PLANT REPLMT. | 531495 | NS:Field Pack Wk CPN | 798.8594 | Replacement | Contracts | ENDirect | Contracts | SCS | 177 | CBD SECURITY SUPPLY | 639000 | Network Service Corp | 172.2277 | Augmentation | PNS Corporate OH | OH | Excl | SCS | 168 | AUTOMATION | 591997 | Proj Trf - OH/Mar | -8.9271 | Augmentation | Contracts | ENDirect | Contracts | SCS | 177 | CBD SECURITY SUPPLY | 532420 | Stationery/Printing | 2.544 | Augmentation | Contracts | ENDirect | Contracts | SCS
| 157 | ZONE SUBSTATION PLANT REPLMT. | 532100 | Admin Services | 0.65 | Replacement | Contracts | ENDirect | Contracts | SCS | 177 | CBD SECURITY SUPPLY | 639050 | NS: Fleet&Prop O/Hs | 29.0591 | Augmentation | PNS Fleet & Property OH | OH | Excl | SCS | 168 | AUTOMATION | 591998 | Proj. Tsf Direct Tax | 1.0307 | Augmentation | Contracts | ENDirect | Contracts | SCS | 177 | CBD SECURITY SUPPLY | 534230 | Market'g & Promotion | 0.03045 | Augmentation | Contracts | ENDirect | Contracts | SCS
| 157 | ZONE SUBSTATION PLANT REPLMT. | 532140 | Tech Services | 286.2366 | Replacement | Contracts | ENDirect | Contracts | SCS | 200 | COMPUTERS | 140200 | Gen Assets-In Serv | 737.5898 | Non-network general assets - IT | Materials | ENDirect | Materials | SCS | 168 | AUTOMATION | 591999 | Proj Trf - Dir Costs | -3.3685 | Augmentation | Contracts | ENDirect | Contracts | SCS | 177 | CBD SECURITY SUPPLY | 545150 | Misc Admin Exps | 0.91282 | Augmentation | Contracts | ENDirect | Contracts | SCS
| 157 | ZONE SUBSTATION PLANT REPLMT. | 532200 | Hire: Plant & Equip | 0.52 | Replacement | Contracts | ENDirect | Contracts | SCS | 200 | COMPUTERS | 141111 | Intangible- Software | 37.5 | Non-network general assets - IT | Materials | ENDirect | Materials | SCS | 168 | AUTOMATION | 611900 | Stores Recovery Dist | 6.2045 | Augmentation | Contracts | ENDirect | Contracts | SCS | 177 | CBD SECURITY SUPPLY | 582300 | Permits & Licenc FBT | 0.14406 | Augmentation | Contracts | ENDirect | Contracts | SCS
| 157 | ZONE SUBSTATION PLANT REPLMT. | 532420 | Stationery/Printing | 0.23792 | Replacement | Contracts | ENDirect | Contracts | SCS | 200 | COMPUTERS | 524200 | Softwares & Upgrades | -390.6718 | Non-network general assets - IT | Materials | ENDirect | Materials | SCS | 168 | AUTOMATION | 611901 | Stores Rec Local | 2.0074 | Augmentation | Contracts | ENDirect | Contracts | SCS | 177 | CBD SECURITY SUPPLY | 611900 | Stores Recovery Dist | 1.1493 | Augmentation | Contracts | ENDirect | Contracts | SCS
| 157 | ZONE SUBSTATION PLANT REPLMT. | 532500 | Property Services | 10.064 | Replacement | Contracts | ENDirect | Contracts | SCS | 200 | COMPUTERS | 531210 | NS:Field SubContUmb | 0.72468 | Non-network general assets - IT | Labour | ENDirect | Labour | SCS | 168 | AUTOMATION | 611902 | Purchase OrderOncost | 0.27353 | Augmentation | Contracts | ENDirect | Contracts | SCS | 177 | CBD SECURITY SUPPLY | 611901 | Stores Rec Local | 7.1805 | Augmentation | Contracts | ENDirect | Contracts | SCS
| 157 | ZONE SUBSTATION PLANT REPLMT. | 533000 | IT Prof Services | 3.54 | Replacement | Contracts | ENDirect | Contracts | SCS | 200 | COMPUTERS | 533000 | IT Prof Services | -22.2305 | Non-network general assets - IT | Contracts | ENDirect | Contracts | SCS | 168 | AUTOMATION | 612210 | Network N/T | 34.9896 | Augmentation | Labour | ENDirect | Labour | SCS | 177 | CBD SECURITY SUPPLY | 611902 | Purchase OrderOncost | 3.2141 | Augmentation | Contracts | ENDirect | Contracts | SCS
| 157 | ZONE SUBSTATION PLANT REPLMT. | 545150 | Misc Admin Exps | 0.59847 | Replacement | Contracts | ENDirect | Contracts | SCS | 200 | COMPUTERS | 601156 | CHED IT Project Cost | 10785.15 | Non-network general assets - IT | Labour | ENDirect | Labour | SCS | 168 | AUTOMATION | 613240 | BR-NT PNS LW | 40.4042 | Augmentation | Labour | ENDirect | Labour | SCS | 177 | CBD SECURITY SUPPLY | 612210 | Network N/T | 0.82529 | Augmentation | Labour | ENDirect | Labour | SCS
| 157 | ZONE SUBSTATION PLANT REPLMT. | 591997 | Proj Trf - OH/Mar | -0.43034 | Replacement | Contracts | ENDirect | Contracts | SCS | 200 | COMPUTERS | 601157 | CHED IT Proj Margin | 1401.3555 | Non-network general assets - IT | IT Project MG | ENDirect | Excl | SCS | 168 | AUTOMATION | 613241 | BR-OT PNS LW | 1.6113 | Augmentation | Labour | ENDirect | Labour | SCS | 177 | CBD SECURITY SUPPLY | 613240 | BR-NT PNS LW | 0.78048 | Augmentation | Labour | ENDirect | Labour | SCS
| 157 | ZONE SUBSTATION PLANT REPLMT. | 591999 | Proj Trf - Dir Costs | -5.445 | Replacement | Contracts | ENDirect | Contracts | SCS | 200 | COMPUTERS | 613244 | BR-NT LSA LWFRPOTA | 1.1684 | Non-network general assets - IT | Labour | ENDirect | Labour | SCS | 168 | AUTOMATION | 613250 | BR-NT PNS GB | 74.4576 | Augmentation | Labour | ENDirect | Labour | SCS | 177 | CBD SECURITY SUPPLY | 613250 | BR-NT PNS GB | 2.0429 | Augmentation | Labour | ENDirect | Labour | SCS
| 157 | ZONE SUBSTATION PLANT REPLMT. | 611860 | Misc Transfers | 10.9964 | Replacement | Labour | ENDirect | Labour | SCS | 200 | COMPUTERS | 613245 | BR-OT LSA LWFRPOTA | 0.26649 | Non-network general assets - IT | Labour | ENDirect | Labour | SCS | 168 | AUTOMATION | 613251 | BR-OT PNS GB | 4.155 | Augmentation | Labour | ENDirect | Labour | SCS | 177 | CBD SECURITY SUPPLY | 613260 | BR-NT PNS ZT | 1.1146 | Augmentation | Labour | ENDirect | Labour | SCS
| 157 | ZONE SUBSTATION PLANT REPLMT. | 611900 | Stores Recovery Dist | 1.6865 | Replacement | Contracts | ENDirect | Contracts | SCS | 200 | COMPUTERS | 613254 | BR-NT LSA GB | 3.5349 | Non-network general assets - IT | Labour | ENDirect | Labour | SCS | 168 | AUTOMATION | 613260 | BR-NT PNS ZT | 8.561 | Augmentation | Labour | ENDirect | Labour | SCS | 177 | CBD SECURITY SUPPLY | 613261 | BR-OT PNS ZT | 3.7517 | Augmentation | Labour | ENDirect | Labour | SCS
| 157 | ZONE SUBSTATION PLANT REPLMT. | 611901 | Stores Rec Local | 18.815 | Replacement | Contracts | ENDirect | Contracts | SCS | 200 | COMPUTERS | 613255 | BR-OT LSA GB | 0.79882 | Non-network general assets - IT | Labour | ENDirect | Labour | SCS | 168 | AUTOMATION | 613280 | NS Design D/S N/T | 96.4076 | Augmentation | Labour | ENDirect | Labour | SCS | 177 | CBD SECURITY SUPPLY | 613280 | NS Design D/S N/T | 163.7962 | Augmentation | Labour | ENDirect | Labour | SCS
| 157 | ZONE SUBSTATION PLANT REPLMT. | 611902 | Purchase OrderOncost | 10.1463 | Replacement | Contracts | ENDirect | Contracts | SCS | 200 | COMPUTERS | 613410 | BR-NT RES GB | 0.27961 | Non-network general assets - IT | Labour | ENDirect | Labour | SCS | 168 | AUTOMATION | 613281 | NS Design D/S O/T | 0.82698 | Augmentation | Labour | ENDirect | Labour | SCS | 177 | CBD SECURITY SUPPLY | 613290 | NS Tech/Proj Mger NT | 390.3531 | Augmentation | Labour | ENDirect | Labour | SCS
| 157 | ZONE SUBSTATION PLANT REPLMT. | 612210 | Network N/T | 2.5823 | Replacement | Labour | ENDirect | Labour | SCS | 200 | COMPUTERS | 615008 | ORGCHANGE SAL ALLOC | 145.7711 | Non-network general assets - IT | Labour | ENDirect | Labour | SCS | 168 | AUTOMATION | 613290 | NS Tech/Proj Mger NT | 168.9172 | Augmentation | Labour | ENDirect | Labour | SCS | 177 | CBD SECURITY SUPPLY | 613310 | BR-NT PNS TS | 11.2731 | Augmentation | Labour | ENDirect | Labour | SCS
| 157 | ZONE SUBSTATION PLANT REPLMT. | 612215 | Netw Des NT-SD | -16.3951 | Replacement | Labour | ENDirect | Labour | SCS | 200 | COMPUTERS | 615009 | E2E Con Design Phase | 114.596 | Non-network general assets - IT | Labour | ENDirect | Labour | SCS | 168 | AUTOMATION | 613310 | BR-NT PNS TS | 62.5345 | Augmentation | Labour | ENDirect | Labour | SCS | 177 | CBD SECURITY SUPPLY | 613311 | BR-OT PNS TS | 0.51237 | Augmentation | Labour | ENDirect | Labour | SCS
| 157 | ZONE SUBSTATION PLANT REPLMT. | 612460 | CP Labour Trf Capex | 6.0191 | Replacement | Labour | ENDirect | Labour | SCS | 200 | COMPUTERS | 615062 | SPG:ACS/IWM/PMR | 11.8125 | Non-network general assets - IT | Labour | ENDirect | Labour | SCS | 168 | AUTOMATION | 613311 | BR-OT PNS TS | 2.2203 | Augmentation | Labour | ENDirect | Labour | SCS | 177 | CBD SECURITY SUPPLY | 613350 | NS:DesignSup D/S N/T | 2.5447 | Augmentation | Labour | ENDirect | Labour | SCS
| 157 | ZONE SUBSTATION PLANT REPLMT. | 613240 | BR-NT PNS LW | 11.812 | Replacement | Labour | ENDirect | Labour | SCS | 205 | IT METERING DATA SERVICES | 140200 | Gen Assets-In Serv | 1e-05 | Metering Capex | Materials | ENDirect | Materials | Metering Services | 168 | AUTOMATION | 613350 | NS:DesignSup D/S N/T | 11.7655 | Augmentation | Labour | ENDirect | Labour | SCS | 177 | CBD SECURITY SUPPLY | 613360 | NS:Draft/GIS D/S N/T | 15.4957 | Augmentation | Labour | ENDirect | Labour | SCS
| 157 | ZONE SUBSTATION PLANT REPLMT. | 613250 | BR-NT PNS GB | 0.39942 | Replacement | Labour | ENDirect | Labour | SCS | 205 | IT METERING DATA SERVICES | 141112 | Intan- software Met | 69.6 | Metering Capex | Materials | ENDirect | Materials | Metering Services | 168 | AUTOMATION | 613360 | NS:Draft/GIS D/S N/T | 16.8451 | Augmentation | Labour | ENDirect | Labour | SCS | 177 | CBD SECURITY SUPPLY | 613362 | NSNP:ProjManagerNT | 32.7705 | Augmentation | Labour | ENDirect | Labour | SCS
| 157 | ZONE SUBSTATION PLANT REPLMT. | 613260 | BR-NT PNS ZT | 199.6537 | Replacement | Labour | ENDirect | Labour | SCS | 205 | IT METERING DATA SERVICES | 524200 | Softwares & Upgrades | -10.5656 | Metering Capex | Materials | ENDirect | Materials | Metering Services | 168 | AUTOMATION | 613366 | NS:NP:PrjConNT | 31.3141 | Augmentation | Labour | ENDirect | Labour | SCS | 177 | CBD SECURITY SUPPLY | 613400 | BR-NT RES CJ LW PO | 3.5121 | Augmentation | Labour | ENDirect | Labour | SCS
| 157 | ZONE SUBSTATION PLANT REPLMT. | 613261 | BR-OT PNS ZT | 19.1314 | Replacement | Labour | ENDirect | Labour | SCS | 205 | IT METERING DATA SERVICES | 601156 | CHED IT Project Cost | 834.8354 | Metering Capex | Labour | ENDirect | Labour | Metering Services | 168 | AUTOMATION | 613370 | NS:Survey D/S N/T | 7.9128 | Augmentation | Labour | ENDirect | Labour | SCS | 177 | CBD SECURITY SUPPLY | 613410 | BR-NT RES GB | 8.0398 | Augmentation | Labour | ENDirect | Labour | SCS
| 157 | ZONE SUBSTATION PLANT REPLMT. | 613268 | NS: Fitter N/T CP | 30.6533 | Replacement | Labour | ENDirect | Labour | SCS | 205 | IT METERING DATA SERVICES | 601157 | CHED IT Proj Margin | 108.5267 | Metering Capex | IT Project MG | ENDirect | Excl | Metering Services | 168 | AUTOMATION | 613420 | BR-NT RES TS | 4.7363 | Augmentation | Labour | ENDirect | Labour | SCS | 177 | CBD SECURITY SUPPLY | 613411 | BR-OT RES GB | 0.7408 | Augmentation | Labour | ENDirect | Labour | SCS
| 157 | ZONE SUBSTATION PLANT REPLMT. | 613270 | NSConstruct Co-or NT | 66.2729 | Replacement | Labour | ENDirect | Labour | SCS | 210 | GENERAL EQUIPMENT | 140180 | MV & Plant-In Serv | 9.0678 | Non-network general assets - Other | Materials | ENDirect | Materials | SCS | 168 | AUTOMATION | 613440 | SC Design/Draftin NT | 2.0403 | Augmentation | Labour | ENDirect | Labour | SCS | 177 | CBD SECURITY SUPPLY | 613420 | BR-NT RES TS | 0.48419 | Augmentation | Labour | ENDirect | Labour | SCS
| 157 | ZONE SUBSTATION PLANT REPLMT. | 613271 | NSConstruct Co-or OT | 16.1011 | Replacement | Labour | ENDirect | Labour | SCS | 210 | GENERAL EQUIPMENT | 140200 | Gen Assets-In Serv | 56.178 | Non-network general assets - Other | Materials | ENDirect | Materials | SCS | 168 | AUTOMATION | 613450 | SC Senior Des Eng NT | 5.3259 | Augmentation | Labour | ENDirect | Labour | SCS | 177 | CBD SECURITY SUPPLY | 613421 | BR-OT RES TS | 0.48492 | Augmentation | Labour | ENDirect | Labour | SCS
| 157 | ZONE SUBSTATION PLANT REPLMT. | 613280 | NS Design D/S N/T | 92.0701 | Replacement | Labour | ENDirect | Labour | SCS | 230 | PROPERTY | 140120 | Buildings-In Service | 34.412 | Non-network general assets - Other | Materials | ENDirect | Materials | SCS | 168 | AUTOMATION | 613566 | BR-NT PNS A2 | 13.9587 | Augmentation | Labour | ENDirect | Labour | SCS | 177 | CBD SECURITY SUPPLY | 613460 | BR-NT RES FT ZT | 0.87772 | Augmentation | Labour | ENDirect | Labour | SCS
| 157 | ZONE SUBSTATION PLANT REPLMT. | 613290 | NS Tech/Proj Mger NT | 307.9651 | Replacement | Labour | ENDirect | Labour | SCS | 230 | PROPERTY | 531000 | Maintenance Services | 276.6811 | Non-network general assets - Other | Contracts | ENDirect | Contracts | SCS | 168 | AUTOMATION | 613567 | BR-OT PNS A2 | 0.9072 | Augmentation | Labour | ENDirect | Labour | SCS | 177 | CBD SECURITY SUPPLY | 613461 | BR-OT RES FT ZT | 0.11672 | Augmentation | Labour | ENDirect | Labour | SCS
| 157 | ZONE SUBSTATION PLANT REPLMT. | 613291 | NS Tech/Proj Mger OT | 0.05837 | Replacement | Labour | ENDirect | Labour | SCS | 230 | PROPERTY | 532500 | Property Services | 2352.8936 | Non-network general assets - Other | Contracts | ENDirect | Contracts | SCS | 168 | AUTOMATION | 613576 | BR-NT PNS FT | 1.5189 | Augmentation | Labour | ENDirect | Labour | SCS | 177 | CBD SECURITY SUPPLY | 613566 | BR-NT PNS A2 | 1.865 | Augmentation | Labour | ENDirect | Labour | SCS
| 157 | ZONE SUBSTATION PLANT REPLMT. | 613298 | NS:Tech/ProjMgrN/TCP | 20.071 | Replacement | Labour | ENDirect | Labour | SCS | 240 | MOTOR VEHICLES / PLANT | 140180 | MV & Plant-In Serv | 434.3744 | Non-network general assets - Other | Materials | ENDirect | Materials | SCS | 168 | AUTOMATION | 613577 | BR-OT PNS FT | 1.1978 | Augmentation | Labour | ENDirect | Labour | SCS | 177 | CBD SECURITY SUPPLY | 613567 | BR-OT PNS A2 | 0.44099 | Augmentation | Labour | ENDirect | Labour | SCS
| 157 | ZONE SUBSTATION PLANT REPLMT. | 613310 | BR-NT PNS TS | 16.8544 | Replacement | Labour | ENDirect | Labour | SCS | 273 | TESTING AND LABORATORY | 520100 | M & S-Distribution | 0.315 | Non-network general assets - Other | Materials | ENDirect | Materials | SCS | 168 | AUTOMATION | 613630 | Senior Design NT | 9.4985 | Augmentation | Labour | ENDirect | Labour | SCS | 177 | CBD SECURITY SUPPLY | 613570 | BR-NT PNS CJ | 0.29546 | Augmentation | Labour | ENDirect | Labour | SCS
| 157 | ZONE SUBSTATION PLANT REPLMT. | 613311 | BR-OT PNS TS | 2.0863 | Replacement | Labour | ENDirect | Labour | SCS | 273 | TESTING AND LABORATORY | 531000 | Maintenance Services | 1.09 | Non-network general assets - Other | Contracts | ENDirect | Contracts | SCS | 168 | AUTOMATION | 613641 | PNS_BEON_TECH_PRJ__M | 1.5072 | Augmentation | Labour | ENDirect | Labour | SCS | 177 | CBD SECURITY SUPPLY | 613574 | BR-NT PNS CT | 4.1548 | Augmentation | Labour | ENDirect | Labour | SCS
| 157 | ZONE SUBSTATION PLANT REPLMT. | 613318 | NS: Tester N/T CP | 98.01 | Replacement | Labour | ENDirect | Labour | SCS | 273 | TESTING AND LABORATORY | 532050 | Consult Serv:Ded | 19.1255 | Non-network general assets - Other | Contracts | ENDirect | Contracts | SCS | 168 | AUTOMATION | 613680 | NS:Engineer D/S N/T | 117.1693 | Augmentation | Labour | ENDirect | Labour | SCS | 177 | CBD SECURITY SUPPLY | 613575 | BR-OT PNS CT | 1.0668 | Augmentation | Labour | ENDirect | Labour | SCS
| 157 | ZONE SUBSTATION PLANT REPLMT. | 613319 | NS:Tester O/T CP | 13.3103 | Replacement | Labour | ENDirect | Labour | SCS | 273 | TESTING AND LABORATORY | 534230 | Market'g & Promotion | 3.0563 | Non-network general assets - Other | Contracts | ENDirect | Contracts | SCS | 168 | AUTOMATION | 613681 | NS:Engineer D/S O/T | 2.9901 | Augmentation | Labour | ENDirect | Labour | SCS | 177 | CBD SECURITY SUPPLY | 613576 | BR-NT PNS FT | 11.1456 | Augmentation | Labour | ENDirect | Labour | SCS
| 157 | ZONE SUBSTATION PLANT REPLMT. | 613350 | NS:DesignSup D/S N/T | 14.078 | Replacement | Labour | ENDirect | Labour | SCS | 273 | TESTING AND LABORATORY | 613250 | BR-NT PNS GB | 0.39567 | Non-network general assets - Other | Labour | ENDirect | Labour | SCS | 168 | AUTOMATION | 615375 | IT Billable | 0.1 | Augmentation | Labour | ENDirect | Labour | SCS | 177 | CBD SECURITY SUPPLY | 613577 | BR-OT PNS FT | 6.086 | Augmentation | Labour | ENDirect | Labour | SCS
| 157 | ZONE SUBSTATION PLANT REPLMT. | 613360 | NS:Draft/GIS D/S N/T | 7.0795 | Replacement | Labour | ENDirect | Labour | SCS | [10 empty] | 168 | AUTOMATION | 615395 | IT SCADA Billable | 39.5715 | Augmentation | Labour | ENDirect | Labour | SCS | 177 | CBD SECURITY SUPPLY | 613602 | BR-NT PNS TA (ZT) | 1.1417 | Augmentation | Labour | ENDirect | Labour | SCS
| 157 | ZONE SUBSTATION PLANT REPLMT. | 613370 | NS:Survey D/S N/T | 17.8128 | Replacement | Labour | ENDirect | Labour | SCS | [10 empty] | 168 | AUTOMATION | 634001 | Locl O/Hs to Capital | 104.0703 | Augmentation | Local OH | OH | Excl | SCS | 177 | CBD SECURITY SUPPLY | 613630 | Senior Design NT | 89.8509 | Augmentation | Labour | ENDirect | Labour | SCS
| 157 | ZONE SUBSTATION PLANT REPLMT. | 613428 | SC Tester CP NT | 2.023 | Replacement | Labour | ENDirect | Labour | SCS | [10 empty] | 168 | AUTOMATION | 635001 | EN NS Margin | 65.0802 | Augmentation | PNS MG | ENDirect | Excl | SCS | 177 | CBD SECURITY SUPPLY | 613680 | NS:Engineer D/S N/T | 101.3486 | Augmentation | Labour | ENDirect | Labour | SCS
| 157 | ZONE SUBSTATION PLANT REPLMT. | 613566 | BR-NT PNS A2 | 0.30428 | Replacement | Labour | ENDirect | Labour | SCS | [10 empty] | 168 | AUTOMATION | 636001 | System Control O/H | 68.6518 | Augmentation | System Control OH | OH | Excl | SCS | 177 | CBD SECURITY SUPPLY | 615370 | IT Overtime | 1.3785 | Augmentation | Contracts | ENDirect | Contracts | SCS
| 157 | ZONE SUBSTATION PLANT REPLMT. | 613576 | BR-NT PNS FT | 12.793 | Replacement | Labour | ENDirect | Labour | SCS | [10 empty] | 168 | AUTOMATION | 639000 | Network Service Corp | 62.9963 | Augmentation | PNS Corporate OH | OH | Excl | SCS | 177 | CBD SECURITY SUPPLY | 615395 | IT SCADA Billable | 2.0363 | Augmentation | Labour | ENDirect | Labour | SCS
| 157 | ZONE SUBSTATION PLANT REPLMT. | 613602 | BR-NT PNS TA (ZT) | 14.8864 | Replacement | Labour | ENDirect | Labour | SCS | [10 empty] | 168 | AUTOMATION | 639050 | NS: Fleet&Prop O/Hs | 9.0675 | Augmentation | PNS Fleet & Property OH | OH | Excl | SCS | 177 | CBD SECURITY SUPPLY | 634001 | Locl O/Hs to Capital | 689.2479 | Augmentation | Local OH | OH | Excl | SCS
| 157 | ZONE SUBSTATION PLANT REPLMT. | 613630 | Senior Design NT | 0.63404 | Replacement | Labour | ENDirect | Labour | SCS | [10 empty] | 172 | SUPPLY RELIAB IMPROVE SCHEME | 520100 | M & S-Distribution | 7.1168 | Replacement | Materials | ENDirect | Materials | SCS | 177 | CBD SECURITY SUPPLY | 635001 | EN NS Margin | 606.5056 | Augmentation | PNS MG | ENDirect | Excl | SCS
| 157 | ZONE SUBSTATION PLANT REPLMT. | 613680 | NS:Engineer D/S N/T | 37.9831 | Replacement | Labour | ENDirect | Labour | SCS | [10 empty] | 172 | SUPPLY RELIAB IMPROVE SCHEME | 531467 | NS: Traffic Mgmt CPS | 4.5923 | Replacement | Contracts | ENDirect | Contracts | SCS | 177 | CBD SECURITY SUPPLY | 636001 | System Control O/H | 476.9757 | Augmentation | System Control OH | OH | Excl | SCS
| 157 | ZONE SUBSTATION PLANT REPLMT. | 615375 | IT Billable | 1.7532 | Replacement | Labour | ENDirect | Labour | SCS | [10 empty] | 172 | SUPPLY RELIAB IMPROVE SCHEME | 611900 | Stores Recovery Dist | 0.41971 | Replacement | Contracts | ENDirect | Contracts | SCS | 177 | CBD SECURITY SUPPLY | 639000 | Network Service Corp | 475.25 | Augmentation | PNS Corporate OH | OH | Excl | SCS
| 157 | ZONE SUBSTATION PLANT REPLMT. | 615395 | IT SCADA Billable | 1.4238 | Replacement | Labour | ENDirect | Labour | SCS | [10 empty] | 172 | SUPPLY RELIAB IMPROVE SCHEME | 611901 | Stores Rec Local | 0.00728 | Replacement | Contracts | ENDirect | Contracts | SCS | 177 | CBD SECURITY SUPPLY | 639050 | NS: Fleet&Prop O/Hs | 124.3594 | Augmentation | PNS Fleet & Property OH | OH | Excl | SCS
| 157 | ZONE SUBSTATION PLANT REPLMT. | 633000 | Corp O/Hs to Capital | 679.615 | Replacement | Contracts | OH | Contracts | SCS | [10 empty] | 172 | SUPPLY RELIAB IMPROVE SCHEME | 613240 | BR-NT PNS LW | 12.8046 | Replacement | Labour | ENDirect | Labour | SCS | 200 | COMPUTERS | 140200 | Gen Assets-In Serv | 40.8355 | Non-network general assets - IT | Materials | ENDirect | Materials | SCS
| 157 | ZONE SUBSTATION PLANT REPLMT. | 634001 | Locl O/Hs to Capital | 260.7488 | Replacement | Local OH | OH | Excl | SCS | [10 empty] | 172 | SUPPLY RELIAB IMPROVE SCHEME | 613250 | BR-NT PNS GB | 21.8862 | Replacement | Labour | ENDirect | Labour | SCS | 200 | COMPUTERS | 601156 | CHED IT Project Cost | 7246.4506 | Non-network general assets - IT | Labour | ENDirect | Labour | SCS
| 157 | ZONE SUBSTATION PLANT REPLMT. | 635001 | EN NS Margin | 137.944 | Replacement | PNS MG | ENDirect | Excl | SCS | [10 empty] | 172 | SUPPLY RELIAB IMPROVE SCHEME | 613291 | NS Tech/Proj Mger OT | 0.07587 | Replacement | Labour | ENDirect | Labour | SCS | 200 | COMPUTERS | 601157 | CHED IT Proj Margin | 780.0836 | Non-network general assets - IT | IT Project MG | ENDirect | Excl | SCS
| 157 | ZONE SUBSTATION PLANT REPLMT. | 636001 | System Control O/H | 85.2675 | Replacement | System Control OH | OH | Excl | SCS | [10 empty] | 172 | SUPPLY RELIAB IMPROVE SCHEME | 613410 | BR-NT RES GB | 0.14788 | Replacement | Labour | ENDirect | Labour | SCS | 210 | GENERAL EQUIPMENT | 140180 | MV & Plant-In Serv | 111.781 | Non-network general assets - Other | Materials | ENDirect | Materials | SCS
| 157 | ZONE SUBSTATION PLANT REPLMT. | 639000 | Network Service Corp | 152.4523 | Replacement | PNS Corporate OH | OH | Excl | SCS | [10 empty] | 172 | SUPPLY RELIAB IMPROVE SCHEME | 613440 | SC Design/Draftin NT | 0.01422 | Replacement | Labour | ENDirect | Labour | SCS | 210 | GENERAL EQUIPMENT | 140200 | Gen Assets-In Serv | 133.9494 | Non-network general assets - Other | Materials | ENDirect | Materials | SCS
| 157 | ZONE SUBSTATION PLANT REPLMT. | 639050 | NS: Fleet&Prop O/Hs | 18.2929 | Replacement | PNS Fleet & Property OH | OH | Excl | SCS | [10 empty] | 172 | SUPPLY RELIAB IMPROVE SCHEME | 613441 | SC Design/Draftin OT | 0.10664 | Replacement | Labour | ENDirect | Labour | SCS | 230 | PROPERTY | 140120 | Buildings-In Service | 25 | Non-network general assets - Other | Materials | ENDirect | Materials | SCS
| 158 | O/H LINE REPLACEMENT - PLANNED | 520100 | M & S-Distribution | 3.744 | Replacement | Materials | ENDirect | Materials | SCS | [10 empty] | 172 | SUPPLY RELIAB IMPROVE SCHEME | 613566 | BR-NT PNS A2 | 1.6984 | Replacement | Labour | ENDirect | Labour | SCS | 230 | PROPERTY | 140200 | Gen Assets-In Serv | 153.315 | Non-network general assets - Other | Materials | ENDirect | Materials | SCS
| 158 | O/H LINE REPLACEMENT - PLANNED | 531035 | Engineer & Dsgn Serv | 0.32712 | Replacement | Labour | ENDirect | Labour | SCS | [10 empty] | 172 | SUPPLY RELIAB IMPROVE SCHEME | 634001 | Locl O/Hs to Capital | 3.7734 | Replacement | Local OH | OH | Excl | SCS | 230 | PROPERTY | 523300 | Cap Purch -Equipment | 253.1959 | Non-network general assets - Other | Materials | ENDirect | Materials | SCS
| 158 | O/H LINE REPLACEMENT - PLANNED | 531200 | Construct'n Services | -2.3795 | Replacement | Contracts | ENDirect | Contracts | SCS | [10 empty] | 172 | SUPPLY RELIAB IMPROVE SCHEME | 635001 | EN NS Margin | 2.4333 | Replacement | PNS MG | ENDirect | Excl | SCS | 230 | PROPERTY | 531000 | Maintenance Services | 4.6112 | Non-network general assets - Other | Contracts | ENDirect | Contracts | SCS
| 158 | O/H LINE REPLACEMENT - PLANNED | 531464 | NS: Civil Works CPS | 3.7938 | Replacement | Contracts | ENDirect | Contracts | SCS | [10 empty] | 172 | SUPPLY RELIAB IMPROVE SCHEME | 636001 | System Control O/H | 0.89534 | Replacement | System Control OH | OH | Excl | SCS | 230 | PROPERTY | 532500 | Property Services | 734.7696 | Non-network general assets - Other | Contracts | ENDirect | Contracts | SCS
| 158 | O/H LINE REPLACEMENT - PLANNED | 531466 | NS:UR RP Pck Wks CPS | 7.1467 | Replacement | Contracts | ENDirect | Contracts | SCS | [10 empty] | 172 | SUPPLY RELIAB IMPROVE SCHEME | 639000 | Network Service Corp | 2.6341 | Replacement | PNS Corporate OH | OH | Excl | SCS | 240 | MOTOR VEHICLES / PLANT | 140180 | MV & Plant-In Serv | 83.9087 | Non-network general assets - Other | Materials | ENDirect | Materials | SCS
| 158 | O/H LINE REPLACEMENT - PLANNED | 531467 | NS: Traffic Mgmt CPS | 6.5505 | Replacement | Contracts | ENDirect | Contracts | SCS | [10 empty] | 172 | SUPPLY RELIAB IMPROVE SCHEME | 639050 | NS: Fleet&Prop O/Hs | 0.35584 | Replacement | PNS Fleet & Property OH | OH | Excl | SCS
| 158 | O/H LINE REPLACEMENT - PLANNED | 611860 | Misc Transfers | -17.5409 | Replacement | Labour | ENDirect | Labour | SCS | [10 empty] | 174 | POLE FIRE MITIGATION | 520100 | M & S-Distribution | 15.6452 | Replacement | Materials | ENDirect | Materials | SCS
| 158 | O/H LINE REPLACEMENT - PLANNED | 611861 | PNS Labour Trf-Ext | -7.0386 | Replacement | Labour | ENDirect | Labour | SCS | [10 empty] | 174 | POLE FIRE MITIGATION | 531464 | NS: Civil Works CPS | 1.8655 | Replacement | Contracts | ENDirect | Contracts | SCS
| 158 | O/H LINE REPLACEMENT - PLANNED | 611900 | Stores Recovery Dist | 0.04026 | Replacement | Contracts | ENDirect | Contracts | SCS | [10 empty] | 174 | POLE FIRE MITIGATION | 531467 | NS: Traffic Mgmt CPS | 7.2815 | Replacement | Contracts | ENDirect | Contracts | SCS
| 158 | O/H LINE REPLACEMENT - PLANNED | 611901 | Stores Rec Local | -0.02777 | Replacement | Contracts | ENDirect | Contracts | SCS | [10 empty] | 174 | POLE FIRE MITIGATION | 531468 | NS: Waste Disp CPS | 3.7098 | Replacement | Contracts | ENDirect | Contracts | SCS
| 158 | O/H LINE REPLACEMENT - PLANNED | 612210 | Network N/T | 1.9928 | Replacement | Labour | ENDirect | Labour | SCS | [10 empty] | 174 | POLE FIRE MITIGATION | 611900 | Stores Recovery Dist | 0.74698 | Replacement | Contracts | ENDirect | Contracts | SCS
| 158 | O/H LINE REPLACEMENT - PLANNED | 612462 | Cost Transfer | -0.53568 | Replacement | Labour | ENDirect | Labour | SCS | [10 empty] | 174 | POLE FIRE MITIGATION | 611901 | Stores Rec Local | 0.19173 | Replacement | Contracts | ENDirect | Contracts | SCS
| 158 | O/H LINE REPLACEMENT - PLANNED | 613248 | NS:GenLinewrk N/T CP | 0.48684 | Replacement | Labour | ENDirect | Labour | SCS | [10 empty] | 174 | POLE FIRE MITIGATION | 613240 | BR-NT PNS LW | 18.006 | Replacement | Labour | ENDirect | Labour | SCS
| 158 | O/H LINE REPLACEMENT - PLANNED | 613278 | NS: ConstCo-ordN/TCP | 0.55996 | Replacement | Labour | ENDirect | Labour | SCS | [10 empty] | 174 | POLE FIRE MITIGATION | 613241 | BR-OT PNS LW | 0.61384 | Replacement | Labour | ENDirect | Labour | SCS
| 158 | O/H LINE REPLACEMENT - PLANNED | 613279 | NS:ConstCo-ordO/T CP | 2.5198 | Replacement | Labour | ENDirect | Labour | SCS | [10 empty] | 174 | POLE FIRE MITIGATION | 613250 | BR-NT PNS GB | 35.9348 | Replacement | Labour | ENDirect | Labour | SCS
| 158 | O/H LINE REPLACEMENT - PLANNED | 613280 | NS Design D/S N/T | 0.0566 | Replacement | Labour | ENDirect | Labour | SCS | [10 empty] | 174 | POLE FIRE MITIGATION | 613251 | BR-OT PNS GB | 0.67836 | Replacement | Labour | ENDirect | Labour | SCS
| 158 | O/H LINE REPLACEMENT - PLANNED | 613290 | NS Tech/Proj Mger NT | 2.5496 | Replacement | Labour | ENDirect | Labour | SCS | [10 empty] | 174 | POLE FIRE MITIGATION | 613290 | NS Tech/Proj Mger NT | 0.37854 | Replacement | Labour | ENDirect | Labour | SCS
| 158 | O/H LINE REPLACEMENT - PLANNED | 613318 | NS: Tester N/T CP | 0.29081 | Replacement | Labour | ENDirect | Labour | SCS | [10 empty] | 174 | POLE FIRE MITIGATION | 613410 | BR-NT RES GB | 2.9576 | Replacement | Labour | ENDirect | Labour | SCS
| 158 | O/H LINE REPLACEMENT - PLANNED | 613350 | NS:DesignSup D/S N/T | 0.36834 | Replacement | Labour | ENDirect | Labour | SCS | [10 empty] | 174 | POLE FIRE MITIGATION | 613411 | BR-OT RES GB | 0.25439 | Replacement | Labour | ENDirect | Labour | SCS
| 158 | O/H LINE REPLACEMENT - PLANNED | 613360 | NS:Draft/GIS D/S N/T | 2.2618 | Replacement | Labour | ENDirect | Labour | SCS | [10 empty] | 174 | POLE FIRE MITIGATION | 613440 | SC Design/Draftin NT | 0.00711 | Replacement | Labour | ENDirect | Labour | SCS
| 158 | O/H LINE REPLACEMENT - PLANNED | 613390 | NS:CivWrks&TrafMgmt | -3.2065 | Replacement | Contracts | ENDirect | Contracts | SCS | [10 empty] | 174 | POLE FIRE MITIGATION | 613566 | BR-NT PNS A2 | 9.1289 | Replacement | Labour | ENDirect | Labour | SCS
| 158 | O/H LINE REPLACEMENT - PLANNED | 613408 | SC Gen Line CP NT | 8.7631 | Replacement | Labour | ENDirect | Labour | SCS | [10 empty] | 174 | POLE FIRE MITIGATION | 613567 | BR-OT PNS A2 | 0.3402 | Replacement | Labour | ENDirect | Labour | SCS
| 158 | O/H LINE REPLACEMENT - PLANNED | 613409 | SC Gen Line CP OT | 11.1365 | Replacement | Labour | ENDirect | Labour | SCS | [10 empty] | 174 | POLE FIRE MITIGATION | 634001 | Locl O/Hs to Capital | 7.5162 | Replacement | Local OH | OH | Excl | SCS
| 158 | O/H LINE REPLACEMENT - PLANNED | 613439 | SC Construct CP OT | 2.7998 | Replacement | Labour | ENDirect | Labour | SCS | [10 empty] | 174 | POLE FIRE MITIGATION | 635001 | EN NS Margin | 4.44 | Replacement | PNS MG | ENDirect | Excl | SCS
| 158 | O/H LINE REPLACEMENT - PLANNED | 613680 | NS:Engineer D/S N/T | 0.32343 | Replacement | Labour | ENDirect | Labour | SCS | [10 empty] | 174 | POLE FIRE MITIGATION | 636001 | System Control O/H | 1.7899 | Replacement | System Control OH | OH | Excl | SCS
| 158 | O/H LINE REPLACEMENT - PLANNED | 613800 | NS:Mat Distribution | -4.1044 | Replacement | Materials | ENDirect | Materials | SCS | [10 empty] | 174 | POLE FIRE MITIGATION | 639000 | Network Service Corp | 5.2682 | Replacement | PNS Corporate OH | OH | Excl | SCS
| 158 | O/H LINE REPLACEMENT - PLANNED | 633000 | Corp O/Hs to Capital | 4.884 | Replacement | Contracts | OH | Contracts | SCS | [10 empty] | 174 | POLE FIRE MITIGATION | 639050 | NS: Fleet&Prop O/Hs | 0.6977 | Replacement | PNS Fleet & Property OH | OH | Excl | SCS
| 158 | O/H LINE REPLACEMENT - PLANNED | 634001 | Locl O/Hs to Capital | 0.45955 | Replacement | Local OH | OH | Excl | SCS | [10 empty] | 175 | METERING COMMUNICATIONS-MAT | 613927 | Fault AMI Mesh Relay | 31.1323 | Metering Capex | Materials | ENDirect | Materials | Metering Services
| 158 | O/H LINE REPLACEMENT - PLANNED | 635001 | EN NS Margin | 2.5152 | Replacement | PNS MG | ENDirect | Excl | SCS | [10 empty] | 175 | METERING COMMUNICATIONS-MAT | 613932 | NC Ant Low mtr mount | 0.13368 | Metering Capex | Materials | ENDirect | Materials | Metering Services
| 158 | O/H LINE REPLACEMENT - PLANNED | 636001 | System Control O/H | 0.48804 | Replacement | System Control OH | OH | Excl | SCS | [10 empty] | 175 | METERING COMMUNICATIONS-MAT | 613934 | NC Ant Sup High Prof | 0.29294 | Metering Capex | Materials | ENDirect | Materials | Metering Services
| 158 | O/H LINE REPLACEMENT - PLANNED | 639000 | Network Service Corp | 0.88388 | Replacement | PNS Corporate OH | OH | Excl | SCS | [10 empty] | 175 | METERING COMMUNICATIONS-MAT | 613935 | NC Ant Inst Low mtr | 0.04982 | Metering Capex | Labour | ENDirect | Labour | Metering Services
| 158 | O/H LINE REPLACEMENT - PLANNED | 639050 | NS: Fleet&Prop O/Hs | 0.13988 | Replacement | PNS Fleet & Property OH | OH | Excl | SCS | [10 empty] | 175 | METERING COMMUNICATIONS-MAT | 613937 | NC Ant Install High | 0.07472 | Metering Capex | Labour | ENDirect | Labour | Metering Services
| 160 | LV AUGMENTATION | 503281 | Parking | 0.00745 | Augmentation | Contracts | ENDirect | Contracts | SCS | [10 empty] | 175 | METERING COMMUNICATIONS-MAT | 634001 | Locl O/Hs to Capital | 0.04099 | Metering Capex | Local OH | OH | Excl | Metering Services
| 160 | LV AUGMENTATION | 520100 | M & S-Distribution | 133.7284 | Augmentation | Materials | ENDirect | Materials | SCS | [10 empty] | 175 | METERING COMMUNICATIONS-MAT | 635001 | EN NS Margin | 0.00879 | Metering Capex | PNS MG | ENDirect | Excl | Metering Services
| 160 | LV AUGMENTATION | 520200 | M & S-Transmission | 3.775 | Augmentation | Materials | ENDirect | Materials | SCS | [10 empty] | 175 | METERING COMMUNICATIONS-MAT | 636001 | System Control O/H | 0.00967 | Metering Capex | System Control OH | OH | Excl | Metering Services
| 160 | LV AUGMENTATION | 523100 | M & S-Admin & Gen | 0.41833 | Augmentation | Materials | ENDirect | Materials | SCS | [10 empty] | 175 | METERING COMMUNICATIONS-MAT | 639000 | Network Service Corp | 0.02971 | Metering Capex | PNS Corporate OH | OH | Excl | Metering Services
| 160 | LV AUGMENTATION | 531020 | Eng & Tech Services | -3.24 | Augmentation | Labour | ENDirect | Labour | SCS | [10 empty] | 175 | METERING COMMUNICATIONS-MAT | 639050 | NS: Fleet&Prop O/Hs | 0.00029 | Metering Capex | PNS Fleet & Property OH | OH | Excl | Metering Services
| 160 | LV AUGMENTATION | 531035 | Engineer & Dsgn Serv | 4.4945 | Augmentation | Labour | ENDirect | Labour | SCS | [10 empty] | 177 | CBD SECURITY SUPPLY | 503281 | Parking | 2.2261 | Augmentation | Contracts | ENDirect | Contracts | SCS
| 160 | LV AUGMENTATION | 531200 | Construct'n Services | -1.984 | Augmentation | Contracts | ENDirect | Contracts | SCS | [10 empty] | 177 | CBD SECURITY SUPPLY | 503330 | In-house Refreshment | 0.32585 | Augmentation | Contracts | ENDirect | Contracts | SCS
| 160 | LV AUGMENTATION | 531464 | NS: Civil Works CPS | 84.0353 | Augmentation | Contracts | ENDirect | Contracts | SCS | [10 empty] | 177 | CBD SECURITY SUPPLY | 503350 | OH&Safety Exp | 1.0207 | Augmentation | Contracts | ENDirect | Contracts | SCS
| 160 | LV AUGMENTATION | 531466 | NS:UR RP Pck Wks CPS | 23.1717 | Augmentation | Contracts | ENDirect | Contracts | SCS | [10 empty] | 177 | CBD SECURITY SUPPLY | 520100 | M & S-Distribution | 763.5308 | Augmentation | Materials | ENDirect | Materials | SCS
| 160 | LV AUGMENTATION | 531467 | NS: Traffic Mgmt CPS | 36.4467 | Augmentation | Contracts | ENDirect | Contracts | SCS | [10 empty] | 177 | CBD SECURITY SUPPLY | 522100 | M & S-Petroleum | 0.04189 | Augmentation | Materials | ENDirect | Materials | SCS
| 160 | LV AUGMENTATION | 531468 | NS: Waste Disp CPS | 13.2827 | Augmentation | Contracts | ENDirect | Contracts | SCS | [10 empty] | 177 | CBD SECURITY SUPPLY | 522200 | M & S-MV & Plant | 0.00795 | Augmentation | Materials | ENDirect | Materials | SCS
| 160 | LV AUGMENTATION | 531469 | NS: Other CPS | 23.4 | Augmentation | Labour | ENDirect | Labour | SCS | [10 empty] | 177 | CBD SECURITY SUPPLY | 523100 | M & S-Admin & Gen | 4.4051 | Augmentation | Materials | ENDirect | Materials | SCS
| 160 | LV AUGMENTATION | 531485 | NS:CivilContract-PCN | 0.02 | Augmentation | Contracts | ENDirect | Contracts | SCS | [10 empty] | 177 | CBD SECURITY SUPPLY | 523300 | Cap Purch -Equipment | 0.03086 | Augmentation | Materials | ENDirect | Materials | SCS
| 160 | LV AUGMENTATION | 531495 | NS:Field Pack Wk CPN | 507.9788 | Augmentation | Contracts | ENDirect | Contracts | SCS | [10 empty] | 177 | CBD SECURITY SUPPLY | 531000 | Maintenance Services | 0.23915 | Augmentation | Contracts | ENDirect | Contracts | SCS
| 160 | LV AUGMENTATION | 591997 | Proj Trf - OH/Mar | 0.09933 | Augmentation | Contracts | ENDirect | Contracts | SCS | [10 empty] | 177 | CBD SECURITY SUPPLY | 531020 | Eng & Tech Services | 31.4957 | Augmentation | Labour | ENDirect | Labour | SCS
| 160 | LV AUGMENTATION | 591998 | Proj. Tsf Direct Tax | -2e-05 | Augmentation | Contracts | ENDirect | Contracts | SCS | [10 empty] | 177 | CBD SECURITY SUPPLY | 531035 | Engineer & Dsgn Serv | 1.219 | Augmentation | Labour | ENDirect | Labour | SCS
| 160 | LV AUGMENTATION | 591999 | Proj Trf - Dir Costs | 4.3942 | Augmentation | Contracts | ENDirect | Contracts | SCS | [10 empty] | 177 | CBD SECURITY SUPPLY | 531200 | Construct'n Services | 78.188 | Augmentation | Contracts | ENDirect | Contracts | SCS
| 160 | LV AUGMENTATION | 611860 | Misc Transfers | 19.4856 | Augmentation | Labour | ENDirect | Labour | SCS | [10 empty] | 177 | CBD SECURITY SUPPLY | 531201 | Contracts-Contestabl | 0.12915 | Augmentation | Contracts | ENDirect | Contracts | SCS
| 160 | LV AUGMENTATION | 611900 | Stores Recovery Dist | 2.155 | Augmentation | Contracts | ENDirect | Contracts | SCS | [10 empty] | 177 | CBD SECURITY SUPPLY | 531464 | NS: Civil Works CPS | 30.6072 | Augmentation | Contracts | ENDirect | Contracts | SCS
| 160 | LV AUGMENTATION | 611901 | Stores Rec Local | 17.7284 | Augmentation | Contracts | ENDirect | Contracts | SCS | [10 empty] | 177 | CBD SECURITY SUPPLY | 531467 | NS: Traffic Mgmt CPS | 14.191 | Augmentation | Contracts | ENDirect | Contracts | SCS
| 160 | LV AUGMENTATION | 611902 | Purchase OrderOncost | 1.136 | Augmentation | Contracts | ENDirect | Contracts | SCS | [10 empty] | 177 | CBD SECURITY SUPPLY | 531468 | NS: Waste Disp CPS | 54.42 | Augmentation | Contracts | ENDirect | Contracts | SCS
| 160 | LV AUGMENTATION | 612211 | Netw Des NT-TRDS | -0.057 | Augmentation | Labour | ENDirect | Labour | SCS | [10 empty] | 177 | CBD SECURITY SUPPLY | 531469 | NS: Other CPS | 2265.6972 | Augmentation | Labour | ENDirect | Labour | SCS
| 160 | LV AUGMENTATION | 612460 | CP Labour Trf Capex | -6.4625 | Augmentation | Labour | ENDirect | Labour | SCS | [10 empty] | 177 | CBD SECURITY SUPPLY | 531480 | NS:Asset Solution De | 39.9082 | Augmentation | Labour | ENDirect | Labour | SCS
| 160 | LV AUGMENTATION | 613240 | BR-NT PNS LW | 3.8947 | Augmentation | Labour | ENDirect | Labour | SCS | [10 empty] | 177 | CBD SECURITY SUPPLY | 532061 | Legal Fees:Deductibl | 63 | Augmentation | Contracts | ENDirect | Contracts | SCS
| 160 | LV AUGMENTATION | 613248 | NS:GenLinewrk N/T CP | 52.883 | Augmentation | Labour | ENDirect | Labour | SCS | [10 empty] | 177 | CBD SECURITY SUPPLY | 532100 | Admin Services | 0.14634 | Augmentation | Contracts | ENDirect | Contracts | SCS
| 160 | LV AUGMENTATION | 613249 | NS:GenLinewrk O/T CP | 1.4605 | Augmentation | Labour | ENDirect | Labour | SCS | [10 empty] | 177 | CBD SECURITY SUPPLY | 532140 | Tech Services | 21.8932 | Augmentation | Contracts | ENDirect | Contracts | SCS
| 160 | LV AUGMENTATION | 613250 | BR-NT PNS GB | 2.5297 | Augmentation | Labour | ENDirect | Labour | SCS | [10 empty] | 177 | CBD SECURITY SUPPLY | 532200 | Hire: Plant & Equip | 16.556 | Augmentation | Contracts | ENDirect | Contracts | SCS
| 160 | LV AUGMENTATION | 613258 | NS:LiveLinw-GenN/TCP | 24.0318 | Augmentation | Labour | ENDirect | Labour | SCS | [10 empty] | 177 | CBD SECURITY SUPPLY | 532420 | Stationery/Printing | 0.57087 | Augmentation | Contracts | ENDirect | Contracts | SCS
| 160 | LV AUGMENTATION | 613259 | NS:LiveLinwGenO/T CP | 0.53256 | Augmentation | Labour | ENDirect | Labour | SCS | [10 empty] | 177 | CBD SECURITY SUPPLY | 532500 | Property Services | 0.52605 | Augmentation | Contracts | ENDirect | Contracts | SCS
| 160 | LV AUGMENTATION | 613261 | BR-OT PNS ZT | 0.4652 | Augmentation | Labour | ENDirect | Labour | SCS | [10 empty] | 177 | CBD SECURITY SUPPLY | 545150 | Misc Admin Exps | 1.068 | Augmentation | Contracts | ENDirect | Contracts | SCS
| 160 | LV AUGMENTATION | 613268 | NS: Fitter N/T CP | 3.1401 | Augmentation | Labour | ENDirect | Labour | SCS | [10 empty] | 177 | CBD SECURITY SUPPLY | 555000 | Realised FX +/- | 47.21 | Augmentation | Contracts | ENDirect | Contracts | SCS
| 160 | LV AUGMENTATION | 613270 | NSConstruct Co-or NT | 17.2188 | Augmentation | Labour | ENDirect | Labour | SCS | [10 empty] | 177 | CBD SECURITY SUPPLY | 582300 | Permits & Licenc FBT | 0.89845 | Augmentation | Contracts | ENDirect | Contracts | SCS
| 160 | LV AUGMENTATION | 613271 | NSConstruct Co-or OT | 2.2399 | Augmentation | Labour | ENDirect | Labour | SCS | [10 empty] | 177 | CBD SECURITY SUPPLY | 611900 | Stores Recovery Dist | 5.5801 | Augmentation | Contracts | ENDirect | Contracts | SCS
| 160 | LV AUGMENTATION | 613278 | NS: ConstCo-ordN/TCP | 19.5986 | Augmentation | Labour | ENDirect | Labour | SCS | [10 empty] | 177 | CBD SECURITY SUPPLY | 611901 | Stores Rec Local | 3.5185 | Augmentation | Contracts | ENDirect | Contracts | SCS
| 160 | LV AUGMENTATION | 613280 | NS Design D/S N/T | 5.5015 | Augmentation | Labour | ENDirect | Labour | SCS | [10 empty] | 177 | CBD SECURITY SUPPLY | 611902 | Purchase OrderOncost | 0.25367 | Augmentation | Contracts | ENDirect | Contracts | SCS
| 160 | LV AUGMENTATION | 613281 | NS Design D/S O/T | 1.132 | Augmentation | Labour | ENDirect | Labour | SCS | [10 empty] | 177 | CBD SECURITY SUPPLY | 613260 | BR-NT PNS ZT | 1.1046 | Augmentation | Labour | ENDirect | Labour | SCS
| 160 | LV AUGMENTATION | 613290 | NS Tech/Proj Mger NT | 19.4048 | Augmentation | Labour | ENDirect | Labour | SCS | [10 empty] | 177 | CBD SECURITY SUPPLY | 613261 | BR-OT PNS ZT | 1.038 | Augmentation | Labour | ENDirect | Labour | SCS
| 160 | LV AUGMENTATION | 613310 | BR-NT PNS TS | 2.9713 | Augmentation | Labour | ENDirect | Labour | SCS | [10 empty] | 177 | CBD SECURITY SUPPLY | 613280 | NS Design D/S N/T | 11.1997 | Augmentation | Labour | ENDirect | Labour | SCS
| 160 | LV AUGMENTATION | 613318 | NS: Tester N/T CP | 1.7069 | Augmentation | Labour | ENDirect | Labour | SCS | [10 empty] | 177 | CBD SECURITY SUPPLY | 613290 | NS Tech/Proj Mger NT | 314.6488 | Augmentation | Labour | ENDirect | Labour | SCS
| 160 | LV AUGMENTATION | 613350 | NS:DesignSup D/S N/T | 2.0914 | Augmentation | Labour | ENDirect | Labour | SCS | [10 empty] | 177 | CBD SECURITY SUPPLY | 613310 | BR-NT PNS TS | 1.8827 | Augmentation | Labour | ENDirect | Labour | SCS
| 160 | LV AUGMENTATION | 613360 | NS:Draft/GIS D/S N/T | 33.2486 | Augmentation | Labour | ENDirect | Labour | SCS | [10 empty] | 177 | CBD SECURITY SUPPLY | 613360 | NS:Draft/GIS D/S N/T | 15.4585 | Augmentation | Labour | ENDirect | Labour | SCS
| 160 | LV AUGMENTATION | 613361 | NS:Draft/GIS D/S O/T | 4.5802 | Augmentation | Labour | ENDirect | Labour | SCS | [10 empty] | 177 | CBD SECURITY SUPPLY | 613361 | NS:Draft/GIS D/S O/T | 8.3907 | Augmentation | Labour | ENDirect | Labour | SCS
| 160 | LV AUGMENTATION | 613370 | NS:Survey D/S N/T | 0.84401 | Augmentation | Labour | ENDirect | Labour | SCS | [10 empty] | 177 | CBD SECURITY SUPPLY | 613370 | NS:Survey D/S N/T | 0.60488 | Augmentation | Labour | ENDirect | Labour | SCS
| 160 | LV AUGMENTATION | 613371 | NS:Survey D/S O/T | 0.6072 | Augmentation | Labour | ENDirect | Labour | SCS | [10 empty] | 177 | CBD SECURITY SUPPLY | 613420 | BR-NT RES TS | 1.412 | Augmentation | Labour | ENDirect | Labour | SCS
| 160 | LV AUGMENTATION | 613400 | BR-NT RES CJ LW PO | 1.9474 | Augmentation | Labour | ENDirect | Labour | SCS | [10 empty] | 177 | CBD SECURITY SUPPLY | 613566 | BR-NT PNS A2 | 1.2197 | Augmentation | Labour | ENDirect | Labour | SCS
| 160 | LV AUGMENTATION | 613408 | SC Gen Line CP NT | 54.6478 | Augmentation | Labour | ENDirect | Labour | SCS | [10 empty] | 177 | CBD SECURITY SUPPLY | 613567 | BR-OT PNS A2 | 2.9918 | Augmentation | Labour | ENDirect | Labour | SCS
| 160 | LV AUGMENTATION | 613409 | SC Gen Line CP OT | 0.36513 | Augmentation | Labour | ENDirect | Labour | SCS | [10 empty] | 177 | CBD SECURITY SUPPLY | 613570 | BR-NT PNS CJ | 1.1703 | Augmentation | Labour | ENDirect | Labour | SCS
| 160 | LV AUGMENTATION | 613410 | BR-NT RES GB | 13.8466 | Augmentation | Labour | ENDirect | Labour | SCS | [10 empty] | 177 | CBD SECURITY SUPPLY | 613571 | BR-OT PNS CJ | 4.3955 | Augmentation | Labour | ENDirect | Labour | SCS
| 160 | LV AUGMENTATION | 613411 | BR-OT RES GB | 0.53256 | Augmentation | Labour | ENDirect | Labour | SCS | [10 empty] | 177 | CBD SECURITY SUPPLY | 613574 | BR-NT PNS CT | 10.1051 | Augmentation | Labour | ENDirect | Labour | SCS
| 160 | LV AUGMENTATION | 613418 | SC Live Line CP NT | 24.4978 | Augmentation | Labour | ENDirect | Labour | SCS | [10 empty] | 177 | CBD SECURITY SUPPLY | 613575 | BR-OT PNS CT | 8.0251 | Augmentation | Labour | ENDirect | Labour | SCS
| 160 | LV AUGMENTATION | 613419 | SC Live Line CP OT | 0.99855 | Augmentation | Labour | ENDirect | Labour | SCS | [10 empty] | 177 | CBD SECURITY SUPPLY | 613576 | BR-NT PNS FT | 18.2266 | Augmentation | Labour | ENDirect | Labour | SCS
| 160 | LV AUGMENTATION | 613680 | NS:Engineer D/S N/T | 10.6084 | Augmentation | Labour | ENDirect | Labour | SCS | [10 empty] | 177 | CBD SECURITY SUPPLY | 613577 | BR-OT PNS FT | 0.4791 | Augmentation | Labour | ENDirect | Labour | SCS
| 160 | LV AUGMENTATION | 613681 | NS:Engineer D/S O/T | 0.03881 | Augmentation | Labour | ENDirect | Labour | SCS | [10 empty] | 177 | CBD SECURITY SUPPLY | 613602 | BR-NT PNS TA (ZT) | 6.3517 | Augmentation | Labour | ENDirect | Labour | SCS
| 160 | LV AUGMENTATION | 633000 | Corp O/Hs to Capital | 184.8253 | Augmentation | Contracts | OH | Contracts | SCS | [10 empty] | 177 | CBD SECURITY SUPPLY | 613603 | BR-OT PNS TA (ZT) | 0.4791 | Augmentation | Labour | ENDirect | Labour | SCS
| 160 | LV AUGMENTATION | 634001 | Locl O/Hs to Capital | 78.6266 | Augmentation | Local OH | OH | Excl | SCS | [10 empty] | 177 | CBD SECURITY SUPPLY | 613630 | Senior Design NT | 106.4735 | Augmentation | Labour | ENDirect | Labour | SCS
| 160 | LV AUGMENTATION | 635001 | EN NS Margin | 55.0845 | Augmentation | PNS MG | ENDirect | Excl | SCS | [10 empty] | 177 | CBD SECURITY SUPPLY | 613640 | PNS_BEON_SNR DES_ENG | 1.1549 | Augmentation | Labour | ENDirect | Labour | SCS
| 160 | LV AUGMENTATION | 636001 | System Control O/H | 24.1429 | Augmentation | System Control OH | OH | Excl | SCS | [10 empty] | 177 | CBD SECURITY SUPPLY | 613641 | PNS_BEON_TECH_PRJ__M | 0.09985 | Augmentation | Labour | ENDirect | Labour | SCS
| 160 | LV AUGMENTATION | 639000 | Network Service Corp | 52.3675 | Augmentation | PNS Corporate OH | OH | Excl | SCS | [10 empty] | 177 | CBD SECURITY SUPPLY | 613680 | NS:Engineer D/S N/T | 88.9942 | Augmentation | Labour | ENDirect | Labour | SCS
| 160 | LV AUGMENTATION | 639050 | NS: Fleet&Prop O/Hs | 6.9929 | Augmentation | PNS Fleet & Property OH | OH | Excl | SCS | [10 empty] | 177 | CBD SECURITY SUPPLY | 634001 | Locl O/Hs to Capital | 287.5476 | Augmentation | Local OH | OH | Excl | SCS
| 161 | AUGMENTATION OF ZONE SUBSTATN. | 500200 | Sals: Overtime | 0.102 | Augmentation | Labour | ENDirect | Labour | SCS | [10 empty] | 177 | CBD SECURITY SUPPLY | 635001 | EN NS Margin | 179.187 | Augmentation | PNS MG | ENDirect | Excl | SCS
| 161 | AUGMENTATION OF ZONE SUBSTATN. | 503194 | Employee meal travel | 0.02091 | Augmentation | Contracts | ENDirect | Contracts | SCS | [10 empty] | 177 | CBD SECURITY SUPPLY | 636001 | System Control O/H | 223.2735 | Augmentation | System Control OH | OH | Excl | SCS
| 161 | AUGMENTATION OF ZONE SUBSTATN. | 503230 | Employee Ent: NonFBT | -0.03373 | Augmentation | Contracts | ENDirect | Contracts | SCS | [10 empty] | 177 | CBD SECURITY SUPPLY | 639000 | Network Service Corp | 202.2094 | Augmentation | PNS Corporate OH | OH | Excl | SCS
| 161 | AUGMENTATION OF ZONE SUBSTATN. | 503240 | Employee Ent: FBT | 0.03973 | Augmentation | Contracts | ENDirect | Contracts | SCS | [10 empty] | 177 | CBD SECURITY SUPPLY | 639050 | NS: Fleet&Prop O/Hs | 25.6078 | Augmentation | PNS Fleet & Property OH | OH | Excl | SCS
| 161 | AUGMENTATION OF ZONE SUBSTATN. | 503260 | Educ Exps: Non FBT | 0.05364 | Augmentation | Labour | ENDirect | Labour | SCS | [10 empty] | 200 | COMPUTERS | 140200 | Gen Assets-In Serv | 283.1554 | Non-network general assets - IT | Materials | ENDirect | Materials | SCS
| 161 | AUGMENTATION OF ZONE SUBSTATN. | 503281 | Parking | 4.1034 | Augmentation | Contracts | ENDirect | Contracts | SCS | [10 empty] | 200 | COMPUTERS | 601156 | CHED IT Project Cost | 7359.1581 | Non-network general assets - IT | Labour | ENDirect | Labour | SCS
| 161 | AUGMENTATION OF ZONE SUBSTATN. | 503300 | Awards/Gifts: NonFBT | 0.18182 | Augmentation | Contracts | ENDirect | Contracts | SCS | [10 empty] | 200 | COMPUTERS | 601157 | CHED IT Proj Margin | 945.0401 | Non-network general assets - IT | IT Project MG | ENDirect | Excl | SCS
| 161 | AUGMENTATION OF ZONE SUBSTATN. | 503330 | In-house Refreshment | 0.9334 | Augmentation | Contracts | ENDirect | Contracts | SCS | [10 empty] | 205 | IT METERING DATA SERVICES | 140200 | Gen Assets-In Serv | 25.2082 | Metering Capex | Materials | ENDirect | Materials | Metering Services
| 161 | AUGMENTATION OF ZONE SUBSTATN. | 503340 | Staff Amenities | 0.53088 | Augmentation | Contracts | ENDirect | Contracts | SCS | [10 empty] | 205 | IT METERING DATA SERVICES | 601156 | CHED IT Project Cost | 167.244 | Metering Capex | Labour | ENDirect | Labour | Metering Services
| 161 | AUGMENTATION OF ZONE SUBSTATN. | 503350 | OH&Safety Exp | 2.1742 | Augmentation | Contracts | ENDirect | Contracts | SCS | [10 empty] | 205 | IT METERING DATA SERVICES | 601157 | CHED IT Proj Margin | -105.7235 | Metering Capex | IT Project MG | ENDirect | Excl | Metering Services
| 161 | AUGMENTATION OF ZONE SUBSTATN. | 520100 | M & S-Distribution | 5042.0357 | Augmentation | Materials | ENDirect | Materials | SCS | [10 empty] | 210 | GENERAL EQUIPMENT | 140180 | MV & Plant-In Serv | 23.4382 | Non-network general assets - Other | Materials | ENDirect | Materials | SCS
| 161 | AUGMENTATION OF ZONE SUBSTATN. | 520200 | M & S-Transmission | 131.766 | Augmentation | Materials | ENDirect | Materials | SCS | [10 empty] | 210 | GENERAL EQUIPMENT | 140200 | Gen Assets-In Serv | 126.6399 | Non-network general assets - Other | Materials | ENDirect | Materials | SCS
| 161 | AUGMENTATION OF ZONE SUBSTATN. | 523100 | M & S-Admin & Gen | 8.1037 | Augmentation | Materials | ENDirect | Materials | SCS | [10 empty] | 230 | PROPERTY | 140120 | Buildings-In Service | 10 | Non-network general assets - Other | Materials | ENDirect | Materials | SCS
| 161 | AUGMENTATION OF ZONE SUBSTATN. | 524100 | Computer Hardware | 4.2786 | Augmentation | Materials | ENDirect | Materials | SCS | [10 empty] | 230 | PROPERTY | 503350 | OH&Safety Exp | 1.07 | Non-network general assets - Other | Contracts | ENDirect | Contracts | SCS
| 161 | AUGMENTATION OF ZONE SUBSTATN. | 531000 | Maintenance Services | 1.6095 | Augmentation | Contracts | ENDirect | Contracts | SCS | [10 empty] | 230 | PROPERTY | 520100 | M & S-Distribution | 9.6225 | Non-network general assets - Other | Materials | ENDirect | Materials | SCS
| 161 | AUGMENTATION OF ZONE SUBSTATN. | 531020 | Eng & Tech Services | 33.95 | Augmentation | Labour | ENDirect | Labour | SCS | [10 empty] | 230 | PROPERTY | 523100 | M & S-Admin & Gen | 0.29045 | Non-network general assets - Other | Materials | ENDirect | Materials | SCS
| 161 | AUGMENTATION OF ZONE SUBSTATN. | 531035 | Engineer & Dsgn Serv | 57.9577 | Augmentation | Labour | ENDirect | Labour | SCS | [10 empty] | 230 | PROPERTY | 523300 | Cap Purch -Equipment | 15667.9455 | Non-network general assets - Other | Materials | ENDirect | Materials | SCS
| 161 | AUGMENTATION OF ZONE SUBSTATN. | 531200 | Construct'n Services | 66.5824 | Augmentation | Contracts | ENDirect | Contracts | SCS | [10 empty] | 230 | PROPERTY | 531000 | Maintenance Services | 30.785 | Non-network general assets - Other | Contracts | ENDirect | Contracts | SCS
| 161 | AUGMENTATION OF ZONE SUBSTATN. | 531201 | Contracts-Contestabl | -20.88 | Augmentation | Contracts | ENDirect | Contracts | SCS | [10 empty] | 230 | PROPERTY | 531200 | Construct'n Services | 7.5556 | Non-network general assets - Other | Contracts | ENDirect | Contracts | SCS
| 161 | AUGMENTATION OF ZONE SUBSTATN. | 531464 | NS: Civil Works CPS | 44.5894 | Augmentation | Contracts | ENDirect | Contracts | SCS | [10 empty] | 230 | PROPERTY | 531466 | NS:UR RP Pck Wks CPS | 52.6119 | Non-network general assets - Other | Contracts | ENDirect | Contracts | SCS
| 161 | AUGMENTATION OF ZONE SUBSTATN. | 531468 | NS: Waste Disp CPS | 0.26706 | Augmentation | Contracts | ENDirect | Contracts | SCS | [10 empty] | 230 | PROPERTY | 532061 | Legal Fees:Deductibl | 3.1107 | Non-network general assets - Other | Contracts | ENDirect | Contracts | SCS
| 161 | AUGMENTATION OF ZONE SUBSTATN. | 531469 | NS: Other CPS | 168.6586 | Augmentation | Labour | ENDirect | Labour | SCS | [10 empty] | 230 | PROPERTY | 532500 | Property Services | 0.15872 | Non-network general assets - Other | Contracts | ENDirect | Contracts | SCS
| 161 | AUGMENTATION OF ZONE SUBSTATN. | 531480 | NS:Asset Solution De | 12 | Augmentation | Labour | ENDirect | Labour | SCS | [10 empty] | 230 | PROPERTY | 533005 | IT Hardware Contract | 40.0243 | Non-network general assets - Other | Contracts | ENDirect | Contracts | SCS
| 161 | AUGMENTATION OF ZONE SUBSTATN. | 531495 | NS:Field Pack Wk CPN | -896.9214 | Augmentation | Contracts | ENDirect | Contracts | SCS | [10 empty] | 230 | PROPERTY | 545150 | Misc Admin Exps | 0.344 | Non-network general assets - Other | Contracts | ENDirect | Contracts | SCS
| 161 | AUGMENTATION OF ZONE SUBSTATN. | 532050 | Consult Serv:Ded | 0.06727 | Augmentation | Contracts | ENDirect | Contracts | SCS | [10 empty] | 230 | PROPERTY | 611900 | Stores Recovery Dist | 0.45447 | Non-network general assets - Other | Contracts | ENDirect | Contracts | SCS
| 161 | AUGMENTATION OF ZONE SUBSTATN. | 532160 | Training Services | 0.90909 | Augmentation | Contracts | ENDirect | Contracts | SCS | [10 empty] | 230 | PROPERTY | 611901 | Stores Rec Local | 0.00042 | Non-network general assets - Other | Contracts | ENDirect | Contracts | SCS
| 161 | AUGMENTATION OF ZONE SUBSTATN. | 532180 | Storage Services | 0.08704 | Augmentation | Contracts | ENDirect | Contracts | SCS | [10 empty] | 230 | PROPERTY | 613260 | BR-NT PNS ZT | 0.41424 | Non-network general assets - Other | Labour | ENDirect | Labour | SCS
| 161 | AUGMENTATION OF ZONE SUBSTATN. | 532200 | Hire: Plant & Equip | 22.8458 | Augmentation | Contracts | ENDirect | Contracts | SCS | [10 empty] | 230 | PROPERTY | 613290 | NS Tech/Proj Mger NT | 5.053 | Non-network general assets - Other | Labour | ENDirect | Labour | SCS
| 161 | AUGMENTATION OF ZONE SUBSTATN. | 532420 | Stationery/Printing | 0.81662 | Augmentation | Contracts | ENDirect | Contracts | SCS | [10 empty] | 230 | PROPERTY | 613360 | NS:Draft/GIS D/S N/T | 1.0011 | Non-network general assets - Other | Labour | ENDirect | Labour | SCS
| 161 | AUGMENTATION OF ZONE SUBSTATN. | 532500 | Property Services | 5232.1084 | Augmentation | Contracts | ENDirect | Contracts | SCS | [10 empty] | 230 | PROPERTY | 613361 | NS:Draft/GIS D/S O/T | 0.15919 | Non-network general assets - Other | Labour | ENDirect | Labour | SCS
| 161 | AUGMENTATION OF ZONE SUBSTATN. | 533200 | Mobile Phone Chg FBT | 0.1 | Augmentation | Contracts | ENDirect | Contracts | SCS | [10 empty] | 230 | PROPERTY | 613440 | SC Design/Draftin NT | 0.00711 | Non-network general assets - Other | Labour | ENDirect | Labour | SCS
| 161 | AUGMENTATION OF ZONE SUBSTATN. | 545150 | Misc Admin Exps | 1.3873 | Augmentation | Contracts | ENDirect | Contracts | SCS | [10 empty] | 230 | PROPERTY | 613460 | BR-NT RES FT ZT | 0.41424 | Non-network general assets - Other | Labour | ENDirect | Labour | SCS
| 161 | AUGMENTATION OF ZONE SUBSTATN. | 582300 | Permits & Licenc FBT | 0.04091 | Augmentation | Contracts | ENDirect | Contracts | SCS | [10 empty] | 230 | PROPERTY | 613574 | BR-NT PNS CT | 2.9602 | Non-network general assets - Other | Labour | ENDirect | Labour | SCS
| 161 | AUGMENTATION OF ZONE SUBSTATN. | 591997 | Proj Trf - OH/Mar | 0.3963 | Augmentation | Contracts | ENDirect | Contracts | SCS | [10 empty] | 230 | PROPERTY | 613680 | NS:Engineer D/S N/T | 1.4768 | Non-network general assets - Other | Labour | ENDirect | Labour | SCS
| 161 | AUGMENTATION OF ZONE SUBSTATN. | 591998 | Proj. Tsf Direct Tax | 1.2684 | Augmentation | Contracts | ENDirect | Contracts | SCS | [10 empty] | 230 | PROPERTY | 614115 | Cust Res NT | 0.05135 | Non-network general assets - Other | Labour | ENDirect | Labour | SCS
| 161 | AUGMENTATION OF ZONE SUBSTATN. | 591999 | Proj Trf - Dir Costs | -3.1859 | Augmentation | Contracts | ENDirect | Contracts | SCS | [10 empty] | 240 | MOTOR VEHICLES / PLANT | 140180 | MV & Plant-In Serv | 42.799 | Non-network general assets - Other | Materials | ENDirect | Materials | SCS
| 161 | AUGMENTATION OF ZONE SUBSTATN. | 611900 | Stores Recovery Dist | 5.4796 | Augmentation | Contracts | ENDirect | Contracts | SCS | [10 empty] | 139 | PUBLIC LIGHTING REPLACEMENT | 531464 | NS: Civil Works CPS | -2375.8502 | Replacement | Contracts | ENDirect | Contracts | SCS
| 161 | AUGMENTATION OF ZONE SUBSTATN. | 611901 | Stores Rec Local | 21.2799 | Augmentation | Contracts | ENDirect | Contracts | SCS
| 161 | AUGMENTATION OF ZONE SUBSTATN. | 611902 | Purchase OrderOncost | 4.7928 | Augmentation | Contracts | ENDirect | Contracts | SCS
| 161 | AUGMENTATION OF ZONE SUBSTATN. | 612210 | Network N/T | 17.8118 | Augmentation | Labour | ENDirect | Labour | SCS
| 161 | AUGMENTATION OF ZONE SUBSTATN. | 612215 | Netw Des NT-SD | -19.3361 | Augmentation | Labour | ENDirect | Labour | SCS
| 161 | AUGMENTATION OF ZONE SUBSTATN. | 612460 | CP Labour Trf Capex | 3.1724 | Augmentation | Labour | ENDirect | Labour | SCS
| 161 | AUGMENTATION OF ZONE SUBSTATN. | 613260 | BR-NT PNS ZT | 23.3605 | Augmentation | Labour | ENDirect | Labour | SCS
| 161 | AUGMENTATION OF ZONE SUBSTATN. | 613261 | BR-OT PNS ZT | 31.6336 | Augmentation | Labour | ENDirect | Labour | SCS
| 161 | AUGMENTATION OF ZONE SUBSTATN. | 613268 | NS: Fitter N/T CP | -3.741 | Augmentation | Labour | ENDirect | Labour | SCS
| 161 | AUGMENTATION OF ZONE SUBSTATN. | 613269 | NS: Fitter O/T CP | 0.40775 | Augmentation | Labour | ENDirect | Labour | SCS
| 161 | AUGMENTATION OF ZONE SUBSTATN. | 613270 | NSConstruct Co-or NT | 153.1842 | Augmentation | Labour | ENDirect | Labour | SCS
| 161 | AUGMENTATION OF ZONE SUBSTATN. | 613271 | NSConstruct Co-or OT | 34.3682 | Augmentation | Labour | ENDirect | Labour | SCS
| 161 | AUGMENTATION OF ZONE SUBSTATN. | 613280 | NS Design D/S N/T | 199.5557 | Augmentation | Labour | ENDirect | Labour | SCS
| 161 | AUGMENTATION OF ZONE SUBSTATN. | 613281 | NS Design D/S O/T | 0.4528 | Augmentation | Labour | ENDirect | Labour | SCS
| 161 | AUGMENTATION OF ZONE SUBSTATN. | 613290 | NS Tech/Proj Mger NT | 242.4719 | Augmentation | Labour | ENDirect | Labour | SCS
| 161 | AUGMENTATION OF ZONE SUBSTATN. | 613298 | NS:Tech/ProjMgrN/TCP | 15.7222 | Augmentation | Labour | ENDirect | Labour | SCS
| 161 | AUGMENTATION OF ZONE SUBSTATN. | 613310 | BR-NT PNS TS | 147.6809 | Augmentation | Labour | ENDirect | Labour | SCS
| 161 | AUGMENTATION OF ZONE SUBSTATN. | 613311 | BR-OT PNS TS | 57.6668 | Augmentation | Labour | ENDirect | Labour | SCS
| 161 | AUGMENTATION OF ZONE SUBSTATN. | 613318 | NS: Tester N/T CP | 36.5412 | Augmentation | Labour | ENDirect | Labour | SCS
| 161 | AUGMENTATION OF ZONE SUBSTATN. | 613319 | NS:Tester O/T CP | 3.161 | Augmentation | Labour | ENDirect | Labour | SCS
| 161 | AUGMENTATION OF ZONE SUBSTATN. | 613350 | NS:DesignSup D/S N/T | 6.4303 | Augmentation | Labour | ENDirect | Labour | SCS
| 161 | AUGMENTATION OF ZONE SUBSTATN. | 613360 | NS:Draft/GIS D/S N/T | 2.9404 | Augmentation | Labour | ENDirect | Labour | SCS
| 161 | AUGMENTATION OF ZONE SUBSTATN. | 613370 | NS:Survey D/S N/T | 46.8819 | Augmentation | Labour | ENDirect | Labour | SCS
| 161 | AUGMENTATION OF ZONE SUBSTATN. | 613460 | BR-NT RES FT ZT | 36.9252 | Augmentation | Labour | ENDirect | Labour | SCS
| 161 | AUGMENTATION OF ZONE SUBSTATN. | 613461 | BR-OT RES FT ZT | 0.05815 | Augmentation | Labour | ENDirect | Labour | SCS
| 161 | AUGMENTATION OF ZONE SUBSTATN. | 613576 | BR-NT PNS FT | 0.6978 | Augmentation | Labour | ENDirect | Labour | SCS
| 161 | AUGMENTATION OF ZONE SUBSTATN. | 613630 | Senior Design NT | 5.3418 | Augmentation | Labour | ENDirect | Labour | SCS
| 161 | AUGMENTATION OF ZONE SUBSTATN. | 613680 | NS:Engineer D/S N/T | 481.8208 | Augmentation | Labour | ENDirect | Labour | SCS
| 161 | AUGMENTATION OF ZONE SUBSTATN. | 613681 | NS:Engineer D/S O/T | 2.1993 | Augmentation | Labour | ENDirect | Labour | SCS
| 161 | AUGMENTATION OF ZONE SUBSTATN. | 615375 | IT Billable | 4.95 | Augmentation | Labour | ENDirect | Labour | SCS
| 161 | AUGMENTATION OF ZONE SUBSTATN. | 615395 | IT SCADA Billable | 2.034 | Augmentation | Labour | ENDirect | Labour | SCS
| 161 | AUGMENTATION OF ZONE SUBSTATN. | 633000 | Corp O/Hs to Capital | 944.9361 | Augmentation | Contracts | OH | Contracts | SCS
| 161 | AUGMENTATION OF ZONE SUBSTATN. | 634001 | Locl O/Hs to Capital | 385.9919 | Augmentation | Local OH | OH | Excl | SCS
| 161 | AUGMENTATION OF ZONE SUBSTATN. | 635001 | EN NS Margin | 46.4115 | Augmentation | PNS MG | ENDirect | Excl | SCS
| 161 | AUGMENTATION OF ZONE SUBSTATN. | 636001 | System Control O/H | 121.1789 | Augmentation | System Control OH | OH | Excl | SCS
| 161 | AUGMENTATION OF ZONE SUBSTATN. | 639000 | Network Service Corp | 270.6283 | Augmentation | PNS Corporate OH | OH | Excl | SCS
| 161 | AUGMENTATION OF ZONE SUBSTATN. | 639050 | NS: Fleet&Prop O/Hs | 6.7467 | Augmentation | PNS Fleet & Property OH | OH | Excl | SCS
| 162 | NET DEV - AUGMENT SUB TRANS DI | 503191 | Travel:Aus Emp reimb | 0.975 | Augmentation | Contracts | ENDirect | Contracts | SCS
| 162 | NET DEV - AUGMENT SUB TRANS DI | 503230 | Employee Ent: NonFBT | 0.03373 | Augmentation | Contracts | ENDirect | Contracts | SCS
| 162 | NET DEV - AUGMENT SUB TRANS DI | 503240 | Employee Ent: FBT | 0.1739 | Augmentation | Contracts | ENDirect | Contracts | SCS
| 162 | NET DEV - AUGMENT SUB TRANS DI | 503260 | Educ Exps: Non FBT | 0.93182 | Augmentation | Labour | ENDirect | Labour | SCS
| 162 | NET DEV - AUGMENT SUB TRANS DI | 503281 | Parking | 5.7016 | Augmentation | Contracts | ENDirect | Contracts | SCS
| 162 | NET DEV - AUGMENT SUB TRANS DI | 503340 | Staff Amenities | 0.09782 | Augmentation | Contracts | ENDirect | Contracts | SCS
| 162 | NET DEV - AUGMENT SUB TRANS DI | 503350 | OH&Safety Exp | 0.55962 | Augmentation | Contracts | ENDirect | Contracts | SCS
| 162 | NET DEV - AUGMENT SUB TRANS DI | 520100 | M & S-Distribution | 362.0534 | Augmentation | Materials | ENDirect | Materials | SCS
| 162 | NET DEV - AUGMENT SUB TRANS DI | 520150 | M & S-Telecomm | 0.0498 | Augmentation | Materials | ENDirect | Materials | SCS
| 162 | NET DEV - AUGMENT SUB TRANS DI | 520200 | M & S-Transmission | 27.9783 | Augmentation | Materials | ENDirect | Materials | SCS
| 162 | NET DEV - AUGMENT SUB TRANS DI | 523100 | M & S-Admin & Gen | 2.5642 | Augmentation | Materials | ENDirect | Materials | SCS
| 162 | NET DEV - AUGMENT SUB TRANS DI | 523300 | Cap Purch -Equipment | 6.036 | Augmentation | Materials | ENDirect | Materials | SCS
| 162 | NET DEV - AUGMENT SUB TRANS DI | 531000 | Maintenance Services | 0.233 | Augmentation | Contracts | ENDirect | Contracts | SCS
| 162 | NET DEV - AUGMENT SUB TRANS DI | 531020 | Eng & Tech Services | 6.45 | Augmentation | Labour | ENDirect | Labour | SCS
| 162 | NET DEV - AUGMENT SUB TRANS DI | 531035 | Engineer & Dsgn Serv | 137.6889 | Augmentation | Labour | ENDirect | Labour | SCS
| 162 | NET DEV - AUGMENT SUB TRANS DI | 531200 | Construct'n Services | 66.9411 | Augmentation | Contracts | ENDirect | Contracts | SCS
| 162 | NET DEV - AUGMENT SUB TRANS DI | 531201 | Contracts-Contestabl | 20.88 | Augmentation | Contracts | ENDirect | Contracts | SCS
| 162 | NET DEV - AUGMENT SUB TRANS DI | 531464 | NS: Civil Works CPS | 1258.6728 | Augmentation | Contracts | ENDirect | Contracts | SCS
| 162 | NET DEV - AUGMENT SUB TRANS DI | 531466 | NS:UR RP Pck Wks CPS | 89.8634 | Augmentation | Contracts | ENDirect | Contracts | SCS
| 162 | NET DEV - AUGMENT SUB TRANS DI | 531467 | NS: Traffic Mgmt CPS | 306.4499 | Augmentation | Contracts | ENDirect | Contracts | SCS
| 162 | NET DEV - AUGMENT SUB TRANS DI | 531468 | NS: Waste Disp CPS | 280.2765 | Augmentation | Contracts | ENDirect | Contracts | SCS
| 162 | NET DEV - AUGMENT SUB TRANS DI | 531469 | NS: Other CPS | 1952.094 | Augmentation | Labour | ENDirect | Labour | SCS
| 162 | NET DEV - AUGMENT SUB TRANS DI | 531480 | NS:Asset Solution De | 9.125 | Augmentation | Labour | ENDirect | Labour | SCS
| 162 | NET DEV - AUGMENT SUB TRANS DI | 531485 | NS:CivilContract-PCN | -2.784 | Augmentation | Contracts | ENDirect | Contracts | SCS
| 162 | NET DEV - AUGMENT SUB TRANS DI | 531492 | NS: Civ Contracts CP | 836.7132 | Augmentation | Contracts | ENDirect | Contracts | SCS
| 162 | NET DEV - AUGMENT SUB TRANS DI | 531495 | NS:Field Pack Wk CPN | 7009.1574 | Augmentation | Contracts | ENDirect | Contracts | SCS
| 162 | NET DEV - AUGMENT SUB TRANS DI | 532160 | Training Services | 2.1561 | Augmentation | Contracts | ENDirect | Contracts | SCS
| 162 | NET DEV - AUGMENT SUB TRANS DI | 532200 | Hire: Plant & Equip | 1.8799 | Augmentation | Contracts | ENDirect | Contracts | SCS
| 162 | NET DEV - AUGMENT SUB TRANS DI | 532420 | Stationery/Printing | 0.54852 | Augmentation | Contracts | ENDirect | Contracts | SCS
| 162 | NET DEV - AUGMENT SUB TRANS DI | 545150 | Misc Admin Exps | 0.50191 | Augmentation | Contracts | ENDirect | Contracts | SCS
| 162 | NET DEV - AUGMENT SUB TRANS DI | 582301 | Permits & Lic No FBT | 65.9888 | Augmentation | Contracts | ENDirect | Contracts | SCS
| 162 | NET DEV - AUGMENT SUB TRANS DI | 591200 | Council Rates | 0.15 | Augmentation | Contracts | ENDirect | Contracts | SCS
| 162 | NET DEV - AUGMENT SUB TRANS DI | 591997 | Proj Trf - OH/Mar | -4.5135 | Augmentation | Contracts | ENDirect | Contracts | SCS
| 162 | NET DEV - AUGMENT SUB TRANS DI | 591998 | Proj. Tsf Direct Tax | -8.65 | Augmentation | Contracts | ENDirect | Contracts | SCS
| 162 | NET DEV - AUGMENT SUB TRANS DI | 591999 | Proj Trf - Dir Costs | -22.3921 | Augmentation | Contracts | ENDirect | Contracts | SCS
| 162 | NET DEV - AUGMENT SUB TRANS DI | 611900 | Stores Recovery Dist | 6.0605 | Augmentation | Contracts | ENDirect | Contracts | SCS
| 162 | NET DEV - AUGMENT SUB TRANS DI | 611901 | Stores Rec Local | 27.5404 | Augmentation | Contracts | ENDirect | Contracts | SCS
| 162 | NET DEV - AUGMENT SUB TRANS DI | 611902 | Purchase OrderOncost | 4.9024 | Augmentation | Contracts | ENDirect | Contracts | SCS
| 162 | NET DEV - AUGMENT SUB TRANS DI | 612210 | Network N/T | 49.6791 | Augmentation | Labour | ENDirect | Labour | SCS
| 162 | NET DEV - AUGMENT SUB TRANS DI | 612215 | Netw Des NT-SD | 35.1604 | Augmentation | Labour | ENDirect | Labour | SCS
| 162 | NET DEV - AUGMENT SUB TRANS DI | 612221 | EN Vector Time Conf | 2.3236 | Augmentation | Labour | ENDirect | Labour | SCS
| 162 | NET DEV - AUGMENT SUB TRANS DI | 612460 | CP Labour Trf Capex | 25.0998 | Augmentation | Labour | ENDirect | Labour | SCS
| 162 | NET DEV - AUGMENT SUB TRANS DI | 613240 | BR-NT PNS LW | 24.6463 | Augmentation | Labour | ENDirect | Labour | SCS
| 162 | NET DEV - AUGMENT SUB TRANS DI | 613248 | NS:GenLinewrk N/T CP | 91.3434 | Augmentation | Labour | ENDirect | Labour | SCS
| 162 | NET DEV - AUGMENT SUB TRANS DI | 613249 | NS:GenLinewrk O/T CP | 11.1973 | Augmentation | Labour | ENDirect | Labour | SCS
| 162 | NET DEV - AUGMENT SUB TRANS DI | 613250 | BR-NT PNS GB | 3.1954 | Augmentation | Labour | ENDirect | Labour | SCS
| 162 | NET DEV - AUGMENT SUB TRANS DI | 613258 | NS:LiveLinw-GenN/TCP | 44.0693 | Augmentation | Labour | ENDirect | Labour | SCS
| 162 | NET DEV - AUGMENT SUB TRANS DI | 613259 | NS:LiveLinwGenO/T CP | 6.191 | Augmentation | Labour | ENDirect | Labour | SCS
| 162 | NET DEV - AUGMENT SUB TRANS DI | 613260 | BR-NT PNS ZT | 543.6221 | Augmentation | Labour | ENDirect | Labour | SCS
| 162 | NET DEV - AUGMENT SUB TRANS DI | 613261 | BR-OT PNS ZT | 8.4317 | Augmentation | Labour | ENDirect | Labour | SCS
| 162 | NET DEV - AUGMENT SUB TRANS DI | 613268 | NS: Fitter N/T CP | 20.8288 | Augmentation | Labour | ENDirect | Labour | SCS
| 162 | NET DEV - AUGMENT SUB TRANS DI | 613269 | NS: Fitter O/T CP | 0.29005 | Augmentation | Labour | ENDirect | Labour | SCS
| 162 | NET DEV - AUGMENT SUB TRANS DI | 613270 | NSConstruct Co-or NT | 85.4309 | Augmentation | Labour | ENDirect | Labour | SCS
| 162 | NET DEV - AUGMENT SUB TRANS DI | 613271 | NSConstruct Co-or OT | 13.9291 | Augmentation | Labour | ENDirect | Labour | SCS
| 162 | NET DEV - AUGMENT SUB TRANS DI | 613278 | NS: ConstCo-ordN/TCP | 31.1198 | Augmentation | Labour | ENDirect | Labour | SCS
| 162 | NET DEV - AUGMENT SUB TRANS DI | 613279 | NS:ConstCo-ordO/T CP | 10.8492 | Augmentation | Labour | ENDirect | Labour | SCS
| 162 | NET DEV - AUGMENT SUB TRANS DI | 613280 | NS Design D/S N/T | 50.0344 | Augmentation | Labour | ENDirect | Labour | SCS
| 162 | NET DEV - AUGMENT SUB TRANS DI | 613290 | NS Tech/Proj Mger NT | 263.0176 | Augmentation | Labour | ENDirect | Labour | SCS
| 162 | NET DEV - AUGMENT SUB TRANS DI | 613298 | NS:Tech/ProjMgrN/TCP | 127.0007 | Augmentation | Labour | ENDirect | Labour | SCS
| 162 | NET DEV - AUGMENT SUB TRANS DI | 613310 | BR-NT PNS TS | 500.8295 | Augmentation | Labour | ENDirect | Labour | SCS
| 162 | NET DEV - AUGMENT SUB TRANS DI | 613311 | BR-OT PNS TS | 26.8559 | Augmentation | Labour | ENDirect | Labour | SCS
| 162 | NET DEV - AUGMENT SUB TRANS DI | 613318 | NS: Tester N/T CP | 134.7193 | Augmentation | Labour | ENDirect | Labour | SCS
| 162 | NET DEV - AUGMENT SUB TRANS DI | 613319 | NS:Tester O/T CP | 4.3938 | Augmentation | Labour | ENDirect | Labour | SCS
| 162 | NET DEV - AUGMENT SUB TRANS DI | 613350 | NS:DesignSup D/S N/T | 16.4753 | Augmentation | Labour | ENDirect | Labour | SCS
| 162 | NET DEV - AUGMENT SUB TRANS DI | 613360 | NS:Draft/GIS D/S N/T | 22.3241 | Augmentation | Labour | ENDirect | Labour | SCS
| 162 | NET DEV - AUGMENT SUB TRANS DI | 613361 | NS:Draft/GIS D/S O/T | 7.9729 | Augmentation | Labour | ENDirect | Labour | SCS
| 162 | NET DEV - AUGMENT SUB TRANS DI | 613370 | NS:Survey D/S N/T | 47.562 | Augmentation | Labour | ENDirect | Labour | SCS
| 162 | NET DEV - AUGMENT SUB TRANS DI | 613400 | BR-NT RES CJ LW PO | 0.48684 | Augmentation | Labour | ENDirect | Labour | SCS
| 162 | NET DEV - AUGMENT SUB TRANS DI | 613408 | SC Gen Line CP NT | 53.0047 | Augmentation | Labour | ENDirect | Labour | SCS
| 162 | NET DEV - AUGMENT SUB TRANS DI | 613409 | SC Gen Line CP OT | 8.0937 | Augmentation | Labour | ENDirect | Labour | SCS
| 162 | NET DEV - AUGMENT SUB TRANS DI | 613418 | SC Live Line CP NT | 23.1664 | Augmentation | Labour | ENDirect | Labour | SCS
| 162 | NET DEV - AUGMENT SUB TRANS DI | 613419 | SC Live Line CP OT | 10.1852 | Augmentation | Labour | ENDirect | Labour | SCS
| 162 | NET DEV - AUGMENT SUB TRANS DI | 613428 | SC Tester CP NT | 35.909 | Augmentation | Labour | ENDirect | Labour | SCS
| 162 | NET DEV - AUGMENT SUB TRANS DI | 613429 | SC Tester CP OT | 2.965 | Augmentation | Labour | ENDirect | Labour | SCS
| 162 | NET DEV - AUGMENT SUB TRANS DI | 613566 | BR-NT PNS A2 | 1.3388 | Augmentation | Labour | ENDirect | Labour | SCS
| 162 | NET DEV - AUGMENT SUB TRANS DI | 613570 | BR-NT PNS CJ | 0.48684 | Augmentation | Labour | ENDirect | Labour | SCS
| 162 | NET DEV - AUGMENT SUB TRANS DI | 613574 | BR-NT PNS CT | 4.8047 | Augmentation | Labour | ENDirect | Labour | SCS
| 162 | NET DEV - AUGMENT SUB TRANS DI | 613575 | BR-OT PNS CT | 0.9483 | Augmentation | Labour | ENDirect | Labour | SCS
| 162 | NET DEV - AUGMENT SUB TRANS DI | 613630 | Senior Design NT | 14.7415 | Augmentation | Labour | ENDirect | Labour | SCS
| 162 | NET DEV - AUGMENT SUB TRANS DI | 613680 | NS:Engineer D/S N/T | 49.1609 | Augmentation | Labour | ENDirect | Labour | SCS
| 162 | NET DEV - AUGMENT SUB TRANS DI | 615375 | IT Billable | 9.54 | Augmentation | Labour | ENDirect | Labour | SCS
| 162 | NET DEV - AUGMENT SUB TRANS DI | 615395 | IT SCADA Billable | 3.6612 | Augmentation | Labour | ENDirect | Labour | SCS
| 162 | NET DEV - AUGMENT SUB TRANS DI | 633000 | Corp O/Hs to Capital | 2525.658 | Augmentation | Contracts | OH | Contracts | SCS
| 162 | NET DEV - AUGMENT SUB TRANS DI | 634001 | Locl O/Hs to Capital | 1034.4518 | Augmentation | Local OH | OH | Excl | SCS
| 162 | NET DEV - AUGMENT SUB TRANS DI | 635000 | NS Margin | 2.076 | Augmentation | PNS MG | ENDirect | Excl | SCS
| 162 | NET DEV - AUGMENT SUB TRANS DI | 635001 | EN NS Margin | 775.2266 | Augmentation | PNS MG | ENDirect | Excl | SCS
| 162 | NET DEV - AUGMENT SUB TRANS DI | 636001 | System Control O/H | 319.8212 | Augmentation | System Control OH | OH | Excl | SCS
| 162 | NET DEV - AUGMENT SUB TRANS DI | 639000 | Network Service Corp | 673.4739 | Augmentation | PNS Corporate OH | OH | Excl | SCS
| 162 | NET DEV - AUGMENT SUB TRANS DI | 639050 | NS: Fleet&Prop O/Hs | 97.2114 | Augmentation | PNS Fleet & Property OH | OH | Excl | SCS
| 163 | ENVIRONMENTAL MANAGEMENT | 520100 | M & S-Distribution | 155.9327 | Replacement | Materials | ENDirect | Materials | SCS
| 163 | ENVIRONMENTAL MANAGEMENT | 523100 | M & S-Admin & Gen | 1.5489 | Replacement | Materials | ENDirect | Materials | SCS
| 163 | ENVIRONMENTAL MANAGEMENT | 523300 | Cap Purch -Equipment | 0.05663 | Replacement | Materials | ENDirect | Materials | SCS
| 163 | ENVIRONMENTAL MANAGEMENT | 531000 | Maintenance Services | 1.975 | Replacement | Contracts | ENDirect | Contracts | SCS
| 163 | ENVIRONMENTAL MANAGEMENT | 531200 | Construct'n Services | 41.1317 | Replacement | Contracts | ENDirect | Contracts | SCS
| 163 | ENVIRONMENTAL MANAGEMENT | 531201 | Contracts-Contestabl | 0.07486 | Replacement | Contracts | ENDirect | Contracts | SCS
| 163 | ENVIRONMENTAL MANAGEMENT | 531464 | NS: Civil Works CPS | 78.2594 | Replacement | Contracts | ENDirect | Contracts | SCS
| 163 | ENVIRONMENTAL MANAGEMENT | 531466 | NS:UR RP Pck Wks CPS | 65.2701 | Replacement | Contracts | ENDirect | Contracts | SCS
| 163 | ENVIRONMENTAL MANAGEMENT | 531467 | NS: Traffic Mgmt CPS | 5.4337 | Replacement | Contracts | ENDirect | Contracts | SCS
| 163 | ENVIRONMENTAL MANAGEMENT | 531468 | NS: Waste Disp CPS | 3.4275 | Replacement | Contracts | ENDirect | Contracts | SCS
| 163 | ENVIRONMENTAL MANAGEMENT | 531485 | NS:CivilContract-PCN | -33.0108 | Replacement | Contracts | ENDirect | Contracts | SCS
| 163 | ENVIRONMENTAL MANAGEMENT | 531495 | NS:Field Pack Wk CPN | 227.3425 | Replacement | Contracts | ENDirect | Contracts | SCS
| 163 | ENVIRONMENTAL MANAGEMENT | 532050 | Consult Serv:Ded | 2.3825 | Replacement | Contracts | ENDirect | Contracts | SCS
| 163 | ENVIRONMENTAL MANAGEMENT | 591997 | Proj Trf - OH/Mar | -0.87888 | Replacement | Contracts | ENDirect | Contracts | SCS
| 163 | ENVIRONMENTAL MANAGEMENT | 591998 | Proj. Tsf Direct Tax | -0.80499 | Replacement | Contracts | ENDirect | Contracts | SCS
| 163 | ENVIRONMENTAL MANAGEMENT | 591999 | Proj Trf - Dir Costs | -4.3531 | Replacement | Contracts | ENDirect | Contracts | SCS
| 163 | ENVIRONMENTAL MANAGEMENT | 611900 | Stores Recovery Dist | 2.0275 | Replacement | Contracts | ENDirect | Contracts | SCS
| 163 | ENVIRONMENTAL MANAGEMENT | 611901 | Stores Rec Local | 4.468 | Replacement | Contracts | ENDirect | Contracts | SCS
| 163 | ENVIRONMENTAL MANAGEMENT | 611902 | Purchase OrderOncost | 1.7795 | Replacement | Contracts | ENDirect | Contracts | SCS
| 163 | ENVIRONMENTAL MANAGEMENT | 612210 | Network N/T | 0.19911 | Replacement | Labour | ENDirect | Labour | SCS
| 163 | ENVIRONMENTAL MANAGEMENT | 612460 | CP Labour Trf Capex | 2.9617 | Replacement | Labour | ENDirect | Labour | SCS
| 163 | ENVIRONMENTAL MANAGEMENT | 613248 | NS:GenLinewrk N/T CP | 17.281 | Replacement | Labour | ENDirect | Labour | SCS
| 163 | ENVIRONMENTAL MANAGEMENT | 613258 | NS:LiveLinw-GenN/TCP | 13.314 | Replacement | Labour | ENDirect | Labour | SCS
| 163 | ENVIRONMENTAL MANAGEMENT | 613260 | BR-NT PNS ZT | 56.2559 | Replacement | Labour | ENDirect | Labour | SCS
| 163 | ENVIRONMENTAL MANAGEMENT | 613268 | NS: Fitter N/T CP | 6.3965 | Replacement | Labour | ENDirect | Labour | SCS
| 163 | ENVIRONMENTAL MANAGEMENT | 613269 | NS: Fitter O/T CP | 0.63965 | Replacement | Labour | ENDirect | Labour | SCS
| 163 | ENVIRONMENTAL MANAGEMENT | 613270 | NSConstruct Co-or NT | 26.8785 | Replacement | Labour | ENDirect | Labour | SCS
| 163 | ENVIRONMENTAL MANAGEMENT | 613278 | NS: ConstCo-ordN/TCP | 7.1395 | Replacement | Labour | ENDirect | Labour | SCS
| 163 | ENVIRONMENTAL MANAGEMENT | 613280 | NS Design D/S N/T | 6.5882 | Replacement | Labour | ENDirect | Labour | SCS
| 163 | ENVIRONMENTAL MANAGEMENT | 613290 | NS Tech/Proj Mger NT | 21.4189 | Replacement | Labour | ENDirect | Labour | SCS
| 163 | ENVIRONMENTAL MANAGEMENT | 613298 | NS:Tech/ProjMgrN/TCP | 9.8645 | Replacement | Labour | ENDirect | Labour | SCS
| 163 | ENVIRONMENTAL MANAGEMENT | 613310 | BR-NT PNS TS | 10.2416 | Replacement | Labour | ENDirect | Labour | SCS
| 163 | ENVIRONMENTAL MANAGEMENT | 613311 | BR-OT PNS TS | 1.3908 | Replacement | Labour | ENDirect | Labour | SCS
| 163 | ENVIRONMENTAL MANAGEMENT | 613318 | NS: Tester N/T CP | 6.9795 | Replacement | Labour | ENDirect | Labour | SCS
| 163 | ENVIRONMENTAL MANAGEMENT | 613319 | NS:Tester O/T CP | 1.2644 | Replacement | Labour | ENDirect | Labour | SCS
| 163 | ENVIRONMENTAL MANAGEMENT | 613350 | NS:DesignSup D/S N/T | 11.4809 | Replacement | Labour | ENDirect | Labour | SCS
| 163 | ENVIRONMENTAL MANAGEMENT | 613360 | NS:Draft/GIS D/S N/T | 6.0277 | Replacement | Labour | ENDirect | Labour | SCS
| 163 | ENVIRONMENTAL MANAGEMENT | 613370 | NS:Survey D/S N/T | 0.9108 | Replacement | Labour | ENDirect | Labour | SCS
| 163 | ENVIRONMENTAL MANAGEMENT | 613408 | SC Gen Line CP NT | 0.97 | Replacement | Labour | ENDirect | Labour | SCS
| 163 | ENVIRONMENTAL MANAGEMENT | 613409 | SC Gen Line CP OT | -0.36652 | Replacement | Labour | ENDirect | Labour | SCS
| 163 | ENVIRONMENTAL MANAGEMENT | 613418 | SC Live Line CP NT | 3.6972 | Replacement | Labour | ENDirect | Labour | SCS
| 163 | ENVIRONMENTAL MANAGEMENT | 613419 | SC Live Line CP OT | -0.21123 | Replacement | Labour | ENDirect | Labour | SCS
| 163 | ENVIRONMENTAL MANAGEMENT | 613428 | SC Tester CP NT | 1.5173 | Replacement | Labour | ENDirect | Labour | SCS
| 163 | ENVIRONMENTAL MANAGEMENT | 613429 | SC Tester CP OT | 0.82186 | Replacement | Labour | ENDirect | Labour | SCS
| 163 | ENVIRONMENTAL MANAGEMENT | 613630 | Senior Design NT | 0.44384 | Replacement | Labour | ENDirect | Labour | SCS
| 163 | ENVIRONMENTAL MANAGEMENT | 613680 | NS:Engineer D/S N/T | 4.2175 | Replacement | Labour | ENDirect | Labour | SCS
| 163 | ENVIRONMENTAL MANAGEMENT | 615375 | IT Billable | 1.08 | Replacement | Labour | ENDirect | Labour | SCS
| 163 | ENVIRONMENTAL MANAGEMENT | 633000 | Corp O/Hs to Capital | 121.7282 | Replacement | Contracts | OH | Contracts | SCS
| 163 | ENVIRONMENTAL MANAGEMENT | 634001 | Locl O/Hs to Capital | 52.8558 | Replacement | Local OH | OH | Excl | SCS
| 163 | ENVIRONMENTAL MANAGEMENT | 635001 | EN NS Margin | 32.1756 | Replacement | PNS MG | ENDirect | Excl | SCS
| 163 | ENVIRONMENTAL MANAGEMENT | 636001 | System Control O/H | 15.95 | Replacement | System Control OH | OH | Excl | SCS
| 163 | ENVIRONMENTAL MANAGEMENT | 639000 | Network Service Corp | 34.0844 | Replacement | PNS Corporate OH | OH | Excl | SCS
| 163 | ENVIRONMENTAL MANAGEMENT | 639050 | NS: Fleet&Prop O/Hs | 3.7886 | Replacement | PNS Fleet & Property OH | OH | Excl | SCS
| 166 | RELIABILITY IMPROVE | 520100 | M & S-Distribution | 8.8507 | Augmentation | Materials | ENDirect | Materials | SCS
| 166 | RELIABILITY IMPROVE | 531467 | NS: Traffic Mgmt CPS | 0.711 | Augmentation | Contracts | ENDirect | Contracts | SCS
| 166 | RELIABILITY IMPROVE | 531495 | NS:Field Pack Wk CPN | 1.0725 | Augmentation | Contracts | ENDirect | Contracts | SCS
| 166 | RELIABILITY IMPROVE | 533000 | IT Prof Services | 0.59 | Augmentation | Contracts | ENDirect | Contracts | SCS
| 166 | RELIABILITY IMPROVE | 611901 | Stores Rec Local | 0.22696 | Augmentation | Contracts | ENDirect | Contracts | SCS
| 166 | RELIABILITY IMPROVE | 611902 | Purchase OrderOncost | 0.26819 | Augmentation | Contracts | ENDirect | Contracts | SCS
| 166 | RELIABILITY IMPROVE | 612460 | CP Labour Trf Capex | 0.25053 | Augmentation | Labour | ENDirect | Labour | SCS
| 166 | RELIABILITY IMPROVE | 613280 | NS Design D/S N/T | 0.29432 | Augmentation | Labour | ENDirect | Labour | SCS
| 166 | RELIABILITY IMPROVE | 613290 | NS Tech/Proj Mger NT | 1.0507 | Augmentation | Labour | ENDirect | Labour | SCS
| 166 | RELIABILITY IMPROVE | 613318 | NS: Tester N/T CP | 0.6322 | Augmentation | Labour | ENDirect | Labour | SCS
| 166 | RELIABILITY IMPROVE | 613350 | NS:DesignSup D/S N/T | 0.16855 | Augmentation | Labour | ENDirect | Labour | SCS
| 166 | RELIABILITY IMPROVE | 613680 | NS:Engineer D/S N/T | 0.25874 | Augmentation | Labour | ENDirect | Labour | SCS
| 166 | RELIABILITY IMPROVE | 615375 | IT Billable | 0.18 | Augmentation | Labour | ENDirect | Labour | SCS
| 166 | RELIABILITY IMPROVE | 633000 | Corp O/Hs to Capital | 2.332 | Augmentation | Contracts | OH | Contracts | SCS
| 166 | RELIABILITY IMPROVE | 634001 | Locl O/Hs to Capital | 0.91385 | Augmentation | Local OH | OH | Excl | SCS
| 166 | RELIABILITY IMPROVE | 635001 | EN NS Margin | 0.25408 | Augmentation | PNS MG | ENDirect | Excl | SCS
| 166 | RELIABILITY IMPROVE | 636001 | System Control O/H | 0.28823 | Augmentation | System Control OH | OH | Excl | SCS
| 166 | RELIABILITY IMPROVE | 639000 | Network Service Corp | 0.60703 | Augmentation | PNS Corporate OH | OH | Excl | SCS
| 166 | RELIABILITY IMPROVE | 639050 | NS: Fleet&Prop O/Hs | 0.0307 | Augmentation | PNS Fleet & Property OH | OH | Excl | SCS
| 168 | AUTOMATION | 520100 | M & S-Distribution | 272.1915 | Augmentation | Materials | ENDirect | Materials | SCS
| 168 | AUTOMATION | 520150 | M & S-Telecomm | 2.4391 | Augmentation | Materials | ENDirect | Materials | SCS
| 168 | AUTOMATION | 520200 | M & S-Transmission | 77.1731 | Augmentation | Materials | ENDirect | Materials | SCS
| 168 | AUTOMATION | 523100 | M & S-Admin & Gen | 0.57489 | Augmentation | Materials | ENDirect | Materials | SCS
| 168 | AUTOMATION | 523300 | Cap Purch -Equipment | 2.0998 | Augmentation | Materials | ENDirect | Materials | SCS
| 168 | AUTOMATION | 525000 | Cap Purch-Comm Equip | 0.30812 | Augmentation | Materials | ENDirect | Materials | SCS
| 168 | AUTOMATION | 531000 | Maintenance Services | 0.51283 | Augmentation | Contracts | ENDirect | Contracts | SCS
| 168 | AUTOMATION | 531200 | Construct'n Services | 36.9458 | Augmentation | Contracts | ENDirect | Contracts | SCS
| 168 | AUTOMATION | 531201 | Contracts-Contestabl | 83.6932 | Augmentation | Contracts | ENDirect | Contracts | SCS
| 168 | AUTOMATION | 531464 | NS: Civil Works CPS | 40.2477 | Augmentation | Contracts | ENDirect | Contracts | SCS
| 168 | AUTOMATION | 531466 | NS:UR RP Pck Wks CPS | 217.7393 | Augmentation | Contracts | ENDirect | Contracts | SCS
| 168 | AUTOMATION | 531467 | NS: Traffic Mgmt CPS | 13.3119 | Augmentation | Contracts | ENDirect | Contracts | SCS
| 168 | AUTOMATION | 531468 | NS: Waste Disp CPS | 4.7321 | Augmentation | Contracts | ENDirect | Contracts | SCS
| 168 | AUTOMATION | 531469 | NS: Other CPS | 177.7277 | Augmentation | Labour | ENDirect | Labour | SCS
| 168 | AUTOMATION | 531495 | NS:Field Pack Wk CPN | 0.59694 | Augmentation | Contracts | ENDirect | Contracts | SCS
| 168 | AUTOMATION | 532180 | Storage Services | 0.11283 | Augmentation | Contracts | ENDirect | Contracts | SCS
| 168 | AUTOMATION | 533000 | IT Prof Services | 3.9825 | Augmentation | Contracts | ENDirect | Contracts | SCS
| 168 | AUTOMATION | 545150 | Misc Admin Exps | 0.21816 | Augmentation | Contracts | ENDirect | Contracts | SCS
| 168 | AUTOMATION | 582301 | Permits & Lic No FBT | 2 | Augmentation | Contracts | ENDirect | Contracts | SCS
| 168 | AUTOMATION | 591997 | Proj Trf - OH/Mar | 0.04471 | Augmentation | Contracts | ENDirect | Contracts | SCS
| 168 | AUTOMATION | 591998 | Proj. Tsf Direct Tax | 2.8426 | Augmentation | Contracts | ENDirect | Contracts | SCS
| 168 | AUTOMATION | 591999 | Proj Trf - Dir Costs | -2.0245 | Augmentation | Contracts | ENDirect | Contracts | SCS
| 168 | AUTOMATION | 611900 | Stores Recovery Dist | 2.1215 | Augmentation | Contracts | ENDirect | Contracts | SCS
| 168 | AUTOMATION | 611901 | Stores Rec Local | 9.3508 | Augmentation | Contracts | ENDirect | Contracts | SCS
| 168 | AUTOMATION | 611902 | Purchase OrderOncost | 3.4525 | Augmentation | Contracts | ENDirect | Contracts | SCS
| 168 | AUTOMATION | 612210 | Network N/T | 12.9859 | Augmentation | Labour | ENDirect | Labour | SCS
| 168 | AUTOMATION | 612460 | CP Labour Trf Capex | 25.9952 | Augmentation | Labour | ENDirect | Labour | SCS
| 168 | AUTOMATION | 613244 | BR-NT LSA LWFRPOTA | 0.97368 | Augmentation | Labour | ENDirect | Labour | SCS
| 168 | AUTOMATION | 613245 | BR-OT LSA LWFRPOTA | 0.12172 | Augmentation | Labour | ENDirect | Labour | SCS
| 168 | AUTOMATION | 613248 | NS:GenLinewrk N/T CP | 40.8946 | Augmentation | Labour | ENDirect | Labour | SCS
| 168 | AUTOMATION | 613249 | NS:GenLinewrk O/T CP | 1.5822 | Augmentation | Labour | ENDirect | Labour | SCS
| 168 | AUTOMATION | 613254 | BR-NT LSA GB | 1.0651 | Augmentation | Labour | ENDirect | Labour | SCS
| 168 | AUTOMATION | 613258 | NS:LiveLinw-GenN/TCP | 18.4399 | Augmentation | Labour | ENDirect | Labour | SCS
| 168 | AUTOMATION | 613259 | NS:LiveLinwGenO/T CP | 2.3965 | Augmentation | Labour | ENDirect | Labour | SCS
| 168 | AUTOMATION | 613260 | BR-NT PNS ZT | 52.6839 | Augmentation | Labour | ENDirect | Labour | SCS
| 168 | AUTOMATION | 613268 | NS: Fitter N/T CP | 16.8054 | Augmentation | Labour | ENDirect | Labour | SCS
| 168 | AUTOMATION | 613270 | NSConstruct Co-or NT | 0.13999 | Augmentation | Labour | ENDirect | Labour | SCS
| 168 | AUTOMATION | 613278 | NS: ConstCo-ordN/TCP | 8.2594 | Augmentation | Labour | ENDirect | Labour | SCS
| 168 | AUTOMATION | 613279 | NS:ConstCo-ordO/T CP | 0.34998 | Augmentation | Labour | ENDirect | Labour | SCS
| 168 | AUTOMATION | 613280 | NS Design D/S N/T | 51.3045 | Augmentation | Labour | ENDirect | Labour | SCS
| 168 | AUTOMATION | 613290 | NS Tech/Proj Mger NT | 236.3419 | Augmentation | Labour | ENDirect | Labour | SCS
| 168 | AUTOMATION | 613298 | NS:Tech/ProjMgrN/TCP | 12.0476 | Augmentation | Labour | ENDirect | Labour | SCS
| 168 | AUTOMATION | 613310 | BR-NT PNS TS | 30.9592 | Augmentation | Labour | ENDirect | Labour | SCS
| 168 | AUTOMATION | 613318 | NS: Tester N/T CP | 87.7177 | Augmentation | Labour | ENDirect | Labour | SCS
| 168 | AUTOMATION | 613319 | NS:Tester O/T CP | 0.66381 | Augmentation | Labour | ENDirect | Labour | SCS
| 168 | AUTOMATION | 613324 | LSA EWP & D NT | 1.2031 | Augmentation | Labour | ENDirect | Labour | SCS
| 168 | AUTOMATION | 613325 | LSA EWP & D OT | 0.0752 | Augmentation | Labour | ENDirect | Labour | SCS
| 168 | AUTOMATION | 613350 | NS:DesignSup D/S N/T | 1.7231 | Augmentation | Labour | ENDirect | Labour | SCS
| 168 | AUTOMATION | 613360 | NS:Draft/GIS D/S N/T | 15.8214 | Augmentation | Labour | ENDirect | Labour | SCS
| 168 | AUTOMATION | 613361 | NS:Draft/GIS D/S O/T | 0.11309 | Augmentation | Labour | ENDirect | Labour | SCS
| 168 | AUTOMATION | 613362 | NSNP:ProjManagerNT | 6.2213 | Augmentation | Labour | ENDirect | Labour | SCS
| 168 | AUTOMATION | 613370 | NS:Survey D/S N/T | 0.21859 | Augmentation | Labour | ENDirect | Labour | SCS
| 168 | AUTOMATION | 613408 | SC Gen Line CP NT | 39.1906 | Augmentation | Labour | ENDirect | Labour | SCS
| 168 | AUTOMATION | 613409 | SC Gen Line CP OT | 3.2253 | Augmentation | Labour | ENDirect | Labour | SCS
| 168 | AUTOMATION | 613418 | SC Live Line CP NT | 1.0651 | Augmentation | Labour | ENDirect | Labour | SCS
| 168 | AUTOMATION | 613419 | SC Live Line CP OT | 0.26628 | Augmentation | Labour | ENDirect | Labour | SCS
| 168 | AUTOMATION | 613438 | SC Construct CP NT | 7.1395 | Augmentation | Labour | ENDirect | Labour | SCS
| 168 | AUTOMATION | 613439 | SC Construct CP OT | 0.62996 | Augmentation | Labour | ENDirect | Labour | SCS
| 168 | AUTOMATION | 613576 | BR-NT PNS FT | 2.7912 | Augmentation | Labour | ENDirect | Labour | SCS
| 168 | AUTOMATION | 613680 | NS:Engineer D/S N/T | 29.4706 | Augmentation | Labour | ENDirect | Labour | SCS
| 168 | AUTOMATION | 615375 | IT Billable | 23.13 | Augmentation | Labour | ENDirect | Labour | SCS
| 168 | AUTOMATION | 615395 | IT SCADA Billable | 11.2378 | Augmentation | Labour | ENDirect | Labour | SCS
| 168 | AUTOMATION | 633000 | Corp O/Hs to Capital | 279.2423 | Augmentation | Contracts | OH | Contracts | SCS
| 168 | AUTOMATION | 634001 | Locl O/Hs to Capital | 114.5965 | Augmentation | Local OH | OH | Excl | SCS
| 168 | AUTOMATION | 635001 | EN NS Margin | 63.2452 | Augmentation | PNS MG | ENDirect | Excl | SCS
| 168 | AUTOMATION | 636001 | System Control O/H | 36.2311 | Augmentation | System Control OH | OH | Excl | SCS
| 168 | AUTOMATION | 639000 | Network Service Corp | 69.1467 | Augmentation | PNS Corporate OH | OH | Excl | SCS
| 168 | AUTOMATION | 639050 | NS: Fleet&Prop O/Hs | 8.5794 | Augmentation | PNS Fleet & Property OH | OH | Excl | SCS
| 172 | SUPPLY RELIAB IMPROVE SCHEME | 520100 | M & S-Distribution | 38.0259 | Replacement | Materials | ENDirect | Materials | SCS
| 172 | SUPPLY RELIAB IMPROVE SCHEME | 531464 | NS: Civil Works CPS | 3.3154 | Replacement | Contracts | ENDirect | Contracts | SCS
| 172 | SUPPLY RELIAB IMPROVE SCHEME | 531467 | NS: Traffic Mgmt CPS | 18.7263 | Replacement | Contracts | ENDirect | Contracts | SCS
| 172 | SUPPLY RELIAB IMPROVE SCHEME | 531495 | NS:Field Pack Wk CPN | 0.35488 | Replacement | Contracts | ENDirect | Contracts | SCS
| 172 | SUPPLY RELIAB IMPROVE SCHEME | 611900 | Stores Recovery Dist | 2.8824 | Replacement | Contracts | ENDirect | Contracts | SCS
| 172 | SUPPLY RELIAB IMPROVE SCHEME | 611901 | Stores Rec Local | 0.52777 | Replacement | Contracts | ENDirect | Contracts | SCS
| 172 | SUPPLY RELIAB IMPROVE SCHEME | 612210 | Network N/T | 0.33404 | Replacement | Labour | ENDirect | Labour | SCS
| 172 | SUPPLY RELIAB IMPROVE SCHEME | 613248 | NS:GenLinewrk N/T CP | 20.2039 | Replacement | Labour | ENDirect | Labour | SCS
| 172 | SUPPLY RELIAB IMPROVE SCHEME | 613249 | NS:GenLinewrk O/T CP | 0.97368 | Replacement | Labour | ENDirect | Labour | SCS
| 172 | SUPPLY RELIAB IMPROVE SCHEME | 613250 | BR-NT PNS GB | 3.1954 | Replacement | Labour | ENDirect | Labour | SCS
| 172 | SUPPLY RELIAB IMPROVE SCHEME | 613258 | NS:LiveLinw-GenN/TCP | 20.9696 | Replacement | Labour | ENDirect | Labour | SCS
| 172 | SUPPLY RELIAB IMPROVE SCHEME | 613259 | NS:LiveLinwGenO/T CP | 2.6628 | Replacement | Labour | ENDirect | Labour | SCS
| 172 | SUPPLY RELIAB IMPROVE SCHEME | 613268 | NS: Fitter N/T CP | 0.29075 | Replacement | Labour | ENDirect | Labour | SCS
| 172 | SUPPLY RELIAB IMPROVE SCHEME | 613278 | NS: ConstCo-ordN/TCP | 10.5693 | Replacement | Labour | ENDirect | Labour | SCS
| 172 | SUPPLY RELIAB IMPROVE SCHEME | 613279 | NS:ConstCo-ordO/T CP | 1.9599 | Replacement | Labour | ENDirect | Labour | SCS
| 172 | SUPPLY RELIAB IMPROVE SCHEME | 613290 | NS Tech/Proj Mger NT | 5.3817 | Replacement | Labour | ENDirect | Labour | SCS
| 172 | SUPPLY RELIAB IMPROVE SCHEME | 613318 | NS: Tester N/T CP | 3.7237 | Replacement | Labour | ENDirect | Labour | SCS
| 172 | SUPPLY RELIAB IMPROVE SCHEME | 613319 | NS:Tester O/T CP | 2.592 | Replacement | Labour | ENDirect | Labour | SCS
| 172 | SUPPLY RELIAB IMPROVE SCHEME | 613350 | NS:DesignSup D/S N/T | 0.5806 | Replacement | Labour | ENDirect | Labour | SCS
| 172 | SUPPLY RELIAB IMPROVE SCHEME | 613360 | NS:Draft/GIS D/S N/T | 1.3458 | Replacement | Labour | ENDirect | Labour | SCS
| 172 | SUPPLY RELIAB IMPROVE SCHEME | 613408 | SC Gen Line CP NT | 18.8651 | Replacement | Labour | ENDirect | Labour | SCS
| 172 | SUPPLY RELIAB IMPROVE SCHEME | 613409 | SC Gen Line CP OT | 2.0691 | Replacement | Labour | ENDirect | Labour | SCS
| 172 | SUPPLY RELIAB IMPROVE SCHEME | 613410 | BR-NT RES GB | 5.1925 | Replacement | Labour | ENDirect | Labour | SCS
| 172 | SUPPLY RELIAB IMPROVE SCHEME | 613418 | SC Live Line CP NT | 15.5774 | Replacement | Labour | ENDirect | Labour | SCS
| 172 | SUPPLY RELIAB IMPROVE SCHEME | 613428 | SC Tester CP NT | 1.0115 | Replacement | Labour | ENDirect | Labour | SCS
| 172 | SUPPLY RELIAB IMPROVE SCHEME | 613429 | SC Tester CP OT | 1.2644 | Replacement | Labour | ENDirect | Labour | SCS
| 172 | SUPPLY RELIAB IMPROVE SCHEME | 613438 | SC Construct CP NT | 4.3397 | Replacement | Labour | ENDirect | Labour | SCS
| 172 | SUPPLY RELIAB IMPROVE SCHEME | 613439 | SC Construct CP OT | 0.55996 | Replacement | Labour | ENDirect | Labour | SCS
| 172 | SUPPLY RELIAB IMPROVE SCHEME | 613566 | BR-NT PNS A2 | 1.4605 | Replacement | Labour | ENDirect | Labour | SCS
| 172 | SUPPLY RELIAB IMPROVE SCHEME | 613680 | NS:Engineer D/S N/T | 0.33637 | Replacement | Labour | ENDirect | Labour | SCS
| 172 | SUPPLY RELIAB IMPROVE SCHEME | 633000 | Corp O/Hs to Capital | 30.3166 | Replacement | Contracts | OH | Contracts | SCS
| 172 | SUPPLY RELIAB IMPROVE SCHEME | 634001 | Locl O/Hs to Capital | 12.7669 | Replacement | Local OH | OH | Excl | SCS
| 172 | SUPPLY RELIAB IMPROVE SCHEME | 635001 | EN NS Margin | 8.0491 | Replacement | PNS MG | ENDirect | Excl | SCS
| 172 | SUPPLY RELIAB IMPROVE SCHEME | 636001 | System Control O/H | 4.1887 | Replacement | System Control OH | OH | Excl | SCS
| 172 | SUPPLY RELIAB IMPROVE SCHEME | 639000 | Network Service Corp | 8.5772 | Replacement | PNS Corporate OH | OH | Excl | SCS
| 172 | SUPPLY RELIAB IMPROVE SCHEME | 639050 | NS: Fleet&Prop O/Hs | 1.1408 | Replacement | PNS Fleet & Property OH | OH | Excl | SCS
| 174 | POLE FIRE MITIGATION | 520100 | M & S-Distribution | 5.9534 | Replacement | Materials | ENDirect | Materials | SCS
| 174 | POLE FIRE MITIGATION | 531464 | NS: Civil Works CPS | 1.12 | Replacement | Contracts | ENDirect | Contracts | SCS
| 174 | POLE FIRE MITIGATION | 531467 | NS: Traffic Mgmt CPS | 5.1915 | Replacement | Contracts | ENDirect | Contracts | SCS
| 174 | POLE FIRE MITIGATION | 531468 | NS: Waste Disp CPS | 0.15 | Replacement | Contracts | ENDirect | Contracts | SCS
| 174 | POLE FIRE MITIGATION | 611900 | Stores Recovery Dist | 0.46294 | Replacement | Contracts | ENDirect | Contracts | SCS
| 174 | POLE FIRE MITIGATION | 611901 | Stores Rec Local | 0.01515 | Replacement | Contracts | ENDirect | Contracts | SCS
| 174 | POLE FIRE MITIGATION | 613248 | NS:GenLinewrk N/T CP | 17.5262 | Replacement | Labour | ENDirect | Labour | SCS
| 174 | POLE FIRE MITIGATION | 613258 | NS:LiveLinw-GenN/TCP | 10.1186 | Replacement | Labour | ENDirect | Labour | SCS
| 174 | POLE FIRE MITIGATION | 613268 | NS: Fitter N/T CP | 0.2326 | Replacement | Labour | ENDirect | Labour | SCS
| 174 | POLE FIRE MITIGATION | 613278 | NS: ConstCo-ordN/TCP | 3.4298 | Replacement | Labour | ENDirect | Labour | SCS
| 174 | POLE FIRE MITIGATION | 613280 | NS Design D/S N/T | 0.0566 | Replacement | Labour | ENDirect | Labour | SCS
| 174 | POLE FIRE MITIGATION | 613290 | NS Tech/Proj Mger NT | 1.4884 | Replacement | Labour | ENDirect | Labour | SCS
| 174 | POLE FIRE MITIGATION | 613350 | NS:DesignSup D/S N/T | 0.19977 | Replacement | Labour | ENDirect | Labour | SCS
| 174 | POLE FIRE MITIGATION | 613360 | NS:Draft/GIS D/S N/T | 6.5479 | Replacement | Labour | ENDirect | Labour | SCS
| 174 | POLE FIRE MITIGATION | 613408 | SC Gen Line CP NT | 22.3946 | Replacement | Labour | ENDirect | Labour | SCS
| 174 | POLE FIRE MITIGATION | 613418 | SC Live Line CP NT | 3.1954 | Replacement | Labour | ENDirect | Labour | SCS
| 174 | POLE FIRE MITIGATION | 633000 | Corp O/Hs to Capital | 10.9533 | Replacement | Contracts | OH | Contracts | SCS
| 174 | POLE FIRE MITIGATION | 634001 | Locl O/Hs to Capital | 5.6853 | Replacement | Local OH | OH | Excl | SCS
| 174 | POLE FIRE MITIGATION | 635001 | EN NS Margin | 4.1554 | Replacement | PNS MG | ENDirect | Excl | SCS
| 174 | POLE FIRE MITIGATION | 636001 | System Control O/H | 1.7161 | Replacement | System Control OH | OH | Excl | SCS
| 174 | POLE FIRE MITIGATION | 639000 | Network Service Corp | 3.7052 | Replacement | PNS Corporate OH | OH | Excl | SCS
| 174 | POLE FIRE MITIGATION | 639050 | NS: Fleet&Prop O/Hs | 0.51132 | Replacement | PNS Fleet & Property OH | OH | Excl | SCS
| 175 | METERING COMMUNICATIONS-MAT | 624723 | Ant (mtr)- Ext Sup | 0.92313 | Metering Capex | Materials | ENDirect | Materials | Metering Services
| 175 | METERING COMMUNICATIONS-MAT | 624725 | Ant (mtr)- HG Sup | 5.2648 | Metering Capex | Materials | ENDirect | Materials | Metering Services
| 175 | METERING COMMUNICATIONS-MAT | 624800 | NC Comms Mesh Sup | 94.5063 | Metering Capex | Materials | ENDirect | Materials | Metering Services
| 175 | METERING COMMUNICATIONS-MAT | 624821 | CP Rep Sup Com Bat | 22.4816 | Metering Capex | Materials | ENDirect | Materials | Metering Services
| 175 | METERING COMMUNICATIONS-MAT | 633000 | Corp O/Hs to Capital | 16.6522 | Metering Capex | Contracts | OH | Contracts | Metering Services
| 175 | METERING COMMUNICATIONS-MAT | 638000 | CHEDS AMI BAU Margin | 2.5951 | Metering Capex | CHEDS AMI BAU MG | ENDirect | Excl | Metering Services
| 175 | METERING COMMUNICATIONS-MAT | 638005 | AMI Rollout Margin | 0.2867 | Metering Capex | AMI Margin | ENDirect | Excl | Metering Services
| 175 | METERING COMMUNICATIONS-MAT | 639050 | NS: Fleet&Prop O/Hs | 0.68045 | Metering Capex | PNS Fleet & Property OH | OH | Excl | Metering Services
| 176 | METERING COMMUNICATIONS-LAB | 624726 | Ant (mtr)- Ext Inst | 3.8718 | Metering Capex | Labour | ENDirect | Labour | Metering Services
| 176 | METERING COMMUNICATIONS-LAB | 624728 | Ant (mtr)- HG Instal | 7.0986 | Metering Capex | Labour | ENDirect | Labour | Metering Services
| 176 | METERING COMMUNICATIONS-LAB | 624805 | NC Com Inst Mesh Sup | 25.1591 | Metering Capex | Labour | ENDirect | Labour | Metering Services
| 176 | METERING COMMUNICATIONS-LAB | 624822 | CP Rep Ins Com Bat | 28.8895 | Metering Capex | Contracts | ENDirect | Contracts | Metering Services
| 176 | METERING COMMUNICATIONS-LAB | 633000 | Corp O/Hs to Capital | 4.4331 | Metering Capex | Contracts | OH | Contracts | Metering Services
| 176 | METERING COMMUNICATIONS-LAB | 638000 | CHEDS AMI BAU Margin | 0.69087 | Metering Capex | CHEDS AMI BAU MG | ENDirect | Excl | Metering Services
| 176 | METERING COMMUNICATIONS-LAB | 638005 | AMI Rollout Margin | 0.39861 | Metering Capex | AMI Margin | ENDirect | Excl | Metering Services
| 176 | METERING COMMUNICATIONS-LAB | 639050 | NS: Fleet&Prop O/Hs | 0.18115 | Metering Capex | PNS Fleet & Property OH | OH | Excl | Metering Services
| 177 | CBD SECURITY SUPPLY | 503281 | Parking | 1.4956 | Augmentation | Contracts | ENDirect | Contracts | SCS
| 177 | CBD SECURITY SUPPLY | 503340 | Staff Amenities | 0.1439 | Augmentation | Contracts | ENDirect | Contracts | SCS
| 177 | CBD SECURITY SUPPLY | 520100 | M & S-Distribution | 871.3935 | Augmentation | Materials | ENDirect | Materials | SCS
| 177 | CBD SECURITY SUPPLY | 520200 | M & S-Transmission | 1.8135 | Augmentation | Materials | ENDirect | Materials | SCS
| 177 | CBD SECURITY SUPPLY | 523100 | M & S-Admin & Gen | 0.60131 | Augmentation | Materials | ENDirect | Materials | SCS
| 177 | CBD SECURITY SUPPLY | 531020 | Eng & Tech Services | 1.9799 | Augmentation | Labour | ENDirect | Labour | SCS
| 177 | CBD SECURITY SUPPLY | 531464 | NS: Civil Works CPS | 12.1636 | Augmentation | Contracts | ENDirect | Contracts | SCS
| 177 | CBD SECURITY SUPPLY | 531466 | NS:UR RP Pck Wks CPS | 0.261 | Augmentation | Contracts | ENDirect | Contracts | SCS
| 177 | CBD SECURITY SUPPLY | 531467 | NS: Traffic Mgmt CPS | 6.9216 | Augmentation | Contracts | ENDirect | Contracts | SCS
| 177 | CBD SECURITY SUPPLY | 531469 | NS: Other CPS | 355.4636 | Augmentation | Labour | ENDirect | Labour | SCS
| 177 | CBD SECURITY SUPPLY | 531495 | NS:Field Pack Wk CPN | -51.8988 | Augmentation | Contracts | ENDirect | Contracts | SCS
| 177 | CBD SECURITY SUPPLY | 545150 | Misc Admin Exps | 0.64336 | Augmentation | Contracts | ENDirect | Contracts | SCS
| 177 | CBD SECURITY SUPPLY | 591998 | Proj. Tsf Direct Tax | 3.9579 | Augmentation | Contracts | ENDirect | Contracts | SCS
| 177 | CBD SECURITY SUPPLY | 591999 | Proj Trf - Dir Costs | -4.2135 | Augmentation | Contracts | ENDirect | Contracts | SCS
| 177 | CBD SECURITY SUPPLY | 611900 | Stores Recovery Dist | 0.09431 | Augmentation | Contracts | ENDirect | Contracts | SCS
| 177 | CBD SECURITY SUPPLY | 611901 | Stores Rec Local | 0.33362 | Augmentation | Contracts | ENDirect | Contracts | SCS
| 177 | CBD SECURITY SUPPLY | 611902 | Purchase OrderOncost | 0.15046 | Augmentation | Contracts | ENDirect | Contracts | SCS
| 177 | CBD SECURITY SUPPLY | 612210 | Network N/T | 1.5783 | Augmentation | Labour | ENDirect | Labour | SCS
| 177 | CBD SECURITY SUPPLY | 612460 | CP Labour Trf Capex | 0.26305 | Augmentation | Labour | ENDirect | Labour | SCS
| 177 | CBD SECURITY SUPPLY | 613260 | BR-NT PNS ZT | 42.089 | Augmentation | Labour | ENDirect | Labour | SCS
| 177 | CBD SECURITY SUPPLY | 613261 | BR-OT PNS ZT | 4.1287 | Augmentation | Labour | ENDirect | Labour | SCS
| 177 | CBD SECURITY SUPPLY | 613270 | NSConstruct Co-or NT | 34.8003 | Augmentation | Labour | ENDirect | Labour | SCS
| 177 | CBD SECURITY SUPPLY | 613271 | NSConstruct Co-or OT | 2.3077 | Augmentation | Labour | ENDirect | Labour | SCS
| 177 | CBD SECURITY SUPPLY | 613280 | NS Design D/S N/T | 15.8333 | Augmentation | Labour | ENDirect | Labour | SCS
| 177 | CBD SECURITY SUPPLY | 613310 | BR-NT PNS TS | 15.4257 | Augmentation | Labour | ENDirect | Labour | SCS
| 177 | CBD SECURITY SUPPLY | 613311 | BR-OT PNS TS | 0.50576 | Augmentation | Labour | ENDirect | Labour | SCS
| 177 | CBD SECURITY SUPPLY | 613318 | NS: Tester N/T CP | 13.7187 | Augmentation | Labour | ENDirect | Labour | SCS
| 177 | CBD SECURITY SUPPLY | 613319 | NS:Tester O/T CP | 0.50576 | Augmentation | Labour | ENDirect | Labour | SCS
| 177 | CBD SECURITY SUPPLY | 613350 | NS:DesignSup D/S N/T | 0.63055 | Augmentation | Labour | ENDirect | Labour | SCS
| 177 | CBD SECURITY SUPPLY | 613360 | NS:Draft/GIS D/S N/T | 0.96127 | Augmentation | Labour | ENDirect | Labour | SCS
| 177 | CBD SECURITY SUPPLY | 613428 | SC Tester CP NT | 2.4024 | Augmentation | Labour | ENDirect | Labour | SCS
| 177 | CBD SECURITY SUPPLY | 613680 | NS:Engineer D/S N/T | 11.5657 | Augmentation | Labour | ENDirect | Labour | SCS
| 177 | CBD SECURITY SUPPLY | 615375 | IT Billable | 1.5318 | Augmentation | Labour | ENDirect | Labour | SCS
| 177 | CBD SECURITY SUPPLY | 633000 | Corp O/Hs to Capital | 224.5857 | Augmentation | Contracts | OH | Contracts | SCS
| 177 | CBD SECURITY SUPPLY | 634001 | Locl O/Hs to Capital | 91.17 | Augmentation | Local OH | OH | Excl | SCS
| 177 | CBD SECURITY SUPPLY | 635000 | NS Margin | 0.13136 | Augmentation | PNS MG | ENDirect | Excl | SCS
| 177 | CBD SECURITY SUPPLY | 635001 | EN NS Margin | 27.5605 | Augmentation | PNS MG | ENDirect | Excl | SCS
| 177 | CBD SECURITY SUPPLY | 636001 | System Control O/H | 28.2049 | Augmentation | System Control OH | OH | Excl | SCS
| 177 | CBD SECURITY SUPPLY | 639000 | Network Service Corp | 62.2447 | Augmentation | PNS Corporate OH | OH | Excl | SCS
| 177 | CBD SECURITY SUPPLY | 639050 | NS: Fleet&Prop O/Hs | 3.6367 | Augmentation | PNS Fleet & Property OH | OH | Excl | SCS
| 200 | COMPUTERS | 140200 | Gen Assets-In Serv | 2095.7302 | Non-network general assets - IT | Materials | ENDirect | Materials | SCS
| 200 | COMPUTERS | 141111 | Intangible- Software | 975.5999 | Non-network general assets - IT | Materials | ENDirect | Materials | SCS
| 200 | COMPUTERS | 524100 | Computer Hardware | 5.8358 | Non-network general assets - IT | Materials | ENDirect | Materials | SCS
| 200 | COMPUTERS | 524200 | Softwares & Upgrades | 929.5 | Non-network general assets - IT | Materials | ENDirect | Materials | SCS
| 200 | COMPUTERS | 531000 | Maintenance Services | 66 | Non-network general assets - IT | Contracts | ENDirect | Contracts | SCS
| 200 | COMPUTERS | 533000 | IT Prof Services | 29.19 | Non-network general assets - IT | Contracts | ENDirect | Contracts | SCS
| 200 | COMPUTERS | 533001 | IT Cloud Services | 0.15 | Non-network general assets - IT | Contracts | ENDirect | Contracts | SCS
| 200 | COMPUTERS | 601154 | CHED IT Project Cost | -12.06 | Non-network general assets - IT | Labour | ENDirect | Labour | SCS
| 200 | COMPUTERS | 601155 | CHED IT Proj Margin | -2.412 | Non-network general assets - IT | IT Project MG | ENDirect | Excl | SCS
| 200 | COMPUTERS | 601156 | CHED IT Project Cost | 13403.0629 | Non-network general assets - IT | Labour | ENDirect | Labour | SCS
| 200 | COMPUTERS | 601157 | CHED IT Proj Margin | 1742.4741 | Non-network general assets - IT | IT Project MG | ENDirect | Excl | SCS
| 200 | COMPUTERS | 613240 | BR-NT PNS LW | 17.5068 | Non-network general assets - IT | Labour | ENDirect | Labour | SCS
| 200 | COMPUTERS | 613241 | BR-OT PNS LW | 1.5774 | Non-network general assets - IT | Labour | ENDirect | Labour | SCS
| 200 | COMPUTERS | 613248 | NS:GenLinewrk N/T CP | 1.4605 | Non-network general assets - IT | Labour | ENDirect | Labour | SCS
| 200 | COMPUTERS | 613250 | BR-NT PNS GB | 7.6968 | Non-network general assets - IT | Labour | ENDirect | Labour | SCS
| 200 | COMPUTERS | 613251 | BR-OT PNS GB | 0.93864 | Non-network general assets - IT | Labour | ENDirect | Labour | SCS
| 200 | COMPUTERS | 613258 | NS:LiveLinw-GenN/TCP | 1.8773 | Non-network general assets - IT | Labour | ENDirect | Labour | SCS
| 200 | COMPUTERS | 613259 | NS:LiveLinwGenO/T CP | 0.09986 | Non-network general assets - IT | Labour | ENDirect | Labour | SCS
| 200 | COMPUTERS | 613270 | NSConstruct Co-or NT | 118.8879 | Non-network general assets - IT | Labour | ENDirect | Labour | SCS
| 200 | COMPUTERS | 613271 | NSConstruct Co-or OT | 10.0499 | Non-network general assets - IT | Labour | ENDirect | Labour | SCS
| 200 | COMPUTERS | 613280 | NS Design D/S N/T | 53.7196 | Non-network general assets - IT | Labour | ENDirect | Labour | SCS
| 200 | COMPUTERS | 613281 | NS Design D/S O/T | 2.1734 | Non-network general assets - IT | Labour | ENDirect | Labour | SCS
| 200 | COMPUTERS | 613290 | NS Tech/Proj Mger NT | 2.0488 | Non-network general assets - IT | Labour | ENDirect | Labour | SCS
| 200 | COMPUTERS | 613291 | NS Tech/Proj Mger OT | 1.4009 | Non-network general assets - IT | Labour | ENDirect | Labour | SCS
| 200 | COMPUTERS | 613300 | BR-NT PNS SM | 1.6811 | Non-network general assets - IT | Labour | ENDirect | Labour | SCS
| 200 | COMPUTERS | 613318 | NS: Tester N/T CP | 6.0982 | Non-network general assets - IT | Labour | ENDirect | Labour | SCS
| 200 | COMPUTERS | 613350 | NS:DesignSup D/S N/T | 0.13859 | Non-network general assets - IT | Labour | ENDirect | Labour | SCS
| 200 | COMPUTERS | 613351 | NS:DesignSup D/S O/T | 0.16856 | Non-network general assets - IT | Labour | ENDirect | Labour | SCS
| 200 | COMPUTERS | 613360 | NS:Draft/GIS D/S N/T | 0.20356 | Non-network general assets - IT | Labour | ENDirect | Labour | SCS
| 200 | COMPUTERS | 613370 | NS:Survey D/S N/T | 72.2519 | Non-network general assets - IT | Labour | ENDirect | Labour | SCS
| 200 | COMPUTERS | 613371 | NS:Survey D/S O/T | 7.1425 | Non-network general assets - IT | Labour | ENDirect | Labour | SCS
| 200 | COMPUTERS | 613680 | NS:Engineer D/S N/T | 29.6613 | Non-network general assets - IT | Labour | ENDirect | Labour | SCS
| 200 | COMPUTERS | 613681 | NS:Engineer D/S O/T | 1.1255 | Non-network general assets - IT | Labour | ENDirect | Labour | SCS
| 200 | COMPUTERS | 615008 | ORGCHANGE SAL ALLOC | 168.1274 | Non-network general assets - IT | Labour | ENDirect | Labour | SCS
| 200 | COMPUTERS | 615009 | E2E Con Design Phase | 157.3425 | Non-network general assets - IT | Labour | ENDirect | Labour | SCS
| 200 | COMPUTERS | 615062 | SPG:ACS/IWM/PMR | 258.0244 | Non-network general assets - IT | Labour | ENDirect | Labour | SCS
| 205 | IT METERING DATA SERVICES | 140200 | Gen Assets-In Serv | 572.1292 | Metering Capex | Materials | ENDirect | Materials | Metering Services
| 205 | IT METERING DATA SERVICES | 141112 | Intan- software Met | 278.4 | Metering Capex | Materials | ENDirect | Materials | Metering Services
| 205 | IT METERING DATA SERVICES | 524100 | Computer Hardware | 11.0371 | Metering Capex | Materials | ENDirect | Materials | Metering Services
| 205 | IT METERING DATA SERVICES | 524200 | Softwares & Upgrades | 10.5656 | Metering Capex | Materials | ENDirect | Materials | Metering Services
| 205 | IT METERING DATA SERVICES | 601156 | CHED IT Project Cost | 1377.5766 | Metering Capex | Labour | ENDirect | Labour | Metering Services
| 205 | IT METERING DATA SERVICES | 601157 | CHED IT Proj Margin | 179.0849 | Metering Capex | IT Project MG | ENDirect | Excl | Metering Services
| 210 | GENERAL EQUIPMENT | 140180 | MV & Plant-In Serv | 12.4144 | Non-network general assets - Other | Materials | ENDirect | Materials | SCS
| 210 | GENERAL EQUIPMENT | 140200 | Gen Assets-In Serv | 216.4383 | Non-network general assets - Other | Materials | ENDirect | Materials | SCS
| 220 | OFFICE FURNITURE | 140200 | Gen Assets-In Serv | 4.049 | Non-network general assets - Other | Materials | ENDirect | Materials | SCS
| 220 | OFFICE FURNITURE | 523300 | Cap Purch -Equipment | 4.872 | Non-network general assets - Other | Materials | ENDirect | Materials | SCS
| 230 | PROPERTY | 140120 | Buildings-In Service | 55.3176 | Non-network general assets - Other | Materials | ENDirect | Materials | SCS
| 230 | PROPERTY | 140200 | Gen Assets-In Serv | 3.4048 | Non-network general assets - Other | Materials | ENDirect | Materials | SCS
| 230 | PROPERTY | 523300 | Cap Purch -Equipment | -52.6072 | Non-network general assets - Other | Materials | ENDirect | Materials | SCS
| 230 | PROPERTY | 532500 | Property Services | 13.708 | Non-network general assets - Other | Contracts | ENDirect | Contracts | SCS
| 240 | MOTOR VEHICLES / PLANT | 140180 | MV & Plant-In Serv | 229.1457 | Non-network general assets - Other | Materials | ENDirect | Materials | SCS
| 270 | TELECOMMUNICATIONS | 525000 | Cap Purch-Comm Equip | 513.3535 | Non-network general assets - IT | Materials | ENDirect | Materials | SCS
| 273 | TESTING AND LABORATORY | 520100 | M & S-Distribution | 229.685 | Non-network general assets - Other | Materials | ENDirect | Materials | DMIA
| 273 | TESTING AND LABORATORY | 523300 | Cap Purch -Equipment | 45 | Non-network general assets - Other | Materials | ENDirect | Materials | DMIA
| 273 | TESTING AND LABORATORY | 531200 | Construct'n Services | 176 | Non-network general assets - Other | Contracts | ENDirect | Contracts | DMIA
| 273 | TESTING AND LABORATORY | 533003 | IT Software Contract | 17.5 | Non-network general assets - Other | Contracts | ENDirect | Contracts | DMIA
| 273 | TESTING AND LABORATORY | 613290 | NS Tech/Proj Mger NT | 0.46696 | Non-network general assets - Other | Labour | ENDirect | Labour | DMIA
End of Sheet

## Input¦Forecast Data
CP Consolidated Capex
Sheet: Input¦Forecast Data
< Insert Sheet Description (if required) >
| Function Code |  | 2015 | 2016 | 2017 | 2018 | 2019 | 2020 | 2021/22 | 2022/23 | 2023/24 | 2024/25 | 2025/26
Capex Inputs - ENDirect |  |  | $000s | $000s | $000s | $000s | $'000 Jun2021 | $'000 Jun2021 | $'000 Jun2021 | $'000 Jun2021 | $'000 Jun2021 | $'000 Jun2021 | $'000 Jun2021
| 102 | Rural Projects < 50KVA | 957.724 | 1297.3281 | 1993.397 | 3169.1646 | 3757.431 | 3351.7407 | 2324.8039 | 2389.8211 | 2429.9699 | 2443.1532 | 2457.8345
| 103 | Urban Projects < 50KVA | 0 | 0 | 0 | 0 | 0 | 0 | 0 | 0 | 0 | 0 | 0
| 104 | Medium Density SubDivision | 0 | 0.26302 | 137.687 | 12.9477 | 0 | 0 | 44.9915 | 44.9915 | 44.9915 | 44.9915 | 44.9915
| 105 | Business Supply > 50KVA < 200KVA | 6082.5285 | 5962.4113 | 6666.4312 | 6770.046 | 8959.766 | 7029.9334 | 6754.9279 | 5377.9336 | 5407.8682 | 6006.5614 | 6134.464
| 106 | Business Supply > 200KVA | 10049.6099 | 8676.2001 | 7419.8684 | 10110.6019 | 8619.3124 | 8331.6887 | 9981.9609 | 9393.9853 | 9216.5333 | 9517.1424 | 9672.0819
| 107 | HV Connections | 1656.8574 | 4049.062 | 2428.1904 | 1369.5418 | 4223.8364 | 3342.9343 | 6882.8532 | 5134.9706 | 7364.8805 | 2905.0606 | 2905.0606
| 108 | Business SubDivisions | -30.4084 | 0 | 0 | 0 | 0 | 0 | 0 | 0 | 0 | 0 | 0
| 109 | U/G Service Pits Ex O/H Supply | 565.2176 | 3597.7309 | 5853.8016 | 5093.491 | 8366.5271 | 7111.4137 | 5910.4107 | 6075.9235 | 6178.1296 | 6211.6899 | 6249.0637
| 110 | Low Density SubDivisions | 0 | 0 | 0 | 0 | 0 | 0 | 0 | 0 | 0 | 0 | 0
| 111 | High Density Residential/Business | 24194.8547 | 18503.8585 | 18161.9449 | 25022.0543 | 28183.5928 | 24664.8315 | 20649.3306 | 19894.2894 | 21644.6122 | 22706.6273 | 22920.1743
| 112 | New Connection Meter Acc. | 0 | 0 | 0 | 0 | 0 | 0 | 0 | 0 | 0 | 0 | 0
| 113 | New Connection Meter IMRO | 0 | 0 | 0 | 0 | 0 | 0 | 0 | 0 | 0 | 0 | 0
| 114 | New Conn. Service/Materials | 273.0437 | 0 | 0 | 0 | 0 | 0 | 0 | 0 | 0 | 0 | 0
| 115 | New Conn. Servicing Labour | 2014.0709 | 0 | 0 | 0 | 0 | 0 | 0 | 0 | 0 | 0 | 0
| 116 | Recoverable Works | 11726.8103 | 20145.6807 | 23331.1752 | 25563.9961 | 23778.6306 | 34146.4588 | 39160.3222 | 36645.778 | 26492.5653 | 26668.6842 | 26745.2576
| 118 | CO Generation Projects | 65.3339 | 21.3813 | 40.8598 | 8.8829 | 5.7184 | 7.4473 | 28.9784 | 28.9784 | 28.9784 | 28.9784 | 28.9784
| 119 | Energy Efficient Public Lighting - New | 0 | 0 | 0 | 0 | 0 | 0 | 0 | 0 | 0 | 0 | 0
| 120 | Public Lighting - New | 0 | 0 | 0 | 0 | 0 | 0 | 0 | 0 | 0 | 0 | 0
| 121 | Docklands | 0 | 18.7517 | 554.6524 | 10.4696 | -561.1916 | 0 | 0 | 0 | 0 | 0 | 0
| 122 | Major Generation Projects | 0 | 0 | 0 | 0 | 0 | 0 | 0 | 0 | 0 | 0 | 0
| 123 | New Conn. Meter Install Acc. | 0 | 0 | 0 | 0 | 0 | 0 | 0 | 0 | 0 | 0 | 0
| 124 | New Conn. Meter Install MRIM | 0 | 0 | 0 | 0 | 0 | 0 | 0 | 0 | 0 | 0 | 0
| 125 | New Conn. Meter AMI | 0 | 0 | 0 | 0 | 0 | 0 | 0 | 0 | 0 | 0 | 0
| 126 | New Conn. Meter Install AMI | 0 | 0 | 0 | 0 | 0 | 0 | 0 | 0 | 0 | 0 | 0
| 130 | ACS services | 0 | 0 | 0 | 0 | 0 | 0 | 0 | 0 | 0 | 0 | 0
| 131 | Consolidated line maintenance | 3209.2827 | 4883.8012 | 4460.6828 | 3004.6051 | 3589.6726 | 5690.8709 | 0 | 0 | 0 | 0 | 0
| 132 | Replacement accumulation meter | 0 | 0 | 0 | 0 | 0 | 0 | 0 | 0 | 0 | 0 | 0
| 133 | Replacement MRIM meter | 0 | 0 | 0 | 0 | 0 | 0 | 0 | 0 | 0 | 0 | 0
| 134 | Replacement AMI meter & transformers | 0 | 0 | 0 | 0 | 0 | 0 | 0 | 0 | 0 | 0 | 0
| 135 | Rollout AMI meter | 0 | 0 | 0 | 0 | 0 | 0 | 0 | 0 | 0 | 0 | 0
| 136 | Rollout AMI meter install | 0 | 0 | 0 | 0 | 0 | 0 | 0 | 0 | 0 | 0 | 0
| 137 | Replacement Meter Install AMI | 0 | 0 | 0 | 0 | 0 | 0 | 0 | 0 | 0 | 0 | 0
| 138 | Replacement Meter & Install IMRO | 0 | 0 | 0 | 0 | 0 | 0 | 0 | 0 | 0 | 0 | 0
| 139 | Maintenance Related Fault Capital | 462.9057 | 37.0715 | -2375.8502 | 0 | 0 | 0 | 0 | 0 | 0 | 0 | 0
| 140 | Public Lighting - Replacement | 0 | 0 | 0 | 0 | 0 | 0 | 0 | 0 | 0 | 0 | 0
| 141 | Fault Related Capital | 2057.8829 | 3516.7787 | 5251.1993 | 5590.7185 | 4188.9959 | 4600.4331 | 2002.3558 | 2103.3396 | 2204.3234 | 2305.3073 | 2406.2911
| 142 | Conductor Clearance | 139.8131 | 15.1248 | -23.8245 | 0 | 0 | 0 | 0 | 0 | 0 | 0 | 0
| 143 | HV Switch Replacement | 1855.4487 | 1614.5373 | 776.2826 | 700.4861 | 1613.9815 | 1991.5776 | 2557.9406 | 2883.1813 | 2669.8391 | 2306.3857 | 2306.3857
| 144 | Transformer Replacement | 403.3281 | 258.8652 | 200.5054 | 644.848 | 679.1043 | 588.3228 | 354.2538 | 354.2538 | 354.2538 | 354.2538 | 405.3333
| 145 | HV Fuse Unit & Surge Divert. Repl. | 620.8491 | 301.1291 | 309.7061 | 617.5487 | 935.6606 | 591.5985 | 715.2384 | 715.2384 | 715.2384 | 715.2384 | 715.2384
| 146 | Recoverable Works - Asset Damage | 0 | 0 | 0 | 0 | 0 | 0 | 0 | 0 | 0 | 0 | 0
| 147 | Pole Life Extension - Treatment | 210.4319 | 0 | 0 | 0 | 0 | 0 | 1018.056 | 1018.056 | 1018.056 | 1018.056 | 1018.056
| 148 | Pole Replacement | 1510.7594 | 391.9606 | 1785.229 | 29.3069 | 0 | 0 | 10993.6448 | 10993.6448 | 10993.6448 | 10993.6448 | 10993.6448
| 149 | Pole Life Extension - Staking | 34.3803 | 0 | 0 | 0 | 0 | 0 | 0 | 0 | 0 | 0 | 0
| 150 | OH/UG Line Replacement | 1651.8693 | 929.907 | 1412.0498 | 1759.1396 | 2223.8103 | 3805.8745 | 3502.8294 | 3502.8294 | 3502.8294 | 3502.8294 | 3502.8294
| 151 | Replacements Meter & Install Acc | 0 | 0 | 0 | 0 | 0 | 0 | 0 | 0 | 0 | 0 | 0
| 152 | Neutral Screen Services | 73.564 | 1.2604 | -1.9854 | 0 | 0 | 0 | 2574.0954 | 2574.0954 | 2574.0954 | 2574.0954 | 2574.0954
| 153 | Servicing Replacement | 1137.397 | 0 | 0 | 0 | 0 | 0 | 0 | 0 | 0 | 0 | 0
| 154 | Bird Cover Replacement | 718.1498 | 0 | 0 | 0 | 223.4703 | 420.7834 | 429.9119 | 429.9119 | 429.9119 | 429.9119 | 429.9119
| 155 | Cross-arm Replacement | 1096.1051 | 78.1449 | -123.0934 | 0 | 0 | 0 | 2859.3037 | 2859.3037 | 2859.3037 | 2859.3037 | 2859.3037
| 156 | ZSS - Major Plant Replacement | 1952.9005 | 2688.1724 | 2633.942 | 2558.7123 | 3254.5452 | 1606.5541 | 5081.8853 | 5055.8243 | 5107.9462 | 5212.19 | 5212.19
| 157 | Zone SubStation Plant Replacement | 4509.6181 | 2688.6192 | 5231.7799 | 3400.2597 | 3161.8306 | 3946.7079 | 6491.4053 | 12498.3058 | 13498.986 | 12121.4103 | 14689.4202
| 158 | Safety Compliance | 23.3937 | 34.0398 | 58.5758 | 0 | 0 | 1038.3422 | 112.8398 | 112.8398 | 112.8398 | 112.8398 | 112.8398
| 159 | TV Interference Replacement Capital | 0 | 0 | 0 | 0 | 0 | 0 | 0 | 0 | 0 | 0 | 0
| 160 | Augmentation Lines | 1226.6642 | 624.2734 | 1002.3985 | 2190.89 | 1498.4403 | 1754.6196 | 8071.6402 | 7585.8997 | 7988.1535 | 7942.6153 | 8085.1263
| 161 | Augmentation of Zone SubStation | 11531.302 | 5645.9561 | 6888.5576 | 3939.9786 | 4706.6537 | 6413.3915 | 292.4039 | 106.2557 | 2018.8584 | 2225.3341 | 2816.5945
| 161L | Augmentation of Zone SubStation | 0 | 24630.534 | 0 | 0 | 0 | 0 | 0 | 0 | 0 | 0 | 0
| 162 | Network Development - Augment Dist. | 15657.4779 | 7604.7117 | 4711.7751 | 8199.6085 | 19897.7313 | 47010.3145 | 30802.5445 | 14088.3638 | 15058.5747 | 16170.4234 | 6417.1389
| 163 | Environment Management' | 803.6419 | -24.6808 | 145.2219 | 1306.2617 | 2189.0498 | 2912.6944 | 14173.7069 | 14708.006 | 18921.2922 | 16940.8337 | 6517.372
| 164 | Bushfire Mitigation Augmentation | 0 | 0 | 0 | 0 | 0 | 0 | 0 | 0 | 0 | 0 | 0
| 165 | LV Com. Multi Earth (CMEN) | 0 | 0 | -10.725 | -179.1321 | -6.028 | 0 | 0 | 0 | 0 | 0 | 0
| 166 | Reliability Improvement - Automation | 14.8085 | 1.15 | 292.99 | 236.9162 | 575.4037 | 988.1527 | 0 | 0 | 0 | 0 | 0
| 167 | VBRC | 0 | 0 | 0 | 33.3434 | 6.1819 | 1067.3919 | 0 | 0 | 0 | 0 | 0
| 168 | Zone SubStation Automation | 1760.8905 | 2074.5871 | 1478.9538 | 1288.618 | 2515.2864 | 1867.8861 | 3457.673 | 3759.878 | 2422.1447 | 3036.2342 | 3334.575
| 169 | Augmentation Connection Assets | 0 | 0 | 0 | 0 | 0 | -2279.1078 | 0 | 0 | 0 | 0 | 0
| 170 | Conductor Clearance | 0 | 0 | 0 | 0 | 0 | 0 | 0 | 0 | 0 | 0 | 0
| 171 | SWER Augmentation | 0 | 0 | 0 | 0 | 0 | 0 | 0 | 0 | 0 | 0 | 0
| 172 | Supply Reliability Improvement Scheme | 197.3411 | 7.0467 | 51.3032 | 111.105 | 42.2105 | 63.6463 | 0 | 0 | 0 | 0 | 0
| 174 | Pole Fire Mitigation | 82.2384 | 14.7359 | 102.1805 | 92.1424 | 161.3502 | 0 | 0 | 0 | 0 | 0 | 0
| 175 | Metering Communications | 0 | 0 | 0 | 0 | 0 | 0 | 0 | 0 | 0 | 0 | 0
| 176 | Communications installation | 0 | 0 | 0 | 0 | 0 | 0 | 0 | 0 | 0 | 0 | 0
| 177 | CBD Security Supply | 1377.2447 | 3154.1437 | 4233.9984 | 12125.7137 | 4877.9616 | 505.1976 | 2293.3636 | 8568.8404 | 9929.222 | 4670.1223 | 0
| 200 | Computers | 20154.4742 | 12827.6455 | 8587.3536 | 8067.3697 | 13597.1569 | 15082.0251 | 24298.0965 | 19366.6465 | 22201.9544 | 16976.7423 | 9693.7693
| 205 | IT Metering Data Services | 0 | 0 | 0 | 0 | 0 | 0 | 0 | 0 | 0 | 0 | 0
| 210 | General Equipment | 228.8526 | 65.2458 | 150.078 | 245.7304 | 449.4527 | 617.6835 | 242.1405 | 242.1405 | 242.1405 | 242.1405 | 242.1405
| 215 | General Equipment-AMI | 0 | 0 | 0 | 0 | 0 | 0 | 0 | 0 | 0 | 0 | 0
| 220 | Office Furniture | 8.921 | 0 | 0 | 0 | 0 | 0 | 0 | 0 | 0 | 0 | 0
| 225 | Office Furniture-AMI | 0 | 0 | 0 | 0 | 0 | 0 | 0 | 0 | 0 | 0 | 0
| 230 | Property | 19.8232 | 2663.9867 | 15835.5109 | 1170.8918 | 3128.6446 | 1635.1969 | 4760.0612 | 3886.3506 | 2823.8812 | 1952.0397 | 1952.0397
| 235 | Property-AMI | 0 | 0 | 0 | 0 | 0 | 0 | 0 | 0 | 0 | 0 | 0
| 240 | Motor Vehicles | 229.1457 | 434.3744 | 42.799 | 83.9087 | 2606.095 | 4225.4002 | 1245.9974 | 1245.9974 | 830.665 | 415.3325 | 415.3325
| 245 | Motor Vehicles-AMI | 0 | 0 | 0 | 0 | 0 | 0 | 0 | 0 | 0 | 0 | 0
| 260 | Intellectual Property | 0 | 0 | 0 | 0 | 0 | 0 | 0 | 0 | 0 | 0 | 0
| 270 | Communications | 513.3535 | 0 | 0 | 0 | 0 | 0 | 0 | 0 | 0 | 0 | 0
| 273 | Testing & Laboratory | 0 | 23.9825 | 0 | 0 | 0 | 0 | 0 | 0 | 0 | 0 | 0
End of Sheet

## Input¦Customer Contributions
CP Consolidated Capex
Sheet: Input¦Customer Contributions
< Insert Sheet Description (if required) >
| Function Code |  | Functional Category | Asset Class | 2015 | 2016 | 2017 | 2018 | 2019 | 2020 | 2021/22 | 2022/23 | 2023/24 | 2024/25 | 2025/26
Gifted Assets |  |  |  |  | $'000 | $'000 | $'000 | $'000 | $'000 Jun2021 | $'000 Jun2021 | $'000 Jun2021 | $'000 Jun2021 | $'000 Jun2021 | $'000 Jun2021 | $'000 Jun2021
| 102 | Rural Projects < 50KVA | Connections | SCS | 0 | 0 | 8.52 | 0 | 0 | 0 | 3.0608 | 3.0608 | 3.0608 | 3.0608 | 3.0608
| 104 | Medium Density SubDivision | Connections | SCS | 39.44 | 0 | 0 | 15.825 | 0 | 0 | 5.5819 | 5.5819 | 5.5819 | 5.5819 | 5.5819
| 105 | Business Supply > 50KVA < 200KVA | Connections | SCS | 0 | 0.609 | 34.012 | 51.558 | 0 | 0 | 30.5151 | 30.5151 | 30.5151 | 30.5151 | 30.5151
| 106 | Business Supply > 200KVA | Connections | SCS | 0 | 281.556 | 195.841 | 0 | 0 | 0 | 136.0195 | 136.0195 | 136.0195 | 136.0195 | 136.0195
| 107 | HV Connections | Connections | SCS | 0 | 0 | 0 | 0 | 0 | 0 | 0 | 0 | 0 | 0 | 0
| 108 | Business SubDivisions | Connections | SCS | 0 | 0 | 0 | 0 | 0 | 0 | 0 | 0 | 0 | 0 | 0
| 109 | U/G Service Pits Ex O/H Supply | Connections | SCS | 0 | 0 | 0 | 0 | 0 | 0 | 0 | 0 | 0 | 0 | 0
| 110 | Low Density SubDivisions | Connections | SCS | 0 | 0 | 0 | 0 | 0 | 0 | 0 | 0 | 0 | 0 | 0
| 111 | High Density Residential/Business | Connections | SCS | 352.266 | 138.101 | 130.177 | 126.435 | 0 | 0 | 116.4035 | 116.4035 | 116.4035 | 116.4035 | 116.4035
| 114 | New Conn. Service/Materials | Metering Opex | Connection Services
| 115 | New Conn. Servicing Labour | Metering Opex | Connection Services
| 116 | Recoverable Works | Connections | SCS | 687.078 | 5650.078 | 12.68 | 8.121 | 0 | 0 | 1031.8977 | 1031.8977 | 1031.8977 | 1031.8977 | 1031.8977
| 118 | CO Generation Projects | Connections | SCS | 0 | 0 | 0 | 0 | 0 | 0 | 0 | 0 | 0 | 0 | 0
| 121 | Docklands | Connections | SCS | 0 | 0 | 0 | 0 | 0 | 0 | 0 | 0 | 0 | 0 | 0
| TOTAL |  |  |  | 1078.784 | 6070.344 | 381.23 | 201.939 | 0 | 0 | 1323.4786 | 1323.4786 | 1323.4786 | 1323.4786 | 1323.4786
Rebates |  |  |  |  | $'000 | $'000 | $'000 | $'000 | $'000 Jun2021 | $'000 Jun2021 | $'000 Jun2021 | $'000 Jun2021 | $'000 Jun2021 | $'000 Jun2021 | $'000 Jun2021
| 102 | Rural Projects < 50KVA | Connections | SCS | 0 | 0 | 0 | 0 | 0 | 0 | 0 | 0 | 0 | 0 | 0
| 104 | Medium Density SubDivision | Connections | SCS | 0 | 0 | 0 | 0 | 0 | 0 | 0 | 0 | 0 | 0 | 0
| 105 | Business Supply > 50KVA < 200KVA | Connections | SCS | 0 | 0 | 0 | 0 | 0 | 0 | 0 | 0 | 0 | 0 | 0
| 106 | Business Supply > 200KVA | Connections | SCS | 0 | 0 | 170.86 | 0 | 0 | 0 | 0 | 0 | 0 | 0 | 0
| 107 | HV Connections | Connections | SCS | 0 | 0 | 0 | 0 | 0 | 0 | 0 | 0 | 0 | 0 | 0
| 108 | Business SubDivisions | Connections | SCS | 0 | 0 | 0 | 0 | 0 | 0 | 0 | 0 | 0 | 0 | 0
| 109 | U/G Service Pits Ex O/H Supply | Connections | SCS | 0 | 0 | 0 | 0 | 0 | 0 | 0 | 0 | 0 | 0 | 0
| 110 | Low Density SubDivisions | Connections | SCS | 0 | 0 | 0 | 0 | 0 | 0 | 0 | 0 | 0 | 0 | 0
| 111 | High Density Residential/Business | Connections | SCS | 0 | 0 | 0 | 0 | 0 | 0 | 0 | 0 | 0 | 0 | 0
| 114 | New Conn. Service/Materials | Metering Opex | Connection Services
| 115 | New Conn. Servicing Labour | Metering Opex | Connection Services
| 116 | Recoverable Works | Connections | SCS | 52.173 | 0 | 0 | 0 | 0 | 0 | 0 | 0 | 0 | 0 | 0
| 118 | CO Generation Projects | Connections | SCS | 0 | 0 | 0 | 0 | 0 | 0 | 0 | 0 | 0 | 0 | 0
| 121 | Docklands | Connections | SCS | 0 | 0 | 0 | 0 | 0 | 0 | 0 | 0 | 0 | 0 | 0
| TOTAL |  |  |  | 52.173 | 0 | 170.86 | 0 | 0 | 0 | 0 | 0 | 0 | 0 | 0
Cash Contributions |  |  |  |  | $'000 | $'000 | $'000 | $'000 | $'000 Jun2021 | $'000 Jun2021 | $'000 Jun2021 | $'000 Jun2021 | $'000 Jun2021 | $'000 Jun2021 | $'000 Jun2021
| 102 | Rural Projects < 50KVA | Connections | SCS | 211.8641 | 767.241 | 1091.1045 | 2148.2747 | 1936.2581 | 1903.9801 | 1367.1926 | 1405.4789 | 1429.1212 | 1436.8843 | 1445.5296
| 104 | Medium Density SubDivision | Connections | SCS | 5.62e-13 | 57.4755 | 0 | 0 | 0 | 0 | 5.4732 | 5.4732 | 5.4732 | 5.4732 | 5.4732
| 105 | Business Supply > 50KVA < 200KVA | Connections | SCS | 1662.8151 | 2348.8675 | 4042.3295 | 3333.5459 | 5318.3438 | 3715.8548 | 3570.9109 | 2839.6762 | 2855.5726 | 3173.5007 | 3241.4217
| 106 | Business Supply > 200KVA | Connections | SCS | 4195.1675 | 3939.859 | 4304.6975 | 5332.4844 | 5208.3557 | 4341.099 | 5300.1351 | 4983.6241 | 4888.1004 | 5049.9203 | 5133.3252
| 107 | HV Connections | Connections | SCS | 674.2714 | 3470.7883 | 1128.9084 | 651.7302 | 2261.677 | 2044.9297 | 3867.4244 | 2885.3021 | 4138.272 | 1632.3321 | 1632.3321
| 108 | Business SubDivisions | Connections | SCS | -22.9195 | 0 | 0 | 0 | 0 | 0 | 0 | 0 | 0 | 0 | 0
| 109 | U/G Service Pits Ex O/H Supply | Connections | SCS | 130.2736 | 3855.4417 | 4862.1477 | 4558.4019 | 6373.4408 | 5816.9121 | 5080.4232 | 5222.6934 | 5310.5469 | 5339.3943 | 5371.5199
| 110 | Low Density SubDivisions | Connections | SCS | 0 | 0 | 0 | 0 | 0 | 0 | 0 | 0 | 0 | 0 | 0
| 111 | High Density Residential/Business | Connections | SCS | 5467.3094 | 4756.935 | 8209.2092 | 10126.8405 | 11995.6229 | 10817.5227 | 8118.2371 | 7819.7115 | 8511.7481 | 8931.6439 | 9016.0754
| 114 | New Conn. Service/Materials | Metering Opex | Connection Services
| 115 | New Conn. Servicing Labour | Metering Opex | Connection Services
| 116 | Recoverable Works | Connections | SCS | 12330.3717 | 19002.2847 | 22023.4427 | 25306.9542 | 20860.801 | 31831.1438 | 36002.1388 | 33627.8217 | 24040.8173 | 24207.1147 | 24279.4179
| 118 | CO Generation Projects | Connections | SCS | 159.6405 | 24.339 | 101.8086 | 13.2685 | 21.7358 | 7.6957 | 28.9784 | 28.9784 | 28.9784 | 28.9784 | 28.9784
| 121 | Docklands | Connections | SCS | 0 | 0 | 101.7177 | 36.4648 | 0 | 0 | 0 | 0 | 0 | 0 | 0
| TOTAL |  |  |  | 24808.7938 | 38223.2318 | 45763.6479 | 51471.5002 | 53976.2352 | 60479.1379 | 63340.9138 | 58818.7596 | 51208.6302 | 49805.242 | 50154.0735
Total Customer Contributions |  |  |  |  | $'000 | $'000 | $'000 | $'000 | $'000 Jun2021 | $'000 Jun2021 | $'000 Jun2021 | $'000 Jun2021 | $'000 Jun2021 | $'000 Jun2021 | $'000 Jun2021
| 102 | Rural Projects < 50KVA | Connections | SCS | 211.8641 | 767.241 | 1099.6245 | 2148.2747 | 1936.2581 | 1903.9801 | 1370.2533 | 1408.5397 | 1432.1819 | 1439.9451 | 1448.5904
| 104 | Medium Density SubDivision | Connections | SCS | 39.44 | 57.4755 | 0 | 15.825 | 0 | 0 | 11.0551 | 11.0551 | 11.0551 | 11.0551 | 11.0551
| 105 | Business Supply > 50KVA < 200KVA | Connections | SCS | 1662.8151 | 2349.4765 | 4076.3415 | 3385.1039 | 5318.3438 | 3715.8548 | 3601.426 | 2870.1913 | 2886.0877 | 3204.0158 | 3271.9368
| 106 | Business Supply > 200KVA | Connections | SCS | 4195.1675 | 4221.415 | 4329.6785 | 5332.4844 | 5208.3557 | 4341.099 | 5436.1547 | 5119.6436 | 5024.12 | 5185.9398 | 5269.3448
| 107 | HV Connections | Connections | SCS | 674.2714 | 3470.7883 | 1128.9084 | 651.7302 | 2261.677 | 2044.9297 | 3867.4244 | 2885.3021 | 4138.272 | 1632.3321 | 1632.3321
| 108 | Business SubDivisions | Connections | SCS | -22.9195 | 0 | 0 | 0 | 0 | 0 | 0 | 0 | 0 | 0 | 0
| 109 | U/G Service Pits Ex O/H Supply | Connections | SCS | 130.2736 | 3855.4417 | 4862.1477 | 4558.4019 | 6373.4408 | 5816.9121 | 5080.4232 | 5222.6934 | 5310.5469 | 5339.3943 | 5371.5199
| 110 | Low Density SubDivisions | Connections | SCS | 0 | 0 | 0 | 0 | 0 | 0 | 0 | 0 | 0 | 0 | 0
| 111 | High Density Residential/Business | Connections | SCS | 5819.5754 | 4895.036 | 8339.3862 | 10253.2755 | 11995.6229 | 10817.5227 | 8234.6406 | 7936.115 | 8628.1516 | 9048.0474 | 9132.4789
| 114 | New Conn. Service/Materials | Metering Opex | Connection Services | 0 | 0 | 0 | 0 | 0 | 0 | 0 | 0 | 0 | 0 | 0
| 115 | New Conn. Servicing Labour | Metering Opex | Connection Services | 0 | 0 | 0 | 0 | 0 | 0 | 0 | 0 | 0 | 0 | 0
| 116 | Recoverable Works | Connections | SCS | 12965.2767 | 24652.3627 | 22036.1227 | 25315.0752 | 20860.801 | 31831.1438 | 37034.0365 | 34659.7195 | 25072.7151 | 25239.0124 | 25311.3157
| 118 | CO Generation Projects | Connections | SCS | 159.6405 | 24.339 | 101.8086 | 13.2685 | 21.7358 | 7.6957 | 28.9784 | 28.9784 | 28.9784 | 28.9784 | 28.9784
| 121 | Docklands | Connections | SCS | 0 | 0 | 101.7177 | 36.4648 | 0 | 0 | 0 | 0 | 0 | 0 | 0
| TOTAL |  |  |  | 25835.4048 | 44293.5758 | 46075.7357 | 51709.9041 | 53976.2352 | 60479.1379 | 64664.3924 | 60142.2382 | 52532.1088 | 51128.7206 | 51477.5521
[9 empty] | 0 | 0 | 0 | 0 | 0 | 0 | 0

## Input¦Provisions
CP Consolidated Capex
Sheet: Input¦Provisions
< Insert Sheet Description (if required) >
|  | 2015 | 2016 | 2017 | 2018
Provision Adjustments |  | $M Jun2021 | $M Jun2021 | $M Jun2021 | $M Jun2021
| Provision movements allocated to capital expenditure | 0.41897 | 0.10296 | -13.6614 | 1.2084
Gross Capital Expenditure - With Overheads |  | $M Jun2021 | $M Jun2021 | $M Jun2021 | $M Jun2021 | $M 2018 | $M 2018 | $M 2018 | $M 2018 | $M 2018 | $M 2018 | $M 2018 | $M 2018 | $M 2018
| Subtransmission | 43.1209 | 35.2441 | 35.2684 | 40.4298
| Distribution system assets | 109.9498 | 89.8657 | 89.9275 | 103.1282
| Standard metering | 0 | 0 | 0 | 0
| Public lighting | 0 | 0 | 0 | 0
| SCADA/Network control | 5.0714 | 5.9736 | 5.078 | 4.5348
| Non-network general assets - IT | 22.5127 | 13.8312 | 9.0835 | 8.3598
| Non-network general assets - Other | 0.53019 | 3.437 | 16.9545 | 1.5549
| VBRC | 0 | 0 | 0 | 0
| Supervisory cables | 0 | 0 | 0 | 0
| Old SWER ACRs | 0 | 0 | 0 | 0
| Land | 0 | 26.5574 | 0 | 0
| Total | 181.1851 | 174.909 | 156.3118 | 158.0075
| Augmentation | 42.718 | 24.0236 | 22.361 | 33.2105
| Connections | 85.3936 | 85.1347 | 82.9062 | 91.6114
| Replacement | 30.0306 | 21.9252 | 25.0067 | 23.271
| SCADA/Network control | 0 | 0 | 0 | 0
| Non-network general assets - IT | 22.5127 | 13.8312 | 9.0835 | 8.3598
| Non-network general assets - Other | 0.53019 | 3.437 | 16.9545 | 1.5549
| VBRC | 0 | 0 | 0 | 0
| Land | 0 | 26.5574 | 0 | 0
| Total | 181.1851 | 174.909 | 156.3118 | 158.0075
Gross Capital Expenditure - With Overheads - Provision Adjustments |  | $M Jun2021 | $M Jun2021 | $M Jun2021 | $M Jun2021 | $M 2018 | $M 2018 | $M 2018 | $M 2018 | $M 2018 | $M 2018 | $M 2018 | $M 2018 | $M 2018
| Subtransmission | 0.099713 | 0.020747 | 0.25491 | 0.30919
| Distribution system assets | 0.25425 | 0.0529 | 0.64996 | 0.78867
| Standard metering | 0 | 0 | 0 | 0
| Public lighting | 0 | 0 | 0 | 0
| SCADA/Network control | 0.011727 | 0.0035164 | 0.036702 | 0.03468
| Non-network general assets - IT | 0.052059 | 0.0081419 | 0.065652 | 0.063932
| Non-network general assets - Other | 0.001226 | 0.0020232 | -14.7912 | 0.011891
| VBRC | 0 | 0 | 0 | 0
| Supervisory cables | 0 | 0 | 0 | 0
| Old SWER ACRs | 0 | 0 | 0 | 0
| Land | 0 | 0.015633 | 0 | 0
| Total | 0.41897 | 0.10296 | -13.784 | 1.2084
| Augmentation | 0.098781 | 0.014142 | 0.16162 | 0.25398
| Connections | 0.19746 | 0.050115 | 0.59922 | 0.7006
| Replacement | 0.069443 | 0.012907 | 0.18074 | 0.17797
| SCADA/Network control | 0 | 0 | 0 | 0
| Non-network general assets - IT | 0.052059 | 0.0081419 | 0.065652 | 0.063932
| Non-network general assets - Other | 0.001226 | 0.0020232 | -14.7912 | 0.011891
| VBRC | 0 | 0 | 0 | 0
| Land | 0 | 0.015633 | 0 | 0
| Total | 0.41897 | 0.10296 | -13.784 | 1.2084
End of Sheet

## Input¦VBRC Calc
CP Consolidated Capex
Sheet: Input¦VBRC Calc
< Insert Sheet Description (if required) >
|  | Functional Category | Asset Class |  | 2015 | 2016 | 2017 | 2018 | 2019 | 2020 | 2021/22 | 2022/23 | 2023/24 | 2024/25 | 2025/26
VBRC ENDirect - No Overheads |  |  |  |  | $'000 | $'000 | $'000 | $'000 | $'000 Jun2021 | $'000 Jun2021 | $'000 Jun2021 | $'000 Jun2021 | $'000 Jun2021 | $'000 Jun2021 | $'000 Jun2021
| Total |  |  |  | 0 | 0 | 0 | 33.3434 | 6.1819 | 1067.3919 | 0 | 0 | 0 | 0 | 0
VBRC Augex
| Armour rods, dampers & spacers | Augmentation | VBRC | VBRC | 2015: 0; 2016: 0; 2017: 0; 2018: 0; 2019: 0
| REFCL GFNs | Augmentation | Distribution system assets | REFCL | 2015: 0; 2016: 0; 2017: 0; 2018: 0; 2019: 0
|  | Augmentation | SCADA/Network control | REFCL | bar: 2020 to 2025/26
|  | Augmentation | Distribution system assets | VBRC | 0 | 0 | 0 | 33.3434 | 6.1819 | 1067.3919 | 0 | 0 | 0 | 0 | 0
VBRC Repex
| VBRC other | Replacement | Distribution system assets | VBRC | 2015: 0; 2016: 0; 2017: 0; 2018: 0; 2019: 0
| SWER ACRs | Replacement | Distribution system assets | VBRC | 2015: 0; 2016: 0; 2017: 0; 2018: 0; 2019: 0
[5 empty] | 0 | 0 | 0 | 0 | 0 | 0 | 0 | 0 | 0 | 0 | 0
[5 empty] | 0 | 0 | 0 | 0 | 0 | 0 | 0 | 0 | 0 | 0 | 0
VBRC ENDirect - No Overheads |  |  |  |  | $'000 | $'000 | $'000 | $'000 | $'000 Jun2021 | $'000 Jun2021 | $'000 Jun2021 | $'000 Jun2021 | $'000 Jun2021 | $'000 Jun2021 | $'000 Jun2021
| Total |  |  |  | 0 | 0 | 0 | 38.6707 | 7.0105 | 1184.8297 | 0 | 0 | 0 | 0 | 0
VBRC Augex
| Armour rods, dampers & spacers | Augmentation | VBRC | VBRC | 0 | 0 | 0 | 0 | 0 | 0 | 0 | 0 | 0 | 0 | 0
| REFCL GFNs | Augmentation | Distribution system assets | REFCL | 0 | 0 | 0 | 0 | 0 | 0 | 0 | 0 | 0 | 0 | 0
|  | Augmentation | SCADA/Network control | REFCL
|  | Augmentation | Distribution system assets | VBRC | 0 | 0 | 0 | 38.6707 | 7.0105 | 1184.8297 | 0 | 0 | 0 | 0 | 0
VBRC Repex
| VBRC other | Replacement | Distribution system assets | VBRC | 0 | 0 | 0 | 0 | 0 | 0 | 0 | 0 | 0 | 0 | 0
| SWER ACRs | Replacement | Distribution system assets | VBRC | 0 | 0 | 0 | 0 | 0 | 0 | 0 | 0 | 0 | 0 | 0
[5 empty] | 0 | 0 | 0 | 0 | 0 | 0 | 0 | 0 | 0 | 0 | 0
[5 empty] | 0 | 0 | 0 | 0 | 0 | 0 | 0 | 0 | 0 | 0 | 0
End of Sheet

## Calc¦Weightings
CP Consolidated Capex
Sheet: Calc¦Weightings
< Insert Sheet Description (if required) >
[5 empty] | 2016 | [8 empty] | 2017 | [8 empty] | 2018 | [8 empty] | Average 16-18
| Function Code |  | Functional Category | Asset Class | ENDirect | Labour | Materials | Contracts | OH | Labour | Materials | Contracts | OH | ENDirect | Labour | Materials | Contracts | OH | Labour | Materials | Contracts | OH | ENDirect | Labour | Materials | Contracts | OH | Labour | Materials | Contracts | OH | Labour | Materials | Contracts | OH
Weightings Calculation by Function Code |  |  |  |  | $000s | $000s | $000s | $000s | $000s | % | % | % | % | $000s | $000s | $000s | $000s | $000s | % | % | % | % | $000s | $000s | $000s | $000s | $000s | % | % | % | % | % | % | % | %
| 102 | Rural Projects < 50KVA | Connections | SCS | 1297.3281 | 1148.2629 | 150.38 | -94.3557 | 339.5395 | 95.35% | 12.49% | -7.835% | 26.17% | 1993.397 | 1098.668 | 175.5302 | 616.6269 | 348.6073 | 58.11% | 9.283% | 32.61% | 17.49% | 3169.1646 | 949.511 | 220.8144 | 1838.759 | 481.5371 | 31.55% | 7.338% | 61.11% | 15.19% | 52.36% | 8.957% | 38.68% | 18.11%
| 103 | Urban Projects < 50KVA | Connections | SCS | 0 | 0 | 0 | 0 | 0 | 0% | 0% | 0% | 0% | 0 | 0 | 0 | 0 | 0 | 0% | 0% | 0% | 0% | 0 | 0 | 0 | 0 | 0 | 0% | 0% | 0% | 0% | 0% | 0% | 0% | 0%
| 104 | Medium Density SubDivision | Connections | SCS | 0.26302 | 0.2488 | 0 | 0 | 0.05121 | 100% | 0% | 0% | 19.47% | 137.687 | 16.1925 | 30.2311 | 87.1119 | 22.488 | 12.13% | 22.64% | 65.24% | 16.33% | 12.9477 | 0.61452 | 0 | 11.6075 | 2.0472 | 5.028% | 0% | 94.97% | 15.81% | 11.68% | 20.71% | 67.61% | 16.29%
| 105 | Business Supply > 50KVA < 200KVA | Connections | SCS | 5962.4113 | 2471.4488 | 605.4588 | 2596.0827 | 1005.3783 | 43.57% | 10.67% | 45.76% | 16.86% | 6666.4312 | 2370.3331 | 850.12 | 3120.7393 | 1171.337 | 37.38% | 13.41% | 49.21% | 17.57% | 6770.046 | 2228.4787 | 900.702 | 3329.6445 | 991.8702 | 34.5% | 13.95% | 51.55% | 14.65% | 38.27% | 12.76% | 48.97% | 16.33%
| 106 | Business Supply > 200KVA | Connections | SCS | 8676.2001 | 2032.4566 | 1764.2627 | 4524.0613 | 1444.1447 | 24.43% | 21.2% | 54.37% | 16.64% | 7419.8684 | 1975.3581 | 1310.9874 | 3793.9145 | 1285.9414 | 27.9% | 18.52% | 53.58% | 17.33% | 10110.6019 | 2126.3409 | 1534.6903 | 5989.0782 | 1481.823 | 22.03% | 15.9% | 62.06% | 14.66% | 24.49% | 18.4% | 57.11% | 16.07%
| 107 | HV Connections | Connections | SCS | 4049.062 | 741.3749 | 389.077 | 2736.6194 | 679.6779 | 19.17% | 10.06% | 70.77% | 16.79% | 2428.1904 | 538.3501 | 655.5186 | 1139.1541 | 409.0501 | 23.08% | 28.1% | 48.83% | 16.85% | 1369.5418 | 369.793 | 185.6775 | 754.0335 | 178.9836 | 28.24% | 14.18% | 57.58% | 13.07% | 21.97% | 16.38% | 61.65% | 16.16%
| 108 | Business SubDivisions | Connections | SCS | 0 | 0 | 0 | 0 | 0 | 0% | 0% | 0% | 0% | 0 | 0 | 0 | 0 | 0 | 0% | 0% | 0% | 0% | 0 | 0 | 0 | 0 | 0 | 0% | 0% | 0% | 0% | 0% | 0% | 0% | 0%
| 109 | U/G Service Pits Ex O/H Supply | Connections | SCS | 3597.7309 | 546.8407 | 42.9273 | 2816.0458 | 642.1291 | 16.06% | 1.26% | 82.68% | 17.85% | 5853.8016 | 505.1174 | 14.1892 | 5018.4288 | 964.3176 | 9.121% | 0.2562% | 90.62% | 16.47% | 5093.491 | 595.4922 | 13.6774 | 4208.2323 | 719.0727 | 12.36% | 0.2839% | 87.35% | 14.12% | 11.97% | 0.5145% | 87.51% | 15.99%
| 110 | Low Density SubDivisions | Connections | SCS | 0 | 0 | 0 | 0 | 0 | 0% | 0% | 0% | 0% | 0 | 0 | 0 | 0 | 0 | 0% | 0% | 0% | 0% | 0 | 0 | 0 | 0 | 0 | 0% | 0% | 0% | 0% | 0% | 0% | 0% | 0%
| 111 | High Density Residential/Business | Connections | SCS | 18503.8585 | 2637.1284 | 5278.4959 | 9899.5011 | 2849.1731 | 14.8% | 29.63% | 55.57% | 15.4% | 18161.9449 | 3662.9694 | 6507.2148 | 7360.1947 | 3050.7288 | 20.89% | 37.12% | 41.99% | 16.8% | 25022.0543 | 5115.6082 | 9161.2278 | 9930.5149 | 3586.7041 | 21.13% | 37.84% | 41.02% | 14.33% | 19.17% | 35.17% | 45.66% | 15.38%
| 112 | New Connection Meter Acc. | Metering Capex | Metering Services | 0 | 0 | 0 | 0 | 0 | 0% | 0% | 0% | 0% | 0 | 0 | 0 | 0 | 0 | 0% | 0% | 0% | 0% | 0 | 0 | 0 | 0 | 0 | 0% | 0% | 0% | 0% | 0% | 0% | 0% | 0%
| 113 | New Connection Meter IMRO | Metering Capex | Metering Services | 0 | 0 | 0 | 0 | 0 | 0% | 0% | 0% | 0% | 0 | 0 | 0 | 0 | 0 | 0% | 0% | 0% | 0% | 0 | 0 | 0 | 0 | 0 | 0% | 0% | 0% | 0% | 0% | 0% | 0% | 0%
| 114 | New Conn. Service/Materials | Metering Opex | Connection Services | 0 | 0 | 0 | 0 | 0 | 0% | 0% | 0% | 0% | 0 | 0 | 0 | 0 | 0 | 0% | 0% | 0% | 0% | 0 | 0 | 0 | 0 | 0 | 0% | 0% | 0% | 0% | 0% | 0% | 0% | 0%
| 115 | New Conn. Servicing Labour | Metering Opex | Connection Services | 0 | 0 | 0 | 0 | 0 | 0% | 0% | 0% | 0% | 0 | 0 | 0 | 0 | 0 | 0% | 0% | 0% | 0% | 0 | 0 | 0 | 0 | 0 | 0% | 0% | 0% | 0% | 0% | 0% | 0% | 0%
| 116 | Recoverable Works | Connections | SCS | 20145.6807 | 5874.8563 | 1485.5286 | 11773.8175 | 3647.4939 | 30.7% | 7.764% | 61.53% | 18.11% | 23331.1752 | 6843.6944 | 3449.883 | 11914.3672 | 4068.0113 | 30.82% | 15.53% | 53.65% | 17.44% | 25563.9961 | 6673.5386 | 6750.5181 | 11100.2377 | 3629.6397 | 27.21% | 27.53% | 45.26% | 14.2% | 29.44% | 17.74% | 52.82% | 16.43%
| 118 | CO Generation Projects | Connections | SCS | 21.3813 | 24.6181 | -0.67908 | -3.4613 | 3.5534 | 120.2% | -3.316% | -16.9% | 16.62% | 40.8598 | 42.3149 | 0 | -4.0415 | 7.4189 | 110.6% | 0% | -10.56% | 18.16% | 8.8829 | 8.5377 | 0 | -0.13156 | 0.62474 | 101.6% | 0% | -1.565% | 7.033% | 112.4% | -1.011% | -11.37% | 16.31%
| 119 | Energy Efficient Public Lighting - New | Negotiated Capex | Negotiated Capex | 0 | 0 | 0 | 0 | 0 | 0% | 0% | 0% | 0% | 0 | 0 | 0 | 0 | 0 | 0% | 0% | 0% | 0% | 0 | 0 | 0 | 0 | 0 | 0% | 0% | 0% | 0% | 0% | 0% | 0% | 0%
| 120 | Public Lighting - New | Negotiated Capex | Negotiated Capex | 0 | 0 | 0 | 0 | 0 | 0% | 0% | 0% | 0% | 0 | 0 | 0 | 0 | 0 | 0% | 0% | 0% | 0% | 0 | 0 | 0 | 0 | 0 | 0% | 0% | 0% | 0% | 0% | 0% | 0% | 0%
| 121 | Docklands | Connections | SCS | 18.7517 | 17.9339 | 0 | 0 | 3.4937 | 100% | 0% | 0% | 18.63% | 554.6524 | 71.0775 | 225.3375 | 239.8133 | 80.5519 | 13.26% | 42.02% | 44.72% | 14.52% | 10.4696 | 2.4188 | 0 | 7.464 | 1.3713 | 24.47% | 0% | 75.53% | 13.1% | 16.21% | 39.95% | 43.84% | 14.63%
| 122 | Major Generation Projects | Connections | SCS | 0 | 0 | 0 | 0 | 0 | 0% | 0% | 0% | 0% | 0 | 0 | 0 | 0 | 0 | 0% | 0% | 0% | 0% | 0 | 0 | 0 | 0 | 0 | 0% | 0% | 0% | 0% | 0% | 0% | 0% | 0%
| 123 | New Conn. Meter Install Acc. | Metering Opex | Connection Services | 0 | 0 | 0 | 0 | 0 | 0% | 0% | 0% | 0% | 0 | 0 | 0 | 0 | 0 | 0% | 0% | 0% | 0% | 0 | 0 | 0 | 0 | 0 | 0% | 0% | 0% | 0% | 0% | 0% | 0% | 0%
| 124 | New Conn. Meter Install MRIM | Metering Opex | Connection Services | 0 | 0 | 0 | 0 | 0 | 0% | 0% | 0% | 0% | 0 | 0 | 0 | 0 | 0 | 0% | 0% | 0% | 0% | 0 | 0 | 0 | 0 | 0 | 0% | 0% | 0% | 0% | 0% | 0% | 0% | 0%
| 125 | New Conn. Meter AMI | Metering Capex | Metering Services | 0 | 0 | 0 | 0 | 0 | 0% | 0% | 0% | 0% | 0 | 0 | 0 | 0 | 0 | 0% | 0% | 0% | 0% | 0 | 0 | 0 | 0 | 0 | 0% | 0% | 0% | 0% | 0% | 0% | 0% | 0%
| 126 | New Conn. Meter Install AMI | Metering Opex | Connection Services | 0 | 0 | 0 | 0 | 0 | 0% | 0% | 0% | 0% | 0 | 0 | 0 | 0 | 0 | 0% | 0% | 0% | 0% | 0 | 0 | 0 | 0 | 0 | 0% | 0% | 0% | 0% | 0% | 0% | 0% | 0%
| 130 | ACS services | Fee Based Opex | Ancillary Network Services | 0 | 0 | 0 | 0 | 0 | 0% | 0% | 0% | 0% | 0 | 0 | 0 | 0 | 0 | 0% | 0% | 0% | 0% | 0 | 0 | 0 | 0 | 0 | 0% | 0% | 0% | 0% | 0% | 0% | 0% | 0%
| 131 | Consolidated line maintenance | Replacement | SCS | 4883.8012 | 3410.8924 | 16.1775 | 1209.4636 | 899.9487 | 73.57% | 0.3489% | 26.09% | 18.43% | 4460.6828 | 2757.7473 | 263.505 | 1244.7752 | 807.0957 | 64.64% | 6.177% | 29.18% | 18.09% | 3004.6051 | 2187.3863 | 175.4959 | 490.5403 | 462.5774 | 76.66% | 6.15% | 17.19% | 15.4% | 71.08% | 3.872% | 25.05% | 17.57%
| 132 | Replacement accumulation meter | Metering Capex | Metering Services | 0 | 0 | 0 | 0 | 0 | 0% | 0% | 0% | 0% | 0 | 0 | 0 | 0 | 0 | 0% | 0% | 0% | 0% | 0 | 0 | 0 | 0 | 0 | 0% | 0% | 0% | 0% | 0% | 0% | 0% | 0%
| 133 | Replacement MRIM meter | Metering Capex | Metering Services | 0 | 0 | 0 | 0 | 0 | 0% | 0% | 0% | 0% | 0 | 0 | 0 | 0 | 0 | 0% | 0% | 0% | 0% | 0 | 0 | 0 | 0 | 0 | 0% | 0% | 0% | 0% | 0% | 0% | 0% | 0%
| 134 | Replacement AMI meter & transformers | Metering Capex | Metering Services | 0 | 0 | 0 | 0 | 0 | 0% | 0% | 0% | 0% | 0 | 0 | 0 | 0 | 0 | 0% | 0% | 0% | 0% | 0 | 0 | 0 | 0 | 0 | 0% | 0% | 0% | 0% | 0% | 0% | 0% | 0%
| 135 | Rollout AMI meter | Metering Capex | Metering Services | 0 | 0 | 0 | 0 | 0 | 0% | 0% | 0% | 0% | 0 | 0 | 0 | 0 | 0 | 0% | 0% | 0% | 0% | 0 | 0 | 0 | 0 | 0 | 0% | 0% | 0% | 0% | 0% | 0% | 0% | 0%
| 136 | Rollout AMI meter install | Metering Capex | Metering Services | 0 | 0 | 0 | 0 | 0 | 0% | 0% | 0% | 0% | 0 | 0 | 0 | 0 | 0 | 0% | 0% | 0% | 0% | 0 | 0 | 0 | 0 | 0 | 0% | 0% | 0% | 0% | 0% | 0% | 0% | 0%
| 137 | Replacement Meter Install AMI | Metering Capex | Metering Services | 0 | 0 | 0 | 0 | 0 | 0% | 0% | 0% | 0% | 0 | 0 | 0 | 0 | 0 | 0% | 0% | 0% | 0% | 0 | 0 | 0 | 0 | 0 | 0% | 0% | 0% | 0% | 0% | 0% | 0% | 0%
| 138 | Replacement Meter & Install IMRO | Metering Capex | Metering Services | 0 | 0 | 0 | 0 | 0 | 0% | 0% | 0% | 0% | 0 | 0 | 0 | 0 | 0 | 0% | 0% | 0% | 0% | 0 | 0 | 0 | 0 | 0 | 0% | 0% | 0% | 0% | 0% | 0% | 0% | 0%
| 139 | Maintenance Related Fault Capital | Replacement | SCS | 37.0715 | 1.0801 | -0.98835 | 34.8948 | 5.2117 | 3.087% | -2.825% | 99.74% | 14.06% | -2375.8502 | 0 | 0 | -2375.8502 | 0 | 0% | 0% | 100% | 0% | 0 | 0 | 0 | 0 | 0 | 0% | 0% | 0% | 0% | -0.04614% | 0.04222% | 100% | -0.2228%
| 140 | Public Lighting - Replacement | Public lighting Capex | Public Lighting | 0 | 0 | 0 | 0 | 0 | 0% | 0% | 0% | 0% | 0 | 0 | 0 | 0 | 0 | 0% | 0% | 0% | 0% | 0 | 0 | 0 | 0 | 0 | 0% | 0% | 0% | 0% | 0% | 0% | 0% | 0%
| 141 | Fault Related Capital | Replacement | SCS | 3516.7787 | 1282.97 | 370.585 | 1720.8017 | 592.5713 | 38.02% | 10.98% | 51% | 16.85% | 5251.1993 | 1922.8517 | 343.2139 | 2746.4497 | 884.4377 | 38.36% | 6.847% | 54.79% | 16.84% | 5590.7185 | 1627.989 | 772.0133 | 2951.3789 | 823.039 | 30.42% | 14.43% | 55.15% | 14.72% | 35.19% | 10.82% | 54% | 16.02%
| 142 | Conductor Clearance | Replacement | SCS | 15.1248 | 11.2131 | 1.1177 | 2.0539 | 1.9668 | 77.95% | 7.77% | 14.28% | 13% | -23.8245 | 0 | 0 | -27.6701 | -3.041 | 0% | 0% | 100% | 12.76% | 0 | 0 | 0 | 0 | 0 | 0% | 0% | 0% | 0% | -84.4% | -8.413% | 192.8% | 12.35%
| 143 | HV Switch Replacement | Replacement | SCS | 1614.5373 | 546.6421 | 516.6932 | 506.4229 | 256.3267 | 34.82% | 32.92% | 32.26% | 15.88% | 776.2826 | 445.4321 | 168.2118 | 132.4114 | 132.4424 | 59.7% | 22.55% | 17.75% | 17.06% | 700.4861 | 278.5009 | 218.8986 | 177.655 | 102.1843 | 41.26% | 32.43% | 26.32% | 14.59% | 42.48% | 30.22% | 27.3% | 15.88%
| 144 | Transformer Replacement | Replacement | SCS | 258.8652 | 103.6858 | 5.8605 | 145.5738 | 17.7781 | 40.64% | 2.297% | 57.06% | 6.868% | 200.5054 | 67.1031 | 81.3775 | 48.3356 | 33.6125 | 34.09% | 41.35% | 24.56% | 16.76% | 644.848 | 138.664 | 287.8167 | 207.268 | 73.0168 | 21.88% | 45.41% | 32.71% | 11.32% | 28.5% | 34.55% | 36.95% | 11.27%
| 145 | HV Fuse Unit & Surge Divert. Repl. | Replacement | SCS | 301.1291 | 225.2169 | 28.4694 | 33.9573 | 53.9013 | 78.3% | 9.897% | 11.81% | 17.9% | 309.7061 | 169.0411 | 37.4353 | 79.2119 | 53.0494 | 59.17% | 13.1% | 27.73% | 17.13% | 617.5487 | 284.304 | 103.3931 | 206.6162 | 90.6852 | 47.84% | 17.4% | 34.77% | 14.68% | 58.11% | 14.5% | 27.39% | 16.09%
| 146 | Recoverable Works - Asset Damage | Quoted Opex | Ancillary Network Services | 0 | 0 | 0 | 0 | 0 | 0% | 0% | 0% | 0% | 0 | 0 | 0 | 0 | 0 | 0% | 0% | 0% | 0% | 0 | 0 | 0 | 0 | 0 | 0% | 0% | 0% | 0% | 0% | 0% | 0% | 0%
| 147 | Pole Life Extension - Treatment | Replacement | SCS | 0 | 0 | 0 | 0 | 0 | 0% | 0% | 0% | 0% | 0 | 0 | 0 | 0 | 0 | 0% | 0% | 0% | 0% | 0 | 0 | 0 | 0 | 0 | 0% | 0% | 0% | 0% | 0% | 0% | 0% | 0%
| 148 | Pole Replacement | Replacement | SCS | 391.9606 | 191.1769 | 16.6043 | 165.3131 | 58.1847 | 51.24% | 4.45% | 44.31% | 14.84% | 1785.229 | 3.3252 | 0 | 1780.7291 | 208.6855 | 0.1864% | 0% | 99.81% | 11.69% | 29.3069 | 25.1627 | 0 | 2.6679 | 4.173 | 90.41% | 0% | 9.586% | 14.24% | 10.05% | 0.7599% | 89.19% | 12.28%
| 149 | Pole Life Extension - Staking | Replacement | SCS | 0 | 0 | 0 | 0 | 0 | 0% | 0% | 0% | 0% | 0 | 0 | 0 | 0 | 0 | 0% | 0% | 0% | 0% | 0 | 0 | 0 | 0 | 0 | 0% | 0% | 0% | 0% | 0% | 0% | 0% | 0%
| 150 | OH/UG Line Replacement | Replacement | SCS | 929.907 | 418.7319 | 61.1198 | 406.997 | 137.9502 | 47.22% | 6.892% | 45.89% | 14.83% | 1412.0498 | 305.2169 | 132.6687 | 908.2292 | 238.7961 | 22.67% | 9.856% | 67.47% | 16.91% | 1759.1396 | 407.1022 | 85.2387 | 1194.9382 | 245.9447 | 24.13% | 5.052% | 70.82% | 13.98% | 28.85% | 7.118% | 64.03% | 15.18%
| 151 | Replacements Meter & Install Acc | Metering Capex | Metering Services | 0 | 0 | 0 | 0 | 0 | 0% | 0% | 0% | 0% | 0 | 0 | 0 | 0 | 0 | 0% | 0% | 0% | 0% | 0 | 0 | 0 | 0 | 0 | 0% | 0% | 0% | 0% | 0% | 0% | 0% | 0%
| 152 | Neutral Screen Services | Replacement | SCS | 1.2604 | 0.93441 | 0.09314 | 0.17116 | 0.16391 | 77.95% | 7.77% | 14.28% | 13% | -1.9854 | 0 | 0 | -2.3058 | -0.25341 | 0% | 0% | 100% | 12.76% | 0 | 0 | 0 | 0 | 0 | 0% | 0% | 0% | 0% | -84.4% | -8.413% | 192.8% | 12.35%
| 153 | Servicing Replacement | Fee Based Opex | Ancillary Network Services | 0 | 0 | 0 | 0 | 0 | 0% | 0% | 0% | 0% | 0 | 0 | 0 | 0 | 0 | 0% | 0% | 0% | 0% | 0 | 0 | 0 | 0 | 0 | 0% | 0% | 0% | 0% | 0% | 0% | 0% | 0%
| 154 | Bird Cover Replacement | Replacement | SCS | 0 | 0 | 0 | 0 | 0 | 0% | 0% | 0% | 0% | 0 | 0 | 0 | 0 | 0 | 0% | 0% | 0% | 0% | 0 | 0 | 0 | 0 | 0 | 0% | 0% | 0% | 0% | 0% | 0% | 0% | 0%
| 155 | Cross-arm Replacement | Replacement | SCS | 78.1449 | 57.9342 | 5.7746 | 10.6119 | 10.1621 | 77.95% | 7.77% | 14.28% | 13% | -123.0934 | 0 | 0 | -142.9622 | -15.7116 | 0% | 0% | 100% | 12.76% | 0 | 0 | 0 | 0 | 0 | 0% | 0% | 0% | 0% | -84.4% | -8.413% | 192.8% | 12.35%
| 156 | ZSS - Major Plant Replacement | Replacement | SCADA/Network control | 2688.1724 | 2233.2674 | 397.4198 | -51.1155 | 439.9627 | 86.58% | 15.41% | -1.982% | 16.37% | 2633.942 | 1984.3623 | 478.4984 | 54.619 | 442.9763 | 78.82% | 19.01% | 2.17% | 16.82% | 2558.7123 | 1830.5637 | 493.1952 | 129.6856 | 369.5869 | 74.61% | 20.1% | 5.286% | 14.44% | 80.1% | 18.13% | 1.764% | 15.89%
| 157 | Zone SubStation Plant Replacement | Replacement | SCS | 2688.6192 | 2017.984 | 231.7098 | 321.7256 | 415.7726 | 78.48% | 9.011% | 12.51% | 15.46% | 5231.7799 | 3463.1657 | 898.4181 | 666.8029 | 875.9518 | 68.87% | 17.87% | 13.26% | 16.74% | 3400.2597 | 2745.1738 | 119.7171 | 374.1021 | 477.9944 | 84.75% | 3.696% | 11.55% | 14.06% | 75.9% | 11.53% | 12.57% | 15.63%
| 158 | Safety Compliance | Replacement | SCS | 34.0398 | 18.5185 | 2.913 | 11.1194 | 4.2654 | 56.89% | 8.949% | 34.16% | 12.53% | 58.5758 | 37.9747 | 10.0949 | 7.5913 | 10.6263 | 68.23% | 18.14% | 13.64% | 18.14% | 0 | 0 | 0 | 0 | 0 | 0% | 0% | 0% | 0% | 64.04% | 14.75% | 21.21% | 16.08%
| 159 | TV Interference Replacement Capital | Augmentation | SCADA/Network control | 0 | 0 | 0 | 0 | 0 | 0% | 0% | 0% | 0% | 0 | 0 | 0 | 0 | 0 | 0% | 0% | 0% | 0% | 0 | 0 | 0 | 0 | 0 | 0% | 0% | 0% | 0% | 0% | 0% | 0% | 0%
| 160 | Augmentation Lines | Augmentation | SCS | 624.2734 | 347.6158 | 162.7824 | 90.5206 | 102.6599 | 57.85% | 27.09% | 15.06% | 16.44% | 1002.3985 | 611.19 | 207.974 | 140.965 | 167.6465 | 63.66% | 21.66% | 14.68% | 16.72% | 2190.89 | 872.4616 | 571.0965 | 663.1014 | 326.9513 | 41.41% | 27.11% | 31.48% | 14.92% | 49.93% | 25.68% | 24.39% | 15.65%
| 161 | Augmentation of Zone SubStation | Augmentation | SCS | 5645.9561 | 2947.7401 | 2325.0321 | 206.3966 | 889.0608 | 53.8% | 42.43% | 3.767% | 15.75% | 6888.5576 | 2960.6176 | 3112.7255 | 670.7056 | 535.4225 | 43.9% | 46.16% | 9.945% | 7.773% | 3939.9786 | 2558.1337 | 858.3463 | 355.211 | 581.2778 | 67.82% | 22.76% | 9.418% | 14.75% | 52.93% | 39.36% | 7.704% | 12.17%
| 161L | Augmentation of Zone SubStation | Land | Land | 24630.534 | 0 | 0 | 24630.534 | 0 | 0% | 0% | 100% | 0% | 0 | 0 | 0 | 0 | 0 | 0% | 0% | 0% | 0% | 0 | 0 | 0 | 0 | 0 | 0% | 0% | 0% | 0% | 0% | 0% | 100% | 0%
| 162 | Network Development - Augment Dist. | Augmentation | SCS | 7604.7117 | 6600.4322 | 156.1772 | 459.2664 | 1347.7525 | 91.47% | 2.164% | 6.365% | 17.72% | 4711.7751 | 2940.4418 | 801.2421 | 774.3441 | 792.4393 | 65.11% | 17.74% | 17.15% | 16.82% | 8199.6085 | 4293.0938 | 602.0195 | 2926.9828 | 1161.4289 | 54.88% | 7.696% | 37.42% | 14.16% | 70.75% | 7.975% | 21.28% | 16.09%
| 163 | Environment Management' | Replacement | SCS | -24.6808 | 2.5083 | 0 | -27.835 | 1.5968 | -9.904% | 0% | 109.9% | -6.47% | 145.2219 | 43.3779 | 93.9491 | 5.2149 | 25.9193 | 30.43% | 65.91% | 3.659% | 17.85% | 1306.2617 | 244.8828 | 215.834 | 816.4594 | 171.2138 | 19.17% | 16.9% | 63.93% | 13.11% | 20.85% | 22.22% | 56.93% | 13.93%
| 164 | Bushfire Mitigation Augmentation | Replacement | SCS | 0 | 0 | 0 | 0 | 0 | 0% | 0% | 0% | 0% | 0 | 0 | 0 | 0 | 0 | 0% | 0% | 0% | 0% | 0 | 0 | 0 | 0 | 0 | 0% | 0% | 0% | 0% | 0% | 0% | 0% | 0%
| 165 | LV Com. Multi Earth (CMEN) | Replacement | SCS | 0 | 0 | 0 | 0 | 0 | 0% | 0% | 0% | 0% | -10.725 | -21.3696 | 0.03772 | 3.0664 | 40.0836 | 117% | -0.2065% | -16.79% | -373.7% | -179.1321 | -170.3124 | -0.03772 | -3.0642 | -29.0386 | 98.21% | 0.02175% | 1.767% | 16.21% | 100% | 0% | -0.001179% | -5.818%
| 166 | Reliability Improvement - Automation | Augmentation | SCS | 1.15 | 1.15 | 0 | 0 | 0.16457 | 100% | 0% | 0% | 14.31% | 292.99 | 188.7773 | 66.8862 | 25.199 | 51.9603 | 67.21% | 23.81% | 8.972% | 17.73% | 236.9162 | 154.8138 | 40.3447 | 31.2328 | 33.5934 | 68.38% | 17.82% | 13.8% | 14.18% | 67.81% | 21.09% | 11.1% | 16.14%
| 167 | VBRC | VBRC Calc | VBRC Calc | 0 | 0 | 0 | 0 | 0 | 0% | 0% | 0% | 0% | 0 | 0 | 0 | 0 | 0 | 0% | 0% | 0% | 0% | 33.3434 | 23.3266 | 1.3451 | 6.8761 | 5.3273 | 73.94% | 4.264% | 21.8% | 15.98% | 73.94% | 4.264% | 21.8% | 15.98%
| 168 | Zone SubStation Automation | Augmentation | SCADA/Network control | 2074.5871 | 1633.0214 | 288.5807 | 68.9143 | 337.4717 | 82.04% | 14.5% | 3.462% | 16.27% | 1478.9538 | 1121.117 | 75.2793 | 217.4773 | 244.7858 | 79.29% | 5.324% | 15.38% | 16.55% | 1288.618 | 633.4177 | 51.1896 | 564.2611 | 159.2808 | 50.72% | 4.099% | 45.18% | 12.36% | 72.8% | 8.92% | 18.28% | 15.31%
| 169 | Augmentation Connection Assets | Augmentation | SCS | 0 | 0 | 0 | 0 | 0 | 0% | 0% | 0% | 0% | 0 | 0 | 0 | 0 | 0 | 0% | 0% | 0% | 0% | 0 | 0 | 0 | 0 | 0 | 0% | 0% | 0% | 0% | 0% | 0% | 0% | 0%
| 170 | Conductor Clearance | Replacement | SCS | 0 | 0 | 0 | 0 | 0 | 0% | 0% | 0% | 0% | 0 | 0 | 0 | 0 | 0 | 0% | 0% | 0% | 0% | 0 | 0 | 0 | 0 | 0 | 0% | 0% | 0% | 0% | 0% | 0% | 0% | 0%
| 171 | SWER Augmentation | Connections | SCS | 0 | 0 | 0 | 0 | 0 | 0% | 0% | 0% | 0% | 0 | 0 | 0 | 0 | 0 | 0% | 0% | 0% | 0% | 0 | 0 | 0 | 0 | 0 | 0% | 0% | 0% | 0% | 0% | 0% | 0% | 0%
| 172 | Supply Reliability Improvement Scheme | Replacement | SCS | 7.0467 | 1.193 | 0 | 5.54 | 0.77566 | 17.72% | 0% | 82.28% | 11.01% | 51.3032 | 36.7338 | 7.1168 | 5.0192 | 7.6586 | 75.17% | 14.56% | 10.27% | 14.93% | 111.105 | 76.8248 | 18.157 | 11.3782 | 15.0711 | 72.23% | 17.07% | 10.7% | 13.56% | 70.85% | 15.6% | 13.54% | 13.87%
| 174 | Pole Fire Mitigation | Replacement | SCS | 14.7359 | 12.1985 | 2.0083 | 0.15063 | 1.3461 | 84.96% | 13.99% | 1.049% | 9.135% | 102.1805 | 68.2998 | 15.6452 | 13.7955 | 15.272 | 69.88% | 16.01% | 14.11% | 14.95% | 92.1424 | 64.927 | 10.7127 | 12.3526 | 14.515 | 73.79% | 12.17% | 14.04% | 15.75% | 72.68% | 14.18% | 13.14% | 14.89%
| 175 | Metering Communications | Metering Capex | Metering Services | 0 | 0 | 0 | 0 | 0 | 0% | 0% | 0% | 0% | 0 | 0 | 0 | 0 | 0 | 0% | 0% | 0% | 0% | 0 | 0 | 0 | 0 | 0 | 0% | 0% | 0% | 0% | 0% | 0% | 0% | 0%
| 176 | Communications installation | Metering Capex | Metering Services | 0 | 0 | 0 | 0 | 0 | 0% | 0% | 0% | 0% | 0 | 0 | 0 | 0 | 0 | 0% | 0% | 0% | 0% | 0 | 0 | 0 | 0 | 0 | 0% | 0% | 0% | 0% | 0% | 0% | 0% | 0%
| 177 | CBD Security Supply | Augmentation | SCS | 3154.1437 | 2911.2145 | 57.5484 | 30.4273 | 498.5946 | 97.07% | 1.919% | 1.015% | 15.81% | 4233.9984 | 2944.2263 | 768.0167 | 342.5684 | 738.6382 | 72.61% | 18.94% | 8.448% | 17.45% | 12125.7137 | 8771.4966 | 1244.2571 | 1503.4543 | 1765.8329 | 76.15% | 10.8% | 13.05% | 14.56% | 78.75% | 11.14% | 10.1% | 15.39%
| 200 | Computers | Non-network general assets - IT | Non-network general assets - IT | 12827.6455 | 11064.1025 | 384.418 | -22.2305 | 0 | 96.83% | 3.364% | -0.1946% | 0% | 8587.3536 | 7359.1581 | 283.1554 | 0 | 0 | 96.29% | 3.705% | 0% | 0% | 8067.3697 | 7246.4506 | 40.8355 | 0 | 0 | 99.44% | 0.5604% | 0% | 0% | 52.3% | 27.83% | 19.87% | 0%
| 205 | IT Metering Data Services | Metering Capex | Metering Services | 0 | 0 | 0 | 0 | 0 | 0% | 0% | 0% | 0% | 0 | 0 | 0 | 0 | 0 | 0% | 0% | 0% | 0% | 0 | 0 | 0 | 0 | 0 | 0% | 0% | 0% | 0% | 0% | 0% | 0% | 0%
| 210 | General Equipment | Non-network general assets - Other | Non-network general assets - Other | 65.2458 | 0 | 65.2458 | 0 | 0 | 0% | 100% | 0% | 0% | 150.078 | 0 | 150.078 | 0 | 0 | 0% | 100% | 0% | 0% | 245.7304 | 0 | 245.7304 | 0 | 0 | 0% | 100% | 0% | 0% | 0% | 80% | 20% | 0%
| 215 | General Equipment-AMI | Metering Capex | Metering Services | 0 | 0 | 0 | 0 | 0 | 0% | 0% | 0% | 0% | 0 | 0 | 0 | 0 | 0 | 0% | 0% | 0% | 0% | 0 | 0 | 0 | 0 | 0 | 0% | 0% | 0% | 0% | 0% | 0% | 0% | 0%
| 220 | Office Furniture | Non-network general assets - Other | Non-network general assets - Other | 0 | 0 | 0 | 0 | 0 | 0% | 0% | 0% | 0% | 0 | 0 | 0 | 0 | 0 | 0% | 0% | 0% | 0% | 0 | 0 | 0 | 0 | 0 | 0% | 0% | 0% | 0% | 0% | 0% | 0% | 0%
| 225 | Office Furniture-AMI | Metering Capex | Metering Services | 0 | 0 | 0 | 0 | 0 | 0% | 0% | 0% | 0% | 0 | 0 | 0 | 0 | 0 | 0% | 0% | 0% | 0% | 0 | 0 | 0 | 0 | 0 | 0% | 0% | 0% | 0% | 0% | 0% | 0% | 0%
| 230 | Property | Non-network general assets - Other | Non-network general assets - Other | 2663.9867 | 0 | 34.412 | 2629.5747 | 0 | 0% | 1.292% | 98.71% | 0% | 15835.5109 | 11.5373 | 15687.8585 | 136.1152 | 0 | 0.07286% | 99.07% | 0.8596% | 0% | 1170.8918 | 0 | 431.5109 | 739.3809 | 0 | 0% | 36.85% | 63.15% | 0% | 25.26% | 61.85% | 12.89% | 0%
| 235 | Property-AMI | Metering Capex | Metering Services | 0 | 0 | 0 | 0 | 0 | 0% | 0% | 0% | 0% | 0 | 0 | 0 | 0 | 0 | 0% | 0% | 0% | 0% | 0 | 0 | 0 | 0 | 0 | 0% | 0% | 0% | 0% | 0% | 0% | 0% | 0%
| 240 | Motor Vehicles | Non-network general assets - Other | Non-network general assets - Other | 434.3744 | 0 | 434.3744 | 0 | 0 | 0% | 100% | 0% | 0% | 42.799 | 0 | 42.799 | 0 | 0 | 0% | 100% | 0% | 0% | 83.9087 | 0 | 83.9087 | 0 | 0 | 0% | 100% | 0% | 0% | 0% | 80% | 20% | 0%
| 245 | Motor Vehicles-AMI | Metering Capex | Metering Services | 0 | 0 | 0 | 0 | 0 | 0% | 0% | 0% | 0% | 0 | 0 | 0 | 0 | 0 | 0% | 0% | 0% | 0% | 0 | 0 | 0 | 0 | 0 | 0% | 0% | 0% | 0% | 0% | 0% | 0% | 0%
| 260 | Intellectual Property | Non-network general assets - Other | Non-network general assets - Other | 0 | 0 | 0 | 0 | 0 | 0% | 0% | 0% | 0% | 0 | 0 | 0 | 0 | 0 | 0% | 0% | 0% | 0% | 0 | 0 | 0 | 0 | 0 | 0% | 0% | 0% | 0% | 0% | 0% | 0% | 0%
| 270 | Communications | Non-network general assets - IT | Non-network general assets - IT | 0 | 0 | 0 | 0 | 0 | 0% | 0% | 0% | 0% | 0 | 0 | 0 | 0 | 0 | 0% | 0% | 0% | 0% | 0 | 0 | 0 | 0 | 0 | 0% | 0% | 0% | 0% | 0% | 0% | 0% | 0%
| 273 | Testing & Laboratory | Non-network general assets - Other | Non-network general assets - Other | 23.9825 | 0.39567 | 0.315 | 23.2718 | 0 | 1.65% | 1.313% | 97.04% | 0% | 0 | 0 | 0 | 0 | 0 | 0% | 0% | 0% | 0% | 0 | 0 | 0 | 0 | 0 | 0% | 0% | 0% | 0% | 1.65% | 1.313% | 97.04% | 0%
| Total |  |  |  | 139459.7725 | 51536.9889 | 15279.8948 | 66860.8325 | 16688.2234 | 38.55% | 11.43% | 50.02% | 11.97% | 129695.6024 | 46544.4029 | 36945.1993 | 40741.1469 | 17696.9462 | 37.47% | 29.74% | 32.79% | 13.64% | 134350.1669 | 52364.6969 | 25438.3264 | 50531.9187 | 17928.3292 | 40.8% | 19.82% | 39.38% | 13.34% | 38.95% | 20.11% | 40.94% | 12.96%
Weightings Calculation by Functional Category |  |  |  |  | $000s | $000s | $000s | $000s | $000s | % | % | % | % | $000s | $000s | $000s | $000s | $000s | % | % | % | % | $000s | $000s | $000s | $000s | $000s | % | % | % | % | % | % | % | %
| Augmentation |  |  |  | 19104.8221 | 14441.1739 | 2990.1208 | 855.5252 | 3175.704 | 78.97% | 16.35% | 4.678% | 16.62% | 18608.6735 | 10766.37 | 5032.1239 | 2171.2593 | 2530.8927 | 59.91% | 28% | 12.08% | 13.6% | 27981.7251 | 17283.4172 | 3367.2538 | 6044.2434 | 4028.3651 | 64.74% | 12.61% | 22.64% | 14.4% | 67.5% | 18.09% | 14.41% | 14.82%
| Connections |  |  |  | 62272.6677 | 15495.1693 | 9715.4512 | 34248.3109 | 10614.6347 | 26.06% | 16.34% | 57.6% | 17.05% | 66588.0077 | 17124.0754 | 13219.0119 | 33286.3092 | 11408.4523 | 26.91% | 20.78% | 52.31% | 17.13% | 77131.1959 | 18070.3336 | 18767.3075 | 37169.44 | 11073.6736 | 24.42% | 25.36% | 50.22% | 14.36% | 25.72% | 21.16% | 53.12% | 16.07%
| Replacement |  |  |  | 17436.5138 | 10536.1476 | 1655.5576 | 4495.8464 | 2897.8847 | 63.14% | 9.921% | 26.94% | 16.62% | 19883.1796 | 11283.2622 | 2530.1726 | 5147.4631 | 3757.6012 | 59.51% | 13.34% | 27.15% | 18.9% | 19636.0019 | 9741.169 | 2500.4345 | 6571.9784 | 2820.9631 | 51.78% | 13.29% | 34.93% | 14.37% | 57.95% | 12.28% | 29.77% | 16.64%
| SCADA/Network control |  |  |  | 0 | 0 | 0 | 0 | 0 | 0% | 0% | 0% | 0% | 0 | 0 | 0 | 0 | 0 | 0% | 0% | 0% | 0% | 0 | 0 | 0 | 0 | 0 | 0% | 0% | 0% | 0% | 0% | 0% | 0% | 0%
| Non-network general assets - IT |  |  |  | 12827.6455 | 11064.1025 | 384.418 | -22.2305 | 0 | 96.83% | 3.364% | -0.1946% | 0% | 8587.3536 | 7359.1581 | 283.1554 | 0 | 0 | 96.29% | 3.705% | 0% | 0% | 8067.3697 | 7246.4506 | 40.8355 | 0 | 0 | 99.44% | 0.5604% | 0% | 0% | 52.3% | 27.83% | 19.87% | 0%
| Non-network general assets - Other |  |  |  | 3187.5894 | 0.39567 | 534.3472 | 2652.8465 | 0 | 0.01241% | 16.76% | 83.22% | 0% | 16028.388 | 11.5373 | 15880.7356 | 136.1152 | 0 | 0.07198% | 99.08% | 0.8492% | 0% | 1500.531 | 0 | 761.1501 | 739.3809 | 0 | 0% | 50.73% | 49.27% | 0% | 18.73% | 66.55% | 14.73% | 0%
| VBRC Calc |  |  |  | 0 | 0 | 0 | 0 | 0 | 0% | 0% | 0% | 0% | 0 | 0 | 0 | 0 | 0 | 0% | 0% | 0% | 0% | 33.3434 | 23.3266 | 1.3451 | 6.8761 | 5.3273 | 73.94% | 4.264% | 21.8% | 15.98% | 73.94% | 4.264% | 21.8% | 15.98%
| Land |  |  |  | 24630.534 | 0 | 0 | 24630.534 | 0 | 0% | 0% | 100% | 0% | 0 | 0 | 0 | 0 | 0 | 0% | 0% | 0% | 0% | 0 | 0 | 0 | 0 | 0 | 0% | 0% | 0% | 0% | 0% | 0% | 100% | 0%
| Total |  |  |  | 139459.7725 | 51536.9889 | 15279.8948 | 66860.8325 | 16688.2234 | 38.55% | 11.43% | 50.02% | 11.97% | 129695.6024 | 46544.4029 | 36945.1994 | 40741.1469 | 17696.9462 | 37.47% | 29.74% | 32.79% | 13.64% | 134350.1669 | 52364.6969 | 25438.3264 | 50531.9187 | 17928.3292 | 40.8% | 19.82% | 39.38% | 13.34% | 38.95% | 20.11% | 40.94% | 12.96%
[5 empty] | 0 | 0 | 0 | 0 | 0 | 0 | 0 | 0 | 0 | 0 | 0 | 0 | 0 | 0 | 0 | 0 | 0 | 0 | 0 | 0 | 0 | 0 | 0 | 0 | 0 | 0 | 0 | 0 | 0 | 0 | 0
Weightings Calculation by Asset Class |  |  |  |  | $000s | $000s | $000s | $000s | $000s | % | % | % | % | $000s | $000s | $000s | $000s | $000s | % | % | % | % | $000s | $000s | $000s | $000s | $000s | % | % | % | % | % | % | % | %
| Subtransmission |  |  | SCS | 26494.7568 | 10312.17 | 3852.3596 | 11150.4361 | 4482.1575 | 40.74% | 15.22% | 44.05% | 16.92% | 28442.9537 | 10160.6198 | 5698.2075 | 11362.0115 | 4791.5814 | 37.33% | 20.93% | 41.74% | 16.85% | 34058.6488 | 12009.3716 | 6786.4586 | 13829.4082 | 4900.024 | 36.81% | 20.8% | 42.39% | 14.39% | 38.14% | 19.18% | 42.67% | 15.93%
| Distribution system assets |  |  | SCS | 67556.4873 | 26294.0319 | 9822.7694 | 28431.4477 | 11428.6316 | 40.74% | 15.22% | 44.05% | 16.92% | 72524.0113 | 25907.6084 | 14529.3231 | 28970.9239 | 12217.6026 | 37.33% | 20.93% | 41.74% | 16.85% | 86842.9437 | 30621.5667 | 17304.1523 | 35262.3068 | 12494.1101 | 36.81% | 20.8% | 42.39% | 14.39% | 38.14% | 19.18% | 42.67% | 15.93%
| Standard metering |  |  | Standard metering | 0 | 0 | 0 | 0 | 0 | 0% | 0% | 0% | 0% | 0 | 0 | 0 | 0 | 0 | 0% | 0% | 0% | 0% | 0 | 0 | 0 | 0 | 0 | 0% | 0% | 0% | 0% | 0% | 0% | 0% | 0%
| Public lighting |  |  | Public lighting | 0 | 0 | 0 | 0 | 0 | 0% | 0% | 0% | 0% | 0 | 0 | 0 | 0 | 0 | 0% | 0% | 0% | 0% | 0 | 0 | 0 | 0 | 0 | 0% | 0% | 0% | 0% | 0% | 0% | 0% | 0%
| SCADA/Network control |  |  | SCADA/Network control | 4762.7596 | 3866.2888 | 686.0005 | 17.7987 | 777.4344 | 84.6% | 15.01% | 0.3895% | 16.32% | 4112.8958 | 3105.4793 | 553.7778 | 272.0963 | 687.7621 | 78.99% | 14.09% | 6.921% | 16.72% | 3847.3303 | 2463.9814 | 544.3848 | 693.9467 | 528.8678 | 66.55% | 14.7% | 18.74% | 13.75% | 77.32% | 14.62% | 8.062% | 15.67%
| Non-network general assets - IT |  |  | Non-network general assets - IT | 12827.6455 | 11064.1025 | 384.418 | -22.2305 | 0 | 96.83% | 3.364% | -0.1946% | 0% | 8587.3536 | 7359.1581 | 283.1554 | 0 | 0 | 96.29% | 3.705% | 0% | 0% | 8067.3697 | 7246.4506 | 40.8355 | 0 | 0 | 99.44% | 0.5604% | 0% | 0% | 52.3% | 27.83% | 19.87% | 0%
| Non-network general assets - Other |  |  | Non-network general assets - Other | 3187.5894 | 0.39567 | 534.3472 | 2652.8465 | 0 | 0.01241% | 16.76% | 83.22% | 0% | 16028.388 | 11.5373 | 15880.7356 | 136.1152 | 0 | 0.07198% | 99.08% | 0.8492% | 0% | 1500.531 | 0 | 761.1501 | 739.3809 | 0 | 0% | 50.73% | 49.27% | 0% | 18.73% | 66.55% | 14.73% | 0%
| VBRC |  |  | VBRC Calc | 0 | 0 | 0 | 0 | 0 | 0% | 0% | 0% | 0% | 0 | 0 | 0 | 0 | 0 | 0% | 0% | 0% | 0% | 33.3434 | 23.3266 | 1.3451 | 6.8761 | 5.3273 | 73.94% | 4.264% | 21.8% | 15.98% | 73.94% | 4.264% | 21.8% | 15.98%
| Supervisory cables |  |  | Supervisory cables | 0 | 0 | 0 | 0 | 0 | 0% | 0% | 0% | 0% | 0 | 0 | 0 | 0 | 0 | 0% | 0% | 0% | 0% | 0 | 0 | 0 | 0 | 0 | 0% | 0% | 0% | 0% | 0% | 0% | 0% | 0%
| Old SWER ACRs |  |  | Old SWER ACRs | 0 | 0 | 0 | 0 | 0 | 0% | 0% | 0% | 0% | 0 | 0 | 0 | 0 | 0 | 0% | 0% | 0% | 0% | 0 | 0 | 0 | 0 | 0 | 0% | 0% | 0% | 0% | 0% | 0% | 0% | 0%
| Land |  |  | Land | 24630.534 | 0 | 0 | 24630.534 | 0 | 0% | 0% | 100% | 0% | 0 | 0 | 0 | 0 | 0 | 0% | 0% | 0% | 0% | 0 | 0 | 0 | 0 | 0 | 0% | 0% | 0% | 0% | 0% | 0% | 100% | 0%
[5 empty] | 139459.7725 | 51536.9889 | 15279.8948 | 66860.8325 | 16688.2234 | 38.55% | 11.43% | 50.02% | 11.97% | 129695.6024 | 46544.4029 | 36945.1993 | 40741.1469 | 17696.9462 | 37.47% | 29.74% | 32.79% | 13.64% | 134350.1669 | 52364.6969 | 25438.3264 | 50531.9187 | 17928.3292 | 40.8% | 19.82% | 39.38% | 13.34% | 38.95% | 20.11% | 40.94% | 12.96%
[5 empty] | 0 | 0 | 0 | 0 | 0 | 0 | 0 | 0 | 0 | 0 | 0 | 0 | 0 | 0 | 0 | 0 | 0 | 0 | 0 | 0 | 0 | 0 | 0 | 0 | 0 | 0 | 0 | 0 | 0 | 0 | 0
Asset Class Weightings |  |  |  |  | $000s | [7 empty] | % | $000s | [7 empty] | % | $000s | [7 empty] | % |  |  |  | %
| Subtransmission |  |  |  | 21181.9379 | [7 empty] | 17.77% | 51198.6015 | [7 empty] | 41.35% | 35923.1403 | [7 empty] | 25.39% |  |  |  | 28.17%
| Distribution System Assets |  |  |  | 97993.1083 | [7 empty] | 82.23% | 72611.3973 | [7 empty] | 58.65% | 105548.8568 | [7 empty] | 74.61% |  |  |  | 71.83%
End of Sheet

## Calc¦Overheads
CP Consolidated Capex
Sheet: Calc¦Overheads
< Insert Sheet Description (if required) >
|  |  | 2015 | 2016 | 2017 | 2018 | 2019 | 2020 | 2021/22 | 2022/23 | 2023/24 | 2024/25 | 2025/26
Overheads applicable to EN Direct
Overhead Pool - 2018 Actual
| Standard Control Capitalised Overheads | $'000 | 2018: 17928.3292
|  | $'000 Jun2021 |  |  |  | 18986.8753 | 18986.8753 | 18986.8753 | 18986.8753 | 18986.8753 | 18986.8753 | 18986.8753 | 18986.8753
Rate of Change
| Forecast rate of change | [5 empty] | 3.675% | 3.675% | 3.675% | 2.139% | 2.08% | 1.999% | 1.914%
Forecast Overhead Pool
| Standard Control Capitalised Overheads | $'000 Jun2021 |  |  |  |  | 19684.7034 | 20408.1788 | 21158.2443 | 21610.801 | 22060.2487 | 22501.1427 | 22931.7769
Capex Base
Capex Base - No Escalation
| Network Capital Expenditure | $'000 Jun2021 |  |  |  |  | 141668.936 | 172571.7001 | 189523.6713 | 178904.7392 | 181188.0424 | 172023.9184 | 151554.2531
| OH Rate | % |  |  |  |  | 13.4% | 11% | 10.02% | 10.61% | 10.48% | 11.04% | 12.53%
Capex Base - With Escalation
| Network Capital Expenditure | $'000 Jun2021 |  |  |  |  | 141668.936 | 172571.7001 | 192233.0297 | 184554.7169 | 190114.2974 | 183014.4371 | 163277.8003
| OH Rate | % |  |  |  |  | 13.89% | 11.83% | 11.01% | 11.71% | 11.6% | 12.29% | 14.04%
End of Sheet

## Calc¦Consolidated Capex
CP Consolidated Capex
Sheet: Calc¦Consolidated Capex
< Insert Sheet Description (if required) >
| Function Code |  | Functional Category | Asset Class | 2015 | 2016 | 2017 | 2018 | 2019 | 2020 | 2021/22 | 2022/23 | 2023/24 | 2024/25 | 2025/26
Gross Capex - ENDirect - No Overheads |  |  |  |  | $'000 | $'000 | $'000 | $'000 | $'000 Jun2021 | $'000 Jun2021 | $'000 Jun2021 | $'000 Jun2021 | $'000 Jun2021 | $'000 Jun2021 | $'000 Jun2021
| 102 | Rural Projects < 50KVA | Connections | SCS | 957.724 | 1297.3281 | 2001.917 | 3169.1646 | 3757.431 | 3351.7407 | 2324.8039 | 2389.8211 | 2429.9699 | 2443.1532 | 2457.8345
| 103 | Urban Projects < 50KVA | Connections | SCS | 0 | 0 | 0 | 0 | 0 | 0 | 0 | 0 | 0 | 0 | 0
| 104 | Medium Density SubDivision | Connections | SCS | 39.44 | 0.26302 | 137.687 | 28.7727 | 0 | 0 | 44.9915 | 44.9915 | 44.9915 | 44.9915 | 44.9915
| 105 | Business Supply > 50KVA < 200KVA | Connections | SCS | 6082.5285 | 5963.0203 | 6700.4432 | 6821.604 | 8959.766 | 7029.9334 | 6754.9279 | 5377.9336 | 5407.8682 | 6006.5614 | 6134.464
| 106 | Business Supply > 200KVA | Connections | SCS | 10049.6099 | 8957.7561 | 7615.7094 | 10110.6019 | 8619.3124 | 8331.6887 | 9981.9609 | 9393.9853 | 9216.5333 | 9517.1424 | 9672.0819
| 107 | HV Connections | Connections | SCS | 1656.8574 | 4049.062 | 2428.1904 | 1369.5418 | 4223.8364 | 3342.9343 | 6882.8532 | 5134.9706 | 7364.8805 | 2905.0606 | 2905.0606
| 108 | Business SubDivisions | Connections | SCS | -30.4084 | 0 | 0 | 0 | 0 | 0 | 0 | 0 | 0 | 0 | 0
| 109 | U/G Service Pits Ex O/H Supply | Connections | SCS | 565.2176 | 3597.7309 | 5853.8016 | 5093.491 | 8366.5271 | 7111.4137 | 5910.4107 | 6075.9235 | 6178.1296 | 6211.6899 | 6249.0637
| 110 | Low Density SubDivisions | Connections | SCS | 0 | 0 | 0 | 0 | 0 | 0 | 0 | 0 | 0 | 0 | 0
| 111 | High Density Residential/Business | Connections | SCS | 24547.1207 | 18641.9595 | 18292.1219 | 25148.4893 | 28183.5928 | 24664.8315 | 20649.3306 | 19894.2894 | 21644.6122 | 22706.6273 | 22920.1743
| 112 | New Connection Meter Acc. | Metering Capex | Metering Services | 0 | 0 | 0 | 0 | 0 | 0 | 0 | 0 | 0 | 0 | 0
| 113 | New Connection Meter IMRO | Metering Capex | Metering Services | 0 | 0 | 0 | 0 | 0 | 0 | 0 | 0 | 0 | 0 | 0
| 114 | New Conn. Service/Materials | Connections | SCS | 273.0437 | 0 | 0 | 0 | 0 | 0 | 0 | 0 | 0 | 0 | 0
| 115 | New Conn. Servicing Labour | Connections | SCS | 2014.0709 | 0 | 0 | 0 | 0 | 0 | 0 | 0 | 0 | 0 | 0
| 116 | Recoverable Works | Connections | SCS | 12413.8883 | 25795.7587 | 23343.8552 | 25572.1171 | 23778.6306 | 34146.4588 | 39160.3222 | 36645.778 | 26492.5653 | 26668.6842 | 26745.2576
| 118 | CO Generation Projects | Connections | SCS | 65.3339 | 21.3813 | 40.8598 | 8.8829 | 5.7184 | 7.4473 | 28.9784 | 28.9784 | 28.9784 | 28.9784 | 28.9784
| 119 | Energy Efficient Public Lighting - New | Negotiated Capex | Negotiated Capex | 0 | 0 | 0 | 0 | 0 | 0 | 0 | 0 | 0 | 0 | 0
| 120 | Public Lighting - New | Negotiated Capex | Negotiated Capex | 0 | 0 | 0 | 0 | 0 | 0 | 0 | 0 | 0 | 0 | 0
| 121 | Docklands | Connections | SCS | 0 | 18.7517 | 554.6524 | 10.4696 | -561.1916 | 0 | 0 | 0 | 0 | 0 | 0
| 122 | Major Generation Projects | Connections | SCS | 0 | 0 | 0 | 0 | 0 | 0 | 0 | 0 | 0 | 0 | 0
| 123 | New Conn. Meter Install Acc. | Metering Opex | Connection Services | 0 | 0 | 0 | 0 | 0 | 0 | 0 | 0 | 0 | 0 | 0
| 124 | New Conn. Meter Install MRIM | Metering Opex | Connection Services | 0 | 0 | 0 | 0 | 0 | 0 | 0 | 0 | 0 | 0 | 0
| 125 | New Conn. Meter AMI | Metering Capex | Metering Services | 0 | 0 | 0 | 0 | 0 | 0 | 0 | 0 | 0 | 0 | 0
| 126 | New Conn. Meter Install AMI | Metering Opex | Connection Services | 0 | 0 | 0 | 0 | 0 | 0 | 0 | 0 | 0 | 0 | 0
| 130 | ACS services | Fee Based Opex | Ancillary Network Services | 0 | 0 | 0 | 0 | 0 | 0 | 0 | 0 | 0 | 0 | 0
| 131 | Consolidated line maintenance | Replacement | SCS | 3209.2827 | 4883.8012 | 4460.6828 | 3004.6051 | 3589.6726 | 5690.8709 | 0 | 0 | 0 | 0 | 0
| 132 | Replacement accumulation meter | Metering Capex | Metering Services | 0 | 0 | 0 | 0 | 0 | 0 | 0 | 0 | 0 | 0 | 0
| 133 | Replacement MRIM meter | Metering Capex | Metering Services | 0 | 0 | 0 | 0 | 0 | 0 | 0 | 0 | 0 | 0 | 0
| 134 | Replacement AMI meter & transformers | Metering Capex | Metering Services | 0 | 0 | 0 | 0 | 0 | 0 | 0 | 0 | 0 | 0 | 0
| 135 | Rollout AMI meter | Metering Capex | Metering Services | 0 | 0 | 0 | 0 | 0 | 0 | 0 | 0 | 0 | 0 | 0
| 136 | Rollout AMI meter install | Metering Capex | Metering Services | 0 | 0 | 0 | 0 | 0 | 0 | 0 | 0 | 0 | 0 | 0
| 137 | Replacement Meter Install AMI | Metering Capex | Metering Services | 0 | 0 | 0 | 0 | 0 | 0 | 0 | 0 | 0 | 0 | 0
| 138 | Replacement Meter & Install IMRO | Metering Capex | Metering Services | 0 | 0 | 0 | 0 | 0 | 0 | 0 | 0 | 0 | 0 | 0
| 139 | Maintenance Related Fault Capital | Replacement | SCS | 462.9057 | 37.0715 | -2375.8502 | 0 | 0 | 0 | 0 | 0 | 0 | 0 | 0
| 140 | Public Lighting - Replacement | Public lighting Capex | Public Lighting | 0 | 0 | 0 | 0 | 0 | 0 | 0 | 0 | 0 | 0 | 0
| 141 | Fault Related Capital | Replacement | SCS | 2057.8829 | 3516.7787 | 5251.1993 | 5590.7185 | 4188.9959 | 4600.4331 | 2002.3558 | 2103.3396 | 2204.3234 | 2305.3073 | 2406.2911
| 142 | Conductor Clearance | Replacement | SCS | 139.8131 | 15.1248 | -23.8245 | 0 | 0 | 0 | 0 | 0 | 0 | 0 | 0
| 143 | HV Switch Replacement | Replacement | SCS | 1855.4487 | 1614.5373 | 776.2826 | 700.4861 | 1613.9815 | 1991.5776 | 2557.9406 | 2883.1813 | 2669.8391 | 2306.3857 | 2306.3857
| 144 | Transformer Replacement | Replacement | SCS | 403.3281 | 258.8652 | 200.5054 | 644.848 | 679.1043 | 588.3228 | 354.2538 | 354.2538 | 354.2538 | 354.2538 | 405.3333
| 145 | HV Fuse Unit & Surge Divert. Repl. | Replacement | SCS | 620.8491 | 301.1291 | 309.7061 | 617.5487 | 935.6606 | 591.5985 | 715.2384 | 715.2384 | 715.2384 | 715.2384 | 715.2384
| 146 | Recoverable Works - Asset Damage | Quoted Opex | Ancillary Network Services | 0 | 0 | 0 | 0 | 0 | 0 | 0 | 0 | 0 | 0 | 0
| 147 | Pole Life Extension - Treatment | Replacement | SCS | 210.4319 | 0 | 0 | 0 | 0 | 0 | 1018.056 | 1018.056 | 1018.056 | 1018.056 | 1018.056
| 148 | Pole Replacement | Replacement | SCS | 1510.7594 | 391.9606 | 1785.229 | 29.3069 | 0 | 0 | 10993.6448 | 10993.6448 | 10993.6448 | 10993.6448 | 10993.6448
| 149 | Pole Life Extension - Staking | Replacement | SCS | 34.3803 | 0 | 0 | 0 | 0 | 0 | 0 | 0 | 0 | 0 | 0
| 150 | OH/UG Line Replacement | Replacement | SCS | 1651.8693 | 929.907 | 1412.0498 | 1759.1396 | 2223.8103 | 3805.8745 | 3502.8294 | 3502.8294 | 3502.8294 | 3502.8294 | 3502.8294
| 151 | Replacements Meter & Install Acc | Metering Capex | Metering Services | 0 | 0 | 0 | 0 | 0 | 0 | 0 | 0 | 0 | 0 | 0
| 152 | Neutral Screen Services | Replacement | SCS | 73.564 | 1.2604 | -1.9854 | 0 | 0 | 0 | 2574.0954 | 2574.0954 | 2574.0954 | 2574.0954 | 2574.0954
| 153 | Servicing Replacement | Connections | SCS | 1137.397 | 0 | 0 | 0 | 0 | 0 | 0 | 0 | 0 | 0 | 0
| 154 | Bird Cover Replacement | Replacement | SCS | 718.1498 | 0 | 0 | 0 | 223.4703 | 420.7834 | 429.9119 | 429.9119 | 429.9119 | 429.9119 | 429.9119
| 155 | Cross-arm Replacement | Replacement | SCS | 1096.1051 | 78.1449 | -123.0934 | 0 | 0 | 0 | 2859.3037 | 2859.3037 | 2859.3037 | 2859.3037 | 2859.3037
| 156 | ZSS - Major Plant Replacement | Replacement | SCADA/Network control | 1952.9005 | 2688.1724 | 2633.942 | 2558.7123 | 3254.5452 | 1606.5541 | 5081.8853 | 5055.8243 | 5107.9462 | 5212.19 | 5212.19
| 157 | Zone SubStation Plant Replacement | Replacement | SCS | 4509.6181 | 2688.6192 | 5231.7799 | 3400.2597 | 3161.8306 | 3946.7079 | 6491.4053 | 12498.3058 | 13498.986 | 12121.4103 | 14689.4202
| 158 | Safety Compliance | Replacement | SCS | 23.3937 | 34.0398 | 58.5758 | 0 | 0 | 1038.3422 | 112.8398 | 112.8398 | 112.8398 | 112.8398 | 112.8398
| 159 | TV Interference Replacement Capital | Augmentation | SCADA/Network control | 0 | 0 | 0 | 0 | 0 | 0 | 0 | 0 | 0 | 0 | 0
| 160 | Augmentation Lines | Augmentation | SCS | 1226.6642 | 624.2734 | 1002.3985 | 2190.89 | 1498.4403 | 1754.6196 | 8071.6402 | 7585.8997 | 7988.1535 | 7942.6153 | 8085.1263
| 161 | Augmentation of Zone SubStation | Augmentation | SCS | 11531.302 | 5645.9561 | 6888.5576 | 3939.9786 | 4706.6537 | 6413.3915 | 292.4039 | 106.2557 | 2018.8584 | 2225.3341 | 2816.5945
| 161L | Augmentation of Zone SubStation | Land | Land | 0 | 24630.534 | 0 | 0 | 0 | 0 | 0 | 0 | 0 | 0 | 0
| 162 | Network Development - Augment Dist. | Augmentation | SCS | 15657.4779 | 7604.7117 | 4711.7751 | 8199.6085 | 19897.7313 | 47010.3145 | 30802.5445 | 14088.3638 | 15058.5747 | 16170.4234 | 6417.1389
| 163 | Environment Management' | Replacement | SCS | 803.6419 | -24.6808 | 145.2219 | 1306.2617 | 2189.0498 | 2912.6944 | 14173.7069 | 14708.006 | 18921.2922 | 16940.8337 | 6517.372
| 164 | Bushfire Mitigation Augmentation | Replacement | SCS | 0 | 0 | 0 | 0 | 0 | 0 | 0 | 0 | 0 | 0 | 0
| 165 | LV Com. Multi Earth (CMEN) | Replacement | SCS | 0 | 0 | -10.725 | -179.1321 | -6.028 | 0 | 0 | 0 | 0 | 0 | 0
| 166 | Reliability Improvement - Automation | Augmentation | SCS | 14.8085 | 1.15 | 292.99 | 236.9162 | 575.4037 | 988.1527 | 0 | 0 | 0 | 0 | 0
| 167 | VBRC | VBRC Calc | VBRC Calc | 0 | 0 | 0 | 33.3434 | 6.1819 | 1067.3919 | 0 | 0 | 0 | 0 | 0
| 168 | Zone SubStation Automation | Augmentation | SCADA/Network control | 1760.8905 | 2074.5871 | 1478.9538 | 1288.618 | 2515.2864 | 1867.8861 | 3457.673 | 3759.878 | 2422.1447 | 3036.2342 | 3334.575
| 169 | Augmentation Connection Assets | Augmentation | SCS | 0 | 0 | 0 | 0 | 0 | -2279.1078 | 0 | 0 | 0 | 0 | 0
| 170 | Conductor Clearance | Replacement | SCS | 0 | 0 | 0 | 0 | 0 | 0 | 0 | 0 | 0 | 0 | 0
| 171 | SWER Augmentation | Connections | SCS | 0 | 0 | 0 | 0 | 0 | 0 | 0 | 0 | 0 | 0 | 0
| 172 | Supply Reliability Improvement Scheme | Replacement | SCS | 197.3411 | 7.0467 | 51.3032 | 111.105 | 42.2105 | 63.6463 | 0 | 0 | 0 | 0 | 0
| 174 | Pole Fire Mitigation | Replacement | SCS | 82.2384 | 14.7359 | 102.1805 | 92.1424 | 161.3502 | 0 | 0 | 0 | 0 | 0 | 0
| 175 | Metering Communications | Metering Capex | Metering Services | 0 | 0 | 0 | 0 | 0 | 0 | 0 | 0 | 0 | 0 | 0
| 176 | Communications installation | Metering Capex | Metering Services | 0 | 0 | 0 | 0 | 0 | 0 | 0 | 0 | 0 | 0 | 0
| 177 | CBD Security Supply | Augmentation | SCS | 1377.2447 | 3154.1437 | 4233.9984 | 12125.7137 | 4877.9616 | 505.1976 | 2293.3636 | 8568.8404 | 9929.222 | 4670.1223 | 0
| 200 | Computers | Non-network general assets - IT | Non-network general assets - IT | 20154.4742 | 12827.6455 | 8587.3536 | 8067.3697 | 13597.1569 | 15082.0251 | 24298.0965 | 19366.6465 | 22201.9544 | 16976.7423 | 9693.7693
| 205 | IT Metering Data Services | Metering Capex | Metering Services | 0 | 0 | 0 | 0 | 0 | 0 | 0 | 0 | 0 | 0 | 0
| 210 | General Equipment | Non-network general assets - Other | Non-network general assets - Other | 228.8526 | 65.2458 | 150.078 | 245.7304 | 449.4527 | 617.6835 | 242.1405 | 242.1405 | 242.1405 | 242.1405 | 242.1405
| 215 | General Equipment-AMI | Metering Capex | Metering Services | 0 | 0 | 0 | 0 | 0 | 0 | 0 | 0 | 0 | 0 | 0
| 220 | Office Furniture | Non-network general assets - Other | Non-network general assets - Other | 8.921 | 0 | 0 | 0 | 0 | 0 | 0 | 0 | 0 | 0 | 0
| 225 | Office Furniture-AMI | Metering Capex | Metering Services | 0 | 0 | 0 | 0 | 0 | 0 | 0 | 0 | 0 | 0 | 0
| 230 | Property | Non-network general assets - Other | Non-network general assets - Other | 19.8232 | 2663.9867 | 15835.5109 | 1170.8918 | 3128.6446 | 1635.1969 | 4760.0612 | 3886.3506 | 2823.8812 | 1952.0397 | 1952.0397
| 235 | Property-AMI | Metering Capex | Metering Services | 0 | 0 | 0 | 0 | 0 | 0 | 0 | 0 | 0 | 0 | 0
| 240 | Motor Vehicles | Non-network general assets - Other | Non-network general assets - Other | 229.1457 | 434.3744 | 42.799 | 83.9087 | 2606.095 | 4225.4002 | 1245.9974 | 1245.9974 | 830.665 | 415.3325 | 415.3325
| 245 | Motor Vehicles-AMI | Metering Capex | Metering Services | 0 | 0 | 0 | 0 | 0 | 0 | 0 | 0 | 0 | 0 | 0
| 260 | Intellectual Property | Non-network general assets - Other | Non-network general assets - Other | 0 | 0 | 0 | 0 | 0 | 0 | 0 | 0 | 0 | 0 | 0
| 270 | Communications | Non-network general assets - IT | Non-network general assets - IT | 513.3535 | 0 | 0 | 0 | 0 | 0 | 0 | 0 | 0 | 0 | 0
| 273 | Testing & Laboratory | Non-network general assets - Other | Non-network general assets - Other | 0 | 23.9825 | 0 | 0 | 0 | 0 | 0 | 0 | 0 | 0 | 0
| GROSS CAPITAL EXPENDITURE |  |  |  | 134108.6855 | 145530.1165 | 130076.8324 | 134552.1059 | 161450.2853 | 194132.0057 | 220069.9669 | 203645.8742 | 207286.6835 | 191610.1734 | 163857.535
Gross Capex - With Overheads |  |  |  |  | $'000 | $'000 | $'000 | $'000 | $'000 Jun2021 | $'000 Jun2021 | $'000 Jun2021 | $'000 Jun2021 | $'000 Jun2021 | $'000 Jun2021 | $'000 Jun2021
| 102 | Rural Projects < 50KVA | Connections | SCS | 1504.6344 | 1636.8677 | 2350.5243 | 3650.7017 | 4261.0126 | 3720.5097 | 2557.7076 | 2643.449 | 2684.6089 | 2712.8124 | 2765.7545
| 103 | Urban Projects < 50KVA | Connections | SCS | 0 | 0 | 0 | 0 | 0 | 0 | 0 | 0 | 0 | 0 | 0
| 104 | Medium Density SubDivision | Connections | SCS | 39.44 | 0.31423 | 160.175 | 30.8198 | 0 | 0 | 49.4988 | 49.7664 | 49.7062 | 49.9573 | 50.6281
| 105 | Business Supply > 50KVA < 200KVA | Connections | SCS | 8170.3236 | 6968.3986 | 7871.7802 | 7813.4742 | 10160.5794 | 7803.3886 | 7431.6506 | 5948.6851 | 5974.5641 | 6669.5264 | 6902.9961
| 106 | Business Supply > 200KVA | Connections | SCS | 13207.2614 | 10401.9008 | 8901.6508 | 11592.4249 | 9774.4972 | 9248.367 | 10981.9744 | 10390.9541 | 10182.343 | 10567.5823 | 10883.8104
| 107 | HV Connections | Connections | SCS | 2167.7705 | 4728.7399 | 2837.2405 | 1548.5254 | 4789.927 | 3710.7343 | 7572.3918 | 5679.9368 | 8136.6537 | 3225.7022 | 3269.0096
| 108 | Business SubDivisions | Connections | SCS | -37.7803 | 0 | 0 | 0 | 0 | 0 | 0 | 0 | 0 | 0 | 0
| 109 | U/G Service Pits Ex O/H Supply | Connections | SCS | 769.9825 | 4239.86 | 6818.1191 | 5812.5637 | 9487.833 | 7893.8335 | 6502.5279 | 6720.7516 | 6825.542 | 6897.2956 | 7031.953
| 110 | Low Density SubDivisions | Connections | SCS | 0 | 0 | 0 | 0 | 0 | 0 | 0 | 0 | 0 | 0 | 0
| 111 | High Density Residential/Business | Connections | SCS | 31842.9356 | 21491.1326 | 21342.8507 | 28735.1934 | 31960.8383 | 27378.5329 | 22718.0235 | 22005.6386 | 23912.7727 | 25212.8364 | 25791.6377
| 112 | New Connection Meter Acc. | Metering Capex | Metering Services | 0 | 0 | 0 | 0 | 0 | 0 | 0 | 0 | 0 | 0 | 0
| 113 | New Connection Meter IMRO | Metering Capex | Metering Services | 0 | 0 | 0 | 0 | 0 | 0 | 0 | 0 | 0 | 0 | 0
| 114 | New Conn. Service/Materials | Connections | SCS | 318.5116 | 0 | 0 | 0 | 0 | 0 | 0 | 0 | 0 | 0 | 0
| 115 | New Conn. Servicing Labour | Connections | SCS | 2348.8232 | 0 | 0 | 0 | 0 | 0 | 0 | 0 | 0 | 0 | 0
| 116 | Recoverable Works | Connections | SCS | 16638.6694 | 29443.2526 | 27411.8665 | 29201.7568 | 26965.5105 | 37903.3584 | 43083.4847 | 40534.9361 | 29268.7476 | 29612.1992 | 30095.9315
| 118 | CO Generation Projects | Connections | SCS | 99.1745 | 24.9347 | 48.2787 | 9.5077 | 6.4848 | 8.2667 | 31.8816 | 32.0539 | 32.0151 | 32.1769 | 32.6089
| 119 | Energy Efficient Public Lighting - New | Negotiated Capex | Negotiated Capex | 0 | 0 | 0 | 0 | 0 | 0 | 0 | 0 | 0 | 0 | 0
| 120 | Public Lighting - New | Negotiated Capex | Negotiated Capex | 0 | 0 | 0 | 0 | 0 | 0 | 0 | 0 | 0 | 0 | 0
| 121 | Docklands | Connections | SCS | 0 | 22.2453 | 635.2043 | 11.8409 | -636.4041 | 0 | 0 | 0 | 0 | 0 | 0
| 122 | Major Generation Projects | Connections | SCS | 0 | 0 | 0 | 0 | 0 | 0 | 0 | 0 | 0 | 0 | 0
| 123 | New Conn. Meter Install Acc. | Metering Opex | Connection Services | 0 | 0 | 0 | 0 | 0 | 0 | 0 | 0 | 0 | 0 | 0
| 124 | New Conn. Meter Install MRIM | Metering Opex | Connection Services | 0 | 0 | 0 | 0 | 0 | 0 | 0 | 0 | 0 | 0 | 0
| 125 | New Conn. Meter AMI | Metering Capex | Metering Services | 0 | 0 | 0 | 0 | 0 | 0 | 0 | 0 | 0 | 0 | 0
| 126 | New Conn. Meter Install AMI | Metering Opex | Connection Services | 0 | 0 | 0 | 0 | 0 | 0 | 0 | 0 | 0 | 0 | 0
| 130 | ACS services | Fee Based Opex | Ancillary Network Services | 0 | 0 | 0 | 0 | 0 | 0 | 0 | 0 | 0 | 0 | 0
| 131 | Consolidated line maintenance | Replacement | SCS | 4082.1178 | 5783.7499 | 5267.7784 | 3467.1826 | 4070.7707 | 6316.9982 | 0 | 0 | 0 | 0 | 0
| 132 | Replacement accumulation meter | Metering Capex | Metering Services | 0 | 0 | 0 | 0 | 0 | 0 | 0 | 0 | 0 | 0 | 0
| 133 | Replacement MRIM meter | Metering Capex | Metering Services | 0 | 0 | 0 | 0 | 0 | 0 | 0 | 0 | 0 | 0 | 0
| 134 | Replacement AMI meter & transformers | Metering Capex | Metering Services | 0 | 0 | 0 | 0 | 0 | 0 | 0 | 0 | 0 | 0 | 0
| 135 | Rollout AMI meter | Metering Capex | Metering Services | 0 | 0 | 0 | 0 | 0 | 0 | 0 | 0 | 0 | 0 | 0
| 136 | Rollout AMI meter install | Metering Capex | Metering Services | 0 | 0 | 0 | 0 | 0 | 0 | 0 | 0 | 0 | 0 | 0
| 137 | Replacement Meter Install AMI | Metering Capex | Metering Services | 0 | 0 | 0 | 0 | 0 | 0 | 0 | 0 | 0 | 0 | 0
| 138 | Replacement Meter & Install IMRO | Metering Capex | Metering Services | 0 | 0 | 0 | 0 | 0 | 0 | 0 | 0 | 0 | 0 | 0
| 139 | Maintenance Related Fault Capital | Replacement | SCS | 578.6549 | 42.2832 | -2375.8502 | 0 | 0 | 0 | 0 | 0 | 0 | 0 | 0
| 140 | Public Lighting - Replacement | Public lighting Capex | Public Lighting | 0 | 0 | 0 | 0 | 0 | 0 | 0 | 0 | 0 | 0 | 0
| 141 | Fault Related Capital | Replacement | SCS | 2649.0542 | 4109.35 | 6135.637 | 6413.7575 | 4750.4171 | 5106.5871 | 2202.9559 | 2326.5637 | 2435.3167 | 2559.752 | 2707.7538
| 142 | Conductor Clearance | Replacement | SCS | 183.48 | 17.0917 | -26.8655 | 0 | 0 | 0 | 0 | 0 | 0 | 0 | 0
| 143 | HV Switch Replacement | Replacement | SCS | 2383.0269 | 1870.8639 | 908.725 | 802.6703 | 1830.2919 | 2210.6971 | 2814.2004 | 3189.1687 | 2949.6141 | 2560.9495 | 2595.3322
| 144 | Transformer Replacement | Replacement | SCS | 488.5954 | 276.6432 | 234.1179 | 717.8649 | 770.1198 | 653.0519 | 389.7437 | 391.8502 | 391.3764 | 393.354 | 456.1138
| 145 | HV Fuse Unit & Surge Divert. Repl. | Replacement | SCS | 811.4204 | 355.0304 | 362.7555 | 708.2339 | 1061.0605 | 656.6881 | 786.8925 | 791.1455 | 790.189 | 794.1818 | 804.8442
| 146 | Recoverable Works - Asset Damage | Quoted Opex | Ancillary Network Services | 0 | 0 | 0 | 0 | 0 | 0 | 0 | 0 | 0 | 0 | 0
| 147 | Pole Life Extension - Treatment | Replacement | SCS | 262.08 | 0 | 0 | 0 | 0 | 0 | 1120.0469 | 1126.1006 | 1124.7391 | 1130.4223 | 1145.5991
| 148 | Pole Replacement | Replacement | SCS | 1954.9336 | 450.1453 | 1993.9145 | 33.4799 | 0 | 0 | 12095.011 | 12160.3828 | 12145.6798 | 12207.0514 | 12370.9401
| 149 | Pole Life Extension - Staking | Replacement | SCS | 43.9862 | 0 | 0 | 0 | 0 | 0 | 0 | 0 | 0 | 0 | 0
| 150 | OH/UG Line Replacement | Replacement | SCS | 2144.0671 | 1067.8572 | 1650.8459 | 2005.0842 | 2521.8517 | 4224.6087 | 3853.7501 | 3874.5791 | 3869.8943 | 3889.4488 | 3941.6675
| 151 | Replacements Meter & Install Acc | Metering Capex | Metering Services | 0 | 0 | 0 | 0 | 0 | 0 | 0 | 0 | 0 | 0 | 0
| 152 | Neutral Screen Services | Replacement | SCS | 91.4206 | 1.4243 | -2.2388 | 0 | 0 | 0 | 2831.9737 | 2847.2801 | 2843.8375 | 2858.2073 | 2896.5808
| 153 | Servicing Replacement | Connections | SCS | 1325.8552 | 0 | 0 | 0 | 0 | 0 | 0 | 0 | 0 | 0 | 0
| 154 | Bird Cover Replacement | Replacement | SCS | 943.2741 | 0 | 0 | 0 | 253.4205 | 467.0793 | 472.9813 | 475.5377 | 474.9627 | 477.3627 | 483.7717
| 155 | Cross-arm Replacement | Replacement | SCS | 1438.8664 | 88.307 | -138.805 | 0 | 0 | 0 | 3145.7547 | 3162.7571 | 3158.933 | 3174.895 | 3217.5203
| 156 | ZSS - Major Plant Replacement | Replacement | SCADA/Network control | 2387.1543 | 3128.1351 | 3076.9183 | 2928.2993 | 3690.7286 | 1783.3122 | 5590.9991 | 5592.3909 | 5643.213 | 5787.4775 | 5865.1786
| 157 | Zone SubStation Plant Replacement | Replacement | SCS | 5705.9947 | 3104.3919 | 6107.7317 | 3878.2541 | 3585.5882 | 4380.9369 | 7141.7278 | 13824.7311 | 14913.5582 | 13459.2923 | 16529.7261
| 158 | Safety Compliance | Replacement | SCS | 30.2491 | 38.3052 | 69.2021 | 0 | 0 | 1152.5839 | 124.1443 | 124.8153 | 124.6643 | 125.2943 | 126.9764
| 159 | TV Interference Replacement Capital | Augmentation | SCADA/Network control | 0 | 0 | 0 | 0 | 0 | 0 | 0 | 0 | 0 | 0 | 0
| 160 | Augmentation Lines | Augmentation | SCS | 1573.6194 | 726.9333 | 1170.045 | 2517.8413 | 1699.2655 | 1947.6683 | 8880.2739 | 8390.9791 | 8825.24 | 8819.2692 | 9098.0394
| 161 | Augmentation of Zone SubStation | Augmentation | SCS | 13260.784 | 6535.0168 | 7423.9801 | 4521.2564 | 5337.4529 | 7119.0128 | 321.6975 | 117.5325 | 2230.4166 | 2470.9519 | 3169.4604
| 161L | Augmentation of Zone SubStation | Land | Land | 0 | 24630.534 | 0 | 0 | 0 | 0 | 0 | 0 | 0 | 0 | 0
| 162 | Network Development - Augment Dist. | Augmentation | SCS | 20308.0942 | 8952.4642 | 5504.2144 | 9361.0375 | 22564.482 | 52182.5355 | 33888.4074 | 15583.5394 | 16636.5777 | 17955.209 | 7221.0848
| 163 | Environment Management' | Replacement | SCS | 1032.0491 | -23.084 | 171.1412 | 1477.4755 | 2482.4325 | 3233.1581 | 15593.6583 | 16268.9433 | 20904.0733 | 18810.6522 | 7333.8752
| 164 | Bushfire Mitigation Augmentation | Replacement | SCS | 0 | 0 | 0 | 0 | 0 | 0 | 0 | 0 | 0 | 0 | 0
| 165 | LV Com. Multi Earth (CMEN) | Replacement | SCS | 0 | 0 | 29.3585 | -208.1706 | -6.8359 | 0 | 0 | 0 | 0 | 0 | 0
| 166 | Reliability Improvement - Automation | Augmentation | SCS | 18.9803 | 1.3146 | 344.9503 | 270.5096 | 652.521 | 1096.8723 | 0 | 0 | 0 | 0 | 0
| 167 | VBRC | VBRC Calc | VBRC Calc | 0 | 0 | 0 | 38.6707 | 7.0105 | 1184.8297 | 0 | 0 | 0 | 0 | 0
| 168 | Zone SubStation Automation | Augmentation | SCADA/Network control | 2268.6865 | 2412.0588 | 1723.7396 | 1447.8988 | 2852.3922 | 2073.3968 | 3804.0698 | 4158.9078 | 2675.9636 | 3371.3538 | 3752.3341
| 169 | Augmentation Connection Assets | Augmentation | SCS | 0 | 0 | 0 | 0 | 0 | -2529.8623 | 0 | 0 | 0 | 0 | 0
| 170 | Conductor Clearance | Replacement | SCS | 0 | 0 | 0 | 0 | 0 | 0 | 0 | 0 | 0 | 0 | 0
| 171 | SWER Augmentation | Connections | SCS | 0 | 0 | 0 | 0 | 0 | 0 | 0 | 0 | 0 | 0 | 0
| 172 | Supply Reliability Improvement Scheme | Replacement | SCS | 254.3313 | 7.8224 | 58.9618 | 126.1761 | 47.8677 | 70.6488 | 0 | 0 | 0 | 0 | 0
| 174 | Pole Fire Mitigation | Replacement | SCS | 104.8097 | 16.0819 | 117.4525 | 106.6574 | 182.9748 | 0 | 0 | 0 | 0 | 0 | 0
| 175 | Metering Communications | Metering Capex | Metering Services | 0 | 0 | 0 | 0 | 0 | 0 | 0 | 0 | 0 | 0 | 0
| 176 | Communications installation | Metering Capex | Metering Services | 0 | 0 | 0 | 0 | 0 | 0 | 0 | 0 | 0 | 0 | 0
| 177 | CBD Security Supply | Augmentation | SCS | 1787.0869 | 3652.7384 | 4972.6366 | 13891.5466 | 5531.72 | 560.781 | 2523.1175 | 9478.2378 | 10969.715 | 5185.5798 | 0
| 200 | Computers | Non-network general assets - IT | Non-network general assets - IT | 20154.4742 | 12827.6455 | 8587.3536 | 8067.3697 | 13597.1569 | 15082.0251 | 24298.0965 | 19366.6465 | 22201.9544 | 16976.7423 | 9693.7693
| 205 | IT Metering Data Services | Metering Capex | Metering Services | 0 | 0 | 0 | 0 | 0 | 0 | 0 | 0 | 0 | 0 | 0
| 210 | General Equipment | Non-network general assets - Other | Non-network general assets - Other | 228.8526 | 65.2458 | 150.078 | 245.7304 | 449.4527 | 617.6835 | 242.1405 | 242.1405 | 242.1405 | 242.1405 | 242.1405
| 215 | General Equipment-AMI | Metering Capex | Metering Services | 0 | 0 | 0 | 0 | 0 | 0 | 0 | 0 | 0 | 0 | 0
| 220 | Office Furniture | Non-network general assets - Other | Non-network general assets - Other | 8.921 | 0 | 0 | 0 | 0 | 0 | 0 | 0 | 0 | 0 | 0
| 225 | Office Furniture-AMI | Metering Capex | Metering Services | 0 | 0 | 0 | 0 | 0 | 0 | 0 | 0 | 0 | 0 | 0
| 230 | Property | Non-network general assets - Other | Non-network general assets - Other | 19.8232 | 2663.9867 | 15835.5109 | 1170.8918 | 3128.6446 | 1635.1969 | 4760.0612 | 3886.3506 | 2823.8812 | 1952.0397 | 1952.0397
| 235 | Property-AMI | Metering Capex | Metering Services | 0 | 0 | 0 | 0 | 0 | 0 | 0 | 0 | 0 | 0 | 0
| 240 | Motor Vehicles | Non-network general assets - Other | Non-network general assets - Other | 229.1457 | 434.3744 | 42.799 | 83.9087 | 2606.095 | 4225.4002 | 1245.9974 | 1245.9974 | 830.665 | 415.3325 | 415.3325
| 245 | Motor Vehicles-AMI | Metering Capex | Metering Services | 0 | 0 | 0 | 0 | 0 | 0 | 0 | 0 | 0 | 0 | 0
| 260 | Intellectual Property | Non-network general assets - Other | Non-network general assets - Other | 0 | 0 | 0 | 0 | 0 | 0 | 0 | 0 | 0 | 0 | 0
| 270 | Communications | Non-network general assets - IT | Non-network general assets - IT | 513.3535 | 0 | 0 | 0 | 0 | 0 | 0 | 0 | 0 | 0 | 0
| 273 | Testing & Laboratory | Non-network general assets - Other | Non-network general assets - Other | 0 | 23.9825 | 0 | 0 | 0 | 0 | 0 | 0 | 0 | 0 | 0
| GROSS CAPITAL EXPENDITURE |  |  |  | 166336.9885 | 162218.3399 | 147773.7785 | 152480.4351 | 180437.1605 | 213118.881 | 239056.8422 | 222632.7495 | 226273.5588 | 210597.0487 | 182844.4103
End of Sheet | bar: 2015 to 2019

## Output¦Functional
CP Consolidated Capex
Sheet: Output¦Functional
< Insert Sheet Description (if required) >
|  | 2015 | 2016 | 2017 | 2018 | 2019 | 2020 | 2021/22 | 2022/23 | 2023/24 | 2024/25 | 2025/26
Capital Expenditure - No Escalation
Customer Contributions |  | $'M Jun2021 | $'M Jun2021 | $'M Jun2021 | $'M Jun2021 | $'M Jun2021 | $'M Jun2021 | $'M Jun2021 | $'M Jun2021 | $'M Jun2021 | $'M Jun2021 | $'M Jun2021
| Augmentation | 0 | 0 | 0 | 0 | 0 | 0 | 0 | 0 | 0 | 0 | 0
| Connections | 28.7607 | 48.8094 | 49.81 | 54.763 | 53.9762 | 60.4791 | 64.6644 | 60.1422 | 52.5321 | 51.1287 | 51.4776
| Replacement | 0 | 0 | 0 | 0 | 0 | 0 | 0 | 0 | 0 | 0 | 0
| SCADA/Network control | 0 | 0 | 0 | 0 | 0 | 0 | 0 | 0 | 0 | 0 | 0
| Non-network general assets - IT | 0 | 0 | 0 | 0 | 0 | 0 | 0 | 0 | 0 | 0 | 0
| Non-network general assets - Other | 0 | 0 | 0 | 0 | 0 | 0 | 0 | 0 | 0 | 0 | 0
| VBRC | 0 | 0 | 0 | 0 | 0 | 0 | 0 | 0 | 0 | 0 | 0
| REFCL | 0 | 0 | 0 | 0 | 0 | 0 | 0 | 0 | 0 | 0 | 0
| Land | 0 | 0 | 0 | 0 | 0 | 0 | 0 | 0 | 0 | 0 | 0
| Total | 28.7607 | 48.8094 | 49.81 | 54.763 | 53.9762 | 60.4791 | 64.6644 | 60.1422 | 52.5321 | 51.1287 | 51.4776
|  | 0 | 0 | 0 | 0 | 0 | 0 | 0 | 0 | 0 | 0 | 0
Gross Capital Expenditure - No Overheads |  | $'M Jun2021 | $'M Jun2021 | $'M Jun2021 | $'M Jun2021 | $'M Jun2021 | $'M Jun2021 | $'M Jun2021 | $'M Jun2021 | $'M Jun2021 | $'M Jun2021 | $'M Jun2021
| Augmentation | 35.2416 | 21.0667 | 20.2785 | 29.9231 | 34.0777 | 57.3278 | 44.9176 | 34.1092 | 37.417 | 34.0447 | 20.6534
| Connections | 66.7371 | 75.3608 | 72.9961 | 82.5997 | 85.3336 | 87.9864 | 91.7386 | 84.9867 | 78.8085 | 76.5329 | 77.1579
| Replacement | 24.1306 | 19.2271 | 21.6754 | 20.9733 | 22.2577 | 27.2574 | 52.8675 | 59.8088 | 64.9626 | 61.4463 | 53.7429
| SCADA/Network control | 0 | 0 | 0 | 0 | 0 | 0 | 0 | 0 | 0 | 0 | 0
| Non-network general assets - IT | 23.06 | 14.1436 | 9.349 | 8.6076 | 13.5972 | 15.082 | 24.2981 | 19.3666 | 22.202 | 16.9767 | 9.6938
| Non-network general assets - Other | 0.54308 | 3.5146 | 2.5362 | 1.601 | 6.1842 | 6.4783 | 6.2482 | 5.3745 | 3.8967 | 2.6095 | 2.6095
| VBRC | 0 | 0 | 0 | 0 | 0 | 0 | 0 | 0 | 0 | 0 | 0
| REFCL | 0 | 0 | 0 | 0 | 0 | 0 | 0 | 0 | 0 | 0 | 0
| Land | 0 | 27.1573 | 0 | 0 | 0 | 0 | 0 | 0 | 0 | 0 | 0
| Total | 149.7124 | 160.47 | 126.8352 | 143.7049 | 161.4503 | 194.132 | 220.07 | 203.6459 | 207.2867 | 191.6102 | 163.8575
|  | 2.8144e-14 | -2.0789e-14 | 0 | -1.8208e-14 | 0 | 0 | 0 | 0 | 0 | 0 | 0
Gross Capital Expenditure - With Overheads |  | $'M Jun2021 | $'M Jun2021 | $'M Jun2021 | $'M Jun2021 | $'M Jun2021 | $'M Jun2021 | $'M Jun2021 | $'M Jun2021 | $'M Jun2021 | $'M Jun2021 | $'M Jun2021
| Augmentation | 43.7565 | 24.5662 | 23.0145 | 34.195 | 38.6448 | 63.6352 | 49.4176 | 37.7292 | 41.3379 | 37.8024 | 23.2409
| Connections | 87.4696 | 87.0576 | 85.3292 | 94.3272 | 96.7703 | 97.667 | 100.9291 | 94.0062 | 87.067 | 84.9801 | 86.8243
| Replacement | 30.7606 | 22.4204 | 25.7375 | 23.9609 | 25.2407 | 30.2564 | 58.1638 | 66.1562 | 71.7701 | 68.2283 | 60.4759
| SCADA/Network control | 0 | 0 | 0 | 0 | 0 | 0 | 0 | 0 | 0 | 0 | 0
| Non-network general assets - IT | 23.06 | 14.1436 | 9.349 | 8.6076 | 13.5972 | 15.082 | 24.2981 | 19.3666 | 22.202 | 16.9767 | 9.6938
| Non-network general assets - Other | 0.54308 | 3.5146 | 2.5362 | 1.601 | 6.1842 | 6.4783 | 6.2482 | 5.3745 | 3.8967 | 2.6095 | 2.6095
| VBRC | 0 | 0 | 0 | 0 | 0 | 0 | 0 | 0 | 0 | 0 | 0
| REFCL | 0 | 0 | 0 | 0 | 0 | 0 | 0 | 0 | 0 | 0 | 0
| Land | 0 | 27.1573 | 0 | 0 | 0 | 0 | 0 | 0 | 0 | 0 | 0
| Total | 185.5898 | 178.8596 | 145.9664 | 162.6917 | 180.4372 | 213.1189 | 239.0568 | 222.6327 | 226.2736 | 210.597 | 182.8444
|  | 1.1341e-13 | 7.6328e-15 | 4.2633e-14 | -1.8208e-14 | 0 | 0 | 0 | 0 | 0 | 0 | 0
Net Capital Expenditure - With Overheads |  | $'M Jun2021 | $'M Jun2021 | $'M Jun2021 | $'M Jun2021 | $'M Jun2021 | $'M Jun2021 | $'M Jun2021 | $'M Jun2021 | $'M Jun2021 | $'M Jun2021 | $'M Jun2021
| Augmentation | 43.7565 | 24.5662 | 23.0145 | 34.195 | 38.6448 | 63.6352 | 49.4176 | 37.7292 | 41.3379 | 37.8024 | 23.2409
| Connections | 58.7089 | 38.2482 | 35.5191 | 39.5642 | 42.794 | 37.1879 | 36.2647 | 33.8639 | 34.5348 | 33.8514 | 35.3468
| Replacement | 30.7606 | 22.4204 | 25.7375 | 23.9609 | 25.2407 | 30.2564 | 58.1638 | 66.1562 | 71.7701 | 68.2283 | 60.4759
| SCADA/Network control | 0 | 0 | 0 | 0 | 0 | 0 | 0 | 0 | 0 | 0 | 0
| Non-network general assets - IT | 23.06 | 14.1436 | 9.349 | 8.6076 | 13.5972 | 15.082 | 24.2981 | 19.3666 | 22.202 | 16.9767 | 9.6938
| Non-network general assets - Other | 0.54308 | 3.5146 | 2.5362 | 1.601 | 6.1842 | 6.4783 | 6.2482 | 5.3745 | 3.8967 | 2.6095 | 2.6095
| VBRC | 0 | 0 | 0 | 0 | 0 | 0 | 0 | 0 | 0 | 0 | 0
| REFCL | 0 | 0 | 0 | 0 | 0 | 0 | 0 | 0 | 0 | 0 | 0
| Land | 0 | 27.1573 | 0 | 0 | 0 | 0 | 0 | 0 | 0 | 0 | 0
| Total | 156.8291 | 130.0503 | 96.1564 | 107.9287 | 126.4609 | 152.6397 | 174.3924 | 162.4905 | 173.7414 | 159.4683 | 131.3669
|  | 0 | 0 | 0 | 0 | 0 | 0 | 0 | 0 | 0 | 0 | 0
Capital Expenditure - With Escalation
Customer Contributions |  | $'M Jun2021 | $'M Jun2021 | $'M Jun2021 | $'M Jun2021 | $'M Jun2021 | $'M Jun2021 | $'M Jun2021 | $'M Jun2021 | $'M Jun2021 | $'M Jun2021 | $'M Jun2021
| Augmentation | 0 | 0 | 0 | 0 | 0 | 0 | 0 | 0 | 0 | 0 | 0
| Connections | 28.7607 | 48.8094 | 49.81 | 54.763 | 53.9762 | 60.4791 | 65.4892 | 61.8747 | 54.8916 | 54.0911 | 55.1278
| Replacement | 0 | 0 | 0 | 0 | 0 | 0 | 0 | 0 | 0 | 0 | 0
| SCADA/Network control | 0 | 0 | 0 | 0 | 0 | 0 | 0 | 0 | 0 | 0 | 0
| Non-network general assets - IT | 0 | 0 | 0 | 0 | 0 | 0 | 0 | 0 | 0 | 0 | 0
| Non-network general assets - Other | 0 | 0 | 0 | 0 | 0 | 0 | 0 | 0 | 0 | 0 | 0
| VBRC | 0 | 0 | 0 | 0 | 0 | 0 | 0 | 0 | 0 | 0 | 0
| REFCL | 0 | 0 | 0 | 0 | 0 | 0 | 0 | 0 | 0 | 0 | 0
| Land | 0 | 0 | 0 | 0 | 0 | 0 | 0 | 0 | 0 | 0 | 0
| Total | 28.7607 | 48.8094 | 49.81 | 54.763 | 53.9762 | 60.4791 | 65.4892 | 61.8747 | 54.8916 | 54.0911 | 55.1278
|  | 0 | 0 | 0 | 0 | 0 | 0 | 0 | 0 | 0 | 0 | 0
Gross Capital Expenditure - No Overheads |  | $'M Jun2021 | $'M Jun2021 | $'M Jun2021 | $'M Jun2021 | $'M Jun2021 | $'M Jun2021 | $'M Jun2021 | $'M Jun2021 | $'M Jun2021 | $'M Jun2021 | $'M Jun2021
| Augmentation | 35.2416 | 21.0667 | 20.2785 | 29.9231 | 34.0777 | 57.3278 | 45.6177 | 35.2468 | 39.3382 | 36.3314 | 22.3458
| Connections | 66.7371 | 75.3608 | 72.9961 | 82.5997 | 85.3336 | 87.9864 | 92.9087 | 87.4348 | 82.3482 | 80.9672 | 82.6291
| Replacement | 24.1306 | 19.2271 | 21.6754 | 20.9733 | 22.2577 | 27.2574 | 53.7066 | 61.8731 | 68.4279 | 65.7158 | 58.3029
| SCADA/Network control | 0 | 0 | 0 | 0 | 0 | 0 | 0 | 0 | 0 | 0 | 0
| Non-network general assets - IT | 23.06 | 14.1436 | 9.349 | 8.6076 | 13.5972 | 15.082 | 24.6218 | 19.9241 | 23.1881 | 17.9606 | 10.3795
| Non-network general assets - Other | 0.54308 | 3.5146 | 2.5362 | 1.601 | 6.1842 | 6.4783 | 6.2848 | 5.4437 | 3.9744 | 2.6772 | 2.6922
| VBRC | 0 | 0 | 0 | 0 | 0 | 0 | 0 | 0 | 0 | 0 | 0
| REFCL | 0 | 0 | 0 | 0 | 0 | 0 | 0 | 0 | 0 | 0 | 0
| Land | 0 | 27.1573 | 0 | 0 | 0 | 0 | 0 | 0 | 0 | 0 | 0
| Total | 149.7124 | 160.47 | 126.8352 | 143.7049 | 161.4503 | 194.132 | 223.1396 | 209.9225 | 217.2768 | 203.6522 | 176.3495
Gross Capital Expenditure - With Overheads |  | $'M Jun2021 | $'M Jun2021 | $'M Jun2021 | $'M Jun2021 | $'M Jun2021 | $'M Jun2021 | $'M Jun2021 | $'M Jun2021 | $'M Jun2021 | $'M Jun2021 | $'M Jun2021
| Augmentation | 43.7565 | 24.5662 | 23.0145 | 34.195 | 38.8127 | 64.1074 | 50.6387 | 39.3741 | 43.9028 | 40.7983 | 25.4842
| Connections | 87.4696 | 87.0576 | 85.3292 | 94.3272 | 97.1906 | 98.3916 | 103.1348 | 97.6732 | 91.9036 | 90.9219 | 94.234
| Replacement | 30.7606 | 22.4204 | 25.7375 | 23.9609 | 25.3503 | 30.4808 | 59.6178 | 69.1183 | 76.3681 | 73.7954 | 66.4914
| SCADA/Network control | 0 | 0 | 0 | 0 | 0 | 0 | 0 | 0 | 0 | 0 | 0
| Non-network general assets - IT | 23.06 | 14.1436 | 9.349 | 8.6076 | 13.5972 | 15.082 | 24.6218 | 19.9241 | 23.1881 | 17.9606 | 10.3795
| Non-network general assets - Other | 0.54308 | 3.5146 | 2.5362 | 1.601 | 6.1842 | 6.4783 | 6.2848 | 5.4437 | 3.9744 | 2.6772 | 2.6922
| VBRC | 0 | 0 | 0 | 0 | 0 | 0 | 0 | 0 | 0 | 0 | 0
| REFCL | 0 | 0 | 0 | 0 | 0 | 0 | 0 | 0 | 0 | 0 | 0
| Land | 0 | 27.1573 | 0 | 0 | 0 | 0 | 0 | 0 | 0 | 0 | 0
| Total | 185.5898 | 178.8596 | 145.9664 | 162.6917 | 181.135 | 214.5402 | 244.2979 | 231.5333 | 239.3371 | 226.1533 | 199.2813
|  | 0 | -0.021913 | 0.092089 | -0.1643 | -0.00094364 | -0.13133 | 0.087493 | 0.16509 | 0.32036 | 0.38904 | 0.27964
Net Capital Expenditure - With Overheads |  | $'M Jun2021 | $'M Jun2021 | $'M Jun2021 | $'M Jun2021 | $'M Jun2021 | $'M Jun2021 | $'M Jun2021 | $'M Jun2021 | $'M Jun2021 | $'M Jun2021 | $'M Jun2021
| Augmentation | 43.7565 | 24.5662 | 23.0145 | 34.195 | 38.8127 | 64.1074 | 50.6387 | 39.3741 | 43.9028 | 40.7983 | 25.4842
| Connections | 58.7089 | 38.2482 | 35.5191 | 39.5642 | 43.2144 | 37.9125 | 37.6456 | 35.7985 | 37.012 | 36.8308 | 39.1063
| Replacement | 30.7606 | 22.4204 | 25.7375 | 23.9609 | 25.3503 | 30.4808 | 59.6178 | 69.1183 | 76.3681 | 73.7954 | 66.4914
| SCADA/Network control | 0 | 0 | 0 | 0 | 0 | 0 | 0 | 0 | 0 | 0 | 0
| Non-network general assets - IT | 23.06 | 14.1436 | 9.349 | 8.6076 | 13.5972 | 15.082 | 24.6218 | 19.9241 | 23.1881 | 17.9606 | 10.3795
| Non-network general assets - Other | 0.54308 | 3.5146 | 2.5362 | 1.601 | 6.1842 | 6.4783 | 6.2848 | 5.4437 | 3.9744 | 2.6772 | 2.6922
| VBRC | 0 | 0 | 0 | 0 | 0 | 0 | 0 | 0 | 0 | 0 | 0
| REFCL | 0 | 0 | 0 | 0 | 0 | 0 | 0 | 0 | 0 | 0 | 0
| Land | 0 | 27.1573 | 0 | 0 | 0 | 0 | 0 | 0 | 0 | 0 | 0
| Total | 156.8291 | 130.0503 | 96.1564 | 107.9287 | 127.1588 | 154.061 | 178.8087 | 169.6586 | 184.4455 | 172.0622 | 144.1535
|  | 0 | 0 | 0 | 0 | 0 | 0 | 0 | 0 | 0 | 0 | 0
End of Sheet

## Output¦RFM
CP Consolidated Capex
Sheet: Output¦RFM
< Insert Sheet Description (if required) >
|  | 2015 | 2016 | 2017 | 2018 | 2019 | 2020 | 1H 2021
Capital Expenditure - Escalated $M Nominal
Gross Capital Expenditure - With Overheads | [7 empty] | $M | bar: 2015 to 2020
| Subtransmission | 66.4631 | 21.1931 | 50.493 | 35.9587 | 41.826 | 51.7934 | 28.687
| Distribution system assets | 76.7642 | 98.0443 | 71.5736 | 106.7975 | 106.6558 | 133.3595 | 73.1463
| Standard metering | 0 | 0 | 0 | 0 | 0 | 0 | 0
| Public lighting | 0 | 0 | 0 | 0 | 0 | 0 | 0
| SCADA/Network control | 2.2748 | 2.4141 | 1.7378 | 1.4501 | 6.304 | 3.8017 | 4.8186
| Non-network general assets - IT | 20.7232 | 12.8384 | 8.6572 | 8.0286 | 13.0436 | 14.7574 | 12.3109
| Non-network general assets - Other | 0.48805 | 3.1775 | 2.4765 | 1.5029 | 5.9324 | 6.3388 | 3.1424
| VBRC | 0 | 0 | 0 | 0.038731 | 0 | 0 | 0
| Supervisory cables | 0 | 0 | 0 | 0 | 0 | 0 | 0
| Old SWER ACRs | 0 | 0 | 0 | 0 | 0 | 0 | 0
| Land | 0 | 24.6643 | 0 | 0 | 0 | 0 | 0
| In-house software | 2019: 0; 2020: 0 | 0
[spare2]
[spare3]
[spare4]
| Total | 166.7133 | 162.3317 | 134.938 | 153.7766 | 173.7618 | 210.0508 | 122.1052
|  | -0.0082792 | 0.01783 | 0.1953 | 0.15514 | 0.00090523 | 0.1285
Customer Contributions | [7 empty] | $M | bar: 2015 to 2020
| Subtransmission | 11.4331 | 7.735 | 18.827 | 13.0256 | 14.5864 | 16.6706 | 9.2243
| Distribution system assets | 14.4023 | 36.5586 | 27.2487 | 38.6843 | 37.1925 | 42.5068 | 23.5203
| Standard metering | 0 | 0 | 0 | 0
| Public lighting | 0 | 0 | 0 | 0
| SCADA/Network control | 0 | 0 | 0 | 0
| Non-network general assets - IT | 0 | 0 | 0 | 0
| Non-network general assets - Other | 0 | 0 | 0 | 0
| VBRC | 0 | 0 | 0 | 0
| Supervisory cables | 0 | 0 | 0 | 0
| Old SWER ACRs | 0 | 0 | 0 | 0
| Land | 0 | 0 | 0 | 0
In-house software
[spare2]
[spare3]
[spare4]
| Total | 25.8354 | 44.2936 | 46.0757 | 51.7099 | 51.7788 | 59.1774 | 32.7446
|  | -9e-06 | 0 | 3.4334e-07 | 0 | 0 | 0
Disposals | bar: 2015 to 2020
Subtransmission | bar: 2015 to 2018
Distribution system assets | bar: 2015 to 2018
Standard metering | bar: 2015 to 2018
Public lighting | bar: 2015 to 2018
SCADA/Network control | bar: 2015 to 2018
Non-network general assets - IT | bar: 2015 to 2018
| Non-network general assets - Other | 0.10366 | 0.06466 | 0.41703 | 0.75274 | 0.41803 | 0.42639 | 0.21789
VBRC | bar: 2015 to 2018
Supervisory cables | bar: 2015 to 2018
Old SWER ACRs | bar: 2015 to 2018
Land | bar: 2015 to 2018
In-house software | bar: 2015 to 2018
[spare2] | bar: 2015 to 2018
[spare3] | bar: 2015 to 2018
[spare4] | bar: 2015 to 2018
| Total | 0.10366 | 0.06466 | 0.41703 | 0.75274 | 0.41803 | 0.42639 | 0.21789
Net Capital Expenditure - With Overheads | bar: 2015 to 2020
| Subtransmission | 55.0301 | 13.4581 | 31.6659 | 22.9331 | 27.2396 | 35.1228 | 19.4627
| Distribution system assets | 62.3619 | 61.4858 | 44.3249 | 68.1132 | 69.4633 | 90.8527 | 49.626
| Standard metering | 0 | 0 | 0 | 0 | 0 | 0 | 0
| Public lighting | 0 | 0 | 0 | 0 | 0 | 0 | 0
| SCADA/Network control | 2.2748 | 2.4141 | 1.7378 | 1.4501 | 6.304 | 3.8017 | 4.8186
| Non-network general assets - IT | 20.7232 | 12.8384 | 8.6572 | 8.0286 | 13.0436 | 14.7574 | 12.3109
| Non-network general assets - Other | 0.48805 | 3.1775 | 2.4765 | 1.5029 | 5.9324 | 6.3388 | 3.1424
| VBRC | 0 | 0 | 0 | 0.038731 | 0 | 0 | 0
| Supervisory cables | 0 | 0 | 0 | 0 | 0 | 0 | 0
| Old SWER ACRs | 0 | 0 | 0 | 0 | 0 | 0 | 0
| Land | 0 | 24.6643 | 0 | 0 | 0 | 0 | 0
| In-house software | 0 | 0 | 0 | 0 | 0 | 0 | 0
[spare2]
[spare3]
[spare4]
| Total | 140.878 | 118.0381 | 88.8623 | 102.0667 | 121.983 | 150.8735 | 89.3606
|  | 9e-06 | 0.019886 | -0.085186 | 0.15514 | 0.00090523 | 0.1285 | -0.043746
End of Sheet

## Output¦PTRM
CP Consolidated Capex
Sheet: Output¦PTRM
< Insert Sheet Description (if required) >
|  | 2021/22 | 2022/23 | 2023/24 | 2024/25 | 2025/26
Capital Expenditure - $M Jun2021
Gross Capital Expenditure - With Overheads |  | $M Jun2021 | $M Jun2021 | $M Jun2021 | $M Jun2021 | $M Jun2021
| Subtransmission | 57.374 | 55.1592 | 57.1845 | 54.9902 | 49.3933
| Distribution system assets | 146.2925 | 140.6452 | 145.8093 | 140.2143 | 125.9432
| Standard metering | 0 | 0 | 0 | 0 | 0
| Public lighting | 0 | 0 | 0 | 0 | 0
| SCADA/Network control | 9.6373 | 10.1961 | 8.8604 | 9.9221 | 10.5934
| Non-network general assets - IT | 3.8039 | 3.0781 | 3.5824 | 2.7748 | 1.6036
| Non-network general assets - Other | 6.2848 | 5.4437 | 3.9744 | 2.6772 | 2.6922
| VBRC | 0 | 0 | 0 | 0 | 0
| Supervisory cables | 0 | 0 | 0 | 0 | 0
| Old SWER ACRs | 0 | 0 | 0 | 0 | 0
| Land | 0 | 0 | 0 | 0 | 0
| In-house software | 20.8179 | 16.8459 | 19.6057 | 15.1858 | 8.776
[spare2]
[spare3]
[spare4]
| Total | 244.2104 | 231.3682 | 239.0167 | 225.7643 | 199.0016
|  | -0.087493 | -0.16509 | -0.32036 | -0.38904 | -0.27964
Customer Contributions |  | $M Jun2021 | $M Jun2021 | $M Jun2021 | $M Jun2021 | $M Jun2021
| Subtransmission | 18.4487 | 17.4304 | 15.4633 | 15.2378 | 15.5298
| Distribution system assets | 47.0405 | 44.4443 | 39.4283 | 38.8534 | 39.598
| Standard metering | 0 | 0 | 0 | 0 | 0
| Public lighting | 0 | 0 | 0 | 0 | 0
| SCADA/Network control | 0 | 0 | 0 | 0 | 0
| Non-network general assets - IT | 0 | 0 | 0 | 0 | 0
| Non-network general assets - Other | 0 | 0 | 0 | 0 | 0
| VBRC | 0 | 0 | 0 | 0 | 0
| Supervisory cables | 0 | 0 | 0 | 0 | 0
| Old SWER ACRs | 0 | 0 | 0 | 0 | 0
| Land | 0 | 0 | 0 | 0 | 0
| In-house software | 0 | 0 | 0 | 0 | 0
[spare2]
[spare3]
[spare4]
| Total | 65.4892 | 61.8747 | 54.8916 | 54.0911 | 55.1278
|  | 0 | 0 | 0 | 0 | 0
Disposals |  | $M Jun2021 | $M Jun2021 | $M Jun2021 | $M Jun2021 | $M Jun2021
Subtransmission
Distribution system assets
Standard metering
Public lighting
SCADA/Network control
Non-network general assets - IT
| Non-network general assets - Other | 0.43577 | 0.43577 | 0.43577 | 0.43577 | 0.43577
VBRC
Supervisory cables
Old SWER ACRs
Land
In-house software
[spare2]
[spare3]
[spare4]
| Total | 0.43577 | 0.43577 | 0.43577 | 0.43577 | 0.43577
Net Capital Expenditure - With Overheads |  | $M Jun2021 | $M Jun2021 | $M Jun2021 | $M Jun2021 | $M Jun2021
| Subtransmission | 38.9253 | 37.7287 | 41.7212 | 39.7524 | 33.8635
| Distribution system assets | 99.252 | 96.2009 | 106.381 | 101.3609 | 86.3453
| Standard metering | 0 | 0 | 0 | 0 | 0
| Public lighting | 0 | 0 | 0 | 0 | 0
| SCADA/Network control | 9.6373 | 10.1961 | 8.8604 | 9.9221 | 10.5934
| Non-network general assets - IT | 3.8039 | 3.0781 | 3.5824 | 2.7748 | 1.6036
| Non-network general assets - Other | 6.2848 | 5.4437 | 3.9744 | 2.6772 | 2.6922
| VBRC | 0 | 0 | 0 | 0 | 0
| Supervisory cables | 0 | 0 | 0 | 0 | 0
| Old SWER ACRs | 0 | 0 | 0 | 0 | 0
| Land | 0 | 0 | 0 | 0 | 0
| In-house software | 20.8179 | 16.8459 | 19.6057 | 15.1858 | 8.776
[spare2]
[spare3]
[spare4]
| Total | 178.7212 | 169.4935 | 184.1251 | 171.6732 | 143.8739
|  | -0.087493 | -0.16509 | -0.32036 | -0.38904 | -0.27964
End of Sheet