## Output_CP_Opex
CitiPower
Solar enablement
Output ($, 2020/21)
Forecast Opex ($'000, 2020/21)
|  |  | 2021/22 | 2022/23 | 2023/24 | 2024/25 | 2025/26 | Total
| Function Code | Service
| 200 | Total SCS (CitiPower) | 342.6195 | 266.3583 | 314.1365 | 144.6078 | 131.9633 | 1199.6855

## Output_VPN_IT
CitiPower
Solar enablement
Output ($, 2020/21)
Forecast direct IT capex ($'000, 2020/21)
|  |  | 2021/22 | 2021/22 | 2021/22 | 2022/23 | 2022/23 | 2022/23 | 2023/24 | 2023/24 | 2023/24 | 2024/25 | 2024/25 | 2024/25 | 2025/26 | 2025/26 | 2025/26 | 2021/22 | 2022/23 | 2023/24 | 2024/25 | 2025/26 | Total
| Function Code | Service | Labour | Materials | Contracts | Labour | Materials | Contracts | Labour | Materials | Contracts | Labour | Materials | Contracts | Labour | Materials | Contracts
| 200 | Total SCS (VPN) | 2088.9035 | 1563.657 | [13 empty] | 3652.5605 | 0 | 0 | 0 | 0 | 3652.5605

## Assumptions
CitiPower
Solar enablement
Assumptions
Assumption Types | Assumptions | Parameters | Area Applied
Real Discount rate: | 2.75%
Cost inputs are in: | 2019 | dollars (mid year)
|  |  | 2015 | 2016 | 2017 | 2018 | 2019 | 2020 | 2020/21
Dollars |  |  | Mid CY | Mid CY | Mid CY | Mid CY | Mid CY | Mid CY | End FY
CPI |  |  | Actual | Actual | Actual | Actual | Actual | Forecast | Forecast
Annual CPI - 12 months unlagged |  |  |  | 1.023% | 1.934% | 2.078% | 1.593% | 2% | 2.2%
Cumulative CPI from 2015 |  |  | 1 | 1.0102 | 1.0298 | 1.0512 | 1.0679 | 1.0893 | 1.1132
To convert from nominal: | 2019 | dollars (mid year)
To: | 2020/21 | dollars (end of FY)
Multiply by: | 1.0424

## Summary
CitiPower
Solar enablement
Summary inputs
Year |  | 2021/22 | 2022/23 | 2023/24 | 2024/25 | 2025/26 | Total
Number of transformers tapped |  | 89 | 79 | 100 | 48 | 45 | 361
Number of transformers augmented |  | 67 | 61 | 64 | 63 | 64 | 319
Cost ($2019)
Tap cost | 1914
Augment cost | 94649.3055
Summary ($2019)
Expenditure category | Item | 2021/22 | 2022/23 | 2023/24 | 2024/25 | 2025/26 | Total
IT capital investment | DVMS | 1051159.05 |  |  |  |  | 1051159.05
Operational expenditure | Tapping | 170346 | 151206 | 191400 | 91872 | 86130 | 690954
Network capex | Network investment | 6341503.4688 | 5773607.6358 | 6057555.5523 | 5962906.2468 | 6057555.5523 | 30193128.4559
Operational expenditure | Compliance program | 158325.3677 | 104308.7951 | 109947.919 | 46848.8087 | 40461.0241 | 459891.9146
Subtotal |  | 7721333.8865 | 6029122.4309 | 6358903.4713 | 6101627.0555 | 6184146.5764 | 32395133.4205
Total opex step change |  | 2021/22 | 2022/23 | 2023/24 | 2024/25 | 2025/26 | Total
Step change |  | 328671.3677 | 255514.7951 | 301347.919 | 138720.8087 | 126591.0241 | 1150845.9146
NPV
PV of benefits | 62087584.4772
PV costs | 29961155.1495
NPV | 32126429.3277

## Aug cost
CitiPower
Solar enablement
Augmentation Cost Calculations
LV augmentation
Year | No. of projects | Total cost | Average Cost ($2019)
2016 | 7 | 597170.4564 | 85310.0652
2017 | 9 | 896530.614 | 99614.5127
2018 | 7 | 411127.4021 | 58732.486
Total | 23 | 1904828.4724 | 82818.6292
Transformer and augmentation
Year | No. of projects | Total cost | Average Cost ($2019)
2016 | 2 | 208315.6749 | 104157.8375
2017 | 6 | 835726.5478 | 139287.758
2018 | 14 | 1357404.5793 | 96957.4699
Total | 22 | 2401446.802 | 109156.6728
Transformer Only
Year | No. of projects | Total cost | Average Cost ($2019)
2016 | 1 | 117011.8931 | 117011.8931
2017 | 2 | 119879.4967 | 59939.7483
2018 | 0 | 0 | 0
Total | 3 | 236891.3898 | 78963.7966
| No. of projects | Total cost | Average Cost ($2019)
| 48 | 4543166.6642 | 94649.3055

## DVMS
CitiPower
Solar enablement
DVMS Cost Calculations
Labour |  |  |  | days | average rate | $
| Proj Mgt / PMO Overhead |  |  | 250 | 917.1 | 229275
| Business Analysis |  |  | 240 | 917.1 | 220104
| SensorIQ Config |  |  | 160 | 917.1 | 146736
| Analytics Config |  |  | 250 | 917.1 | 229275
| IT/OT Integration Build |  |  | 160 | 917.1 | 146736
| Analytics Integration | Build |  | 160 | 917.1 | 146736
| SCADA Config/Commissioning |  |  | 380 | 917.1 | 348498
| Testing |  |  | 320 | 917.1 | 293472
| Deplyment Mgt |  |  | 85 | 917.1 | 77953.5
| Change Mgt/Training |  |  | 90 | 917.1 | 82539
| Support Transition |  |  | 90 | 917.1 | 82539
2003863.5
Software
| New Integration Software IT/OT + Yr 1 Support |  |  |  |  | 250000
| New DMS Integration software module + Yr 1 support |  |  |  |  | 250000 | 500000
Hardware
| H/ware for OT DVMS Engine |  |  |  |  | 500000
| H/Ware for OT Integration Zone |  |  |  |  | 250000
| H/Ware for Secured Analytics Gateway |  |  |  |  | 250000 | 1000000
3503863.5
|  | % Allocation | Total ($2019)
| Powercor | 70% | 2452704.45
| CitiPower | 30% | 1051159.05

## Compliance
CitiPower
Solar enablement
Non-Compliance Cost Calculations
Current non compliance (2019 customer numbers)
Greater that 1A export not configured | 6663
kW export greater than registered | 7166
kW export greater than inverster size for 81+ summer days | 1215
Total non-compliance VPN | Allocation | Amount
PAL | 70% | 5016.2
CP | 30% | 2149.8
Subtotal | 100% | 7166
Solar customer numbers (2019)
PAL | 129983
CP | 14320
Subtotal customer numbers | 144303
Non-compliant | 7166
Non-compliant % | 4.966%
Forecast non-compliance
CP | Customer numbers | Non compliance
2019 | 14319.6862 | 2149.8
2020 | 24448.0518 | 502.9685
2021 | 35868.2108 | 567.1182
2022 | 49841.675 | 693.9138
2023 | 64688.6471 | 737.2917
2024 | 69761.4818 | 251.9139
2025 | 73844.84 | 202.7771
Compliance and Monitoring ($ 2019)
FTE cost pa (inc on-costs and overheads) | 235000
FTE per hr | 130
FTEs |  | 2021/22 | 2022/23 | 2023/24 | 2024/25 | 2025/26
Implementation FTEs |  | 1 | 0 | 0 | 0 | 0
Maintenance FTEs |  | 0.2 | 0.2 | 0.2 | 0.2 | 0.2
Output
Year |  | 2021/22 | 2022/23 | 2023/24 | 2024/25 | 2025/26 | Total
Implementation |  | 70500 | 0 | 0 | 0 | 0 | 70500
Maintenance |  | 14100 | 14100 | 14100 | 14100 | 14100 | 70500
Adressing non-compliances |  | 73725.3677 | 90208.7951 | 95847.919 | 32748.8087 | 26361.0241 | 318891.9146
Subtotal |  | 158325.3677 | 104308.7951 | 109947.919 | 46848.8087 | 40461.0241 | 459891.9146

## Python Output
CitiPower
Solar enablement
Python outputs
transformer_id | solar_customers | tx_rating | PV_economic_benefits
106762137-020 | 22 | 500 | 213930.91
107340217-020 | 17 | 500 | 116456.7028
107824237-022 | 14 | 500 | 126734.8197
108731991-014 | 29 | 500 | 95723.6335
109340365-013 | 44 | 300 | 96429.2824
110031325-009 | 11 | 750 | 218064.2942
110229986-014 | 15 | 500 | 106895.4007
11026942-005 | 16 | 300 | 380241.9593
11027096-005 | 16 | 500 | 314065.4187
11027118-015 | 3 | 750 | 126105.3485
11027415-015 | 12 | 300 | 224167.516
11027690-014 | 25 | 300 | 474182.4694
11027833-020 | 31 | 500 | 378272.0974
11027855-037 | 26 | 500 | 191981.0037
11027888-011 | 16 | 200 | 110881.748
11028416-006 | 16 | 1000 | 402056.8198
11028438-015 | 9 | 750 | 102085.03
11028471-024 | 40 | 750 | 96313.732
11028582-019 | 9 | 300 | 130730.3835
11028637-004 | 10 | 750 | 183452.0582
11028648-004 | 9 | 300 | 163195.8178
11028725-005 | 5 | 400 | 287083.6172
11028846-033 | 8 | 750 | 168916.5705
11028879-002 | 5 | 400 | 248032.2441
11028923-006 | 8 | 300 | 153551.7508
11029000-006 | 7 | 500 | 123780.0581
11029022-006 | 10 | 300 | 261929.4764
11029088-006 | 6 | 1000 | 176798.3205
11029110-015 | 36 | 750 | 98251.2512
11029340-014 | 35 | 200 | 95016.8783
11029483-005 | 16 | 300 | 134004.2905
11029494-013 | 29 | 500 | 95895.8531
11029516-013 | 17 | 500 | 162967.1572
11029648-010 | 21 | 1000 | 124275.7291
11029681-001 | 38 | 300 | 95409.7524
11029692-018 | 20 | 500 | 163065.8381
11029835-018 | 17 | 300 | 112270.6238
11029945-029 | 26 | 400 | 97050.5725
11029956-028 | 25 | 400 | 202263.2527
11029967-029 | 28 | 300 | 273340.267
11030011-012 | 8 | 750 | 139364.3309
11030154-013 | 10 | 500 | 222816.4094
11030209-015 | 5 | 300 | 209099.5553
11030397-010 | 6 | 500 | 202303.9611
11030474-042 | 16 | 300 | 293736.8025
11030497-042 | 8 | 300 | 109168.3693
11030530-002 | 11 | 300 | 140775.5765
11030574-022 | 15 | 1000 | 354603.9037
11030828-028 | 35 | 300 | 374890.8293
11030982-005 | 35 | 300 | 95065.2224
11031290-019 | 17 | 300 | 132541.4012
11031466-011 | 17 | 300 | 203257.1349
11031477-011 | 14 | 500 | 162074.9239
11031576-037 | 9 | 400 | 117106.1412
11031686-038 | 10 | 750 | 233546.9632
11031862-014 | 16 | 300 | 149287.7306
11032236-022 | 36 | 300 | 95931.342
11032379-009 | 19 | 300 | 97393.4354
11032522-010 | 24 | 750 | 94937.8909
11032544-019 | 17 | 1000 | 162233.5953
11032555-010 | 21 | 500 | 273505.6305
11032819-033 | 13 | 300 | 114907.9949
11032907-037 | 33 | 500 | 97621.7763
11033105-013 | 18 | 400 | 173485.2926
11033138-006 | 26 | 500 | 334165.8634
11033182-014 | 45 | 300 | 96743.8504
11033193-014 | 32 | 200 | 94865.8584
11033281-003 | 17 | 300 | 97598.8169
11033314-015 | 27 | 300 | 351880.1902
11033490-009 | 8 | 400 | 117947.4928
11033611-005 | 42 | 500 | 98106.185
11033633-008 | 21 | 400 | 166350.3505
11033644-017 | 16 | 500 | 193083.8339
11033655-005 | 25 | 400 | 94892.0085
11033677-003 | 12 | 300 | 157114.7602
11033820-018 | 9 | 750 | 103257.8488
11034172-013 | 8 | 1500 | 258022.7495
11034194-008 | 10 | 400 | 280542.5659
11034216-008 | 27 | 750 | 465228.6487
11034315-008 | 17 | 300 | 223701.3324
11034348-005 | 21 | 300 | 97418.2817
11034645-005 | 8 | 300 | 131000.6416
11034678-011 | 12 | 400 | 147329.8996
11034777-016 | 13 | 200 | 149788.9776
11034997-013 | 18 | 300 | 99640.3975
11035030-006 | 24 | 500 | 144122.6808
11035063-006 | 33 | 500 | 224713.555
11035085-001 | 47 | 300 | 99265.6224
11035096-005 | 23 | 300 | 96162.2133
11035261-018 | 25 | 200 | 96190.7551
11035514-015 | 22 | 200 | 136374.4578
11035558-014 | 22 | 200 | 98245.6429
11037244-055 | 41 | 1500 | 98154.4119
11044376-051 | 25 | 500 | 124748.9824
11044663-041 | 23 | 1000 | 183079.3404
11044676-041 | 35 | 1000 | 344058.7479
11044715-041 | 18 | 1000 | 134550.7149
11044741-051 | 21 | 1000 | 324671.5173
11044934-041 | 31 | 1000 | 544588.98
11045011-066 | 23 | 1000 | 98268.9518
11053195-051 | 24 | 1000 | 162146.001
11054668-019 | 32 | 400 | 97217.1565
11054701-015 | 14 | 300 | 295046.2958
11055198-006 | 15 | 500 | 179653.5962
11055275-008 | 26 | 500 | 281223.0005
11055444-009 | 16 | 400 | 229984.2524
11055661-011 | 4 | 1000 | 126594.1549
11055707-007 | 10 | 750 | 97724.3205
11055853-033 | 29 | 400 | 340079.891
11056100-031 | 6 | 300 | 160921.8233
11056133-037 | 22 | 400 | 181291.4051
11056249-029 | 19 | 200 | 95012.791
11056497-031 | 10 | 1500 | 345194.1502
11056946-007 | 7 | 400 | 111583.9898
11056968-024 | 7 | 750 | 96051.1632
11057078-007 | 27 | 750 | 518823.3505
11057325-027 | 5 | 200 | 99693.8447
11057380-015 | 14 | 300 | 166978.7019
11057899-012 | 13 | 500 | 176466.7
11058064-019 | 11 | 400 | 176473.686
11058086-034 | 47 | 750 | 656280.9908
11058368-015 | 32 | 300 | 96776.955
11058611-005 | 44 | 300 | 155918.7439
11058831-005 | 18 | 300 | 98957.0147
11058906-002 | 32 | 300 | 99438.2113
11059082-002 | 55 | 500 | 359862.9985
11059093-002 | 28 | 1000 | 140428.1654
11059148-010 | 36 | 300 | 95137.4296
11059159-015 | 31 | 500 | 220874.4122
11059214-001 | 81 | 750 | 95213.0905
11059247-015 | 30 | 500 | 98004.9975
11059269-015 | 47 | 500 | 372945.7053
11059280-005 | 34 | 300 | 106885.8897
11059302-006 | 35 | 500 | 96269.2766
11059313-004 | 31 | 300 | 102922.5426
11059445-009 | 26 | 300 | 128963.8635
11059456-004 | 41 | 300 | 148465.6374
11059478-009 | 23 | 300 | 121727.5404
11059559-004 | 33 | 300 | 124647.0806
11059570-013 | 29 | 500 | 241632.7564
11059812-004 | 21 | 500 | 160973.1901
11059834-002 | 42 | 300 | 233292.9237
11059867-002 | 53 | 300 | 188050.4732
11059878-013 | 34 | 300 | 181050.3111
11059889-004 | 34 | 300 | 95656.2647
11059900-011 | 19 | 500 | 169637.8812
11059911-003 | 23 | 300 | 96591.7501
11059966-004 | 28 | 250 | 246368.2652
11060351-013 | 27 | 300 | 191891.5649
11060482-002 | 52 | 500 | 488520.0269
11060515-002 | 30 | 300 | 181223.4205
11060735-011 | 31 | 300 | 271593.1845
11061043-005 | 26 | 400 | 640015.4232
11061221-005 | 5 | 400 | 135069.0676
11061575-002 | 33 | 300 | 275593.8876
11061597-002 | 49 | 500 | 98140.1659
11061795-037 | 16 | 300 | 135316.5538
11062667-006 | 25 | 750 | 97231.9787
11062711-002 | 26 | 500 | 129767.571
11062833-011 | 29 | 750 | 504600.8764
11063047-007 | 20 | 400 | 426889.1618
11063345-006 | 15 | 300 | 207182.5351
11064678-012 | 21 | 750 | 319635.4143
11064733-001 | 13 | 500 | 169719.9757
11065754-005 | 33 | 400 | 223882.1011
11065860-009 | 51 | 2000 | 488515.9085
11066028-005 | 25 | 500 | 248911.1171
11066654-002 | 27 | 300 | 97371.6126
11067142-014 | 15 | 1000 | 97504.5951
11068034-021 | 8 | 500 | 114422.3943
11068100-009 | 15 | 500 | 138544.1941
11069901-002 | 37 | 500 | 243759.5784
11070158-001 | 6 | 300 | 171658.0566
11070496-023 | 9 | 2000 | 371586.6552
11071485-034 | 24 | 500 | 231747.7507
11071952-015 | 21 | 1000 | 150399.8571
11073250-014 | 60 | 1000 | 95977.6176
11073425-022 | 17 | 1000 | 96036.4769
11073886-025 | 12 | 1000 | 262189.2422
11074230-024 | 5 | 500 | 112374.582
11074293-021 | 6 | 1000 | 188981.9904
11074786-022 | 10 | 500 | 146439.4682
11075694-021 | 17 | 1000 | 345258.0575
11076340-028 | 35 | 500 | 96548.5456
11076521-009 | 71 | 1000 | 96979.1391
11076532-015 | 8 | 1500 | 150781.5728
11076811-003 | 31 | 500 | 97152.3745
11076830-011 | 10 | 400 | 151565.5144
11076852-015 | 15 | 1500 | 399606.5147
11077454-013 | 46 | 500 | 95488.8084
11077507-014 | 8 | 500 | 424573.3424
11077726-025 | 14 | 500 | 417833.2693
11077982-007 | 7 | 750 | 173290.2582
11078172-015 | 14 | 400 | 206525.8945
11078281-006 | 28 | 500 | 267218.6775
11078498-013 | 17 | 750 | 114377.9413
11078815-005 | 11 | 1000 | 347714.1128
11078852-006 | 10 | 2000 | 302512.561
11079079-006 | 30 | 500 | 95511.4975
11079101-001 | 14 | 1000 | 183750.6812
11079188-005 | 10 | 300 | 277933.7868
11079291-042 | 13 | 1000 | 318532.017
11079526-010 | 22 | 500 | 98803.4899
11079626-008 | 18 | 500 | 185986.928
11079929-022 | 23 | 400 | 372241.3367
11079987-006 | 14 | 750 | 193706.0003
11080017-005 | 19 | 400 | 101714.957
11080163-013 | 21 | 300 | 151607.2104
11080200-015 | 32 | 400 | 276343.8093
11080234-009 | 23 | 400 | 205820.14
11080249-019 | 17 | 500 | 176177.6038
11080489-014 | 22 | 400 | 128716.4006
11080500-001 | 22 | 1000 | 487963.7338
11080774-003 | 7 | 1000 | 173192.4031
11081296-011 | 4 | 1000 | 138168.9518
11081671-009 | 23 | 500 | 259477.9729
11082047-001 | 29 | 300 | 96216.3792
11082073-001 | 18 | 300 | 131446.6091
11082305-012 | 9 | 400 | 256426.9782
11082372-002 | 57 | 400 | 371625.3492
11082448-014 | 23 | 300 | 171273.5131
11082632-003 | 13 | 500 | 203189.2861
11082859-006 | 9 | 500 | 137762.9253
11082977-014 | 30 | 1000 | 96427.7193
11083050-007 | 73 | 500 | 94827.5809
11083198-007 | 11 | 500 | 134667.0014
110939926-014 | 17 | 315 | 118987.041
117447341-014 | 26 | 500 | 225666.0505
118557015-016 | 16 | 500 | 224877.7076
118640942-015 | 10 | 1000 | 125803.7774
118651887-005 | 22 | 500 | 159371.3957
119163669-006 | 13 | 500 | 183047.3875
120026800-005 | 21 | 400 | 299237.1078
120049578-004 | 11 | 500 | 257892.2053
120550282-014 | 30 | 750 | 96620.5312
120864255-015 | 40 | 500 | 213218.2456
122243546-008 | 21 | 500 | 251426.0532
128465746-002 | 11 | 1500 | 171790.0527
128969928-002 | 32 | 500 | 131787.6283
129151669-001 | 30 | 1000 | 143511.1534
129236826-015 | 23 | 500 | 142842.5872
129237016-004 | 33 | 500 | 220285.9336
129536986-003 | 6 | 500 | 112472.2706
132056308-021 | 52 | 500 | 94864.1866
139657681-002 | 7 | 500 | 108500.9818
139960207-002 | 27 | 1000 | 501364.8365
141037539-020 | 23 | 500 | 166140.78
143041371-009 | 6 | 500 | 162705.2515
145235671-011 | 11 | 500 | 116139.8577
15217266-022 | 15 | 500 | 151734.7504
152219366-002 | 26 | 500 | 204301.4595
153501063-010 | 37 | 500 | 95845.2227
153572090-033 | 18 | 1000 | 355447.9517
153649261-023 | 21 | 500 | 181532.6312
154129949-003 | 7 | 500 | 133637.4207
154584100-013 | 24 | 500 | 192458.1251
155426300-002 | 17 | 500 | 124206.7234
156967960-005 | 14 | 500 | 299336.6601
157057462-002 | 30 | 500 | 100938.3523
157210023-001 | 33 | 500 | 95607.9628
157467567-004 | 46 | 500 | 222076.0584
40614192-003 | 14 | 500 | 271464.7268
40729102-011 | 20 | 500 | 208180.1544
40934130-009 | 17 | 300 | 123737.7919
41028064-005 | 39 | 1000 | 95712.3354
41272719-006 | 11 | 500 | 163984.1034
41630598-033 | 16 | 1000 | 568493.8645
41948885-007 | 14 | 400 | 387842.1575
42009717-007 | 17 | 500 | 179436.8983
42010483-014 | 9 | 1500 | 189830.186
42284672-009 | 11 | 500 | 109887.0894
42306239-007 | 5 | 500 | 198845.8611
42391201-004 | 10 | 500 | 146284.2913
42414154-022 | 13 | 1500 | 174617.4912
42503972-014 | 32 | 500 | 95274.1898
42796414-013 | 33 | 500 | 197908.4302
45409150-012 | 13 | 500 | 129512.132
45810060-013 | 10 | 500 | 163095.9827
46701662-005 | 15 | 1000 | 99884.4373
52702465-014 | 18 | 1000 | 114443.8902
53902787-004 | 46 | 500 | 95841.6997
53933190-006 | 20 | 500 | 161724.4067
54021014-033 | 16 | 500 | 238907.9215
54701058-011 | 34 | 500 | 291235.9513
60800517-005 | 16 | 500 | 133455.4493
61934489-023 | 29 | 500 | 251379.4803
62819392-001 | 33 | 1000 | 269392.8604
63135589-029 | 37 | 500 | 300898.4522
63328977-009 | 18 | 500 | 148427.8322
63819231-001 | 16 | 500 | 113846.3898
63829260-024 | 12 | 500 | 208677.1544
63927776-014 | 36 | 500 | 298066.2829
63944992-016 | 7 | 500 | 106367.9254
64036859-012 | 19 | 500 | 184712.0829
64229384-013 | 33 | 500 | 110551.8113
64229623-003 | 11 | 500 | 124391.3999
64523042-022 | 34 | 1000 | 98391.016
64625947-015 | 27 | 500 | 521207.6144
64740856-010 | 16 | 500 | 264761.7111
66614882-005 | 12 | 500 | 264697.4295
72022336-004 | 7 | 500 | 118039.8347
73122840-023 | 9 | 400 | 339091.9087
73157704-001 | 20 | 500 | 161588.5021
73640339-013 | 185 | 500 | 97709.5702
74416803-011 | 23 | 500 | 98946.232
74533176-011 | 14 | 500 | 127467.7686
74717452-018 | 17 | 500 | 134618.6534
77025870-006 | 42 | 500 | 244136.4668
83738328-002 | 16 | 2000 | 512905.9611
83843225-006 | 40 | 500 | 272240.6696
84147667-022 | 10 | 500 | 166961.091
84436429-004 | 17 | 2000 | 114201.8461
87742826-015 | 26 | 1000 | 364185.4499
88229519-027 | 15 | 500 | 123025.5463
94045664-015 | 12 | 500 | 383183.4493
94636157-009 | 15 | 500 | 236989.2079
94636465-001 | 6 | 500 | 181713.5228
95239913-015 | 20 | 500 | 147883.7539
95445306-013 | 19 | 2000 | 159477.0407

## Depreciation
CitiPower
Solar enablement
Accelerated depreciation volumes
Percentage of sites with a transformer replaced | 52.08%
Average cost of new transformer replacement | 78963.7966
|  | 2021/22 | 2022/23 | 2023/24 | 2024/25 | 2025/26 | Total
Number of transformers replaced over forecast |  | 34.8958 | 31.7708 | 33.3333 | 32.8125 | 33.3333 | 166.1458

## Data
CitiPower
Solar enablement
Python Key Drivers Extract
percent_trips | season | solar_customers | transformer_id | trip_kwh_mean_esc | year
0% | 0 | 0 | 0 | 0 | 0
0% | summer | 21 | 11029648-010 | 0 | 2021/22
0.09119% | summer | 28 | 11029648-010 | 27.0573 | 2022/23
1.864% | summer | 35 | 11029648-010 | 742.6969 | 2023/24
6.146% | summer | 43 | 11029648-010 | 3224.8682 | 2024/25
26.94% | summer | 51 | 11029648-010 | 18213.1416 | 2025/26
41.22% | summer | 54 | 11029648-010 | 30670.7432 | 2026/27
55.85% | summer | 56 | 11029648-010 | 45654.0352 | 2027/28
55.85% | summer | 58 | 11029648-010 | 47284.5364 | 2028/29
68.42% | summer | 59 | 11029648-010 | 58924.613 | 2029/30
68.42% | summer | 60 | 11029648-010 | 59923.3353 | 2030/31
68.42% | summer | 60 | 11029648-010 | 59923.3353 | 2031/32
78.82% | summer | 62 | 11029648-010 | 71334.7392 | 2032/33
78.82% | summer | 64 | 11029648-010 | 73635.8599 | 2033/34
0% | winter | 21 | 11029648-010 | 0 | 2021/22
0% | winter | 28 | 11029648-010 | 0 | 2022/23
0.1504% | winter | 35 | 11029648-010 | 19.4519 | 2023/24
2.713% | winter | 43 | 11029648-010 | 462.0229 | 2024/25
24.59% | winter | 51 | 11029648-010 | 5394.0638 | 2025/26
39.54% | winter | 54 | 11029648-010 | 9550.0331 | 2026/27
54.54% | winter | 56 | 11029648-010 | 14469.5979 | 2027/28
54.54% | winter | 58 | 11029648-010 | 14986.3692 | 2028/29
67.27% | winter | 59 | 11029648-010 | 18803.7274 | 2029/30
67.27% | winter | 60 | 11029648-010 | 19122.4346 | 2030/31
67.27% | winter | 60 | 11029648-010 | 19122.4346 | 2031/32
77.88% | winter | 62 | 11029648-010 | 22877.0265 | 2032/33
77.88% | winter | 64 | 11029648-010 | 23614.9951 | 2033/34
0% | shoulder | 21 | 11029648-010 | 0 | 2021/22
0.2381% | shoulder | 28 | 11029648-010 | 75.1205 | 2022/23
2.959% | shoulder | 35 | 11029648-010 | 1254.0919 | 2023/24
7.857% | shoulder | 43 | 11029648-010 | 4384.308 | 2024/25
32.08% | shoulder | 51 | 11029648-010 | 23058.4457 | 2025/26
48.19% | shoulder | 54 | 11029648-010 | 38136.8152 | 2026/27
64.13% | shoulder | 56 | 11029648-010 | 55749.4622 | 2027/28
64.13% | shoulder | 58 | 11029648-010 | 57740.5145 | 2028/29
78.08% | shoulder | 59 | 11029648-010 | 71511.4385 | 2029/30
78.08% | shoulder | 60 | 11029648-010 | 72723.4967 | 2030/31
78.08% | shoulder | 60 | 11029648-010 | 72723.4967 | 2031/32
88.34% | shoulder | 62 | 11029648-010 | 85018.4654 | 2032/33
88.34% | shoulder | 64 | 11029648-010 | 87760.9965 | 2033/34
0.005365% | summer | 16 | 11029483-005 | 0.77441 | 2021/22
0.6378% | summer | 22 | 11029483-005 | 148.7049 | 2022/23
14.57% | summer | 28 | 11029483-005 | 4644.0323 | 2023/24
56.79% | summer | 35 | 11029483-005 | 24253.5213 | 2024/25
88.29% | summer | 42 | 11029483-005 | 49149.2242 | 2025/26
88.29% | summer | 44 | 11029483-005 | 53531.1038 | 2026/27
92.11% | summer | 46 | 11029483-005 | 61845.5524 | 2027/28
94.56% | summer | 48 | 11029483-005 | 66252.4537 | 2028/29
94.56% | summer | 49 | 11029483-005 | 67632.7131 | 2029/30
94.56% | summer | 50 | 11029483-005 | 69012.9726 | 2030/31
94.56% | summer | 50 | 11029483-005 | 69012.9726 | 2031/32
96.03% | summer | 51 | 11029483-005 | 71490.6309 | 2032/33
96.03% | summer | 52 | 11029483-005 | 72892.408 | 2033/34
0% | winter | 16 | 11029483-005 | 0 | 2021/22
0.26% | winter | 22 | 11029483-005 | 19.6728 | 2022/23
9.526% | winter | 28 | 11029483-005 | 985.7138 | 2023/24
51.78% | winter | 35 | 11029483-005 | 7178.8021 | 2024/25
95.8% | winter | 42 | 11029483-005 | 17308.6734 | 2025/26
95.8% | winter | 44 | 11029483-005 | 18851.8214 | 2026/27
98.86% | winter | 46 | 11029483-005 | 21545.6523 | 2027/28
99.78% | winter | 48 | 11029483-005 | 22691.9548 | 2028/29
99.78% | winter | 49 | 11029483-005 | 23164.7039 | 2029/30
99.78% | winter | 50 | 11029483-005 | 23637.4529 | 2030/31
99.78% | winter | 50 | 11029483-005 | 23637.4529 | 2031/32
99.96% | winter | 51 | 11029483-005 | 24152.6658 | 2032/33
99.96% | winter | 52 | 11029483-005 | 24626.2475 | 2033/34
0.01937% | shoulder | 16 | 11029483-005 | 2.9733 | 2021/22
1.041% | shoulder | 22 | 11029483-005 | 258.1177 | 2022/23
25.04% | shoulder | 28 | 11029483-005 | 8488.6198 | 2023/24
79.41% | shoulder | 35 | 11029483-005 | 36067.0391 | 2024/25
97.12% | shoulder | 42 | 11029483-005 | 57493.6884 | 2025/26
97.12% | shoulder | 44 | 11029483-005 | 62619.5155 | 2026/27
98.14% | shoulder | 46 | 11029483-005 | 70080.9972 | 2027/28
98.92% | shoulder | 48 | 11029483-005 | 73709.5627 | 2028/29
98.92% | shoulder | 49 | 11029483-005 | 75245.1786 | 2029/30
98.92% | shoulder | 50 | 11029483-005 | 76780.7945 | 2030/31
98.92% | shoulder | 50 | 11029483-005 | 76780.7945 | 2031/32
99.38% | shoulder | 51 | 11029483-005 | 78682.15 | 2032/33
99.38% | shoulder | 52 | 11029483-005 | 80224.9372 | 2033/34
0% | summer | 14 | 107824237-022 | 0 | 2021/22
0% | summer | 20 | 107824237-022 | 0 | 2022/23
0.7911% | summer | 26 | 107824237-022 | 234.1955 | 2023/24
17.89% | summer | 33 | 107824237-022 | 7204.6657 | 2024/25
85.76% | summer | 40 | 107824237-022 | 45465.8354 | 2025/26
85.76% | summer | 42 | 107824237-022 | 49631.8679 | 2026/27
93.63% | summer | 44 | 107824237-022 | 60134.259 | 2027/28
96.71% | summer | 46 | 107824237-022 | 64936.6268 | 2028/29
96.71% | summer | 47 | 107824237-022 | 66348.2926 | 2029/30
96.71% | summer | 48 | 107824237-022 | 67759.9584 | 2030/31
96.71% | summer | 48 | 107824237-022 | 67759.9584 | 2031/32
97.93% | summer | 49 | 107824237-022 | 70042.1715 | 2032/33
97.93% | summer | 50 | 107824237-022 | 71471.6035 | 2033/34
0% | winter | 14 | 107824237-022 | 0 | 2021/22
0.008236% | winter | 20 | 107824237-022 | 0.56656 | 2022/23
0.8571% | winter | 26 | 107824237-022 | 82.3504 | 2023/24
17.95% | winter | 33 | 107824237-022 | 2346.1526 | 2024/25
85.95% | winter | 40 | 107824237-022 | 14790.542 | 2025/26
85.95% | winter | 42 | 107824237-022 | 16145.7987 | 2026/27
95.67% | winter | 44 | 107824237-022 | 19944.5783 | 2027/28
98.99% | winter | 46 | 107824237-022 | 21573.5169 | 2028/29
98.99% | winter | 47 | 107824237-022 | 22042.5064 | 2029/30
98.99% | winter | 48 | 107824237-022 | 22511.4959 | 2030/31
98.99% | winter | 48 | 107824237-022 | 22511.4959 | 2031/32
99.85% | winter | 49 | 107824237-022 | 23181.2643 | 2032/33
99.85% | winter | 50 | 107824237-022 | 23654.3514 | 2033/34
0% | shoulder | 14 | 107824237-022 | 0 | 2021/22
0.01227% | shoulder | 20 | 107824237-022 | 2.7649 | 2022/23
1.105% | shoulder | 26 | 107824237-022 | 347.8864 | 2023/24
24.6% | shoulder | 33 | 107824237-022 | 10535.2761 | 2024/25
93.09% | shoulder | 40 | 107824237-022 | 52484.4361 | 2025/26
93.09% | shoulder | 42 | 107824237-022 | 57293.5827 | 2026/27
97.55% | shoulder | 44 | 107824237-022 | 66630.4468 | 2027/28
99.02% | shoulder | 46 | 107824237-022 | 70704.593 | 2028/29
99.02% | shoulder | 47 | 107824237-022 | 72241.6494 | 2029/30
99.02% | shoulder | 48 | 107824237-022 | 73778.7057 | 2030/31
99.02% | shoulder | 48 | 107824237-022 | 73778.7057 | 2031/32
99.56% | shoulder | 49 | 107824237-022 | 75732.0337 | 2032/33
99.56% | shoulder | 50 | 107824237-022 | 77277.5854 | 2033/34
0% | summer | 33 | 62819392-001 | 0 | 2021/22
0.02544% | summer | 45 | 62819392-001 | 12.1306 | 2022/23
1.219% | summer | 58 | 62819392-001 | 805.122 | 2023/24
10.11% | summer | 73 | 62819392-001 | 9006.3092 | 2024/25
72.91% | summer | 88 | 62819392-001 | 85035.6237 | 2025/26
81.1% | summer | 93 | 62819392-001 | 103923.8385 | 2026/27
87.2% | summer | 96 | 62819392-001 | 122195.2798 | 2027/28
90.71% | summer | 99 | 62819392-001 | 131077.6103 | 2028/29
93.07% | summer | 101 | 62819392-001 | 137212.0788 | 2029/30
94.41% | summer | 103 | 62819392-001 | 141943.0342 | 2030/31
94.41% | summer | 104 | 62819392-001 | 143321.1219 | 2031/32
95.58% | summer | 107 | 62819392-001 | 149279.3622 | 2032/33
96.29% | summer | 109 | 62819392-001 | 153199.2785 | 2033/34
0% | winter | 33 | 62819392-001 | 0 | 2021/22
0.02532% | winter | 45 | 62819392-001 | 3.9194 | 2022/23
1.768% | winter | 58 | 62819392-001 | 378.869 | 2023/24
10.26% | winter | 73 | 62819392-001 | 2966.6049 | 2024/25
67.95% | winter | 88 | 62819392-001 | 25723.592 | 2025/26
76.92% | winter | 93 | 62819392-001 | 31995.6954 | 2026/27
84.42% | winter | 96 | 62819392-001 | 38397.561 | 2027/28
89.53% | winter | 99 | 62819392-001 | 41994.7743 | 2028/29
93.84% | winter | 101 | 62819392-001 | 44904.555 | 2029/30
96.33% | winter | 103 | 62819392-001 | 47010.1573 | 2030/31
96.33% | winter | 104 | 62819392-001 | 47466.5666 | 2031/32
97.93% | winter | 107 | 62819392-001 | 49645.3652 | 2032/33
98.69% | winter | 109 | 62819392-001 | 50966.618 | 2033/34
0% | shoulder | 33 | 62819392-001 | 0 | 2021/22
0.001863% | shoulder | 45 | 62819392-001 | 0.94475 | 2022/23
1.154% | shoulder | 58 | 62819392-001 | 810.3427 | 2023/24
18.33% | shoulder | 73 | 62819392-001 | 17368.8588 | 2024/25
84.25% | shoulder | 88 | 62819392-001 | 104499.7732 | 2025/26
90.89% | shoulder | 93 | 62819392-001 | 123863.4927 | 2026/27
95% | shoulder | 96 | 62819392-001 | 141573.1235 | 2027/28
96.97% | shoulder | 99 | 62819392-001 | 149027.5334 | 2028/29
98.03% | shoulder | 101 | 62819392-001 | 153703.4895 | 2029/30
98.51% | shoulder | 103 | 62819392-001 | 157513.7892 | 2030/31
98.51% | shoulder | 104 | 62819392-001 | 159043.0493 | 2031/32
98.89% | shoulder | 107 | 62819392-001 | 164254.608 | 2032/33
99.09% | shoulder | 109 | 62819392-001 | 167663.0045 | 2033/34
2.634% | summer | 17 | 11029835-018 | 404.0091 | 2021/22
6.2% | summer | 22 | 11029835-018 | 1445.5187 | 2022/23
24.86% | summer | 28 | 11029835-018 | 7924.1807 | 2023/24
44.91% | summer | 34 | 11029835-018 | 18633.2362 | 2024/25
64.44% | summer | 40 | 11029835-018 | 34163.9818 | 2025/26
73.59% | summer | 42 | 11029835-018 | 42588.929 | 2026/27
81.71% | summer | 44 | 11029835-018 | 52480.1163 | 2027/28
81.71% | summer | 45 | 11029835-018 | 53672.8462 | 2028/29
81.71% | summer | 46 | 11029835-018 | 54865.5761 | 2029/30
88.61% | summer | 47 | 11029835-018 | 60794.1516 | 2030/31
88.61% | summer | 47 | 11029835-018 | 60794.1516 | 2031/32
88.61% | summer | 48 | 11029835-018 | 62087.6441 | 2032/33
88.61% | summer | 49 | 11029835-018 | 63381.1367 | 2033/34
0.0104% | winter | 17 | 11029835-018 | 0.51757 | 2021/22
0.1758% | winter | 22 | 11029835-018 | 13.3048 | 2022/23
1.58% | winter | 28 | 11029835-018 | 163.4865 | 2023/24
11.17% | winter | 34 | 11029835-018 | 1503.7571 | 2024/25
39.4% | winter | 40 | 11029835-018 | 6779.4495 | 2025/26
57.24% | winter | 42 | 11029835-018 | 10751.6953 | 2026/27
74.23% | winter | 44 | 11029835-018 | 15474.3542 | 2027/28
74.23% | winter | 45 | 11029835-018 | 15826.0441 | 2028/29
74.23% | winter | 46 | 11029835-018 | 16177.734 | 2029/30
86.04% | winter | 47 | 11029835-018 | 19158.9177 | 2030/31
86.04% | winter | 47 | 11029835-018 | 19158.9177 | 2031/32
86.04% | winter | 48 | 11029835-018 | 19566.5542 | 2032/33
86.04% | winter | 49 | 11029835-018 | 19974.1908 | 2033/34
1.242% | shoulder | 17 | 11029835-018 | 202.577 | 2021/22
3.331% | shoulder | 22 | 11029835-018 | 825.9105 | 2022/23
14.88% | shoulder | 28 | 11029835-018 | 5045.3735 | 2023/24
37.24% | shoulder | 34 | 11029835-018 | 16433.4069 | 2024/25
65.37% | shoulder | 40 | 11029835-018 | 36853.8814 | 2025/26
77.59% | shoulder | 42 | 11029835-018 | 47757.4509 | 2026/27
86.85% | shoulder | 44 | 11029835-018 | 59323.238 | 2027/28
86.85% | shoulder | 45 | 11029835-018 | 60671.4935 | 2028/29
86.85% | shoulder | 46 | 11029835-018 | 62019.7489 | 2029/30
92.26% | shoulder | 47 | 11029835-018 | 67314.6409 | 2030/31
92.26% | shoulder | 47 | 11029835-018 | 67314.6409 | 2031/32
92.26% | shoulder | 48 | 11029835-018 | 68746.8673 | 2032/33
92.26% | shoulder | 49 | 11029835-018 | 70179.0937 | 2033/34
1.223% | summer | 19 | 95445306-013 | 209.6112 | 2021/22
5.632% | summer | 32 | 95445306-013 | 1909.7782 | 2022/23
11.97% | summer | 44 | 95445306-013 | 5995.603 | 2023/24
45.22% | summer | 54 | 95445306-013 | 29796.8097 | 2024/25
71.12% | summer | 62 | 95445306-013 | 58445.514 | 2025/26
78.41% | summer | 64 | 95445306-013 | 69151.4432 | 2026/27
78.41% | summer | 65 | 95445306-013 | 74398.2357 | 2027/28
84.41% | summer | 66 | 95445306-013 | 81317.618 | 2028/29
84.41% | summer | 67 | 95445306-013 | 82549.7031 | 2029/30
84.41% | summer | 68 | 95445306-013 | 83781.7883 | 2030/31
84.41% | summer | 68 | 95445306-013 | 83781.7883 | 2031/32
89.29% | summer | 69 | 95445306-013 | 89935.2034 | 2032/33
89.29% | summer | 70 | 95445306-013 | 91238.6121 | 2033/34
0% | winter | 19 | 95445306-013 | 0 | 2021/22
0% | winter | 32 | 95445306-013 | 0 | 2022/23
1.678% | winter | 44 | 95445306-013 | 272.8479 | 2023/24
38.56% | winter | 54 | 95445306-013 | 8247.5621 | 2024/25
67.93% | winter | 62 | 95445306-013 | 18119.499 | 2025/26
76.2% | winter | 64 | 95445306-013 | 21810.7726 | 2026/27
76.2% | winter | 65 | 95445306-013 | 23465.6419 | 2027/28
81.58% | winter | 66 | 95445306-013 | 25508.9222 | 2028/29
81.58% | winter | 67 | 95445306-013 | 25895.4211 | 2029/30
81.58% | winter | 68 | 95445306-013 | 26281.9199 | 2030/31
81.58% | winter | 68 | 95445306-013 | 26281.9199 | 2031/32
86.36% | winter | 69 | 95445306-013 | 28231.2022 | 2032/33
86.36% | winter | 70 | 95445306-013 | 28640.35 | 2033/34
0.08224% | shoulder | 19 | 95445306-013 | 14.9903 | 2021/22
0.9605% | shoulder | 32 | 95445306-013 | 346.4095 | 2022/23
7.495% | shoulder | 44 | 95445306-013 | 3992.8456 | 2023/24
42.23% | shoulder | 54 | 95445306-013 | 29592.4186 | 2024/25
69.73% | shoulder | 62 | 95445306-013 | 60937.0909 | 2025/26
77.17% | shoulder | 64 | 95445306-013 | 72379.147 | 2026/27
77.17% | shoulder | 65 | 95445306-013 | 77870.8382 | 2027/28
82.57% | shoulder | 66 | 95445306-013 | 84598.9678 | 2028/29
82.57% | shoulder | 67 | 95445306-013 | 85880.7703 | 2029/30
82.57% | shoulder | 68 | 95445306-013 | 87162.5729 | 2030/31
82.57% | shoulder | 68 | 95445306-013 | 87162.5729 | 2031/32
87.56% | shoulder | 69 | 95445306-013 | 93784.2564 | 2032/33
87.56% | shoulder | 70 | 95445306-013 | 95143.4486 | 2033/34
0% | summer | 14 | 11079987-006 | 0 | 2021/22
0.2731% | summer | 25 | 11079987-006 | 72.3481 | 2022/23
33.62% | summer | 36 | 11079987-006 | 13779.297 | 2023/24
88.14% | summer | 48 | 11079987-006 | 51626.9663 | 2024/25
97.89% | summer | 59 | 11079987-006 | 76551.7702 | 2025/26
98.82% | summer | 62 | 11079987-006 | 84420.8568 | 2026/27
99.28% | summer | 64 | 11079987-006 | 92745.2574 | 2027/28
99.36% | summer | 66 | 11079987-006 | 95724.5941 | 2028/29
99.36% | summer | 67 | 11079987-006 | 97174.9667 | 2029/30
99.36% | summer | 68 | 11079987-006 | 98625.3394 | 2030/31
99.45% | summer | 69 | 11079987-006 | 100168.1012 | 2031/32
99.45% | summer | 71 | 11079987-006 | 103071.5244 | 2032/33
99.53% | summer | 73 | 11079987-006 | 106055.4816 | 2033/34
0% | winter | 14 | 11079987-006 | 0 | 2021/22
0.1091% | winter | 25 | 11079987-006 | 9.3843 | 2022/23
39.3% | winter | 36 | 11079987-006 | 5228.2596 | 2023/24
95.11% | winter | 48 | 11079987-006 | 18081.5631 | 2024/25
99.76% | winter | 59 | 11079987-006 | 25319.7694 | 2025/26
99.93% | winter | 62 | 11079987-006 | 27711.3987 | 2026/27
99.99% | winter | 64 | 11079987-006 | 30318.096 | 2027/28
100% | winter | 66 | 11079987-006 | 31269.6242 | 2028/29
100% | winter | 67 | 11079987-006 | 31743.4064 | 2029/30
100% | winter | 68 | 11079987-006 | 32217.1886 | 2030/31
100% | winter | 69 | 11079987-006 | 32690.9708 | 2031/32
100% | winter | 71 | 11079987-006 | 33638.5352 | 2032/33
100% | winter | 73 | 11079987-006 | 34586.0995 | 2033/34
0.00303% | shoulder | 14 | 11079987-006 | 0.40696 | 2021/22
0.3341% | shoulder | 25 | 11079987-006 | 94.1401 | 2022/23
38.13% | shoulder | 36 | 11079987-006 | 16621.106 | 2023/24
95.4% | shoulder | 48 | 11079987-006 | 59425.6192 | 2024/25
99.87% | shoulder | 59 | 11079987-006 | 83052.5359 | 2025/26
99.99% | shoulder | 62 | 11079987-006 | 90841.9712 | 2026/27
100% | shoulder | 64 | 11079987-006 | 99350.0262 | 2027/28
100% | shoulder | 66 | 11079987-006 | 102454.7145 | 2028/29
100% | shoulder | 67 | 11079987-006 | 104007.0587 | 2029/30
100% | shoulder | 68 | 11079987-006 | 105559.4028 | 2030/31
100% | shoulder | 69 | 11079987-006 | 107111.747 | 2031/32
100% | shoulder | 71 | 11079987-006 | 110216.4353 | 2032/33
100% | shoulder | 73 | 11079987-006 | 113321.1236 | 2033/34
0% | summer | 17 | 155426300-002 | 0 | 2021/22
0.01197% | summer | 23 | 155426300-002 | 2.9176 | 2022/23
0.9762% | summer | 29 | 155426300-002 | 322.3183 | 2023/24
16.93% | summer | 36 | 155426300-002 | 7438.3101 | 2024/25
68.86% | summer | 43 | 155426300-002 | 39247.3049 | 2025/26
68.86% | summer | 45 | 155426300-002 | 42701.1963 | 2026/27
80.43% | summer | 47 | 155426300-002 | 55175.9484 | 2027/28
80.43% | summer | 48 | 155426300-002 | 56349.9047 | 2028/29
87.46% | summer | 49 | 155426300-002 | 62558.4345 | 2029/30
87.46% | summer | 50 | 155426300-002 | 63835.1373 | 2030/31
87.46% | summer | 50 | 155426300-002 | 63835.1373 | 2031/32
87.46% | summer | 51 | 155426300-002 | 65111.84 | 2032/33
91.61% | summer | 52 | 155426300-002 | 69537.3095 | 2033/34
0% | winter | 17 | 155426300-002 | 0 | 2021/22
0.03737% | winter | 23 | 155426300-002 | 2.9562 | 2022/23
7.166% | winter | 29 | 155426300-002 | 767.9526 | 2023/24
41.73% | winter | 36 | 155426300-002 | 5949.9494 | 2024/25
85.43% | winter | 43 | 155426300-002 | 15803.3365 | 2025/26
85.43% | winter | 45 | 155426300-002 | 17194.0819 | 2026/27
92.91% | winter | 47 | 155426300-002 | 20688.5002 | 2027/28
92.91% | winter | 48 | 155426300-002 | 21128.681 | 2028/29
96.2% | winter | 49 | 155426300-002 | 22332.2006 | 2029/30
96.2% | winter | 50 | 155426300-002 | 22787.9598 | 2030/31
96.2% | winter | 50 | 155426300-002 | 22787.9598 | 2031/32
96.2% | winter | 51 | 155426300-002 | 23243.719 | 2032/33
97.75% | winter | 52 | 155426300-002 | 24082.9562 | 2033/34
0.01354% | shoulder | 17 | 155426300-002 | 2.2088 | 2021/22
0.2791% | shoulder | 23 | 155426300-002 | 72.3577 | 2022/23
6.215% | shoulder | 29 | 155426300-002 | 2182.2795 | 2023/24
36.19% | shoulder | 36 | 155426300-002 | 16909.4921 | 2024/25
77.55% | shoulder | 43 | 155426300-002 | 47001.8172 | 2025/26
77.55% | shoulder | 45 | 155426300-002 | 51138.1312 | 2026/27
85.93% | shoulder | 47 | 155426300-002 | 62694.6771 | 2027/28
85.93% | shoulder | 48 | 155426300-002 | 64028.6064 | 2028/29
92.51% | shoulder | 49 | 155426300-002 | 70366.8668 | 2029/30
92.51% | shoulder | 50 | 155426300-002 | 71802.9253 | 2030/31
92.51% | shoulder | 50 | 155426300-002 | 71802.9253 | 2031/32
92.51% | shoulder | 51 | 155426300-002 | 73238.9838 | 2032/33
96.52% | shoulder | 52 | 155426300-002 | 77912.9679 | 2033/34
0.02397% | summer | 16 | 63819231-001 | 3.459 | 2021/22
0.7241% | summer | 21 | 63819231-001 | 161.1426 | 2022/23
5.712% | summer | 27 | 63819231-001 | 1755.8696 | 2023/24
28.57% | summer | 33 | 63819231-001 | 11504.7441 | 2024/25
73.75% | summer | 39 | 63819231-001 | 38119.495 | 2025/26
73.75% | summer | 41 | 63819231-001 | 41663.1914 | 2026/27
87.81% | summer | 42 | 63819231-001 | 53833.6959 | 2027/28
87.81% | summer | 43 | 63819231-001 | 55115.4506 | 2028/29
87.81% | summer | 44 | 63819231-001 | 56397.2053 | 2029/30
92.58% | summer | 45 | 63819231-001 | 60811.6838 | 2030/31
92.58% | summer | 45 | 63819231-001 | 60811.6838 | 2031/32
92.58% | summer | 46 | 63819231-001 | 62163.0546 | 2032/33
92.58% | summer | 47 | 63819231-001 | 63514.4253 | 2033/34
0.0002147% | winter | 16 | 63819231-001 | 0.010058 | 2021/22
0.2423% | winter | 21 | 63819231-001 | 17.499 | 2022/23
3.542% | winter | 27 | 63819231-001 | 353.3787 | 2023/24
26.86% | winter | 33 | 63819231-001 | 3510.2579 | 2024/25
75.49% | winter | 39 | 63819231-001 | 12665.4824 | 2025/26
75.49% | winter | 41 | 63819231-001 | 13842.9016 | 2026/27
89.75% | winter | 42 | 63819231-001 | 17859.545 | 2027/28
89.75% | winter | 43 | 63819231-001 | 18284.7722 | 2028/29
89.75% | winter | 44 | 63819231-001 | 18709.9995 | 2029/30
95.5% | winter | 45 | 63819231-001 | 20361.0715 | 2030/31
95.5% | winter | 45 | 63819231-001 | 20361.0715 | 2031/32
95.5% | winter | 46 | 63819231-001 | 20813.5397 | 2032/33
95.5% | winter | 47 | 63819231-001 | 21266.008 | 2033/34
0.02867% | shoulder | 16 | 63819231-001 | 4.4002 | 2021/22
0.8637% | shoulder | 21 | 63819231-001 | 204.4125 | 2022/23
6.34% | shoulder | 27 | 63819231-001 | 2072.7714 | 2023/24
34.36% | shoulder | 33 | 63819231-001 | 14713.92 | 2024/25
81.39% | shoulder | 39 | 63819231-001 | 44741.2553 | 2025/26
81.39% | shoulder | 41 | 63819231-001 | 48900.5293 | 2026/27
92.6% | shoulder | 42 | 63819231-001 | 60371.3211 | 2027/28
92.6% | shoulder | 43 | 63819231-001 | 61808.7335 | 2028/29
92.6% | shoulder | 44 | 63819231-001 | 63246.1459 | 2029/30
96.53% | shoulder | 45 | 63819231-001 | 67429.3971 | 2030/31
96.53% | shoulder | 45 | 63819231-001 | 67429.3971 | 2031/32
96.53% | shoulder | 46 | 63819231-001 | 68927.8281 | 2032/33
96.53% | shoulder | 47 | 63819231-001 | 70426.2591 | 2033/34
0% | summer | 18 | 52702465-014 | 0 | 2021/22
0.02279% | summer | 26 | 52702465-014 | 6.2782 | 2022/23
0.1752% | summer | 34 | 52702465-014 | 67.8261 | 2023/24
1.168% | summer | 44 | 52702465-014 | 627.1636 | 2024/25
15.98% | summer | 54 | 52702465-014 | 11439.2585 | 2025/26
26.28% | summer | 57 | 52702465-014 | 20639.4717 | 2026/27
39.84% | summer | 59 | 52702465-014 | 34311.694 | 2027/28
53.14% | summer | 61 | 52702465-014 | 47319.8561 | 2028/29
53.14% | summer | 62 | 52702465-014 | 48095.5915 | 2029/30
53.14% | summer | 63 | 52702465-014 | 48871.3268 | 2030/31
65.64% | summer | 64 | 52702465-014 | 61320.5646 | 2031/32
65.64% | summer | 66 | 52702465-014 | 63236.8323 | 2032/33
78.16% | summer | 68 | 52702465-014 | 77576.7397 | 2033/34
0% | winter | 18 | 52702465-014 | 0 | 2021/22
0.01702% | winter | 26 | 52702465-014 | 1.5225 | 2022/23
0.1392% | winter | 34 | 52702465-014 | 17.4849 | 2023/24
1.441% | winter | 44 | 52702465-014 | 251.0809 | 2024/25
11.84% | winter | 54 | 52702465-014 | 2751.2127 | 2025/26
19.33% | winter | 57 | 52702465-014 | 4928.384 | 2026/27
30.87% | winter | 59 | 52702465-014 | 8627.9292 | 2027/28
45.6% | winter | 61 | 52702465-014 | 13178.1793 | 2028/29
45.6% | winter | 62 | 52702465-014 | 13394.215 | 2029/30
45.6% | winter | 63 | 52702465-014 | 13610.2507 | 2030/31
60.33% | winter | 64 | 52702465-014 | 18293.3254 | 2031/32
60.33% | winter | 66 | 52702465-014 | 18864.9919 | 2032/33
73.62% | winter | 68 | 52702465-014 | 23719.0012 | 2033/34
0% | shoulder | 18 | 52702465-014 | 0 | 2021/22
0.002671% | shoulder | 26 | 52702465-014 | 0.78275 | 2022/23
0.06303% | shoulder | 34 | 52702465-014 | 25.9499 | 2023/24
1.018% | shoulder | 44 | 52702465-014 | 581.2147 | 2024/25
11.33% | shoulder | 54 | 52702465-014 | 8620.3512 | 2025/26
21.19% | shoulder | 57 | 52702465-014 | 17698.0009 | 2026/27
35.18% | shoulder | 59 | 52702465-014 | 32222.5684 | 2027/28
50.39% | shoulder | 61 | 52702465-014 | 47713.5858 | 2028/29
50.39% | shoulder | 62 | 52702465-014 | 48495.7757 | 2029/30
50.39% | shoulder | 63 | 52702465-014 | 49277.9656 | 2030/31
64.56% | shoulder | 64 | 52702465-014 | 64141.7725 | 2031/32
64.56% | shoulder | 66 | 52702465-014 | 66146.2029 | 2032/33
77.5% | shoulder | 68 | 52702465-014 | 81811.6883 | 2033/34
0% | summer | 18 | 63328977-009 | 0 | 2021/22
0.0143% | summer | 24 | 63328977-009 | 3.6375 | 2022/23
0.5378% | summer | 31 | 63328977-009 | 189.8032 | 2023/24
35.43% | summer | 39 | 63328977-009 | 16863.5942 | 2024/25
87.99% | summer | 47 | 63328977-009 | 54812.5226 | 2025/26
92.92% | summer | 50 | 63328977-009 | 64018.9877 | 2026/27
92.92% | summer | 52 | 63328977-009 | 70529.3932 | 2027/28
95.61% | summer | 54 | 63328977-009 | 75363.1057 | 2028/29
95.61% | summer | 55 | 63328977-009 | 76758.7188 | 2029/30
97.35% | summer | 56 | 63328977-009 | 79578.2814 | 2030/31
97.35% | summer | 56 | 63328977-009 | 79578.2814 | 2031/32
97.35% | summer | 57 | 63328977-009 | 80999.3221 | 2032/33
97.35% | summer | 58 | 63328977-009 | 82420.3628 | 2033/34
0% | winter | 18 | 63328977-009 | 0 | 2021/22
0.01367% | winter | 24 | 63328977-009 | 1.1288 | 2022/23
0.5795% | winter | 31 | 63328977-009 | 66.3834 | 2023/24
40.04% | winter | 39 | 63328977-009 | 6185.5822 | 2024/25
90.45% | winter | 47 | 63328977-009 | 18288.8252 | 2025/26
94.99% | winter | 50 | 63328977-009 | 21242.7521 | 2026/27
94.99% | winter | 52 | 63328977-009 | 23403.032 | 2027/28
97.38% | winter | 54 | 63328977-009 | 24914.3062 | 2028/29
97.38% | winter | 55 | 63328977-009 | 25375.6823 | 2029/30
98.92% | winter | 56 | 63328977-009 | 26245.4781 | 2030/31
98.92% | winter | 56 | 63328977-009 | 26245.4781 | 2031/32
98.92% | winter | 57 | 63328977-009 | 26714.1473 | 2032/33
98.92% | winter | 58 | 63328977-009 | 27182.8166 | 2033/34
0% | shoulder | 18 | 63328977-009 | 0 | 2021/22
0.02008% | shoulder | 24 | 63328977-009 | 5.431 | 2022/23
0.8303% | shoulder | 31 | 63328977-009 | 311.6423 | 2023/24
48.12% | shoulder | 39 | 63328977-009 | 24354.2106 | 2024/25
95.18% | shoulder | 47 | 63328977-009 | 63055.6475 | 2025/26
97.24% | shoulder | 50 | 63328977-009 | 71251.7159 | 2026/27
97.24% | shoulder | 52 | 63328977-009 | 78497.6531 | 2027/28
98.47% | shoulder | 54 | 63328977-009 | 82547.638 | 2028/29
98.47% | shoulder | 55 | 63328977-009 | 84076.2979 | 2029/30
99.1% | shoulder | 56 | 63328977-009 | 86150.0908 | 2030/31
99.1% | shoulder | 56 | 63328977-009 | 86150.0908 | 2031/32
99.1% | shoulder | 57 | 63328977-009 | 87688.4853 | 2032/33
99.1% | shoulder | 58 | 63328977-009 | 89226.8797 | 2033/34
0.03627% | summer | 16 | 11035261-018 | 5.2353 | 2019/20
0.1754% | summer | 20 | 11035261-018 | 37.1661 | 2020/21
2.187% | summer | 25 | 11035261-018 | 622.4612 | 2021/22
6.764% | summer | 30 | 11035261-018 | 2476.2068 | 2022/23
37.48% | summer | 35 | 11035261-018 | 17386.2503 | 2023/24
63.39% | summer | 37 | 11035261-018 | 32317.0452 | 2024/25
63.39% | summer | 38 | 11035261-018 | 35159.4056 | 2025/26
63.39% | summer | 39 | 11035261-018 | 36084.6531 | 2026/27
82.33% | summer | 40 | 11035261-018 | 48069.5549 | 2027/28
82.33% | summer | 41 | 11035261-018 | 49271.2938 | 2028/29
82.33% | summer | 41 | 11035261-018 | 49271.2938 | 2029/30
82.33% | summer | 42 | 11035261-018 | 50473.0326 | 2030/31
90.39% | summer | 43 | 11035261-018 | 56733.3181 | 2031/32
0% | winter | 16 | 11035261-018 | 0 | 2019/20
0.04786% | winter | 20 | 11035261-018 | 3.2923 | 2020/21
1.092% | winter | 25 | 11035261-018 | 100.9191 | 2021/22
4.776% | winter | 30 | 11035261-018 | 567.5445 | 2022/23
30.86% | winter | 35 | 11035261-018 | 4645.8228 | 2023/24
53.18% | winter | 37 | 11035261-018 | 8801.0648 | 2024/25
53.18% | winter | 38 | 11035261-018 | 9575.1392 | 2025/26
53.18% | winter | 39 | 11035261-018 | 9827.1166 | 2026/27
74.01% | winter | 40 | 11035261-018 | 14025.0524 | 2027/28
74.01% | winter | 41 | 11035261-018 | 14375.6787 | 2028/29
74.01% | winter | 41 | 11035261-018 | 14375.6787 | 2029/30
74.01% | winter | 42 | 11035261-018 | 14726.305 | 2030/31
85.44% | winter | 43 | 11035261-018 | 17406.018 | 2031/32
0.0354% | shoulder | 16 | 11035261-018 | 5.433 | 2019/20
0.1409% | shoulder | 20 | 11035261-018 | 31.7596 | 2020/21
2.493% | shoulder | 25 | 11035261-018 | 754.7884 | 2021/22
7.106% | shoulder | 30 | 11035261-018 | 2766.458 | 2022/23
31.43% | shoulder | 35 | 11035261-018 | 15505.6306 | 2023/24
47.88% | shoulder | 37 | 11035261-018 | 25962.1791 | 2024/25
47.88% | shoulder | 38 | 11035261-018 | 28245.614 | 2025/26
47.88% | shoulder | 39 | 11035261-018 | 28988.9197 | 2026/27
66.16% | shoulder | 40 | 11035261-018 | 41083.0282 | 2027/28
66.16% | shoulder | 41 | 11035261-018 | 42110.1039 | 2028/29
66.16% | shoulder | 41 | 11035261-018 | 42110.1039 | 2029/30
66.16% | shoulder | 42 | 11035261-018 | 43137.1796 | 2030/31
81.77% | shoulder | 43 | 11035261-018 | 54578.9495 | 2031/32
0% | summer | 21 | 11071952-015 | 0 | 2021/22
0.4969% | summer | 28 | 11071952-015 | 147.4556 | 2022/23
2.918% | summer | 36 | 11071952-015 | 1195.9177 | 2023/24
18.16% | summer | 45 | 11071952-015 | 9971.4237 | 2024/25
49.58% | summer | 54 | 11071952-015 | 35484.75 | 2025/26
59.64% | summer | 57 | 11071952-015 | 46840.3387 | 2026/27
69.51% | summer | 59 | 11071952-015 | 59863.1403 | 2027/28
76.66% | summer | 61 | 11071952-015 | 68256.6318 | 2028/29
76.66% | summer | 62 | 11071952-015 | 69375.593 | 2029/30
76.66% | summer | 63 | 11071952-015 | 70494.5542 | 2030/31
76.66% | summer | 63 | 11071952-015 | 70494.5542 | 2031/32
82.93% | summer | 65 | 11071952-015 | 78687.2458 | 2032/33
87.4% | summer | 67 | 11071952-015 | 85473.8582 | 2033/34
0% | winter | 21 | 11071952-015 | 0 | 2021/22
0.1243% | winter | 28 | 11071952-015 | 11.9678 | 2022/23
1.347% | winter | 36 | 11071952-015 | 179.2131 | 2023/24
14.42% | winter | 45 | 11071952-015 | 2570.2778 | 2024/25
39.47% | winter | 54 | 11071952-015 | 9170.1317 | 2025/26
47.42% | winter | 57 | 11071952-015 | 12087.8759 | 2026/27
57.46% | winter | 59 | 11071952-015 | 16061.5123 | 2027/28
66.91% | winter | 61 | 11071952-015 | 19336.9126 | 2028/29
66.91% | winter | 62 | 11071952-015 | 19653.9112 | 2029/30
66.91% | winter | 63 | 11071952-015 | 19970.9097 | 2030/31
66.91% | winter | 63 | 11071952-015 | 19970.9097 | 2031/32
74.91% | winter | 65 | 11071952-015 | 23069.6362 | 2032/33
82.58% | winter | 67 | 11071952-015 | 26213.4786 | 2033/34
0.04453% | shoulder | 21 | 11071952-015 | 8.9717 | 2021/22
1.237% | shoulder | 28 | 11071952-015 | 390.4689 | 2022/23
6.039% | shoulder | 36 | 11071952-015 | 2632.3819 | 2023/24
30.59% | shoulder | 45 | 11071952-015 | 17864.0565 | 2024/25
67.65% | shoulder | 54 | 11071952-015 | 51487.8658 | 2025/26
79.05% | shoulder | 57 | 11071952-015 | 66031.0076 | 2026/27
88.43% | shoulder | 59 | 11071952-015 | 80995.4008 | 2027/28
93.61% | shoulder | 61 | 11071952-015 | 88644.8292 | 2028/29
93.61% | shoulder | 62 | 11071952-015 | 90098.0232 | 2029/30
93.61% | shoulder | 63 | 11071952-015 | 91551.2171 | 2030/31
93.61% | shoulder | 63 | 11071952-015 | 91551.2171 | 2031/32
96.72% | shoulder | 65 | 11071952-015 | 97595.8053 | 2032/33
98.13% | shoulder | 67 | 11071952-015 | 102059.7425 | 2033/34
0.5027% | summer | 13 | 11073425-022 | 58.9474 | 2020/21
1.592% | summer | 17 | 11073425-022 | 286.8752 | 2021/22
11.69% | summer | 22 | 11073425-022 | 2927.188 | 2022/23
24.89% | summer | 27 | 11073425-022 | 8199.3564 | 2023/24
59.08% | summer | 32 | 11073425-022 | 25058.4001 | 2024/25
72.29% | summer | 34 | 11073425-022 | 33868.2275 | 2025/26
72.29% | summer | 35 | 11073425-022 | 36932.5761 | 2026/27
72.29% | summer | 36 | 11073425-022 | 37987.7925 | 2027/28
82.13% | summer | 37 | 11073425-022 | 44355.3734 | 2028/29
82.13% | summer | 38 | 11073425-022 | 45554.1672 | 2029/30
82.13% | summer | 38 | 11073425-022 | 45554.1672 | 2030/31
82.13% | summer | 39 | 11073425-022 | 46752.9611 | 2031/32
87.6% | summer | 40 | 11073425-022 | 51149.0929 | 2032/33
0.2007% | winter | 13 | 11073425-022 | 7.6406 | 2020/21
1.215% | winter | 17 | 11073425-022 | 71.0529 | 2021/22
12.18% | winter | 22 | 11073425-022 | 990.1166 | 2022/23
26.17% | winter | 27 | 11073425-022 | 2799.1599 | 2023/24
59.72% | winter | 32 | 11073425-022 | 8220.6894 | 2024/25
71.65% | winter | 34 | 11073425-022 | 10896.2184 | 2025/26
71.65% | winter | 35 | 11073425-022 | 11882.0926 | 2026/27
71.65% | winter | 36 | 11073425-022 | 12221.5809 | 2027/28
80.67% | winter | 37 | 11073425-022 | 14141.0347 | 2028/29
80.67% | winter | 38 | 11073425-022 | 14523.2248 | 2029/30
80.67% | winter | 38 | 11073425-022 | 14523.2248 | 2030/31
80.67% | winter | 39 | 11073425-022 | 14905.4149 | 2031/32
85.67% | winter | 40 | 11073425-022 | 16235.0246 | 2032/33
0.9762% | shoulder | 13 | 11073425-022 | 121.7506 | 2020/21
3.594% | shoulder | 17 | 11073425-022 | 688.498 | 2021/22
23.82% | shoulder | 22 | 11073425-022 | 6344.688 | 2022/23
42.16% | shoulder | 27 | 11073425-022 | 14771.0692 | 2023/24
72.08% | shoulder | 32 | 11073425-022 | 32511.6051 | 2024/25
83.17% | shoulder | 34 | 11073425-022 | 41437.296 | 2025/26
83.17% | shoulder | 35 | 11073425-022 | 45186.4831 | 2026/27
83.17% | shoulder | 36 | 11073425-022 | 46477.5254 | 2027/28
91.14% | shoulder | 37 | 11073425-022 | 52347.408 | 2028/29
91.14% | shoulder | 38 | 11073425-022 | 53762.2029 | 2029/30
91.14% | shoulder | 38 | 11073425-022 | 53762.2029 | 2030/31
91.14% | shoulder | 39 | 11073425-022 | 55176.9977 | 2031/32
95.32% | shoulder | 40 | 11073425-022 | 59189.5411 | 2032/33
1.783% | summer | 18 | 11082073-001 | 289.5355 | 2021/22
3.999% | summer | 24 | 11082073-001 | 1016.9779 | 2022/23
8.356% | summer | 30 | 11082073-001 | 2854.0839 | 2023/24
23.64% | summer | 37 | 11082073-001 | 10673.342 | 2024/25
71.19% | summer | 44 | 11082073-001 | 41519.1056 | 2025/26
71.19% | summer | 46 | 11082073-001 | 45127.2937 | 2026/27
82.76% | summer | 48 | 11082073-001 | 57986.8779 | 2027/28
89.21% | summer | 50 | 11082073-001 | 65108.0422 | 2028/29
89.21% | summer | 51 | 11082073-001 | 66410.203 | 2029/30
89.21% | summer | 52 | 11082073-001 | 67712.3639 | 2030/31
89.21% | summer | 52 | 11082073-001 | 67712.3639 | 2031/32
92.63% | summer | 53 | 11082073-001 | 71664.4463 | 2032/33
92.63% | summer | 54 | 11082073-001 | 73016.6056 | 2033/34
0.3726% | winter | 18 | 11082073-001 | 19.6359 | 2021/22
2.866% | winter | 24 | 11082073-001 | 236.5826 | 2022/23
11.65% | winter | 30 | 11082073-001 | 1291.8214 | 2023/24
30.16% | winter | 37 | 11082073-001 | 4420.0984 | 2024/25
67.02% | winter | 44 | 11082073-001 | 12686.5252 | 2025/26
67.02% | winter | 46 | 11082073-001 | 13789.0387 | 2026/27
79.62% | winter | 48 | 11082073-001 | 18106.548 | 2027/28
88.93% | winter | 50 | 11082073-001 | 21066.4703 | 2028/29
88.93% | winter | 51 | 11082073-001 | 21487.7997 | 2029/30
88.93% | winter | 52 | 11082073-001 | 21909.1291 | 2030/31
88.93% | winter | 52 | 11082073-001 | 21909.1291 | 2031/32
94.38% | winter | 53 | 11082073-001 | 23699.7179 | 2032/33
94.38% | winter | 54 | 11082073-001 | 24146.8824 | 2033/34
1.323% | shoulder | 18 | 11082073-001 | 228.4375 | 2021/22
3.164% | shoulder | 24 | 11082073-001 | 855.6845 | 2022/23
11.68% | shoulder | 30 | 11082073-001 | 4244.0511 | 2023/24
41.08% | shoulder | 37 | 11082073-001 | 19723.9804 | 2024/25
87.59% | shoulder | 44 | 11082073-001 | 54323.2763 | 2025/26
87.59% | shoulder | 46 | 11082073-001 | 59044.2018 | 2026/27
93.81% | shoulder | 48 | 11082073-001 | 69899.7267 | 2027/28
96.79% | shoulder | 50 | 11082073-001 | 75125.0845 | 2028/29
96.79% | shoulder | 51 | 11082073-001 | 76627.5862 | 2029/30
96.79% | shoulder | 52 | 11082073-001 | 78130.0878 | 2030/31
96.79% | shoulder | 52 | 11082073-001 | 78130.0878 | 2031/32
97.95% | shoulder | 53 | 11082073-001 | 80587.1101 | 2032/33
97.95% | shoulder | 54 | 11082073-001 | 82107.6217 | 2033/34
0% | summer | 17 | 107340217-020 | 0 | 2021/22
0.02389% | summer | 24 | 107340217-020 | 6.0751 | 2022/23
0.1025% | summer | 31 | 107340217-020 | 36.184 | 2023/24
1.448% | summer | 40 | 107340217-020 | 706.6599 | 2024/25
19.39% | summer | 49 | 107340217-020 | 12593.3702 | 2025/26
32.94% | summer | 52 | 107340217-020 | 23600.0605 | 2026/27
51.48% | summer | 54 | 107340217-020 | 40581.8218 | 2027/28
51.48% | summer | 56 | 107340217-020 | 42084.8522 | 2028/29
64.62% | summer | 57 | 107340217-020 | 53763.8817 | 2029/30
64.62% | summer | 58 | 107340217-020 | 54707.1077 | 2030/31
64.62% | summer | 58 | 107340217-020 | 54707.1077 | 2031/32
75.66% | summer | 60 | 107340217-020 | 66266.7991 | 2032/33
75.66% | summer | 62 | 107340217-020 | 68475.6924 | 2033/34
0% | winter | 17 | 107340217-020 | 0 | 2021/22
0% | winter | 24 | 107340217-020 | 0 | 2022/23
0.04298% | winter | 31 | 107340217-020 | 4.9239 | 2023/24
2.393% | winter | 40 | 107340217-020 | 379.118 | 2024/25
23.27% | winter | 49 | 107340217-020 | 4906.1835 | 2025/26
35.63% | winter | 52 | 107340217-020 | 8286.7422 | 2026/27
52.22% | winter | 54 | 107340217-020 | 13358.8251 | 2027/28
52.22% | winter | 56 | 107340217-020 | 13853.5964 | 2028/29
66.51% | winter | 57 | 107340217-020 | 17960.538 | 2029/30
66.51% | winter | 58 | 107340217-020 | 18275.6352 | 2030/31
66.51% | winter | 58 | 107340217-020 | 18275.6352 | 2031/32
79.75% | winter | 60 | 107340217-020 | 22671.3715 | 2032/33
79.75% | winter | 62 | 107340217-020 | 23427.0839 | 2033/34
0% | shoulder | 17 | 107340217-020 | 0 | 2021/22
0.01933% | shoulder | 24 | 107340217-020 | 5.2292 | 2022/23
0.1937% | shoulder | 31 | 107340217-020 | 72.7203 | 2023/24
2.894% | shoulder | 40 | 107340217-020 | 1502.1953 | 2024/25
28.92% | shoulder | 49 | 107340217-020 | 19972.4799 | 2025/26
44.58% | shoulder | 52 | 107340217-020 | 33969.5372 | 2026/27
63.55% | shoulder | 54 | 107340217-020 | 53274.6862 | 2027/28
63.55% | shoulder | 56 | 107340217-020 | 55247.8227 | 2028/29
76.29% | shoulder | 57 | 107340217-020 | 67507.3441 | 2029/30
76.29% | shoulder | 58 | 107340217-020 | 68691.6835 | 2030/31
76.29% | shoulder | 58 | 107340217-020 | 68691.6835 | 2031/32
86.72% | shoulder | 60 | 107340217-020 | 80774.3231 | 2032/33
86.72% | shoulder | 62 | 107340217-020 | 83466.8005 | 2033/34
0.04137% | summer | 20 | 11029692-018 | 7.4631 | 2021/22
14.67% | summer | 27 | 11029692-018 | 4196.4934 | 2022/23
72.08% | summer | 34 | 11029692-018 | 27904.638 | 2023/24
96.79% | summer | 42 | 11029692-018 | 49605.978 | 2024/25
98.44% | summer | 50 | 11029692-018 | 65237.9462 | 2025/26
98.81% | summer | 52 | 11029692-018 | 70801.4141 | 2026/27
99.07% | summer | 54 | 11029692-018 | 78092.9451 | 2027/28
99.07% | summer | 56 | 11029692-018 | 80985.2764 | 2028/29
99.19% | summer | 57 | 11029692-018 | 82524.5841 | 2029/30
99.19% | summer | 58 | 11029692-018 | 83972.3839 | 2030/31
99.19% | summer | 58 | 11029692-018 | 83972.3839 | 2031/32
99.19% | summer | 59 | 11029692-018 | 85420.1836 | 2032/33
99.43% | summer | 60 | 11029692-018 | 87080.3232 | 2033/34
0.005596% | winter | 20 | 11029692-018 | 0.32772 | 2021/22
7.019% | winter | 27 | 11029692-018 | 651.8634 | 2022/23
66.64% | winter | 34 | 11029692-018 | 8372.5169 | 2023/24
99.72% | winter | 42 | 11029692-018 | 16589.3626 | 2024/25
100% | winter | 50 | 11029692-018 | 21509.7112 | 2025/26
100% | winter | 52 | 11029692-018 | 23257.0199 | 2026/27
100% | winter | 54 | 11029692-018 | 25584.238 | 2027/28
100% | winter | 56 | 11029692-018 | 26531.8024 | 2028/29
100% | winter | 57 | 11029692-018 | 27005.5846 | 2029/30
100% | winter | 58 | 11029692-018 | 27479.3668 | 2030/31
100% | winter | 58 | 11029692-018 | 27479.3668 | 2031/32
100% | winter | 59 | 11029692-018 | 27953.1489 | 2032/33
100% | winter | 60 | 11029692-018 | 28426.9311 | 2033/34
0.02785% | shoulder | 20 | 11029692-018 | 5.3439 | 2021/22
9.383% | shoulder | 27 | 11029692-018 | 2855.0119 | 2022/23
70.08% | shoulder | 34 | 11029692-018 | 28850.4564 | 2023/24
98.51% | shoulder | 42 | 11029692-018 | 53693.78 | 2024/25
99.64% | shoulder | 50 | 11029692-018 | 70221.3342 | 2025/26
99.79% | shoulder | 52 | 11029692-018 | 76038.5024 | 2026/27
99.95% | shoulder | 54 | 11029692-018 | 83786.3458 | 2027/28
99.95% | shoulder | 56 | 11029692-018 | 86889.5438 | 2028/29
100% | shoulder | 57 | 11029692-018 | 88483.6171 | 2029/30
100% | shoulder | 58 | 11029692-018 | 90035.9612 | 2030/31
100% | shoulder | 58 | 11029692-018 | 90035.9612 | 2031/32
100% | shoulder | 59 | 11029692-018 | 91588.3054 | 2032/33
100% | shoulder | 60 | 11029692-018 | 93140.6495 | 2033/34
0.07482% | summer | 32 | 11080200-015 | 21.5992 | 2021/22
8.564% | summer | 45 | 11080200-015 | 4083.8707 | 2022/23
65.1% | summer | 58 | 11080200-015 | 42990.8586 | 2023/24
92.18% | summer | 72 | 11080200-015 | 80989.8773 | 2024/25
97.22% | summer | 85 | 11080200-015 | 109529.2246 | 2025/26
98.27% | summer | 89 | 11080200-015 | 120515.3216 | 2026/27
98.58% | summer | 92 | 11080200-015 | 132388.0662 | 2027/28
98.58% | summer | 94 | 11080200-015 | 135266.0677 | 2028/29
98.88% | summer | 96 | 11080200-015 | 138563.1973 | 2029/30
98.88% | summer | 97 | 11080200-015 | 140006.5639 | 2030/31
99.01% | summer | 98 | 11080200-015 | 141638.7053 | 2031/32
99.01% | summer | 100 | 11080200-015 | 144529.2912 | 2032/33
99.1% | summer | 102 | 11080200-015 | 147551.1729 | 2033/34
0.08292% | winter | 32 | 11080200-015 | 7.7688 | 2021/22
14.97% | winter | 45 | 11080200-015 | 2317.1412 | 2022/23
66.67% | winter | 58 | 11080200-015 | 14290.1462 | 2023/24
96.81% | winter | 72 | 11080200-015 | 27606.8659 | 2024/25
99.8% | winter | 85 | 11080200-015 | 36492.8967 | 2025/26
99.97% | winter | 89 | 11080200-015 | 39793.4964 | 2026/27
99.99% | winter | 92 | 11080200-015 | 43584.8724 | 2027/28
99.99% | winter | 94 | 11080200-015 | 44532.3696 | 2028/29
99.99% | winter | 96 | 11080200-015 | 45479.8668 | 2029/30
99.99% | winter | 97 | 11080200-015 | 45953.6154 | 2030/31
100% | winter | 98 | 11080200-015 | 46430.5126 | 2031/32
100% | winter | 100 | 11080200-015 | 47378.0741 | 2032/33
100% | winter | 102 | 11080200-015 | 48325.7829 | 2033/34
0.123% | shoulder | 32 | 11080200-015 | 37.7462 | 2021/22
15.87% | shoulder | 45 | 11080200-015 | 8046.368 | 2022/23
82.15% | shoulder | 58 | 11080200-015 | 57691.7506 | 2023/24
97.52% | shoulder | 72 | 11080200-015 | 91122.7981 | 2024/25
99.2% | shoulder | 85 | 11080200-015 | 118852.8706 | 2025/26
99.69% | shoulder | 89 | 11080200-015 | 130012.0649 | 2026/27
99.83% | shoulder | 92 | 11080200-015 | 142567.9278 | 2027/28
99.83% | shoulder | 94 | 11080200-015 | 145667.2306 | 2028/29
99.92% | shoulder | 96 | 11080200-015 | 148898.9475 | 2029/30
99.92% | shoulder | 97 | 11080200-015 | 150449.9782 | 2030/31
99.98% | shoulder | 98 | 11080200-015 | 152095.0795 | 2031/32
99.98% | shoulder | 100 | 11080200-015 | 155199.0607 | 2032/33
100% | shoulder | 102 | 11080200-015 | 158332.4526 | 2033/34
0.1903% | summer | 16 | 11029681-001 | 27.46 | 2019/20
0.5374% | summer | 21 | 11029681-001 | 119.5931 | 2020/21
2.4% | summer | 26 | 11029681-001 | 710.3198 | 2021/22
8.738% | summer | 32 | 11029681-001 | 3412.2704 | 2022/23
24.59% | summer | 38 | 11029681-001 | 12383.8538 | 2023/24
41.82% | summer | 40 | 11029681-001 | 23050.6622 | 2024/25
41.82% | summer | 41 | 11029681-001 | 25028.5262 | 2025/26
41.82% | summer | 42 | 11029681-001 | 25638.9781 | 2026/27
58.25% | summer | 43 | 11029681-001 | 36563.7962 | 2027/28
58.25% | summer | 44 | 11029681-001 | 37414.1171 | 2028/29
58.25% | summer | 44 | 11029681-001 | 37414.1171 | 2029/30
58.25% | summer | 45 | 11029681-001 | 38264.4379 | 2030/31
70.05% | summer | 46 | 11029681-001 | 47033.5072 | 2031/32
0.08113% | winter | 16 | 11029681-001 | 3.8008 | 2019/20
0.1882% | winter | 21 | 11029681-001 | 13.592 | 2020/21
0.757% | winter | 26 | 11029681-001 | 72.7315 | 2021/22
4.774% | winter | 32 | 11029681-001 | 605.0853 | 2022/23
22.28% | winter | 38 | 11029681-001 | 3641.8484 | 2023/24
37.91% | winter | 40 | 11029681-001 | 6782.2684 | 2024/25
37.91% | winter | 41 | 11029681-001 | 7364.2215 | 2025/26
37.91% | winter | 42 | 11029681-001 | 7543.8367 | 2026/27
53.2% | winter | 43 | 11029681-001 | 10838.4745 | 2027/28
53.2% | winter | 44 | 11029681-001 | 11090.532 | 2028/29
53.2% | winter | 44 | 11029681-001 | 11090.532 | 2029/30
53.2% | winter | 45 | 11029681-001 | 11342.5896 | 2030/31
66.05% | winter | 46 | 11029681-001 | 14395.1723 | 2031/32
0.1335% | shoulder | 16 | 11029681-001 | 20.4942 | 2019/20
0.4252% | shoulder | 21 | 11029681-001 | 100.6245 | 2020/21
3.221% | shoulder | 26 | 11029681-001 | 1014.0277 | 2021/22
11.55% | shoulder | 32 | 11029681-001 | 4797.2044 | 2022/23
31.88% | shoulder | 38 | 11029681-001 | 17074.1558 | 2023/24
49.61% | shoulder | 40 | 11029681-001 | 29078.5888 | 2024/25
49.61% | shoulder | 41 | 11029681-001 | 31573.6796 | 2025/26
49.61% | shoulder | 42 | 11029681-001 | 32343.7693 | 2026/27
64.95% | shoulder | 43 | 11029681-001 | 43354.5975 | 2027/28
64.95% | shoulder | 44 | 11029681-001 | 44362.844 | 2028/29
64.95% | shoulder | 44 | 11029681-001 | 44362.844 | 2029/30
64.95% | shoulder | 45 | 11029681-001 | 45371.0904 | 2030/31
76.36% | shoulder | 46 | 11029681-001 | 54528.3333 | 2031/32
0.03392% | summer | 21 | 11035085-001 | 6.4261 | 2019/20
0.2266% | summer | 27 | 11035085-001 | 64.8398 | 2020/21
0.6678% | summer | 33 | 11035085-001 | 250.8977 | 2021/22
1.794% | summer | 40 | 11035085-001 | 875.7007 | 2022/23
9.999% | summer | 47 | 11035085-001 | 6228.8036 | 2023/24
9.999% | summer | 49 | 11035085-001 | 6751.3249 | 2024/25
19.38% | summer | 51 | 11035085-001 | 14425.9257 | 2025/26
35.73% | summer | 53 | 11035085-001 | 27640.2864 | 2026/27
35.73% | summer | 54 | 11035085-001 | 28161.8013 | 2027/28
35.73% | summer | 55 | 11035085-001 | 28683.3161 | 2028/29
35.73% | summer | 55 | 11035085-001 | 28683.3161 | 2029/30
53.68% | summer | 56 | 11035085-001 | 43875.8211 | 2030/31
53.68% | summer | 57 | 11035085-001 | 44659.3179 | 2031/32
0% | winter | 21 | 11035085-001 | 0 | 2019/20
0.001613% | winter | 27 | 11035085-001 | 0.14976 | 2020/21
0.03843% | winter | 33 | 11035085-001 | 4.6865 | 2021/22
0.3627% | winter | 40 | 11035085-001 | 57.4652 | 2022/23
11.2% | winter | 47 | 11035085-001 | 2263.5868 | 2023/24
11.2% | winter | 49 | 11035085-001 | 2453.4743 | 2024/25
22.74% | winter | 51 | 11035085-001 | 5494.9285 | 2025/26
37.93% | winter | 53 | 11035085-001 | 9524.7585 | 2026/27
37.93% | winter | 54 | 11035085-001 | 9704.4709 | 2027/28
37.93% | winter | 55 | 11035085-001 | 9884.1833 | 2028/29
37.93% | winter | 55 | 11035085-001 | 9884.1833 | 2029/30
51.96% | winter | 56 | 11035085-001 | 13785.4754 | 2030/31
51.96% | winter | 57 | 11035085-001 | 14031.6446 | 2031/32
0.003046% | shoulder | 21 | 11035085-001 | 0.61357 | 2019/20
0.05514% | shoulder | 27 | 11035085-001 | 16.7778 | 2020/21
0.3305% | shoulder | 33 | 11035085-001 | 132.0739 | 2021/22
1.392% | shoulder | 40 | 11035085-001 | 722.3802 | 2022/23
16.9% | shoulder | 47 | 11035085-001 | 11194.8348 | 2023/24
16.9% | shoulder | 49 | 11035085-001 | 12133.946 | 2024/25
34.98% | shoulder | 51 | 11035085-001 | 27693.9016 | 2025/26
57.17% | shoulder | 53 | 11035085-001 | 47036.8891 | 2026/27
57.17% | shoulder | 54 | 11035085-001 | 47924.3776 | 2027/28
57.17% | shoulder | 55 | 11035085-001 | 48811.8661 | 2028/29
57.17% | shoulder | 55 | 11035085-001 | 48811.8661 | 2029/30
75.08% | shoulder | 56 | 11035085-001 | 65264.6986 | 2030/31
75.08% | shoulder | 57 | 11035085-001 | 66430.1397 | 2031/32
0% | summer | 13 | 11054668-019 | 0 | 2019/20
0.0135% | summer | 19 | 11054668-019 | 2.7188 | 2020/21
0.0894% | summer | 25 | 11054668-019 | 25.4478 | 2021/22
1.097% | summer | 32 | 11054668-019 | 428.326 | 2022/23
25.75% | summer | 39 | 11054668-019 | 13311.3775 | 2023/24
25.75% | summer | 41 | 11054668-019 | 14548.8409 | 2024/25
44.25% | summer | 43 | 11054668-019 | 27773.7015 | 2025/26
60.77% | summer | 45 | 11054668-019 | 39914.9189 | 2026/27
60.77% | summer | 46 | 11054668-019 | 40801.9171 | 2027/28
60.77% | summer | 47 | 11054668-019 | 41688.9153 | 2028/29
60.77% | summer | 47 | 11054668-019 | 41688.9153 | 2029/30
72.59% | summer | 48 | 11054668-019 | 50863.5524 | 2030/31
72.59% | summer | 49 | 11054668-019 | 51923.2098 | 2031/32
0% | winter | 13 | 11054668-019 | 0 | 2019/20
0% | winter | 19 | 11054668-019 | 0 | 2020/21
0% | winter | 25 | 11054668-019 | 0 | 2021/22
0.07156% | winter | 32 | 11054668-019 | 9.0701 | 2022/23
12.89% | winter | 39 | 11054668-019 | 2163.1289 | 2023/24
12.89% | winter | 41 | 11054668-019 | 2364.2195 | 2024/25
27.76% | winter | 43 | 11054668-019 | 5655.5906 | 2025/26
47.58% | winter | 45 | 11054668-019 | 10144.087 | 2026/27
47.58% | winter | 46 | 11054668-019 | 10369.5112 | 2027/28
47.58% | winter | 47 | 11054668-019 | 10594.9353 | 2028/29
47.58% | winter | 47 | 11054668-019 | 10594.9353 | 2029/30
64.29% | winter | 48 | 11054668-019 | 14620.5663 | 2030/31
64.29% | winter | 49 | 11054668-019 | 14925.1614 | 2031/32
0% | shoulder | 13 | 11054668-019 | 0 | 2019/20
0% | shoulder | 19 | 11054668-019 | 0 | 2020/21
0.02987% | shoulder | 25 | 11054668-019 | 9.0404 | 2021/22
0.4401% | shoulder | 32 | 11054668-019 | 182.7585 | 2022/23
19.32% | shoulder | 39 | 11054668-019 | 10618.6412 | 2023/24
19.32% | shoulder | 41 | 11054668-019 | 11605.7803 | 2024/25
39.35% | shoulder | 43 | 11054668-019 | 26266.6084 | 2025/26
62.61% | shoulder | 45 | 11054668-019 | 43735.0041 | 2026/27
62.61% | shoulder | 46 | 11054668-019 | 44706.893 | 2027/28
62.61% | shoulder | 47 | 11054668-019 | 45678.782 | 2028/29
62.61% | shoulder | 47 | 11054668-019 | 45678.782 | 2029/30
77.5% | shoulder | 48 | 11054668-019 | 57748.3833 | 2030/31
77.5% | shoulder | 49 | 11054668-019 | 58951.4746 | 2031/32
0.2095% | summer | 17 | 74717452-018 | 32.1345 | 2021/22
0.9096% | summer | 22 | 74717452-018 | 212.0697 | 2022/23
10.48% | summer | 28 | 74717452-018 | 3341.312 | 2023/24
83.2% | summer | 35 | 74717452-018 | 35535.0342 | 2024/25
94.52% | summer | 42 | 74717452-018 | 52615.7338 | 2025/26
96.62% | summer | 44 | 74717452-018 | 58583.281 | 2026/27
96.62% | summer | 46 | 74717452-018 | 64879.404 | 2027/28
97.79% | summer | 47 | 74717452-018 | 67086.7604 | 2028/29
97.79% | summer | 48 | 74717452-018 | 68514.1382 | 2029/30
97.79% | summer | 49 | 74717452-018 | 69941.5161 | 2030/31
97.79% | summer | 49 | 74717452-018 | 69941.5161 | 2031/32
98.28% | summer | 50 | 74717452-018 | 71727.4318 | 2032/33
98.28% | summer | 51 | 74717452-018 | 73161.9804 | 2033/34
0.2135% | winter | 17 | 74717452-018 | 10.629 | 2021/22
0.906% | winter | 22 | 74717452-018 | 68.5582 | 2022/23
17.19% | winter | 28 | 74717452-018 | 1779.0601 | 2023/24
89.46% | winter | 35 | 74717452-018 | 12401.1503 | 2024/25
99.31% | winter | 42 | 74717452-018 | 17943.814 | 2025/26
99.87% | winter | 44 | 74717452-018 | 19653.2865 | 2026/27
99.87% | winter | 46 | 74717452-018 | 21765.4848 | 2027/28
99.98% | winter | 47 | 74717452-018 | 22262.4756 | 2028/29
99.98% | winter | 48 | 74717452-018 | 22736.1453 | 2029/30
99.98% | winter | 49 | 74717452-018 | 23209.815 | 2030/31
99.98% | winter | 49 | 74717452-018 | 23209.815 | 2031/32
99.99% | winter | 50 | 74717452-018 | 23686.4647 | 2032/33
99.99% | winter | 51 | 74717452-018 | 24160.194 | 2033/34
0.2622% | shoulder | 17 | 74717452-018 | 42.7685 | 2021/22
1.365% | shoulder | 22 | 74717452-018 | 338.4731 | 2022/23
16.98% | shoulder | 28 | 74717452-018 | 5755.351 | 2023/24
93.68% | shoulder | 35 | 74717452-018 | 42549.1681 | 2024/25
98.34% | shoulder | 42 | 74717452-018 | 58218.3328 | 2025/26
99.16% | shoulder | 44 | 74717452-018 | 63933.4749 | 2026/27
99.16% | shoulder | 46 | 74717452-018 | 70804.5996 | 2027/28
99.52% | shoulder | 47 | 74717452-018 | 72606.5337 | 2028/29
99.52% | shoulder | 48 | 74717452-018 | 74151.3535 | 2029/30
99.52% | shoulder | 49 | 74717452-018 | 75696.1734 | 2030/31
99.52% | shoulder | 49 | 74717452-018 | 75696.1734 | 2031/32
99.68% | shoulder | 50 | 74717452-018 | 77367.9289 | 2032/33
99.68% | shoulder | 51 | 74717452-018 | 78915.2875 | 2033/34
0% | summer | 23 | 141037539-020 | 0 | 2021/22
0% | summer | 30 | 141037539-020 | 0 | 2022/23
0.01949% | summer | 38 | 141037539-020 | 8.4342 | 2023/24
3.256% | summer | 47 | 141037539-020 | 1867.5548 | 2024/25
52.51% | summer | 56 | 141037539-020 | 38976.1649 | 2025/26
69.8% | summer | 59 | 141037539-020 | 56749.6312 | 2026/27
82.41% | summer | 61 | 141037539-020 | 73379.8739 | 2027/28
89.48% | summer | 63 | 141037539-020 | 82288.887 | 2028/29
89.48% | summer | 64 | 141037539-020 | 83595.0598 | 2029/30
89.48% | summer | 65 | 141037539-020 | 84901.2327 | 2030/31
89.48% | summer | 65 | 141037539-020 | 84901.2327 | 2031/32
93.3% | summer | 67 | 141037539-020 | 91244.3548 | 2032/33
95.2% | summer | 69 | 141037539-020 | 95879.1402 | 2033/34
0% | winter | 23 | 141037539-020 | 0 | 2021/22
0% | winter | 30 | 141037539-020 | 0 | 2022/23
0% | winter | 38 | 141037539-020 | 0 | 2023/24
3.576% | winter | 47 | 141037539-020 | 665.7938 | 2024/25
52.56% | winter | 56 | 141037539-020 | 12661.2208 | 2025/26
71.32% | winter | 59 | 141037539-020 | 18820.9278 | 2026/27
86.18% | winter | 61 | 141037539-020 | 24905.3809 | 2027/28
94.23% | winter | 63 | 141037539-020 | 28126.7452 | 2028/29
94.23% | winter | 64 | 141037539-020 | 28573.2014 | 2029/30
94.23% | winter | 65 | 141037539-020 | 29019.6577 | 2030/31
94.23% | winter | 65 | 141037539-020 | 29019.6577 | 2031/32
97.71% | winter | 67 | 141037539-020 | 31014.9905 | 2032/33
99.14% | winter | 69 | 141037539-020 | 32409.1486 | 2033/34
0.004067% | shoulder | 23 | 141037539-020 | 0.89749 | 2021/22
0.04501% | shoulder | 30 | 141037539-020 | 15.2183 | 2022/23
0.383% | shoulder | 38 | 141037539-020 | 176.2161 | 2023/24
9.2% | shoulder | 47 | 141037539-020 | 5611.5211 | 2024/25
65.98% | shoulder | 56 | 141037539-020 | 52083.4335 | 2025/26
81.1% | shoulder | 59 | 141037539-020 | 70115.5407 | 2026/27
91.5% | shoulder | 61 | 141037539-020 | 86643.3219 | 2027/28
96.14% | shoulder | 63 | 141037539-020 | 94018.7591 | 2028/29
96.14% | shoulder | 64 | 141037539-020 | 95511.1203 | 2029/30
96.14% | shoulder | 65 | 141037539-020 | 97003.4816 | 2030/31
96.14% | shoulder | 65 | 141037539-020 | 97003.4816 | 2031/32
98.04% | shoulder | 67 | 141037539-020 | 101970.7626 | 2032/33
98.84% | shoulder | 69 | 141037539-020 | 105871.9264 | 2033/34
0.547% | summer | 15 | 108731991-014 | 74.0145 | 2019/20
2.849% | summer | 18 | 108731991-014 | 543.4476 | 2020/21
10.65% | summer | 21 | 108731991-014 | 2546.5671 | 2021/22
46.68% | summer | 25 | 108731991-014 | 14242.2021 | 2022/23
63.27% | summer | 29 | 108731991-014 | 24317.9159 | 2023/24
63.27% | summer | 30 | 108731991-014 | 26153.8576 | 2024/25
74.53% | summer | 31 | 108731991-014 | 33724.4343 | 2025/26
74.53% | summer | 32 | 108731991-014 | 34812.3193 | 2026/27
74.53% | summer | 33 | 108731991-014 | 35900.2043 | 2027/28
74.53% | summer | 33 | 108731991-014 | 35900.2043 | 2028/29
74.53% | summer | 33 | 108731991-014 | 35900.2043 | 2029/30
81.51% | summer | 34 | 108731991-014 | 40454.0084 | 2030/31
81.51% | summer | 35 | 108731991-014 | 41643.8322 | 2031/32
0.7785% | winter | 15 | 108731991-014 | 34.1898 | 2019/20
5.626% | winter | 18 | 108731991-014 | 348.3427 | 2020/21
16.49% | winter | 21 | 108731991-014 | 1280.0528 | 2021/22
55.1% | winter | 25 | 108731991-014 | 5455.8623 | 2022/23
74.51% | winter | 29 | 108731991-014 | 9295.8879 | 2023/24
74.51% | winter | 30 | 108731991-014 | 9997.7041 | 2024/25
87.99% | winter | 31 | 108731991-014 | 12923.0406 | 2025/26
87.99% | winter | 32 | 108731991-014 | 13339.9128 | 2026/27
87.99% | winter | 33 | 108731991-014 | 13756.7851 | 2027/28
87.99% | winter | 33 | 108731991-014 | 13756.7851 | 2028/29
87.99% | winter | 33 | 108731991-014 | 13756.7851 | 2029/30
94.27% | winter | 34 | 108731991-014 | 15185.8438 | 2030/31
94.27% | winter | 35 | 108731991-014 | 15632.4863 | 2031/32
3.727% | shoulder | 15 | 108731991-014 | 536.3743 | 2019/20
14.22% | shoulder | 18 | 108731991-014 | 2884.5606 | 2020/21
35.13% | shoulder | 21 | 108731991-014 | 8931.7074 | 2021/22
77.27% | shoulder | 25 | 108731991-014 | 25068.958 | 2022/23
86% | shoulder | 29 | 108731991-014 | 35155.0796 | 2023/24
86% | shoulder | 30 | 108731991-014 | 37809.2 | 2024/25
90.45% | shoulder | 31 | 108731991-014 | 43528.6221 | 2025/26
90.45% | shoulder | 32 | 108731991-014 | 44932.7712 | 2026/27
90.45% | shoulder | 33 | 108731991-014 | 46336.9203 | 2027/28
90.45% | shoulder | 33 | 108731991-014 | 46336.9203 | 2028/29
90.45% | shoulder | 33 | 108731991-014 | 46336.9203 | 2029/30
92.79% | shoulder | 34 | 108731991-014 | 48976.5915 | 2030/31
92.79% | shoulder | 35 | 108731991-014 | 50417.0795 | 2031/32
1.129% | summer | 20 | 95239913-015 | 203.7404 | 2021/22
4.685% | summer | 26 | 95239913-015 | 1290.7549 | 2022/23
12.85% | summer | 33 | 95239913-015 | 4828.642 | 2023/24
42.97% | summer | 41 | 95239913-015 | 21501.1317 | 2024/25
76.55% | summer | 49 | 95239913-015 | 49713.6865 | 2025/26
76.55% | summer | 51 | 95239913-015 | 53794.2939 | 2026/27
84.75% | summer | 53 | 95239913-015 | 65561.922 | 2027/28
89.35% | summer | 55 | 95239913-015 | 71735.6178 | 2028/29
89.35% | summer | 56 | 95239913-015 | 73039.9018 | 2029/30
89.35% | summer | 57 | 95239913-015 | 74344.1858 | 2030/31
89.35% | summer | 57 | 95239913-015 | 74344.1858 | 2031/32
92.41% | summer | 58 | 95239913-015 | 78233.4098 | 2032/33
92.41% | summer | 59 | 95239913-015 | 79582.2617 | 2033/34
0.3567% | winter | 20 | 95239913-015 | 20.8876 | 2021/22
3.211% | winter | 26 | 95239913-015 | 287.2081 | 2022/23
15.29% | winter | 33 | 95239913-015 | 1865.0914 | 2023/24
55.4% | winter | 41 | 95239913-015 | 8996.8565 | 2024/25
84.1% | winter | 49 | 95239913-015 | 17728.6073 | 2025/26
84.1% | winter | 51 | 95239913-015 | 19183.8099 | 2026/27
90.5% | winter | 53 | 95239913-015 | 22725.9771 | 2027/28
94.83% | winter | 55 | 95239913-015 | 24711.4 | 2028/29
94.83% | winter | 56 | 95239913-015 | 25160.6982 | 2029/30
94.83% | winter | 57 | 95239913-015 | 25609.9964 | 2030/31
94.83% | winter | 57 | 95239913-015 | 25609.9964 | 2031/32
97.28% | winter | 58 | 95239913-015 | 26731.3795 | 2032/33
97.28% | winter | 59 | 95239913-015 | 27192.2654 | 2033/34
2.296% | shoulder | 20 | 95239913-015 | 440.5981 | 2021/22
10.78% | shoulder | 26 | 95239913-015 | 3158.8753 | 2022/23
27.1% | shoulder | 33 | 95239913-015 | 10826.6034 | 2023/24
67.91% | shoulder | 41 | 95239913-015 | 36131.1357 | 2024/25
93.53% | shoulder | 49 | 95239913-015 | 64594.815 | 2025/26
93.53% | shoulder | 51 | 95239913-015 | 69896.8977 | 2026/27
96.6% | shoulder | 53 | 95239913-015 | 79478.6758 | 2027/28
98.01% | shoulder | 55 | 95239913-015 | 83682.9955 | 2028/29
98.01% | shoulder | 56 | 95239913-015 | 85204.5045 | 2029/30
98.01% | shoulder | 57 | 95239913-015 | 86726.0136 | 2030/31
98.01% | shoulder | 57 | 95239913-015 | 86726.0136 | 2031/32
98.67% | shoulder | 58 | 95239913-015 | 88836.5515 | 2032/33
98.67% | shoulder | 59 | 95239913-015 | 90368.2162 | 2033/34
13.71% | summer | 15 | 11055198-006 | 1854.9842 | 2021/22
34.59% | summer | 24 | 11055198-006 | 8797.3557 | 2022/23
60.2% | summer | 33 | 11055198-006 | 22616.8224 | 2023/24
83.43% | summer | 44 | 11055198-006 | 44795.3512 | 2024/25
94.93% | summer | 54 | 11055198-006 | 67945.4373 | 2025/26
95.93% | summer | 57 | 11055198-006 | 75345.2876 | 2026/27
95.93% | summer | 59 | 11055198-006 | 82615.4469 | 2027/28
96.56% | summer | 61 | 11055198-006 | 85974.8804 | 2028/29
96.56% | summer | 62 | 11055198-006 | 87384.3046 | 2029/30
97.15% | summer | 63 | 11055198-006 | 89338.8912 | 2030/31
97.15% | summer | 63 | 11055198-006 | 89338.8912 | 2031/32
97.15% | summer | 65 | 11055198-006 | 92175.0464 | 2032/33
97.75% | summer | 67 | 11055198-006 | 95597.3092 | 2033/34
20.17% | winter | 15 | 11055198-006 | 885.966 | 2021/22
47.21% | winter | 24 | 11055198-006 | 3896.9525 | 2022/23
88% | winter | 33 | 11055198-006 | 10732.2228 | 2023/24
99.42% | winter | 44 | 11055198-006 | 17327.3336 | 2024/25
100% | winter | 54 | 11055198-006 | 23230.4881 | 2025/26
100% | winter | 57 | 11055198-006 | 25493.2718 | 2026/27
100% | winter | 59 | 11055198-006 | 27953.1489 | 2027/28
100% | winter | 61 | 11055198-006 | 28900.7133 | 2028/29
100% | winter | 62 | 11055198-006 | 29374.4955 | 2029/30
100% | winter | 63 | 11055198-006 | 29848.2777 | 2030/31
100% | winter | 63 | 11055198-006 | 29848.2777 | 2031/32
100% | winter | 65 | 11055198-006 | 30795.8421 | 2032/33
100% | winter | 67 | 11055198-006 | 31743.4064 | 2033/34
31.89% | shoulder | 15 | 11055198-006 | 4588.9346 | 2021/22
72.44% | shoulder | 24 | 11055198-006 | 19592.5383 | 2022/23
92.07% | shoulder | 33 | 11055198-006 | 36788.8948 | 2023/24
98.08% | shoulder | 44 | 11055198-006 | 56004.3811 | 2024/25
99.65% | shoulder | 54 | 11055198-006 | 75851.735 | 2025/26
99.71% | shoulder | 57 | 11055198-006 | 83288.5511 | 2026/27
99.71% | shoulder | 59 | 11055198-006 | 91325.1657 | 2027/28
99.77% | shoulder | 61 | 11055198-006 | 94472.3018 | 2028/29
99.77% | shoulder | 62 | 11055198-006 | 96021.028 | 2029/30
99.81% | shoulder | 63 | 11055198-006 | 97611.7983 | 2030/31
99.81% | shoulder | 63 | 11055198-006 | 97611.7983 | 2031/32
99.81% | shoulder | 65 | 11055198-006 | 100710.5856 | 2032/33
99.87% | shoulder | 67 | 11055198-006 | 103869.079 | 2033/34
6.533% | summer | 22 | 11035514-015 | 1296.6275 | 2021/22
14.5% | summer | 27 | 11035514-015 | 4150.2379 | 2022/23
43.76% | summer | 32 | 11035514-015 | 15944.7027 | 2023/24
67.75% | summer | 38 | 11035514-015 | 31416.5378 | 2024/25
82.84% | summer | 44 | 11035514-015 | 48309.0449 | 2025/26
87.68% | summer | 46 | 11035514-015 | 55576.5781 | 2026/27
87.68% | summer | 47 | 11035514-015 | 60153.3523 | 2027/28
87.68% | summer | 48 | 11035514-015 | 61433.2109 | 2028/29
90.82% | summer | 49 | 11035514-015 | 64956.3129 | 2029/30
90.82% | summer | 50 | 11035514-015 | 66281.9519 | 2030/31
90.82% | summer | 50 | 11035514-015 | 66281.9519 | 2031/32
90.82% | summer | 51 | 11035514-015 | 67607.591 | 2032/33
92.83% | summer | 52 | 11035514-015 | 70464.902 | 2033/34
19.56% | winter | 22 | 11035514-015 | 1260.2421 | 2021/22
34.02% | winter | 27 | 11035514-015 | 3159.4462 | 2022/23
67.67% | winter | 32 | 11035514-015 | 8002.679 | 2023/24
88.99% | winter | 38 | 11035514-015 | 13394.5771 | 2024/25
97.31% | winter | 44 | 11035514-015 | 18418.6247 | 2025/26
98.72% | winter | 46 | 11035514-015 | 20309.4597 | 2026/27
98.72% | winter | 47 | 11035514-015 | 21981.9594 | 2027/28
98.72% | winter | 48 | 11035514-015 | 22449.6607 | 2028/29
99.62% | winter | 49 | 11035514-015 | 23127.3503 | 2029/30
99.62% | winter | 50 | 11035514-015 | 23599.337 | 2030/31
99.62% | winter | 50 | 11035514-015 | 23599.337 | 2031/32
99.62% | winter | 51 | 11035514-015 | 24071.3237 | 2032/33
99.89% | winter | 52 | 11035514-015 | 24610.3869 | 2033/34
33.04% | shoulder | 22 | 11035514-015 | 6973.8562 | 2021/22
52.47% | shoulder | 27 | 11035514-015 | 15967.5535 | 2022/23
84.42% | shoulder | 32 | 11035514-015 | 32709.4853 | 2023/24
94.63% | shoulder | 38 | 11035514-015 | 46667.0405 | 2024/25
96.88% | shoulder | 44 | 11035514-015 | 60085.7348 | 2025/26
97.47% | shoulder | 46 | 11035514-015 | 65703.2011 | 2026/27
97.47% | shoulder | 47 | 11035514-015 | 71113.9105 | 2027/28
97.47% | shoulder | 48 | 11035514-015 | 72626.9725 | 2028/29
98.01% | shoulder | 49 | 11035514-015 | 74550.4384 | 2029/30
98.01% | shoulder | 50 | 11035514-015 | 76071.8759 | 2030/31
98.01% | shoulder | 50 | 11035514-015 | 76071.8759 | 2031/32
98.01% | shoulder | 51 | 11035514-015 | 77593.3134 | 2032/33
98.47% | shoulder | 52 | 11035514-015 | 79483.0135 | 2033/34
1.651% | summer | 20 | 73157704-001 | 297.8654 | 2021/22
8.185% | summer | 27 | 73157704-001 | 2342.0731 | 2022/23
22.21% | summer | 35 | 73157704-001 | 8851.55 | 2023/24
69.8% | summer | 43 | 73157704-001 | 36628.3353 | 2024/25
92.57% | summer | 51 | 73157704-001 | 62571.5523 | 2025/26
92.57% | summer | 53 | 73157704-001 | 67603.4357 | 2026/27
95.05% | summer | 55 | 73157704-001 | 76308.7193 | 2027/28
96.49% | summer | 57 | 73157704-001 | 80285.5421 | 2028/29
96.49% | summer | 58 | 73157704-001 | 81694.0603 | 2029/30
96.49% | summer | 59 | 73157704-001 | 83102.5786 | 2030/31
96.49% | summer | 59 | 73157704-001 | 83102.5786 | 2031/32
97.58% | summer | 60 | 73157704-001 | 85462.0501 | 2032/33
97.58% | summer | 61 | 73157704-001 | 86886.4176 | 2033/34
3.231% | winter | 20 | 73157704-001 | 189.2047 | 2021/22
10.33% | winter | 27 | 73157704-001 | 959.4931 | 2022/23
28.69% | winter | 35 | 73157704-001 | 3711.3201 | 2023/24
80.13% | winter | 43 | 73157704-001 | 13647.0835 | 2024/25
97.97% | winter | 51 | 73157704-001 | 21495.1431 | 2025/26
97.97% | winter | 53 | 73157704-001 | 23223.741 | 2026/27
99.31% | winter | 55 | 73157704-001 | 25879.2005 | 2027/28
99.78% | winter | 57 | 73157704-001 | 26944.833 | 2028/29
99.78% | winter | 58 | 73157704-001 | 27417.5493 | 2029/30
99.78% | winter | 59 | 73157704-001 | 27890.2657 | 2030/31
99.78% | winter | 59 | 73157704-001 | 27890.2657 | 2031/32
99.95% | winter | 60 | 73157704-001 | 28413.55 | 2032/33
99.95% | winter | 61 | 73157704-001 | 28887.1092 | 2033/34
5.306% | shoulder | 20 | 73157704-001 | 1018.1335 | 2021/22
15.84% | shoulder | 27 | 73157704-001 | 4820.7112 | 2022/23
42.64% | shoulder | 35 | 73157704-001 | 18072.2847 | 2023/24
90.25% | shoulder | 43 | 73157704-001 | 50361.7674 | 2024/25
98.73% | shoulder | 51 | 73157704-001 | 70970.9783 | 2025/26
98.73% | shoulder | 53 | 73157704-001 | 76678.3275 | 2026/27
99.33% | shoulder | 55 | 73157704-001 | 84807.5187 | 2027/28
99.59% | shoulder | 57 | 73157704-001 | 88124.2246 | 2028/29
99.59% | shoulder | 58 | 73157704-001 | 89670.2636 | 2029/30
99.59% | shoulder | 59 | 73157704-001 | 91216.3026 | 2030/31
99.59% | shoulder | 59 | 73157704-001 | 91216.3026 | 2031/32
99.76% | shoulder | 60 | 73157704-001 | 92912.6485 | 2032/33
99.76% | shoulder | 61 | 73157704-001 | 94461.1927 | 2033/34
3.571% | summer | 12 | 11029494-013 | 386.5458 | 2019/20
16.63% | summer | 16 | 11029494-013 | 2820.0317 | 2020/21
28.92% | summer | 20 | 11029494-013 | 6585.7045 | 2021/22
41.77% | summer | 24 | 11029494-013 | 12234.0986 | 2022/23
63.99% | summer | 29 | 11029494-013 | 24597.4377 | 2023/24
63.99% | summer | 30 | 11029494-013 | 26454.4825 | 2024/25
71.65% | summer | 31 | 11029494-013 | 32421.1641 | 2025/26
71.65% | summer | 32 | 11029494-013 | 33467.0081 | 2026/27
71.65% | summer | 33 | 11029494-013 | 34512.8521 | 2027/28
78.4% | summer | 34 | 11029494-013 | 38911.9702 | 2028/29
78.4% | summer | 34 | 11029494-013 | 38911.9702 | 2029/30
78.4% | summer | 35 | 11029494-013 | 40056.44 | 2030/31
78.4% | summer | 36 | 11029494-013 | 41200.9097 | 2031/32
4.733% | winter | 12 | 11029494-013 | 166.3093 | 2019/20
18.78% | winter | 16 | 11029494-013 | 1033.5792 | 2020/21
32.68% | winter | 20 | 11029494-013 | 2415.7201 | 2021/22
48.41% | winter | 24 | 11029494-013 | 4601.3791 | 2022/23
77.73% | winter | 29 | 11029494-013 | 9697.6586 | 2023/24
77.73% | winter | 30 | 11029494-013 | 10429.8075 | 2024/25
87.48% | winter | 31 | 11029494-013 | 12848.3536 | 2025/26
87.48% | winter | 32 | 11029494-013 | 13262.8166 | 2026/27
87.48% | winter | 33 | 11029494-013 | 13677.2797 | 2027/28
92.28% | winter | 34 | 11029494-013 | 14864.8732 | 2028/29
92.28% | winter | 34 | 11029494-013 | 14864.8732 | 2029/30
92.28% | winter | 35 | 11029494-013 | 15302.0754 | 2030/31
92.28% | winter | 36 | 11029494-013 | 15739.2775 | 2031/32
14.78% | shoulder | 12 | 11029494-013 | 1701.1516 | 2019/20
40.36% | shoulder | 16 | 11029494-013 | 7276.9136 | 2020/21
55.86% | shoulder | 20 | 11029494-013 | 13527.4006 | 2021/22
67% | shoulder | 24 | 11029494-013 | 20869.1817 | 2022/23
81.72% | shoulder | 29 | 11029494-013 | 33404.2703 | 2023/24
81.72% | shoulder | 30 | 11029494-013 | 35926.209 | 2024/25
87.36% | shoulder | 31 | 11029494-013 | 42039.5612 | 2025/26
87.36% | shoulder | 32 | 11029494-013 | 43395.6761 | 2026/27
87.36% | shoulder | 33 | 11029494-013 | 44751.7909 | 2027/28
91.29% | shoulder | 34 | 11029494-013 | 48184.6458 | 2028/29
91.29% | shoulder | 34 | 11029494-013 | 48184.6458 | 2029/30
91.29% | shoulder | 35 | 11029494-013 | 49601.8413 | 2030/31
91.29% | shoulder | 36 | 11029494-013 | 51019.0367 | 2031/32
0.01816% | summer | 33 | 11035063-006 | 5.4072 | 2021/22
0.8726% | summer | 42 | 11035063-006 | 388.3858 | 2022/23
15.4% | summer | 51 | 11035063-006 | 8944.1775 | 2023/24
65.68% | summer | 61 | 11035063-006 | 48887.5751 | 2024/25
90.62% | summer | 71 | 11035063-006 | 85277.2584 | 2025/26
93.32% | summer | 74 | 11035063-006 | 95155.5244 | 2026/27
95.29% | summer | 76 | 11035063-006 | 105710.8039 | 2027/28
96.58% | summer | 78 | 11035063-006 | 109965.384 | 2028/29
96.58% | summer | 79 | 11035063-006 | 111375.1966 | 2029/30
96.58% | summer | 80 | 11035063-006 | 112785.0092 | 2030/31
96.58% | summer | 80 | 11035063-006 | 112785.0092 | 2031/32
97.47% | summer | 82 | 11035063-006 | 116665.5492 | 2032/33
98.13% | summer | 84 | 11035063-006 | 120320.7406 | 2033/34
16.25% | winter | 33 | 11035063-006 | 1570.248 | 2021/22
56.31% | winter | 42 | 11035063-006 | 8134.879 | 2022/23
89.25% | winter | 51 | 11035063-006 | 16821.2059 | 2023/24
98.59% | winter | 61 | 11035063-006 | 23821.3973 | 2024/25
99.97% | winter | 71 | 11035063-006 | 30535.238 | 2025/26
100% | winter | 74 | 11035063-006 | 33096.5284 | 2026/27
100% | winter | 76 | 11035063-006 | 36007.4461 | 2027/28
100% | winter | 78 | 11035063-006 | 36955.0105 | 2028/29
100% | winter | 79 | 11035063-006 | 37428.7927 | 2029/30
100% | winter | 80 | 11035063-006 | 37902.5748 | 2030/31
100% | winter | 80 | 11035063-006 | 37902.5748 | 2031/32
100% | winter | 82 | 11035063-006 | 38850.1392 | 2032/33
100% | winter | 84 | 11035063-006 | 39797.7036 | 2033/34
8.054% | shoulder | 33 | 11035063-006 | 2549.7213 | 2021/22
31.28% | shoulder | 42 | 11035063-006 | 14805.1439 | 2022/23
62.64% | shoulder | 51 | 11035063-006 | 38681.4461 | 2023/24
94.45% | shoulder | 61 | 11035063-006 | 74769.7562 | 2024/25
98.57% | shoulder | 71 | 11035063-006 | 98649.1763 | 2025/26
99.08% | shoulder | 74 | 11035063-006 | 107441.5686 | 2026/27
99.46% | shoulder | 76 | 11035063-006 | 117346.9135 | 2027/28
99.69% | shoulder | 78 | 11035063-006 | 120711.3214 | 2028/29
99.69% | shoulder | 79 | 11035063-006 | 122258.9024 | 2029/30
99.69% | shoulder | 80 | 11035063-006 | 123806.4834 | 2030/31
99.69% | shoulder | 80 | 11035063-006 | 123806.4834 | 2031/32
99.84% | shoulder | 82 | 11035063-006 | 127092.5864 | 2032/33
99.93% | shoulder | 84 | 11035063-006 | 130307.3551 | 2033/34
0.6609% | summer | 17 | 11029516-013 | 101.3538 | 2021/22
5.5% | summer | 25 | 11029516-013 | 1457.2185 | 2022/23
24.94% | summer | 33 | 11029516-013 | 9368.742 | 2023/24
52.35% | summer | 42 | 11029516-013 | 26831.9733 | 2024/25
79.26% | summer | 51 | 11029516-013 | 53578.4585 | 2025/26
85.25% | summer | 54 | 11029516-013 | 63430.4579 | 2026/27
85.25% | summer | 56 | 11029516-013 | 69681.9218 | 2027/28
89.98% | summer | 58 | 11029516-013 | 76177.7755 | 2028/29
89.98% | summer | 59 | 11029516-013 | 77491.1854 | 2029/30
93.43% | summer | 60 | 11029516-013 | 81829.5333 | 2030/31
93.43% | summer | 60 | 11029516-013 | 81829.5333 | 2031/32
93.43% | summer | 62 | 11029516-013 | 84557.1844 | 2032/33
95.46% | summer | 64 | 11029516-013 | 89180.9924 | 2033/34
0.1756% | winter | 17 | 11029516-013 | 8.7428 | 2021/22
8.127% | winter | 25 | 11029516-013 | 698.8448 | 2022/23
50.38% | winter | 33 | 11029516-013 | 6144.1085 | 2023/24
87.89% | winter | 42 | 11029516-013 | 14620.9956 | 2024/25
98.92% | winter | 51 | 11029516-013 | 21703.5678 | 2025/26
99.67% | winter | 54 | 11029516-013 | 24072.6127 | 2026/27
99.67% | winter | 56 | 11029516-013 | 26445.1176 | 2027/28
99.89% | winter | 58 | 11029516-013 | 27448.2087 | 2028/29
99.89% | winter | 59 | 11029516-013 | 27921.4537 | 2029/30
99.97% | winter | 60 | 11029516-013 | 28417.4606 | 2030/31
99.97% | winter | 60 | 11029516-013 | 28417.4606 | 2031/32
99.97% | winter | 62 | 11029516-013 | 29364.7093 | 2032/33
99.99% | winter | 64 | 11029516-013 | 30317.9843 | 2033/34
1.468% | shoulder | 17 | 11029516-013 | 239.4905 | 2021/22
11.76% | shoulder | 25 | 11029516-013 | 3314.6256 | 2022/23
39.77% | shoulder | 33 | 11029516-013 | 15890.578 | 2023/24
70.8% | shoulder | 42 | 11029516-013 | 38590.9611 | 2024/25
93.49% | shoulder | 51 | 11029516-013 | 67203.3404 | 2025/26
96.25% | shoulder | 54 | 11029516-013 | 76168.1006 | 2026/27
96.25% | shoulder | 56 | 11029516-013 | 83674.9379 | 2027/28
97.81% | shoulder | 58 | 11029516-013 | 88067.5152 | 2028/29
97.81% | shoulder | 59 | 11029516-013 | 89585.9207 | 2029/30
98.5% | shoulder | 60 | 11029516-013 | 91740.2133 | 2030/31
98.5% | shoulder | 60 | 11029516-013 | 91740.2133 | 2031/32
98.5% | shoulder | 62 | 11029516-013 | 94798.2204 | 2032/33
98.86% | shoulder | 64 | 11029516-013 | 98220.7272 | 2033/34
0.3899% | summer | 13 | 42503972-014 | 45.7199 | 2019/20
3.048% | summer | 17 | 42503972-014 | 549.0987 | 2020/21
7.878% | summer | 21 | 42503972-014 | 1883.6561 | 2021/22
15.04% | summer | 25 | 42503972-014 | 4587.8333 | 2022/23
41.06% | summer | 29 | 42503972-014 | 15782.756 | 2023/24
41.06% | summer | 31 | 42503972-014 | 17540.1251 | 2024/25
56.63% | summer | 32 | 42503972-014 | 26451.1423 | 2025/26
56.63% | summer | 33 | 42503972-014 | 27277.7405 | 2026/27
56.63% | summer | 34 | 42503972-014 | 28104.3387 | 2027/28
67.84% | summer | 35 | 42503972-014 | 34657.5932 | 2028/29
67.84% | summer | 35 | 42503972-014 | 34657.5932 | 2029/30
67.84% | summer | 36 | 42503972-014 | 35647.8102 | 2030/31
67.84% | summer | 37 | 42503972-014 | 36638.0271 | 2031/32
1.971% | winter | 13 | 42503972-014 | 75.0359 | 2019/20
12.69% | winter | 17 | 42503972-014 | 742.2489 | 2020/21
25.57% | winter | 21 | 42503972-014 | 1984.4132 | 2021/22
41.38% | winter | 25 | 42503972-014 | 4097.4846 | 2022/23
72.42% | winter | 29 | 42503972-014 | 9035.037 | 2023/24
72.42% | winter | 31 | 42503972-014 | 10041.0649 | 2024/25
82.43% | winter | 32 | 42503972-014 | 12496.5391 | 2025/26
82.43% | winter | 33 | 42503972-014 | 12887.0559 | 2026/27
82.43% | winter | 34 | 42503972-014 | 13277.5728 | 2027/28
89.09% | winter | 35 | 42503972-014 | 14773.0477 | 2028/29
89.09% | winter | 35 | 42503972-014 | 14773.0477 | 2029/30
89.09% | winter | 36 | 42503972-014 | 15195.1348 | 2030/31
89.09% | winter | 37 | 42503972-014 | 15617.2219 | 2031/32
3.569% | shoulder | 13 | 42503972-014 | 445.0792 | 2019/20
16.83% | shoulder | 17 | 42503972-014 | 3224.575 | 2020/21
30.56% | shoulder | 21 | 42503972-014 | 7770.1274 | 2021/22
46.52% | shoulder | 25 | 42503972-014 | 15091.986 | 2022/23
74.27% | shoulder | 29 | 42503972-014 | 30357.8218 | 2023/24
74.27% | shoulder | 31 | 42503972-014 | 33738.0866 | 2024/25
84.73% | shoulder | 32 | 42503972-014 | 42088.3241 | 2025/26
84.73% | shoulder | 33 | 42503972-014 | 43403.5842 | 2026/27
84.73% | shoulder | 34 | 42503972-014 | 44718.8444 | 2027/28
90.52% | shoulder | 35 | 42503972-014 | 49183.6318 | 2028/29
90.52% | shoulder | 35 | 42503972-014 | 49183.6318 | 2029/30
90.52% | shoulder | 36 | 42503972-014 | 50588.8784 | 2030/31
90.52% | shoulder | 37 | 42503972-014 | 51994.1251 | 2031/32
3.708% | summer | 22 | 11080489-014 | 735.9441 | 2021/22
7.206% | summer | 27 | 11080489-014 | 2061.7131 | 2022/23
22.78% | summer | 32 | 11080489-014 | 8301.1568 | 2023/24
45.75% | summer | 38 | 11080489-014 | 21215.399 | 2024/25
70.69% | summer | 44 | 11080489-014 | 41223.1843 | 2025/26
78.14% | summer | 46 | 11080489-014 | 49530.3058 | 2026/27
78.14% | summer | 47 | 11080489-014 | 53609.1648 | 2027/28
78.14% | summer | 48 | 11080489-014 | 54749.7853 | 2028/29
84.01% | summer | 49 | 11080489-014 | 60088.2957 | 2029/30
84.01% | summer | 50 | 11080489-014 | 61314.5874 | 2030/31
84.01% | summer | 50 | 11080489-014 | 61314.5874 | 2031/32
84.01% | summer | 51 | 11080489-014 | 62540.8792 | 2032/33
87.59% | summer | 52 | 11080489-014 | 66483.7682 | 2033/34
16.07% | winter | 22 | 11080489-014 | 1035.0802 | 2021/22
22.17% | winter | 27 | 11080489-014 | 2058.7707 | 2022/23
40.97% | winter | 32 | 11080489-014 | 4844.3751 | 2023/24
65.55% | winter | 38 | 11080489-014 | 9865.8123 | 2024/25
86.3% | winter | 44 | 11080489-014 | 16336.1945 | 2025/26
92% | winter | 46 | 11080489-014 | 18927.6266 | 2026/27
92% | winter | 47 | 11080489-014 | 20486.3312 | 2027/28
92% | winter | 48 | 11080489-014 | 20922.2106 | 2028/29
96.29% | winter | 49 | 11080489-014 | 22353.7032 | 2029/30
96.29% | winter | 50 | 11080489-014 | 22809.9013 | 2030/31
96.29% | winter | 50 | 11080489-014 | 22809.9013 | 2031/32
96.29% | winter | 51 | 11080489-014 | 23266.0993 | 2032/33
98.29% | winter | 52 | 11080489-014 | 24214.1835 | 2033/34
17.86% | shoulder | 22 | 11080489-014 | 3768.4581 | 2021/22
26.7% | shoulder | 27 | 11080489-014 | 8123.5158 | 2022/23
53.76% | shoulder | 32 | 11080489-014 | 20831.9806 | 2023/24
80.83% | shoulder | 38 | 11080489-014 | 39863.0369 | 2024/25
93.69% | shoulder | 44 | 11080489-014 | 58108.3944 | 2025/26
95.52% | shoulder | 46 | 11080489-014 | 64389.1126 | 2026/27
95.52% | shoulder | 47 | 11080489-014 | 69691.6058 | 2027/28
95.52% | shoulder | 48 | 11080489-014 | 71174.4059 | 2028/29
96.51% | shoulder | 49 | 11080489-014 | 73408.9034 | 2029/30
96.51% | shoulder | 50 | 11080489-014 | 74907.0443 | 2030/31
96.51% | shoulder | 50 | 11080489-014 | 74907.0443 | 2031/32
96.51% | shoulder | 51 | 11080489-014 | 76405.1852 | 2032/33
96.96% | shoulder | 52 | 11080489-014 | 78271.8808 | 2033/34
0.2128% | summer | 20 | 11082047-001 | 38.3943 | 2019/20
0.428% | summer | 24 | 11082047-001 | 108.8647 | 2020/21
2.911% | summer | 29 | 11082047-001 | 961.3015 | 2021/22
7.072% | summer | 34 | 11082047-001 | 2934.1378 | 2022/23
25.05% | summer | 39 | 11082047-001 | 12946.0958 | 2023/24
37.57% | summer | 41 | 11082047-001 | 21227.218 | 2024/25
37.57% | summer | 42 | 11082047-001 | 23034.91 | 2025/26
37.57% | summer | 43 | 11082047-001 | 23583.3602 | 2026/27
49.33% | summer | 44 | 11082047-001 | 31681.8381 | 2027/28
49.33% | summer | 45 | 11082047-001 | 32401.8799 | 2028/29
49.33% | summer | 45 | 11082047-001 | 32401.8799 | 2029/30
49.33% | summer | 46 | 11082047-001 | 33121.9217 | 2030/31
60.75% | summer | 47 | 11082047-001 | 41677.9326 | 2031/32
0.6365% | winter | 20 | 11082047-001 | 37.2713 | 2019/20
1.599% | winter | 24 | 11082047-001 | 132.0131 | 2020/21
9.174% | winter | 29 | 11082047-001 | 983.1237 | 2021/22
18.97% | winter | 34 | 11082047-001 | 2555.1239 | 2022/23
46.59% | winter | 39 | 11082047-001 | 7815.9331 | 2023/24
61.8% | winter | 41 | 11082047-001 | 11332.8884 | 2024/25
61.8% | winter | 42 | 11082047-001 | 12297.9876 | 2025/26
61.8% | winter | 43 | 11082047-001 | 12590.7969 | 2026/27
76.02% | winter | 44 | 11082047-001 | 15846.7998 | 2027/28
76.02% | winter | 45 | 11082047-001 | 16206.9543 | 2028/29
76.02% | winter | 45 | 11082047-001 | 16206.9543 | 2029/30
76.02% | winter | 46 | 11082047-001 | 16567.1089 | 2030/31
86.3% | winter | 47 | 11082047-001 | 19217.195 | 2031/32
1.221% | shoulder | 20 | 11082047-001 | 234.3581 | 2019/20
2.78% | shoulder | 24 | 11082047-001 | 751.8735 | 2020/21
13.39% | shoulder | 29 | 11082047-001 | 4703.3108 | 2021/22
25.65% | shoulder | 34 | 11082047-001 | 11316.8099 | 2022/23
55.61% | shoulder | 39 | 11082047-001 | 30571.6696 | 2023/24
68.86% | shoulder | 41 | 11082047-001 | 41371.2043 | 2024/25
68.86% | shoulder | 42 | 11082047-001 | 44894.3411 | 2025/26
68.86% | shoulder | 43 | 11082047-001 | 45963.254 | 2026/27
79.96% | shoulder | 44 | 11082047-001 | 54618.0822 | 2027/28
79.96% | shoulder | 45 | 11082047-001 | 55859.4022 | 2028/29
79.96% | shoulder | 45 | 11082047-001 | 55859.4022 | 2029/30
79.96% | shoulder | 46 | 11082047-001 | 57100.7223 | 2030/31
87.98% | shoulder | 47 | 11082047-001 | 64191.5168 | 2031/32
0% | summer | 17 | 11035096-005 | 0 | 2020/21
0.01038% | summer | 23 | 11035096-005 | 2.5311 | 2021/22
0.2359% | summer | 30 | 11035096-005 | 80.5707 | 2022/23
2.837% | summer | 38 | 11035096-005 | 1315.374 | 2023/24
16.29% | summer | 46 | 11035096-005 | 9933.9488 | 2024/25
25.63% | summer | 49 | 11035096-005 | 17307.0572 | 2025/26
25.63% | summer | 51 | 11035096-005 | 19082.0632 | 2026/27
34.1% | summer | 53 | 11035096-005 | 26377.218 | 2027/28
34.1% | summer | 54 | 11035096-005 | 26874.9013 | 2028/29
44.11% | summer | 55 | 11035096-005 | 35414.5072 | 2029/30
44.11% | summer | 55 | 11035096-005 | 35414.5072 | 2030/31
44.11% | summer | 56 | 11035096-005 | 36058.4073 | 2031/32
44.11% | summer | 57 | 11035096-005 | 36702.3074 | 2032/33
4.122% | winter | 17 | 11035096-005 | 205.1516 | 2020/21
5.055% | winter | 23 | 11035096-005 | 399.9116 | 2021/22
6.359% | winter | 30 | 11035096-005 | 704.9983 | 2022/23
12.63% | winter | 38 | 11035096-005 | 1901.4057 | 2023/24
32.3% | winter | 46 | 11035096-005 | 6392.0243 | 2024/25
43.23% | winter | 49 | 11035096-005 | 9473.0107 | 2025/26
43.23% | winter | 51 | 11035096-005 | 10444.5595 | 2026/27
51.5% | winter | 53 | 11035096-005 | 12931.5746 | 2027/28
51.5% | winter | 54 | 11035096-005 | 13175.5666 | 2028/29
61.49% | winter | 55 | 11035096-005 | 16022.2817 | 2029/30
61.49% | winter | 55 | 11035096-005 | 16022.2817 | 2030/31
61.49% | winter | 56 | 11035096-005 | 16313.5959 | 2031/32
61.49% | winter | 57 | 11035096-005 | 16604.9101 | 2032/33
2.566% | shoulder | 17 | 11035096-005 | 418.5308 | 2020/21
3.489% | shoulder | 23 | 11035096-005 | 904.4202 | 2021/22
6.442% | shoulder | 30 | 11035096-005 | 2340.1889 | 2022/23
22.91% | shoulder | 38 | 11035096-005 | 11300.0313 | 2023/24
57.25% | shoulder | 46 | 11035096-005 | 37122.7711 | 2024/25
70.32% | shoulder | 49 | 11035096-005 | 50493.8334 | 2025/26
70.32% | shoulder | 51 | 11035096-005 | 55672.4642 | 2026/27
78.42% | shoulder | 53 | 11035096-005 | 64517.6994 | 2027/28
78.42% | shoulder | 54 | 11035096-005 | 65735.0145 | 2028/29
85.02% | shoulder | 55 | 11035096-005 | 72589.6362 | 2029/30
85.02% | shoulder | 55 | 11035096-005 | 72589.6362 | 2030/31
85.02% | shoulder | 56 | 11035096-005 | 73909.4477 | 2031/32
85.02% | shoulder | 57 | 11035096-005 | 75229.2593 | 2032/33
3.007% | summer | 17 | 40934130-009 | 461.0895 | 2021/22
6.105% | summer | 22 | 40934130-009 | 1423.2677 | 2022/23
26.85% | summer | 28 | 40934130-009 | 8560.8208 | 2023/24
55.93% | summer | 34 | 40934130-009 | 23206.187 | 2024/25
76.17% | summer | 40 | 40934130-009 | 40382.6441 | 2025/26
82.93% | summer | 42 | 40934130-009 | 47997.2998 | 2026/27
87.05% | summer | 44 | 40934130-009 | 55906.7092 | 2027/28
87.05% | summer | 45 | 40934130-009 | 57177.3163 | 2028/29
87.05% | summer | 46 | 40934130-009 | 58447.9233 | 2029/30
89.9% | summer | 47 | 40934130-009 | 61674.3106 | 2030/31
89.9% | summer | 47 | 40934130-009 | 61674.3106 | 2031/32
89.9% | summer | 48 | 40934130-009 | 62986.53 | 2032/33
89.9% | summer | 49 | 40934130-009 | 64298.7494 | 2033/34
13.5% | winter | 17 | 40934130-009 | 672.0618 | 2021/22
23.91% | winter | 22 | 40934130-009 | 1809.2414 | 2022/23
52.87% | winter | 28 | 40934130-009 | 5470.5756 | 2023/24
77.38% | winter | 34 | 40934130-009 | 10421.0175 | 2024/25
91.67% | winter | 40 | 40934130-009 | 15773.9835 | 2025/26
95.89% | winter | 42 | 40934130-009 | 18013.2406 | 2026/27
98% | winter | 44 | 40934130-009 | 20430.1449 | 2027/28
98% | winter | 45 | 40934130-009 | 20894.4664 | 2028/29
98% | winter | 46 | 40934130-009 | 21358.7879 | 2029/30
99.03% | winter | 47 | 40934130-009 | 22051.4387 | 2030/31
99.03% | winter | 47 | 40934130-009 | 22051.4387 | 2031/32
99.03% | winter | 48 | 40934130-009 | 22520.6182 | 2032/33
99.03% | winter | 49 | 40934130-009 | 22989.7978 | 2033/34
17.37% | shoulder | 17 | 40934130-009 | 2833.0036 | 2021/22
29.8% | shoulder | 22 | 40934130-009 | 7388.9063 | 2022/23
62.92% | shoulder | 28 | 40934130-009 | 21330.4998 | 2023/24
84.01% | shoulder | 34 | 40934130-009 | 37066.3403 | 2024/25
93.4% | shoulder | 40 | 40934130-009 | 52662.0935 | 2025/26
95.91% | shoulder | 42 | 40934130-009 | 59029.3478 | 2026/27
96.92% | shoulder | 44 | 40934130-009 | 66196.5785 | 2027/28
96.92% | shoulder | 45 | 40934130-009 | 67701.0461 | 2028/29
96.92% | shoulder | 46 | 40934130-009 | 69205.5138 | 2029/30
97.58% | shoulder | 47 | 40934130-009 | 71196.7592 | 2030/31
97.58% | shoulder | 47 | 40934130-009 | 71196.7592 | 2031/32
97.58% | shoulder | 48 | 40934130-009 | 72711.5839 | 2032/33
97.58% | shoulder | 49 | 40934130-009 | 74226.4086 | 2033/34
5.262% | summer | 23 | 129236826-015 | 1091.8468 | 2021/22
13.77% | summer | 29 | 129236826-015 | 4232.7816 | 2022/23
30.98% | summer | 35 | 129236826-015 | 12343.8966 | 2023/24
50.49% | summer | 42 | 129236826-015 | 25877.8168 | 2024/25
74.55% | summer | 49 | 129236826-015 | 48413.7618 | 2025/26
74.55% | summer | 51 | 129236826-015 | 52387.6685 | 2026/27
79.45% | summer | 53 | 129236826-015 | 61466.0466 | 2027/28
84.37% | summer | 55 | 129236826-015 | 67732.8395 | 2028/29
84.37% | summer | 56 | 129236826-015 | 68964.3457 | 2029/30
84.37% | summer | 57 | 129236826-015 | 70195.8518 | 2030/31
84.37% | summer | 57 | 129236826-015 | 70195.8518 | 2031/32
87.87% | summer | 58 | 129236826-015 | 74396.0075 | 2032/33
87.87% | summer | 59 | 129236826-015 | 75678.6972 | 2033/34
18.74% | winter | 23 | 129236826-015 | 1261.6936 | 2021/22
31.7% | winter | 29 | 129236826-015 | 3162.3409 | 2022/23
45.73% | winter | 35 | 129236826-015 | 5914.3004 | 2023/24
56.36% | winter | 42 | 129236826-015 | 9376.4641 | 2024/25
70.64% | winter | 49 | 129236826-015 | 14890.329 | 2025/26
70.64% | winter | 51 | 129236826-015 | 16112.5595 | 2026/27
74.51% | winter | 53 | 129236826-015 | 18710.9969 | 2027/28
78.4% | winter | 55 | 129236826-015 | 20430.5817 | 2028/29
78.4% | winter | 56 | 129236826-015 | 20802.0468 | 2029/30
78.4% | winter | 57 | 129236826-015 | 21173.5119 | 2030/31
78.4% | winter | 57 | 129236826-015 | 21173.5119 | 2031/32
81.75% | winter | 58 | 129236826-015 | 22464.1384 | 2032/33
81.75% | winter | 59 | 129236826-015 | 22851.4511 | 2033/34
25.68% | shoulder | 23 | 129236826-015 | 5665.374 | 2021/22
44.09% | shoulder | 29 | 129236826-015 | 14409.8329 | 2022/23
63.53% | shoulder | 35 | 129236826-015 | 26921.3298 | 2023/24
77.68% | shoulder | 42 | 129236826-015 | 42339.608 | 2024/25
90.9% | shoulder | 49 | 129236826-015 | 62779.5826 | 2025/26
90.9% | shoulder | 51 | 129236826-015 | 67932.6671 | 2026/27
93.15% | shoulder | 53 | 129236826-015 | 76637.1878 | 2027/28
95.02% | shoulder | 55 | 129236826-015 | 81124.4456 | 2028/29
95.02% | shoulder | 56 | 129236826-015 | 82599.4356 | 2029/30
95.02% | shoulder | 57 | 129236826-015 | 84074.4255 | 2030/31
95.02% | shoulder | 57 | 129236826-015 | 84074.4255 | 2031/32
96.35% | shoulder | 58 | 129236826-015 | 86746.2997 | 2032/33
96.35% | shoulder | 59 | 129236826-015 | 88241.9256 | 2033/34
0.2484% | summer | 19 | 11080017-005 | 42.5718 | 2021/22
0.879% | summer | 25 | 11080017-005 | 232.8643 | 2022/23
3.036% | summer | 31 | 11080017-005 | 1071.7381 | 2023/24
8.257% | summer | 38 | 11080017-005 | 3828.7844 | 2024/25
26.48% | summer | 45 | 11080017-005 | 15792.5292 | 2025/26
26.48% | summer | 47 | 11080017-005 | 17148.3831 | 2026/27
38.39% | summer | 49 | 11080017-005 | 27460.9104 | 2027/28
49.24% | summer | 51 | 11080017-005 | 36658.5066 | 2028/29
49.24% | summer | 52 | 11080017-005 | 37377.3008 | 2029/30
49.24% | summer | 53 | 11080017-005 | 38096.0951 | 2030/31
49.24% | summer | 53 | 11080017-005 | 38096.0951 | 2031/32
59.76% | summer | 54 | 11080017-005 | 47102.1332 | 2032/33
59.76% | summer | 55 | 11080017-005 | 47974.3949 | 2033/34
3.75% | winter | 19 | 11080017-005 | 208.5973 | 2021/22
9.433% | winter | 25 | 11080017-005 | 811.1154 | 2022/23
19.42% | winter | 31 | 11080017-005 | 2224.2297 | 2023/24
34.71% | winter | 38 | 11080017-005 | 5224.7302 | 2024/25
61.52% | winter | 45 | 11080017-005 | 11909.2067 | 2025/26
61.52% | winter | 47 | 11080017-005 | 12931.6614 | 2026/27
71.49% | winter | 49 | 11080017-005 | 16596.6354 | 2027/28
79.75% | winter | 51 | 11080017-005 | 19270.8696 | 2028/29
79.75% | winter | 52 | 11080017-005 | 19648.7298 | 2029/30
79.75% | winter | 53 | 11080017-005 | 20026.59 | 2030/31
79.75% | winter | 53 | 11080017-005 | 20026.59 | 2031/32
87.04% | winter | 54 | 11080017-005 | 22269.6706 | 2032/33
87.04% | winter | 55 | 11080017-005 | 22682.0719 | 2033/34
2.243% | shoulder | 19 | 11080017-005 | 408.8007 | 2021/22
4.788% | shoulder | 25 | 11080017-005 | 1349.0413 | 2022/23
10.13% | shoulder | 31 | 11080017-005 | 3803.3539 | 2023/24
22.94% | shoulder | 38 | 11080017-005 | 11312.8217 | 2024/25
58.18% | shoulder | 45 | 11080017-005 | 36903.715 | 2025/26
58.18% | shoulder | 47 | 11080017-005 | 40072.0515 | 2026/27
71.5% | shoulder | 49 | 11080017-005 | 54385.1172 | 2027/28
80.48% | shoulder | 51 | 11080017-005 | 63713.0883 | 2028/29
80.48% | shoulder | 52 | 11080017-005 | 64962.3646 | 2029/30
80.48% | shoulder | 53 | 11080017-005 | 66211.6408 | 2030/31
80.48% | shoulder | 53 | 11080017-005 | 66211.6408 | 2031/32
87.04% | shoulder | 54 | 11080017-005 | 72961.3875 | 2032/33
87.04% | shoulder | 55 | 11080017-005 | 74312.5243 | 2033/34
9.439% | summer | 36 | 63927776-014 | 3065.2637 | 2021/22
37.07% | summer | 49 | 63927776-014 | 19247.7482 | 2022/23
72.6% | summer | 62 | 63927776-014 | 51245.8755 | 2023/24
90.05% | summer | 77 | 63927776-014 | 84615.5296 | 2024/25
95.3% | summer | 91 | 63927776-014 | 114943.0176 | 2025/26
96.03% | summer | 95 | 63927776-014 | 125705.6417 | 2026/27
96.61% | summer | 98 | 63927776-014 | 138206.7443 | 2027/28
97.04% | summer | 101 | 63927776-014 | 143069.9702 | 2028/29
97.42% | summer | 103 | 63927776-014 | 146471.8395 | 2029/30
97.42% | summer | 104 | 63927776-014 | 147893.8962 | 2030/31
97.85% | summer | 105 | 63927776-014 | 149966.7961 | 2031/32
97.85% | summer | 107 | 63927776-014 | 152823.3065 | 2032/33
98.32% | summer | 109 | 63927776-014 | 156433.8115 | 2033/34
13.83% | winter | 36 | 63927776-014 | 1457.9565 | 2021/22
51.77% | winter | 49 | 63927776-014 | 8725.2975 | 2022/23
88.83% | winter | 62 | 63927776-014 | 20353.4995 | 2023/24
99.82% | winter | 77 | 63927776-014 | 30443.0954 | 2024/25
100% | winter | 91 | 63927776-014 | 39147.6744 | 2025/26
100% | winter | 95 | 63927776-014 | 42488.7864 | 2026/27
100% | winter | 98 | 63927776-014 | 46430.6542 | 2027/28
100% | winter | 101 | 63927776-014 | 47852.0007 | 2028/29
100% | winter | 103 | 63927776-014 | 48799.5651 | 2029/30
100% | winter | 104 | 63927776-014 | 49273.3473 | 2030/31
100% | winter | 105 | 63927776-014 | 49747.1295 | 2031/32
100% | winter | 107 | 63927776-014 | 50694.6938 | 2032/33
100% | winter | 109 | 63927776-014 | 51642.2582 | 2033/34
33.28% | shoulder | 36 | 63927776-014 | 11494.7388 | 2021/22
78.42% | shoulder | 49 | 63927776-014 | 43304.3679 | 2022/23
94.93% | shoulder | 62 | 63927776-014 | 71265.9542 | 2023/24
97.97% | shoulder | 77 | 63927776-014 | 97902.222 | 2024/25
99.24% | shoulder | 91 | 63927776-014 | 127295.0849 | 2025/26
99.39% | shoulder | 95 | 63927776-014 | 138359.8499 | 2026/27
99.5% | shoulder | 98 | 63927776-014 | 151371.4338 | 2027/28
99.61% | shoulder | 101 | 63927776-014 | 156177.7803 | 2028/29
99.73% | shoulder | 103 | 63927776-014 | 159466.9594 | 2029/30
99.73% | shoulder | 104 | 63927776-014 | 161015.1823 | 2030/31
99.81% | shoulder | 105 | 63927776-014 | 162690.5498 | 2031/32
99.81% | shoulder | 107 | 63927776-014 | 165789.4174 | 2032/33
99.87% | shoulder | 109 | 63927776-014 | 168984.3492 | 2033/34
0.2368% | summer | 33 | 11065754-005 | 70.4992 | 2021/22
1.82% | summer | 43 | 11065754-005 | 829.4987 | 2022/23
11.29% | summer | 53 | 11065754-005 | 6811.9262 | 2023/24
35.12% | summer | 65 | 11065754-005 | 27859.4563 | 2024/25
55.43% | summer | 76 | 11065754-005 | 55832.9516 | 2025/26
67.75% | summer | 80 | 11065754-005 | 74682.374 | 2026/27
73.22% | summer | 83 | 11065754-005 | 88706.275 | 2027/28
73.22% | summer | 85 | 11065754-005 | 90843.7756 | 2028/29
77.07% | summer | 87 | 11065754-005 | 97876.6756 | 2029/30
77.07% | summer | 88 | 11065754-005 | 99001.6949 | 2030/31
80.58% | summer | 89 | 11065754-005 | 104677.2036 | 2031/32
80.58% | summer | 91 | 11065754-005 | 107029.5003 | 2032/33
83.01% | summer | 93 | 11065754-005 | 112690.2477 | 2033/34
18.92% | winter | 33 | 11065754-005 | 1828.1734 | 2021/22
38.67% | winter | 43 | 11065754-005 | 5718.781 | 2022/23
68.54% | winter | 53 | 11065754-005 | 13424.2957 | 2023/24
89.61% | winter | 65 | 11065754-005 | 23069.1692 | 2024/25
96.74% | winter | 76 | 11065754-005 | 31629.1171 | 2025/26
98.84% | winter | 80 | 11065754-005 | 35365.6908 | 2026/27
99.38% | winter | 83 | 11065754-005 | 39079.7482 | 2027/28
99.38% | winter | 85 | 11065754-005 | 40021.4288 | 2028/29
99.56% | winter | 87 | 11065754-005 | 41038.1111 | 2029/30
99.56% | winter | 88 | 11065754-005 | 41509.8135 | 2030/31
99.74% | winter | 89 | 11065754-005 | 42058.84 | 2031/32
99.74% | winter | 91 | 11065754-005 | 43003.9824 | 2032/33
99.85% | winter | 93 | 11065754-005 | 43997.0354 | 2033/34
28% | shoulder | 33 | 11065754-005 | 8865.7541 | 2021/22
42.09% | shoulder | 43 | 11065754-005 | 20399.3833 | 2022/23
61.55% | shoulder | 53 | 11065754-005 | 39501.6005 | 2023/24
82.19% | shoulder | 65 | 11065754-005 | 69333.4134 | 2024/25
90.94% | shoulder | 76 | 11065754-005 | 97414.0166 | 2025/26
93.8% | shoulder | 80 | 11065754-005 | 109969.5884 | 2026/27
94.81% | shoulder | 83 | 11065754-005 | 122162.1309 | 2027/28
94.81% | shoulder | 85 | 11065754-005 | 125105.7967 | 2028/29
95.44% | shoulder | 87 | 11065754-005 | 128892.513 | 2029/30
95.44% | shoulder | 88 | 11065754-005 | 130374.0361 | 2030/31
96.09% | shoulder | 89 | 11065754-005 | 132759.9715 | 2031/32
96.09% | shoulder | 91 | 11065754-005 | 135743.3417 | 2032/33
96.49% | shoulder | 93 | 11065754-005 | 139302.8608 | 2033/34
0% | summer | 20 | 11077454-013 | 0 | 2019/20
0% | summer | 25 | 11077454-013 | 0 | 2020/21
0.006684% | summer | 30 | 11077454-013 | 2.2829 | 2021/22
0.2015% | summer | 36 | 11077454-013 | 88.5221 | 2022/23
2.533% | summer | 42 | 11077454-013 | 1409.7908 | 2023/24
7.126% | summer | 44 | 11077454-013 | 4320.6965 | 2024/25
7.126% | summer | 46 | 11077454-013 | 4785.0549 | 2025/26
17.51% | summer | 47 | 11077454-013 | 12012.744 | 2026/27
17.51% | summer | 48 | 11077454-013 | 12268.3343 | 2027/28
17.51% | summer | 49 | 11077454-013 | 12523.9246 | 2028/29
17.51% | summer | 49 | 11077454-013 | 12523.9246 | 2029/30
31.69% | summer | 50 | 11077454-013 | 23126.022 | 2030/31
31.69% | summer | 51 | 11077454-013 | 23588.5424 | 2031/32
49.73% | winter | 20 | 11077454-013 | 2912.4345 | 2019/20
62.89% | winter | 25 | 11077454-013 | 5407.7849 | 2020/21
84.95% | winter | 30 | 11077454-013 | 9418.4138 | 2021/22
95.76% | winter | 36 | 11077454-013 | 13654.6667 | 2022/23
98.75% | winter | 42 | 11077454-013 | 17841.5865 | 2023/24
99.37% | winter | 44 | 11077454-013 | 19555.9466 | 2024/25
99.37% | winter | 46 | 11077454-013 | 21657.6835 | 2025/26
99.73% | winter | 47 | 11077454-013 | 22208.477 | 2026/27
99.73% | winter | 48 | 11077454-013 | 22680.9978 | 2027/28
99.73% | winter | 49 | 11077454-013 | 23153.5186 | 2028/29
99.73% | winter | 49 | 11077454-013 | 23153.5186 | 2029/30
99.84% | winter | 50 | 11077454-013 | 23652.1443 | 2030/31
99.84% | winter | 51 | 11077454-013 | 24125.1872 | 2031/32
0% | shoulder | 20 | 11077454-013 | 0 | 2019/20
0% | shoulder | 25 | 11077454-013 | 0 | 2020/21
0.1729% | shoulder | 30 | 11077454-013 | 62.8075 | 2021/22
2.219% | shoulder | 36 | 11077454-013 | 1036.8087 | 2022/23
18.49% | shoulder | 42 | 11077454-013 | 10947.4396 | 2023/24
36.37% | shoulder | 44 | 11077454-013 | 23449.1819 | 2024/25
36.37% | shoulder | 46 | 11077454-013 | 25969.3366 | 2025/26
59.73% | shoulder | 47 | 11077454-013 | 43578.718 | 2026/27
59.73% | shoulder | 48 | 11077454-013 | 44505.9248 | 2027/28
59.73% | shoulder | 49 | 11077454-013 | 45433.1315 | 2028/29
59.73% | shoulder | 49 | 11077454-013 | 45433.1315 | 2029/30
77.42% | shoulder | 50 | 11077454-013 | 60095.0762 | 2030/31
77.42% | shoulder | 51 | 11077454-013 | 61296.9777 | 2031/32
0% | summer | 24 | 11035030-006 | 0 | 2021/22
0% | summer | 30 | 11035030-006 | 0 | 2022/23
0.2675% | summer | 36 | 11035030-006 | 109.6579 | 2023/24
6.849% | summer | 43 | 11035030-006 | 3594.0527 | 2024/25
60.04% | summer | 50 | 11035030-006 | 39785.9421 | 2025/26
60.04% | summer | 52 | 11035030-006 | 43017.8926 | 2026/27
75.07% | summer | 54 | 11035030-006 | 59168.974 | 2027/28
84.19% | summer | 56 | 11035030-006 | 68818.746 | 2028/29
84.19% | summer | 57 | 11035030-006 | 70047.6522 | 2029/30
84.19% | summer | 58 | 11035030-006 | 71276.5584 | 2030/31
84.19% | summer | 58 | 11035030-006 | 71276.5584 | 2031/32
89.24% | summer | 59 | 11035030-006 | 76857.1602 | 2032/33
89.24% | summer | 60 | 11035030-006 | 78159.8239 | 2033/34
7.121% | winter | 24 | 11035030-006 | 500.4067 | 2021/22
18.44% | winter | 30 | 11035030-006 | 1902.8406 | 2022/23
40.53% | winter | 36 | 11035030-006 | 5392.6201 | 2023/24
63.82% | winter | 43 | 11035030-006 | 10869.9192 | 2024/25
84.26% | winter | 50 | 11035030-006 | 18124.1907 | 2025/26
84.26% | winter | 52 | 11035030-006 | 19596.4818 | 2026/27
89.76% | winter | 54 | 11035030-006 | 22965.217 | 2027/28
93.93% | winter | 56 | 11035030-006 | 24921.204 | 2028/29
93.93% | winter | 57 | 11035030-006 | 25366.2255 | 2029/30
93.93% | winter | 58 | 11035030-006 | 25811.247 | 2030/31
93.93% | winter | 58 | 11035030-006 | 25811.247 | 2031/32
96.6% | winter | 59 | 11035030-006 | 27003.763 | 2032/33
96.6% | winter | 60 | 11035030-006 | 27461.4539 | 2033/34
0.01562% | shoulder | 24 | 11035030-006 | 3.5964 | 2021/22
0.152% | shoulder | 30 | 11035030-006 | 51.39 | 2022/23
3.707% | shoulder | 36 | 11035030-006 | 1615.8722 | 2023/24
37.11% | shoulder | 43 | 11035030-006 | 20711.3918 | 2024/25
87.45% | shoulder | 50 | 11035030-006 | 61630.0825 | 2025/26
87.45% | shoulder | 52 | 11035030-006 | 66636.5086 | 2026/27
93.82% | shoulder | 54 | 11035030-006 | 78642.754 | 2027/28
96.68% | shoulder | 56 | 11035030-006 | 84048.8711 | 2028/29
96.68% | shoulder | 57 | 11035030-006 | 85549.7438 | 2029/30
96.68% | shoulder | 58 | 11035030-006 | 87050.6165 | 2030/31
96.68% | shoulder | 58 | 11035030-006 | 87050.6165 | 2031/32
97.86% | shoulder | 59 | 11035030-006 | 89627.5914 | 2032/33
97.86% | shoulder | 60 | 11035030-006 | 91146.7031 | 2033/34
3.351% | summer | 14 | 11034997-013 | 423.2192 | 2020/21
6.399% | summer | 18 | 11034997-013 | 1220.5735 | 2021/22
13.03% | summer | 22 | 11034997-013 | 3264.4277 | 2022/23
37.18% | summer | 27 | 11034997-013 | 12250.4278 | 2023/24
64.15% | summer | 32 | 11034997-013 | 27209.3316 | 2024/25
64.15% | summer | 34 | 11034997-013 | 30056.1229 | 2025/26
75.45% | summer | 35 | 11034997-013 | 38548.1433 | 2026/27
75.45% | summer | 36 | 11034997-013 | 39649.5189 | 2027/28
75.45% | summer | 37 | 11034997-013 | 40750.8944 | 2028/29
82.53% | summer | 38 | 11034997-013 | 45776.6937 | 2029/30
82.53% | summer | 38 | 11034997-013 | 45776.6937 | 2030/31
82.53% | summer | 39 | 11034997-013 | 46981.3435 | 2031/32
82.53% | summer | 40 | 11034997-013 | 48185.9933 | 2032/33
9.321% | winter | 14 | 11034997-013 | 382.0702 | 2020/21
17.29% | winter | 18 | 11034997-013 | 1070.4522 | 2021/22
31% | winter | 22 | 11034997-013 | 2519.973 | 2022/23
64.92% | winter | 27 | 11034997-013 | 6942.7948 | 2023/24
86.92% | winter | 32 | 11034997-013 | 11965.3318 | 2024/25
86.92% | winter | 34 | 11034997-013 | 13217.2112 | 2025/26
92.73% | winter | 35 | 11034997-013 | 15377.6095 | 2026/27
92.73% | winter | 36 | 11034997-013 | 15816.9698 | 2027/28
92.73% | winter | 37 | 11034997-013 | 16256.33 | 2028/29
96.27% | winter | 38 | 11034997-013 | 17331.4986 | 2029/30
96.27% | winter | 38 | 11034997-013 | 17331.4986 | 2030/31
96.27% | winter | 39 | 11034997-013 | 17787.5906 | 2031/32
96.27% | winter | 40 | 11034997-013 | 18243.6827 | 2032/33
20.48% | shoulder | 14 | 11034997-013 | 2751.0474 | 2020/21
32.65% | shoulder | 18 | 11034997-013 | 6622.5528 | 2021/22
49.14% | shoulder | 22 | 11034997-013 | 13091.1464 | 2022/23
77.81% | shoulder | 27 | 11034997-013 | 27264.3433 | 2023/24
91.68% | shoulder | 32 | 11034997-013 | 41350.9598 | 2024/25
91.68% | shoulder | 34 | 11034997-013 | 45677.3268 | 2025/26
94.52% | shoulder | 35 | 11034997-013 | 51352.4182 | 2026/27
94.52% | shoulder | 36 | 11034997-013 | 52819.6302 | 2027/28
94.52% | shoulder | 37 | 11034997-013 | 54286.8421 | 2028/29
95.91% | shoulder | 38 | 11034997-013 | 56578.9391 | 2029/30
95.91% | shoulder | 38 | 11034997-013 | 56578.9391 | 2030/31
95.91% | shoulder | 39 | 11034997-013 | 58067.8586 | 2031/32
95.91% | shoulder | 40 | 11034997-013 | 59556.778 | 2032/33
4.483% | summer | 15 | 11035558-014 | 606.6179 | 2019/20
10.44% | summer | 18 | 11035558-014 | 1991.9037 | 2020/21
30.18% | summer | 22 | 11035558-014 | 7560.1359 | 2021/22
45.13% | summer | 26 | 11035558-014 | 14317.7883 | 2022/23
60.19% | summer | 30 | 11035558-014 | 23933.9473 | 2023/24
73.57% | summer | 31 | 11035558-014 | 31426.5626 | 2024/25
73.57% | summer | 32 | 11035558-014 | 34364.7486 | 2025/26
73.57% | summer | 33 | 11035558-014 | 35438.647 | 2026/27
82.46% | summer | 34 | 11035558-014 | 40922.8745 | 2027/28
82.46% | summer | 35 | 11035558-014 | 42126.4885 | 2028/29
82.46% | summer | 35 | 11035558-014 | 42126.4885 | 2029/30
82.46% | summer | 36 | 11035558-014 | 43330.1024 | 2030/31
87.81% | summer | 37 | 11035558-014 | 47426.1828 | 2031/32
9.827% | winter | 15 | 11035558-014 | 431.5991 | 2019/20
16.16% | winter | 18 | 11035558-014 | 1000.5669 | 2020/21
35.06% | winter | 22 | 11035558-014 | 2850.1216 | 2021/22
48.77% | winter | 26 | 11035558-014 | 5022.2963 | 2022/23
63.97% | winter | 30 | 11035558-014 | 8256.4873 | 2023/24
77.93% | winter | 31 | 11035558-014 | 10804.8013 | 2024/25
77.93% | winter | 32 | 11035558-014 | 11814.9823 | 2025/26
77.93% | winter | 33 | 11035558-014 | 12184.2005 | 2026/27
87.61% | winter | 34 | 11035558-014 | 14112.9791 | 2027/28
87.61% | winter | 35 | 11035558-014 | 14528.0668 | 2028/29
87.61% | winter | 35 | 11035558-014 | 14528.0668 | 2029/30
87.61% | winter | 36 | 11035558-014 | 14943.1544 | 2030/31
93.19% | winter | 37 | 11035558-014 | 16335.99 | 2031/32
14.52% | shoulder | 15 | 11035558-014 | 2089.3935 | 2019/20
26.76% | shoulder | 18 | 11035558-014 | 5428.4199 | 2020/21
60.78% | shoulder | 22 | 11035558-014 | 16189.4519 | 2021/22
75.74% | shoulder | 26 | 11035558-014 | 25557.363 | 2022/23
86.67% | shoulder | 30 | 11035558-014 | 36648.8587 | 2023/24
92.9% | shoulder | 31 | 11035558-014 | 42200.6595 | 2024/25
92.9% | shoulder | 32 | 11035558-014 | 46146.1558 | 2025/26
92.9% | shoulder | 33 | 11035558-014 | 47588.2231 | 2026/27
95.82% | shoulder | 34 | 11035558-014 | 50574.3025 | 2027/28
95.82% | shoulder | 35 | 11035558-014 | 52061.782 | 2028/29
95.82% | shoulder | 35 | 11035558-014 | 52061.782 | 2029/30
95.82% | shoulder | 36 | 11035558-014 | 53549.2615 | 2030/31
97.28% | shoulder | 37 | 11035558-014 | 55875.1495 | 2031/32
0.02438% | summer | 21 | 11080163-013 | 4.6182 | 2021/22
0.9257% | summer | 29 | 11080163-013 | 284.5029 | 2022/23
9.917% | summer | 37 | 11080163-013 | 4177.5256 | 2023/24
32.62% | summer | 46 | 11080163-013 | 18310.008 | 2024/25
58.39% | summer | 55 | 11080163-013 | 42562.6836 | 2025/26
65.2% | summer | 58 | 11080163-013 | 52108.6035 | 2026/27
65.2% | summer | 60 | 11080163-013 | 57103.233 | 2027/28
70.92% | summer | 62 | 11080163-013 | 64184.8863 | 2028/29
70.92% | summer | 63 | 11080163-013 | 65220.1264 | 2029/30
75.75% | summer | 64 | 11080163-013 | 70770.1806 | 2030/31
75.75% | summer | 64 | 11080163-013 | 70770.1806 | 2031/32
75.75% | summer | 66 | 11080163-013 | 72981.7488 | 2032/33
79.51% | summer | 68 | 11080163-013 | 78924.7651 | 2033/34
0.03198% | winter | 21 | 11080163-013 | 1.9666 | 2021/22
1.558% | winter | 29 | 11080163-013 | 155.4353 | 2022/23
16.52% | winter | 37 | 11080163-013 | 2258.2906 | 2023/24
47.31% | winter | 46 | 11080163-013 | 8619.8603 | 2024/25
74.95% | winter | 55 | 11080163-013 | 17733.2848 | 2025/26
80.34% | winter | 58 | 11080163-013 | 20840.2147 | 2026/27
80.34% | winter | 60 | 11080163-013 | 22837.7572 | 2027/28
85.12% | winter | 62 | 11080163-013 | 25002.258 | 2028/29
85.12% | winter | 63 | 11080163-013 | 25405.5202 | 2029/30
88.32% | winter | 64 | 11080163-013 | 26779.3544 | 2030/31
88.32% | winter | 64 | 11080163-013 | 26779.3544 | 2031/32
88.32% | winter | 66 | 11080163-013 | 27616.2092 | 2032/33
91.14% | winter | 68 | 11080163-013 | 29363.3233 | 2033/34
0.2576% | shoulder | 21 | 11080163-013 | 51.9029 | 2021/22
5.594% | shoulder | 29 | 11080163-013 | 1828.173 | 2022/23
29.27% | shoulder | 37 | 11080163-013 | 13114.0708 | 2023/24
61.39% | shoulder | 46 | 11080163-013 | 36646.8465 | 2024/25
80.15% | shoulder | 55 | 11080163-013 | 62132.1396 | 2025/26
84.19% | shoulder | 58 | 11080163-013 | 71557.1878 | 2026/27
84.19% | shoulder | 60 | 11080163-013 | 78415.9715 | 2027/28
88.35% | shoulder | 62 | 11080163-013 | 85032.1066 | 2028/29
88.35% | shoulder | 63 | 11080163-013 | 86403.5922 | 2029/30
91.45% | shoulder | 64 | 11080163-013 | 90859.1247 | 2030/31
91.45% | shoulder | 64 | 11080163-013 | 90859.1247 | 2031/32
91.45% | shoulder | 66 | 11080163-013 | 93698.4724 | 2032/33
93.99% | shoulder | 68 | 11080163-013 | 99213.4986 | 2033/34
4.513% | summer | 26 | 152219366-002 | 1058.5221 | 2021/22
15.81% | summer | 34 | 152219366-002 | 5696.6065 | 2022/23
60.86% | summer | 43 | 152219366-002 | 29794.1759 | 2023/24
87.6% | summer | 53 | 152219366-002 | 56658.9311 | 2024/25
92.74% | summer | 63 | 152219366-002 | 77437.1944 | 2025/26
94.42% | summer | 66 | 152219366-002 | 85872.3372 | 2026/27
96.15% | summer | 68 | 152219366-002 | 95437.5691 | 2027/28
96.15% | summer | 70 | 152219366-002 | 98244.5564 | 2028/29
97.63% | summer | 71 | 152219366-002 | 101186.5516 | 2029/30
97.63% | summer | 72 | 152219366-002 | 102611.7143 | 2030/31
97.63% | summer | 72 | 152219366-002 | 102611.7143 | 2031/32
98.6% | summer | 74 | 152219366-002 | 106500.2605 | 2032/33
98.6% | summer | 76 | 152219366-002 | 109378.6459 | 2033/34
3.984% | winter | 26 | 152219366-002 | 303.2626 | 2021/22
20.13% | winter | 34 | 152219366-002 | 2354.3145 | 2022/23
72.04% | winter | 43 | 152219366-002 | 11447.3346 | 2023/24
94.72% | winter | 53 | 152219366-002 | 19883.4485 | 2024/25
95.68% | winter | 63 | 152219366-002 | 25930.34 | 2025/26
96.09% | winter | 66 | 152219366-002 | 28363.8747 | 2026/27
96.95% | winter | 68 | 152219366-002 | 31233.0647 | 2027/28
96.95% | winter | 70 | 152219366-002 | 32151.6843 | 2028/29
97.79% | winter | 71 | 152219366-002 | 32894.9604 | 2029/30
97.79% | winter | 72 | 152219366-002 | 33358.2697 | 2030/31
97.79% | winter | 72 | 152219366-002 | 33358.2697 | 2031/32
98.61% | winter | 74 | 152219366-002 | 34570.8672 | 2032/33
98.61% | winter | 76 | 152219366-002 | 35505.215 | 2033/34
12.38% | shoulder | 26 | 152219366-002 | 3088.5604 | 2021/22
42.17% | shoulder | 34 | 152219366-002 | 16157.0193 | 2022/23
87.54% | shoulder | 43 | 152219366-002 | 45577.553 | 2023/24
94.14% | shoulder | 53 | 152219366-002 | 64747.59 | 2024/25
97.32% | shoulder | 63 | 152219366-002 | 86423.5491 | 2025/26
98.55% | shoulder | 66 | 152219366-002 | 95312.7633 | 2026/27
99.38% | shoulder | 68 | 152219366-002 | 104904.8893 | 2027/28
99.38% | shoulder | 70 | 152219366-002 | 107990.3272 | 2028/29
99.7% | shoulder | 71 | 152219366-002 | 109890.4863 | 2029/30
99.7% | shoulder | 72 | 152219366-002 | 111438.2396 | 2030/31
99.7% | shoulder | 72 | 152219366-002 | 111438.2396 | 2031/32
99.82% | shoulder | 74 | 152219366-002 | 114665.0677 | 2032/33
99.82% | shoulder | 76 | 152219366-002 | 117764.1235 | 2033/34
0.1321% | summer | 33 | 129237016-004 | 39.3186 | 2021/22
1.883% | summer | 43 | 129237016-004 | 858.1544 | 2022/23
11.45% | summer | 53 | 129237016-004 | 6907.6209 | 2023/24
42.1% | summer | 65 | 129237016-004 | 33390.6841 | 2024/25
70.47% | summer | 77 | 129237016-004 | 71918.5368 | 2025/26
80.06% | summer | 81 | 129237016-004 | 89353.9062 | 2026/27
83.82% | summer | 84 | 129237016-004 | 102778.9154 | 2027/28
83.82% | summer | 86 | 129237016-004 | 105226.0324 | 2028/29
86.8% | summer | 88 | 129237016-004 | 111498.9311 | 2029/30
86.8% | summer | 89 | 129237016-004 | 112765.9644 | 2030/31
86.8% | summer | 89 | 129237016-004 | 112765.9644 | 2031/32
89.14% | summer | 91 | 129237016-004 | 118407.7869 | 2032/33
91.12% | summer | 93 | 129237016-004 | 123700.5202 | 2033/34
0% | winter | 33 | 129237016-004 | 0 | 2021/22
0.01719% | winter | 43 | 129237016-004 | 2.543 | 2022/23
0.246% | winter | 53 | 129237016-004 | 48.185 | 2023/24
2.609% | winter | 65 | 129237016-004 | 671.6237 | 2024/25
25.14% | winter | 77 | 129237016-004 | 8326.198 | 2025/26
46.62% | winter | 81 | 129237016-004 | 16888.8831 | 2026/27
57.84% | winter | 84 | 129237016-004 | 23020.3219 | 2027/28
57.84% | winter | 86 | 129237016-004 | 23568.4248 | 2028/29
68.53% | winter | 88 | 129237016-004 | 28573.1812 | 2029/30
68.53% | winter | 89 | 129237016-004 | 28897.8764 | 2030/31
68.53% | winter | 89 | 129237016-004 | 28897.8764 | 2031/32
76.81% | winter | 91 | 129237016-004 | 33114.5516 | 2032/33
84.24% | winter | 93 | 129237016-004 | 37116.3464 | 2033/34
0.6932% | shoulder | 33 | 129237016-004 | 219.4423 | 2021/22
4.05% | shoulder | 43 | 129237016-004 | 1962.5304 | 2022/23
17.47% | shoulder | 53 | 129237016-004 | 11211.365 | 2023/24
52.23% | shoulder | 65 | 129237016-004 | 44057.336 | 2024/25
81.02% | shoulder | 77 | 129237016-004 | 87930.9014 | 2025/26
89.63% | shoulder | 81 | 129237016-004 | 106386.1372 | 2026/27
92.63% | shoulder | 84 | 129237016-004 | 120791.5288 | 2027/28
92.63% | shoulder | 86 | 129237016-004 | 123667.5176 | 2028/29
95.02% | shoulder | 88 | 129237016-004 | 129799.894 | 2029/30
95.02% | shoulder | 89 | 129237016-004 | 131274.8928 | 2030/31
95.02% | shoulder | 89 | 129237016-004 | 131274.8928 | 2031/32
96.57% | shoulder | 91 | 129237016-004 | 136412.0527 | 2032/33
97.65% | shoulder | 93 | 129237016-004 | 140969.4179 | 2033/34
0.6715% | summer | 43 | 11073250-014 | 260.4711 | 2019/20
1.797% | summer | 51 | 11073250-014 | 971.022 | 2020/21
4.552% | summer | 60 | 11073250-014 | 3109.4657 | 2021/22
9.631% | summer | 70 | 11073250-014 | 8227.0473 | 2022/23
21.91% | summer | 80 | 11073250-014 | 23233.8812 | 2023/24
25.61% | summer | 83 | 11073250-014 | 29294.3241 | 2024/25
25.61% | summer | 85 | 11073250-014 | 31779.885 | 2025/26
29.61% | summer | 87 | 11073250-014 | 37603.0323 | 2026/27
29.61% | summer | 88 | 11073250-014 | 38035.2511 | 2027/28
34.71% | summer | 89 | 11073250-014 | 45097.8435 | 2028/29
34.71% | summer | 89 | 11073250-014 | 45097.8435 | 2029/30
34.71% | summer | 91 | 11073250-014 | 46111.2782 | 2030/31
39.82% | summer | 93 | 11073250-014 | 54053.0809 | 2031/32
0.06308% | winter | 43 | 11073250-014 | 7.9418 | 2019/20
0.2117% | winter | 51 | 11073250-014 | 37.1324 | 2020/21
0.621% | winter | 60 | 11073250-014 | 137.7005 | 2021/22
1.49% | winter | 70 | 11073250-014 | 413.0525 | 2022/23
4.723% | winter | 80 | 11073250-014 | 1625.3232 | 2023/24
5.954% | winter | 83 | 11073250-014 | 2210.1001 | 2024/25
5.954% | winter | 85 | 11073250-014 | 2397.6224 | 2025/26
7.315% | winter | 87 | 11073250-014 | 3015.1037 | 2026/27
7.315% | winter | 88 | 11073250-014 | 3049.76 | 2027/28
9.863% | winter | 89 | 11073250-014 | 4159.064 | 2028/29
9.863% | winter | 89 | 11073250-014 | 4159.064 | 2029/30
9.863% | winter | 91 | 11073250-014 | 4252.5262 | 2030/31
12.41% | winter | 93 | 11073250-014 | 5468.9347 | 2031/32
2.097% | shoulder | 43 | 11073250-014 | 865.1863 | 2019/20
4.552% | shoulder | 51 | 11073250-014 | 2616.2765 | 2020/21
8.988% | shoulder | 60 | 11073250-014 | 6529.85 | 2021/22
15.43% | shoulder | 70 | 11073250-014 | 14019.9255 | 2022/23
28% | shoulder | 80 | 11073250-014 | 31570.7441 | 2023/24
31.46% | shoulder | 83 | 11073250-014 | 38269.6481 | 2024/25
31.46% | shoulder | 85 | 11073250-014 | 41516.7461 | 2025/26
35.21% | shoulder | 87 | 11073250-014 | 47556.1386 | 2026/27
35.21% | shoulder | 88 | 11073250-014 | 48102.7609 | 2027/28
40.14% | shoulder | 89 | 11073250-014 | 55460.6458 | 2028/29
40.14% | shoulder | 89 | 11073250-014 | 55460.6458 | 2029/30
40.14% | shoulder | 91 | 11073250-014 | 56706.9525 | 2030/31
45.07% | shoulder | 93 | 11073250-014 | 65070.6459 | 2031/32
15.97% | summer | 28 | 11059093-002 | 4034.0379 | 2021/22
27.88% | summer | 34 | 11059093-002 | 10047.0087 | 2022/23
43.3% | summer | 40 | 11059093-002 | 19718.68 | 2023/24
66.27% | summer | 47 | 11059093-002 | 38010.6953 | 2024/25
77.8% | summer | 54 | 11059093-002 | 55681.1549 | 2025/26
81.76% | summer | 56 | 11059093-002 | 63092.1505 | 2026/27
81.76% | summer | 58 | 11059093-002 | 69221.8661 | 2027/28
85.38% | summer | 60 | 11059093-002 | 74781.1565 | 2028/29
85.38% | summer | 61 | 11059093-002 | 76027.5091 | 2029/30
87.81% | summer | 62 | 11059093-002 | 79464.3469 | 2030/31
87.81% | summer | 62 | 11059093-002 | 79464.3469 | 2031/32
87.81% | summer | 63 | 11059093-002 | 80746.03 | 2032/33
87.81% | summer | 64 | 11059093-002 | 82027.713 | 2033/34
1.053% | winter | 28 | 11059093-002 | 86.2948 | 2021/22
2.557% | winter | 34 | 11059093-002 | 298.9948 | 2022/23
5.807% | winter | 40 | 11059093-002 | 858.3807 | 2023/24
16.37% | winter | 47 | 11059093-002 | 3047.3054 | 2024/25
29.08% | winter | 54 | 11059093-002 | 6754.9682 | 2025/26
35.95% | winter | 56 | 11059093-002 | 9005.2251 | 2026/27
35.95% | winter | 58 | 11059093-002 | 9880.1274 | 2027/28
44.97% | winter | 60 | 11059093-002 | 12783.6696 | 2028/29
44.97% | winter | 61 | 11059093-002 | 12996.7307 | 2029/30
51.68% | winter | 62 | 11059093-002 | 15179.5201 | 2030/31
51.68% | winter | 62 | 11059093-002 | 15179.5201 | 2031/32
51.68% | winter | 63 | 11059093-002 | 15424.351 | 2032/33
51.68% | winter | 64 | 11059093-002 | 15669.182 | 2033/34
20.67% | shoulder | 28 | 11059093-002 | 5553.0843 | 2021/22
32.34% | shoulder | 34 | 11059093-002 | 12390.2238 | 2022/23
45.77% | shoulder | 40 | 11059093-002 | 22166.1499 | 2023/24
64.13% | shoulder | 47 | 11059093-002 | 39113.7836 | 2024/25
73.83% | shoulder | 54 | 11059093-002 | 56198.8792 | 2025/26
77.94% | shoulder | 56 | 11059093-002 | 63959.5359 | 2026/27
77.94% | shoulder | 58 | 11059093-002 | 70173.5223 | 2027/28
82.69% | shoulder | 60 | 11059093-002 | 77021.4859 | 2028/29
82.69% | shoulder | 61 | 11059093-002 | 78305.1774 | 2029/30
86.23% | shoulder | 62 | 11059093-002 | 82995.006 | 2030/31
86.23% | shoulder | 62 | 11059093-002 | 82995.006 | 2031/32
86.23% | shoulder | 63 | 11059093-002 | 84333.6351 | 2032/33
86.23% | shoulder | 64 | 11059093-002 | 85672.2642 | 2033/34
26.11% | summer | 23 | 11066654-002 | 5416.6842 | 2020/21
30.79% | summer | 27 | 11066654-002 | 8810.0447 | 2021/22
40.49% | summer | 32 | 11066654-002 | 14750.6932 | 2022/23
53.32% | summer | 37 | 11066654-002 | 24073.3542 | 2023/24
59% | summer | 42 | 11066654-002 | 32842.0203 | 2024/25
65.82% | summer | 44 | 11066654-002 | 39905.7885 | 2025/26
65.82% | summer | 45 | 11066654-002 | 43233.8329 | 2026/27
73.13% | summer | 46 | 11066654-002 | 49106.7617 | 2027/28
73.13% | summer | 47 | 11066654-002 | 50174.3 | 2028/29
73.13% | summer | 48 | 11066654-002 | 51241.8383 | 2029/30
73.13% | summer | 48 | 11066654-002 | 51241.8383 | 2030/31
78.47% | summer | 49 | 11066654-002 | 56122.0135 | 2031/32
78.47% | summer | 50 | 11066654-002 | 57267.3607 | 2032/33
1.12% | winter | 23 | 11066654-002 | 75.435 | 2020/21
1.761% | winter | 27 | 11066654-002 | 163.5813 | 2021/22
4.079% | winter | 32 | 11066654-002 | 482.3127 | 2022/23
10.46% | winter | 37 | 11066654-002 | 1532.5982 | 2023/24
14.34% | winter | 42 | 11066654-002 | 2590.2303 | 2024/25
20.16% | winter | 44 | 11066654-002 | 3967.9748 | 2025/26
20.16% | winter | 45 | 11066654-002 | 4298.8941 | 2026/27
27.51% | winter | 46 | 11066654-002 | 5994.8501 | 2027/28
27.51% | winter | 47 | 11066654-002 | 6125.173 | 2028/29
27.51% | winter | 48 | 11066654-002 | 6255.4958 | 2029/30
27.51% | winter | 48 | 11066654-002 | 6255.4958 | 2030/31
35.12% | winter | 49 | 11066654-002 | 8152.4576 | 2031/32
35.12% | winter | 50 | 11066654-002 | 8318.8343 | 2032/33
23.44% | shoulder | 23 | 11066654-002 | 5172.0696 | 2020/21
28.55% | shoulder | 27 | 11066654-002 | 8686.0739 | 2021/22
39.13% | shoulder | 32 | 11066654-002 | 15162.8124 | 2022/23
52.71% | shoulder | 37 | 11066654-002 | 25309.8478 | 2023/24
58.18% | shoulder | 42 | 11066654-002 | 34441.1454 | 2024/25
64.26% | shoulder | 44 | 11066654-002 | 41435.9694 | 2025/26
64.26% | shoulder | 45 | 11066654-002 | 44891.6271 | 2026/27
70.46% | shoulder | 46 | 11066654-002 | 50315.2403 | 2027/28
70.46% | shoulder | 47 | 11066654-002 | 51409.0499 | 2028/29
70.46% | shoulder | 48 | 11066654-002 | 52502.8594 | 2029/30
70.46% | shoulder | 48 | 11066654-002 | 52502.8594 | 2030/31
74.63% | shoulder | 49 | 11066654-002 | 56768.0146 | 2031/32
74.63% | shoulder | 50 | 11066654-002 | 57926.5456 | 2032/33
3.911% | summer | 30 | 129151669-001 | 1058.3185 | 2021/22
6.109% | summer | 40 | 129151669-001 | 2589.3675 | 2022/23
9.605% | summer | 50 | 129151669-001 | 5468.0029 | 2023/24
19.29% | summer | 62 | 129151669-001 | 14595.3763 | 2024/25
40.3% | summer | 73 | 129151669-001 | 38996.6726 | 2025/26
48.31% | summer | 77 | 129151669-001 | 51256.0742 | 2026/27
55.48% | summer | 80 | 129151669-001 | 64781.4484 | 2027/28
62.93% | summer | 82 | 129151669-001 | 75323.7536 | 2028/29
69.12% | summer | 84 | 129151669-001 | 84754.8852 | 2029/30
69.12% | summer | 85 | 129151669-001 | 85763.8719 | 2030/31
69.12% | summer | 85 | 129151669-001 | 85763.8719 | 2031/32
74.15% | summer | 87 | 129151669-001 | 94169.9208 | 2032/33
74.15% | summer | 89 | 129151669-001 | 96334.7465 | 2033/34
0% | winter | 30 | 129151669-001 | 0 | 2021/22
0% | winter | 40 | 129151669-001 | 0 | 2022/23
0% | winter | 50 | 129151669-001 | 0 | 2023/24
0% | winter | 62 | 129151669-001 | 0 | 2024/25
0% | winter | 73 | 129151669-001 | 0 | 2025/26
0% | winter | 77 | 129151669-001 | 0 | 2026/27
0% | winter | 80 | 129151669-001 | 0 | 2027/28
0% | winter | 82 | 129151669-001 | 0 | 2028/29
0% | winter | 84 | 129151669-001 | 0 | 2029/30
0% | winter | 85 | 129151669-001 | 0 | 2030/31
0% | winter | 85 | 129151669-001 | 0 | 2031/32
0% | winter | 87 | 129151669-001 | 0 | 2032/33
0% | winter | 89 | 129151669-001 | 0 | 2033/34
3.174% | shoulder | 30 | 129151669-001 | 913.6113 | 2021/22
5.21% | shoulder | 40 | 129151669-001 | 2348.6194 | 2022/23
8.934% | shoulder | 50 | 129151669-001 | 5408.7133 | 2023/24
19.49% | shoulder | 62 | 129151669-001 | 15683.9355 | 2024/25
42.02% | shoulder | 73 | 129151669-001 | 43233.6762 | 2025/26
49.78% | shoulder | 77 | 129151669-001 | 56167.569 | 2026/27
57.28% | shoulder | 80 | 129151669-001 | 71128.8551 | 2027/28
65.22% | shoulder | 82 | 129151669-001 | 83025.3607 | 2028/29
72.07% | shoulder | 84 | 129151669-001 | 93976.237 | 2029/30
72.07% | shoulder | 85 | 129151669-001 | 95095.0017 | 2030/31
72.07% | shoulder | 85 | 129151669-001 | 95095.0017 | 2031/32
77.93% | shoulder | 87 | 129151669-001 | 105241.5177 | 2032/33
77.93% | shoulder | 89 | 129151669-001 | 107660.863 | 2033/34
25.48% | summer | 42 | 77025870-006 | 9654.7908 | 2021/22
48.34% | summer | 53 | 77025870-006 | 27150.5411 | 2022/23
63.67% | summer | 64 | 77025870-006 | 46393.0318 | 2023/24
80.66% | summer | 77 | 77025870-006 | 75789.3417 | 2024/25
87.68% | summer | 89 | 77025870-006 | 103424.9283 | 2025/26
89% | summer | 93 | 77025870-006 | 114057.6205 | 2026/27
90.01% | summer | 96 | 77025870-006 | 126134.2628 | 2027/28
91% | summer | 99 | 77025870-006 | 131497.9147 | 2028/29
91.97% | summer | 101 | 77025870-006 | 135583.3149 | 2029/30
91.97% | summer | 102 | 77025870-006 | 136925.7239 | 2030/31
91.97% | summer | 102 | 77025870-006 | 136925.7239 | 2031/32
92.66% | summer | 104 | 77025870-006 | 140658.4346 | 2032/33
92.66% | summer | 106 | 77025870-006 | 143363.4045 | 2033/34
1.151% | winter | 42 | 77025870-006 | 141.5425 | 2021/22
5.636% | winter | 53 | 77025870-006 | 1027.5161 | 2022/23
14.51% | winter | 64 | 77025870-006 | 3430.8719 | 2023/24
44.62% | winter | 77 | 77025870-006 | 13607.62 | 2024/25
66.17% | winter | 89 | 77025870-006 | 25335.896 | 2025/26
70.85% | winter | 93 | 77025870-006 | 29471.1278 | 2026/27
74.53% | winter | 96 | 77025870-006 | 33898.7178 | 2027/28
78.18% | winter | 99 | 77025870-006 | 36670.5403 | 2028/29
81.82% | winter | 101 | 77025870-006 | 39151.0062 | 2029/30
81.82% | winter | 102 | 77025870-006 | 39538.64 | 2030/31
81.82% | winter | 102 | 77025870-006 | 39538.64 | 2031/32
84.23% | winter | 104 | 77025870-006 | 41502.5372 | 2032/33
84.23% | winter | 106 | 77025870-006 | 42300.6629 | 2033/34
13.4% | shoulder | 42 | 77025870-006 | 5398.0941 | 2021/22
29.3% | shoulder | 53 | 77025870-006 | 17502.9969 | 2022/23
40.92% | shoulder | 64 | 77025870-006 | 31707.0629 | 2023/24
57.43% | shoulder | 77 | 77025870-006 | 57387.2792 | 2024/25
68.81% | shoulder | 89 | 77025870-006 | 86326.9727 | 2025/26
71.34% | shoulder | 93 | 77025870-006 | 97221.0951 | 2026/27
73.38% | shoulder | 96 | 77025870-006 | 109350.964 | 2027/28
75.49% | shoulder | 99 | 77025870-006 | 116013.3676 | 2028/29
77.64% | shoulder | 101 | 77025870-006 | 121735.9352 | 2029/30
77.64% | shoulder | 102 | 77025870-006 | 122941.2415 | 2030/31
77.64% | shoulder | 102 | 77025870-006 | 122941.2415 | 2031/32
79.51% | shoulder | 104 | 77025870-006 | 128365.7447 | 2032/33
79.51% | shoulder | 106 | 77025870-006 | 130834.3167 | 2033/34
15.49% | summer | 29 | 11059570-013 | 4052.069 | 2021/22
28.31% | summer | 40 | 11059570-013 | 12000.4123 | 2022/23
44.57% | summer | 52 | 11059570-013 | 26390.0109 | 2023/24
60.89% | summer | 66 | 11059570-013 | 49043.2468 | 2024/25
77.7% | summer | 80 | 11059570-013 | 82384.3757 | 2025/26
80.48% | summer | 84 | 11059570-013 | 93156.363 | 2026/27
83.06% | summer | 87 | 11059570-013 | 105474.5092 | 2027/28
85.49% | summer | 90 | 11059570-013 | 112307.9772 | 2028/29
87.31% | summer | 92 | 11059570-013 | 117249.6592 | 2029/30
88.92% | summer | 94 | 11059570-013 | 122003.8936 | 2030/31
88.92% | summer | 95 | 11059570-013 | 123301.8074 | 2031/32
90.43% | summer | 98 | 11059570-013 | 129363.0178 | 2032/33
91.42% | summer | 101 | 11059570-013 | 134774.0452 | 2033/34
2.916% | winter | 29 | 11059570-013 | 247.5914 | 2021/22
6.508% | winter | 40 | 11059570-013 | 895.3602 | 2022/23
13.52% | winter | 52 | 11059570-013 | 2598.299 | 2023/24
26.4% | winter | 66 | 11059570-013 | 6900.5572 | 2024/25
51.37% | winter | 80 | 11059570-013 | 17679.98 | 2025/26
56.31% | winter | 84 | 11059570-013 | 21154.6684 | 2026/27
61.31% | winter | 87 | 11059570-013 | 25271.9843 | 2027/28
67.17% | winter | 90 | 11059570-013 | 28642.179 | 2028/29
71.76% | winter | 92 | 11059570-013 | 31276.7871 | 2029/30
76.02% | winter | 94 | 11059570-013 | 33854.0108 | 2030/31
76.02% | winter | 95 | 11059570-013 | 34214.1598 | 2031/32
80.28% | winter | 98 | 11059570-013 | 37272.6364 | 2032/33
83.22% | winter | 101 | 11059570-013 | 39821.3237 | 2033/34
18.79% | shoulder | 29 | 11059570-013 | 5228.7606 | 2021/22
32.58% | shoulder | 40 | 11059570-013 | 14686.4196 | 2022/23
49.84% | shoulder | 52 | 11059570-013 | 31378.1423 | 2023/24
66.67% | shoulder | 66 | 11059570-013 | 57106.2959 | 2024/25
84.39% | shoulder | 80 | 11059570-013 | 95164.6382 | 2025/26
87.06% | shoulder | 84 | 11059570-013 | 107163.6332 | 2026/27
89.48% | shoulder | 87 | 11059570-013 | 120843.9156 | 2027/28
91.75% | shoulder | 90 | 11059570-013 | 128189.5568 | 2028/29
93.24% | shoulder | 92 | 11059570-013 | 133166.9547 | 2029/30
94.51% | shoulder | 94 | 11059570-013 | 137908.15 | 2030/31
94.51% | shoulder | 95 | 11059570-013 | 139375.258 | 2031/32
95.73% | shoulder | 98 | 11059570-013 | 145639.2103 | 2032/33
96.53% | shoulder | 101 | 11059570-013 | 151351.2348 | 2033/34
1.93% | summer | 21 | 11058368-015 | 365.6694 | 2019/20
3.11% | summer | 26 | 11058368-015 | 856.8415 | 2020/21
6.84% | summer | 32 | 11058368-015 | 2491.8968 | 2021/22
15.61% | summer | 39 | 11058368-015 | 7429.4212 | 2022/23
41.93% | summer | 46 | 11058368-015 | 25561.9101 | 2023/24
41.93% | summer | 48 | 11058368-015 | 27730.8291 | 2024/25
53.48% | summer | 50 | 11058368-015 | 39033.1532 | 2025/26
53.48% | summer | 51 | 11058368-015 | 39813.8163 | 2026/27
63.32% | summer | 52 | 11058368-015 | 48063.2785 | 2027/28
63.32% | summer | 53 | 11058368-015 | 48987.5723 | 2028/29
63.32% | summer | 53 | 11058368-015 | 48987.5723 | 2029/30
63.32% | summer | 54 | 11058368-015 | 49911.8661 | 2030/31
72.53% | summer | 55 | 11058368-015 | 58229.2959 | 2031/32
0.25% | winter | 21 | 11058368-015 | 15.3714 | 2019/20
0.3533% | winter | 26 | 11058368-015 | 31.598 | 2020/21
0.555% | winter | 32 | 11058368-015 | 65.6378 | 2021/22
1.127% | winter | 39 | 11058368-015 | 174.0917 | 2022/23
5.75% | winter | 46 | 11058368-015 | 1137.9389 | 2023/24
5.75% | winter | 48 | 11058368-015 | 1234.4926 | 2024/25
10.31% | winter | 50 | 11058368-015 | 2442.852 | 2025/26
10.31% | winter | 51 | 11058368-015 | 2491.709 | 2026/27
17.7% | winter | 52 | 11058368-015 | 4360.5425 | 2027/28
17.7% | winter | 53 | 11058368-015 | 4444.3991 | 2028/29
17.7% | winter | 53 | 11058368-015 | 4444.3991 | 2029/30
17.7% | winter | 54 | 11058368-015 | 4528.2557 | 2030/31
28.57% | winter | 55 | 11058368-015 | 7444.8138 | 2031/32
1.504% | shoulder | 21 | 11058368-015 | 302.9879 | 2019/20
3.092% | shoulder | 26 | 11058368-015 | 906.0155 | 2020/21
7.694% | shoulder | 32 | 11058368-015 | 2981.2009 | 2021/22
16.52% | shoulder | 39 | 11058368-015 | 8358.9805 | 2022/23
42.68% | shoulder | 46 | 11058368-015 | 27673.5734 | 2023/24
42.68% | shoulder | 48 | 11058368-015 | 30021.6663 | 2024/25
53.41% | shoulder | 50 | 11058368-015 | 41457.9697 | 2025/26
53.41% | shoulder | 51 | 11058368-015 | 42287.1291 | 2026/27
62.56% | shoulder | 52 | 11058368-015 | 50498.2643 | 2027/28
62.56% | shoulder | 53 | 11058368-015 | 51469.3848 | 2028/29
62.56% | shoulder | 53 | 11058368-015 | 51469.3848 | 2029/30
62.56% | shoulder | 54 | 11058368-015 | 52440.5052 | 2030/31
71.47% | shoulder | 55 | 11058368-015 | 61017.8671 | 2031/32
44.21% | summer | 30 | 157057462-002 | 11963.4303 | 2021/22
49.08% | summer | 34 | 157057462-002 | 17683.525 | 2022/23
59.32% | summer | 38 | 157057462-002 | 25665.0698 | 2023/24
65.31% | summer | 43 | 157057462-002 | 34271.7415 | 2024/25
76.31% | summer | 48 | 157057462-002 | 48547.7537 | 2025/26
81.52% | summer | 50 | 157057462-002 | 56166.7892 | 2026/27
81.52% | summer | 51 | 157057462-002 | 60688.6917 | 2027/28
81.52% | summer | 52 | 157057462-002 | 61878.6661 | 2028/29
85.53% | summer | 53 | 157057462-002 | 66169.1197 | 2029/30
85.53% | summer | 54 | 157057462-002 | 67417.5936 | 2030/31
85.53% | summer | 54 | 157057462-002 | 67417.5936 | 2031/32
85.53% | summer | 55 | 157057462-002 | 68666.0676 | 2032/33
88.44% | summer | 56 | 157057462-002 | 72292.3162 | 2033/34
0% | winter | 30 | 157057462-002 | 0 | 2021/22
0% | winter | 34 | 157057462-002 | 0 | 2022/23
0% | winter | 38 | 157057462-002 | 0 | 2023/24
0% | winter | 43 | 157057462-002 | 0 | 2024/25
0% | winter | 48 | 157057462-002 | 0 | 2025/26
0% | winter | 50 | 157057462-002 | 0 | 2026/27
0% | winter | 51 | 157057462-002 | 0 | 2027/28
0% | winter | 52 | 157057462-002 | 0 | 2028/29
0% | winter | 53 | 157057462-002 | 0 | 2029/30
0% | winter | 54 | 157057462-002 | 0 | 2030/31
0% | winter | 54 | 157057462-002 | 0 | 2031/32
0% | winter | 55 | 157057462-002 | 0 | 2032/33
0% | winter | 56 | 157057462-002 | 0 | 2033/34
28.46% | shoulder | 30 | 157057462-002 | 8189.7236 | 2021/22
31.82% | shoulder | 34 | 157057462-002 | 12192.6245 | 2022/23
39.23% | shoulder | 38 | 157057462-002 | 18048.8503 | 2023/24
44.54% | shoulder | 43 | 157057462-002 | 24852.8655 | 2024/25
54.04% | shoulder | 48 | 157057462-002 | 36558.8597 | 2025/26
58.94% | shoulder | 50 | 157057462-002 | 43182.8165 | 2026/27
58.94% | shoulder | 51 | 157057462-002 | 46659.3992 | 2027/28
58.94% | shoulder | 52 | 157057462-002 | 47574.2894 | 2028/29
63.14% | shoulder | 53 | 157057462-002 | 51947.4754 | 2029/30
63.14% | shoulder | 54 | 157057462-002 | 52927.6165 | 2030/31
63.14% | shoulder | 54 | 157057462-002 | 52927.6165 | 2031/32
63.14% | shoulder | 55 | 157057462-002 | 53907.7575 | 2032/33
66.74% | shoulder | 56 | 157057462-002 | 58016.6617 | 2033/34
5.085% | summer | 34 | 11059878-013 | 1559.7702 | 2021/22
13.48% | summer | 42 | 11059878-013 | 5998.8845 | 2022/23
29.14% | summer | 51 | 11059878-013 | 16922.6809 | 2023/24
49.29% | summer | 61 | 11059878-013 | 36690.7698 | 2024/25
66.05% | summer | 71 | 11059878-013 | 62151.8131 | 2025/26
70.16% | summer | 74 | 11059878-013 | 71536.7538 | 2026/27
74.69% | summer | 76 | 11059878-013 | 82863.3051 | 2027/28
77.94% | summer | 78 | 11059878-013 | 88739.9316 | 2028/29
77.94% | summer | 79 | 11059878-013 | 89877.623 | 2029/30
77.94% | summer | 80 | 11059878-013 | 91015.3144 | 2030/31
77.94% | summer | 80 | 11059878-013 | 91015.3144 | 2031/32
80.8% | summer | 82 | 11059878-013 | 96709.4437 | 2032/33
83.47% | summer | 84 | 11059878-013 | 102345.045 | 2033/34
0.6692% | winter | 34 | 11059878-013 | 66.6212 | 2021/22
2.292% | winter | 42 | 11059878-013 | 331.1143 | 2022/23
7.118% | winter | 51 | 11059878-013 | 1341.4561 | 2023/24
20.07% | winter | 61 | 11059878-013 | 4849.6243 | 2024/25
37.2% | winter | 71 | 11059878-013 | 11361.8547 | 2025/26
42.47% | winter | 74 | 11059878-013 | 14054.7937 | 2026/27
48.62% | winter | 76 | 11059878-013 | 17506.8577 | 2027/28
53.49% | winter | 78 | 11059878-013 | 19768.7366 | 2028/29
53.49% | winter | 79 | 11059878-013 | 20022.1819 | 2029/30
53.49% | winter | 80 | 11059878-013 | 20275.6273 | 2030/31
53.49% | winter | 80 | 11059878-013 | 20275.6273 | 2031/32
58.11% | winter | 82 | 11059878-013 | 22575.6813 | 2032/33
62.71% | winter | 84 | 11059878-013 | 24959.0288 | 2033/34
11.12% | shoulder | 34 | 11059878-013 | 3628.0872 | 2021/22
22.84% | shoulder | 42 | 11059878-013 | 10813.2634 | 2022/23
39.98% | shoulder | 51 | 11059878-013 | 24690.5653 | 2023/24
57.7% | shoulder | 61 | 11059878-013 | 45677.5961 | 2024/25
72.02% | shoulder | 71 | 11059878-013 | 72074.3465 | 2025/26
76.04% | shoulder | 74 | 11059878-013 | 82454.3647 | 2026/27
80.59% | shoulder | 76 | 11059878-013 | 95080.8543 | 2027/28
83.92% | shoulder | 78 | 11059878-013 | 101611.5227 | 2028/29
83.92% | shoulder | 79 | 11059878-013 | 102914.2346 | 2029/30
83.92% | shoulder | 80 | 11059878-013 | 104216.9464 | 2030/31
83.92% | shoulder | 80 | 11059878-013 | 104216.9464 | 2031/32
86.91% | shoulder | 82 | 11059878-013 | 110632.9153 | 2032/33
89.78% | shoulder | 84 | 11059878-013 | 117070.5951 | 2033/34
1.008% | summer | 53 | 11059867-002 | 481.9519 | 2021/22
2.589% | summer | 65 | 11059867-002 | 1783.1761 | 2022/23
7.569% | summer | 78 | 11059867-002 | 6722.2145 | 2023/24
16.56% | summer | 92 | 11059867-002 | 18591.2505 | 2024/25
37% | summer | 106 | 11059867-002 | 51981.062 | 2025/26
42.6% | summer | 110 | 11059867-002 | 64576.9019 | 2026/27
48.73% | summer | 113 | 11059867-002 | 80369.9753 | 2027/28
53.57% | summer | 116 | 11059867-002 | 90707.6091 | 2028/29
58.18% | summer | 118 | 11059867-002 | 100207.5505 | 2029/30
58.18% | summer | 119 | 11059867-002 | 101056.767 | 2030/31
62.94% | summer | 120 | 11059867-002 | 110255.5516 | 2031/32
62.94% | summer | 122 | 11059867-002 | 112093.1442 | 2032/33
67.74% | summer | 124 | 11059867-002 | 122612.3247 | 2033/34
0% | winter | 53 | 11059867-002 | 0 | 2021/22
0.002185% | winter | 65 | 11059867-002 | 0.48841 | 2022/23
0.05729% | winter | 78 | 11059867-002 | 16.5124 | 2023/24
0.2896% | winter | 92 | 11059867-002 | 105.5377 | 2024/25
2.454% | winter | 106 | 11059867-002 | 1118.8707 | 2025/26
3.857% | winter | 110 | 11059867-002 | 1897.4351 | 2026/27
5.446% | winter | 113 | 11059867-002 | 2915.7795 | 2027/28
7.705% | winter | 116 | 11059867-002 | 4234.5176 | 2028/29
10.09% | winter | 118 | 11059867-002 | 5639.9309 | 2029/30
10.09% | winter | 119 | 11059867-002 | 5687.7269 | 2030/31
14.52% | winter | 120 | 11059867-002 | 8254.4018 | 2031/32
14.52% | winter | 122 | 11059867-002 | 8391.9752 | 2032/33
19.33% | winter | 124 | 11059867-002 | 11356.3782 | 2033/34
1.506% | shoulder | 53 | 11059867-002 | 765.6244 | 2021/22
3.69% | shoulder | 65 | 11059867-002 | 2703.1459 | 2022/23
10.1% | shoulder | 78 | 11059867-002 | 9535.4735 | 2023/24
20.28% | shoulder | 92 | 11059867-002 | 24212.4704 | 2024/25
40.82% | shoulder | 106 | 11059867-002 | 60987.3071 | 2025/26
46.42% | shoulder | 110 | 11059867-002 | 74832.7182 | 2026/27
52.54% | shoulder | 113 | 11059867-002 | 92168.8254 | 2027/28
57.28% | shoulder | 116 | 11059867-002 | 103153.0834 | 2028/29
61.77% | shoulder | 118 | 11059867-002 | 113145.7447 | 2029/30
61.77% | shoulder | 119 | 11059867-002 | 114104.6069 | 2030/31
66.37% | shoulder | 120 | 11059867-002 | 123627.6003 | 2031/32
66.37% | shoulder | 122 | 11059867-002 | 125688.0603 | 2032/33
70.98% | shoulder | 124 | 11059867-002 | 136638.6806 | 2033/34
12.76% | summer | 28 | 11059889-004 | 3222.0599 | 2020/21
17.89% | summer | 34 | 11059889-004 | 6446.5684 | 2021/22
23.88% | summer | 41 | 11059889-004 | 11147.0326 | 2022/23
35.74% | summer | 49 | 11059889-004 | 21371.5952 | 2023/24
43.53% | summer | 57 | 11059889-004 | 32888.0016 | 2024/25
48.27% | summer | 59 | 11059889-004 | 39239.0137 | 2025/26
53.1% | summer | 61 | 11059889-004 | 47277.5422 | 2026/27
53.1% | summer | 63 | 11059889-004 | 48827.6256 | 2027/28
57.03% | summer | 64 | 11059889-004 | 53275.8354 | 2028/29
57.03% | summer | 65 | 11059889-004 | 54108.2703 | 2029/30
57.03% | summer | 65 | 11059889-004 | 54108.2703 | 2030/31
57.03% | summer | 66 | 11059889-004 | 54940.7052 | 2031/32
60.99% | summer | 67 | 11059889-004 | 59644.4102 | 2032/33
0.06174% | winter | 28 | 11059889-004 | 5.0618 | 2020/21
0.1733% | winter | 34 | 11059889-004 | 20.2683 | 2021/22
0.4037% | winter | 41 | 11059889-004 | 61.1641 | 2022/23
1.917% | winter | 49 | 11059889-004 | 372.0376 | 2023/24
3.96% | winter | 57 | 11059889-004 | 970.959 | 2024/25
6.054% | winter | 59 | 11059889-004 | 1597.5223 | 2025/26
8.402% | winter | 61 | 11059889-004 | 2428.3662 | 2026/27
8.402% | winter | 63 | 11059889-004 | 2507.9848 | 2027/28
11.2% | winter | 64 | 11059889-004 | 3396.4756 | 2028/29
11.2% | winter | 65 | 11059889-004 | 3449.5456 | 2029/30
11.2% | winter | 65 | 11059889-004 | 3449.5456 | 2030/31
11.2% | winter | 66 | 11059889-004 | 3502.6155 | 2031/32
14.32% | winter | 67 | 11059889-004 | 4545.7597 | 2032/33
7.117% | shoulder | 28 | 11059889-004 | 1911.8656 | 2020/21
11.09% | shoulder | 34 | 11059889-004 | 4250.553 | 2021/22
16.36% | shoulder | 41 | 11059889-004 | 8120.7288 | 2022/23
29.07% | shoulder | 49 | 11059889-004 | 18487.1191 | 2023/24
37.9% | shoulder | 57 | 11059889-004 | 30446.3578 | 2024/25
43.51% | shoulder | 59 | 11059889-004 | 37615.0527 | 2025/26
49.14% | shoulder | 61 | 11059889-004 | 46536.0605 | 2026/27
49.14% | shoulder | 63 | 11059889-004 | 48061.833 | 2027/28
53.35% | shoulder | 64 | 11059889-004 | 53007.3888 | 2028/29
53.35% | shoulder | 65 | 11059889-004 | 53835.6292 | 2029/30
53.35% | shoulder | 65 | 11059889-004 | 53835.6292 | 2030/31
53.35% | shoulder | 66 | 11059889-004 | 54663.8697 | 2031/32
57.5% | shoulder | 67 | 11059889-004 | 59803.9263 | 2032/33
13.15% | summer | 10 | 42391201-004 | 1186.1581 | 2021/22
33.01% | summer | 17 | 42391201-004 | 5947.3009 | 2022/23
68.59% | summer | 25 | 42391201-004 | 19524.3359 | 2023/24
89.59% | summer | 34 | 42391201-004 | 37172.4462 | 2024/25
95.83% | summer | 43 | 42391201-004 | 54613.6422 | 2025/26
96.49% | summer | 46 | 42391201-004 | 61161.7028 | 2026/27
96.49% | summer | 48 | 42391201-004 | 67606.8932 | 2027/28
96.95% | summer | 50 | 42391201-004 | 70761.6064 | 2028/29
96.95% | summer | 51 | 42391201-004 | 72176.8385 | 2029/30
97.35% | summer | 52 | 42391201-004 | 73894.9576 | 2030/31
97.35% | summer | 52 | 42391201-004 | 73894.9576 | 2031/32
97.35% | summer | 54 | 42391201-004 | 76737.0713 | 2032/33
97.56% | summer | 56 | 42391201-004 | 79750.7786 | 2033/34
0.1292% | winter | 10 | 42391201-004 | 3.7835 | 2021/22
0.9103% | winter | 17 | 42391201-004 | 53.2274 | 2022/23
13.46% | winter | 25 | 42391201-004 | 1243.9369 | 2023/24
53.15% | winter | 34 | 42391201-004 | 7158.0397 | 2024/25
85.82% | winter | 43 | 42391201-004 | 15874.7898 | 2025/26
91.3% | winter | 46 | 42391201-004 | 18782.5929 | 2026/27
91.3% | winter | 48 | 42391201-004 | 20761.8934 | 2027/28
95.46% | winter | 50 | 42391201-004 | 22613.8912 | 2028/29
95.46% | winter | 51 | 42391201-004 | 23066.169 | 2029/30
97.78% | winter | 52 | 42391201-004 | 24090.574 | 2030/31
97.78% | winter | 52 | 42391201-004 | 24090.574 | 2031/32
97.78% | winter | 54 | 42391201-004 | 25017.1345 | 2032/33
99.18% | winter | 56 | 42391201-004 | 26314.1988 | 2033/34
12.81% | shoulder | 10 | 42391201-004 | 1229.3221 | 2021/22
28.74% | shoulder | 17 | 42391201-004 | 5506.1246 | 2022/23
62.9% | shoulder | 25 | 42391201-004 | 19040.198 | 2023/24
88.62% | shoulder | 34 | 42391201-004 | 39102.4597 | 2024/25
98.57% | shoulder | 43 | 42391201-004 | 59745.0229 | 2025/26
99.37% | shoulder | 46 | 42391201-004 | 66982.7013 | 2026/27
99.37% | shoulder | 48 | 42391201-004 | 74041.3058 | 2027/28
99.76% | shoulder | 50 | 42391201-004 | 77433.6158 | 2028/29
99.76% | shoulder | 51 | 42391201-004 | 78982.2881 | 2029/30
99.89% | shoulder | 52 | 42391201-004 | 80629.8512 | 2030/31
99.89% | shoulder | 52 | 42391201-004 | 80629.8512 | 2031/32
99.89% | shoulder | 54 | 42391201-004 | 83730.9994 | 2032/33
99.94% | shoulder | 56 | 42391201-004 | 86879.6313 | 2033/34
16.84% | summer | 46 | 157467567-004 | 6986.6693 | 2021/22
34.58% | summer | 56 | 157467567-004 | 20522.4904 | 2022/23
54.41% | summer | 66 | 157467567-004 | 40885.8736 | 2023/24
75.46% | summer | 78 | 157467567-004 | 71822.2873 | 2024/25
88.36% | summer | 90 | 157467567-004 | 105395.836 | 2025/26
92.14% | summer | 94 | 157467567-004 | 119349.5592 | 2026/27
93.4% | summer | 97 | 157467567-004 | 132244.7765 | 2027/28
93.4% | summer | 99 | 157467567-004 | 134971.4729 | 2028/29
94.37% | summer | 101 | 157467567-004 | 139126.3592 | 2029/30
94.37% | summer | 102 | 157467567-004 | 140503.8479 | 2030/31
94.37% | summer | 102 | 157467567-004 | 140503.8479 | 2031/32
95.09% | summer | 104 | 157467567-004 | 144351.3214 | 2032/33
95.68% | summer | 106 | 157467567-004 | 148036.5474 | 2033/34
0% | winter | 46 | 157467567-004 | 0 | 2021/22
0% | winter | 56 | 157467567-004 | 0 | 2022/23
0% | winter | 66 | 157467567-004 | 0 | 2023/24
0% | winter | 78 | 157467567-004 | 0 | 2024/25
0% | winter | 90 | 157467567-004 | 0 | 2025/26
0% | winter | 94 | 157467567-004 | 0 | 2026/27
0% | winter | 97 | 157467567-004 | 0 | 2027/28
0% | winter | 99 | 157467567-004 | 0 | 2028/29
0% | winter | 101 | 157467567-004 | 0 | 2029/30
0% | winter | 102 | 157467567-004 | 0 | 2030/31
0% | winter | 102 | 157467567-004 | 0 | 2031/32
0% | winter | 104 | 157467567-004 | 0 | 2032/33
0% | winter | 106 | 157467567-004 | 0 | 2033/34
9.354% | shoulder | 46 | 157467567-004 | 4127.7726 | 2021/22
20.51% | shoulder | 56 | 157467567-004 | 12942.4652 | 2022/23
36.82% | shoulder | 66 | 157467567-004 | 29421.3006 | 2023/24
55.15% | shoulder | 78 | 157467567-004 | 55822.709 | 2024/25
69.97% | shoulder | 90 | 157467567-004 | 88757.3511 | 2025/26
75.33% | shoulder | 94 | 157467567-004 | 103769.9377 | 2026/27
78.04% | shoulder | 97 | 157467567-004 | 117506.229 | 2027/28
78.04% | shoulder | 99 | 157467567-004 | 119929.0379 | 2028/29
80.7% | shoulder | 101 | 157467567-004 | 126533.3298 | 2029/30
80.7% | shoulder | 102 | 157467567-004 | 127786.1351 | 2030/31
80.7% | shoulder | 102 | 157467567-004 | 127786.1351 | 2031/32
83.37% | shoulder | 104 | 157467567-004 | 134600.9676 | 2032/33
86.66% | shoulder | 106 | 157467567-004 | 142596.0306 | 2033/34
3.914% | summer | 31 | 11059313-004 | 1094.4834 | 2021/22
8.884% | summer | 36 | 11059313-004 | 3389.1506 | 2022/23
12.27% | summer | 41 | 11059313-004 | 5726.9098 | 2023/24
23.84% | summer | 47 | 11059313-004 | 13672.3419 | 2024/25
37.16% | summer | 53 | 11059313-004 | 26103.5102 | 2025/26
45.55% | summer | 55 | 11059313-004 | 34522.9264 | 2026/27
45.55% | summer | 56 | 11059313-004 | 37235.822 | 2027/28
52.11% | summer | 57 | 11059313-004 | 43354.2289 | 2028/29
52.11% | summer | 58 | 11059313-004 | 44114.8294 | 2029/30
52.11% | summer | 59 | 11059313-004 | 44875.4299 | 2030/31
52.11% | summer | 59 | 11059313-004 | 44875.4299 | 2031/32
58.97% | summer | 60 | 11059313-004 | 51648.3681 | 2032/33
58.97% | summer | 61 | 11059313-004 | 52509.1743 | 2033/34
0.5489% | winter | 31 | 11059313-004 | 49.8234 | 2021/22
1.458% | winter | 36 | 11059313-004 | 180.5835 | 2022/23
2.178% | winter | 41 | 11059313-004 | 330.0203 | 2023/24
7.043% | winter | 47 | 11059313-004 | 1311.1353 | 2024/25
16.2% | winter | 53 | 11059313-004 | 3693.7758 | 2025/26
23.85% | winter | 55 | 11059313-004 | 5867.3201 | 2026/27
23.85% | winter | 56 | 11059313-004 | 6328.3884 | 2027/28
32.5% | winter | 57 | 11059313-004 | 8777.0474 | 2028/29
32.5% | winter | 58 | 11059313-004 | 8931.0306 | 2029/30
32.5% | winter | 59 | 11059313-004 | 9085.0139 | 2030/31
32.5% | winter | 59 | 11059313-004 | 9085.0139 | 2031/32
43.16% | winter | 60 | 11059313-004 | 12269.4702 | 2032/33
43.16% | winter | 61 | 11059313-004 | 12473.9614 | 2033/34
20.09% | shoulder | 31 | 11059313-004 | 5975.2767 | 2021/22
32.87% | shoulder | 36 | 11059313-004 | 13336.5605 | 2022/23
39.84% | shoulder | 41 | 11059313-004 | 19776.45 | 2023/24
55.69% | shoulder | 47 | 11059313-004 | 33969.0798 | 2024/25
66.6% | shoulder | 53 | 11059313-004 | 49753.861 | 2025/26
71.7% | shoulder | 55 | 11059313-004 | 57787.7223 | 2026/27
71.7% | shoulder | 56 | 11059313-004 | 62328.8222 | 2027/28
74.56% | shoulder | 57 | 11059313-004 | 65970.696 | 2028/29
74.56% | shoulder | 58 | 11059313-004 | 67128.0766 | 2029/30
74.56% | shoulder | 59 | 11059313-004 | 68285.4572 | 2030/31
74.56% | shoulder | 59 | 11059313-004 | 68285.4572 | 2031/32
77.22% | shoulder | 60 | 11059313-004 | 71923.3792 | 2032/33
77.22% | shoulder | 61 | 11059313-004 | 73122.1022 | 2033/34
18.73% | summer | 32 | 128969928-002 | 5405.8461 | 2021/22
26.63% | summer | 38 | 128969928-002 | 10724.326 | 2022/23
35.61% | summer | 44 | 128969928-002 | 17841.4128 | 2023/24
52.82% | summer | 51 | 128969928-002 | 32869.8845 | 2024/25
62.52% | summer | 58 | 128969928-002 | 48058.1471 | 2025/26
67.56% | summer | 60 | 128969928-002 | 55858.2862 | 2026/27
67.56% | summer | 62 | 128969928-002 | 61144.3105 | 2027/28
72.92% | summer | 64 | 128969928-002 | 68118.6115 | 2028/29
72.92% | summer | 65 | 128969928-002 | 69182.9648 | 2029/30
77.13% | summer | 66 | 128969928-002 | 74304.9276 | 2030/31
77.13% | summer | 66 | 128969928-002 | 74304.9276 | 2031/32
77.13% | summer | 67 | 128969928-002 | 75430.7598 | 2032/33
77.13% | summer | 68 | 128969928-002 | 76556.592 | 2033/34
0.6991% | winter | 32 | 128969928-002 | 65.5039 | 2021/22
1.375% | winter | 38 | 128969928-002 | 179.692 | 2022/23
3.137% | winter | 44 | 128969928-002 | 510.0197 | 2023/24
9.045% | winter | 51 | 128969928-002 | 1827.0502 | 2024/25
16.11% | winter | 58 | 128969928-002 | 4019.1917 | 2025/26
22% | winter | 60 | 128969928-002 | 5902.9266 | 2026/27
22% | winter | 62 | 128969928-002 | 6461.5369 | 2027/28
29.61% | winter | 64 | 128969928-002 | 8979.0389 | 2028/29
29.61% | winter | 65 | 128969928-002 | 9119.3364 | 2029/30
37.13% | winter | 66 | 128969928-002 | 11610.6796 | 2030/31
37.13% | winter | 66 | 128969928-002 | 11610.6796 | 2031/32
37.13% | winter | 67 | 128969928-002 | 11786.599 | 2032/33
37.13% | winter | 68 | 128969928-002 | 11962.5184 | 2033/34
25.44% | shoulder | 32 | 128969928-002 | 7811.3725 | 2021/22
34.32% | shoulder | 38 | 128969928-002 | 14697.0323 | 2022/23
42.49% | shoulder | 44 | 128969928-002 | 22638.7743 | 2023/24
57.9% | shoulder | 51 | 128969928-002 | 38322.6768 | 2024/25
66.55% | shoulder | 58 | 128969928-002 | 54409.3912 | 2025/26
71.08% | shoulder | 60 | 128969928-002 | 62497.83 | 2026/27
71.08% | shoulder | 62 | 128969928-002 | 68412.1727 | 2027/28
75.9% | shoulder | 64 | 128969928-002 | 75409.6807 | 2028/29
75.9% | shoulder | 65 | 128969928-002 | 76587.9569 | 2029/30
79.65% | shoulder | 66 | 128969928-002 | 81600.0773 | 2030/31
79.65% | shoulder | 66 | 128969928-002 | 81600.0773 | 2031/32
79.65% | shoulder | 67 | 128969928-002 | 82836.4421 | 2032/33
79.65% | shoulder | 68 | 128969928-002 | 84072.8069 | 2033/34
19.2% | summer | 26 | 11059445-009 | 4503.603 | 2021/22
27.61% | summer | 32 | 11059445-009 | 9362.0666 | 2022/23
37.29% | summer | 38 | 11059445-009 | 16134.9322 | 2023/24
53.5% | summer | 45 | 11059445-009 | 29376.9191 | 2024/25
64.75% | summer | 52 | 11059445-009 | 44624.3849 | 2025/26
69.51% | summer | 54 | 11059445-009 | 51721.5426 | 2026/27
69.51% | summer | 56 | 11059445-009 | 56819.0204 | 2027/28
74.56% | summer | 57 | 11059445-009 | 62039.2818 | 2028/29
74.56% | summer | 58 | 11059445-009 | 63127.6903 | 2029/30
74.56% | summer | 59 | 11059445-009 | 64216.0987 | 2030/31
74.56% | summer | 59 | 11059445-009 | 64216.0987 | 2031/32
78.49% | summer | 60 | 11059445-009 | 68746.6705 | 2032/33
78.49% | summer | 61 | 11059445-009 | 69892.4483 | 2033/34
5.186% | winter | 26 | 11059445-009 | 394.7758 | 2021/22
9.35% | winter | 32 | 11059445-009 | 1029.1039 | 2022/23
16.27% | winter | 38 | 11059445-009 | 2284.3059 | 2023/24
32.19% | winter | 45 | 11059445-009 | 5736.9222 | 2024/25
46.09% | winter | 52 | 11059445-009 | 10310.431 | 2025/26
52.68% | winter | 54 | 11059445-009 | 12723.1194 | 2026/27
52.68% | winter | 56 | 11059445-009 | 13977.0615 | 2027/28
60.34% | winter | 57 | 11059445-009 | 16296.1755 | 2028/29
60.34% | winter | 58 | 11059445-009 | 16582.0733 | 2029/30
60.34% | winter | 59 | 11059445-009 | 16867.9712 | 2030/31
60.34% | winter | 59 | 11059445-009 | 16867.9712 | 2031/32
66.3% | winter | 60 | 11059445-009 | 18846.851 | 2032/33
66.3% | winter | 61 | 11059445-009 | 19160.9652 | 2033/34
32.18% | shoulder | 26 | 11059445-009 | 8027.851 | 2021/22
42.45% | shoulder | 32 | 11059445-009 | 15310.7605 | 2022/23
52.61% | shoulder | 38 | 11059445-009 | 24204.6426 | 2023/24
65.84% | shoulder | 45 | 11059445-009 | 38448.6381 | 2024/25
73.68% | shoulder | 52 | 11059445-009 | 54006.4773 | 2025/26
77.08% | shoulder | 54 | 11059445-009 | 60991.7286 | 2026/27
77.08% | shoulder | 56 | 11059445-009 | 67002.8406 | 2027/28
80.89% | shoulder | 57 | 11059445-009 | 71570.297 | 2028/29
80.89% | shoulder | 58 | 11059445-009 | 72825.9163 | 2029/30
80.89% | shoulder | 59 | 11059445-009 | 74081.5355 | 2030/31
80.89% | shoulder | 59 | 11059445-009 | 74081.5355 | 2031/32
83.93% | shoulder | 60 | 11059445-009 | 78174.6505 | 2032/33
83.93% | shoulder | 61 | 11059445-009 | 79477.5614 | 2033/34
3.752% | summer | 23 | 157210023-001 | 778.5456 | 2019/20
6.927% | summer | 28 | 157210023-001 | 2055.4275 | 2020/21
10.04% | summer | 33 | 157210023-001 | 3770.8759 | 2021/22
19.58% | summer | 39 | 157210023-001 | 9318.2353 | 2022/23
37.1% | summer | 45 | 157210023-001 | 22128.1763 | 2023/24
49.99% | summer | 47 | 157210023-001 | 32374.3686 | 2024/25
49.99% | summer | 48 | 157210023-001 | 35024.5603 | 2025/26
61.67% | summer | 49 | 157210023-001 | 44107.1979 | 2026/27
61.67% | summer | 50 | 157210023-001 | 45007.3447 | 2027/28
61.67% | summer | 51 | 157210023-001 | 45907.4916 | 2028/29
61.67% | summer | 51 | 157210023-001 | 45907.4916 | 2029/30
72.9% | summer | 52 | 157210023-001 | 55335.8304 | 2030/31
72.9% | summer | 53 | 157210023-001 | 56399.981 | 2031/32
0.009714% | winter | 23 | 157210023-001 | 0.65417 | 2019/20
0.06971% | winter | 28 | 157210023-001 | 6.7134 | 2020/21
0.2763% | winter | 33 | 157210023-001 | 33.6986 | 2021/22
1.135% | winter | 39 | 157210023-001 | 175.3385 | 2022/23
3.794% | winter | 45 | 157210023-001 | 734.5489 | 2023/24
7.65% | winter | 47 | 157210023-001 | 1608.0788 | 2024/25
7.65% | winter | 48 | 157210023-001 | 1739.7175 | 2025/26
12.96% | winter | 49 | 157210023-001 | 3007.9223 | 2026/27
12.96% | winter | 50 | 157210023-001 | 3069.3085 | 2027/28
12.96% | winter | 51 | 157210023-001 | 3130.6947 | 2028/29
12.96% | winter | 51 | 157210023-001 | 3130.6947 | 2029/30
22.7% | winter | 52 | 157210023-001 | 5593.4246 | 2030/31
22.7% | winter | 53 | 157210023-001 | 5700.9905 | 2031/32
4.863% | shoulder | 23 | 157210023-001 | 1073.0176 | 2019/20
9.034% | shoulder | 28 | 157210023-001 | 2850.7333 | 2020/21
13.18% | shoulder | 33 | 157210023-001 | 5267.7353 | 2021/22
24.33% | shoulder | 39 | 157210023-001 | 12313.44 | 2022/23
41.91% | shoulder | 45 | 157210023-001 | 26580.4158 | 2023/24
53.92% | shoulder | 47 | 157210023-001 | 37134.2336 | 2024/25
53.92% | shoulder | 48 | 157210023-001 | 40174.0717 | 2025/26
64.26% | shoulder | 49 | 157210023-001 | 48878.0465 | 2026/27
64.26% | shoulder | 50 | 157210023-001 | 49875.5577 | 2027/28
64.26% | shoulder | 51 | 157210023-001 | 50873.0688 | 2028/29
64.26% | shoulder | 51 | 157210023-001 | 50873.0688 | 2029/30
73.98% | shoulder | 52 | 157210023-001 | 59717.049 | 2030/31
73.98% | shoulder | 53 | 157210023-001 | 60865.4538 | 2031/32
16.18% | summer | 31 | 11059159-015 | 4526.0793 | 2021/22
59.45% | summer | 39 | 11059159-015 | 24570.3197 | 2022/23
84.16% | summer | 48 | 11059159-015 | 45994.5409 | 2023/24
92.25% | summer | 58 | 11059159-015 | 65288.8749 | 2024/25
95.85% | summer | 68 | 11059159-015 | 86390.2996 | 2025/26
96.44% | summer | 71 | 11059159-015 | 94349.3818 | 2026/27
96.44% | summer | 73 | 11059159-015 | 102761.77 | 2027/28
96.86% | summer | 75 | 11059159-015 | 106037.0989 | 2028/29
96.86% | summer | 76 | 11059159-015 | 107450.9269 | 2029/30
97.31% | summer | 77 | 11059159-015 | 109370.6594 | 2030/31
97.31% | summer | 77 | 11059159-015 | 109370.6594 | 2031/32
97.31% | summer | 79 | 11059159-015 | 112211.4558 | 2032/33
97.73% | summer | 81 | 11059159-015 | 115545.7036 | 2033/34
0.4978% | winter | 31 | 11059159-015 | 45.1838 | 2021/22
10.84% | winter | 39 | 11059159-015 | 1454.6407 | 2022/23
52.76% | winter | 48 | 11059159-015 | 9359.655 | 2023/24
82.42% | winter | 58 | 11059159-015 | 18934.8164 | 2024/25
97.23% | winter | 68 | 11059159-015 | 28443.977 | 2025/26
98.66% | winter | 71 | 11059159-015 | 31329.8765 | 2026/27
98.66% | winter | 73 | 11059159-015 | 34123.3138 | 2027/28
99.33% | winter | 75 | 11059159-015 | 35294.8884 | 2028/29
99.33% | winter | 76 | 11059159-015 | 35765.4869 | 2029/30
99.7% | winter | 77 | 11059159-015 | 36372.2596 | 2030/31
99.7% | winter | 77 | 11059159-015 | 36372.2596 | 2031/32
99.7% | winter | 79 | 11059159-015 | 37316.9936 | 2032/33
99.87% | winter | 81 | 11059159-015 | 38325.7389 | 2033/34
19.95% | shoulder | 31 | 11059159-015 | 5931.9382 | 2021/22
60.32% | shoulder | 39 | 11059159-015 | 26512.5678 | 2022/23
87.16% | shoulder | 48 | 11059159-015 | 50656.8366 | 2023/24
97.45% | shoulder | 58 | 11059159-015 | 73353.4912 | 2024/25
99.7% | shoulder | 68 | 11059159-015 | 95563.7041 | 2025/26
99.82% | shoulder | 71 | 11059159-015 | 103852.8465 | 2026/27
99.82% | shoulder | 73 | 11059159-015 | 113112.5835 | 2027/28
99.93% | shoulder | 75 | 11059159-015 | 116342.5188 | 2028/29
99.93% | shoulder | 76 | 11059159-015 | 117893.7523 | 2029/30
99.97% | shoulder | 77 | 11059159-015 | 119494.8258 | 2030/31
99.97% | shoulder | 77 | 11059159-015 | 119494.8258 | 2031/32
99.97% | shoulder | 79 | 11059159-015 | 122598.5875 | 2032/33
99.99% | shoulder | 81 | 11059159-015 | 125726.3164 | 2033/34
1.811% | summer | 24 | 11059247-015 | 392.0586 | 2020/21
3.915% | summer | 30 | 11059247-015 | 1244.8045 | 2021/22
8.442% | summer | 37 | 11059247-015 | 3556.2692 | 2022/23
21.69% | summer | 45 | 11059247-015 | 11911.3971 | 2023/24
33.91% | summer | 53 | 11059247-015 | 23819.4097 | 2024/25
41.78% | summer | 55 | 11059247-015 | 31664.4994 | 2025/26
49.91% | summer | 57 | 11059247-015 | 41523.1828 | 2026/27
49.91% | summer | 59 | 11059247-015 | 42980.1366 | 2027/28
56.76% | summer | 60 | 11059247-015 | 49714.1331 | 2028/29
56.76% | summer | 61 | 11059247-015 | 50542.702 | 2029/30
56.76% | summer | 61 | 11059247-015 | 50542.702 | 2030/31
56.76% | summer | 62 | 11059247-015 | 51371.2709 | 2031/32
64.17% | summer | 63 | 11059247-015 | 59012.5732 | 2032/33
0.05708% | winter | 24 | 11059247-015 | 4.0113 | 2020/21
0.1281% | winter | 30 | 11059247-015 | 13.2231 | 2021/22
0.3307% | winter | 37 | 11059247-015 | 45.223 | 2022/23
1.232% | winter | 45 | 11059247-015 | 219.5873 | 2023/24
2.944% | winter | 53 | 11059247-015 | 671.2062 | 2024/25
5.194% | winter | 55 | 11059247-015 | 1277.6314 | 2025/26
8.293% | winter | 57 | 11059247-015 | 2239.6655 | 2026/27
8.293% | winter | 59 | 11059247-015 | 2318.2503 | 2027/28
12.14% | winter | 60 | 11059247-015 | 3449.7239 | 2028/29
12.14% | winter | 61 | 11059247-015 | 3507.2193 | 2029/30
12.14% | winter | 61 | 11059247-015 | 3507.2193 | 2030/31
12.14% | winter | 62 | 11059247-015 | 3564.7147 | 2031/32
18.73% | winter | 63 | 11059247-015 | 5589.316 | 2032/33
3.723% | shoulder | 24 | 11059247-015 | 857.2509 | 2020/21
6.699% | shoulder | 30 | 11059247-015 | 2264.9557 | 2021/22
12.65% | shoulder | 37 | 11059247-015 | 5666.9289 | 2022/23
26.78% | shoulder | 45 | 11059247-015 | 15639.9513 | 2023/24
39.61% | shoulder | 53 | 11059247-015 | 29589.4196 | 2024/25
47.88% | shoulder | 55 | 11059247-015 | 38586.5512 | 2025/26
56.23% | shoulder | 57 | 11059247-015 | 49750.7663 | 2026/27
56.23% | shoulder | 59 | 11059247-015 | 51496.4072 | 2027/28
62.91% | shoulder | 60 | 11059247-015 | 58597.3941 | 2028/29
62.91% | shoulder | 61 | 11059247-015 | 59574.0174 | 2029/30
62.91% | shoulder | 61 | 11059247-015 | 59574.0174 | 2030/31
62.91% | shoulder | 62 | 11059247-015 | 60550.6406 | 2031/32
69.3% | shoulder | 63 | 11059247-015 | 67775.3015 | 2032/33
1.692% | summer | 37 | 11059214-001 | 564.7168 | 2019/20
3.058% | summer | 46 | 11059214-001 | 1490.9001 | 2020/21
6.369% | summer | 56 | 11059214-001 | 4060.7275 | 2021/22
9.973% | summer | 67 | 11059214-001 | 8154.1229 | 2022/23
17.62% | summer | 78 | 11059214-001 | 18216.4881 | 2023/24
20.97% | summer | 81 | 11059214-001 | 23406.017 | 2024/25
24.52% | summer | 84 | 11059214-001 | 30060.1303 | 2025/26
27.82% | summer | 86 | 11059214-001 | 34920.689 | 2026/27
27.82% | summer | 88 | 11059214-001 | 35732.7981 | 2027/28
31.26% | summer | 89 | 11059214-001 | 40608.5112 | 2028/29
31.26% | summer | 89 | 11059214-001 | 40608.5112 | 2029/30
31.26% | summer | 91 | 11059214-001 | 41521.062 | 2030/31
35.75% | summer | 93 | 11059214-001 | 48534.7075 | 2031/32
0.1728% | winter | 37 | 11059214-001 | 18.7218 | 2019/20
0.3526% | winter | 46 | 11059214-001 | 55.7964 | 2020/21
0.9061% | winter | 56 | 11059214-001 | 187.5148 | 2021/22
1.679% | winter | 67 | 11059214-001 | 445.555 | 2022/23
3.266% | winter | 78 | 11059214-001 | 1096.0509 | 2023/24
4.031% | winter | 81 | 11059214-001 | 1460.4178 | 2024/25
4.86% | winter | 84 | 11059214-001 | 1934.0915 | 2025/26
5.777% | winter | 86 | 11059214-001 | 2353.9016 | 2026/27
5.777% | winter | 88 | 11059214-001 | 2408.6435 | 2027/28
6.772% | winter | 89 | 11059214-001 | 2855.4914 | 2028/29
6.772% | winter | 89 | 11059214-001 | 2855.4914 | 2029/30
6.772% | winter | 91 | 11059214-001 | 2919.6597 | 2030/31
8.355% | winter | 93 | 11059214-001 | 3681.5383 | 2031/32
2.98% | shoulder | 37 | 11059214-001 | 1057.7758 | 2019/20
4.882% | shoulder | 46 | 11059214-001 | 2530.7019 | 2020/21
9.325% | shoulder | 56 | 11059214-001 | 6322.9796 | 2021/22
14.11% | shoulder | 67 | 11059214-001 | 12264.7428 | 2022/23
22.55% | shoulder | 78 | 11059214-001 | 24794.7712 | 2023/24
25.66% | shoulder | 81 | 11059214-001 | 30461.909 | 2024/25
28.98% | shoulder | 84 | 11059214-001 | 37788.3322 | 2025/26
32.25% | shoulder | 86 | 11059214-001 | 43051.6318 | 2026/27
32.25% | shoulder | 88 | 11059214-001 | 44052.8325 | 2027/28
35.63% | shoulder | 89 | 11059214-001 | 49226.2377 | 2028/29
35.63% | shoulder | 89 | 11059214-001 | 49226.2377 | 2029/30
35.63% | shoulder | 91 | 11059214-001 | 50332.4453 | 2030/31
39.88% | shoulder | 93 | 11059214-001 | 57567.7161 | 2031/32
1.598% | summer | 23 | 11059478-009 | 331.5047 | 2021/22
8.31% | summer | 28 | 11059478-009 | 2465.7088 | 2022/23
25.71% | summer | 33 | 11059478-009 | 9661.1999 | 2023/24
54.34% | summer | 39 | 11059478-009 | 25863.2971 | 2024/25
79.55% | summer | 45 | 11059478-009 | 47445.1007 | 2025/26
79.55% | summer | 47 | 11059478-009 | 51518.4588 | 2026/27
87.42% | summer | 48 | 11059478-009 | 61249.3226 | 2027/28
87.42% | summer | 49 | 11059478-009 | 62525.3502 | 2028/29
87.42% | summer | 50 | 11059478-009 | 63801.3777 | 2029/30
91.98% | summer | 51 | 11059478-009 | 68470.23 | 2030/31
91.98% | summer | 51 | 11059478-009 | 68470.23 | 2031/32
91.98% | summer | 52 | 11059478-009 | 69812.7835 | 2032/33
91.98% | summer | 53 | 11059478-009 | 71155.3371 | 2033/34
0.0336% | winter | 23 | 11059478-009 | 2.2624 | 2021/22
0.2918% | winter | 28 | 11059478-009 | 28.1082 | 2022/23
2.458% | winter | 33 | 11059478-009 | 299.7068 | 2023/24
13.34% | winter | 39 | 11059478-009 | 2060.7385 | 2024/25
40.63% | winter | 45 | 11059478-009 | 7866.1143 | 2025/26
40.63% | winter | 47 | 11059478-009 | 8541.4528 | 2026/27
57.66% | winter | 48 | 11059478-009 | 13112.7196 | 2027/28
57.66% | winter | 49 | 11059478-009 | 13385.9013 | 2028/29
57.66% | winter | 50 | 11059478-009 | 13659.0829 | 2029/30
72.41% | winter | 51 | 11059478-009 | 17496.0762 | 2030/31
72.41% | winter | 51 | 11059478-009 | 17496.0762 | 2031/32
72.41% | winter | 52 | 11059478-009 | 17839.1365 | 2032/33
72.41% | winter | 53 | 11059478-009 | 18182.1969 | 2033/34
1.529% | shoulder | 23 | 11059478-009 | 337.4621 | 2021/22
7.879% | shoulder | 28 | 11059478-009 | 2486.3451 | 2022/23
25.15% | shoulder | 33 | 11059478-009 | 10050.9378 | 2023/24
53.31% | shoulder | 39 | 11059478-009 | 26982.116 | 2024/25
75.87% | shoulder | 45 | 11059478-009 | 48126.1675 | 2025/26
75.87% | shoulder | 47 | 11059478-009 | 52257.998 | 2026/27
83.83% | shoulder | 48 | 11059478-009 | 62463.7308 | 2027/28
83.83% | shoulder | 49 | 11059478-009 | 63765.0586 | 2028/29
83.83% | shoulder | 50 | 11059478-009 | 65066.3863 | 2029/30
90.01% | shoulder | 51 | 11059478-009 | 71262.068 | 2030/31
90.01% | shoulder | 51 | 11059478-009 | 71262.068 | 2031/32
90.01% | shoulder | 52 | 11059478-009 | 72659.3635 | 2032/33
90.01% | shoulder | 53 | 11059478-009 | 74056.6589 | 2033/34
7.605% | summer | 27 | 11059302-006 | 1852.3237 | 2020/21
10.8% | summer | 35 | 11059302-006 | 4004.3463 | 2021/22
14.79% | summer | 44 | 11059302-006 | 7406.8954 | 2022/23
21.99% | summer | 54 | 11059302-006 | 14493.0534 | 2023/24
33.2% | summer | 64 | 11059302-006 | 28159.8603 | 2024/25
36.91% | summer | 67 | 11059302-006 | 34080.47 | 2025/26
36.91% | summer | 69 | 11059302-006 | 37179.8701 | 2026/27
40.88% | summer | 71 | 11059302-006 | 42371.9283 | 2027/28
40.88% | summer | 72 | 11059302-006 | 42968.716 | 2028/29
44.76% | summer | 73 | 11059302-006 | 47698.3998 | 2029/30
44.76% | summer | 73 | 11059302-006 | 47698.3998 | 2030/31
44.76% | summer | 75 | 11059302-006 | 49005.2053 | 2031/32
47.66% | summer | 77 | 11059302-006 | 53569.6779 | 2032/33
0.945% | winter | 27 | 11059302-006 | 74.7082 | 2020/21
1.482% | winter | 35 | 11059302-006 | 178.4154 | 2021/22
2.143% | winter | 44 | 11059302-006 | 348.3838 | 2022/23
3.555% | winter | 54 | 11059302-006 | 760.3933 | 2023/24
6.392% | winter | 64 | 11059302-006 | 1759.9431 | 2024/25
8.023% | winter | 67 | 11059302-006 | 2404.2952 | 2025/26
8.023% | winter | 69 | 11059302-006 | 2622.9504 | 2026/27
9.766% | winter | 71 | 11059302-006 | 3285.0054 | 2027/28
9.766% | winter | 72 | 11059302-006 | 3331.2731 | 2028/29
11.54% | winter | 73 | 11059302-006 | 3991.0703 | 2029/30
11.54% | winter | 73 | 11059302-006 | 3991.0703 | 2030/31
11.54% | winter | 75 | 11059302-006 | 4100.4147 | 2031/32
13.65% | winter | 77 | 11059302-006 | 4981.2837 | 2032/33
12.1% | shoulder | 27 | 11059302-006 | 3134.0074 | 2020/21
16.23% | shoulder | 35 | 11059302-006 | 6401.1049 | 2021/22
21.09% | shoulder | 44 | 11059302-006 | 11237.3203 | 2022/23
29.71% | shoulder | 54 | 11059302-006 | 20821.2885 | 2023/24
41.85% | shoulder | 64 | 11059302-006 | 37748.8996 | 2024/25
45.62% | shoulder | 67 | 11059302-006 | 44795.2766 | 2025/26
45.62% | shoulder | 69 | 11059302-006 | 48869.1197 | 2026/27
49.66% | shoulder | 71 | 11059302-006 | 54733.6227 | 2027/28
49.66% | shoulder | 72 | 11059302-006 | 55504.5188 | 2028/29
53.59% | shoulder | 73 | 11059302-006 | 60723.8951 | 2029/30
53.59% | shoulder | 73 | 11059302-006 | 60723.8951 | 2030/31
53.59% | shoulder | 75 | 11059302-006 | 62387.5635 | 2031/32
56.33% | shoulder | 77 | 11059302-006 | 67331.3507 | 2032/33
11.53% | summer | 34 | 11059280-005 | 3537.4305 | 2021/22
15.58% | summer | 38 | 11059280-005 | 6275.903 | 2022/23
26.52% | summer | 42 | 11059280-005 | 12681.3088 | 2023/24
35.77% | summer | 47 | 11059280-005 | 20515.2226 | 2024/25
53.74% | summer | 52 | 11059280-005 | 37038.7966 | 2025/26
62.47% | summer | 54 | 11059280-005 | 46483.8394 | 2026/27
62.47% | summer | 55 | 11059280-005 | 50153.2323 | 2027/28
62.47% | summer | 56 | 11059280-005 | 51065.1092 | 2028/29
70.76% | summer | 57 | 11059280-005 | 58877.2637 | 2029/30
70.76% | summer | 58 | 11059280-005 | 59910.1982 | 2030/31
70.76% | summer | 58 | 11059280-005 | 59910.1982 | 2031/32
70.76% | summer | 59 | 11059280-005 | 60943.1327 | 2032/33
76.21% | summer | 60 | 11059280-005 | 66748.3827 | 2033/34
0.4177% | winter | 34 | 11059280-005 | 41.582 | 2021/22
0.6538% | winter | 38 | 11059280-005 | 85.459 | 2022/23
1.512% | winter | 42 | 11059280-005 | 234.7225 | 2023/24
2.998% | winter | 47 | 11059280-005 | 558.1605 | 2024/25
7.99% | winter | 52 | 11059280-005 | 1787.3467 | 2025/26
14.54% | winter | 54 | 11059280-005 | 3511.8398 | 2026/27
14.54% | winter | 55 | 11059280-005 | 3789.0613 | 2027/28
14.54% | winter | 56 | 11059280-005 | 3857.9533 | 2028/29
23.4% | winter | 57 | 11059280-005 | 6320.6564 | 2029/30
23.4% | winter | 58 | 11059280-005 | 6431.5451 | 2030/31
23.4% | winter | 58 | 11059280-005 | 6431.5451 | 2031/32
23.4% | winter | 59 | 11059280-005 | 6542.4338 | 2032/33
33.17% | winter | 60 | 11059280-005 | 9428.8675 | 2033/34
17.47% | shoulder | 34 | 11059280-005 | 5699.3013 | 2021/22
21.73% | shoulder | 38 | 11059280-005 | 9307.2375 | 2022/23
32.14% | shoulder | 42 | 11059280-005 | 16344.4106 | 2023/24
40.02% | shoulder | 47 | 11059280-005 | 24408.4894 | 2024/25
54.75% | shoulder | 52 | 11059280-005 | 40128.439 | 2025/26
62.08% | shoulder | 54 | 11059280-005 | 49125.127 | 2026/27
62.08% | shoulder | 55 | 11059280-005 | 53003.0207 | 2027/28
62.08% | shoulder | 56 | 11059280-005 | 53966.712 | 2028/29
69.38% | shoulder | 57 | 11059280-005 | 61391.5374 | 2029/30
69.38% | shoulder | 58 | 11059280-005 | 62468.5819 | 2030/31
69.38% | shoulder | 58 | 11059280-005 | 62468.5819 | 2031/32
69.38% | shoulder | 59 | 11059280-005 | 63545.6264 | 2032/33
74.82% | shoulder | 60 | 11059280-005 | 69686.6841 | 2033/34
7.017% | summer | 18 | 11059148-010 | 1139.368 | 2019/20
11.18% | summer | 22 | 11059148-010 | 2607.5466 | 2020/21
16.46% | summer | 26 | 11059148-010 | 4873.4514 | 2021/22
37.08% | summer | 31 | 11059148-010 | 14025.3074 | 2022/23
60.95% | summer | 36 | 11059148-010 | 29083.1975 | 2023/24
60.95% | summer | 37 | 11059148-010 | 31076.1724 | 2024/25
60.95% | summer | 38 | 11059148-010 | 33809.3951 | 2025/26
71.09% | summer | 39 | 11059148-010 | 40470.9877 | 2026/27
71.09% | summer | 40 | 11059148-010 | 41508.7054 | 2027/28
71.09% | summer | 41 | 11059148-010 | 42546.423 | 2028/29
71.09% | summer | 41 | 11059148-010 | 42546.423 | 2029/30
80.44% | summer | 42 | 11059148-010 | 49316.3176 | 2030/31
80.44% | summer | 43 | 11059148-010 | 50490.5157 | 2031/32
0.2173% | winter | 18 | 11059148-010 | 11.4522 | 2019/20
0.3532% | winter | 22 | 11059148-010 | 26.7276 | 2020/21
0.5713% | winter | 26 | 11059148-010 | 54.8964 | 2021/22
3.202% | winter | 31 | 11059148-010 | 393.1424 | 2022/23
12.54% | winter | 36 | 11059148-010 | 1941.6375 | 2023/24
12.54% | winter | 37 | 11059148-010 | 2074.6915 | 2024/25
12.54% | winter | 38 | 11059148-010 | 2257.1655 | 2025/26
21.28% | winter | 39 | 11059148-010 | 3931.7697 | 2026/27
21.28% | winter | 40 | 11059148-010 | 4032.5843 | 2027/28
21.28% | winter | 41 | 11059148-010 | 4133.3989 | 2028/29
21.28% | winter | 41 | 11059148-010 | 4133.3989 | 2029/30
35.73% | winter | 42 | 11059148-010 | 7109.5031 | 2030/31
35.73% | winter | 43 | 11059148-010 | 7278.777 | 2031/32
12.24% | shoulder | 18 | 11059148-010 | 2113.7426 | 2019/20
17.24% | shoulder | 22 | 11059148-010 | 4274.0691 | 2020/21
23.02% | shoulder | 26 | 11059148-010 | 7246.4536 | 2021/22
41.85% | shoulder | 31 | 11059148-010 | 16838.1034 | 2022/23
61.77% | shoulder | 36 | 11059148-010 | 31342.2007 | 2023/24
61.77% | shoulder | 37 | 11059148-010 | 33489.9775 | 2024/25
61.77% | shoulder | 38 | 11059148-010 | 36435.5 | 2025/26
70.13% | shoulder | 39 | 11059148-010 | 42458.6155 | 2026/27
70.13% | shoulder | 40 | 11059148-010 | 43547.2979 | 2027/28
70.13% | shoulder | 41 | 11059148-010 | 44635.9804 | 2028/29
70.13% | shoulder | 41 | 11059148-010 | 44635.9804 | 2029/30
78.65% | shoulder | 42 | 11059148-010 | 51278.5252 | 2030/31
78.65% | shoulder | 43 | 11059148-010 | 52499.4425 | 2031/32
17.15% | summer | 42 | 11059834-002 | 6499.53 | 2021/22
32.65% | summer | 51 | 11059834-002 | 17644.9589 | 2022/23
53.35% | summer | 60 | 11059834-002 | 36444.456 | 2023/24
74.64% | summer | 70 | 11059834-002 | 63755.7468 | 2024/25
84.39% | summer | 80 | 11059834-002 | 89476.0336 | 2025/26
86.93% | summer | 83 | 11059834-002 | 99418.9367 | 2026/27
89.04% | summer | 85 | 11059834-002 | 110472.5952 | 2027/28
89.04% | summer | 87 | 11059834-002 | 113071.9504 | 2028/29
90.74% | summer | 88 | 11059834-002 | 116556.0952 | 2029/30
90.74% | summer | 89 | 11059834-002 | 117880.5963 | 2030/31
90.74% | summer | 89 | 11059834-002 | 117880.5963 | 2031/32
92.22% | summer | 91 | 11059834-002 | 122492.682 | 2032/33
92.22% | summer | 93 | 11059834-002 | 125184.8288 | 2033/34
1.982% | winter | 42 | 11059834-002 | 243.6799 | 2021/22
5.303% | winter | 51 | 11059834-002 | 930.3279 | 2022/23
13.38% | winter | 60 | 11059834-002 | 2967.5294 | 2023/24
39.99% | winter | 70 | 11059834-002 | 11086.6705 | 2024/25
63.59% | winter | 80 | 11059834-002 | 21883.4203 | 2025/26
70.97% | winter | 83 | 11059834-002 | 26346.3021 | 2026/27
76.68% | winter | 85 | 11059834-002 | 30879.4294 | 2027/28
76.68% | winter | 87 | 11059834-002 | 31606.0042 | 2028/29
81.03% | winter | 88 | 11059834-002 | 33785.5867 | 2029/30
81.03% | winter | 89 | 11059834-002 | 34169.5138 | 2030/31
81.03% | winter | 89 | 11059834-002 | 34169.5138 | 2031/32
85.02% | winter | 91 | 11059834-002 | 36656.6515 | 2032/33
85.02% | winter | 93 | 11059834-002 | 37462.2922 | 2033/34
24.67% | shoulder | 42 | 11059834-002 | 9940.1312 | 2021/22
40.44% | shoulder | 51 | 11059834-002 | 23244.1437 | 2022/23
58.52% | shoulder | 60 | 11059834-002 | 42513.1599 | 2023/24
77.44% | shoulder | 70 | 11059834-002 | 70347.6084 | 2024/25
87.93% | shoulder | 80 | 11059834-002 | 99155.7108 | 2025/26
90.77% | shoulder | 83 | 11059834-002 | 110405.684 | 2026/27
92.95% | shoulder | 85 | 11059834-002 | 122651.7401 | 2027/28
92.95% | shoulder | 87 | 11059834-002 | 125537.6634 | 2028/29
94.58% | shoulder | 88 | 11059834-002 | 129199.2572 | 2029/30
94.58% | shoulder | 89 | 11059834-002 | 130667.4306 | 2030/31
94.58% | shoulder | 89 | 11059834-002 | 130667.4306 | 2031/32
95.95% | shoulder | 91 | 11059834-002 | 135545.0944 | 2032/33
95.95% | shoulder | 93 | 11059834-002 | 138524.1075 | 2033/34
0.478% | summer | 38 | 53902787-004 | 163.8441 | 2020/21
1.736% | summer | 46 | 53902787-004 | 846.1757 | 2021/22
3.271% | summer | 54 | 53902787-004 | 2011.346 | 2022/23
7.792% | summer | 63 | 53902787-004 | 5990.2156 | 2023/24
17.22% | summer | 72 | 53902787-004 | 16429.5533 | 2024/25
22.04% | summer | 75 | 53902787-004 | 22780.8894 | 2025/26
28.66% | summer | 77 | 53902787-004 | 32215.8745 | 2026/27
36.68% | summer | 79 | 53902787-004 | 42297.9621 | 2027/28
36.68% | summer | 80 | 53902787-004 | 42833.3793 | 2028/29
36.68% | summer | 81 | 53902787-004 | 43368.7966 | 2029/30
36.68% | summer | 81 | 53902787-004 | 43368.7966 | 2030/31
43.69% | summer | 83 | 53902787-004 | 52936.197 | 2031/32
51.19% | summer | 85 | 53902787-004 | 63513.2603 | 2032/33
0% | winter | 38 | 53902787-004 | 0 | 2020/21
0.001573% | winter | 46 | 53902787-004 | 0.24894 | 2021/22
0.01032% | winter | 54 | 53902787-004 | 2.059 | 2022/23
0.08488% | winter | 63 | 53902787-004 | 21.1812 | 2023/24
0.5052% | winter | 72 | 53902787-004 | 156.4768 | 2024/25
0.8571% | winter | 75 | 53902787-004 | 287.4912 | 2025/26
1.408% | winter | 77 | 53902787-004 | 513.7585 | 2026/27
2.162% | winter | 79 | 53902787-004 | 809.3002 | 2027/28
2.162% | winter | 80 | 53902787-004 | 819.5445 | 2028/29
2.162% | winter | 81 | 53902787-004 | 829.7889 | 2029/30
2.162% | winter | 81 | 53902787-004 | 829.7889 | 2030/31
3.217% | winter | 83 | 53902787-004 | 1264.8748 | 2031/32
5.244% | winter | 85 | 53902787-004 | 2111.8211 | 2032/33
1.38% | shoulder | 38 | 53902787-004 | 503.2035 | 2020/21
3.216% | shoulder | 46 | 53902787-004 | 1667.2916 | 2021/22
5.507% | shoulder | 54 | 53902787-004 | 3600.982 | 2022/23
11.57% | shoulder | 63 | 53902787-004 | 9463.0889 | 2023/24
22.45% | shoulder | 72 | 53902787-004 | 22783.475 | 2024/25
27.17% | shoulder | 75 | 53902787-004 | 29865.6173 | 2025/26
33.38% | shoulder | 77 | 53902787-004 | 39901.506 | 2026/27
40.72% | shoulder | 79 | 53902787-004 | 49931.6828 | 2027/28
40.72% | shoulder | 80 | 53902787-004 | 50563.7295 | 2028/29
40.72% | shoulder | 81 | 53902787-004 | 51195.7761 | 2029/30
40.72% | shoulder | 81 | 53902787-004 | 51195.7761 | 2030/31
47.24% | shoulder | 83 | 53902787-004 | 60861.8013 | 2031/32
54.94% | shoulder | 85 | 53902787-004 | 72490.9852 | 2032/33
18.13% | summer | 40 | 120864255-015 | 6542.8705 | 2021/22
26.59% | summer | 50 | 120864255-015 | 14086.9039 | 2022/23
41.89% | summer | 61 | 120864255-015 | 29092.1258 | 2023/24
56.62% | summer | 73 | 120864255-015 | 50439.0206 | 2024/25
69.45% | summer | 85 | 120864255-015 | 78246.9117 | 2025/26
72.56% | summer | 89 | 120864255-015 | 88991.2722 | 2026/27
75.89% | summer | 92 | 120864255-015 | 101908.331 | 2027/28
77.92% | summer | 94 | 120864255-015 | 106920.4559 | 2028/29
77.92% | summer | 96 | 120864255-015 | 109195.3592 | 2029/30
79.95% | summer | 97 | 120864255-015 | 113196.3158 | 2030/31
79.95% | summer | 97 | 120864255-015 | 113196.3158 | 2031/32
79.95% | summer | 99 | 120864255-015 | 115530.2604 | 2032/33
81.84% | summer | 101 | 120864255-015 | 120660.2178 | 2033/34
1.653% | winter | 40 | 120864255-015 | 193.5935 | 2021/22
3.228% | winter | 50 | 120864255-015 | 555.1266 | 2022/23
7.848% | winter | 61 | 120864255-015 | 1769.0981 | 2023/24
17.28% | winter | 73 | 120864255-015 | 4996.0086 | 2024/25
31.6% | winter | 85 | 120864255-015 | 11555.3951 | 2025/26
36.62% | winter | 89 | 120864255-015 | 14576.0095 | 2026/27
41.98% | winter | 92 | 120864255-015 | 18296.7757 | 2027/28
46.7% | winter | 94 | 120864255-015 | 20797.3302 | 2028/29
46.7% | winter | 96 | 120864255-015 | 21239.8266 | 2029/30
51.41% | winter | 97 | 120864255-015 | 23627.3629 | 2030/31
51.41% | winter | 97 | 120864255-015 | 23627.3629 | 2031/32
51.41% | winter | 99 | 120864255-015 | 24114.525 | 2032/33
56.56% | winter | 101 | 120864255-015 | 27064.1545 | 2033/34
23.36% | shoulder | 40 | 120864255-015 | 8965.4033 | 2021/22
31.59% | shoulder | 50 | 120864255-015 | 17802.5254 | 2022/23
45.87% | shoulder | 61 | 120864255-015 | 33881.4565 | 2023/24
60.17% | shoulder | 73 | 120864255-015 | 57002.73 | 2024/25
73.05% | shoulder | 85 | 120864255-015 | 87520.0374 | 2025/26
76.06% | shoulder | 89 | 120864255-015 | 99201.6362 | 2026/27
79.28% | shoulder | 92 | 120864255-015 | 113224.5218 | 2027/28
81.31% | shoulder | 94 | 120864255-015 | 118648.3686 | 2028/29
81.31% | shoulder | 96 | 120864255-015 | 121172.802 | 2029/30
83.33% | shoulder | 97 | 120864255-015 | 125469.878 | 2030/31
83.33% | shoulder | 97 | 120864255-015 | 125469.878 | 2031/32
83.33% | shoulder | 99 | 120864255-015 | 128056.8858 | 2032/33
85.25% | shoulder | 101 | 120864255-015 | 133657.5323 | 2033/34
3.533% | summer | 33 | 11059559-004 | 1051.6382 | 2021/22
8.516% | summer | 41 | 11059559-004 | 3700.1923 | 2022/23
15.31% | summer | 49 | 11059559-004 | 8541.7192 | 2023/24
28.28% | summer | 58 | 11059559-004 | 20013.3817 | 2024/25
45.07% | summer | 67 | 11059559-004 | 40023.4086 | 2025/26
49.94% | summer | 70 | 11059559-004 | 48170.1672 | 2026/27
55.09% | summer | 72 | 11059559-004 | 57894.0466 | 2027/28
60.18% | summer | 74 | 11059559-004 | 65005.2197 | 2028/29
60.18% | summer | 75 | 11059559-004 | 65883.6687 | 2029/30
60.18% | summer | 76 | 11059559-004 | 66762.1176 | 2030/31
60.18% | summer | 76 | 11059559-004 | 66762.1176 | 2031/32
63.71% | summer | 78 | 11059559-004 | 72532.9023 | 2032/33
67.26% | summer | 80 | 11059559-004 | 78548.5621 | 2033/34
0.03776% | winter | 33 | 11059559-004 | 3.6481 | 2021/22
0.04376% | winter | 41 | 11059559-004 | 6.1714 | 2022/23
0.1257% | winter | 49 | 11059559-004 | 22.7682 | 2023/24
0.4329% | winter | 58 | 11059559-004 | 99.4516 | 2024/25
1.834% | winter | 67 | 11059559-004 | 528.6156 | 2025/26
2.732% | winter | 70 | 11059559-004 | 855.3943 | 2026/27
5.276% | winter | 72 | 11059559-004 | 1799.7121 | 2027/28
8.151% | winter | 74 | 11059559-004 | 2857.7511 | 2028/29
8.151% | winter | 75 | 11059559-004 | 2896.3694 | 2029/30
8.151% | winter | 76 | 11059559-004 | 2934.9876 | 2030/31
8.151% | winter | 76 | 11059559-004 | 2934.9876 | 2031/32
12.49% | winter | 78 | 11059559-004 | 4614.5089 | 2032/33
17.41% | winter | 80 | 11059559-004 | 6600.6961 | 2033/34
5.496% | shoulder | 33 | 11059559-004 | 1740.0947 | 2021/22
11.44% | shoulder | 41 | 11059559-004 | 5285.8083 | 2022/23
18.77% | shoulder | 49 | 11059559-004 | 11135.4061 | 2023/24
32.4% | shoulder | 58 | 11059559-004 | 24390.4246 | 2024/25
49.12% | shoulder | 67 | 11059559-004 | 46389.9079 | 2025/26
53.83% | shoulder | 70 | 11059559-004 | 55218.3823 | 2026/27
59.11% | shoulder | 72 | 11059559-004 | 66065.9544 | 2027/28
64.39% | shoulder | 74 | 11059559-004 | 73972.3073 | 2028/29
64.39% | shoulder | 75 | 11059559-004 | 74971.933 | 2029/30
64.39% | shoulder | 76 | 11059559-004 | 75971.5588 | 2030/31
64.39% | shoulder | 76 | 11059559-004 | 75971.5588 | 2031/32
68.14% | shoulder | 78 | 11059559-004 | 82507.0661 | 2032/33
71.88% | shoulder | 80 | 11059559-004 | 89269.0008 | 2033/34
0.3773% | summer | 33 | 64229384-013 | 112.3208 | 2021/22
1.253% | summer | 44 | 64229384-013 | 584.4379 | 2022/23
2.915% | summer | 55 | 64229384-013 | 1825.3546 | 2023/24
9.563% | summer | 68 | 64229384-013 | 7935.2811 | 2024/25
20.61% | summer | 81 | 64229384-013 | 22122.0081 | 2025/26
24.21% | summer | 85 | 64229384-013 | 28350.4975 | 2026/27
28.47% | summer | 88 | 64229384-013 | 36575.0832 | 2027/28
33.79% | summer | 91 | 64229384-013 | 44880.724 | 2028/29
38.88% | summer | 93 | 64229384-013 | 52773.6827 | 2029/30
38.88% | summer | 94 | 64229384-013 | 53341.1416 | 2030/31
43.41% | summer | 95 | 64229384-013 | 60190.0839 | 2031/32
43.41% | summer | 97 | 64229384-013 | 61457.2436 | 2032/33
48.28% | summer | 99 | 64229384-013 | 69764.777 | 2033/34
0.006643% | winter | 33 | 64229384-013 | 0.64189 | 2021/22
0.02566% | winter | 44 | 64229384-013 | 3.8836 | 2022/23
0.03876% | winter | 55 | 64229384-013 | 7.8777 | 2023/24
0.2062% | winter | 68 | 64229384-013 | 55.5326 | 2024/25
1.208% | winter | 81 | 64229384-013 | 420.8474 | 2025/26
1.865% | winter | 85 | 64229384-013 | 709.1324 | 2026/27
2.939% | winter | 88 | 64229384-013 | 1225.3432 | 2027/28
4.928% | winter | 91 | 64229384-013 | 2124.5181 | 2028/29
7.066% | winter | 93 | 64229384-013 | 3113.5407 | 2029/30
7.066% | winter | 94 | 64229384-013 | 3147.0197 | 2030/31
9.575% | winter | 95 | 64229384-013 | 4309.4407 | 2031/32
9.575% | winter | 97 | 64229384-013 | 4400.1658 | 2032/33
12.79% | winter | 99 | 64229384-013 | 5999.2143 | 2033/34
1.05% | shoulder | 33 | 64229384-013 | 332.5145 | 2021/22
2.787% | shoulder | 44 | 64229384-013 | 1382.0268 | 2022/23
5.397% | shoulder | 55 | 64229384-013 | 3593.8916 | 2023/24
14.32% | shoulder | 68 | 64229384-013 | 12640.4384 | 2024/25
27.87% | shoulder | 81 | 64229384-013 | 31822.6629 | 2025/26
32.03% | shoulder | 85 | 64229384-013 | 39892.7887 | 2026/27
36.9% | shoulder | 88 | 64229384-013 | 50407.8783 | 2027/28
42.85% | shoulder | 91 | 64229384-013 | 60529.3368 | 2028/29
48.41% | shoulder | 93 | 64229384-013 | 69887.9133 | 2029/30
48.41% | shoulder | 94 | 64229384-013 | 70639.3962 | 2030/31
53.02% | shoulder | 95 | 64229384-013 | 78183.6002 | 2031/32
53.02% | shoulder | 97 | 64229384-013 | 79829.5707 | 2032/33
57.74% | shoulder | 99 | 64229384-013 | 88735.2557 | 2033/34
4.017% | summer | 57 | 11082372-002 | 2065.3722 | 2021/22
15.41% | summer | 72 | 11082372-002 | 11756.3617 | 2022/23
38.6% | summer | 87 | 11082372-002 | 38236.0351 | 2023/24
72.38% | summer | 104 | 11082372-002 | 91856.7307 | 2024/25
88.99% | summer | 121 | 11082372-002 | 142712.3274 | 2025/26
90.49% | summer | 126 | 11082372-002 | 157101.3478 | 2026/27
93.11% | summer | 130 | 11082372-002 | 176680.7561 | 2027/28
93.94% | summer | 133 | 11082372-002 | 182380.856 | 2028/29
93.94% | summer | 135 | 11082372-002 | 185123.4253 | 2029/30
94.72% | summer | 137 | 11082372-002 | 189415.0706 | 2030/31
94.72% | summer | 138 | 11082372-002 | 190797.6623 | 2031/32
95.4% | summer | 141 | 11082372-002 | 196343.2922 | 2032/33
95.92% | summer | 144 | 11082372-002 | 201609.6536 | 2033/34
0.04913% | winter | 57 | 11082372-002 | 8.1996 | 2021/22
0.8301% | winter | 72 | 11082372-002 | 205.5864 | 2022/23
4.558% | winter | 87 | 11082372-002 | 1465.3671 | 2023/24
28.76% | winter | 104 | 11082372-002 | 11845.5312 | 2024/25
74.39% | winter | 121 | 11082372-002 | 38725.0999 | 2025/26
79.53% | winter | 126 | 11082372-002 | 44815.5433 | 2026/27
88.37% | winter | 130 | 11082372-002 | 54427.3253 | 2027/28
90.87% | winter | 133 | 11082372-002 | 57257.6146 | 2028/29
90.87% | winter | 135 | 11082372-002 | 58118.6314 | 2029/30
93.08% | winter | 137 | 11082372-002 | 60415.9202 | 2030/31
93.08% | winter | 138 | 11082372-002 | 60856.9123 | 2031/32
94.91% | winter | 141 | 11082372-002 | 63403.7898 | 2032/33
96.16% | winter | 144 | 11082372-002 | 65602.9263 | 2033/34
5.593% | shoulder | 57 | 11082372-002 | 3058.1522 | 2021/22
18.34% | shoulder | 72 | 11082372-002 | 14884.6957 | 2022/23
43.39% | shoulder | 87 | 11082372-002 | 45707.2473 | 2023/24
75.35% | shoulder | 104 | 11082372-002 | 101692.9713 | 2024/25
93.14% | shoulder | 121 | 11082372-002 | 158851.0661 | 2025/26
94.63% | shoulder | 126 | 11082372-002 | 174733.7422 | 2026/27
96.9% | shoulder | 130 | 11082372-002 | 195547.9186 | 2027/28
97.53% | shoulder | 133 | 11082372-002 | 201359.8547 | 2028/29
97.53% | shoulder | 135 | 11082372-002 | 204387.8224 | 2029/30
98.07% | shoulder | 137 | 11082372-002 | 208567.9388 | 2030/31
98.07% | shoulder | 138 | 11082372-002 | 210090.3325 | 2031/32
98.51% | shoulder | 141 | 11082372-002 | 215615.6966 | 2032/33
98.8% | shoulder | 144 | 11082372-002 | 220859.1508 | 2033/34
2.961% | summer | 40 | 83843225-006 | 1068.4831 | 2021/22
11.92% | summer | 51 | 83843225-006 | 6443.3098 | 2022/23
34.96% | summer | 63 | 83843225-006 | 25078.2839 | 2023/24
69.75% | summer | 77 | 83843225-006 | 65541.3247 | 2024/25
85.18% | summer | 90 | 83843225-006 | 101602.2306 | 2025/26
87.84% | summer | 94 | 83843225-006 | 113781.1643 | 2026/27
89.83% | summer | 97 | 83843225-006 | 127186.8392 | 2027/28
91.54% | summer | 100 | 83843225-006 | 133616.9922 | 2028/29
93.05% | summer | 102 | 83843225-006 | 138536.6241 | 2029/30
93.05% | summer | 103 | 83843225-006 | 139894.8263 | 2030/31
93.05% | summer | 103 | 83843225-006 | 139894.8263 | 2031/32
94.12% | summer | 105 | 83843225-006 | 144261.9387 | 2032/33
95.11% | summer | 107 | 83843225-006 | 148542.4556 | 2033/34
0.01968% | winter | 40 | 83843225-006 | 2.3046 | 2021/22
0.3164% | winter | 51 | 83843225-006 | 55.4998 | 2022/23
2.819% | winter | 63 | 83843225-006 | 656.2938 | 2023/24
34.53% | winter | 77 | 83843225-006 | 10530.1223 | 2024/25
69.1% | winter | 90 | 83843225-006 | 26751.8691 | 2025/26
75.88% | winter | 94 | 83843225-006 | 31902.1288 | 2026/27
81.24% | winter | 97 | 83843225-006 | 37334.486 | 2027/28
85.74% | winter | 100 | 83843225-006 | 40620.91 | 2028/29
89.48% | winter | 102 | 83843225-006 | 43239.5188 | 2029/30
89.48% | winter | 103 | 83843225-006 | 43663.4356 | 2030/31
89.48% | winter | 103 | 83843225-006 | 43663.4356 | 2031/32
92.02% | winter | 105 | 83843225-006 | 45778.3493 | 2032/33
94.4% | winter | 107 | 83843225-006 | 47855.777 | 2033/34
3.978% | shoulder | 40 | 83843225-006 | 1526.6911 | 2021/22
15.51% | shoulder | 51 | 83843225-006 | 8913.0175 | 2022/23
41.35% | shoulder | 63 | 83843225-006 | 31544.1226 | 2023/24
74.99% | shoulder | 77 | 83843225-006 | 74936.6331 | 2024/25
89.85% | shoulder | 90 | 83843225-006 | 113985.9879 | 2025/26
92.43% | shoulder | 94 | 83843225-006 | 127325.6061 | 2026/27
94.22% | shoulder | 97 | 83843225-006 | 141871.1541 | 2027/28
95.6% | shoulder | 100 | 83843225-006 | 148397.4028 | 2028/29
96.69% | shoulder | 102 | 83843225-006 | 153091.9876 | 2029/30
96.69% | shoulder | 103 | 83843225-006 | 154592.8894 | 2030/31
96.69% | shoulder | 103 | 83843225-006 | 154592.8894 | 2031/32
97.36% | shoulder | 105 | 83843225-006 | 158690.9158 | 2032/33
97.97% | shoulder | 107 | 83843225-006 | 162726.3928 | 2033/34
1.31% | summer | 41 | 11059456-004 | 484.6035 | 2021/22
3.184% | summer | 52 | 11059456-004 | 1754.3226 | 2022/23
6.591% | summer | 63 | 11059456-004 | 4727.769 | 2023/24
16.68% | summer | 76 | 11059456-004 | 15464.9586 | 2024/25
31.29% | summer | 89 | 11059456-004 | 36911.4951 | 2025/26
36.3% | summer | 93 | 11059456-004 | 46514.9248 | 2026/27
41% | summer | 96 | 11059456-004 | 57446.5704 | 2027/28
45.46% | summer | 99 | 11059456-004 | 65688.9246 | 2028/29
50.3% | summer | 101 | 11059456-004 | 74159.2345 | 2029/30
50.3% | summer | 102 | 11059456-004 | 74893.4843 | 2030/31
50.3% | summer | 102 | 11059456-004 | 74893.4843 | 2031/32
55.51% | summer | 104 | 11059456-004 | 84275.2578 | 2032/33
60.28% | summer | 106 | 11059456-004 | 93275.3308 | 2033/34
0.0173% | winter | 41 | 11059456-004 | 2.0773 | 2021/22
0.05645% | winter | 52 | 11059456-004 | 10.0965 | 2022/23
0.1975% | winter | 63 | 11059456-004 | 45.979 | 2023/24
0.8844% | winter | 76 | 11059456-004 | 266.2207 | 2024/25
3.285% | winter | 89 | 11059456-004 | 1257.9167 | 2025/26
4.43% | winter | 93 | 11059456-004 | 1842.7577 | 2026/27
6.225% | winter | 96 | 11059456-004 | 2831.5475 | 2027/28
8.229% | winter | 99 | 11059456-004 | 3859.8084 | 2028/29
11.41% | winter | 101 | 11059456-004 | 5457.8601 | 2029/30
11.41% | winter | 102 | 11059456-004 | 5511.8983 | 2030/31
11.41% | winter | 102 | 11059456-004 | 5511.8983 | 2031/32
15.71% | winter | 104 | 11059456-004 | 7738.5516 | 2032/33
20.23% | winter | 106 | 11059456-004 | 10161.7011 | 2033/34
2.207% | shoulder | 41 | 11059456-004 | 868.1511 | 2021/22
4.887% | shoulder | 52 | 11059456-004 | 2864.1609 | 2022/23
9.654% | shoulder | 63 | 11059456-004 | 7364.268 | 2023/24
23.64% | shoulder | 76 | 11059456-004 | 23311.4714 | 2024/25
39.93% | shoulder | 89 | 11059456-004 | 50093.308 | 2025/26
45.21% | shoulder | 93 | 11059456-004 | 61616.5041 | 2026/27
49.98% | shoulder | 96 | 11059456-004 | 74476.5094 | 2027/28
54.42% | shoulder | 99 | 11059456-004 | 83635.0232 | 2028/29
59% | shoulder | 101 | 11059456-004 | 92505.6048 | 2029/30
59% | shoulder | 102 | 11059456-004 | 93421.5019 | 2030/31
59% | shoulder | 102 | 11059456-004 | 93421.5019 | 2031/32
63.71% | shoulder | 104 | 11059456-004 | 102856.4312 | 2032/33
67.98% | shoulder | 106 | 11059456-004 | 111859.7626 | 2033/34
8.883% | summer | 47 | 11059269-015 | 3766.1681 | 2021/22
28.58% | summer | 62 | 11059269-015 | 18781.2884 | 2022/23
63.66% | summer | 78 | 11059269-015 | 56533.5277 | 2023/24
86.7% | summer | 96 | 11059269-015 | 101570.7229 | 2024/25
93.88% | summer | 114 | 11059269-015 | 141854.8648 | 2025/26
94.96% | summer | 120 | 11059269-015 | 157025.2128 | 2026/27
95.41% | summer | 124 | 11059269-015 | 172697.3591 | 2027/28
95.93% | summer | 128 | 11059269-015 | 179231.8989 | 2028/29
96.29% | summer | 130 | 11059269-015 | 182728.9711 | 2029/30
96.59% | summer | 132 | 11059269-015 | 186112.3825 | 2030/31
96.59% | summer | 133 | 11059269-015 | 187522.3248 | 2031/32
96.91% | summer | 136 | 11059269-015 | 192378.0612 | 2032/33
97.13% | summer | 139 | 11059269-015 | 197080.1776 | 2033/34
2.573% | winter | 47 | 11059269-015 | 354.0281 | 2021/22
13.04% | winter | 62 | 11059269-015 | 2779.9431 | 2022/23
49.39% | winter | 78 | 11059269-015 | 14237.0153 | 2023/24
85.13% | winter | 96 | 11059269-015 | 32367.9959 | 2024/25
97% | winter | 114 | 11059269-015 | 47570.3081 | 2025/26
98.56% | winter | 120 | 11059269-015 | 52897.0658 | 2026/27
98.98% | winter | 124 | 11059269-015 | 58148.5449 | 2027/28
99.34% | winter | 128 | 11059269-015 | 60244.7385 | 2028/29
99.57% | winter | 130 | 11059269-015 | 61324.1206 | 2029/30
99.7% | winter | 132 | 11059269-015 | 62353.9431 | 2030/31
99.7% | winter | 133 | 11059269-015 | 62826.3215 | 2031/32
99.82% | winter | 136 | 11059269-015 | 64316.5361 | 2032/33
99.87% | winter | 139 | 11059269-015 | 65771.6276 | 2033/34
25.08% | shoulder | 47 | 11059269-015 | 11309.2971 | 2021/22
53.86% | shoulder | 62 | 11059269-015 | 37633.5716 | 2022/23
78.8% | shoulder | 78 | 11059269-015 | 74418.6893 | 2023/24
93.43% | shoulder | 96 | 11059269-015 | 116403.4226 | 2024/25
98.73% | shoulder | 114 | 11059269-015 | 158640.7149 | 2025/26
99.26% | shoulder | 120 | 11059269-015 | 174554.6549 | 2026/27
99.45% | shoulder | 124 | 11059269-015 | 191432.0405 | 2027/28
99.59% | shoulder | 128 | 11059269-015 | 197880.6571 | 2028/29
99.69% | shoulder | 130 | 11059269-015 | 201182.9302 | 2029/30
99.77% | shoulder | 132 | 11059269-015 | 204442.0339 | 2030/31
99.77% | shoulder | 133 | 11059269-015 | 205990.8372 | 2031/32
99.83% | shoulder | 136 | 11059269-015 | 210756.3135 | 2032/33
99.86% | shoulder | 139 | 11059269-015 | 215468.1985 | 2033/34
7.072% | summer | 21 | 11059812-004 | 1339.6375 | 2021/22
13.22% | summer | 30 | 11059812-004 | 4201.8886 | 2022/23
26.65% | summer | 39 | 11059812-004 | 11835.1582 | 2023/24
48.56% | summer | 50 | 11059812-004 | 29631.8401 | 2024/25
67.6% | summer | 61 | 11059812-004 | 54658.0073 | 2025/26
71.13% | summer | 65 | 11059812-004 | 63707.1128 | 2026/27
75.12% | summer | 68 | 11059812-004 | 74562.1081 | 2027/28
78.85% | summer | 70 | 11059812-004 | 80566.9532 | 2028/29
78.85% | summer | 72 | 11059812-004 | 82868.8661 | 2029/30
81.21% | summer | 73 | 11059812-004 | 86532.8523 | 2030/31
81.21% | summer | 73 | 11059812-004 | 86532.8523 | 2031/32
81.21% | summer | 75 | 11059812-004 | 88903.6154 | 2032/33
83.71% | summer | 77 | 11059812-004 | 94085.1917 | 2033/34
0.1585% | winter | 21 | 11059812-004 | 9.7467 | 2021/22
0.2739% | winter | 30 | 11059812-004 | 28.2585 | 2022/23
1.313% | winter | 39 | 11059812-004 | 189.1833 | 2023/24
6.283% | winter | 50 | 11059812-004 | 1244.3492 | 2024/25
20.75% | winter | 61 | 11059812-004 | 5444.7209 | 2025/26
25.77% | winter | 65 | 11059812-004 | 7492.4761 | 2026/27
33.19% | winter | 68 | 11059812-004 | 10691.4678 | 2027/28
40.63% | winter | 70 | 11059812-004 | 13475.2207 | 2028/29
40.63% | winter | 72 | 11059812-004 | 13860.227 | 2029/30
46.54% | winter | 73 | 11059812-004 | 16095.4313 | 2030/31
46.54% | winter | 73 | 11059812-004 | 16095.4313 | 2031/32
46.54% | winter | 75 | 11059812-004 | 16536.402 | 2032/33
52.71% | winter | 77 | 11059812-004 | 19228.4509 | 2033/34
10.62% | shoulder | 21 | 11059812-004 | 2139.2816 | 2021/22
17.78% | shoulder | 30 | 11059812-004 | 6011.4708 | 2022/23
30.45% | shoulder | 39 | 11059812-004 | 14379.8266 | 2023/24
51.63% | shoulder | 50 | 11059812-004 | 33501.7202 | 2024/25
71.72% | shoulder | 61 | 11059812-004 | 61668.3473 | 2025/26
75.54% | shoulder | 65 | 11059812-004 | 71957.2852 | 2026/27
79.86% | shoulder | 68 | 11059812-004 | 84297.0976 | 2027/28
83.93% | shoulder | 70 | 11059812-004 | 91202.4285 | 2028/29
83.93% | shoulder | 72 | 11059812-004 | 93808.2122 | 2029/30
86.72% | shoulder | 73 | 11059812-004 | 98269.9941 | 2030/31
86.72% | shoulder | 73 | 11059812-004 | 98269.9941 | 2031/32
86.72% | shoulder | 75 | 11059812-004 | 100962.3227 | 2032/33
89.36% | shoulder | 77 | 11059812-004 | 106810.8176 | 2033/34
23.61% | summer | 44 | 11058611-005 | 9370.4364 | 2021/22
29.49% | summer | 48 | 11058611-005 | 15001.4926 | 2022/23
42.97% | summer | 53 | 11058611-005 | 25930.3678 | 2023/24
58.6% | summer | 58 | 11058611-005 | 41475.4936 | 2024/25
65.9% | summer | 63 | 11058611-005 | 55026.9729 | 2025/26
72.64% | summer | 65 | 11058611-005 | 65058.83 | 2026/27
72.64% | summer | 66 | 11058611-005 | 69978.5329 | 2027/28
77.81% | summer | 67 | 11058611-005 | 76098.8305 | 2028/29
77.81% | summer | 68 | 11058611-005 | 77234.6339 | 2029/30
77.81% | summer | 69 | 11058611-005 | 78370.4374 | 2030/31
77.81% | summer | 69 | 11058611-005 | 78370.4374 | 2031/32
82.67% | summer | 70 | 11058611-005 | 84473.591 | 2032/33
82.67% | summer | 71 | 11058611-005 | 85680.3566 | 2033/34
0.902% | winter | 44 | 11058611-005 | 116.2033 | 2021/22
1.605% | winter | 48 | 11058611-005 | 264.9355 | 2022/23
6.148% | winter | 53 | 11058611-005 | 1204.2082 | 2023/24
16.95% | winter | 58 | 11058611-005 | 3893.5443 | 2024/25
26.23% | winter | 63 | 11058611-005 | 7107.8618 | 2025/26
37.49% | winter | 65 | 11058611-005 | 10897.4001 | 2026/27
37.49% | winter | 66 | 11058611-005 | 11721.4538 | 2027/28
49.42% | winter | 67 | 11058611-005 | 15688.7839 | 2028/29
49.42% | winter | 68 | 11058611-005 | 15922.9448 | 2029/30
49.42% | winter | 69 | 11058611-005 | 16157.1058 | 2030/31
49.42% | winter | 69 | 11058611-005 | 16157.1058 | 2031/32
62.86% | winter | 70 | 11058611-005 | 20847.4935 | 2032/33
62.86% | winter | 71 | 11058611-005 | 21145.3148 | 2033/34
27.98% | shoulder | 44 | 11058611-005 | 11809.8819 | 2021/22
34.64% | shoulder | 48 | 11058611-005 | 18737.8978 | 2022/23
49.68% | shoulder | 53 | 11058611-005 | 31881.8115 | 2023/24
65% | shoulder | 58 | 11058611-005 | 48925.8483 | 2024/25
71.69% | shoulder | 63 | 11058611-005 | 63657.4624 | 2025/26
77.91% | shoulder | 65 | 11058611-005 | 74212.3411 | 2026/27
77.91% | shoulder | 66 | 11058611-005 | 79824.226 | 2027/28
82.95% | shoulder | 67 | 11058611-005 | 86277.3765 | 2028/29
82.95% | shoulder | 68 | 11058611-005 | 87565.0985 | 2029/30
82.95% | shoulder | 69 | 11058611-005 | 88852.8206 | 2030/31
82.95% | shoulder | 69 | 11058611-005 | 88852.8206 | 2031/32
88.12% | shoulder | 70 | 11058611-005 | 95754.0891 | 2032/33
88.12% | shoulder | 71 | 11058611-005 | 97122.0047 | 2033/34
3.184% | summer | 55 | 11059082-002 | 1579.5844 | 2021/22
28.13% | summer | 68 | 11059082-002 | 20270.9729 | 2022/23
83.42% | summer | 82 | 11059082-002 | 77886.8496 | 2023/24
97.25% | summer | 97 | 11059082-002 | 115114.0481 | 2024/25
98.96% | summer | 112 | 11059082-002 | 146902.4731 | 2025/26
99.02% | summer | 116 | 11059082-002 | 158283.1952 | 2026/27
99.07% | summer | 119 | 11059082-002 | 172080.8146 | 2027/28
99.1% | summer | 122 | 11059082-002 | 176479.9633 | 2028/29
99.11% | summer | 124 | 11059082-002 | 179391.2131 | 2029/30
99.11% | summer | 126 | 11059082-002 | 182284.6198 | 2030/31
99.15% | summer | 127 | 11059082-002 | 183799.8959 | 2031/32
99.15% | summer | 129 | 11059082-002 | 186694.3824 | 2032/33
99.21% | summer | 131 | 11059082-002 | 189700.7775 | 2033/34
0.03414% | winter | 55 | 11059082-002 | 5.4978 | 2021/22
1.065% | winter | 68 | 11059082-002 | 249.0079 | 2022/23
39.77% | winter | 82 | 11059082-002 | 12050.8344 | 2023/24
94.22% | winter | 97 | 11059082-002 | 36197.9722 | 2024/25
99.89% | winter | 112 | 11059082-002 | 48126.9566 | 2025/26
99.97% | winter | 116 | 11059082-002 | 51864.8429 | 2026/27
99.99% | winter | 119 | 11059082-002 | 56376.144 | 2027/28
100% | winter | 122 | 11059082-002 | 57801.4266 | 2028/29
100% | winter | 124 | 11059082-002 | 58748.991 | 2029/30
100% | winter | 126 | 11059082-002 | 59696.5554 | 2030/31
100% | winter | 127 | 11059082-002 | 60170.3376 | 2031/32
100% | winter | 129 | 11059082-002 | 61117.9019 | 2032/33
100% | winter | 131 | 11059082-002 | 62065.4663 | 2033/34
5.078% | shoulder | 55 | 11059082-002 | 2679.1784 | 2021/22
30.09% | shoulder | 68 | 11059082-002 | 23060.3425 | 2022/23
82.53% | shoulder | 82 | 11059082-002 | 81938.3701 | 2023/24
99% | shoulder | 97 | 11059082-002 | 124627.9808 | 2024/25
99.93% | shoulder | 112 | 11059082-002 | 157750.6409 | 2025/26
99.96% | shoulder | 116 | 11059082-002 | 169924.8666 | 2026/27
99.98% | shoulder | 119 | 11059082-002 | 184696.032 | 2027/28
99.99% | shoulder | 122 | 11059082-002 | 189365.6026 | 2028/29
99.99% | shoulder | 124 | 11059082-002 | 192479.008 | 2029/30
99.99% | shoulder | 126 | 11059082-002 | 195583.5082 | 2030/31
100% | shoulder | 127 | 11059082-002 | 197140.3969 | 2031/32
100% | shoulder | 129 | 11059082-002 | 200244.9701 | 2032/33
100% | shoulder | 131 | 11059082-002 | 203357.0848 | 2033/34
8.876% | summer | 16 | 11030474-042 | 1281.1734 | 2021/22
38.29% | summer | 30 | 11030474-042 | 12172.4777 | 2022/23
76.81% | summer | 45 | 11030474-042 | 39351.5937 | 2023/24
94.81% | summer | 63 | 11030474-042 | 72887.7846 | 2024/25
98.57% | summer | 82 | 11030474-042 | 107130.1306 | 2025/26
98.84% | summer | 88 | 11030474-042 | 119849.9318 | 2026/27
99.07% | summer | 93 | 11030474-042 | 134493.5302 | 2027/28
99.21% | summer | 97 | 11030474-042 | 140473.7923 | 2028/29
99.33% | summer | 100 | 11030474-042 | 144995.6458 | 2029/30
99.5% | summer | 102 | 11030474-042 | 148140.4206 | 2030/31
99.5% | summer | 103 | 11030474-042 | 149592.7776 | 2031/32
99.6% | summer | 107 | 11030474-042 | 155558.2191 | 2032/33
99.85% | summer | 111 | 11030474-042 | 161778.7463 | 2033/34
2.259% | winter | 16 | 11030474-042 | 105.837 | 2021/22
19.1% | winter | 30 | 11030474-042 | 1970.6172 | 2022/23
55.4% | winter | 45 | 11030474-042 | 9213.3953 | 2023/24
83.43% | winter | 63 | 11030474-042 | 20819.591 | 2024/25
97.72% | winter | 82 | 11030474-042 | 34470.2564 | 2025/26
99.29% | winter | 88 | 11030474-042 | 39078.0415 | 2026/27
99.73% | winter | 93 | 11030474-042 | 43940.8099 | 2027/28
99.88% | winter | 97 | 11030474-042 | 45902.154 | 2028/29
99.95% | winter | 100 | 11030474-042 | 47355.1258 | 2029/30
99.97% | winter | 102 | 11030474-042 | 48311.8181 | 2030/31
99.97% | winter | 103 | 11030474-042 | 48785.4633 | 2031/32
99.99% | winter | 107 | 11030474-042 | 50691.047 | 2032/33
100% | winter | 111 | 11030474-042 | 52589.8226 | 2033/34
11.09% | shoulder | 16 | 11030474-042 | 1702.7452 | 2021/22
49.41% | shoulder | 30 | 11030474-042 | 16703.9747 | 2022/23
92.48% | shoulder | 45 | 11030474-042 | 50389.3851 | 2023/24
99.83% | shoulder | 63 | 11030474-042 | 81622.1993 | 2024/25
100% | shoulder | 82 | 11030474-042 | 115579.2657 | 2025/26
100% | shoulder | 88 | 11030474-042 | 128956.334 | 2026/27
100% | shoulder | 93 | 11030474-042 | 144368.0068 | 2027/28
100% | shoulder | 97 | 11030474-042 | 150577.3834 | 2028/29
100% | shoulder | 100 | 11030474-042 | 155234.4159 | 2029/30
100% | shoulder | 102 | 11030474-042 | 158339.1042 | 2030/31
100% | shoulder | 103 | 11030474-042 | 159891.4484 | 2031/32
100% | shoulder | 107 | 11030474-042 | 166100.825 | 2032/33
100% | shoulder | 111 | 11030474-042 | 172310.2016 | 2033/34
0% | summer | 11 | 11030530-002 | 0 | 2021/22
0.256% | summer | 18 | 11030530-002 | 48.8264 | 2022/23
2.937% | summer | 25 | 11030530-002 | 835.8893 | 2023/24
37.14% | summer | 34 | 11030530-002 | 15410.9054 | 2024/25
85.66% | summer | 43 | 11030530-002 | 48818.8618 | 2025/26
91.27% | summer | 46 | 11030530-002 | 57854.396 | 2026/27
93.93% | summer | 48 | 11030530-002 | 65814.4166 | 2027/28
93.93% | summer | 50 | 11030530-002 | 68556.684 | 2028/29
95.42% | summer | 51 | 11030530-002 | 71036.9849 | 2029/30
95.42% | summer | 52 | 11030530-002 | 72429.867 | 2030/31
95.42% | summer | 52 | 11030530-002 | 72429.867 | 2031/32
96.53% | summer | 54 | 11030530-002 | 76087.5317 | 2032/33
96.53% | summer | 56 | 11030530-002 | 78905.5885 | 2033/34
0% | winter | 11 | 11030530-002 | 0 | 2021/22
0.4498% | winter | 18 | 11030530-002 | 27.8502 | 2022/23
3.077% | winter | 25 | 11030530-002 | 284.3188 | 2023/24
27.34% | winter | 34 | 11030530-002 | 3682.3129 | 2024/25
82.96% | winter | 43 | 11030530-002 | 15345.9172 | 2025/26
91.65% | winter | 46 | 11030530-002 | 18855.2856 | 2026/27
96.74% | winter | 48 | 11030530-002 | 22000.0833 | 2027/28
96.74% | winter | 50 | 11030530-002 | 22916.7534 | 2028/29
98.72% | winter | 51 | 11030530-002 | 23854.6336 | 2029/30
98.72% | winter | 52 | 11030530-002 | 24322.3715 | 2030/31
98.72% | winter | 52 | 11030530-002 | 24322.3715 | 2031/32
99.56% | winter | 54 | 11030530-002 | 25470.508 | 2032/33
99.56% | winter | 56 | 11030530-002 | 26413.8602 | 2033/34
0.008122% | shoulder | 11 | 11030530-002 | 0.85712 | 2021/22
0.633% | shoulder | 18 | 11030530-002 | 128.4165 | 2022/23
6.172% | shoulder | 25 | 11030530-002 | 1868.2619 | 2023/24
53.31% | shoulder | 34 | 11030530-002 | 23521.544 | 2024/25
94.24% | shoulder | 43 | 11030530-002 | 57120.3015 | 2025/26
96.47% | shoulder | 46 | 11030530-002 | 65031.186 | 2026/27
97.91% | shoulder | 48 | 11030530-002 | 72955.2065 | 2027/28
97.91% | shoulder | 50 | 11030530-002 | 75995.0068 | 2028/29
98.72% | shoulder | 51 | 11030530-002 | 78153.2929 | 2029/30
98.72% | shoulder | 52 | 11030530-002 | 79685.7104 | 2030/31
98.72% | shoulder | 52 | 11030530-002 | 79685.7104 | 2031/32
99.29% | shoulder | 54 | 11030530-002 | 83227.5721 | 2032/33
99.29% | shoulder | 56 | 11030530-002 | 86310.0747 | 2033/34
0.3536% | summer | 8 | 11028923-006 | 25.5215 | 2021/22
13.89% | summer | 16 | 11028923-006 | 2354.8883 | 2022/23
57.88% | summer | 24 | 11028923-006 | 15815.8724 | 2023/24
85.41% | summer | 34 | 11028923-006 | 35435.6656 | 2024/25
93.8% | summer | 44 | 11028923-006 | 54704.4125 | 2025/26
95.15% | summer | 47 | 11028923-006 | 61622.5562 | 2026/27
96.11% | summer | 50 | 11028923-006 | 70145.2279 | 2027/28
96.64% | summer | 52 | 11028923-006 | 73350.2613 | 2028/29
96.99% | summer | 54 | 11028923-006 | 76449.5067 | 2029/30
96.99% | summer | 55 | 11028923-006 | 77865.2383 | 2030/31
96.99% | summer | 55 | 11028923-006 | 77865.2383 | 2031/32
97.3% | summer | 57 | 11028923-006 | 80955.4719 | 2032/33
97.3% | summer | 59 | 11028923-006 | 83796.0148 | 2033/34
0.05376% | winter | 8 | 11028923-006 | 1.2593 | 2021/22
3.352% | winter | 16 | 11028923-006 | 184.4493 | 2022/23
33.9% | winter | 24 | 11028923-006 | 3006.3315 | 2023/24
84.48% | winter | 34 | 11028923-006 | 11377.0121 | 2024/25
99.06% | winter | 44 | 11028923-006 | 18749.7485 | 2025/26
99.74% | winter | 47 | 11028923-006 | 20966.4963 | 2026/27
99.94% | winter | 50 | 11028923-006 | 23674.772 | 2027/28
100% | winter | 52 | 11028923-006 | 24636.6736 | 2028/29
100% | winter | 54 | 11028923-006 | 25584.238 | 2029/30
100% | winter | 55 | 11028923-006 | 26058.0202 | 2030/31
100% | winter | 55 | 11028923-006 | 26058.0202 | 2031/32
100% | winter | 57 | 11028923-006 | 27005.5846 | 2032/33
100% | winter | 59 | 11028923-006 | 27953.1489 | 2033/34
0.7416% | shoulder | 8 | 11028923-006 | 56.9193 | 2021/22
20.72% | shoulder | 16 | 11028923-006 | 3735.9291 | 2022/23
77.18% | shoulder | 24 | 11028923-006 | 22429.3569 | 2023/24
95.05% | shoulder | 34 | 11028923-006 | 41938.0919 | 2024/25
98.13% | shoulder | 44 | 11028923-006 | 60858.3882 | 2025/26
98.75% | shoulder | 47 | 11028923-006 | 68012.4256 | 2026/27
99.24% | shoulder | 50 | 11028923-006 | 77028.3486 | 2027/28
99.51% | shoulder | 52 | 11028923-006 | 80330.3368 | 2028/29
99.76% | shoulder | 54 | 11028923-006 | 83622.5077 | 2029/30
99.76% | shoulder | 55 | 11028923-006 | 85171.0726 | 2030/31
99.76% | shoulder | 55 | 11028923-006 | 85171.0726 | 2031/32
99.89% | shoulder | 57 | 11028923-006 | 88388.9494 | 2032/33
99.89% | shoulder | 59 | 11028923-006 | 91490.316 | 2033/34
0.5845% | summer | 27 | 139960207-002 | 142.3695 | 2021/22
30.03% | summer | 54 | 139960207-002 | 17184.6925 | 2022/23
93.91% | summer | 83 | 139960207-002 | 88746.7491 | 2023/24
98.74% | summer | 115 | 139960207-002 | 138564.9613 | 2024/25
100% | summer | 146 | 139960207-002 | 193506.6793 | 2025/26
100% | summer | 155 | 139960207-002 | 213581.8761 | 2026/27
100% | summer | 162 | 139960207-002 | 236469.819 | 2027/28
100% | summer | 168 | 139960207-002 | 245227.9605 | 2028/29
100% | summer | 172 | 139960207-002 | 251066.7214 | 2029/30
100% | summer | 175 | 139960207-002 | 255445.7922 | 2030/31
100% | summer | 176 | 139960207-002 | 256905.4824 | 2031/32
100% | summer | 181 | 139960207-002 | 264203.9336 | 2032/33
100% | summer | 186 | 139960207-002 | 271502.3848 | 2033/34
0.00536% | winter | 27 | 139960207-002 | 0.42373 | 2021/22
12.18% | winter | 54 | 139960207-002 | 2262.4334 | 2022/23
92.64% | winter | 83 | 139960207-002 | 28416.2983 | 2023/24
100% | winter | 115 | 139960207-002 | 45549.4193 | 2024/25
100% | winter | 146 | 139960207-002 | 62808.3568 | 2025/26
100% | winter | 155 | 139960207-002 | 69323.8094 | 2026/27
100% | winter | 162 | 139960207-002 | 76752.7141 | 2027/28
100% | winter | 168 | 139960207-002 | 79595.4072 | 2028/29
100% | winter | 172 | 139960207-002 | 81490.5359 | 2029/30
100% | winter | 175 | 139960207-002 | 82911.8825 | 2030/31
100% | winter | 176 | 139960207-002 | 83385.6646 | 2031/32
100% | winter | 181 | 139960207-002 | 85754.5756 | 2032/33
100% | winter | 186 | 139960207-002 | 88123.4865 | 2033/34
0.05695% | shoulder | 27 | 139960207-002 | 14.7503 | 2021/22
31.09% | shoulder | 54 | 139960207-002 | 18918.8458 | 2022/23
98.65% | shoulder | 83 | 139960207-002 | 99143.9007 | 2023/24
100% | shoulder | 115 | 139960207-002 | 149242.3674 | 2024/25
100% | shoulder | 146 | 139960207-002 | 205791.1605 | 2025/26
100% | shoulder | 155 | 139960207-002 | 227138.9973 | 2026/27
100% | shoulder | 162 | 139960207-002 | 251479.7538 | 2027/28
100% | shoulder | 168 | 139960207-002 | 260793.8187 | 2028/29
100% | shoulder | 172 | 139960207-002 | 267003.1953 | 2029/30
100% | shoulder | 175 | 139960207-002 | 271660.2278 | 2030/31
100% | shoulder | 176 | 139960207-002 | 273212.572 | 2031/32
100% | shoulder | 181 | 139960207-002 | 280974.2928 | 2032/33
100% | shoulder | 186 | 139960207-002 | 288736.0136 | 2033/34
0.08589% | summer | 8 | 11030497-042 | 6.1981 | 2021/22
2.485% | summer | 13 | 11030497-042 | 342.361 | 2022/23
21.28% | summer | 19 | 11030497-042 | 4604.4938 | 2023/24
55.52% | summer | 26 | 11030497-042 | 17615.8637 | 2024/25
86.47% | summer | 33 | 11030497-042 | 37819.1134 | 2025/26
86.47% | summer | 35 | 11030497-042 | 41701.492 | 2026/27
91.05% | summer | 37 | 11030497-042 | 49174.5969 | 2027/28
93.59% | summer | 39 | 11030497-042 | 53280.5559 | 2028/29
93.59% | summer | 40 | 11030497-042 | 54646.724 | 2029/30
93.59% | summer | 41 | 11030497-042 | 56012.8921 | 2030/31
93.59% | summer | 41 | 11030497-042 | 56012.8921 | 2031/32
95.49% | summer | 42 | 11030497-042 | 58542.3222 | 2032/33
95.49% | summer | 43 | 11030497-042 | 59936.187 | 2033/34
0.1947% | winter | 8 | 11030497-042 | 4.5597 | 2021/22
0.6988% | winter | 13 | 11030497-042 | 31.2474 | 2022/23
7.205% | winter | 19 | 11030497-042 | 505.8739 | 2023/24
37.33% | winter | 26 | 11030497-042 | 3844.0947 | 2024/25
91.22% | winter | 33 | 11030497-042 | 12950.0665 | 2025/26
91.22% | winter | 35 | 11030497-042 | 14279.4753 | 2026/27
96.28% | winter | 37 | 11030497-042 | 16878.0084 | 2027/28
98.31% | winter | 39 | 11030497-042 | 18165.1835 | 2028/29
98.31% | winter | 40 | 11030497-042 | 18630.9574 | 2029/30
98.31% | winter | 41 | 11030497-042 | 19096.7314 | 2030/31
98.31% | winter | 41 | 11030497-042 | 19096.7314 | 2031/32
99.52% | winter | 42 | 11030497-042 | 19802.3761 | 2032/33
99.52% | winter | 43 | 11030497-042 | 20273.8613 | 2033/34
0.5166% | shoulder | 8 | 11030497-042 | 39.6468 | 2021/22
5.436% | shoulder | 13 | 11030497-042 | 796.3726 | 2022/23
36.12% | shoulder | 19 | 11030497-042 | 8308.8925 | 2023/24
80.72% | shoulder | 26 | 11030497-042 | 27236.0969 | 2024/25
96.73% | shoulder | 33 | 11030497-042 | 44992.3571 | 2025/26
96.73% | shoulder | 35 | 11030497-042 | 49611.116 | 2026/27
97.84% | shoulder | 37 | 11030497-042 | 56193.3723 | 2027/28
98.49% | shoulder | 39 | 11030497-042 | 59626.0089 | 2028/29
98.49% | shoulder | 40 | 11030497-042 | 61154.8809 | 2029/30
98.49% | shoulder | 41 | 11030497-042 | 62683.7529 | 2030/31
98.49% | shoulder | 41 | 11030497-042 | 62683.7529 | 2031/32
99.01% | shoulder | 42 | 11030497-042 | 64549.7363 | 2032/33
99.01% | shoulder | 43 | 11030497-042 | 66086.6347 | 2033/34
0.1523% | summer | 14 | 11057380-015 | 19.2359 | 2021/22
4.85% | summer | 22 | 11057380-015 | 1130.6865 | 2022/23
30.47% | summer | 30 | 11057380-015 | 10405.9785 | 2023/24
71.15% | summer | 40 | 11057380-015 | 34731.6452 | 2024/25
89.99% | summer | 50 | 11057380-015 | 59637.8432 | 2025/26
92.78% | summer | 53 | 11057380-015 | 67761.5513 | 2026/27
94.46% | summer | 56 | 11057380-015 | 77210.6142 | 2027/28
95.62% | summer | 58 | 11057380-015 | 80950.7098 | 2028/29
96.26% | summer | 60 | 11057380-015 | 84307.3345 | 2029/30
96.26% | summer | 61 | 11057380-015 | 85712.4567 | 2030/31
96.26% | summer | 61 | 11057380-015 | 85712.4567 | 2031/32
96.71% | summer | 63 | 11057380-015 | 88933.2955 | 2032/33
96.71% | summer | 65 | 11057380-015 | 91756.5747 | 2033/34
0.2204% | winter | 14 | 11057380-015 | 9.0352 | 2021/22
2.999% | winter | 22 | 11057380-015 | 226.9218 | 2022/23
22.09% | winter | 30 | 11057380-015 | 2449.1935 | 2023/24
63.78% | winter | 40 | 11057380-015 | 10104.4989 | 2024/25
87.21% | winter | 50 | 11057380-015 | 18759.3265 | 2025/26
91.38% | winter | 53 | 11057380-015 | 21660.7423 | 2026/27
94.15% | winter | 56 | 11057380-015 | 24979.7844 | 2027/28
96.17% | winter | 58 | 11057380-015 | 26427.6848 | 2028/29
97.35% | winter | 60 | 11057380-015 | 27673.0175 | 2029/30
97.35% | winter | 61 | 11057380-015 | 28134.2345 | 2030/31
97.35% | winter | 61 | 11057380-015 | 28134.2345 | 2031/32
98.42% | winter | 63 | 11057380-015 | 29376.163 | 2032/33
98.42% | winter | 65 | 11057380-015 | 30308.7396 | 2033/34
0.423% | shoulder | 14 | 11057380-015 | 56.8074 | 2021/22
6.998% | shoulder | 22 | 11057380-015 | 1735.0901 | 2022/23
41.09% | shoulder | 30 | 11057380-015 | 14927.3856 | 2023/24
85.64% | shoulder | 40 | 11057380-015 | 44453.8766 | 2024/25
96.05% | shoulder | 50 | 11057380-015 | 67695.6115 | 2025/26
97.48% | shoulder | 53 | 11057380-015 | 75709.0109 | 2026/27
98.38% | shoulder | 56 | 11057380-015 | 85521.7998 | 2027/28
98.9% | shoulder | 58 | 11057380-015 | 89047.836 | 2028/29
99.14% | shoulder | 60 | 11057380-015 | 92339.2338 | 2029/30
99.14% | shoulder | 61 | 11057380-015 | 93878.221 | 2030/31
99.14% | shoulder | 61 | 11057380-015 | 93878.221 | 2031/32
99.47% | shoulder | 63 | 11057380-015 | 97277.812 | 2032/33
99.47% | shoulder | 65 | 11057380-015 | 100365.9965 | 2033/34
5.199% | summer | 23 | 11079929-022 | 1078.6267 | 2021/22
69.31% | summer | 43 | 11079929-022 | 31585.2144 | 2022/23
94.26% | summer | 63 | 11079929-022 | 67612.9205 | 2023/24
97.91% | summer | 86 | 11079929-022 | 102750.1768 | 2024/25
98.94% | summer | 108 | 11079929-022 | 141620.7358 | 2025/26
99.35% | summer | 115 | 11079929-022 | 157437.1486 | 2026/27
99.77% | summer | 120 | 11079929-022 | 174764.1146 | 2027/28
99.87% | summer | 124 | 11079929-022 | 180760.8938 | 2028/29
99.95% | summer | 127 | 11079929-022 | 185288.7301 | 2029/30
99.98% | summer | 129 | 11079929-022 | 188254.2786 | 2030/31
99.98% | summer | 129 | 11079929-022 | 188254.2786 | 2031/32
99.99% | summer | 133 | 11079929-022 | 194112.0364 | 2032/33
100% | summer | 137 | 11079929-022 | 199977.563 | 2033/34
1.829% | winter | 23 | 11079929-022 | 123.179 | 2021/22
48.18% | winter | 43 | 11079929-022 | 7126.1548 | 2022/23
91.06% | winter | 63 | 11079929-022 | 21201.0336 | 2023/24
99.33% | winter | 86 | 11079929-022 | 33835.7531 | 2024/25
100% | winter | 108 | 11079929-022 | 46460.9762 | 2025/26
100% | winter | 115 | 11079929-022 | 51433.7941 | 2026/27
100% | winter | 120 | 11079929-022 | 56853.8623 | 2027/28
100% | winter | 124 | 11079929-022 | 58748.991 | 2028/29
100% | winter | 127 | 11079929-022 | 60170.3376 | 2029/30
100% | winter | 129 | 11079929-022 | 61117.9019 | 2030/31
100% | winter | 129 | 11079929-022 | 61117.9019 | 2031/32
100% | winter | 133 | 11079929-022 | 63013.0307 | 2032/33
100% | winter | 137 | 11079929-022 | 64908.1594 | 2033/34
12.06% | shoulder | 23 | 11079929-022 | 2660.088 | 2021/22
88.74% | shoulder | 43 | 11079929-022 | 43005.027 | 2022/23
98.91% | shoulder | 63 | 11079929-022 | 75449.0078 | 2023/24
99.99% | shoulder | 86 | 11079929-022 | 111599.6684 | 2024/25
100% | shoulder | 108 | 11079929-022 | 152229.0776 | 2025/26
100% | shoulder | 115 | 11079929-022 | 168522.4819 | 2026/27
100% | shoulder | 120 | 11079929-022 | 186281.2991 | 2027/28
100% | shoulder | 124 | 11079929-022 | 192490.6757 | 2028/29
100% | shoulder | 127 | 11079929-022 | 197147.7082 | 2029/30
100% | shoulder | 129 | 11079929-022 | 200252.3965 | 2030/31
100% | shoulder | 129 | 11079929-022 | 200252.3965 | 2031/32
100% | shoulder | 133 | 11079929-022 | 206461.7731 | 2032/33
100% | shoulder | 137 | 11079929-022 | 212671.1498 | 2033/34
0.2407% | summer | 11 | 128465746-002 | 23.8873 | 2021/22
1.365% | summer | 20 | 128465746-002 | 289.3508 | 2022/23
5.55% | summer | 30 | 128465746-002 | 1895.6731 | 2023/24
18.29% | summer | 42 | 128465746-002 | 9372.7429 | 2024/25
63.63% | summer | 54 | 128465746-002 | 45542.2262 | 2025/26
72.37% | summer | 58 | 128465746-002 | 57836.8243 | 2026/27
80.09% | summer | 61 | 128465746-002 | 71310.6358 | 2027/28
85.18% | summer | 64 | 128465746-002 | 79572.1299 | 2028/29
88.45% | summer | 66 | 128465746-002 | 85211.5077 | 2029/30
88.45% | summer | 67 | 128465746-002 | 86502.5911 | 2030/31
88.45% | summer | 67 | 128465746-002 | 86502.5911 | 2031/32
91.2% | summer | 69 | 128465746-002 | 91853.325 | 2032/33
93.32% | summer | 71 | 128465746-002 | 96716.0225 | 2033/34
0.05732% | winter | 11 | 128465746-002 | 1.8461 | 2021/22
1.094% | winter | 20 | 128465746-002 | 75.2326 | 2022/23
5.376% | winter | 30 | 128465746-002 | 595.9807 | 2023/24
20.9% | winter | 42 | 128465746-002 | 3477.5606 | 2024/25
70.05% | winter | 54 | 128465746-002 | 16272.0191 | 2025/26
79.86% | winter | 58 | 128465746-002 | 20715.6776 | 2026/27
88% | winter | 61 | 128465746-002 | 25433.9651 | 2027/28
93.22% | winter | 64 | 128465746-002 | 28266.7978 | 2028/29
96.05% | winter | 66 | 128465746-002 | 30035.9104 | 2029/30
96.05% | winter | 67 | 128465746-002 | 30491 | 2030/31
96.05% | winter | 67 | 128465746-002 | 30491 | 2031/32
98.1% | winter | 69 | 128465746-002 | 32068.8641 | 2032/33
99.21% | winter | 71 | 128465746-002 | 33372.7256 | 2033/34
0.6843% | shoulder | 11 | 128465746-002 | 72.2138 | 2021/22
4.046% | shoulder | 20 | 128465746-002 | 911.8654 | 2022/23
10.34% | shoulder | 30 | 128465746-002 | 3754.5967 | 2023/24
34.48% | shoulder | 42 | 128465746-002 | 18792.2766 | 2024/25
83.47% | shoulder | 54 | 128465746-002 | 63534.6888 | 2025/26
88.6% | shoulder | 58 | 128465746-002 | 75303.334 | 2026/27
92.95% | shoulder | 61 | 128465746-002 | 88021.6705 | 2027/28
95.78% | shoulder | 64 | 128465746-002 | 95156.7552 | 2028/29
97.31% | shoulder | 66 | 128465746-002 | 99696.6197 | 2029/30
97.31% | shoulder | 67 | 128465746-002 | 101207.1746 | 2030/31
97.31% | shoulder | 67 | 128465746-002 | 101207.1746 | 2031/32
98.19% | shoulder | 69 | 128465746-002 | 105175.9663 | 2032/33
98.74% | shoulder | 71 | 128465746-002 | 108832.1488 | 2033/34
0.07354% | summer | 14 | 40614192-003 | 9.2882 | 2021/22
18.99% | summer | 29 | 40614192-003 | 5836.0131 | 2022/23
65.15% | summer | 45 | 40614192-003 | 33381.3529 | 2023/24
89.26% | summer | 63 | 40614192-003 | 68619.1672 | 2024/25
96.2% | summer | 80 | 40614192-003 | 102003.3241 | 2025/26
97.15% | summer | 85 | 40614192-003 | 113791.9973 | 2026/27
97.79% | summer | 89 | 40614192-003 | 127039.1963 | 2027/28
98.41% | summer | 92 | 40614192-003 | 132153.4491 | 2028/29
99.01% | summer | 94 | 40614192-003 | 135846.0489 | 2029/30
99.01% | summer | 96 | 40614192-003 | 138736.3904 | 2030/31
99.01% | summer | 96 | 40614192-003 | 138736.3904 | 2031/32
99.38% | summer | 99 | 40614192-003 | 143614.4 | 2032/33
99.56% | summer | 102 | 40614192-003 | 148238.2214 | 2033/34
0.1354% | winter | 14 | 40614192-003 | 5.5486 | 2021/22
14.82% | winter | 29 | 40614192-003 | 1478.0455 | 2022/23
61.83% | winter | 45 | 40614192-003 | 10281.7588 | 2023/24
88.51% | winter | 63 | 40614192-003 | 22086.3341 | 2024/25
98.66% | winter | 80 | 40614192-003 | 33952.7626 | 2025/26
99.57% | winter | 85 | 40614192-003 | 37850.989 | 2026/27
99.86% | winter | 89 | 40614192-003 | 42107.4257 | 2027/28
99.99% | winter | 92 | 40614192-003 | 43583.3371 | 2028/29
100% | winter | 94 | 40614192-003 | 44535.5254 | 2029/30
100% | winter | 96 | 40614192-003 | 45483.0898 | 2030/31
100% | winter | 96 | 40614192-003 | 45483.0898 | 2031/32
100% | winter | 99 | 40614192-003 | 46904.4364 | 2032/33
100% | winter | 102 | 40614192-003 | 48325.7829 | 2033/34
0.2754% | shoulder | 14 | 40614192-003 | 36.9866 | 2021/22
28.59% | shoulder | 29 | 40614192-003 | 9343.8547 | 2022/23
77.66% | shoulder | 45 | 40614192-003 | 42316.6555 | 2023/24
93.02% | shoulder | 63 | 40614192-003 | 76055.2609 | 2024/25
99.35% | shoulder | 80 | 40614192-003 | 112023.7054 | 2025/26
99.74% | shoulder | 85 | 40614192-003 | 124238.4483 | 2026/27
99.81% | shoulder | 89 | 40614192-003 | 137897.0716 | 2027/28
99.92% | shoulder | 92 | 40614192-003 | 142706.966 | 2028/29
99.96% | shoulder | 94 | 40614192-003 | 145861.4201 | 2029/30
99.96% | shoulder | 96 | 40614192-003 | 148964.8545 | 2030/31
99.96% | shoulder | 96 | 40614192-003 | 148964.8545 | 2031/32
99.99% | shoulder | 99 | 40614192-003 | 153666.1408 | 2032/33
99.99% | shoulder | 102 | 40614192-003 | 158329.6444 | 2033/34
2.983% | summer | 16 | 118557015-016 | 430.5454 | 2021/22
12.49% | summer | 28 | 118557015-016 | 3707.4801 | 2022/23
22.78% | summer | 41 | 118557015-016 | 10634.5305 | 2023/24
74.71% | summer | 55 | 118557015-016 | 50145.684 | 2024/25
94.91% | summer | 69 | 118557015-016 | 86799.2161 | 2025/26
95.98% | summer | 73 | 118557015-016 | 96544.7978 | 2026/27
96.83% | summer | 76 | 118557015-016 | 107419.9249 | 2027/28
97.23% | summer | 79 | 118557015-016 | 112125.52 | 2028/29
97.48% | summer | 81 | 118557015-016 | 115252.6913 | 2029/30
97.48% | summer | 82 | 118557015-016 | 116675.564 | 2030/31
97.48% | summer | 82 | 118557015-016 | 116675.564 | 2031/32
97.79% | summer | 84 | 118557015-016 | 119902.7204 | 2032/33
97.79% | summer | 86 | 118557015-016 | 122757.5471 | 2033/34
0.278% | winter | 16 | 118557015-016 | 13.0258 | 2021/22
7.641% | winter | 28 | 118557015-016 | 735.94 | 2022/23
17.91% | winter | 41 | 118557015-016 | 2714.3723 | 2023/24
61.91% | winter | 55 | 118557015-016 | 13487.4397 | 2024/25
93.61% | winter | 69 | 118557015-016 | 27785.8051 | 2025/26
95.84% | winter | 73 | 118557015-016 | 31290.5482 | 2026/27
97.63% | winter | 76 | 118557015-016 | 35154.4193 | 2027/28
98.51% | winter | 79 | 118557015-016 | 36871.3831 | 2028/29
99.05% | winter | 81 | 118557015-016 | 38012.2552 | 2029/30
99.05% | winter | 82 | 118557015-016 | 38481.5423 | 2030/31
99.05% | winter | 82 | 118557015-016 | 38481.5423 | 2031/32
99.58% | winter | 84 | 118557015-016 | 39630.4968 | 2032/33
99.58% | winter | 86 | 118557015-016 | 40574.08 | 2033/34
2.476% | shoulder | 16 | 118557015-016 | 380.0055 | 2021/22
14.59% | shoulder | 28 | 118557015-016 | 4604.2566 | 2022/23
23.03% | shoulder | 41 | 118557015-016 | 11434.0852 | 2023/24
73.01% | shoulder | 55 | 118557015-016 | 52115.2022 | 2024/25
97.93% | shoulder | 69 | 118557015-016 | 95241.0172 | 2025/26
98.88% | shoulder | 73 | 118557015-016 | 105773.9615 | 2026/27
99.48% | shoulder | 76 | 118557015-016 | 117365.8785 | 2027/28
99.78% | shoulder | 79 | 118557015-016 | 122367.1932 | 2028/29
99.9% | shoulder | 81 | 118557015-016 | 125617.0702 | 2029/30
99.9% | shoulder | 82 | 118557015-016 | 127167.8983 | 2030/31
99.9% | shoulder | 82 | 118557015-016 | 127167.8983 | 2031/32
99.94% | shoulder | 84 | 118557015-016 | 130322.9955 | 2032/33
99.94% | shoulder | 86 | 118557015-016 | 133425.924 | 2033/34
7.431% | summer | 10 | 11029022-006 | 670.3581 | 2021/22
38.26% | summer | 25 | 11029022-006 | 10137.4368 | 2022/23
85.09% | summer | 41 | 11029022-006 | 39720.5089 | 2023/24
96.75% | summer | 59 | 11029022-006 | 69660.1741 | 2024/25
97.62% | summer | 76 | 11029022-006 | 98336.0895 | 2025/26
97.9% | summer | 81 | 11029022-006 | 109264.3718 | 2026/27
98.07% | summer | 85 | 11029022-006 | 121674.8983 | 2027/28
98.35% | summer | 88 | 11029022-006 | 126327.5892 | 2028/29
98.59% | summer | 90 | 11029022-006 | 129520.1211 | 2029/30
98.91% | summer | 92 | 11029022-006 | 132826.1125 | 2030/31
98.91% | summer | 92 | 11029022-006 | 132826.1125 | 2031/32
99.07% | summer | 95 | 11029022-006 | 137378.8147 | 2032/33
99.26% | summer | 98 | 11029022-006 | 141990.3388 | 2033/34
10.24% | winter | 10 | 11029022-006 | 299.9203 | 2021/22
27.03% | winter | 25 | 11029022-006 | 2324.536 | 2022/23
82.96% | winter | 41 | 11029022-006 | 12569.1919 | 2023/24
98.43% | winter | 59 | 11029022-006 | 23002.9227 | 2024/25
99.89% | winter | 76 | 11029022-006 | 32660.2917 | 2025/26
100% | winter | 81 | 11029022-006 | 36227.281 | 2026/27
100% | winter | 85 | 11029022-006 | 40271.4858 | 2027/28
100% | winter | 88 | 11029022-006 | 41692.8323 | 2028/29
100% | winter | 90 | 11029022-006 | 42640.3967 | 2029/30
100% | winter | 92 | 11029022-006 | 43587.9611 | 2030/31
100% | winter | 92 | 11029022-006 | 43587.9611 | 2031/32
100% | winter | 95 | 11029022-006 | 45009.3076 | 2032/33
100% | winter | 98 | 11029022-006 | 46430.6542 | 2033/34
9.445% | shoulder | 10 | 11029022-006 | 906.1282 | 2021/22
49.37% | shoulder | 25 | 11029022-006 | 13911.0319 | 2022/23
94.2% | shoulder | 41 | 11029022-006 | 46764.396 | 2023/24
99.08% | shoulder | 59 | 11029022-006 | 75864.3215 | 2024/25
99.91% | shoulder | 76 | 11029022-006 | 107027.7692 | 2025/26
99.98% | shoulder | 81 | 11029022-006 | 118679.3235 | 2026/27
99.99% | shoulder | 85 | 11029022-006 | 131940.6085 | 2027/28
100% | shoulder | 88 | 11029022-006 | 136606.286 | 2028/29
100% | shoulder | 90 | 11029022-006 | 139710.9743 | 2029/30
100% | shoulder | 92 | 11029022-006 | 142815.6626 | 2030/31
100% | shoulder | 92 | 11029022-006 | 142815.6626 | 2031/32
100% | shoulder | 95 | 11029022-006 | 147472.6951 | 2032/33
100% | shoulder | 98 | 11029022-006 | 152129.7276 | 2033/34
0% | summer | 6 | 11029088-006 | 0 | 2021/22
2.052% | summer | 17 | 11029088-006 | 369.6519 | 2022/23
0% | summer | 29 | 11029088-006 | 0 | 2023/24
0.01273% | summer | 42 | 11029088-006 | 6.5249 | 2024/25
14.41% | summer | 56 | 11029088-006 | 10693.3002 | 2025/26
60.33% | summer | 60 | 11029088-006 | 49878.5205 | 2026/27
79.58% | summer | 63 | 11029088-006 | 73185.0529 | 2027/28
89.73% | summer | 66 | 11029088-006 | 86445.3252 | 2028/29
89.73% | summer | 68 | 11029088-006 | 89064.8805 | 2029/30
94.01% | summer | 70 | 11029088-006 | 96053.6333 | 2030/31
94.01% | summer | 70 | 11029088-006 | 96053.6333 | 2031/32
96.09% | summer | 73 | 11029088-006 | 102387.3869 | 2032/33
96.94% | summer | 76 | 11029088-006 | 107544.6832 | 2033/34
0.1445% | winter | 6 | 11029088-006 | 2.5391 | 2021/22
1.223% | winter | 17 | 11029088-006 | 71.5276 | 2022/23
0% | winter | 29 | 11029088-006 | 0 | 2023/24
0.1845% | winter | 42 | 11029088-006 | 30.6981 | 2024/25
7.647% | winter | 56 | 11029088-006 | 1842.3109 | 2025/26
37.35% | winter | 60 | 11029088-006 | 10021.7897 | 2026/27
57.72% | winter | 63 | 11029088-006 | 17228.5561 | 2027/28
77.51% | winter | 66 | 11029088-006 | 24235.8435 | 2028/29
77.51% | winter | 68 | 11029088-006 | 24970.263 | 2029/30
88.39% | winter | 70 | 11029088-006 | 29315.2275 | 2030/31
88.39% | winter | 70 | 11029088-006 | 29315.2275 | 2031/32
94.74% | winter | 73 | 11029088-006 | 32767.594 | 2032/33
96.85% | winter | 76 | 11029088-006 | 34873.53 | 2033/34
0% | shoulder | 6 | 11029088-006 | 0 | 2021/22
3.817% | shoulder | 17 | 11029088-006 | 731.3584 | 2022/23
0% | shoulder | 29 | 11029088-006 | 0 | 2023/24
0.01804% | shoulder | 42 | 11029088-006 | 9.8352 | 2024/25
26.11% | shoulder | 56 | 11029088-006 | 20607.3151 | 2025/26
74.43% | shoulder | 60 | 11029088-006 | 65442.1786 | 2026/27
88.08% | shoulder | 63 | 11029088-006 | 86139.6439 | 2027/28
95.54% | shoulder | 66 | 11029088-006 | 97887.1205 | 2028/29
95.54% | shoulder | 68 | 11029088-006 | 100853.3969 | 2029/30
98.28% | shoulder | 70 | 11029088-006 | 106799.5237 | 2030/31
98.28% | shoulder | 70 | 11029088-006 | 106799.5237 | 2031/32
99.24% | shoulder | 73 | 11029088-006 | 112461.2967 | 2032/33
99.7% | shoulder | 76 | 11029088-006 | 117618.4653 | 2033/34
6.018% | summer | 7 | 11080774-003 | 380.0247 | 2021/22
17.4% | summer | 17 | 11080774-003 | 3134.5076 | 2022/23
0% | summer | 28 | 11080774-003 | 0 | 2023/24
3.45% | summer | 41 | 11080774-003 | 1726.0335 | 2024/25
31.59% | summer | 55 | 11080774-003 | 23025.4552 | 2025/26
43.91% | summer | 60 | 11080774-003 | 36301.9523 | 2026/27
57.42% | summer | 63 | 11080774-003 | 52807.6817 | 2027/28
70.26% | summer | 66 | 11080774-003 | 67686.6676 | 2028/29
82.3% | summer | 68 | 11080774-003 | 81691.5531 | 2029/30
89.54% | summer | 70 | 11080774-003 | 91486.0635 | 2030/31
89.54% | summer | 70 | 11080774-003 | 91486.0635 | 2031/32
93.94% | summer | 73 | 11080774-003 | 100097.1519 | 2032/33
96.33% | summer | 76 | 11080774-003 | 106870.6135 | 2033/34
12.31% | winter | 7 | 11080774-003 | 252.2977 | 2021/22
22.28% | winter | 17 | 11080774-003 | 1302.6857 | 2022/23
0.2895% | winter | 28 | 11080774-003 | 29.9582 | 2023/24
8.85% | winter | 41 | 11080774-003 | 1437.1886 | 2024/25
27.59% | winter | 55 | 11080774-003 | 6527.6187 | 2025/26
34.02% | winter | 60 | 11080774-003 | 9129.5162 | 2026/27
46.29% | winter | 63 | 11080774-003 | 13818.0275 | 2027/28
61.33% | winter | 66 | 11080774-003 | 19177.0333 | 2028/29
77.16% | winter | 68 | 11080774-003 | 24858.7674 | 2029/30
88.89% | winter | 70 | 11080774-003 | 29479.1333 | 2030/31
88.89% | winter | 70 | 11080774-003 | 29479.1333 | 2031/32
95.54% | winter | 73 | 11080774-003 | 33043.9071 | 2032/33
98.73% | winter | 76 | 11080774-003 | 35549.6445 | 2033/34
7.257% | shoulder | 7 | 11080774-003 | 487.3507 | 2021/22
21.03% | shoulder | 17 | 11080774-003 | 4028.8687 | 2022/23
0.07199% | shoulder | 28 | 11080774-003 | 24.4073 | 2023/24
3.599% | shoulder | 41 | 11080774-003 | 1914.8982 | 2024/25
35.05% | shoulder | 55 | 11080774-003 | 27174.0457 | 2025/26
50.22% | shoulder | 60 | 11080774-003 | 44157.8555 | 2026/27
67.68% | shoulder | 63 | 11080774-003 | 66191.8799 | 2027/28
82.63% | shoulder | 66 | 11080774-003 | 84663.1225 | 2028/29
93.17% | shoulder | 68 | 11080774-003 | 98353.2692 | 2029/30
97.64% | shoulder | 70 | 11080774-003 | 106098.9257 | 2030/31
97.64% | shoulder | 70 | 11080774-003 | 106098.9257 | 2031/32
99.42% | shoulder | 73 | 11080774-003 | 112666.8153 | 2032/33
99.93% | shoulder | 76 | 11080774-003 | 117894.898 | 2033/34
44.63% | summer | 5 | 11029110-015 | 2013.2342 | 2019/20
66.16% | summer | 11 | 11029110-015 | 7712.4678 | 2020/21
84.33% | summer | 17 | 11029110-015 | 16323.0911 | 2021/22
0.2142% | summer | 25 | 11029110-015 | 65.3546 | 2022/23
15.4% | summer | 33 | 11029110-015 | 6735.0594 | 2023/24
28.41% | summer | 36 | 11029110-015 | 14091.8191 | 2024/25
28.41% | summer | 38 | 11029110-015 | 15757.0953 | 2025/26
42.59% | summer | 40 | 11029110-015 | 24869.1649 | 2026/27
42.59% | summer | 41 | 11029110-015 | 25490.894 | 2027/28
57.97% | summer | 42 | 11029110-015 | 35542.1643 | 2028/29
57.97% | summer | 42 | 11029110-015 | 35542.1643 | 2029/30
57.97% | summer | 44 | 11029110-015 | 37234.6483 | 2030/31
71.51% | summer | 46 | 11029110-015 | 48013.8259 | 2031/32
26.13% | winter | 5 | 11029110-015 | 382.6057 | 2019/20
40.02% | winter | 11 | 11029110-015 | 1514.2563 | 2020/21
55.49% | winter | 17 | 11029110-015 | 3486.1061 | 2021/22
0.0659% | winter | 25 | 11029110-015 | 6.525 | 2022/23
5.783% | winter | 33 | 11029110-015 | 820.9943 | 2023/24
14.23% | winter | 36 | 11029110-015 | 2291.7962 | 2024/25
14.23% | winter | 38 | 11029110-015 | 2562.6252 | 2025/26
24.51% | winter | 40 | 11029110-015 | 4645.1212 | 2026/27
24.51% | winter | 41 | 11029110-015 | 4761.2492 | 2027/28
35.45% | winter | 42 | 11029110-015 | 7053.8855 | 2028/29
35.45% | winter | 42 | 11029110-015 | 7053.8855 | 2029/30
35.45% | winter | 44 | 11029110-015 | 7389.7848 | 2030/31
43.75% | winter | 46 | 11029110-015 | 9534.516 | 2031/32
62.41% | shoulder | 5 | 11029110-015 | 2993.437 | 2019/20
82.76% | shoulder | 11 | 11029110-015 | 10259.2184 | 2020/21
93.88% | shoulder | 17 | 11029110-015 | 19323.6022 | 2021/22
0.7898% | shoulder | 25 | 11029110-015 | 256.2576 | 2022/23
21.59% | shoulder | 33 | 11029110-015 | 10042.3689 | 2023/24
39.99% | shoulder | 36 | 11029110-015 | 21098.378 | 2024/25
39.99% | shoulder | 38 | 11029110-015 | 23591.6421 | 2025/26
59.41% | shoulder | 40 | 11029110-015 | 36888.5866 | 2026/27
59.41% | shoulder | 41 | 11029110-015 | 37810.8013 | 2027/28
76.71% | shoulder | 42 | 11029110-015 | 50012.2023 | 2028/29
76.71% | shoulder | 42 | 11029110-015 | 50012.2023 | 2029/30
76.71% | shoulder | 44 | 11029110-015 | 52393.7357 | 2030/31
86.45% | shoulder | 46 | 11029110-015 | 61734.8897 | 2031/32
47.41% | summer | 27 | 11057078-007 | 11548.0026 | 2021/22
93.79% | summer | 56 | 11057078-007 | 55661.1266 | 2022/23
99.01% | summer | 86 | 11057078-007 | 96941.9844 | 2023/24
99.9% | summer | 119 | 11057078-007 | 145063.9629 | 2024/25
100% | summer | 150 | 11057078-007 | 198809.8108 | 2025/26
100% | summer | 159 | 11057078-007 | 219093.6664 | 2026/27
100% | summer | 166 | 11057078-007 | 242308.58 | 2027/28
100% | summer | 172 | 11057078-007 | 251066.7214 | 2028/29
100% | summer | 176 | 11057078-007 | 256905.4824 | 2029/30
100% | summer | 179 | 11057078-007 | 261284.5531 | 2030/31
100% | summer | 180 | 11057078-007 | 262744.2434 | 2031/32
100% | summer | 185 | 11057078-007 | 270042.6946 | 2032/33
100% | summer | 190 | 11057078-007 | 277341.1458 | 2033/34
30.45% | winter | 27 | 11057078-007 | 2406.968 | 2021/22
94.32% | winter | 56 | 11057078-007 | 18167.7676 | 2022/23
100% | winter | 86 | 11057078-007 | 31781.309 | 2023/24
100% | winter | 119 | 11057078-007 | 47133.7469 | 2024/25
100% | winter | 150 | 11057078-007 | 64529.1337 | 2025/26
100% | winter | 159 | 11057078-007 | 71112.8109 | 2026/27
100% | winter | 166 | 11057078-007 | 78647.8428 | 2027/28
100% | winter | 172 | 11057078-007 | 81490.5359 | 2028/29
100% | winter | 176 | 11057078-007 | 83385.6646 | 2029/30
100% | winter | 179 | 11057078-007 | 84807.0112 | 2030/31
100% | winter | 180 | 11057078-007 | 85280.7934 | 2031/32
100% | winter | 185 | 11057078-007 | 87649.7043 | 2032/33
100% | winter | 190 | 11057078-007 | 90018.6152 | 2033/34
50% | shoulder | 27 | 11057078-007 | 12950.4174 | 2021/22
98.05% | shoulder | 56 | 11057078-007 | 61881.5038 | 2022/23
99.94% | shoulder | 86 | 11057078-007 | 104072.3041 | 2023/24
100% | shoulder | 119 | 11057078-007 | 154433.4063 | 2024/25
100% | shoulder | 150 | 11057078-007 | 211429.2745 | 2025/26
100% | shoulder | 159 | 11057078-007 | 233000.6489 | 2026/27
100% | shoulder | 166 | 11057078-007 | 257689.1304 | 2027/28
100% | shoulder | 172 | 11057078-007 | 267003.1953 | 2028/29
100% | shoulder | 176 | 11057078-007 | 273212.572 | 2029/30
100% | shoulder | 179 | 11057078-007 | 277869.6045 | 2030/31
100% | shoulder | 180 | 11057078-007 | 279421.9486 | 2031/32
100% | shoulder | 185 | 11057078-007 | 287183.6694 | 2032/33
100% | shoulder | 190 | 11057078-007 | 294945.3902 | 2033/34
0.07421% | summer | 9 | 11082859-006 | 6.0251 | 2021/22
2.434% | summer | 16 | 11082859-006 | 412.6708 | 2022/23
13.77% | summer | 24 | 11082859-006 | 3762.1644 | 2023/24
52.97% | summer | 33 | 11082859-006 | 21331.2607 | 2024/25
82.65% | summer | 42 | 11082859-006 | 46008.6106 | 2025/26
87.39% | summer | 45 | 11082859-006 | 54189.809 | 2026/27
91.34% | summer | 47 | 11082859-006 | 62660.9018 | 2027/28
93.71% | summer | 49 | 11082859-006 | 67024.348 | 2028/29
93.71% | summer | 50 | 11082859-006 | 68392.1918 | 2029/30
93.71% | summer | 51 | 11082859-006 | 69760.0357 | 2030/31
93.71% | summer | 51 | 11082859-006 | 69760.0357 | 2031/32
94.98% | summer | 53 | 11082859-006 | 73479.5625 | 2032/33
96.05% | summer | 55 | 11082859-006 | 77110.7734 | 2033/34
0% | winter | 9 | 11082859-006 | 0 | 2021/22
0.159% | winter | 16 | 11082859-006 | 8.75 | 2022/23
2.202% | winter | 24 | 11082859-006 | 195.3409 | 2023/24
24.5% | winter | 33 | 11082859-006 | 3202.567 | 2024/25
68.89% | winter | 42 | 11082859-006 | 12446.3301 | 2025/26
80.55% | winter | 45 | 11082859-006 | 16211.6525 | 2026/27
89.61% | winter | 47 | 11082859-006 | 19953.388 | 2027/28
95.3% | winter | 49 | 11082859-006 | 22124.0789 | 2028/29
95.3% | winter | 50 | 11082859-006 | 22575.5907 | 2029/30
95.3% | winter | 51 | 11082859-006 | 23027.1026 | 2030/31
95.3% | winter | 51 | 11082859-006 | 23027.1026 | 2031/32
98.07% | winter | 53 | 11082859-006 | 24625.3097 | 2032/33
99.07% | winter | 55 | 11082859-006 | 25816.1583 | 2033/34
0.1444% | shoulder | 9 | 11082859-006 | 12.4658 | 2021/22
3.203% | shoulder | 16 | 11082859-006 | 577.5191 | 2022/23
17.65% | shoulder | 24 | 11082859-006 | 5128.5177 | 2023/24
68% | shoulder | 33 | 11082859-006 | 29121.23 | 2024/25
93.14% | shoulder | 42 | 11082859-006 | 55136.7394 | 2025/26
95.55% | shoulder | 45 | 11082859-006 | 63011.9862 | 2026/27
97.27% | shoulder | 47 | 11082859-006 | 70969.8839 | 2027/28
98.32% | shoulder | 49 | 11082859-006 | 74783.7093 | 2028/29
98.32% | shoulder | 50 | 11082859-006 | 76309.9075 | 2029/30
98.32% | shoulder | 51 | 11082859-006 | 77836.1056 | 2030/31
98.32% | shoulder | 51 | 11082859-006 | 77836.1056 | 2031/32
98.79% | shoulder | 53 | 11082859-006 | 81282.1987 | 2032/33
99.15% | shoulder | 55 | 11082859-006 | 84656.8077 | 2033/34
0.3078% | summer | 8 | 11076532-015 | 22.2115 | 2021/22
5.959% | summer | 16 | 11076532-015 | 1010.3826 | 2022/23
37.18% | summer | 24 | 11076532-015 | 10160.827 | 2023/24
70.36% | summer | 34 | 11076532-015 | 29193.2796 | 2024/25
88.59% | summer | 44 | 11076532-015 | 51663.7517 | 2025/26
92.8% | summer | 47 | 11076532-015 | 60101.4079 | 2026/27
95.2% | summer | 50 | 11076532-015 | 69480.9778 | 2027/28
96.4% | summer | 52 | 11076532-015 | 73171.1521 | 2028/29
97.04% | summer | 54 | 11076532-015 | 76486.4543 | 2029/30
97.04% | summer | 55 | 11076532-015 | 77902.8702 | 2030/31
97.04% | summer | 55 | 11076532-015 | 77902.8702 | 2031/32
97.37% | summer | 57 | 11076532-015 | 81015.574 | 2032/33
97.37% | summer | 59 | 11076532-015 | 83858.2257 | 2033/34
0.08132% | winter | 8 | 11076532-015 | 1.9049 | 2021/22
1.676% | winter | 16 | 11076532-015 | 92.2653 | 2022/23
23.03% | winter | 24 | 11076532-015 | 2042.3884 | 2023/24
61.07% | winter | 34 | 11076532-015 | 8223.7829 | 2024/25
82.63% | winter | 44 | 11076532-015 | 15640.7313 | 2025/26
87.33% | winter | 47 | 11076532-015 | 18358.3432 | 2026/27
90.86% | winter | 50 | 11076532-015 | 21523.3573 | 2027/28
93.99% | winter | 52 | 11076532-015 | 23156.9377 | 2028/29
96.88% | winter | 54 | 11076532-015 | 24786.7064 | 2029/30
96.88% | winter | 55 | 11076532-015 | 25245.7194 | 2030/31
96.88% | winter | 55 | 11076532-015 | 25245.7194 | 2031/32
98.46% | winter | 57 | 11076532-015 | 26589.4377 | 2032/33
98.46% | winter | 59 | 11076532-015 | 27522.4004 | 2033/34
0.4055% | shoulder | 8 | 11076532-015 | 31.1224 | 2021/22
7.551% | shoulder | 16 | 11076532-015 | 1361.5908 | 2022/23
44.89% | shoulder | 24 | 11076532-015 | 13044.0461 | 2023/24
83.02% | shoulder | 34 | 11076532-015 | 36631.5497 | 2024/25
95.44% | shoulder | 44 | 11076532-015 | 59189.3872 | 2025/26
97.14% | shoulder | 47 | 11076532-015 | 66903.3829 | 2026/27
98.08% | shoulder | 50 | 11076532-015 | 76123.6392 | 2027/28
98.78% | shoulder | 52 | 11076532-015 | 79738.1662 | 2028/29
99.19% | shoulder | 54 | 11076532-015 | 83150.1834 | 2029/30
99.19% | shoulder | 55 | 11076532-015 | 84690.0016 | 2030/31
99.19% | shoulder | 55 | 11076532-015 | 84690.0016 | 2031/32
99.42% | shoulder | 57 | 11076532-015 | 87969.5728 | 2032/33
99.42% | shoulder | 59 | 11076532-015 | 91056.2245 | 2033/34
0.1115% | summer | 7 | 11029000-006 | 7.0377 | 2021/22
1.588% | summer | 13 | 11029000-006 | 218.7283 | 2022/23
23.49% | summer | 20 | 11029000-006 | 5348.2691 | 2023/24
49.38% | summer | 28 | 11029000-006 | 16873.469 | 2024/25
79.36% | summer | 37 | 11029000-006 | 38918.5317 | 2025/26
85.6% | summer | 40 | 11029000-006 | 47178.8214 | 2026/27
90.67% | summer | 42 | 11029000-006 | 55587.7859 | 2027/28
93.17% | summer | 44 | 11029000-006 | 59838.3664 | 2028/29
93.17% | summer | 45 | 11029000-006 | 61198.3293 | 2029/30
93.17% | summer | 46 | 11029000-006 | 62558.2922 | 2030/31
93.17% | summer | 46 | 11029000-006 | 62558.2922 | 2031/32
94.89% | summer | 48 | 11029000-006 | 66484.0156 | 2032/33
96.14% | summer | 50 | 11029000-006 | 70165.0099 | 2033/34
0% | winter | 7 | 11029000-006 | 0 | 2021/22
0.1379% | winter | 13 | 11029000-006 | 6.1646 | 2022/23
6.472% | winter | 20 | 11029000-006 | 478.3573 | 2023/24
27.15% | winter | 28 | 11029000-006 | 3010.5969 | 2024/25
70.32% | winter | 37 | 11029000-006 | 11193.3514 | 2025/26
80.73% | winter | 40 | 11029000-006 | 14441.8885 | 2026/27
89.26% | winter | 42 | 11029000-006 | 17760.9002 | 2027/28
94.54% | winter | 44 | 11029000-006 | 19707.6422 | 2028/29
94.54% | winter | 45 | 11029000-006 | 20155.5432 | 2029/30
94.54% | winter | 46 | 11029000-006 | 20603.4441 | 2030/31
94.54% | winter | 46 | 11029000-006 | 20603.4441 | 2031/32
97.13% | winter | 48 | 11029000-006 | 22089.0544 | 2032/33
98.85% | winter | 50 | 11029000-006 | 23417.4017 | 2033/34
0.09461% | shoulder | 7 | 11029000-006 | 6.3533 | 2021/22
1.249% | shoulder | 13 | 11029000-006 | 182.9636 | 2022/23
21.34% | shoulder | 20 | 11029000-006 | 5167.6901 | 2023/24
51.13% | shoulder | 28 | 11029000-006 | 18580.9528 | 2024/25
84.59% | shoulder | 37 | 11029000-006 | 44117.6706 | 2025/26
90.88% | shoulder | 40 | 11029000-006 | 53272.3216 | 2026/27
95.33% | shoulder | 42 | 11029000-006 | 62152.3148 | 2027/28
97.41% | shoulder | 44 | 11029000-006 | 66531.9347 | 2028/29
97.41% | shoulder | 45 | 11029000-006 | 68044.0241 | 2029/30
97.41% | shoulder | 46 | 11029000-006 | 69556.1135 | 2030/31
97.41% | shoulder | 46 | 11029000-006 | 69556.1135 | 2031/32
98.6% | shoulder | 48 | 11029000-006 | 73466.731 | 2032/33
99.33% | shoulder | 50 | 11029000-006 | 77098.5736 | 2033/34
0.1967% | summer | 13 | 42414154-022 | 23.0675 | 2021/22
10.14% | summer | 21 | 42414154-022 | 2256.8157 | 2022/23
47.78% | summer | 30 | 42414154-022 | 16320.4063 | 2023/24
82.96% | summer | 41 | 42414154-022 | 41506.5067 | 2024/25
92.48% | summer | 52 | 42414154-022 | 63738.9177 | 2025/26
93.97% | summer | 55 | 42414154-022 | 71215.6138 | 2026/27
95.31% | summer | 58 | 42414154-022 | 80689.2316 | 2027/28
96.18% | summer | 60 | 42414154-022 | 84237.3795 | 2028/29
96.66% | summer | 62 | 42414154-022 | 87479.0895 | 2029/30
96.66% | summer | 63 | 42414154-022 | 88890.0426 | 2030/31
96.66% | summer | 63 | 42414154-022 | 88890.0426 | 2031/32
96.97% | summer | 65 | 42414154-022 | 92003.9159 | 2032/33
96.97% | summer | 67 | 42414154-022 | 94834.8057 | 2033/34
0.1055% | winter | 13 | 42414154-022 | 4.0164 | 2021/22
2.093% | winter | 21 | 42414154-022 | 151.2162 | 2022/23
23.77% | winter | 30 | 42414154-022 | 2635.6237 | 2023/24
82.19% | winter | 41 | 42414154-022 | 13347.6278 | 2024/25
96.8% | winter | 52 | 42414154-022 | 21654.9649 | 2025/26
98.46% | winter | 55 | 42414154-022 | 24220.6792 | 2026/27
99.47% | winter | 58 | 42414154-022 | 27333.4128 | 2027/28
99.87% | winter | 60 | 42414154-022 | 28388.9695 | 2028/29
99.96% | winter | 62 | 42414154-022 | 29362.7658 | 2029/30
99.96% | winter | 63 | 42414154-022 | 29836.3588 | 2030/31
99.96% | winter | 63 | 42414154-022 | 29836.3588 | 2031/32
99.99% | winter | 65 | 42414154-022 | 30793.3685 | 2032/33
99.99% | winter | 67 | 42414154-022 | 31740.8567 | 2033/34
0.4836% | shoulder | 13 | 42414154-022 | 60.3117 | 2021/22
11% | shoulder | 21 | 42414154-022 | 2602.6579 | 2022/23
58.69% | shoulder | 30 | 42414154-022 | 21319.3286 | 2023/24
90.83% | shoulder | 41 | 42414154-022 | 48331.3101 | 2024/25
97.83% | shoulder | 52 | 42414154-022 | 71705.7226 | 2025/26
98.71% | shoulder | 55 | 42414154-022 | 79556.9533 | 2026/27
99.25% | shoulder | 58 | 42414154-022 | 89361.7888 | 2027/28
99.48% | shoulder | 60 | 42414154-022 | 92653.3337 | 2028/29
99.62% | shoulder | 62 | 42414154-022 | 95875.879 | 2029/30
99.62% | shoulder | 63 | 42414154-022 | 97422.2642 | 2030/31
99.62% | shoulder | 63 | 42414154-022 | 97422.2642 | 2031/32
99.72% | shoulder | 65 | 42414154-022 | 100617.1553 | 2032/33
99.72% | shoulder | 67 | 42414154-022 | 103713.0678 | 2033/34
0.2364% | summer | 16 | 83738328-002 | 34.121 | 2021/22
8.968% | summer | 45 | 83738328-002 | 4276.4822 | 2022/23
87.25% | summer | 75 | 83738328-002 | 74503.9755 | 2023/24
97.77% | summer | 110 | 83738328-002 | 131241.7641 | 2024/25
99.82% | summer | 145 | 83738328-002 | 191837.4124 | 2025/26
100% | summer | 156 | 83738328-002 | 214959.8236 | 2026/27
100% | summer | 164 | 83738328-002 | 239389.1995 | 2027/28
100% | summer | 171 | 83738328-002 | 249607.0312 | 2028/29
100% | summer | 176 | 83738328-002 | 256905.4824 | 2029/30
100% | summer | 180 | 83738328-002 | 262744.2434 | 2030/31
100% | summer | 181 | 83738328-002 | 264203.9336 | 2031/32
100% | summer | 187 | 83738328-002 | 272962.0751 | 2032/33
100% | summer | 193 | 83738328-002 | 281720.2165 | 2033/34
0.3829% | winter | 16 | 83738328-002 | 17.9359 | 2021/22
10.79% | winter | 45 | 83738328-002 | 1670.4937 | 2022/23
91.8% | winter | 75 | 83738328-002 | 25443.536 | 2023/24
100% | winter | 110 | 83738328-002 | 43569.0098 | 2024/25
100% | winter | 145 | 83738328-002 | 62378.1625 | 2025/26
100% | winter | 156 | 83738328-002 | 69771.0598 | 2026/27
100% | winter | 164 | 83738328-002 | 77700.2784 | 2027/28
100% | winter | 171 | 83738328-002 | 81016.7537 | 2028/29
100% | winter | 176 | 83738328-002 | 83385.6646 | 2029/30
100% | winter | 180 | 83738328-002 | 85280.7934 | 2030/31
100% | winter | 181 | 83738328-002 | 85754.5756 | 2031/32
100% | winter | 187 | 83738328-002 | 88597.2687 | 2032/33
100% | winter | 193 | 83738328-002 | 91439.9618 | 2033/34
0.05859% | shoulder | 16 | 83738328-002 | 8.9928 | 2021/22
11.57% | shoulder | 45 | 83738328-002 | 5869.1887 | 2022/23
95.62% | shoulder | 75 | 83738328-002 | 86832.5743 | 2023/24
100% | shoulder | 110 | 83738328-002 | 142753.5689 | 2024/25
100% | shoulder | 145 | 83738328-002 | 204381.632 | 2025/26
100% | shoulder | 156 | 83738328-002 | 228604.4102 | 2026/27
100% | shoulder | 164 | 83738328-002 | 254584.4421 | 2027/28
100% | shoulder | 171 | 83738328-002 | 265450.8512 | 2028/29
100% | shoulder | 176 | 83738328-002 | 273212.572 | 2029/30
100% | shoulder | 180 | 83738328-002 | 279421.9486 | 2030/31
100% | shoulder | 181 | 83738328-002 | 280974.2928 | 2031/32
100% | shoulder | 187 | 83738328-002 | 290288.3577 | 2032/33
100% | shoulder | 193 | 83738328-002 | 299602.4227 | 2033/34
11.79% | summer | 13 | 11034777-016 | 1382.1339 | 2021/22
45.76% | summer | 21 | 11034777-016 | 10184.3587 | 2022/23
75.39% | summer | 29 | 11034777-016 | 24893.5489 | 2023/24
89.69% | summer | 38 | 11034777-016 | 41592.5992 | 2024/25
93.6% | summer | 46 | 11034777-016 | 57069.2984 | 2025/26
95.05% | summer | 48 | 11034777-016 | 62867.9849 | 2026/27
95.9% | summer | 50 | 11034777-016 | 69992.3204 | 2027/28
95.9% | summer | 52 | 11034777-016 | 72792.0132 | 2028/29
96.51% | summer | 53 | 11034777-016 | 74663.1802 | 2029/30
96.51% | summer | 54 | 11034777-016 | 76071.9194 | 2030/31
96.51% | summer | 54 | 11034777-016 | 76071.9194 | 2031/32
96.51% | summer | 55 | 11034777-016 | 77480.6587 | 2032/33
96.9% | summer | 56 | 11034777-016 | 79207.7774 | 2033/34
7.611% | winter | 13 | 11034777-016 | 289.6982 | 2021/22
31.38% | winter | 21 | 11034777-016 | 2266.957 | 2022/23
69.11% | winter | 29 | 11034777-016 | 7406.0368 | 2023/24
91.53% | winter | 38 | 11034777-016 | 13776.1228 | 2024/25
96.93% | winter | 46 | 11034777-016 | 19181.8376 | 2025/26
98.28% | winter | 48 | 11034777-016 | 21099.2417 | 2026/27
98.99% | winter | 50 | 11034777-016 | 23451.0102 | 2027/28
98.99% | winter | 52 | 11034777-016 | 24389.0506 | 2028/29
99.32% | winter | 53 | 11034777-016 | 24938.724 | 2029/30
99.32% | winter | 54 | 11034777-016 | 25409.266 | 2030/31
99.32% | winter | 54 | 11034777-016 | 25409.266 | 2031/32
99.32% | winter | 55 | 11034777-016 | 25879.8079 | 2032/33
99.53% | winter | 56 | 11034777-016 | 26406.9336 | 2033/34
7.722% | shoulder | 13 | 11034777-016 | 963.0915 | 2021/22
37.92% | shoulder | 21 | 11034777-016 | 8975.6795 | 2022/23
76.06% | shoulder | 29 | 11034777-016 | 26708.4224 | 2023/24
93.97% | shoulder | 38 | 11034777-016 | 46339.9036 | 2024/25
97.15% | shoulder | 46 | 11034777-016 | 62991.8457 | 2025/26
98.04% | shoulder | 48 | 11034777-016 | 68963.8686 | 2026/27
98.69% | shoulder | 50 | 11034777-016 | 76601.7179 | 2027/28
98.69% | shoulder | 52 | 11034777-016 | 79665.7866 | 2028/29
99.12% | shoulder | 53 | 11034777-016 | 81550.0914 | 2029/30
99.12% | shoulder | 54 | 11034777-016 | 83088.7724 | 2030/31
99.12% | shoulder | 54 | 11034777-016 | 83088.7724 | 2031/32
99.12% | shoulder | 55 | 11034777-016 | 84627.4534 | 2032/33
99.44% | shoulder | 56 | 11034777-016 | 86442.2463 | 2033/34
0.1333% | summer | 13 | 11079291-042 | 15.6286 | 2021/22
34.52% | summer | 29 | 11079291-042 | 10607.5095 | 2022/23
84.84% | summer | 47 | 11079291-042 | 45397.9766 | 2023/24
97.16% | summer | 68 | 11079291-042 | 80623.9692 | 2024/25
99.1% | summer | 89 | 11079291-042 | 116902.2917 | 2025/26
99.31% | summer | 96 | 11079291-042 | 131368.8747 | 2026/27
99.56% | summer | 101 | 11079291-042 | 146776.8601 | 2027/28
99.71% | summer | 106 | 11079291-042 | 154272.8873 | 2028/29
99.72% | summer | 109 | 11079291-042 | 158661.136 | 2029/30
99.76% | summer | 111 | 11079291-042 | 161637.8824 | 2030/31
99.76% | summer | 112 | 11079291-042 | 163094.0796 | 2031/32
99.9% | summer | 116 | 11079291-042 | 169162.625 | 2032/33
99.94% | summer | 120 | 11079291-042 | 175049.7477 | 2033/34
0.2919% | winter | 13 | 11079291-042 | 11.1117 | 2021/22
20.96% | winter | 29 | 11079291-042 | 2091.0925 | 2022/23
86.85% | winter | 47 | 11079291-042 | 15085.3862 | 2023/24
99.87% | winter | 68 | 11079291-042 | 26897.3759 | 2024/25
100% | winter | 89 | 11079291-042 | 38287.286 | 2025/26
100% | winter | 96 | 11079291-042 | 42936.0368 | 2026/27
100% | winter | 101 | 11079291-042 | 47852.0007 | 2027/28
100% | winter | 106 | 11079291-042 | 50220.9117 | 2028/29
100% | winter | 109 | 11079291-042 | 51642.2582 | 2029/30
100% | winter | 111 | 11079291-042 | 52589.8226 | 2030/31
100% | winter | 112 | 11079291-042 | 53063.6048 | 2031/32
100% | winter | 116 | 11079291-042 | 54958.7335 | 2032/33
100% | winter | 120 | 11079291-042 | 56853.8623 | 2033/34
0.3149% | shoulder | 13 | 11079291-042 | 39.2743 | 2021/22
45.08% | shoulder | 29 | 11079291-042 | 14732.5359 | 2022/23
88.61% | shoulder | 47 | 11079291-042 | 50427.6926 | 2023/24
99.05% | shoulder | 68 | 11079291-042 | 87410.6127 | 2024/25
100% | shoulder | 89 | 11079291-042 | 125448.0362 | 2025/26
100% | shoulder | 96 | 11079291-042 | 140679.6371 | 2026/27
100% | shoulder | 101 | 11079291-042 | 156786.7601 | 2027/28
100% | shoulder | 106 | 11079291-042 | 164548.4809 | 2028/29
100% | shoulder | 109 | 11079291-042 | 169205.5133 | 2029/30
100% | shoulder | 111 | 11079291-042 | 172310.2016 | 2030/31
100% | shoulder | 112 | 11079291-042 | 173862.5458 | 2031/32
100% | shoulder | 116 | 11079291-042 | 180071.9224 | 2032/33
100% | shoulder | 120 | 11079291-042 | 186281.2991 | 2033/34
0.01013% | summer | 15 | 11030574-022 | 1.3701 | 2021/22
47.12% | summer | 42 | 11030574-022 | 20974.2495 | 2022/23
95.44% | summer | 67 | 11030574-022 | 72801.1158 | 2023/24
98.18% | summer | 91 | 11030574-022 | 109027.3002 | 2024/25
99.49% | summer | 110 | 11030574-022 | 145057.2173 | 2025/26
99.75% | summer | 115 | 11030574-022 | 158064.0934 | 2026/27
99.87% | summer | 118 | 11030574-022 | 172011.2302 | 2027/28
99.94% | summer | 121 | 11030574-022 | 176518.263 | 2028/29
99.94% | summer | 123 | 11030574-022 | 179435.9203 | 2029/30
99.99% | summer | 124 | 11030574-022 | 180985.7807 | 2030/31
99.99% | summer | 124 | 11030574-022 | 180985.7807 | 2031/32
99.99% | summer | 126 | 11030574-022 | 183904.9062 | 2032/33
100% | summer | 128 | 11030574-022 | 186840.3508 | 2033/34
0.2013% | winter | 15 | 11030574-022 | 8.842 | 2021/22
57.63% | winter | 42 | 11030574-022 | 8325.2787 | 2022/23
99.7% | winter | 67 | 11030574-022 | 24685.7947 | 2023/24
100% | winter | 91 | 11030574-022 | 36043.4535 | 2024/25
100% | winter | 110 | 11030574-022 | 47321.3647 | 2025/26
100% | winter | 115 | 11030574-022 | 51433.7941 | 2026/27
100% | winter | 118 | 11030574-022 | 55906.2979 | 2027/28
100% | winter | 121 | 11030574-022 | 57327.6444 | 2028/29
100% | winter | 123 | 11030574-022 | 58275.2088 | 2029/30
100% | winter | 124 | 11030574-022 | 58748.991 | 2030/31
100% | winter | 124 | 11030574-022 | 58748.991 | 2031/32
100% | winter | 126 | 11030574-022 | 59696.5554 | 2032/33
100% | winter | 128 | 11030574-022 | 60644.1197 | 2033/34
0.3053% | shoulder | 15 | 11030574-022 | 43.9309 | 2021/22
66.75% | shoulder | 42 | 11030574-022 | 31596.9434 | 2022/23
99.17% | shoulder | 67 | 11030574-022 | 80450.3036 | 2023/24
99.97% | shoulder | 91 | 11030574-022 | 118065.3623 | 2024/25
100% | shoulder | 110 | 11030574-022 | 155048.1346 | 2025/26
100% | shoulder | 115 | 11030574-022 | 168522.4819 | 2026/27
100% | shoulder | 118 | 11030574-022 | 183176.6108 | 2027/28
100% | shoulder | 121 | 11030574-022 | 187833.6432 | 2028/29
100% | shoulder | 123 | 11030574-022 | 190938.3316 | 2029/30
100% | shoulder | 124 | 11030574-022 | 192490.6757 | 2030/31
100% | shoulder | 124 | 11030574-022 | 192490.6757 | 2031/32
100% | shoulder | 126 | 11030574-022 | 195595.364 | 2032/33
100% | shoulder | 128 | 11030574-022 | 198700.0523 | 2033/34
2.545% | summer | 15 | 11076852-015 | 344.3936 | 2021/22
77.4% | summer | 40 | 11076852-015 | 32809.2323 | 2022/23
96.32% | summer | 65 | 11076852-015 | 71283.119 | 2023/24
98.51% | summer | 92 | 11076852-015 | 110595.5885 | 2024/25
99.91% | summer | 117 | 11076852-015 | 154929.324 | 2025/26
100% | summer | 124 | 11076852-015 | 170865.5008 | 2026/27
100% | summer | 129 | 11076852-015 | 188300.0411 | 2027/28
100% | summer | 134 | 11076852-015 | 195598.4923 | 2028/29
100% | summer | 137 | 11076852-015 | 199977.563 | 2029/30
100% | summer | 139 | 11076852-015 | 202896.9435 | 2030/31
100% | summer | 139 | 11076852-015 | 202896.9435 | 2031/32
100% | summer | 143 | 11076852-015 | 208735.7045 | 2032/33
100% | summer | 147 | 11076852-015 | 214574.4654 | 2033/34
1.626% | winter | 15 | 11076852-015 | 71.4011 | 2021/22
50.3% | winter | 40 | 11076852-015 | 6920.0501 | 2022/23
98.11% | winter | 65 | 11076852-015 | 23565.9063 | 2023/24
100% | winter | 92 | 11076852-015 | 36439.5355 | 2024/25
100% | winter | 117 | 11076852-015 | 50332.7243 | 2025/26
100% | winter | 124 | 11076852-015 | 55459.0475 | 2026/27
100% | winter | 129 | 11076852-015 | 61117.9019 | 2027/28
100% | winter | 134 | 11076852-015 | 63486.8129 | 2028/29
100% | winter | 137 | 11076852-015 | 64908.1594 | 2029/30
100% | winter | 139 | 11076852-015 | 65855.7238 | 2030/31
100% | winter | 139 | 11076852-015 | 65855.7238 | 2031/32
100% | winter | 143 | 11076852-015 | 67750.8525 | 2032/33
100% | winter | 147 | 11076852-015 | 69645.9813 | 2033/34
4.366% | shoulder | 15 | 11076852-015 | 628.3144 | 2021/22
90.21% | shoulder | 40 | 11076852-015 | 40664.7666 | 2022/23
99.39% | shoulder | 65 | 11076852-015 | 78226.0415 | 2023/24
99.99% | shoulder | 92 | 11076852-015 | 119386.7418 | 2024/25
100% | shoulder | 117 | 11076852-015 | 164914.8341 | 2025/26
100% | shoulder | 124 | 11076852-015 | 181711.1979 | 2026/27
100% | shoulder | 129 | 11076852-015 | 200252.3965 | 2027/28
100% | shoulder | 134 | 11076852-015 | 208014.1173 | 2028/29
100% | shoulder | 137 | 11076852-015 | 212671.1498 | 2029/30
100% | shoulder | 139 | 11076852-015 | 215775.8381 | 2030/31
100% | shoulder | 139 | 11076852-015 | 215775.8381 | 2031/32
100% | shoulder | 143 | 11076852-015 | 221985.2147 | 2032/33
100% | shoulder | 147 | 11076852-015 | 228194.5914 | 2033/34
1.164% | summer | 12 | 11027415-015 | 125.9502 | 2021/22
29.3% | summer | 25 | 11027415-015 | 7762.1416 | 2022/23
0% | summer | 39 | 11027415-015 | 0 | 2023/24
2.534% | summer | 55 | 11027415-015 | 1700.4078 | 2024/25
68.49% | summer | 70 | 11027415-015 | 63543.5474 | 2025/26
87.03% | summer | 75 | 11027415-015 | 89944.1262 | 2026/27
91.41% | summer | 78 | 11027415-015 | 104076.5363 | 2027/28
94% | summer | 81 | 11027415-015 | 111142.8508 | 2028/29
95.34% | summer | 83 | 11027415-015 | 115507.5298 | 2029/30
95.34% | summer | 85 | 11027415-015 | 118290.8438 | 2030/31
95.34% | summer | 85 | 11027415-015 | 118290.8438 | 2031/32
96.05% | summer | 88 | 11027415-015 | 123382.0513 | 2032/33
96.68% | summer | 91 | 11027415-015 | 128416.9774 | 2033/34
0.2947% | winter | 12 | 11027415-015 | 10.3545 | 2021/22
14.32% | winter | 25 | 11027415-015 | 1231.3569 | 2022/23
0% | winter | 39 | 11027415-015 | 0 | 2023/24
0.5542% | winter | 55 | 11027415-015 | 120.7215 | 2024/25
52.75% | winter | 70 | 11027415-015 | 15884.9537 | 2025/26
84.73% | winter | 75 | 11027415-015 | 28423.2075 | 2026/27
91.17% | winter | 78 | 11027415-015 | 33693.2242 | 2027/28
95.24% | winter | 81 | 11027415-015 | 36549.9934 | 2028/29
97.29% | winter | 83 | 11027415-015 | 38257.5514 | 2029/30
97.29% | winter | 85 | 11027415-015 | 39179.4201 | 2030/31
97.29% | winter | 85 | 11027415-015 | 39179.4201 | 2031/32
98.54% | winter | 88 | 11027415-015 | 41084.994 | 2032/33
99.3% | winter | 91 | 11027415-015 | 42814.4174 | 2033/34
1.791% | shoulder | 12 | 11027415-015 | 206.2148 | 2021/22
38.95% | shoulder | 25 | 11027415-015 | 10974.0189 | 2022/23
0.003264% | shoulder | 39 | 11027415-015 | 1.5413 | 2023/24
3.419% | shoulder | 55 | 11027415-015 | 2440.1628 | 2024/25
80.47% | shoulder | 70 | 11027415-015 | 79393.8817 | 2025/26
93.47% | shoulder | 75 | 11027415-015 | 102728.4243 | 2026/27
95.35% | shoulder | 78 | 11027415-015 | 115447.6095 | 2027/28
96.8% | shoulder | 81 | 11027415-015 | 121713.5069 | 2028/29
97.91% | shoulder | 83 | 11027415-015 | 126150.3965 | 2029/30
97.91% | shoulder | 85 | 11027415-015 | 129190.165 | 2030/31
97.91% | shoulder | 85 | 11027415-015 | 129190.165 | 2031/32
98.54% | shoulder | 88 | 11027415-015 | 134616.2511 | 2032/33
99.05% | shoulder | 91 | 11027415-015 | 139926.8447 | 2033/34
24.25% | summer | 15 | 11068100-009 | 3281.2992 | 2021/22
41.8% | summer | 21 | 11068100-009 | 9302.737 | 2022/23
58.05% | summer | 27 | 11068100-009 | 17844.5883 | 2023/24
77.72% | summer | 35 | 11068100-009 | 33195.1363 | 2024/25
87.69% | summer | 43 | 11068100-009 | 49974.0629 | 2025/26
90.81% | summer | 45 | 11068100-009 | 56306.3907 | 2026/27
92.99% | summer | 47 | 11068100-009 | 63799.3577 | 2027/28
92.99% | summer | 49 | 11068100-009 | 66514.224 | 2028/29
94.74% | summer | 50 | 11068100-009 | 69143.5138 | 2029/30
94.74% | summer | 51 | 11068100-009 | 70526.3841 | 2030/31
94.74% | summer | 51 | 11068100-009 | 70526.3841 | 2031/32
94.74% | summer | 52 | 11068100-009 | 71909.2544 | 2032/33
95.78% | summer | 53 | 11068100-009 | 74099.4185 | 2033/34
6.113% | winter | 15 | 11068100-009 | 268.4784 | 2021/22
18.92% | winter | 21 | 11068100-009 | 1366.9126 | 2022/23
38.89% | winter | 27 | 11068100-009 | 3880.8315 | 2023/24
61.94% | winter | 35 | 11068100-009 | 8587.2516 | 2024/25
75.07% | winter | 43 | 11068100-009 | 13887.3737 | 2025/26
81.25% | winter | 45 | 11068100-009 | 16351.7798 | 2026/27
87.43% | winter | 47 | 11068100-009 | 19469.4426 | 2027/28
87.43% | winter | 49 | 11068100-009 | 20297.9295 | 2028/29
92.28% | winter | 50 | 11068100-009 | 21859.907 | 2029/30
92.28% | winter | 51 | 11068100-009 | 22297.1052 | 2030/31
92.28% | winter | 51 | 11068100-009 | 22297.1052 | 2031/32
92.28% | winter | 52 | 11068100-009 | 22734.3033 | 2032/33
95.65% | winter | 53 | 11068100-009 | 24018.5751 | 2033/34
27.17% | shoulder | 15 | 11068100-009 | 3909.638 | 2021/22
49.71% | shoulder | 21 | 11068100-009 | 11765.3863 | 2022/23
70.44% | shoulder | 27 | 11068100-009 | 23028.7193 | 2023/24
90.8% | shoulder | 35 | 11068100-009 | 41242.4267 | 2024/25
96.84% | shoulder | 43 | 11068100-009 | 58695.3753 | 2025/26
97.99% | shoulder | 45 | 11068100-009 | 64619.2729 | 2026/27
98.69% | shoulder | 47 | 11068100-009 | 72005.8421 | 2027/28
98.69% | shoulder | 49 | 11068100-009 | 75069.9205 | 2028/29
99.08% | shoulder | 50 | 11068100-009 | 76904.4637 | 2029/30
99.08% | shoulder | 51 | 11068100-009 | 78442.553 | 2030/31
99.08% | shoulder | 51 | 11068100-009 | 78442.553 | 2031/32
99.08% | shoulder | 52 | 11068100-009 | 79980.6423 | 2032/33
99.28% | shoulder | 53 | 11068100-009 | 81685.5986 | 2033/34
3.627% | summer | 11 | 11032379-009 | 359.9293 | 2019/20
13.61% | summer | 15 | 11032379-009 | 2163.204 | 2020/21
25.08% | summer | 19 | 11032379-009 | 5426.1243 | 2021/22
51.94% | summer | 24 | 11032379-009 | 15211.4447 | 2022/23
63.71% | summer | 29 | 11032379-009 | 24489.3168 | 2023/24
74.67% | summer | 31 | 11032379-009 | 31896.0477 | 2024/25
74.67% | summer | 32 | 11032379-009 | 34878.1277 | 2025/26
82.75% | summer | 33 | 11032379-009 | 39862.266 | 2026/27
82.75% | summer | 34 | 11032379-009 | 41070.2134 | 2027/28
82.75% | summer | 35 | 11032379-009 | 42278.1609 | 2028/29
82.75% | summer | 35 | 11032379-009 | 42278.1609 | 2029/30
87.86% | summer | 36 | 11032379-009 | 46166.7949 | 2030/31
87.86% | summer | 37 | 11032379-009 | 47449.2059 | 2031/32
3.542% | winter | 11 | 11032379-009 | 114.0727 | 2019/20
16.17% | winter | 15 | 11032379-009 | 834.4373 | 2020/21
29.26% | winter | 19 | 11032379-009 | 2054.5667 | 2021/22
55.85% | winter | 24 | 11032379-009 | 5308.7654 | 2022/23
67.68% | winter | 29 | 11032379-009 | 8443.995 | 2023/24
78.42% | winter | 31 | 11032379-009 | 10872.942 | 2024/25
78.42% | winter | 32 | 11032379-009 | 11889.4937 | 2025/26
87.24% | winter | 33 | 11032379-009 | 13639.2487 | 2026/27
87.24% | winter | 34 | 11032379-009 | 14052.5592 | 2027/28
87.24% | winter | 35 | 11032379-009 | 14465.8698 | 2028/29
87.24% | winter | 35 | 11032379-009 | 14465.8698 | 2029/30
92.49% | winter | 36 | 11032379-009 | 15775.0984 | 2030/31
92.49% | winter | 37 | 11032379-009 | 16213.2956 | 2031/32
8.86% | shoulder | 11 | 11032379-009 | 935.0133 | 2019/20
24.1% | shoulder | 15 | 11032379-009 | 4073.3266 | 2020/21
39.36% | shoulder | 19 | 11032379-009 | 9055.9992 | 2021/22
69.7% | shoulder | 24 | 11032379-009 | 21710.1433 | 2022/23
80.69% | shoulder | 29 | 11032379-009 | 32981.9465 | 2023/24
88.74% | shoulder | 31 | 11032379-009 | 40310.5539 | 2024/25
88.74% | shoulder | 32 | 11032379-009 | 44079.3373 | 2025/26
94.11% | shoulder | 33 | 11032379-009 | 48208.1236 | 2026/27
94.11% | shoulder | 34 | 11032379-009 | 49668.9759 | 2027/28
94.11% | shoulder | 35 | 11032379-009 | 51129.8281 | 2028/29
94.11% | shoulder | 35 | 11032379-009 | 51129.8281 | 2029/30
96.37% | shoulder | 36 | 11032379-009 | 53853.4561 | 2030/31
96.37% | shoulder | 37 | 11032379-009 | 55349.3854 | 2031/32
0.2917% | summer | 18 | 11033105-013 | 47.3619 | 2021/22
10.05% | summer | 26 | 11033105-013 | 2768.7094 | 2022/23
38.37% | summer | 35 | 11033105-013 | 15288.5114 | 2023/24
65.65% | summer | 45 | 11033105-013 | 36051.8135 | 2024/25
88.13% | summer | 55 | 11033105-013 | 64245.9124 | 2025/26
90.43% | summer | 58 | 11033105-013 | 72275.6531 | 2026/27
90.43% | summer | 60 | 11033105-013 | 79203.302 | 2027/28
92.23% | summer | 62 | 11033105-013 | 83471.2909 | 2028/29
92.23% | summer | 63 | 11033105-013 | 84817.6021 | 2029/30
93.71% | summer | 64 | 11033105-013 | 87542.6924 | 2030/31
93.71% | summer | 64 | 11033105-013 | 87542.6924 | 2031/32
93.71% | summer | 66 | 11033105-013 | 90278.4015 | 2032/33
94.37% | summer | 68 | 11033105-013 | 93668.1114 | 2033/34
0.5635% | winter | 18 | 11033105-013 | 29.6999 | 2021/22
13.41% | winter | 26 | 11033105-013 | 1199.0676 | 2022/23
55.74% | winter | 35 | 11033105-013 | 7209.6067 | 2023/24
84.96% | winter | 45 | 11033105-013 | 15143.6127 | 2024/25
98.05% | winter | 55 | 11033105-013 | 23198.9309 | 2025/26
98.8% | winter | 58 | 11033105-013 | 25630.273 | 2026/27
98.8% | winter | 60 | 11033105-013 | 28086.9444 | 2027/28
99.32% | winter | 62 | 11033105-013 | 29174.3175 | 2028/29
99.32% | winter | 63 | 11033105-013 | 29644.871 | 2029/30
99.64% | winter | 64 | 11033105-013 | 30213.3448 | 2030/31
99.64% | winter | 64 | 11033105-013 | 30213.3448 | 2031/32
99.64% | winter | 66 | 11033105-013 | 31157.5118 | 2032/33
99.84% | winter | 68 | 11033105-013 | 32166.1243 | 2033/34
2.895% | shoulder | 18 | 11033105-013 | 499.9028 | 2021/22
18.83% | shoulder | 26 | 11033105-013 | 5517.872 | 2022/23
43.66% | shoulder | 35 | 11033105-013 | 18501.1542 | 2023/24
67.92% | shoulder | 45 | 11033105-013 | 39665.6267 | 2024/25
91.95% | shoulder | 55 | 11033105-013 | 71280.7431 | 2025/26
94.29% | shoulder | 58 | 11033105-013 | 80140.683 | 2026/27
94.29% | shoulder | 60 | 11033105-013 | 87822.198 | 2027/28
96% | shoulder | 62 | 11033105-013 | 92398.2558 | 2028/29
96% | shoulder | 63 | 11033105-013 | 93888.5502 | 2029/30
97.08% | shoulder | 64 | 11033105-013 | 96444.9228 | 2030/31
97.08% | shoulder | 64 | 11033105-013 | 96444.9228 | 2031/32
97.08% | shoulder | 66 | 11033105-013 | 99458.8266 | 2032/33
97.8% | shoulder | 68 | 11033105-013 | 103238.1934 | 2033/34
0.01242% | summer | 26 | 117447341-014 | 2.9122 | 2021/22
0.9578% | summer | 36 | 117447341-014 | 365.3904 | 2022/23
25.09% | summer | 46 | 117447341-014 | 13138.3608 | 2023/24
73.08% | summer | 58 | 117447341-014 | 51726.5952 | 2024/25
91.19% | summer | 70 | 117447341-014 | 84602.3011 | 2025/26
93.2% | summer | 74 | 117447341-014 | 95036.5896 | 2026/27
94.83% | summer | 77 | 117447341-014 | 106588.9172 | 2027/28
95.87% | summer | 79 | 117447341-014 | 110549.1431 | 2028/29
95.87% | summer | 81 | 117447341-014 | 113347.8556 | 2029/30
96.68% | summer | 82 | 117447341-014 | 115717.4453 | 2030/31
96.68% | summer | 82 | 117447341-014 | 115717.4453 | 2031/32
96.68% | summer | 84 | 117447341-014 | 118539.822 | 2032/33
97.29% | summer | 86 | 117447341-014 | 122132.6864 | 2033/34
0.05061% | winter | 26 | 117447341-014 | 3.8528 | 2021/22
1.054% | winter | 36 | 117447341-014 | 130.4718 | 2022/23
25.42% | winter | 46 | 117447341-014 | 4321.9301 | 2023/24
81.49% | winter | 58 | 117447341-014 | 18720.9359 | 2024/25
99.16% | winter | 70 | 117447341-014 | 29859.6311 | 2025/26
99.72% | winter | 74 | 117447341-014 | 33003.2604 | 2026/27
99.95% | winter | 77 | 117447341-014 | 36463.961 | 2027/28
99.99% | winter | 79 | 117447341-014 | 37424.0899 | 2028/29
99.99% | winter | 81 | 117447341-014 | 38371.5352 | 2029/30
99.99% | winter | 82 | 117447341-014 | 38846.9691 | 2030/31
99.99% | winter | 82 | 117447341-014 | 38846.9691 | 2031/32
99.99% | winter | 84 | 117447341-014 | 39794.4561 | 2032/33
100% | winter | 86 | 117447341-014 | 40745.268 | 2033/34
0.1018% | shoulder | 26 | 117447341-014 | 25.3881 | 2021/22
1.809% | shoulder | 36 | 117447341-014 | 733.9272 | 2022/23
40.49% | shoulder | 46 | 117447341-014 | 22552.0613 | 2023/24
91.64% | shoulder | 58 | 117447341-014 | 68977.1033 | 2024/25
98.39% | shoulder | 70 | 117447341-014 | 97076.4191 | 2025/26
98.76% | shoulder | 74 | 117447341-014 | 107098.9778 | 2026/27
99.07% | shoulder | 77 | 117447341-014 | 118413.1561 | 2027/28
99.31% | shoulder | 79 | 117447341-014 | 121784.9744 | 2028/29
99.31% | shoulder | 81 | 117447341-014 | 124868.1383 | 2029/30
99.5% | shoulder | 82 | 117447341-014 | 126655.9661 | 2030/31
99.5% | shoulder | 82 | 117447341-014 | 126655.9661 | 2031/32
99.5% | shoulder | 84 | 117447341-014 | 129745.136 | 2032/33
99.67% | shoulder | 86 | 117447341-014 | 133066.4124 | 2033/34
0.002344% | summer | 11 | 11079079-006 | 0.23261 | 2019/20
0.127% | summer | 15 | 11079079-006 | 20.1924 | 2020/21
7.682% | summer | 20 | 11079079-006 | 1749.3291 | 2021/22
20.66% | summer | 25 | 11079079-006 | 6301.7109 | 2022/23
50.68% | summer | 30 | 11079079-006 | 20153.1005 | 2023/24
63% | summer | 32 | 11079079-006 | 27778.8643 | 2024/25
63% | summer | 33 | 11079079-006 | 30346.3493 | 2025/26
63% | summer | 34 | 11079079-006 | 31265.9357 | 2026/27
72.39% | summer | 35 | 11079079-006 | 36981.0946 | 2027/28
72.39% | summer | 36 | 11079079-006 | 38037.6973 | 2028/29
72.39% | summer | 36 | 11079079-006 | 38037.6973 | 2029/30
72.39% | summer | 37 | 11079079-006 | 39094.3 | 2030/31
78.3% | summer | 38 | 11079079-006 | 43428.8679 | 2031/32
0.00459% | winter | 11 | 11079079-006 | 0.14782 | 2019/20
0.1933% | winter | 15 | 11079079-006 | 9.9722 | 2020/21
9.762% | winter | 20 | 11079079-006 | 721.5423 | 2021/22
27.49% | winter | 25 | 11079079-006 | 2722.0199 | 2022/23
67.28% | winter | 30 | 11079079-006 | 8682.7135 | 2023/24
77.05% | winter | 32 | 11079079-006 | 11027.461 | 2024/25
77.05% | winter | 33 | 11079079-006 | 12046.6834 | 2025/26
77.05% | winter | 34 | 11079079-006 | 12411.7344 | 2026/27
82.58% | winter | 35 | 11079079-006 | 13693.4814 | 2027/28
82.58% | winter | 36 | 11079079-006 | 14084.7237 | 2028/29
82.58% | winter | 36 | 11079079-006 | 14084.7237 | 2029/30
82.58% | winter | 37 | 11079079-006 | 14475.966 | 2030/31
87.58% | winter | 38 | 11079079-006 | 15767.7092 | 2031/32
0.01598% | shoulder | 11 | 11079079-006 | 1.6861 | 2019/20
0.4178% | shoulder | 15 | 11079079-006 | 70.6341 | 2020/21
10.09% | shoulder | 20 | 11079079-006 | 2443.6315 | 2021/22
27.01% | shoulder | 25 | 11079079-006 | 8764.395 | 2022/23
63.07% | shoulder | 30 | 11079079-006 | 26670.5529 | 2023/24
73.66% | shoulder | 32 | 11079079-006 | 34539.5738 | 2024/25
73.66% | shoulder | 33 | 11079079-006 | 37731.9232 | 2025/26
73.66% | shoulder | 34 | 11079079-006 | 38875.3148 | 2026/27
80.42% | shoulder | 35 | 11079079-006 | 43693.9447 | 2027/28
80.42% | shoulder | 36 | 11079079-006 | 44942.3431 | 2028/29
80.42% | shoulder | 36 | 11079079-006 | 44942.3431 | 2029/30
80.42% | shoulder | 37 | 11079079-006 | 46190.7415 | 2030/31
86.23% | shoulder | 38 | 11079079-006 | 50868.1369 | 2031/32
17.16% | summer | 16 | 11031862-014 | 2476.9094 | 2021/22
46.02% | summer | 22 | 11031862-014 | 10728.4219 | 2022/23
73.35% | summer | 29 | 11031862-014 | 24219.4342 | 2023/24
91.16% | summer | 37 | 11031862-014 | 41158.7936 | 2024/25
96.46% | summer | 45 | 11031862-014 | 57532.6115 | 2025/26
96.46% | summer | 47 | 11031862-014 | 62472.0241 | 2026/27
97.02% | summer | 49 | 11031862-014 | 69392.4008 | 2027/28
97.35% | summer | 51 | 11031862-014 | 72470.4642 | 2028/29
97.35% | summer | 52 | 11031862-014 | 73891.4537 | 2029/30
97.35% | summer | 53 | 11031862-014 | 75312.4432 | 2030/31
97.35% | summer | 53 | 11031862-014 | 75312.4432 | 2031/32
97.66% | summer | 54 | 11031862-014 | 76977.4255 | 2032/33
97.66% | summer | 55 | 11031862-014 | 78402.9334 | 2033/34
19% | winter | 16 | 11031862-014 | 890.2142 | 2021/22
49.98% | winter | 22 | 11031862-014 | 3782.1594 | 2022/23
84.91% | winter | 29 | 11031862-014 | 9099.3514 | 2023/24
98.99% | winter | 37 | 11031862-014 | 14506.4862 | 2024/25
100% | winter | 45 | 11031862-014 | 19357.7834 | 2025/26
100% | winter | 47 | 11031862-014 | 21019.7292 | 2026/27
100% | winter | 49 | 11031862-014 | 23215.3271 | 2027/28
100% | winter | 51 | 11031862-014 | 24162.8915 | 2028/29
100% | winter | 52 | 11031862-014 | 24636.6736 | 2029/30
100% | winter | 53 | 11031862-014 | 25110.4558 | 2030/31
100% | winter | 53 | 11031862-014 | 25110.4558 | 2031/32
100% | winter | 54 | 11031862-014 | 25584.238 | 2032/33
100% | winter | 55 | 11031862-014 | 26058.0202 | 2033/34
26.66% | shoulder | 16 | 11031862-014 | 4091.4358 | 2021/22
66.5% | shoulder | 22 | 11031862-014 | 16487.5693 | 2022/23
91.31% | shoulder | 29 | 11031862-014 | 32062.127 | 2023/24
97.45% | shoulder | 37 | 11031862-014 | 46792.2116 | 2024/25
99.31% | shoulder | 45 | 11031862-014 | 62994.201 | 2025/26
99.31% | shoulder | 47 | 11031862-014 | 68402.5137 | 2026/27
99.68% | shoulder | 49 | 11031862-014 | 75823.5784 | 2027/28
99.9% | shoulder | 51 | 11031862-014 | 79087.7745 | 2028/29
99.9% | shoulder | 52 | 11031862-014 | 80638.5152 | 2029/30
99.9% | shoulder | 53 | 11031862-014 | 82189.2559 | 2030/31
99.9% | shoulder | 53 | 11031862-014 | 82189.2559 | 2031/32
99.96% | shoulder | 54 | 11031862-014 | 83796.9018 | 2032/33
99.96% | shoulder | 55 | 11031862-014 | 85348.6963 | 2033/34
6.57% | summer | 23 | 11082448-014 | 1363.0858 | 2021/22
21.96% | summer | 30 | 11082448-014 | 6982.6294 | 2022/23
61.84% | summer | 37 | 11082448-014 | 26051.0996 | 2023/24
80.49% | summer | 45 | 11082448-014 | 44201.5471 | 2024/25
91.43% | summer | 53 | 11082448-014 | 64222.7307 | 2025/26
93.56% | summer | 56 | 11082448-014 | 72193.7283 | 2026/27
95.14% | summer | 58 | 11082448-014 | 80546.4079 | 2027/28
95.14% | summer | 60 | 11082448-014 | 83323.8702 | 2028/29
96.07% | summer | 61 | 11082448-014 | 85538.868 | 2029/30
96.07% | summer | 62 | 11082448-014 | 86941.1446 | 2030/31
96.07% | summer | 62 | 11082448-014 | 86941.1446 | 2031/32
96.07% | summer | 63 | 11082448-014 | 88343.4211 | 2032/33
96.66% | summer | 64 | 11082448-014 | 90299.0189 | 2033/34
5.941% | winter | 23 | 11082448-014 | 400.0646 | 2021/22
20.63% | winter | 30 | 11082448-014 | 2128.9841 | 2022/23
61.6% | winter | 37 | 11082448-014 | 8422.7587 | 2023/24
85.74% | winter | 45 | 11082448-014 | 15282.8184 | 2024/25
94.36% | winter | 53 | 11082448-014 | 21514.6441 | 2025/26
95.18% | winter | 56 | 11082448-014 | 23839.8342 | 2026/27
96.51% | winter | 58 | 11082448-014 | 26520.151 | 2027/28
96.51% | winter | 60 | 11082448-014 | 27434.6389 | 2028/29
98.19% | winter | 61 | 11082448-014 | 28376.8882 | 2029/30
98.19% | winter | 62 | 11082448-014 | 28842.0831 | 2030/31
98.19% | winter | 62 | 11082448-014 | 28842.0831 | 2031/32
98.19% | winter | 63 | 11082448-014 | 29307.278 | 2032/33
99.31% | winter | 64 | 11082448-014 | 30112.7187 | 2033/34
10.54% | shoulder | 23 | 11082448-014 | 2325.6825 | 2021/22
33.33% | shoulder | 30 | 11082448-014 | 11270.193 | 2022/23
81.36% | shoulder | 37 | 11082448-014 | 36447.8801 | 2023/24
91.57% | shoulder | 45 | 11082448-014 | 53477.3018 | 2024/25
97% | shoulder | 53 | 11082448-014 | 72462.808 | 2025/26
98.45% | shoulder | 56 | 11082448-014 | 80787.9377 | 2026/27
99.13% | shoulder | 58 | 11082448-014 | 89248.4411 | 2027/28
99.13% | shoulder | 60 | 11082448-014 | 92325.9736 | 2028/29
99.47% | shoulder | 61 | 11082448-014 | 94187.516 | 2029/30
99.47% | shoulder | 62 | 11082448-014 | 95731.5736 | 2030/31
99.47% | shoulder | 62 | 11082448-014 | 95731.5736 | 2031/32
99.47% | shoulder | 63 | 11082448-014 | 97275.6313 | 2032/33
99.66% | shoulder | 64 | 11082448-014 | 99013.2761 | 2033/34
0.03315% | summer | 15 | 153501063-010 | 4.486 | 2019/20
0.1331% | summer | 20 | 153501063-010 | 28.208 | 2020/21
1.37% | summer | 25 | 153501063-010 | 389.9684 | 2021/22
7.181% | summer | 31 | 153501063-010 | 2716.6284 | 2022/23
24.67% | summer | 37 | 153501063-010 | 12098.2678 | 2023/24
37.13% | summer | 39 | 153501063-010 | 19954.2037 | 2024/25
37.13% | summer | 40 | 153501063-010 | 21679.9258 | 2025/26
37.13% | summer | 41 | 153501063-010 | 22221.9239 | 2026/27
52.31% | summer | 42 | 153501063-010 | 32069.3825 | 2027/28
52.31% | summer | 43 | 153501063-010 | 32832.9392 | 2028/29
52.31% | summer | 43 | 153501063-010 | 32832.9392 | 2029/30
52.31% | summer | 44 | 153501063-010 | 33596.4959 | 2030/31
65.44% | summer | 45 | 153501063-010 | 42985.4013 | 2031/32
0% | winter | 15 | 153501063-010 | 0 | 2019/20
0.02087% | winter | 20 | 153501063-010 | 1.4356 | 2020/21
0.3463% | winter | 25 | 153501063-010 | 31.9902 | 2021/22
3.64% | winter | 31 | 153501063-010 | 446.9917 | 2022/23
19.69% | winter | 37 | 153501063-010 | 3134.1043 | 2023/24
32.99% | winter | 39 | 153501063-010 | 5754.1136 | 2024/25
32.99% | winter | 40 | 153501063-010 | 6251.7532 | 2025/26
32.99% | winter | 41 | 153501063-010 | 6408.047 | 2026/27
49.31% | winter | 42 | 153501063-010 | 9811.8705 | 2027/28
49.31% | winter | 43 | 153501063-010 | 10045.4865 | 2028/29
49.31% | winter | 43 | 153501063-010 | 10045.4865 | 2029/30
49.31% | winter | 44 | 153501063-010 | 10279.1025 | 2030/31
62.87% | winter | 45 | 153501063-010 | 13404.6889 | 2031/32
0.09978% | shoulder | 15 | 153501063-010 | 14.358 | 2019/20
0.3392% | shoulder | 20 | 153501063-010 | 76.4641 | 2020/21
2.923% | shoulder | 25 | 153501063-010 | 884.8086 | 2021/22
12.05% | shoulder | 31 | 153501063-010 | 4847.8469 | 2022/23
38.12% | shoulder | 37 | 153501063-010 | 19880.3368 | 2023/24
57.06% | shoulder | 39 | 153501063-010 | 32611.0327 | 2024/25
57.06% | shoulder | 40 | 153501063-010 | 35431.3698 | 2025/26
57.06% | shoulder | 41 | 153501063-010 | 36317.154 | 2026/27
75.13% | shoulder | 42 | 153501063-010 | 48981.9552 | 2027/28
75.13% | shoulder | 43 | 153501063-010 | 50148.1922 | 2028/29
75.13% | shoulder | 43 | 153501063-010 | 50148.1922 | 2029/30
75.13% | shoulder | 44 | 153501063-010 | 51314.4292 | 2030/31
86.19% | shoulder | 45 | 153501063-010 | 60210.8315 | 2031/32
0.007681% | summer | 17 | 11032544-019 | 1.1779 | 2021/22
0.3202% | summer | 27 | 11032544-019 | 91.6263 | 2022/23
5.032% | summer | 38 | 11032544-019 | 2176.9105 | 2023/24
22.66% | summer | 50 | 11032544-019 | 13824.2202 | 2024/25
53.52% | summer | 62 | 11032544-019 | 43975.9796 | 2025/26
59.51% | summer | 66 | 11032544-019 | 54119.8506 | 2026/27
65.5% | summer | 69 | 11032544-019 | 65965.7342 | 2027/28
69.95% | summer | 72 | 11032544-019 | 73510.8994 | 2028/29
74.05% | summer | 74 | 11032544-019 | 79984.6452 | 2029/30
74.05% | summer | 75 | 11032544-019 | 81065.5188 | 2030/31
74.05% | summer | 75 | 11032544-019 | 81065.5188 | 2031/32
77.33% | summer | 77 | 11032544-019 | 86921.2002 | 2032/33
80.17% | summer | 79 | 11032544-019 | 92443.0332 | 2033/34
0% | winter | 17 | 11032544-019 | 0 | 2021/22
0% | winter | 27 | 11032544-019 | 0 | 2022/23
0.1277% | winter | 38 | 11032544-019 | 17.9303 | 2023/24
4.375% | winter | 50 | 11032544-019 | 866.4238 | 2024/25
24.21% | winter | 62 | 11032544-019 | 6457.7047 | 2025/26
30.78% | winter | 66 | 11032544-019 | 9084.3516 | 2026/27
39.43% | winter | 69 | 11032544-019 | 12891.4218 | 2027/28
46.41% | winter | 72 | 11032544-019 | 15832.6812 | 2028/29
53.4% | winter | 74 | 11032544-019 | 18720.6144 | 2029/30
53.4% | winter | 75 | 11032544-019 | 18973.5957 | 2030/31
53.4% | winter | 75 | 11032544-019 | 18973.5957 | 2031/32
59.48% | winter | 77 | 11032544-019 | 21697.9351 | 2032/33
65.23% | winter | 79 | 11032544-019 | 24414.5784 | 2033/34
0.009352% | shoulder | 17 | 11032544-019 | 1.5253 | 2021/22
0.3397% | shoulder | 27 | 11032544-019 | 103.3676 | 2022/23
4.457% | shoulder | 38 | 11032544-019 | 2050.7547 | 2023/24
23.44% | shoulder | 50 | 11032544-019 | 15207.5763 | 2024/25
64.66% | shoulder | 62 | 11032544-019 | 56505.6286 | 2025/26
71.61% | shoulder | 66 | 11032544-019 | 69262.6851 | 2026/27
78.32% | shoulder | 69 | 11032544-019 | 83887.5454 | 2027/28
83.14% | shoulder | 72 | 11032544-019 | 92926.0946 | 2028/29
87.38% | shoulder | 74 | 11032544-019 | 100382.0573 | 2029/30
87.38% | shoulder | 75 | 11032544-019 | 101738.5716 | 2030/31
87.38% | shoulder | 75 | 11032544-019 | 101738.5716 | 2031/32
90.37% | shoulder | 77 | 11032544-019 | 108018.1824 | 2032/33
92.72% | shoulder | 79 | 11032544-019 | 113705.3018 | 2033/34
0.1019% | summer | 15 | 110229986-014 | 13.7869 | 2021/22
0.647% | summer | 20 | 110229986-014 | 137.126 | 2022/23
11.34% | summer | 25 | 110229986-014 | 3226.8763 | 2023/24
41.84% | summer | 31 | 110229986-014 | 15826.6552 | 2024/25
68.61% | summer | 37 | 110229986-014 | 33644.5014 | 2025/26
76.98% | summer | 39 | 110229986-014 | 41371.3486 | 2026/27
76.98% | summer | 40 | 110229986-014 | 44949.3139 | 2027/28
76.98% | summer | 41 | 110229986-014 | 46073.0468 | 2028/29
82.85% | summer | 42 | 110229986-014 | 50793.811 | 2029/30
82.85% | summer | 43 | 110229986-014 | 52003.1875 | 2030/31
82.85% | summer | 43 | 110229986-014 | 52003.1875 | 2031/32
82.85% | summer | 44 | 110229986-014 | 53212.5639 | 2032/33
87.05% | summer | 45 | 110229986-014 | 57180.0085 | 2033/34
0.2617% | winter | 15 | 110229986-014 | 11.4917 | 2021/22
0.914% | winter | 20 | 110229986-014 | 62.8757 | 2022/23
10.98% | winter | 25 | 110229986-014 | 1014.7866 | 2023/24
42.44% | winter | 31 | 110229986-014 | 5211.5096 | 2024/25
72.53% | winter | 37 | 110229986-014 | 11545.1075 | 2025/26
81.83% | winter | 39 | 110229986-014 | 14273.9315 | 2026/27
81.83% | winter | 40 | 110229986-014 | 15508.4002 | 2027/28
81.83% | winter | 41 | 110229986-014 | 15896.1102 | 2028/29
88.25% | winter | 42 | 110229986-014 | 17560.3756 | 2029/30
88.25% | winter | 43 | 110229986-014 | 17978.4798 | 2030/31
88.25% | winter | 43 | 110229986-014 | 17978.4798 | 2031/32
88.25% | winter | 44 | 110229986-014 | 18396.584 | 2032/33
92.93% | winter | 45 | 110229986-014 | 19811.9663 | 2033/34
0.702% | shoulder | 15 | 110229986-014 | 101.0134 | 2021/22
1.904% | shoulder | 20 | 110229986-014 | 429.2588 | 2022/23
19.33% | shoulder | 25 | 110229986-014 | 5852.5914 | 2023/24
61.84% | shoulder | 31 | 110229986-014 | 24879.3909 | 2024/25
87.53% | shoulder | 37 | 110229986-014 | 45651.7177 | 2025/26
92.48% | shoulder | 39 | 110229986-014 | 52853.5546 | 2026/27
92.48% | shoulder | 40 | 110229986-014 | 57424.5487 | 2027/28
92.48% | shoulder | 41 | 110229986-014 | 58860.1624 | 2028/29
95.33% | shoulder | 42 | 110229986-014 | 62155.8601 | 2029/30
95.33% | shoulder | 43 | 110229986-014 | 63635.7616 | 2030/31
95.33% | shoulder | 43 | 110229986-014 | 63635.7616 | 2031/32
95.33% | shoulder | 44 | 110229986-014 | 65115.663 | 2032/33
97.07% | shoulder | 45 | 110229986-014 | 67808.8511 | 2033/34
3.621% | summer | 16 | 60800517-005 | 522.7 | 2021/22
9.122% | summer | 22 | 60800517-005 | 2126.7241 | 2022/23
26.16% | summer | 28 | 60800517-005 | 8340.6471 | 2023/24
54.75% | summer | 35 | 60800517-005 | 23382.8735 | 2024/25
81.88% | summer | 43 | 60800517-005 | 46663.7034 | 2025/26
86.44% | summer | 45 | 60800517-005 | 53602.2349 | 2026/27
86.44% | summer | 47 | 60800517-005 | 59305.6742 | 2027/28
89.96% | summer | 49 | 60800517-005 | 64344.4254 | 2028/29
89.96% | summer | 50 | 60800517-005 | 65657.577 | 2029/30
92.36% | summer | 51 | 60800517-005 | 68758.6933 | 2030/31
92.36% | summer | 51 | 60800517-005 | 68758.6933 | 2031/32
92.36% | summer | 52 | 60800517-005 | 70106.903 | 2032/33
92.36% | summer | 53 | 60800517-005 | 71455.1127 | 2033/34
6.09% | winter | 16 | 60800517-005 | 285.3017 | 2021/22
10.41% | winter | 22 | 60800517-005 | 787.9752 | 2022/23
24.22% | winter | 28 | 60800517-005 | 2505.9739 | 2023/24
48.81% | winter | 35 | 60800517-005 | 6766.1948 | 2024/25
79.81% | winter | 43 | 60800517-005 | 14764.277 | 2025/26
87.21% | winter | 45 | 60800517-005 | 17551.6699 | 2026/27
87.21% | winter | 47 | 60800517-005 | 19419.2204 | 2027/28
92.53% | winter | 49 | 60800517-005 | 21480.2931 | 2028/29
92.53% | winter | 50 | 60800517-005 | 21918.6664 | 2029/30
95.66% | winter | 51 | 60800517-005 | 23115.2789 | 2030/31
95.66% | winter | 51 | 60800517-005 | 23115.2789 | 2031/32
95.66% | winter | 52 | 60800517-005 | 23568.5197 | 2032/33
95.66% | winter | 53 | 60800517-005 | 24021.7604 | 2033/34
5.093% | shoulder | 16 | 60800517-005 | 781.7895 | 2021/22
14.28% | shoulder | 22 | 60800517-005 | 3541.5086 | 2022/23
37.95% | shoulder | 28 | 60800517-005 | 12865.9866 | 2023/24
72.31% | shoulder | 35 | 60800517-005 | 32843.571 | 2024/25
94.41% | shoulder | 43 | 60800517-005 | 57223.2729 | 2025/26
96.62% | shoulder | 45 | 60800517-005 | 63711.6899 | 2026/27
96.62% | shoulder | 47 | 60800517-005 | 70490.8057 | 2027/28
97.88% | shoulder | 49 | 60800517-005 | 74448.5553 | 2028/29
97.88% | shoulder | 50 | 60800517-005 | 75967.9136 | 2029/30
98.59% | shoulder | 51 | 60800517-005 | 78057.066 | 2030/31
98.59% | shoulder | 51 | 60800517-005 | 78057.066 | 2031/32
98.59% | shoulder | 52 | 60800517-005 | 79587.5968 | 2032/33
98.59% | shoulder | 53 | 60800517-005 | 81118.1275 | 2033/34
0.07442% | summer | 22 | 118651887-005 | 14.7691 | 2021/22
0.9179% | summer | 29 | 118651887-005 | 282.0879 | 2022/23
19.93% | summer | 36 | 118651887-005 | 8170.1056 | 2023/24
57.44% | summer | 44 | 118651887-005 | 30839.7948 | 2024/25
84.86% | summer | 52 | 118651887-005 | 58488.2122 | 2025/26
89.06% | summer | 54 | 118651887-005 | 66267.0064 | 2026/27
89.06% | summer | 56 | 118651887-005 | 72798.0296 | 2027/28
92.2% | summer | 58 | 118651887-005 | 78061.5352 | 2028/29
92.2% | summer | 59 | 118651887-005 | 79407.4238 | 2029/30
94.38% | summer | 60 | 118651887-005 | 82663.0201 | 2030/31
94.38% | summer | 60 | 118651887-005 | 82663.0201 | 2031/32
94.38% | summer | 61 | 118651887-005 | 84040.7371 | 2032/33
94.38% | summer | 62 | 118651887-005 | 85418.4541 | 2033/34
0.003788% | winter | 22 | 118651887-005 | 0.24401 | 2021/22
0.6552% | winter | 29 | 118651887-005 | 65.3611 | 2022/23
29.25% | winter | 36 | 118651887-005 | 3890.8784 | 2023/24
64.62% | winter | 44 | 118651887-005 | 11260.9947 | 2024/25
93.11% | winter | 52 | 118651887-005 | 20828.3291 | 2025/26
96.98% | winter | 54 | 118651887-005 | 23422.7593 | 2026/27
96.98% | winter | 56 | 118651887-005 | 25731.2171 | 2027/28
99.02% | winter | 58 | 118651887-005 | 27209.5844 | 2028/29
99.02% | winter | 59 | 118651887-005 | 27678.7152 | 2029/30
99.7% | winter | 60 | 118651887-005 | 28340.9866 | 2030/31
99.7% | winter | 60 | 118651887-005 | 28340.9866 | 2031/32
99.7% | winter | 61 | 118651887-005 | 28813.3364 | 2032/33
99.7% | winter | 62 | 118651887-005 | 29285.6862 | 2033/34
0.09592% | shoulder | 22 | 118651887-005 | 20.2447 | 2021/22
1.744% | shoulder | 29 | 118651887-005 | 569.8941 | 2022/23
33.98% | shoulder | 36 | 118651887-005 | 14813.8276 | 2023/24
71.62% | shoulder | 44 | 118651887-005 | 40893.5274 | 2024/25
93.06% | shoulder | 52 | 118651887-005 | 68209.8862 | 2025/26
96.25% | shoulder | 54 | 118651887-005 | 76162.5291 | 2026/27
96.25% | shoulder | 56 | 118651887-005 | 83668.8173 | 2027/28
97.94% | shoulder | 58 | 118651887-005 | 88180.298 | 2028/29
97.94% | shoulder | 59 | 118651887-005 | 89700.6479 | 2029/30
98.68% | shoulder | 60 | 118651887-005 | 91914.3632 | 2030/31
98.68% | shoulder | 60 | 118651887-005 | 91914.3632 | 2031/32
98.68% | shoulder | 61 | 118651887-005 | 93446.2693 | 2032/33
98.68% | shoulder | 62 | 118651887-005 | 94978.1754 | 2033/34
0.1082% | summer | 21 | 120026800-005 | 20.4992 | 2021/22
15.99% | summer | 37 | 120026800-005 | 6268.1415 | 2022/23
57.84% | summer | 54 | 120026800-005 | 35563.6689 | 2023/24
91.97% | summer | 72 | 120026800-005 | 80805.9652 | 2024/25
96.77% | summer | 89 | 120026800-005 | 114144.6065 | 2025/26
97.78% | summer | 94 | 120026800-005 | 126645.3453 | 2026/27
98.33% | summer | 98 | 120026800-005 | 140663.4526 | 2027/28
98.66% | summer | 101 | 120026800-005 | 145454.6657 | 2028/29
98.85% | summer | 103 | 120026800-005 | 148622.9175 | 2029/30
98.85% | summer | 105 | 120026800-005 | 151508.7994 | 2030/31
99.17% | summer | 106 | 120026800-005 | 153445.1057 | 2031/32
99.42% | summer | 109 | 120026800-005 | 158186.1412 | 2032/33
99.61% | summer | 112 | 120026800-005 | 162850.981 | 2033/34
0.08401% | winter | 21 | 120026800-005 | 5.1656 | 2021/22
3.583% | winter | 37 | 120026800-005 | 455.9949 | 2022/23
45.62% | winter | 54 | 120026800-005 | 9103.8818 | 2023/24
97.68% | winter | 72 | 120026800-005 | 27856.0069 | 2024/25
99.99% | winter | 89 | 120026800-005 | 38283.0405 | 2025/26
100% | winter | 94 | 120026800-005 | 42041.536 | 2026/27
100% | winter | 98 | 120026800-005 | 46430.6542 | 2027/28
100% | winter | 101 | 120026800-005 | 47852.0007 | 2028/29
100% | winter | 103 | 120026800-005 | 48799.5651 | 2029/30
100% | winter | 105 | 120026800-005 | 49747.1295 | 2030/31
100% | winter | 106 | 120026800-005 | 50220.9117 | 2031/32
100% | winter | 109 | 120026800-005 | 51642.2582 | 2032/33
100% | winter | 112 | 120026800-005 | 53063.6048 | 2033/34
0.301% | shoulder | 21 | 120026800-005 | 60.6358 | 2021/22
19.15% | shoulder | 37 | 120026800-005 | 7984.0709 | 2022/23
78.57% | shoulder | 54 | 120026800-005 | 51370.3556 | 2023/24
98.14% | shoulder | 72 | 120026800-005 | 91697.429 | 2024/25
99.81% | shoulder | 89 | 120026800-005 | 125212.018 | 2025/26
99.95% | shoulder | 94 | 120026800-005 | 137684.2373 | 2026/27
99.99% | shoulder | 98 | 120026800-005 | 152119.4004 | 2027/28
100% | shoulder | 101 | 120026800-005 | 156786.7601 | 2028/29
100% | shoulder | 103 | 120026800-005 | 159891.4484 | 2029/30
100% | shoulder | 105 | 120026800-005 | 162996.1367 | 2030/31
100% | shoulder | 106 | 120026800-005 | 164548.4809 | 2031/32
100% | shoulder | 109 | 120026800-005 | 169205.5133 | 2032/33
100% | shoulder | 112 | 120026800-005 | 173862.5458 | 2033/34
2.927% | summer | 10 | 11058831-005 | 264.0292 | 2019/20
11.84% | summer | 14 | 11058831-005 | 1757.0095 | 2020/21
29.02% | summer | 18 | 11058831-005 | 5947.7977 | 2021/22
66.89% | summer | 23 | 11058831-005 | 18772.6974 | 2022/23
81.66% | summer | 28 | 11058831-005 | 30303.643 | 2023/24
81.66% | summer | 30 | 11058831-005 | 33755.4739 | 2024/25
87.31% | summer | 31 | 11058831-005 | 39508.9124 | 2025/26
87.31% | summer | 32 | 11058831-005 | 40783.3934 | 2026/27
87.31% | summer | 33 | 11058831-005 | 42057.8745 | 2027/28
91.53% | summer | 34 | 11058831-005 | 45427.6346 | 2028/29
91.53% | summer | 34 | 11058831-005 | 45427.6346 | 2029/30
91.53% | summer | 35 | 11058831-005 | 46763.7415 | 2030/31
91.53% | summer | 36 | 11058831-005 | 48099.8484 | 2031/32
3.069% | winter | 10 | 11058831-005 | 89.8646 | 2019/20
10.17% | winter | 14 | 11058831-005 | 489.6984 | 2020/21
22.61% | winter | 18 | 11058831-005 | 1503.7908 | 2021/22
55.04% | winter | 23 | 11058831-005 | 5013.7354 | 2022/23
83.61% | winter | 28 | 11058831-005 | 10070.6735 | 2023/24
83.61% | winter | 30 | 11058831-005 | 11217.8049 | 2024/25
92.4% | winter | 31 | 11058831-005 | 13570.3861 | 2025/26
92.4% | winter | 32 | 11058831-005 | 14008.1405 | 2026/27
92.4% | winter | 33 | 11058831-005 | 14445.8949 | 2027/28
97.06% | winter | 34 | 11058831-005 | 15635.3424 | 2028/29
97.06% | winter | 34 | 11058831-005 | 15635.3424 | 2029/30
97.06% | winter | 35 | 11058831-005 | 16095.2055 | 2030/31
97.06% | winter | 36 | 11058831-005 | 16555.0685 | 2031/32
5.891% | shoulder | 10 | 11058831-005 | 565.147 | 2019/20
17.51% | shoulder | 14 | 11058831-005 | 2763.3119 | 2020/21
35.01% | shoulder | 18 | 11058831-005 | 7630.3286 | 2021/22
75.58% | shoulder | 23 | 11058831-005 | 22560.2637 | 2022/23
93.33% | shoulder | 28 | 11058831-005 | 36833.5269 | 2023/24
93.33% | shoulder | 30 | 11058831-005 | 41029.1647 | 2024/25
95.95% | shoulder | 31 | 11058831-005 | 46172.6775 | 2025/26
95.95% | shoulder | 32 | 11058831-005 | 47662.1187 | 2026/27
95.95% | shoulder | 33 | 11058831-005 | 49151.5599 | 2027/28
97.54% | shoulder | 34 | 11058831-005 | 51483.9259 | 2028/29
97.54% | shoulder | 34 | 11058831-005 | 51483.9259 | 2029/30
97.54% | shoulder | 35 | 11058831-005 | 52998.159 | 2030/31
97.54% | shoulder | 36 | 11058831-005 | 54512.3922 | 2031/32
0.1144% | summer | 17 | 11031290-019 | 17.5502 | 2021/22
1.185% | summer | 24 | 11031290-019 | 301.4783 | 2022/23
11.88% | summer | 31 | 11031290-019 | 4194.4743 | 2023/24
28.57% | summer | 39 | 11031290-019 | 13595.3502 | 2024/25
65.65% | summer | 47 | 11031290-019 | 40898.1325 | 2025/26
76.49% | summer | 49 | 11031290-019 | 51647.5336 | 2026/27
76.49% | summer | 51 | 11031290-019 | 56944.4875 | 2027/28
83.76% | summer | 53 | 11031290-019 | 64800.8487 | 2028/29
83.76% | summer | 54 | 11031290-019 | 66023.5062 | 2029/30
89.59% | summer | 55 | 11031290-019 | 71925.7561 | 2030/31
89.59% | summer | 55 | 11031290-019 | 71925.7561 | 2031/32
89.59% | summer | 56 | 11031290-019 | 73233.4971 | 2032/33
89.59% | summer | 57 | 11031290-019 | 74541.2382 | 2033/34
0.1447% | winter | 17 | 11031290-019 | 7.2046 | 2021/22
0.9029% | winter | 24 | 11031290-019 | 74.5365 | 2022/23
6.549% | winter | 31 | 11031290-019 | 750.2989 | 2023/24
14.71% | winter | 39 | 11031290-019 | 2272.0872 | 2024/25
40.84% | winter | 47 | 11031290-019 | 8257.4034 | 2025/26
54.65% | winter | 49 | 11031290-019 | 11977.2933 | 2026/27
54.65% | winter | 51 | 11031290-019 | 13205.6805 | 2027/28
67.5% | winter | 53 | 11031290-019 | 16950.5055 | 2028/29
67.5% | winter | 54 | 11031290-019 | 17270.3263 | 2029/30
79.93% | winter | 55 | 11031290-019 | 20827.7422 | 2030/31
79.93% | winter | 55 | 11031290-019 | 20827.7422 | 2031/32
79.93% | winter | 56 | 11031290-019 | 21206.4285 | 2032/33
79.93% | winter | 57 | 11031290-019 | 21585.1147 | 2033/34
0.7892% | shoulder | 17 | 11031290-019 | 128.7173 | 2021/22
4.19% | shoulder | 24 | 11031290-019 | 1133.378 | 2022/23
26.91% | shoulder | 31 | 11031290-019 | 10101.9724 | 2023/24
55.13% | shoulder | 39 | 11031290-019 | 27904.5566 | 2024/25
86.34% | shoulder | 47 | 11031290-019 | 57195.6555 | 2025/26
90.91% | shoulder | 49 | 11031290-019 | 65280.0271 | 2026/27
90.91% | shoulder | 51 | 11031290-019 | 71975.125 | 2027/28
93.1% | shoulder | 53 | 11031290-019 | 76596.0937 | 2028/29
93.1% | shoulder | 54 | 11031290-019 | 78041.303 | 2029/30
94.23% | shoulder | 55 | 11031290-019 | 80454.1788 | 2030/31
94.23% | shoulder | 55 | 11031290-019 | 80454.1788 | 2031/32
94.23% | shoulder | 56 | 11031290-019 | 81916.9821 | 2032/33
94.23% | shoulder | 57 | 11031290-019 | 83379.7853 | 2033/34
0% | summer | 17 | 110939926-014 | 0 | 2021/22
0.009875% | summer | 22 | 110939926-014 | 2.3023 | 2022/23
1.687% | summer | 28 | 110939926-014 | 537.68 | 2023/24
28.14% | summer | 35 | 110939926-014 | 12017.3368 | 2024/25
60.8% | summer | 42 | 110939926-014 | 33845.4748 | 2025/26
73.07% | summer | 44 | 110939926-014 | 44303.4289 | 2026/27
73.07% | summer | 46 | 110939926-014 | 49064.8529 | 2027/28
80.9% | summer | 47 | 110939926-014 | 55503.857 | 2028/29
80.9% | summer | 48 | 110939926-014 | 56684.7901 | 2029/30
80.9% | summer | 49 | 110939926-014 | 57865.7232 | 2030/31
80.9% | summer | 49 | 110939926-014 | 57865.7232 | 2031/32
86.01% | summer | 50 | 110939926-014 | 62776.9088 | 2032/33
86.01% | summer | 51 | 110939926-014 | 64032.447 | 2033/34
0.1063% | winter | 17 | 110939926-014 | 5.2915 | 2021/22
0.1898% | winter | 22 | 110939926-014 | 14.3622 | 2022/23
1.323% | winter | 28 | 110939926-014 | 136.9426 | 2023/24
24.29% | winter | 35 | 110939926-014 | 3367.4344 | 2024/25
63.33% | winter | 42 | 110939926-014 | 11442.5246 | 2025/26
77.97% | winter | 44 | 110939926-014 | 15343.1739 | 2026/27
77.97% | winter | 46 | 110939926-014 | 16992.1514 | 2027/28
87.85% | winter | 47 | 110939926-014 | 19561.3875 | 2028/29
87.85% | winter | 48 | 110939926-014 | 19977.5873 | 2029/30
87.85% | winter | 49 | 110939926-014 | 20393.787 | 2030/31
87.85% | winter | 49 | 110939926-014 | 20393.787 | 2031/32
92.9% | winter | 50 | 110939926-014 | 22007.2454 | 2032/33
92.9% | winter | 51 | 110939926-014 | 22447.3903 | 2033/34
0.2776% | shoulder | 17 | 110939926-014 | 45.275 | 2021/22
0.822% | shoulder | 22 | 110939926-014 | 203.8087 | 2022/23
5.027% | shoulder | 28 | 110939926-014 | 1704.2815 | 2023/24
42.45% | shoulder | 35 | 110939926-014 | 19281.3294 | 2024/25
80.82% | shoulder | 42 | 110939926-014 | 47842.9497 | 2025/26
90.39% | shoulder | 44 | 110939926-014 | 58278.8173 | 2026/27
90.39% | shoulder | 46 | 110939926-014 | 64542.2187 | 2027/28
94.59% | shoulder | 47 | 110939926-014 | 69014.6792 | 2028/29
94.59% | shoulder | 48 | 110939926-014 | 70483.0766 | 2029/30
94.59% | shoulder | 49 | 110939926-014 | 71951.474 | 2030/31
94.59% | shoulder | 49 | 110939926-014 | 71951.474 | 2031/32
96.42% | shoulder | 50 | 110939926-014 | 74838.9797 | 2032/33
96.42% | shoulder | 51 | 110939926-014 | 76335.7593 | 2033/34
0.6849% | summer | 26 | 11033182-014 | 160.6359 | 2019/20
2.009% | summer | 32 | 11033182-014 | 681.1993 | 2020/21
4.76% | summer | 38 | 11033182-014 | 2059.4532 | 2021/22
10.5% | summer | 45 | 11033182-014 | 5766.4004 | 2022/23
22.29% | summer | 51 | 11033182-014 | 15068.2463 | 2023/24
31.23% | summer | 53 | 11033182-014 | 22806.3074 | 2024/25
31.23% | summer | 54 | 11033182-014 | 24615.0583 | 2025/26
43.75% | summer | 55 | 11033182-014 | 35125.7207 | 2026/27
43.75% | summer | 56 | 11033182-014 | 35764.3701 | 2027/28
43.75% | summer | 57 | 11033182-014 | 36403.0196 | 2028/29
43.75% | summer | 57 | 11033182-014 | 36403.0196 | 2029/30
54.51% | summer | 58 | 11033182-014 | 46145.3448 | 2030/31
54.51% | summer | 59 | 11033182-014 | 46940.9542 | 2031/32
0% | winter | 26 | 11033182-014 | 0 | 2019/20
0.01063% | winter | 32 | 11033182-014 | 1.17 | 2020/21
0.1304% | winter | 38 | 11033182-014 | 18.3091 | 2021/22
1.272% | winter | 45 | 11033182-014 | 226.6382 | 2022/23
7.134% | winter | 51 | 11033182-014 | 1565.1977 | 2023/24
14.92% | winter | 53 | 11033182-014 | 3535.6234 | 2024/25
14.92% | winter | 54 | 11033182-014 | 3816.031 | 2025/26
28.45% | winter | 55 | 11033182-014 | 7412.5113 | 2026/27
28.45% | winter | 56 | 11033182-014 | 7547.2842 | 2027/28
28.45% | winter | 57 | 11033182-014 | 7682.0572 | 2028/29
28.45% | winter | 57 | 11033182-014 | 7682.0572 | 2029/30
43.3% | winter | 58 | 11033182-014 | 11899.3253 | 2030/31
43.3% | winter | 59 | 11033182-014 | 12104.4861 | 2031/32
0.4304% | shoulder | 26 | 11033182-014 | 107.353 | 2019/20
1.634% | shoulder | 32 | 11033182-014 | 589.271 | 2020/21
4.444% | shoulder | 38 | 11033182-014 | 2044.6758 | 2021/22
10.76% | shoulder | 45 | 11033182-014 | 6282.0245 | 2022/23
25.54% | shoulder | 51 | 11033182-014 | 18360.8783 | 2023/24
38.72% | shoulder | 53 | 11033182-014 | 30073.609 | 2024/25
38.72% | shoulder | 54 | 11033182-014 | 32458.7241 | 2025/26
56.15% | shoulder | 55 | 11033182-014 | 47937.2913 | 2026/27
56.15% | shoulder | 56 | 11033182-014 | 48808.8784 | 2027/28
56.15% | shoulder | 57 | 11033182-014 | 49680.4656 | 2028/29
56.15% | shoulder | 57 | 11033182-014 | 49680.4656 | 2029/30
69.22% | shoulder | 58 | 11033182-014 | 62324.5069 | 2030/31
69.22% | shoulder | 59 | 11033182-014 | 63399.0673 | 2031/32
12.24% | summer | 26 | 11033138-006 | 2870.3487 | 2021/22
75.84% | summer | 42 | 11033138-006 | 33754.6785 | 2022/23
89.08% | summer | 59 | 11033138-006 | 59836.1724 | 2023/24
96.43% | summer | 78 | 11033138-006 | 91786.1196 | 2024/25
98.92% | summer | 97 | 11033138-006 | 127169.8118 | 2025/26
99.29% | summer | 103 | 11033138-006 | 140925.5856 | 2026/27
99.35% | summer | 107 | 11033138-006 | 155178.4463 | 2027/28
99.41% | summer | 111 | 11033138-006 | 161073.7252 | 2028/29
99.42% | summer | 114 | 11033138-006 | 165438.5939 | 2029/30
99.42% | summer | 116 | 11033138-006 | 168341.0254 | 2030/31
99.42% | summer | 117 | 11033138-006 | 169792.2411 | 2031/32
99.43% | summer | 120 | 11033138-006 | 174166.6422 | 2032/33
99.43% | summer | 123 | 11033138-006 | 178525.3918 | 2033/34
9.448% | winter | 26 | 11033138-006 | 719.2653 | 2021/22
66.84% | winter | 42 | 11033138-006 | 9656.1795 | 2022/23
89.78% | winter | 59 | 11033138-006 | 19575.3125 | 2023/24
99.2% | winter | 78 | 11033138-006 | 30645.876 | 2024/25
99.99% | winter | 97 | 11033138-006 | 41723.9972 | 2025/26
99.99% | winter | 103 | 11033138-006 | 46061.4434 | 2026/27
99.99% | winter | 107 | 11033138-006 | 50691.7978 | 2027/28
100% | winter | 111 | 11033138-006 | 52589.8226 | 2028/29
100% | winter | 114 | 11033138-006 | 54011.1691 | 2029/30
100% | winter | 116 | 11033138-006 | 54958.7335 | 2030/31
100% | winter | 117 | 11033138-006 | 55432.5157 | 2031/32
100% | winter | 120 | 11033138-006 | 56853.8623 | 2032/33
100% | winter | 123 | 11033138-006 | 58275.2088 | 2033/34
13.96% | shoulder | 26 | 11033138-006 | 3482.8417 | 2021/22
86.37% | shoulder | 42 | 11033138-006 | 40884.6898 | 2022/23
97.47% | shoulder | 59 | 11033138-006 | 69630.0696 | 2023/24
99.17% | shoulder | 78 | 11033138-006 | 100383.8331 | 2024/25
99.49% | shoulder | 97 | 11033138-006 | 136025.7879 | 2025/26
99.57% | shoulder | 103 | 11033138-006 | 150292.0422 | 2026/27
99.62% | shoulder | 107 | 11033138-006 | 165469.0106 | 2027/28
99.82% | shoulder | 111 | 11033138-006 | 171997.2362 | 2028/29
99.89% | shoulder | 114 | 11033138-006 | 176771.0532 | 2029/30
99.89% | shoulder | 116 | 11033138-006 | 179872.2997 | 2030/31
99.95% | shoulder | 117 | 11033138-006 | 181526.1718 | 2031/32
99.96% | shoulder | 120 | 11033138-006 | 186200.8431 | 2032/33
99.97% | shoulder | 123 | 11033138-006 | 190872.2896 | 2033/34
0.007481% | summer | 17 | 11080249-019 | 1.1473 | 2021/22
0.62% | summer | 25 | 11080249-019 | 164.2465 | 2022/23
9.355% | summer | 34 | 11080249-019 | 3621.5567 | 2023/24
57.83% | summer | 44 | 11080249-019 | 31050.4722 | 2024/25
93.03% | summer | 54 | 11080249-019 | 66582.8992 | 2025/26
95.5% | summer | 57 | 11080249-019 | 75007.6022 | 2026/27
95.5% | summer | 59 | 11080249-019 | 82245.1778 | 2027/28
96.96% | summer | 61 | 11080249-019 | 86329.8873 | 2028/29
97.79% | summer | 63 | 11080249-019 | 89925.3474 | 2029/30
97.79% | summer | 64 | 11080249-019 | 91352.7339 | 2030/31
97.79% | summer | 64 | 11080249-019 | 91352.7339 | 2031/32
98.24% | summer | 66 | 11080249-019 | 94647.7813 | 2032/33
98.24% | summer | 68 | 11080249-019 | 97515.8959 | 2033/34
0% | winter | 17 | 11080249-019 | 0 | 2021/22
0.2655% | winter | 25 | 11080249-019 | 22.8341 | 2022/23
4.689% | winter | 34 | 11080249-019 | 589.1249 | 2023/24
45.04% | winter | 44 | 11080249-019 | 7849.2832 | 2024/25
94.22% | winter | 54 | 11080249-019 | 21887.2728 | 2025/26
97.87% | winter | 57 | 11080249-019 | 24950.9745 | 2026/27
97.87% | winter | 59 | 11080249-019 | 27358.5247 | 2027/28
99.39% | winter | 61 | 11080249-019 | 28725.0913 | 2028/29
99.9% | winter | 63 | 11080249-019 | 29819.8302 | 2029/30
99.9% | winter | 64 | 11080249-019 | 30293.1608 | 2030/31
99.9% | winter | 64 | 11080249-019 | 30293.1608 | 2031/32
100% | winter | 66 | 11080249-019 | 31269.6242 | 2032/33
100% | winter | 68 | 11080249-019 | 32217.1886 | 2033/34
0.001815% | shoulder | 17 | 11080249-019 | 0.29595 | 2021/22
0.6827% | shoulder | 25 | 11080249-019 | 192.3389 | 2022/23
13.02% | shoulder | 34 | 11080249-019 | 5358.7984 | 2023/24
78.01% | shoulder | 44 | 11080249-019 | 44542.1172 | 2024/25
98.58% | shoulder | 54 | 11080249-019 | 75031.7084 | 2025/26
99.42% | shoulder | 57 | 11080249-019 | 83044.5378 | 2026/27
99.42% | shoulder | 59 | 11080249-019 | 91057.6073 | 2027/28
99.85% | shoulder | 61 | 11080249-019 | 94549.6109 | 2028/29
99.98% | shoulder | 63 | 11080249-019 | 97773.6601 | 2029/30
99.98% | shoulder | 64 | 11080249-019 | 99325.623 | 2030/31
99.98% | shoulder | 64 | 11080249-019 | 99325.623 | 2031/32
99.99% | shoulder | 66 | 11080249-019 | 102449.4458 | 2032/33
99.99% | shoulder | 68 | 11080249-019 | 105553.9745 | 2033/34
0.1777% | summer | 20 | 53933190-006 | 32.0517 | 2021/22
2.797% | summer | 27 | 53933190-006 | 800.371 | 2022/23
35.75% | summer | 34 | 53933190-006 | 13837.6017 | 2023/24
64.91% | summer | 42 | 53933190-006 | 33267.6075 | 2024/25
87.83% | summer | 50 | 53933190-006 | 58202.1889 | 2025/26
90.45% | summer | 53 | 53933190-006 | 66054.6684 | 2026/27
92.53% | summer | 55 | 53933190-006 | 74286.011 | 2027/28
92.53% | summer | 57 | 53933190-006 | 76987.3205 | 2028/29
94.34% | summer | 58 | 53933190-006 | 79866.4271 | 2029/30
94.34% | summer | 59 | 53933190-006 | 81243.4344 | 2030/31
94.34% | summer | 59 | 53933190-006 | 81243.4344 | 2031/32
95.72% | summer | 61 | 53933190-006 | 85232.6442 | 2032/33
95.72% | summer | 63 | 53933190-006 | 88027.1571 | 2033/34
1.075% | winter | 20 | 53933190-006 | 62.9288 | 2021/22
4.675% | winter | 27 | 53933190-006 | 434.1657 | 2022/23
28.89% | winter | 34 | 53933190-006 | 3630.3062 | 2023/24
60.05% | winter | 42 | 53933190-006 | 9988.8831 | 2024/25
87.69% | winter | 50 | 53933190-006 | 18862.9173 | 2025/26
92.01% | winter | 53 | 53933190-006 | 21810.0224 | 2026/27
95.1% | winter | 55 | 53933190-006 | 24780.5917 | 2027/28
95.1% | winter | 57 | 53933190-006 | 25681.7041 | 2028/29
97.18% | winter | 58 | 53933190-006 | 26703.5723 | 2029/30
97.18% | winter | 59 | 53933190-006 | 27163.9787 | 2030/31
97.18% | winter | 59 | 53933190-006 | 27163.9787 | 2031/32
98.55% | winter | 61 | 53933190-006 | 28482.0706 | 2032/33
98.55% | winter | 63 | 53933190-006 | 29415.909 | 2033/34
0.2764% | shoulder | 20 | 53933190-006 | 53.0273 | 2021/22
4.357% | shoulder | 27 | 53933190-006 | 1325.869 | 2022/23
54.46% | shoulder | 34 | 53933190-006 | 22419.1384 | 2023/24
84.68% | shoulder | 42 | 53933190-006 | 46155.3295 | 2024/25
96.36% | shoulder | 50 | 53933190-006 | 67907.866 | 2025/26
97.18% | shoulder | 53 | 53933190-006 | 75478.5545 | 2026/27
97.85% | shoulder | 55 | 53933190-006 | 83543.2244 | 2027/28
97.85% | shoulder | 57 | 53933190-006 | 86581.1598 | 2028/29
98.42% | shoulder | 58 | 53933190-006 | 88609.178 | 2029/30
98.42% | shoulder | 59 | 53933190-006 | 90136.9225 | 2030/31
98.42% | shoulder | 59 | 53933190-006 | 90136.9225 | 2031/32
98.9% | shoulder | 61 | 53933190-006 | 93647.075 | 2032/33
98.9% | shoulder | 63 | 53933190-006 | 96717.4709 | 2033/34
26.74% | summer | 21 | 11032555-010 | 5066.2309 | 2021/22
69.97% | summer | 33 | 11032555-010 | 24469.0305 | 2022/23
94.07% | summer | 46 | 11032555-010 | 49269.1166 | 2023/24
98.23% | summer | 62 | 11032555-010 | 74319.9885 | 2024/25
99.44% | summer | 78 | 11032555-010 | 102803.7101 | 2025/26
99.62% | summer | 83 | 11032555-010 | 113938.2061 | 2026/27
99.69% | summer | 87 | 11032555-010 | 126604.3445 | 2027/28
99.83% | summer | 90 | 11032555-010 | 131144.4237 | 2028/29
99.86% | summer | 92 | 11032555-010 | 134102.6386 | 2029/30
99.92% | summer | 94 | 11032555-010 | 137095.8696 | 2030/31
99.92% | summer | 95 | 11032555-010 | 138554.3363 | 2031/32
99.99% | summer | 98 | 11032555-010 | 143032.4934 | 2032/33
99.99% | summer | 101 | 11032555-010 | 147411.0392 | 2033/34
14.66% | winter | 21 | 11032555-010 | 901.1091 | 2021/22
65.65% | winter | 33 | 11032555-010 | 7452.3808 | 2022/23
98.31% | winter | 46 | 11032555-010 | 16711.9505 | 2023/24
100% | winter | 62 | 11032555-010 | 24557.0782 | 2024/25
100% | winter | 78 | 11032555-010 | 33555.1495 | 2025/26
100% | winter | 83 | 11032555-010 | 37121.7818 | 2026/27
100% | winter | 87 | 11032555-010 | 41219.0501 | 2027/28
100% | winter | 90 | 11032555-010 | 42640.3967 | 2028/29
100% | winter | 92 | 11032555-010 | 43587.9611 | 2029/30
100% | winter | 94 | 11032555-010 | 44535.5254 | 2030/31
100% | winter | 95 | 11032555-010 | 45009.3076 | 2031/32
100% | winter | 98 | 11032555-010 | 46430.6542 | 2032/33
100% | winter | 101 | 11032555-010 | 47852.0007 | 2033/34
22.82% | shoulder | 21 | 11032555-010 | 4598.3609 | 2021/22
80.17% | shoulder | 33 | 11032555-010 | 29816.5606 | 2022/23
98.91% | shoulder | 46 | 11032555-010 | 55091.9775 | 2023/24
99.78% | shoulder | 62 | 11032555-010 | 80280.4281 | 2024/25
100% | shoulder | 78 | 11032555-010 | 109943.2227 | 2025/26
100% | shoulder | 83 | 11032555-010 | 121629.2695 | 2026/27
100% | shoulder | 87 | 11032555-010 | 135053.9418 | 2027/28
100% | shoulder | 90 | 11032555-010 | 139710.9743 | 2028/29
100% | shoulder | 92 | 11032555-010 | 142815.6626 | 2029/30
100% | shoulder | 94 | 11032555-010 | 145920.3509 | 2030/31
100% | shoulder | 95 | 11032555-010 | 147472.6951 | 2031/32
100% | shoulder | 98 | 11032555-010 | 152129.7276 | 2032/33
100% | shoulder | 101 | 11032555-010 | 156786.7601 | 2033/34
0.6291% | summer | 28 | 11078281-006 | 158.9018 | 2021/22
35.52% | summer | 40 | 11078281-006 | 15058.322 | 2022/23
83.26% | summer | 53 | 11078281-006 | 50242.5424 | 2023/24
93.31% | summer | 67 | 11078281-006 | 76288.5194 | 2024/25
97.48% | summer | 80 | 11078281-006 | 103361.1698 | 2025/26
97.88% | summer | 84 | 11078281-006 | 113298.754 | 2026/27
98.21% | summer | 87 | 11078281-006 | 124725.2222 | 2027/28
98.61% | summer | 90 | 11078281-006 | 129541.5934 | 2028/29
98.9% | summer | 92 | 11078281-006 | 132819.9537 | 2029/30
98.9% | summer | 93 | 11078281-006 | 134263.6489 | 2030/31
98.9% | summer | 94 | 11078281-006 | 135707.344 | 2031/32
99.13% | summer | 96 | 11078281-006 | 138911.7742 | 2032/33
99.26% | summer | 98 | 11078281-006 | 141991.8303 | 2033/34
1.393% | winter | 28 | 11078281-006 | 114.2165 | 2021/22
51.73% | winter | 40 | 11078281-006 | 7117.9881 | 2022/23
96.37% | winter | 53 | 11078281-006 | 18875.9459 | 2023/24
99.9% | winter | 67 | 11078281-006 | 26512.0674 | 2024/25
100% | winter | 80 | 11078281-006 | 34415.538 | 2025/26
100% | winter | 84 | 11078281-006 | 37569.0322 | 2026/27
100% | winter | 87 | 11078281-006 | 41219.0501 | 2027/28
100% | winter | 90 | 11078281-006 | 42640.3967 | 2028/29
100% | winter | 92 | 11078281-006 | 43587.9611 | 2029/30
100% | winter | 93 | 11078281-006 | 44061.7433 | 2030/31
100% | winter | 94 | 11078281-006 | 44535.5254 | 2031/32
100% | winter | 96 | 11078281-006 | 45483.0898 | 2032/33
100% | winter | 98 | 11078281-006 | 46430.6542 | 2033/34
1.219% | shoulder | 28 | 11078281-006 | 327.3809 | 2021/22
58.08% | shoulder | 40 | 11078281-006 | 26184.5989 | 2022/23
96.31% | shoulder | 53 | 11078281-006 | 61804.0098 | 2023/24
98.85% | shoulder | 67 | 11078281-006 | 85946.0179 | 2024/25
99.63% | shoulder | 80 | 11078281-006 | 112345.3399 | 2025/26
99.75% | shoulder | 84 | 11078281-006 | 122784.676 | 2026/27
99.86% | shoulder | 87 | 11078281-006 | 134864.7999 | 2027/28
99.94% | shoulder | 90 | 11078281-006 | 139621.4791 | 2028/29
99.97% | shoulder | 92 | 11078281-006 | 142769.7459 | 2029/30
99.97% | shoulder | 93 | 11078281-006 | 144321.591 | 2030/31
99.97% | shoulder | 94 | 11078281-006 | 145873.436 | 2031/32
99.99% | shoulder | 96 | 11078281-006 | 149006.6583 | 2032/33
100% | shoulder | 98 | 11078281-006 | 152129.7276 | 2033/34
0% | summer | 24 | 154584100-013 | 0 | 2021/22
0.4558% | summer | 33 | 154584100-013 | 159.4063 | 2022/23
6.113% | summer | 42 | 154584100-013 | 2923.3452 | 2023/24
39.62% | summer | 52 | 154584100-013 | 25141.8328 | 2024/25
82.8% | summer | 62 | 154584100-013 | 68043.2032 | 2025/26
89.34% | summer | 65 | 154584100-013 | 80020.3739 | 2026/27
93.24% | summer | 67 | 154584100-013 | 91190.2419 | 2027/28
95.54% | summer | 69 | 154584100-013 | 96229.7819 | 2028/29
95.54% | summer | 70 | 154584100-013 | 97624.4165 | 2029/30
95.54% | summer | 71 | 154584100-013 | 99019.051 | 2030/31
95.54% | summer | 71 | 154584100-013 | 99019.051 | 2031/32
96.86% | summer | 73 | 154584100-013 | 103207.445 | 2032/33
97.48% | summer | 75 | 154584100-013 | 106720.3798 | 2033/34
0.01332% | winter | 24 | 154584100-013 | 0.93608 | 2021/22
0.2527% | winter | 33 | 154584100-013 | 28.6816 | 2022/23
4.778% | winter | 42 | 154584100-013 | 741.6491 | 2023/24
47.17% | winter | 52 | 154584100-013 | 9715.5013 | 2024/25
89.65% | winter | 62 | 154584100-013 | 23910.1587 | 2025/26
94.75% | winter | 65 | 154584100-013 | 27546.1186 | 2026/27
97.82% | winter | 67 | 154584100-013 | 31050.2758 | 2027/28
99.2% | winter | 69 | 154584100-013 | 32429.098 | 2028/29
99.2% | winter | 70 | 154584100-013 | 32899.0849 | 2029/30
99.2% | winter | 71 | 154584100-013 | 33369.0719 | 2030/31
99.2% | winter | 71 | 154584100-013 | 33369.0719 | 2031/32
99.74% | winter | 73 | 154584100-013 | 34494.5996 | 2032/33
99.9% | winter | 75 | 154584100-013 | 35499.8534 | 2033/34
0% | shoulder | 24 | 154584100-013 | 0 | 2021/22
0.3142% | shoulder | 33 | 154584100-013 | 116.8698 | 2022/23
5.32% | shoulder | 42 | 154584100-013 | 2705.4653 | 2023/24
54.93% | shoulder | 52 | 154584100-013 | 37067.2023 | 2024/25
94.34% | shoulder | 62 | 154584100-013 | 82441.5658 | 2025/26
97.18% | shoulder | 65 | 154584100-013 | 92567.6409 | 2026/27
98.56% | shoulder | 67 | 154584100-013 | 102509.6555 | 2027/28
99.21% | shoulder | 69 | 154584100-013 | 106263.7419 | 2028/29
99.21% | shoulder | 70 | 154584100-013 | 107803.7962 | 2029/30
99.21% | shoulder | 71 | 154584100-013 | 109343.8504 | 2030/31
99.21% | shoulder | 71 | 154584100-013 | 109343.8504 | 2031/32
99.59% | shoulder | 73 | 154584100-013 | 112858.0554 | 2032/33
99.75% | shoulder | 75 | 154584100-013 | 116129.0544 | 2033/34
2.101% | summer | 11 | 11032522-010 | 208.5197 | 2019/20
5.632% | summer | 15 | 11032522-010 | 895.31 | 2020/21
10.6% | summer | 19 | 11032522-010 | 2293.4518 | 2021/22
34.22% | summer | 24 | 11032522-010 | 10021.8747 | 2022/23
62.03% | summer | 29 | 11032522-010 | 23840.698 | 2023/24
62.03% | summer | 31 | 11032522-010 | 26495.2979 | 2024/25
73.97% | summer | 32 | 11032522-010 | 34553.3432 | 2025/26
73.97% | summer | 33 | 11032522-010 | 35633.1352 | 2026/27
73.97% | summer | 34 | 11032522-010 | 36712.9272 | 2027/28
82.29% | summer | 35 | 11032522-010 | 42041.1388 | 2028/29
82.29% | summer | 35 | 11032522-010 | 42041.1388 | 2029/30
82.29% | summer | 36 | 11032522-010 | 43242.3142 | 2030/31
82.29% | summer | 37 | 11032522-010 | 44443.4896 | 2031/32
0.6493% | winter | 11 | 11032522-010 | 20.9118 | 2019/20
1.714% | winter | 15 | 11032522-010 | 88.415 | 2020/21
4.424% | winter | 19 | 11032522-010 | 310.6304 | 2021/22
25.15% | winter | 24 | 11032522-010 | 2390.6087 | 2022/23
52.96% | winter | 29 | 11032522-010 | 6606.7624 | 2023/24
52.96% | winter | 31 | 11032522-010 | 7342.4083 | 2024/25
68.97% | winter | 32 | 11032522-010 | 10456.3221 | 2025/26
68.97% | winter | 33 | 11032522-010 | 10783.0821 | 2026/27
68.97% | winter | 34 | 11032522-010 | 11109.8422 | 2027/28
81.82% | winter | 35 | 11032522-010 | 13567.3661 | 2028/29
81.82% | winter | 35 | 11032522-010 | 13567.3661 | 2029/30
81.82% | winter | 36 | 11032522-010 | 13955.0051 | 2030/31
81.82% | winter | 37 | 11032522-010 | 14342.6441 | 2031/32
2.931% | shoulder | 11 | 11032522-010 | 309.2811 | 2019/20
6.225% | shoulder | 15 | 11032522-010 | 1052.3448 | 2020/21
12.03% | shoulder | 19 | 11032522-010 | 2767.8144 | 2021/22
38.34% | shoulder | 24 | 11032522-010 | 11940.0886 | 2022/23
72.7% | shoulder | 29 | 11032522-010 | 29717.7525 | 2023/24
72.7% | shoulder | 31 | 11032522-010 | 33026.7472 | 2024/25
86.6% | shoulder | 32 | 11032522-010 | 43018.5929 | 2025/26
86.6% | shoulder | 33 | 11032522-010 | 44362.9239 | 2026/27
86.6% | shoulder | 34 | 11032522-010 | 45707.2549 | 2027/28
93.66% | shoulder | 35 | 11032522-010 | 50889.3314 | 2028/29
93.66% | shoulder | 35 | 11032522-010 | 50889.3314 | 2029/30
93.66% | shoulder | 36 | 11032522-010 | 52343.3123 | 2030/31
93.66% | shoulder | 37 | 11032522-010 | 53797.2932 | 2031/32
45.18% | summer | 23 | 11080234-009 | 9373.0685 | 2021/22
72% | summer | 32 | 11080234-009 | 24416.9586 | 2022/23
88.26% | summer | 41 | 11080234-009 | 41199.0215 | 2023/24
94.99% | summer | 51 | 11080234-009 | 59117.7836 | 2024/25
96.75% | summer | 61 | 11080234-009 | 78218.001 | 2025/26
97.14% | summer | 64 | 11080234-009 | 85664.4787 | 2026/27
97.56% | summer | 66 | 11080234-009 | 93990.4957 | 2027/28
98.06% | summer | 68 | 11080234-009 | 97333.5343 | 2028/29
98.06% | summer | 70 | 11080234-009 | 100196.2853 | 2029/30
98.4% | summer | 71 | 11080234-009 | 101976.3475 | 2030/31
98.4% | summer | 71 | 11080234-009 | 101976.3475 | 2031/32
98.4% | summer | 73 | 11080234-009 | 104848.9206 | 2032/33
98.67% | summer | 75 | 11080234-009 | 108023.9964 | 2033/34
46.32% | winter | 23 | 11080234-009 | 3119.5236 | 2021/22
80.05% | winter | 32 | 11080234-009 | 8810.7618 | 2022/23
95.11% | winter | 41 | 11080234-009 | 14410.3174 | 2023/24
99.47% | winter | 51 | 11080234-009 | 20093.3732 | 2024/25
99.98% | winter | 61 | 11080234-009 | 26236.7958 | 2025/26
100% | winter | 64 | 11080234-009 | 28624.0245 | 2026/27
100% | winter | 66 | 11080234-009 | 31269.6242 | 2027/28
100% | winter | 68 | 11080234-009 | 32217.1886 | 2028/29
100% | winter | 70 | 11080234-009 | 33164.753 | 2029/30
100% | winter | 71 | 11080234-009 | 33638.5352 | 2030/31
100% | winter | 71 | 11080234-009 | 33638.5352 | 2031/32
100% | winter | 73 | 11080234-009 | 34586.0995 | 2032/33
100% | winter | 75 | 11080234-009 | 35533.6639 | 2033/34
55.17% | shoulder | 23 | 11080234-009 | 12173.0932 | 2021/22
84.74% | shoulder | 32 | 11080234-009 | 30561.3208 | 2022/23
95.8% | shoulder | 41 | 11080234-009 | 47561.3955 | 2023/24
98.73% | shoulder | 51 | 11080234-009 | 65342.6774 | 2024/25
99.4% | shoulder | 61 | 11080234-009 | 85464.3584 | 2025/26
99.51% | shoulder | 64 | 11080234-009 | 93328.3069 | 2026/27
99.63% | shoulder | 66 | 11080234-009 | 102078.7518 | 2027/28
99.73% | shoulder | 68 | 11080234-009 | 105270.5991 | 2028/29
99.73% | shoulder | 70 | 11080234-009 | 108366.7932 | 2029/30
99.84% | shoulder | 71 | 11080234-009 | 110035.3901 | 2030/31
99.84% | shoulder | 71 | 11080234-009 | 110035.3901 | 2031/32
99.84% | shoulder | 73 | 11080234-009 | 113134.9786 | 2032/33
99.91% | shoulder | 75 | 11080234-009 | 116324.341 | 2033/34
1.269% | summer | 15 | 11033193-014 | 171.7263 | 2019/20
3.45% | summer | 18 | 11033193-014 | 658.0875 | 2020/21
14.38% | summer | 22 | 11033193-014 | 3601.4572 | 2021/22
23.66% | summer | 26 | 11033193-014 | 7506.1153 | 2022/23
37.9% | summer | 30 | 11033193-014 | 15068.0716 | 2023/24
51.68% | summer | 31 | 11033193-014 | 22074.707 | 2024/25
51.68% | summer | 32 | 11033193-014 | 24138.5533 | 2025/26
51.68% | summer | 33 | 11033193-014 | 24892.883 | 2026/27
64.61% | summer | 34 | 11033193-014 | 32066.5104 | 2027/28
64.61% | summer | 35 | 11033193-014 | 33009.6431 | 2028/29
64.61% | summer | 35 | 11033193-014 | 33009.6431 | 2029/30
64.61% | summer | 36 | 11033193-014 | 33952.7757 | 2030/31
74.83% | summer | 37 | 11033193-014 | 40412.7684 | 2031/32
0.063% | winter | 15 | 11033193-014 | 2.7671 | 2019/20
0.5616% | winter | 18 | 11033193-014 | 34.7725 | 2020/21
6.534% | winter | 22 | 11033193-014 | 531.2349 | 2021/22
14.87% | winter | 26 | 11033193-014 | 1531.3506 | 2022/23
29.87% | winter | 30 | 11033193-014 | 3855.3419 | 2023/24
47.33% | winter | 31 | 11033193-014 | 6562.1561 | 2024/25
47.33% | winter | 32 | 11033193-014 | 7175.6764 | 2025/26
47.33% | winter | 33 | 11033193-014 | 7399.9163 | 2026/27
65.52% | winter | 34 | 11033193-014 | 10553.5763 | 2027/28
65.52% | winter | 35 | 11033193-014 | 10863.9756 | 2028/29
65.52% | winter | 35 | 11033193-014 | 10863.9756 | 2029/30
65.52% | winter | 36 | 11033193-014 | 11174.3749 | 2030/31
80.43% | winter | 37 | 11033193-014 | 14099.4742 | 2031/32
3.551% | shoulder | 15 | 11033193-014 | 510.9809 | 2019/20
6.962% | shoulder | 18 | 11033193-014 | 1412.3983 | 2020/21
22.28% | shoulder | 22 | 11033193-014 | 5935.4458 | 2021/22
35.33% | shoulder | 26 | 11033193-014 | 11919.7285 | 2022/23
53.86% | shoulder | 30 | 11033193-014 | 22774.9108 | 2023/24
70.44% | shoulder | 31 | 11033193-014 | 31999.2504 | 2024/25
70.44% | shoulder | 32 | 11033193-014 | 34990.9791 | 2025/26
70.44% | shoulder | 33 | 11033193-014 | 36084.4472 | 2026/27
84% | shoulder | 34 | 11033193-014 | 44335.9168 | 2027/28
84% | shoulder | 35 | 11033193-014 | 45639.9143 | 2028/29
84% | shoulder | 35 | 11033193-014 | 45639.9143 | 2029/30
84% | shoulder | 36 | 11033193-014 | 46943.9119 | 2030/31
91.69% | shoulder | 37 | 11033193-014 | 52662.756 | 2031/32
25.72% | summer | 28 | 11059966-004 | 6495.3475 | 2021/22
43.34% | summer | 40 | 11059966-004 | 18371.9327 | 2022/23
65.4% | summer | 53 | 11059966-004 | 39462.4512 | 2023/24
79.58% | summer | 68 | 11059966-004 | 66034.0797 | 2024/25
87.48% | summer | 83 | 11059966-004 | 96233.6641 | 2025/26
88.4% | summer | 88 | 11059966-004 | 107198.8879 | 2026/27
89.41% | summer | 91 | 11059966-004 | 118767.1616 | 2027/28
90.4% | summer | 94 | 11059966-004 | 124035.5091 | 2028/29
91.08% | summer | 96 | 11059966-004 | 127634.3199 | 2029/30
91.81% | summer | 98 | 11059966-004 | 131333.413 | 2030/31
91.81% | summer | 99 | 11059966-004 | 132673.5499 | 2031/32
92.6% | summer | 102 | 11059966-004 | 137864.5522 | 2032/33
93.15% | summer | 105 | 11059966-004 | 142775.3295 | 2033/34
12.05% | winter | 28 | 11059966-004 | 987.6497 | 2021/22
25.84% | winter | 40 | 11059966-004 | 3554.9471 | 2022/23
54.19% | winter | 53 | 11059966-004 | 10614.6889 | 2023/24
76.61% | winter | 68 | 11059966-004 | 20633.6224 | 2024/25
86.12% | winter | 83 | 11059966-004 | 30750.9431 | 2025/26
87.01% | winter | 88 | 11059966-004 | 34245.2363 | 2026/27
87.93% | winter | 91 | 11059966-004 | 37910.3779 | 2027/28
88.81% | winter | 94 | 11059966-004 | 39552.7096 | 2028/29
89.36% | winter | 96 | 11059966-004 | 40642.3298 | 2029/30
89.89% | winter | 98 | 11059966-004 | 41735.3656 | 2030/31
89.89% | winter | 99 | 11059966-004 | 42161.2367 | 2031/32
90.4% | winter | 102 | 11059966-004 | 43685.1123 | 2032/33
90.79% | winter | 105 | 11059966-004 | 45167.0795 | 2033/34
22.56% | shoulder | 28 | 11059966-004 | 6060.3027 | 2021/22
35.44% | shoulder | 40 | 11059966-004 | 15976.8738 | 2022/23
45.89% | shoulder | 53 | 11059966-004 | 29450.09 | 2023/24
57.69% | shoulder | 68 | 11059966-004 | 50911.678 | 2024/25
69.09% | shoulder | 83 | 11059966-004 | 80829.2157 | 2025/26
70.88% | shoulder | 88 | 11059966-004 | 91403.3416 | 2026/27
73.09% | shoulder | 91 | 11059966-004 | 103256.2428 | 2027/28
75.4% | shoulder | 94 | 11059966-004 | 110030.5065 | 2028/29
77.63% | shoulder | 96 | 11059966-004 | 115682.493 | 2029/30
80.11% | shoulder | 98 | 11059966-004 | 121864.787 | 2030/31
80.11% | shoulder | 99 | 11059966-004 | 123108.3052 | 2031/32
82.95% | shoulder | 102 | 11059966-004 | 131338.3557 | 2032/33
85.45% | shoulder | 105 | 11059966-004 | 139283.6804 | 2033/34
12.35% | summer | 13 | 11059911-003 | 1448.3339 | 2019/20
20.33% | summer | 18 | 11059911-003 | 3878.8118 | 2020/21
29.21% | summer | 23 | 11059911-003 | 7648.7248 | 2021/22
41.63% | summer | 30 | 11059911-003 | 15240.4626 | 2022/23
52.61% | summer | 37 | 11059911-003 | 25801.0771 | 2023/24
58.67% | summer | 39 | 11059911-003 | 31529.7786 | 2024/25
64.28% | summer | 41 | 11059911-003 | 38470.6057 | 2025/26
64.28% | summer | 42 | 11059911-003 | 39408.9132 | 2026/27
64.28% | summer | 43 | 11059911-003 | 40347.2206 | 2027/28
68.89% | summer | 44 | 11059911-003 | 44243.8205 | 2028/29
68.89% | summer | 44 | 11059911-003 | 44243.8205 | 2029/30
68.89% | summer | 45 | 11059911-003 | 45249.3619 | 2030/31
68.89% | summer | 46 | 11059911-003 | 46254.9032 | 2031/32
2.238% | winter | 13 | 11059911-003 | 85.1985 | 2019/20
5.097% | winter | 18 | 11059911-003 | 315.5698 | 2020/21
9.292% | winter | 23 | 11059911-003 | 789.7951 | 2021/22
16.76% | winter | 30 | 11059911-003 | 1991.6367 | 2022/23
25.48% | winter | 37 | 11059911-003 | 4056.401 | 2023/24
32.39% | winter | 39 | 11059911-003 | 5649.0031 | 2024/25
39.47% | winter | 41 | 11059911-003 | 7666.2095 | 2025/26
39.47% | winter | 42 | 11059911-003 | 7853.1903 | 2026/27
39.47% | winter | 43 | 11059911-003 | 8040.171 | 2027/28
46.21% | winter | 44 | 11059911-003 | 9632.1233 | 2028/29
46.21% | winter | 44 | 11059911-003 | 9632.1233 | 2029/30
46.21% | winter | 45 | 11059911-003 | 9851.0352 | 2030/31
46.21% | winter | 46 | 11059911-003 | 10069.9471 | 2031/32
18.01% | shoulder | 13 | 11059911-003 | 2245.6682 | 2019/20
28.44% | shoulder | 18 | 11059911-003 | 5769.76 | 2020/21
40.6% | shoulder | 23 | 11059911-003 | 11306.0272 | 2021/22
56.77% | shoulder | 30 | 11059911-003 | 22102.8347 | 2022/23
69.47% | shoulder | 37 | 11059911-003 | 36229.5571 | 2023/24
75.84% | shoulder | 39 | 11059911-003 | 43342.03 | 2024/25
81.21% | shoulder | 41 | 11059911-003 | 51689.299 | 2025/26
81.21% | shoulder | 42 | 11059911-003 | 52950.0136 | 2026/27
81.21% | shoulder | 43 | 11059911-003 | 54210.7282 | 2027/28
84.92% | shoulder | 44 | 11059911-003 | 58006.0407 | 2028/29
84.92% | shoulder | 44 | 11059911-003 | 58006.0407 | 2029/30
84.92% | shoulder | 45 | 11059911-003 | 59324.3598 | 2030/31
84.92% | shoulder | 46 | 11059911-003 | 60642.6789 | 2031/32
4.512% | summer | 23 | 11061597-002 | 936.175 | 2019/20
9.075% | summer | 29 | 11061597-002 | 2789.0332 | 2020/21
14.63% | summer | 35 | 11061597-002 | 5831.8849 | 2021/22
28.89% | summer | 42 | 11061597-002 | 14805.8155 | 2022/23
39.38% | summer | 49 | 11061597-002 | 25573.5559 | 2023/24
45.24% | summer | 51 | 11061597-002 | 31795.6965 | 2024/25
45.24% | summer | 53 | 11061597-002 | 35002.74 | 2025/26
50.63% | summer | 54 | 11061597-002 | 39910.9358 | 2026/27
50.63% | summer | 55 | 11061597-002 | 40650.0272 | 2027/28
50.63% | summer | 56 | 11061597-002 | 41389.1186 | 2028/29
50.63% | summer | 56 | 11061597-002 | 41389.1186 | 2029/30
56.94% | summer | 57 | 11061597-002 | 47377.3884 | 2030/31
56.94% | summer | 58 | 11061597-002 | 48208.5707 | 2031/32
0.02861% | winter | 23 | 11061597-002 | 1.9267 | 2019/20
0.07932% | winter | 29 | 11061597-002 | 7.9119 | 2020/21
0.2326% | winter | 35 | 11061597-002 | 30.0875 | 2021/22
2.044% | winter | 42 | 11061597-002 | 339.9882 | 2022/23
6.307% | winter | 49 | 11061597-002 | 1329.5795 | 2023/24
9.942% | winter | 51 | 11061597-002 | 2267.7023 | 2024/25
9.942% | winter | 53 | 11061597-002 | 2496.432 | 2025/26
14.62% | winter | 54 | 11061597-002 | 3741.3146 | 2026/27
14.62% | winter | 55 | 11061597-002 | 3810.5982 | 2027/28
14.62% | winter | 56 | 11061597-002 | 3879.8818 | 2028/29
14.62% | winter | 56 | 11061597-002 | 3879.8818 | 2029/30
21.16% | winter | 57 | 11061597-002 | 5714.3016 | 2030/31
21.16% | winter | 58 | 11061597-002 | 5814.5525 | 2031/32
3.046% | shoulder | 23 | 11061597-002 | 672.0791 | 2019/20
6.87% | shoulder | 29 | 11061597-002 | 2245.2402 | 2020/21
12.16% | shoulder | 35 | 11061597-002 | 5154.7508 | 2021/22
28.61% | shoulder | 42 | 11061597-002 | 15591.963 | 2022/23
43.58% | shoulder | 49 | 11061597-002 | 30101.6926 | 2023/24
51.85% | shoulder | 51 | 11061597-002 | 38754.207 | 2024/25
51.85% | shoulder | 53 | 11061597-002 | 42663.1142 | 2025/26
58.56% | shoulder | 54 | 11061597-002 | 49085.8863 | 2026/27
58.56% | shoulder | 55 | 11061597-002 | 49994.8842 | 2027/28
58.56% | shoulder | 56 | 11061597-002 | 50903.8821 | 2028/29
58.56% | shoulder | 56 | 11061597-002 | 50903.8821 | 2029/30
65.49% | shoulder | 57 | 11061597-002 | 57950.462 | 2030/31
65.49% | shoulder | 58 | 11061597-002 | 58967.1368 | 2031/32
0.00427% | summer | 26 | 11062711-002 | 1.0014 | 2021/22
0.09068% | summer | 33 | 11062711-002 | 31.7121 | 2022/23
1.084% | summer | 41 | 11062711-002 | 505.8741 | 2023/24
9.174% | summer | 50 | 11062711-002 | 5597.4233 | 2024/25
36.76% | summer | 59 | 11062711-002 | 28744.2943 | 2025/26
47.91% | summer | 62 | 11062711-002 | 40932.6086 | 2026/27
47.91% | summer | 64 | 11062711-002 | 44759.5502 | 2027/28
59.92% | summer | 66 | 11062711-002 | 57727.3256 | 2028/29
59.92% | summer | 67 | 11062711-002 | 58601.982 | 2029/30
69.54% | summer | 68 | 11062711-002 | 69028.9804 | 2030/31
69.54% | summer | 68 | 11062711-002 | 69028.9804 | 2031/32
69.54% | summer | 70 | 11062711-002 | 71059.2446 | 2032/33
77.34% | summer | 72 | 11062711-002 | 81282.9265 | 2033/34
0% | winter | 26 | 11062711-002 | 0 | 2021/22
0% | winter | 33 | 11062711-002 | 0 | 2022/23
0.0001326% | winter | 41 | 11062711-002 | 0.020089 | 2023/24
0.1481% | winter | 50 | 11062711-002 | 29.3292 | 2024/25
4.442% | winter | 59 | 11062711-002 | 1127.4676 | 2025/26
9.87% | winter | 62 | 11062711-002 | 2736.9894 | 2026/27
9.87% | winter | 64 | 11062711-002 | 2992.8807 | 2027/28
21.54% | winter | 66 | 11062711-002 | 6735.6762 | 2028/29
21.54% | winter | 67 | 11062711-002 | 6837.7319 | 2029/30
35.7% | winter | 68 | 11062711-002 | 11502.5486 | 2030/31
35.7% | winter | 68 | 11062711-002 | 11502.5486 | 2031/32
35.7% | winter | 70 | 11062711-002 | 11840.8588 | 2032/33
51.15% | winter | 72 | 11062711-002 | 17448.1759 | 2033/34
0% | shoulder | 26 | 11062711-002 | 0 | 2021/22
0.009076% | shoulder | 33 | 11062711-002 | 3.3754 | 2022/23
0.4434% | shoulder | 41 | 11062711-002 | 220.1431 | 2023/24
6.628% | shoulder | 50 | 11062711-002 | 4301.086 | 2024/25
37.89% | shoulder | 59 | 11062711-002 | 31513.9474 | 2025/26
53.15% | shoulder | 62 | 11062711-002 | 48289.3503 | 2026/27
53.15% | shoulder | 64 | 11062711-002 | 52804.1009 | 2027/28
68.2% | shoulder | 66 | 11062711-002 | 69869.012 | 2028/29
68.2% | shoulder | 67 | 11062711-002 | 70927.6334 | 2029/30
78.73% | shoulder | 68 | 11062711-002 | 83104.1873 | 2030/31
78.73% | shoulder | 68 | 11062711-002 | 83104.1873 | 2031/32
78.73% | shoulder | 70 | 11062711-002 | 85548.4281 | 2032/33
85.48% | shoulder | 72 | 11062711-002 | 95537.1225 | 2033/34
1.452% | summer | 37 | 11069901-002 | 484.6611 | 2021/22
5.279% | summer | 55 | 11069901-002 | 3076.9582 | 2022/23
12.45% | summer | 74 | 11069901-002 | 10489.1383 | 2023/24
24.48% | summer | 95 | 11069901-002 | 28379.8889 | 2024/25
41.99% | summer | 115 | 11069901-002 | 64002.5863 | 2025/26
48.45% | summer | 121 | 11069901-002 | 80785.7119 | 2026/27
55.11% | summer | 126 | 11069901-002 | 101351.9412 | 2027/28
58.04% | summer | 130 | 11069901-002 | 110129.0216 | 2028/29
61.44% | summer | 133 | 11069901-002 | 119287.338 | 2029/30
64.99% | summer | 135 | 11069901-002 | 128070.2379 | 2030/31
64.99% | summer | 136 | 11069901-002 | 129018.9064 | 2031/32
68.15% | summer | 139 | 11069901-002 | 138275.5781 | 2032/33
71% | summer | 142 | 11069901-002 | 147161.4775 | 2033/34
0.2321% | winter | 37 | 11069901-002 | 25.1469 | 2021/22
0.7665% | winter | 55 | 11069901-002 | 144.9985 | 2022/23
1.715% | winter | 74 | 11069901-002 | 469.024 | 2023/24
3.041% | winter | 95 | 11069901-002 | 1144.2556 | 2024/25
5.463% | winter | 115 | 11069901-002 | 2702.6375 | 2025/26
7.977% | winter | 121 | 11069901-002 | 4316.7516 | 2026/27
12.24% | winter | 126 | 11069901-002 | 7309.5399 | 2027/28
14.79% | winter | 130 | 11069901-002 | 9107.5495 | 2028/29
18.99% | winter | 133 | 11069901-002 | 11963.2396 | 2029/30
23.66% | winter | 135 | 11069901-002 | 15134.7445 | 2030/31
23.66% | winter | 136 | 11069901-002 | 15246.8538 | 2031/32
28.37% | winter | 139 | 11069901-002 | 18681.8878 | 2032/33
33.1% | winter | 142 | 11069901-002 | 22265.8948 | 2033/34
0.7528% | shoulder | 37 | 11069901-002 | 267.2203 | 2021/22
3.202% | shoulder | 55 | 11069901-002 | 1984.6666 | 2022/23
8.857% | shoulder | 74 | 11069901-002 | 7936.2593 | 2023/24
20.02% | shoulder | 95 | 11069901-002 | 24680.3196 | 2024/25
41.59% | shoulder | 115 | 11069901-002 | 67417.6899 | 2025/26
51.7% | shoulder | 121 | 11069901-002 | 91669.4763 | 2026/27
62.37% | shoulder | 126 | 11069901-002 | 121992.8962 | 2027/28
67.05% | shoulder | 130 | 11069901-002 | 135300.6804 | 2028/29
71.67% | shoulder | 133 | 11069901-002 | 147962.6209 | 2029/30
76.27% | shoulder | 135 | 11069901-002 | 159837.4887 | 2030/31
76.27% | shoulder | 136 | 11069901-002 | 161021.4701 | 2031/32
79.91% | shoulder | 139 | 11069901-002 | 172421.6962 | 2032/33
82.76% | shoulder | 142 | 11069901-002 | 182440.0066 | 2033/34
5.635% | summer | 17 | 42009717-007 | 864.1031 | 2021/22
22.57% | summer | 25 | 42009717-007 | 5978.3657 | 2022/23
58.69% | summer | 34 | 42009717-007 | 22721.1599 | 2023/24
83.25% | summer | 44 | 42009717-007 | 44699.8607 | 2024/25
91.74% | summer | 54 | 42009717-007 | 65660.3716 | 2025/26
93.57% | summer | 57 | 42009717-007 | 73496.6205 | 2026/27
95.53% | summer | 59 | 42009717-007 | 82274.6642 | 2027/28
95.53% | summer | 61 | 42009717-007 | 85063.6359 | 2028/29
96.69% | summer | 63 | 42009717-007 | 88915.8813 | 2029/30
96.69% | summer | 64 | 42009717-007 | 90327.2445 | 2030/31
96.69% | summer | 64 | 42009717-007 | 90327.2445 | 2031/32
97.35% | summer | 66 | 42009717-007 | 93784.0168 | 2032/33
97.9% | summer | 68 | 42009717-007 | 97171.0895 | 2033/34
1.579% | winter | 17 | 42009717-007 | 78.5728 | 2021/22
13.12% | winter | 25 | 42009717-007 | 1128.5717 | 2022/23
57.81% | winter | 34 | 42009717-007 | 7263.3094 | 2023/24
85.56% | winter | 44 | 42009717-007 | 14911.1405 | 2024/25
95.29% | winter | 54 | 42009717-007 | 22135.3871 | 2025/26
96.88% | winter | 57 | 42009717-007 | 24697.9674 | 2026/27
98.22% | winter | 59 | 42009717-007 | 27454.4848 | 2027/28
98.22% | winter | 61 | 42009717-007 | 28385.1453 | 2028/29
98.96% | winter | 63 | 42009717-007 | 29537.1752 | 2029/30
98.96% | winter | 64 | 42009717-007 | 30006.0193 | 2030/31
98.96% | winter | 64 | 42009717-007 | 30006.0193 | 2031/32
99.45% | winter | 66 | 42009717-007 | 31097.5362 | 2032/33
99.7% | winter | 68 | 42009717-007 | 32118.9863 | 2033/34
8.876% | shoulder | 17 | 42009717-007 | 1447.5501 | 2021/22
31.55% | shoulder | 25 | 42009717-007 | 8890.314 | 2022/23
72.19% | shoulder | 34 | 42009717-007 | 29719.1315 | 2023/24
93.79% | shoulder | 44 | 42009717-007 | 53555.3918 | 2024/25
97.93% | shoulder | 54 | 42009717-007 | 74539.3268 | 2025/26
98.45% | shoulder | 57 | 42009717-007 | 82232.8824 | 2026/27
98.87% | shoulder | 59 | 42009717-007 | 90551.9819 | 2027/28
98.87% | shoulder | 61 | 42009717-007 | 93621.5406 | 2028/29
99.19% | shoulder | 63 | 42009717-007 | 97005.1091 | 2029/30
99.19% | shoulder | 64 | 42009717-007 | 98544.8728 | 2030/31
99.19% | shoulder | 64 | 42009717-007 | 98544.8728 | 2031/32
99.45% | shoulder | 66 | 42009717-007 | 101893.133 | 2032/33
99.6% | shoulder | 68 | 42009717-007 | 105134.6052 | 2033/34
0.729% | summer | 28 | 11083050-007 | 184.1249 | 2019/20
1.345% | summer | 37 | 11083050-007 | 527.4187 | 2020/21
2.802% | summer | 47 | 11083050-007 | 1499.3867 | 2021/22
6.935% | summer | 59 | 11083050-007 | 4992.7216 | 2022/23
15.82% | summer | 70 | 11083050-007 | 14677.2748 | 2023/24
19.13% | summer | 73 | 11083050-007 | 19246.0721 | 2024/25
23.23% | summer | 76 | 11083050-007 | 25769.8764 | 2025/26
27.22% | summer | 78 | 11083050-007 | 30995.2689 | 2026/27
27.22% | summer | 80 | 11083050-007 | 31790.0194 | 2027/28
31.14% | summer | 81 | 11083050-007 | 36815.173 | 2028/29
31.14% | summer | 81 | 11083050-007 | 36815.173 | 2029/30
31.14% | summer | 83 | 11083050-007 | 37724.1897 | 2030/31
35.81% | summer | 85 | 11083050-007 | 44431.3918 | 2031/32
0% | winter | 28 | 11083050-007 | 0 | 2019/20
0.01016% | winter | 37 | 11083050-007 | 1.2937 | 2020/21
0.1051% | winter | 47 | 11083050-007 | 18.2535 | 2021/22
0.5928% | winter | 59 | 11083050-007 | 138.5348 | 2022/23
3.102% | winter | 70 | 11083050-007 | 933.9764 | 2023/24
4.696% | winter | 73 | 11083050-007 | 1533.3327 | 2024/25
6.877% | winter | 76 | 11083050-007 | 2476.0717 | 2025/26
9.362% | winter | 78 | 11083050-007 | 3459.6381 | 2026/27
9.362% | winter | 80 | 11083050-007 | 3548.3467 | 2027/28
12.08% | winter | 81 | 11083050-007 | 4637.6601 | 2028/29
12.08% | winter | 81 | 11083050-007 | 4637.6601 | 2029/30
12.08% | winter | 83 | 11083050-007 | 4752.1703 | 2030/31
16.17% | winter | 85 | 11083050-007 | 6512.8866 | 2031/32
0.4296% | shoulder | 28 | 11083050-007 | 115.4032 | 2019/20
0.9095% | shoulder | 37 | 11083050-007 | 379.2622 | 2020/21
2.031% | shoulder | 47 | 11083050-007 | 1155.5581 | 2021/22
6.226% | shoulder | 59 | 11083050-007 | 4766.7748 | 2022/23
16.88% | shoulder | 70 | 11083050-007 | 16651.6289 | 2023/24
21.46% | shoulder | 73 | 11083050-007 | 22958.7526 | 2024/25
27.39% | shoulder | 76 | 11083050-007 | 32311.3999 | 2025/26
33.29% | shoulder | 78 | 11083050-007 | 40313.3154 | 2026/27
33.29% | shoulder | 80 | 11083050-007 | 41346.9901 | 2027/28
39.19% | shoulder | 81 | 11083050-007 | 49271.4294 | 2028/29
39.19% | shoulder | 81 | 11083050-007 | 49271.4294 | 2029/30
39.19% | shoulder | 83 | 11083050-007 | 50488.0079 | 2030/31
46.04% | shoulder | 85 | 11083050-007 | 60753.3039 | 2031/32
0.7278% | summer | 19 | 11059900-011 | 124.7386 | 2021/22
1.569% | summer | 29 | 11059900-011 | 482.2668 | 2022/23
6.631% | summer | 39 | 11059900-011 | 2944.5222 | 2023/24
22.38% | summer | 51 | 11059900-011 | 13928.5109 | 2024/25
49.1% | summer | 64 | 11059900-011 | 41653.3011 | 2025/26
56.53% | summer | 68 | 11059900-011 | 52964.2611 | 2026/27
63.07% | summer | 71 | 11059900-011 | 65368.2704 | 2027/28
68.01% | summer | 74 | 11059900-011 | 73466.7926 | 2028/29
73.24% | summer | 76 | 11059900-011 | 81245.1028 | 2029/30
73.24% | summer | 77 | 11059900-011 | 82314.1173 | 2030/31
73.24% | summer | 77 | 11059900-011 | 82314.1173 | 2031/32
77.65% | summer | 79 | 11059900-011 | 89546.8159 | 2032/33
80.75% | summer | 81 | 11059900-011 | 95470.2581 | 2033/34
0.01716% | winter | 19 | 11059900-011 | 0.95467 | 2021/22
0.1259% | winter | 29 | 11059900-011 | 12.5609 | 2022/23
1.249% | winter | 39 | 11059900-011 | 179.9504 | 2023/24
4.988% | winter | 51 | 11059900-011 | 1007.6144 | 2024/25
18.27% | winter | 64 | 11059900-011 | 5031.2062 | 2025/26
26.07% | winter | 68 | 11059900-011 | 7928.3565 | 2026/27
34.42% | winter | 71 | 11059900-011 | 11577.3796 | 2027/28
42.79% | winter | 74 | 11059900-011 | 15002.7338 | 2028/29
53.24% | winter | 76 | 11059900-011 | 19169.7056 | 2029/30
53.24% | winter | 77 | 11059900-011 | 19421.9386 | 2030/31
53.24% | winter | 77 | 11059900-011 | 19421.9386 | 2031/32
62.91% | winter | 79 | 11059900-011 | 23544.6051 | 2032/33
71.04% | winter | 81 | 11059900-011 | 27264.3875 | 2033/34
0.3458% | shoulder | 19 | 11059900-011 | 63.0307 | 2021/22
1.334% | shoulder | 29 | 11059900-011 | 436.0728 | 2022/23
7.99% | shoulder | 39 | 11059900-011 | 3772.9046 | 2023/24
31.59% | shoulder | 51 | 11059900-011 | 20906.1901 | 2024/25
68.35% | shoulder | 64 | 11059900-011 | 61654 | 2025/26
76.3% | shoulder | 68 | 11059900-011 | 76029.7474 | 2026/27
82.87% | shoulder | 71 | 11059900-011 | 91340.8479 | 2027/28
87.21% | shoulder | 74 | 11059900-011 | 100179.8222 | 2028/29
90.57% | shoulder | 76 | 11059900-011 | 106847.7461 | 2029/30
90.57% | shoulder | 77 | 11059900-011 | 108253.6375 | 2030/31
90.57% | shoulder | 77 | 11059900-011 | 108253.6375 | 2031/32
93.05% | shoulder | 79 | 11059900-011 | 114116.2172 | 2032/33
94.28% | shoulder | 81 | 11059900-011 | 118547.0358 | 2033/34
0.8461% | summer | 13 | 11082632-003 | 99.2187 | 2021/22
6.457% | summer | 25 | 11082632-003 | 1710.6994 | 2022/23
36.87% | summer | 37 | 11082632-003 | 15531.8646 | 2023/24
77.67% | summer | 50 | 11082632-003 | 47390.022 | 2024/25
92.2% | summer | 62 | 11082632-003 | 75767.7529 | 2025/26
93.71% | summer | 66 | 11082632-003 | 85221.6248 | 2026/27
95.29% | summer | 69 | 11082632-003 | 95976.9556 | 2027/28
96.1% | summer | 71 | 11082632-003 | 99599.8207 | 2028/29
96.68% | summer | 73 | 11082632-003 | 103021.7164 | 2029/30
96.68% | summer | 74 | 11082632-003 | 104432.9728 | 2030/31
96.68% | summer | 74 | 11082632-003 | 104432.9728 | 2031/32
97.36% | summer | 76 | 11082632-003 | 108012.1336 | 2032/33
97.36% | summer | 78 | 11082632-003 | 110854.5582 | 2033/34
0.8486% | winter | 13 | 11082632-003 | 32.3013 | 2021/22
7.209% | winter | 25 | 11082632-003 | 619.9194 | 2022/23
19.61% | winter | 37 | 11082632-003 | 2680.9154 | 2023/24
50.44% | winter | 50 | 11082632-003 | 9988.9216 | 2024/25
91.1% | winter | 62 | 11082632-003 | 24297.7197 | 2025/26
96.17% | winter | 66 | 11082632-003 | 28386.9118 | 2026/27
98.46% | winter | 69 | 11082632-003 | 32188.9233 | 2027/28
99.57% | winter | 71 | 11082632-003 | 33494.0868 | 2028/29
99.9% | winter | 73 | 11082632-003 | 34552.9418 | 2029/30
99.9% | winter | 74 | 11082632-003 | 35026.2698 | 2030/31
99.9% | winter | 74 | 11082632-003 | 35026.2698 | 2031/32
99.97% | winter | 76 | 11082632-003 | 35996.7362 | 2032/33
99.97% | winter | 78 | 11082632-003 | 36944.0187 | 2033/34
0.2386% | shoulder | 13 | 11082632-003 | 29.7602 | 2021/22
5.227% | shoulder | 25 | 11082632-003 | 1472.781 | 2022/23
42.97% | shoulder | 37 | 11082632-003 | 19252.0345 | 2023/24
86.02% | shoulder | 50 | 11082632-003 | 55813.5249 | 2024/25
96.47% | shoulder | 62 | 11082632-003 | 84301.7505 | 2025/26
97.44% | shoulder | 66 | 11082632-003 | 94244.271 | 2026/27
98.26% | shoulder | 69 | 11082632-003 | 105243.3056 | 2027/28
98.76% | shoulder | 71 | 11082632-003 | 108848.3356 | 2028/29
99.14% | shoulder | 73 | 11082632-003 | 112344.648 | 2029/30
99.14% | shoulder | 74 | 11082632-003 | 113883.6158 | 2030/31
99.14% | shoulder | 74 | 11082632-003 | 113883.6158 | 2031/32
99.3% | shoulder | 76 | 11082632-003 | 117156.7978 | 2032/33
99.3% | shoulder | 78 | 11082632-003 | 120239.8714 | 2033/34
0% | summer | 4 | 41028064-005 | 0 | 2019/20
0% | summer | 11 | 41028064-005 | 0 | 2020/21
0% | summer | 18 | 41028064-005 | 0 | 2021/22
1.14% | summer | 26 | 41028064-005 | 361.8316 | 2022/23
7.991% | summer | 34 | 41028064-005 | 3600.8129 | 2023/24
15.77% | summer | 37 | 41028064-005 | 8039.0628 | 2024/25
29.15% | summer | 39 | 41028064-005 | 16591.8979 | 2025/26
42.39% | summer | 41 | 41028064-005 | 25370.7366 | 2026/27
42.39% | summer | 42 | 41028064-005 | 25989.5351 | 2027/28
42.39% | summer | 43 | 41028064-005 | 26608.3335 | 2028/29
42.39% | summer | 43 | 41028064-005 | 26608.3335 | 2029/30
55.12% | summer | 44 | 41028064-005 | 35399.6711 | 2030/31
55.12% | summer | 45 | 41028064-005 | 36204.2091 | 2031/32
0% | winter | 4 | 41028064-005 | 0 | 2019/20
0% | winter | 11 | 41028064-005 | 0 | 2020/21
0% | winter | 18 | 41028064-005 | 0 | 2021/22
2.309% | winter | 26 | 41028064-005 | 237.7738 | 2022/23
17.09% | winter | 34 | 41028064-005 | 2500.1112 | 2023/24
36.23% | winter | 37 | 41028064-005 | 5994.8872 | 2024/25
60.88% | winter | 39 | 41028064-005 | 11249.291 | 2025/26
79.31% | winter | 41 | 41028064-005 | 15406.6942 | 2026/27
79.31% | winter | 42 | 41028064-005 | 15782.4673 | 2027/28
79.31% | winter | 43 | 41028064-005 | 16158.2403 | 2028/29
79.31% | winter | 43 | 41028064-005 | 16158.2403 | 2029/30
90.98% | winter | 44 | 41028064-005 | 18965.0921 | 2030/31
90.98% | winter | 45 | 41028064-005 | 19396.1169 | 2031/32
0% | shoulder | 4 | 41028064-005 | 0 | 2019/20
0% | shoulder | 11 | 41028064-005 | 0 | 2020/21
0.09189% | shoulder | 18 | 41028064-005 | 20.0274 | 2021/22
4.263% | shoulder | 26 | 41028064-005 | 1438.5411 | 2022/23
18.27% | shoulder | 34 | 41028064-005 | 8753.399 | 2023/24
30.81% | shoulder | 37 | 41028064-005 | 16703.1998 | 2024/25
48.86% | shoulder | 39 | 41028064-005 | 29579.4074 | 2025/26
63.66% | shoulder | 41 | 41028064-005 | 40515.6614 | 2026/27
63.66% | shoulder | 42 | 41028064-005 | 41503.8483 | 2027/28
63.66% | shoulder | 43 | 41028064-005 | 42492.0351 | 2028/29
63.66% | shoulder | 43 | 41028064-005 | 42492.0351 | 2029/30
75.17% | shoulder | 44 | 41028064-005 | 51345.6873 | 2030/31
75.17% | shoulder | 45 | 41028064-005 | 52512.6348 | 2031/32
0.05807% | summer | 19 | 64036859-012 | 9.9534 | 2021/22
8.259% | summer | 27 | 64036859-012 | 2363.088 | 2022/23
71.86% | summer | 36 | 64036859-012 | 29456.0889 | 2023/24
93.52% | summer | 46 | 64036859-012 | 52499.1091 | 2024/25
97.14% | summer | 56 | 64036859-012 | 72100.1151 | 2025/26
97.4% | summer | 59 | 64036859-012 | 79184.8933 | 2026/27
97.4% | summer | 61 | 64036859-012 | 86725.7701 | 2027/28
97.71% | summer | 63 | 64036859-012 | 89852.962 | 2028/29
97.71% | summer | 64 | 64036859-012 | 91279.1995 | 2029/30
98.01% | summer | 65 | 64036859-012 | 92993.0519 | 2030/31
98.01% | summer | 65 | 64036859-012 | 92993.0519 | 2031/32
98.01% | summer | 67 | 64036859-012 | 95854.3766 | 2032/33
98.39% | summer | 69 | 64036859-012 | 99092.6232 | 2033/34
0% | winter | 19 | 64036859-012 | 0 | 2021/22
2.691% | winter | 27 | 64036859-012 | 249.8746 | 2022/23
57.24% | winter | 36 | 64036859-012 | 7615.239 | 2023/24
94.89% | winter | 46 | 64036859-012 | 17288.4978 | 2024/25
99.98% | winter | 56 | 64036859-012 | 24085.9205 | 2025/26
100% | winter | 59 | 64036859-012 | 26387.7726 | 2026/27
100% | winter | 61 | 64036859-012 | 28900.7133 | 2027/28
100% | winter | 63 | 64036859-012 | 29848.2777 | 2028/29
100% | winter | 64 | 64036859-012 | 30322.0599 | 2029/30
100% | winter | 65 | 64036859-012 | 30795.8421 | 2030/31
100% | winter | 65 | 64036859-012 | 30795.8421 | 2031/32
100% | winter | 67 | 64036859-012 | 31743.4064 | 2032/33
100% | winter | 69 | 64036859-012 | 32690.9708 | 2033/34
0.02031% | shoulder | 19 | 64036859-012 | 3.7024 | 2021/22
8.233% | shoulder | 27 | 64036859-012 | 2505.2295 | 2022/23
84.02% | shoulder | 36 | 64036859-012 | 36625.4748 | 2023/24
98.37% | shoulder | 46 | 64036859-012 | 58721.5218 | 2024/25
99.79% | shoulder | 56 | 64036859-012 | 78767.9986 | 2025/26
99.88% | shoulder | 59 | 64036859-012 | 86359.0132 | 2026/27
99.88% | shoulder | 61 | 64036859-012 | 94583.0904 | 2027/28
99.92% | shoulder | 63 | 64036859-012 | 97722.5142 | 2028/29
99.92% | shoulder | 64 | 64036859-012 | 99273.6652 | 2029/30
99.96% | shoulder | 65 | 64036859-012 | 100858.7154 | 2030/31
99.96% | shoulder | 65 | 64036859-012 | 100858.7154 | 2031/32
99.96% | shoulder | 67 | 64036859-012 | 103962.0605 | 2032/33
99.98% | shoulder | 69 | 64036859-012 | 107093.515 | 2033/34
0.2925% | summer | 5 | 42306239-007 | 13.1936 | 2021/22
15.38% | summer | 17 | 42306239-007 | 2770.0341 | 2022/23
60.13% | summer | 29 | 42306239-007 | 19853.743 | 2023/24
84% | summer | 43 | 42306239-007 | 44079.4592 | 2024/25
94.91% | summer | 57 | 42306239-007 | 71702.7779 | 2025/26
95.59% | summer | 61 | 42306239-007 | 80346.7828 | 2026/27
95.98% | summer | 64 | 42306239-007 | 89669.1785 | 2027/28
96.27% | summer | 67 | 42306239-007 | 94150.1644 | 2028/29
96.55% | summer | 69 | 42306239-007 | 97246.651 | 2029/30
96.77% | summer | 71 | 42306239-007 | 100293.0206 | 2030/31
96.77% | summer | 71 | 42306239-007 | 100293.0206 | 2031/32
96.82% | summer | 74 | 42306239-007 | 104577.6356 | 2032/33
96.9% | summer | 77 | 42306239-007 | 108908.95 | 2033/34
0% | winter | 5 | 42306239-007 | 0 | 2021/22
4.315% | winter | 17 | 42306239-007 | 252.3016 | 2022/23
38.2% | winter | 29 | 42306239-007 | 4093.8743 | 2023/24
82.65% | winter | 43 | 42306239-007 | 14075.7852 | 2024/25
99.56% | winter | 57 | 42306239-007 | 24412.2721 | 2025/26
99.78% | winter | 61 | 42306239-007 | 27223.4062 | 2026/27
100% | winter | 64 | 42306239-007 | 30322.0599 | 2027/28
100% | winter | 67 | 42306239-007 | 31743.4064 | 2028/29
100% | winter | 69 | 42306239-007 | 32690.9708 | 2029/30
100% | winter | 71 | 42306239-007 | 33638.5352 | 2030/31
100% | winter | 71 | 42306239-007 | 33638.5352 | 2031/32
100% | winter | 74 | 42306239-007 | 35059.8817 | 2032/33
100% | winter | 77 | 42306239-007 | 36481.2283 | 2033/34
0.8986% | shoulder | 5 | 42306239-007 | 43.1047 | 2021/22
24.17% | shoulder | 17 | 42306239-007 | 4630.9079 | 2022/23
73.06% | shoulder | 29 | 42306239-007 | 25655.5149 | 2023/24
93.6% | shoulder | 43 | 42306239-007 | 52231.7287 | 2024/25
97.9% | shoulder | 57 | 42306239-007 | 78659.3207 | 2025/26
98.44% | shoulder | 61 | 42306239-007 | 87999.6103 | 2026/27
98.81% | shoulder | 64 | 42306239-007 | 98165.3705 | 2027/28
98.99% | shoulder | 67 | 42306239-007 | 102956.79 | 2028/29
99.29% | shoulder | 69 | 42306239-007 | 106349.2863 | 2029/30
99.64% | shoulder | 71 | 42306239-007 | 109815.9106 | 2030/31
99.64% | shoulder | 71 | 42306239-007 | 109815.9106 | 2031/32
99.82% | shoulder | 74 | 42306239-007 | 114661.2233 | 2032/33
99.87% | shoulder | 77 | 42306239-007 | 119379.2453 | 2033/34
0% | summer | 6 | 143041371-009 | 0 | 2021/22
0.377% | summer | 16 | 143041371-009 | 63.9274 | 2022/23
12.65% | summer | 26 | 143041371-009 | 3743.63 | 2023/24
75.54% | summer | 38 | 143041371-009 | 35027.5759 | 2024/25
94.14% | summer | 49 | 143041371-009 | 61140.4747 | 2025/26
95.36% | summer | 52 | 143041371-009 | 68327.0242 | 2026/27
95.36% | summer | 54 | 143041371-009 | 75164.1807 | 2027/28
96.35% | summer | 56 | 143041371-009 | 78760.8584 | 2028/29
97.06% | summer | 58 | 143041371-009 | 82172.5093 | 2029/30
97.06% | summer | 59 | 143041371-009 | 83589.2767 | 2030/31
97.06% | summer | 59 | 143041371-009 | 83589.2767 | 2031/32
97.34% | summer | 61 | 143041371-009 | 86672.6346 | 2032/33
97.34% | summer | 63 | 143041371-009 | 89514.3604 | 2033/34
0% | winter | 6 | 143041371-009 | 0 | 2021/22
0% | winter | 16 | 143041371-009 | 0 | 2022/23
5.048% | winter | 26 | 143041371-009 | 485.0341 | 2023/24
59.3% | winter | 38 | 143041371-009 | 8924.8346 | 2024/25
97.16% | winter | 49 | 143041371-009 | 20481.847 | 2025/26
98.79% | winter | 52 | 143041371-009 | 22975.2858 | 2026/27
98.79% | winter | 54 | 143041371-009 | 25274.3122 | 2027/28
99.64% | winter | 56 | 143041371-009 | 26436.8532 | 2028/29
99.95% | winter | 58 | 143041371-009 | 27466.3735 | 2029/30
99.95% | winter | 59 | 143041371-009 | 27939.9317 | 2030/31
99.95% | winter | 59 | 143041371-009 | 27939.9317 | 2031/32
100% | winter | 61 | 143041371-009 | 28900.7133 | 2032/33
100% | winter | 63 | 143041371-009 | 29848.2777 | 2033/34
0% | shoulder | 6 | 143041371-009 | 0 | 2021/22
0.4784% | shoulder | 16 | 143041371-009 | 86.2723 | 2022/23
23.24% | shoulder | 26 | 143041371-009 | 7317.261 | 2023/24
89.98% | shoulder | 38 | 143041371-009 | 44374.2206 | 2024/25
98.44% | shoulder | 49 | 143041371-009 | 67987.0038 | 2025/26
98.96% | shoulder | 52 | 143041371-009 | 75411.6516 | 2026/27
98.96% | shoulder | 54 | 143041371-009 | 82957.7328 | 2027/28
99.44% | shoulder | 56 | 143041371-009 | 86440.7352 | 2028/29
99.74% | shoulder | 58 | 143041371-009 | 89806.1105 | 2029/30
99.74% | shoulder | 59 | 143041371-009 | 91354.4917 | 2030/31
99.74% | shoulder | 59 | 143041371-009 | 91354.4917 | 2031/32
99.87% | shoulder | 61 | 143041371-009 | 94571.5082 | 2032/33
99.87% | shoulder | 63 | 143041371-009 | 97672.2134 | 2033/34
12.86% | summer | 12 | 66614882-005 | 1391.6836 | 2021/22
86.15% | summer | 36 | 66614882-005 | 32865.8576 | 2022/23
96.37% | summer | 56 | 66614882-005 | 61441.8906 | 2023/24
98.25% | summer | 73 | 66614882-005 | 87525.0325 | 2024/25
98.91% | summer | 85 | 66614882-005 | 111432.8477 | 2025/26
99.12% | summer | 87 | 66614882-005 | 118821.9426 | 2026/27
99.12% | summer | 89 | 66614882-005 | 128764.2813 | 2027/28
99.22% | summer | 90 | 66614882-005 | 130349.3959 | 2028/29
99.22% | summer | 91 | 66614882-005 | 131797.7226 | 2029/30
99.22% | summer | 92 | 66614882-005 | 133246.0492 | 2030/31
99.22% | summer | 92 | 66614882-005 | 133246.0492 | 2031/32
99.33% | summer | 93 | 66614882-005 | 134837.3116 | 2032/33
99.33% | summer | 94 | 66614882-005 | 136287.1752 | 2033/34
10.29% | winter | 12 | 66614882-005 | 361.4856 | 2021/22
94.15% | winter | 36 | 66614882-005 | 11658.7981 | 2022/23
99.98% | winter | 56 | 66614882-005 | 20689.6475 | 2023/24
100% | winter | 73 | 66614882-005 | 28913.9792 | 2024/25
100% | winter | 85 | 66614882-005 | 36566.5091 | 2025/26
100% | winter | 87 | 66614882-005 | 38910.7833 | 2026/27
100% | winter | 89 | 66614882-005 | 42166.6145 | 2027/28
100% | winter | 90 | 66614882-005 | 42640.3967 | 2028/29
100% | winter | 91 | 66614882-005 | 43114.1789 | 2029/30
100% | winter | 92 | 66614882-005 | 43587.9611 | 2030/31
100% | winter | 92 | 66614882-005 | 43587.9611 | 2031/32
100% | winter | 93 | 66614882-005 | 44061.7433 | 2032/33
100% | winter | 94 | 66614882-005 | 44535.5254 | 2033/34
13.37% | shoulder | 12 | 66614882-005 | 1539.1448 | 2021/22
92.58% | shoulder | 36 | 66614882-005 | 37561.1879 | 2022/23
98.38% | shoulder | 56 | 66614882-005 | 66705.4899 | 2023/24
99.58% | shoulder | 73 | 66614882-005 | 94334.6157 | 2024/25
99.96% | shoulder | 85 | 66614882-005 | 119762.4727 | 2025/26
99.96% | shoulder | 87 | 66614882-005 | 127440.4296 | 2026/27
99.96% | shoulder | 89 | 66614882-005 | 138103.9139 | 2027/28
99.96% | shoulder | 90 | 66614882-005 | 139655.6432 | 2028/29
99.96% | shoulder | 91 | 66614882-005 | 141207.3726 | 2029/30
99.96% | shoulder | 92 | 66614882-005 | 142759.102 | 2030/31
99.96% | shoulder | 92 | 66614882-005 | 142759.102 | 2031/32
99.97% | shoulder | 93 | 66614882-005 | 144321.4027 | 2032/33
99.97% | shoulder | 94 | 66614882-005 | 145873.2457 | 2033/34
0% | summer | 6 | 11079526-010 | 0 | 2019/20
0.3342% | summer | 11 | 11079526-010 | 38.9561 | 2020/21
2.435% | summer | 16 | 11079526-010 | 443.6597 | 2021/22
27.36% | summer | 22 | 11079526-010 | 7345.2707 | 2022/23
58.26% | summer | 28 | 11079526-010 | 21621.2888 | 2023/24
69.56% | summer | 30 | 11079526-010 | 28754.9404 | 2024/25
69.56% | summer | 31 | 11079526-010 | 31476.1 | 2025/26
78.83% | summer | 32 | 11079526-010 | 36822.9251 | 2026/27
78.83% | summer | 33 | 11079526-010 | 37973.6416 | 2027/28
78.83% | summer | 34 | 11079526-010 | 39124.358 | 2028/29
78.83% | summer | 34 | 11079526-010 | 39124.358 | 2029/30
86.63% | summer | 35 | 11079526-010 | 44259.0727 | 2030/31
86.63% | summer | 36 | 11079526-010 | 45523.6176 | 2031/32
0.386% | winter | 6 | 11079526-010 | 6.7811 | 2019/20
11.7% | winter | 11 | 11079526-010 | 442.8437 | 2020/21
28.34% | winter | 16 | 11079526-010 | 1675.6713 | 2021/22
65.91% | winter | 22 | 11079526-010 | 5743.495 | 2022/23
83.4% | winter | 28 | 11079526-010 | 10045.6684 | 2023/24
89.24% | winter | 30 | 11079526-010 | 11974.1872 | 2024/25
89.24% | winter | 31 | 11079526-010 | 13107.3377 | 2025/26
93.28% | winter | 32 | 11079526-010 | 14142.9429 | 2026/27
93.28% | winter | 33 | 11079526-010 | 14584.9099 | 2027/28
93.28% | winter | 34 | 11079526-010 | 15026.8769 | 2028/29
93.28% | winter | 34 | 11079526-010 | 15026.8769 | 2029/30
95.62% | winter | 35 | 11079526-010 | 15856.4365 | 2030/31
95.62% | winter | 36 | 11079526-010 | 16309.4776 | 2031/32
0.7825% | shoulder | 6 | 11079526-010 | 45.0436 | 2019/20
6.746% | shoulder | 11 | 11079526-010 | 836.3289 | 2020/21
13.03% | shoulder | 16 | 11079526-010 | 2524.2001 | 2021/22
53.38% | shoulder | 22 | 11079526-010 | 15239.0833 | 2022/23
84.81% | shoulder | 28 | 11079526-010 | 33472.7861 | 2023/24
92.64% | shoulder | 30 | 11079526-010 | 40726.6386 | 2024/25
92.64% | shoulder | 31 | 11079526-010 | 44580.7132 | 2025/26
95.9% | shoulder | 32 | 11079526-010 | 47639.6577 | 2026/27
95.9% | shoulder | 33 | 11079526-010 | 49128.397 | 2027/28
95.9% | shoulder | 34 | 11079526-010 | 50617.1363 | 2028/29
95.9% | shoulder | 34 | 11079526-010 | 50617.1363 | 2029/30
97.47% | shoulder | 35 | 11079526-010 | 52955.3826 | 2030/31
97.47% | shoulder | 36 | 11079526-010 | 54468.3936 | 2031/32
0% | summer | 6 | 129536986-003 | 0 | 2021/22
0% | summer | 13 | 129536986-003 | 0 | 2022/23
2.2% | summer | 20 | 129536986-003 | 500.9252 | 2023/24
72.62% | summer | 28 | 129536986-003 | 24812.984 | 2024/25
95.26% | summer | 35 | 129536986-003 | 44192.4075 | 2025/26
97.83% | summer | 37 | 129536986-003 | 49875.4365 | 2026/27
97.83% | summer | 38 | 129536986-003 | 54262.0987 | 2027/28
97.83% | summer | 39 | 129536986-003 | 55690.0487 | 2028/29
98.52% | summer | 40 | 129536986-003 | 57525.5429 | 2029/30
98.52% | summer | 41 | 129536986-003 | 58963.6815 | 2030/31
98.52% | summer | 41 | 129536986-003 | 58963.6815 | 2031/32
98.52% | summer | 42 | 129536986-003 | 60401.82 | 2032/33
98.65% | summer | 43 | 129536986-003 | 61918.482 | 2033/34
0% | winter | 6 | 129536986-003 | 0 | 2021/22
0.2346% | winter | 13 | 129536986-003 | 10.4889 | 2022/23
7.852% | winter | 20 | 129536986-003 | 580.328 | 2023/24
49.35% | winter | 28 | 129536986-003 | 5472.8272 | 2024/25
94.22% | winter | 35 | 129536986-003 | 14186.2696 | 2025/26
99% | winter | 37 | 129536986-003 | 16383.2119 | 2026/27
99% | winter | 38 | 129536986-003 | 17824.154 | 2027/28
99% | winter | 39 | 129536986-003 | 18293.2107 | 2028/29
99.77% | winter | 40 | 129536986-003 | 18907.018 | 2029/30
99.77% | winter | 41 | 129536986-003 | 19379.6934 | 2030/31
99.77% | winter | 41 | 129536986-003 | 19379.6934 | 2031/32
99.77% | winter | 42 | 129536986-003 | 19852.3689 | 2032/33
99.91% | winter | 43 | 129536986-003 | 20353.9089 | 2033/34
0% | shoulder | 6 | 129536986-003 | 0 | 2021/22
0.01447% | shoulder | 13 | 129536986-003 | 2.1195 | 2022/23
4.783% | shoulder | 20 | 129536986-003 | 1158.3674 | 2023/24
87.17% | shoulder | 28 | 129536986-003 | 31676.3306 | 2024/25
98.23% | shoulder | 35 | 129536986-003 | 48459.4345 | 2025/26
99.44% | shoulder | 37 | 129536986-003 | 53918.2953 | 2026/27
99.44% | shoulder | 38 | 129536986-003 | 58660.5365 | 2027/28
99.44% | shoulder | 39 | 129536986-003 | 60204.2349 | 2028/29
99.91% | shoulder | 40 | 129536986-003 | 62035.9123 | 2029/30
99.91% | shoulder | 41 | 129536986-003 | 63586.8101 | 2030/31
99.91% | shoulder | 41 | 129536986-003 | 63586.8101 | 2031/32
99.91% | shoulder | 42 | 129536986-003 | 65137.7079 | 2032/33
99.97% | shoulder | 43 | 129536986-003 | 66733.879 | 2033/34
0.09204% | summer | 16 | 64740856-010 | 13.2849 | 2021/22
8.769% | summer | 31 | 64740856-010 | 2880.6871 | 2022/23
64.34% | summer | 48 | 64740856-010 | 35164.1804 | 2023/24
87.99% | summer | 68 | 64740856-010 | 73013.7198 | 2024/25
93.33% | summer | 88 | 64740856-010 | 108857.1333 | 2025/26
94% | summer | 95 | 64740856-010 | 123044.6927 | 2026/27
94.6% | summer | 100 | 64740856-010 | 138084.0811 | 2027/28
94.94% | summer | 104 | 64740856-010 | 144118.8912 | 2028/29
95.14% | summer | 107 | 64740856-010 | 148602.8245 | 2029/30
95.53% | summer | 109 | 64740856-010 | 152001.3116 | 2030/31
95.53% | summer | 110 | 64740856-010 | 153395.819 | 2031/32
96.26% | summer | 114 | 64740856-010 | 160179.3052 | 2032/33
97.01% | summer | 118 | 64740856-010 | 167101.1325 | 2033/34
0% | winter | 16 | 64740856-010 | 0 | 2021/22
0% | winter | 31 | 64740856-010 | 0 | 2022/23
0% | winter | 48 | 64740856-010 | 0 | 2023/24
0% | winter | 68 | 64740856-010 | 0 | 2024/25
0% | winter | 88 | 64740856-010 | 0 | 2025/26
0% | winter | 95 | 64740856-010 | 0 | 2026/27
0% | winter | 100 | 64740856-010 | 0 | 2027/28
0% | winter | 104 | 64740856-010 | 0 | 2028/29
0% | winter | 107 | 64740856-010 | 0 | 2029/30
0% | winter | 109 | 64740856-010 | 0 | 2030/31
0% | winter | 110 | 64740856-010 | 0 | 2031/32
0% | winter | 114 | 64740856-010 | 0 | 2032/33
0% | winter | 118 | 64740856-010 | 0 | 2033/34
0.08873% | shoulder | 16 | 64740856-010 | 13.6201 | 2021/22
17.96% | shoulder | 31 | 64740856-010 | 6273.5836 | 2022/23
85.16% | shoulder | 48 | 64740856-010 | 49493.5507 | 2023/24
96.02% | shoulder | 68 | 64740856-010 | 84737.5521 | 2024/25
98.93% | shoulder | 88 | 64740856-010 | 122710.1303 | 2025/26
99.37% | shoulder | 95 | 64740856-010 | 138336.5347 | 2026/27
99.65% | shoulder | 100 | 64740856-010 | 154695.9046 | 2027/28
99.76% | shoulder | 104 | 64740856-010 | 161054.2625 | 2028/29
99.82% | shoulder | 107 | 64740856-010 | 165803.0473 | 2029/30
99.87% | shoulder | 109 | 64740856-010 | 168985.3122 | 2030/31
99.87% | shoulder | 110 | 64740856-010 | 170535.6362 | 2031/32
99.93% | shoulder | 114 | 64740856-010 | 176841.776 | 2032/33
99.97% | shoulder | 118 | 64740856-010 | 183127.4713 | 2033/34
0.08395% | summer | 11 | 42284672-009 | 8.3302 | 2021/22
1.375% | summer | 18 | 42284672-009 | 262.3277 | 2022/23
3.748% | summer | 26 | 42284672-009 | 1109.4448 | 2023/24
13.63% | summer | 35 | 42284672-009 | 5821.7511 | 2024/25
43.1% | summer | 44 | 42284672-009 | 25132.251 | 2025/26
55.84% | summer | 47 | 42284672-009 | 36161.4943 | 2026/27
64.21% | summer | 49 | 42284672-009 | 45926.1619 | 2027/28
71.94% | summer | 51 | 42284672-009 | 53552.2869 | 2028/29
71.94% | summer | 52 | 42284672-009 | 54602.3317 | 2029/30
71.94% | summer | 53 | 42284672-009 | 55652.3765 | 2030/31
71.94% | summer | 53 | 42284672-009 | 55652.3765 | 2031/32
77.34% | summer | 55 | 42284672-009 | 62088.3899 | 2032/33
82.12% | summer | 57 | 42284672-009 | 68324.5521 | 2033/34
0% | winter | 11 | 42284672-009 | 0 | 2021/22
0.2015% | winter | 18 | 42284672-009 | 12.4726 | 2022/23
0.6957% | winter | 26 | 42284672-009 | 66.8482 | 2023/24
4.204% | winter | 35 | 42284672-009 | 582.7369 | 2024/25
20.98% | winter | 44 | 42284672-009 | 3970.3091 | 2025/26
31.19% | winter | 47 | 42284672-009 | 6557.0037 | 2026/27
41.03% | winter | 49 | 42284672-009 | 9526.017 | 2027/28
52.54% | winter | 51 | 42284672-009 | 12694.3512 | 2028/29
52.54% | winter | 52 | 42284672-009 | 12943.2601 | 2029/30
52.54% | winter | 53 | 42284672-009 | 13192.1689 | 2030/31
52.54% | winter | 53 | 42284672-009 | 13192.1689 | 2031/32
60% | winter | 55 | 42284672-009 | 15633.8281 | 2032/33
66.93% | winter | 57 | 42284672-009 | 18074.5029 | 2033/34
0.1053% | shoulder | 11 | 42284672-009 | 11.11 | 2021/22
1.453% | shoulder | 18 | 42284672-009 | 294.6617 | 2022/23
4.466% | shoulder | 26 | 42284672-009 | 1405.9779 | 2023/24
13.76% | shoulder | 35 | 42284672-009 | 6249.3712 | 2024/25
45.52% | shoulder | 44 | 42284672-009 | 28228.1828 | 2025/26
56.62% | shoulder | 47 | 42284672-009 | 38993.6851 | 2026/27
63.7% | shoulder | 49 | 42284672-009 | 48454.3849 | 2027/28
71.84% | shoulder | 51 | 42284672-009 | 56874.6025 | 2028/29
71.84% | shoulder | 52 | 42284672-009 | 57989.7908 | 2029/30
71.84% | shoulder | 53 | 42284672-009 | 59104.9791 | 2030/31
71.84% | shoulder | 53 | 42284672-009 | 59104.9791 | 2031/32
78.15% | shoulder | 55 | 42284672-009 | 66726.4936 | 2032/33
84.89% | shoulder | 57 | 42284672-009 | 75115.1796 | 2033/34
0% | summer | 8 | 11030982-005 | 0 | 2019/20
0.9462% | summer | 13 | 11030982-005 | 130.3481 | 2020/21
5.443% | summer | 19 | 11030982-005 | 1177.557 | 2021/22
19.11% | summer | 26 | 11030982-005 | 6062.5427 | 2022/23
37.19% | summer | 33 | 11030982-005 | 16266.0114 | 2023/24
47.72% | summer | 35 | 11030982-005 | 23013.5092 | 2024/25
56.57% | summer | 37 | 11030982-005 | 30553.3476 | 2025/26
56.57% | summer | 39 | 11030982-005 | 32204.8799 | 2026/27
66.09% | summer | 40 | 11030982-005 | 38586.4657 | 2027/28
66.09% | summer | 41 | 11030982-005 | 39551.1273 | 2028/29
66.09% | summer | 41 | 11030982-005 | 39551.1273 | 2029/30
66.09% | summer | 42 | 11030982-005 | 40515.789 | 2030/31
74.61% | summer | 43 | 11030982-005 | 46828.0743 | 2031/32
0.1103% | winter | 8 | 11030982-005 | 2.5833 | 2019/20
0.8879% | winter | 13 | 11030982-005 | 39.7011 | 2020/21
3.422% | winter | 19 | 11030982-005 | 240.295 | 2021/22
7.976% | winter | 26 | 11030982-005 | 821.404 | 2022/23
15.07% | winter | 33 | 11030982-005 | 2139.969 | 2023/24
21.27% | winter | 35 | 11030982-005 | 3330.2709 | 2024/25
28.51% | winter | 37 | 11030982-005 | 4998.6463 | 2025/26
28.51% | winter | 39 | 11030982-005 | 5268.8434 | 2026/27
37.24% | winter | 40 | 11030982-005 | 7058.3596 | 2027/28
37.24% | winter | 41 | 11030982-005 | 7234.8186 | 2028/29
37.24% | winter | 41 | 11030982-005 | 7234.8186 | 2029/30
37.24% | winter | 42 | 11030982-005 | 7411.2776 | 2030/31
47.69% | winter | 43 | 11030982-005 | 9716.3523 | 2031/32
0.05379% | shoulder | 8 | 11030982-005 | 4.1279 | 2019/20
0.8015% | shoulder | 13 | 11030982-005 | 117.4284 | 2020/21
5.106% | shoulder | 19 | 11030982-005 | 1174.6289 | 2021/22
18.03% | shoulder | 26 | 11030982-005 | 6083.9441 | 2022/23
38.15% | shoulder | 33 | 11030982-005 | 17744.7733 | 2023/24
50.02% | shoulder | 35 | 11030982-005 | 25657.4232 | 2024/25
59.55% | shoulder | 37 | 11030982-005 | 34203.7683 | 2025/26
59.55% | shoulder | 39 | 11030982-005 | 36052.6206 | 2026/27
69.96% | shoulder | 40 | 11030982-005 | 43438.8938 | 2027/28
69.96% | shoulder | 41 | 11030982-005 | 44524.8661 | 2028/29
69.96% | shoulder | 41 | 11030982-005 | 44524.8661 | 2029/30
69.96% | shoulder | 42 | 11030982-005 | 45610.8385 | 2030/31
80.14% | shoulder | 43 | 11030982-005 | 53496.2352 | 2031/32
48.63% | summer | 7 | 11077982-007 | 3070.5295 | 2021/22
68.88% | summer | 17 | 11077982-007 | 12409.9204 | 2022/23
1.345% | summer | 28 | 11077982-007 | 428.7241 | 2023/24
41.66% | summer | 41 | 11077982-007 | 20844.1909 | 2024/25
69.06% | summer | 55 | 11077982-007 | 50345.0419 | 2025/26
73.79% | summer | 59 | 11077982-007 | 59990.9542 | 2026/27
75.22% | summer | 62 | 11077982-007 | 68077.7966 | 2027/28
76.67% | summer | 65 | 11077982-007 | 72742.0036 | 2028/29
76.67% | summer | 67 | 11077982-007 | 74980.2191 | 2029/30
79.05% | summer | 69 | 11077982-007 | 79616.6654 | 2030/31
79.05% | summer | 69 | 11077982-007 | 79616.6654 | 2031/32
86.29% | summer | 72 | 11077982-007 | 90690.5168 | 2032/33
93.01% | summer | 75 | 11077982-007 | 101827.4239 | 2033/34
20.57% | winter | 7 | 11077982-007 | 421.6552 | 2021/22
57.85% | winter | 17 | 11077982-007 | 3382.8363 | 2022/23
0.01475% | winter | 28 | 11077982-007 | 1.5262 | 2023/24
14.05% | winter | 41 | 11077982-007 | 2282.4322 | 2024/25
58.28% | winter | 55 | 11077982-007 | 13788.9123 | 2025/26
68.25% | winter | 59 | 11077982-007 | 18010.3548 | 2026/27
72.32% | winter | 62 | 11077982-007 | 21244.6638 | 2027/28
75.59% | winter | 65 | 11077982-007 | 23279.3675 | 2028/29
75.59% | winter | 67 | 11077982-007 | 23995.6557 | 2029/30
78.66% | winter | 69 | 11077982-007 | 25713.7261 | 2030/31
78.66% | winter | 69 | 11077982-007 | 25713.7261 | 2031/32
86.19% | winter | 72 | 11077982-007 | 29399.7138 | 2032/33
94.35% | winter | 75 | 11077982-007 | 33525.4023 | 2033/34
50.99% | shoulder | 7 | 11077982-007 | 3423.9412 | 2021/22
73.51% | shoulder | 17 | 11077982-007 | 14084.7159 | 2022/23
0.8236% | shoulder | 28 | 11077982-007 | 279.2263 | 2023/24
41.98% | shoulder | 41 | 11077982-007 | 22336.2694 | 2024/25
73.73% | shoulder | 55 | 11077982-007 | 57159.3067 | 2025/26
77.55% | shoulder | 59 | 11077982-007 | 67051.6184 | 2026/27
78.47% | shoulder | 62 | 11077982-007 | 75520.6592 | 2027/28
79.64% | shoulder | 65 | 11077982-007 | 80356.2827 | 2028/29
79.64% | shoulder | 67 | 11077982-007 | 82828.7837 | 2029/30
83.61% | shoulder | 69 | 11077982-007 | 89561.0573 | 2030/31
83.61% | shoulder | 69 | 11077982-007 | 89561.0573 | 2031/32
92.12% | shoulder | 72 | 11077982-007 | 102962.5261 | 2032/33
97.88% | shoulder | 75 | 11077982-007 | 113958.5362 | 2033/34
0.2294% | summer | 13 | 45409150-012 | 26.9012 | 2021/22
13.23% | summer | 19 | 45409150-012 | 2663.9587 | 2022/23
44.29% | summer | 25 | 45409150-012 | 12606.642 | 2023/24
69.86% | summer | 32 | 45409150-012 | 27278.465 | 2024/25
89.41% | summer | 40 | 45409150-012 | 47401.9748 | 2025/26
92.2% | summer | 42 | 45409150-012 | 53361.2054 | 2026/27
92.2% | summer | 44 | 45409150-012 | 59218.4483 | 2027/28
94.13% | summer | 46 | 45409150-012 | 63203.6157 | 2028/29
94.13% | summer | 47 | 45409150-012 | 64577.6074 | 2029/30
95.26% | summer | 48 | 45409150-012 | 66745.8144 | 2030/31
95.26% | summer | 48 | 45409150-012 | 66745.8144 | 2031/32
95.26% | summer | 49 | 45409150-012 | 68136.3522 | 2032/33
95.26% | summer | 50 | 45409150-012 | 69526.89 | 2033/34
0% | winter | 13 | 45409150-012 | 0 | 2021/22
1.05% | winter | 19 | 45409150-012 | 68.6501 | 2022/23
14% | winter | 25 | 45409150-012 | 1293.4292 | 2023/24
50.25% | winter | 32 | 45409150-012 | 6368.7642 | 2024/25
88.87% | winter | 40 | 45409150-012 | 15292.2129 | 2025/26
94.66% | winter | 42 | 45409150-012 | 17780.95 | 2026/27
94.66% | winter | 44 | 45409150-012 | 19732.6927 | 2027/28
98.01% | winter | 46 | 45409150-012 | 21360.9349 | 2028/29
98.01% | winter | 47 | 45409150-012 | 21825.3031 | 2029/30
99.54% | winter | 48 | 45409150-012 | 22637.4261 | 2030/31
99.54% | winter | 48 | 45409150-012 | 22637.4261 | 2031/32
99.54% | winter | 49 | 45409150-012 | 23109.0391 | 2032/33
99.54% | winter | 50 | 45409150-012 | 23580.6522 | 2033/34
0.5142% | shoulder | 13 | 45409150-012 | 64.1329 | 2021/22
15.52% | shoulder | 19 | 45409150-012 | 3322.2568 | 2022/23
52.48% | shoulder | 25 | 45409150-012 | 15887.0153 | 2023/24
83.78% | shoulder | 32 | 45409150-012 | 34792.0859 | 2024/25
97.68% | shoulder | 40 | 45409150-012 | 55071.1376 | 2025/26
98.61% | shoulder | 42 | 45409150-012 | 60693.7 | 2026/27
98.61% | shoulder | 44 | 45409150-012 | 67355.8011 | 2027/28
99.05% | shoulder | 46 | 45409150-012 | 70726.9679 | 2028/29
99.05% | shoulder | 47 | 45409150-012 | 72264.5107 | 2029/30
99.31% | shoulder | 48 | 45409150-012 | 74000.9877 | 2030/31
99.31% | shoulder | 48 | 45409150-012 | 74000.9877 | 2031/32
99.31% | shoulder | 49 | 45409150-012 | 75542.6749 | 2032/33
99.31% | shoulder | 50 | 45409150-012 | 77084.3622 | 2033/34
0% | summer | 5 | 11057325-027 | 0 | 2021/22
0% | summer | 14 | 11057325-027 | 0 | 2022/23
0% | summer | 23 | 11057325-027 | 0 | 2023/24
2.693% | summer | 33 | 11057325-027 | 1084.5345 | 2024/25
19.89% | summer | 43 | 11057325-027 | 11337.4775 | 2025/26
31.4% | summer | 46 | 11057325-027 | 19905.1786 | 2026/27
42.46% | summer | 49 | 11057325-027 | 30367.4256 | 2027/28
56.74% | summer | 51 | 11057325-027 | 42242.1707 | 2028/29
56.74% | summer | 52 | 11057325-027 | 43070.4486 | 2029/30
56.74% | summer | 53 | 11057325-027 | 43898.7264 | 2030/31
56.74% | summer | 53 | 11057325-027 | 43898.7264 | 2031/32
66.39% | summer | 55 | 11057325-027 | 53297.2301 | 2032/33
78.71% | summer | 57 | 11057325-027 | 65489.7117 | 2033/34
0% | winter | 5 | 11057325-027 | 0 | 2021/22
0% | winter | 14 | 11057325-027 | 0 | 2022/23
0% | winter | 23 | 11057325-027 | 0 | 2023/24
0.0281% | winter | 33 | 11057325-027 | 3.6726 | 2024/25
0.9046% | winter | 43 | 11057325-027 | 167.3397 | 2025/26
2.387% | winter | 46 | 11057325-027 | 491.1182 | 2026/27
5.721% | winter | 49 | 11057325-027 | 1328.2195 | 2027/28
13.54% | winter | 51 | 11057325-027 | 3271.568 | 2028/29
13.54% | winter | 52 | 11057325-027 | 3335.7163 | 2029/30
13.54% | winter | 53 | 11057325-027 | 3399.8647 | 2030/31
13.54% | winter | 53 | 11057325-027 | 3399.8647 | 2031/32
21.76% | winter | 55 | 11057325-027 | 5670.4896 | 2032/33
36.53% | winter | 57 | 11057325-027 | 9864.6312 | 2033/34
0% | shoulder | 5 | 11057325-027 | 0 | 2021/22
0% | shoulder | 14 | 11057325-027 | 0 | 2022/23
0% | shoulder | 23 | 11057325-027 | 0 | 2023/24
1.497% | shoulder | 33 | 11057325-027 | 641.2879 | 2024/25
20.17% | shoulder | 43 | 11057325-027 | 12227.4063 | 2025/26
36.44% | shoulder | 46 | 11057325-027 | 24565.812 | 2026/27
52.96% | shoulder | 49 | 11057325-027 | 40280.3762 | 2027/28
72.2% | shoulder | 51 | 11057325-027 | 57161.762 | 2028/29
72.2% | shoulder | 52 | 11057325-027 | 58282.5808 | 2029/30
72.2% | shoulder | 53 | 11057325-027 | 59403.3997 | 2030/31
72.2% | shoulder | 53 | 11057325-027 | 59403.3997 | 2031/32
84% | shoulder | 55 | 11057325-027 | 71715.093 | 2032/33
92.49% | shoulder | 57 | 11057325-027 | 81840.8328 | 2033/34
0.4953% | summer | 29 | 11055853-033 | 129.5627 | 2021/22
3.832% | summer | 45 | 11055853-033 | 1827.617 | 2022/23
39.56% | summer | 62 | 11055853-033 | 27929.1216 | 2023/24
96.19% | summer | 82 | 11055853-033 | 96254.9082 | 2024/25
99.1% | summer | 101 | 11055853-033 | 132665.1471 | 2025/26
99.33% | summer | 107 | 11055853-033 | 146458.5968 | 2026/27
99.48% | summer | 112 | 11055853-033 | 162631.1857 | 2027/28
99.58% | summer | 116 | 11055853-033 | 168616.3861 | 2028/29
99.66% | summer | 119 | 11055853-033 | 173111.6032 | 2029/30
99.76% | summer | 121 | 11055853-033 | 176202.853 | 2030/31
99.76% | summer | 122 | 11055853-033 | 177659.0749 | 2031/32
99.82% | summer | 125 | 11055853-033 | 182126.2004 | 2032/33
99.85% | summer | 128 | 11055853-033 | 186556.1399 | 2033/34
0.01445% | winter | 29 | 11055853-033 | 1.2269 | 2021/22
0.2049% | winter | 45 | 11055853-033 | 31.7126 | 2022/23
4.911% | winter | 62 | 11055853-033 | 1125.2057 | 2023/24
67.71% | winter | 82 | 11055853-033 | 21991.0209 | 2024/25
96.31% | winter | 101 | 11055853-033 | 41847.4319 | 2025/26
98.45% | winter | 107 | 11055853-033 | 47112.457 | 2026/27
99.46% | winter | 112 | 11055853-033 | 52776.777 | 2027/28
99.7% | winter | 116 | 11055853-033 | 54794.5095 | 2028/29
99.83% | winter | 119 | 11055853-033 | 56282.3202 | 2029/30
99.9% | winter | 121 | 11055853-033 | 57271.4904 | 2030/31
99.9% | winter | 122 | 11055853-033 | 57744.8085 | 2031/32
99.95% | winter | 125 | 11055853-033 | 59193.0757 | 2032/33
99.97% | winter | 128 | 11055853-033 | 60626.2996 | 2033/34
0.5651% | shoulder | 29 | 11055853-033 | 157.2297 | 2021/22
4.448% | shoulder | 45 | 11055853-033 | 2256.0371 | 2022/23
45.99% | shoulder | 62 | 11055853-033 | 34525.228 | 2023/24
97.32% | shoulder | 82 | 11055853-033 | 103559.6039 | 2024/25
99.7% | shoulder | 101 | 11055853-033 | 141937.9177 | 2025/26
99.88% | shoulder | 107 | 11055853-033 | 156618.8267 | 2026/27
99.94% | shoulder | 112 | 11055853-033 | 173763.0821 | 2027/28
99.96% | shoulder | 116 | 11055853-033 | 180004.8119 | 2028/29
99.97% | shoulder | 119 | 11055853-033 | 184681.6363 | 2029/30
99.98% | shoulder | 121 | 11055853-033 | 187797.8245 | 2030/31
99.98% | shoulder | 122 | 11055853-033 | 189349.8726 | 2031/32
99.98% | shoulder | 125 | 11055853-033 | 194010.238 | 2032/33
99.99% | shoulder | 128 | 11055853-033 | 198681.4633 | 2033/34
0.0355% | summer | 16 | 11061795-037 | 5.1237 | 2021/22
0.7123% | summer | 23 | 11061795-037 | 173.613 | 2022/23
3.511% | summer | 30 | 11061795-037 | 1199.2355 | 2023/24
24.98% | summer | 38 | 11061795-037 | 11583.4469 | 2024/25
60.52% | summer | 47 | 11061795-037 | 37698.9615 | 2025/26
71.01% | summer | 50 | 11061795-037 | 48922.2433 | 2026/27
71.01% | summer | 52 | 11061795-037 | 53897.3867 | 2027/28
78.91% | summer | 54 | 11061795-037 | 62199.7537 | 2028/29
78.91% | summer | 55 | 11061795-037 | 63351.601 | 2029/30
85.02% | summer | 56 | 11061795-037 | 69495.9722 | 2030/31
85.02% | summer | 56 | 11061795-037 | 69495.9722 | 2031/32
85.02% | summer | 58 | 11061795-037 | 71977.9712 | 2032/33
89.32% | summer | 60 | 11061795-037 | 78226.2408 | 2033/34
0.01711% | winter | 16 | 11061795-037 | 0.8017 | 2021/22
0.1522% | winter | 23 | 11061795-037 | 12.0381 | 2022/23
0.7892% | winter | 30 | 11061795-037 | 87.4907 | 2023/24
7.695% | winter | 38 | 11061795-037 | 1158.1248 | 2024/25
35.24% | winter | 47 | 11061795-037 | 7124.3919 | 2025/26
49.27% | winter | 50 | 11061795-037 | 11019.12 | 2026/27
49.27% | winter | 52 | 11061795-037 | 12139.7084 | 2027/28
61.91% | winter | 54 | 11061795-037 | 15838.3074 | 2028/29
61.91% | winter | 55 | 11061795-037 | 16131.6094 | 2029/30
72.18% | winter | 56 | 11061795-037 | 19149.9694 | 2030/31
72.18% | winter | 56 | 11061795-037 | 19149.9694 | 2031/32
72.18% | winter | 58 | 11061795-037 | 19833.8969 | 2032/33
80.94% | winter | 60 | 11061795-037 | 23009.796 | 2033/34
0.004254% | shoulder | 16 | 11061795-037 | 0.6529 | 2021/22
0.8507% | shoulder | 23 | 11061795-037 | 220.5099 | 2022/23
4.855% | shoulder | 30 | 11061795-037 | 1763.5065 | 2023/24
31.9% | shoulder | 38 | 11061795-037 | 15732.4459 | 2024/25
72.81% | shoulder | 47 | 11061795-037 | 48235.6017 | 2025/26
82.94% | shoulder | 50 | 11061795-037 | 60771.5516 | 2026/27
82.94% | shoulder | 52 | 11061795-037 | 66951.7094 | 2027/28
90.12% | shoulder | 54 | 11061795-037 | 75548.679 | 2028/29
90.12% | shoulder | 55 | 11061795-037 | 76947.7286 | 2029/30
94.66% | shoulder | 56 | 11061795-037 | 82288.0445 | 2030/31
94.66% | shoulder | 56 | 11061795-037 | 82288.0445 | 2031/32
94.66% | shoulder | 58 | 11061795-037 | 85226.9032 | 2032/33
96.96% | shoulder | 60 | 11061795-037 | 90306.4176 | 2033/34
1.037% | summer | 15 | 88229519-027 | 140.3107 | 2021/22
3.731% | summer | 21 | 88229519-027 | 830.2468 | 2022/23
11.99% | summer | 27 | 88229519-027 | 3686.9088 | 2023/24
40.89% | summer | 34 | 88229519-027 | 16963.2868 | 2024/25
62.88% | summer | 42 | 88229519-027 | 35004.5921 | 2025/26
73.15% | summer | 44 | 88229519-027 | 44350.6922 | 2026/27
81.12% | summer | 46 | 88229519-027 | 54466.262 | 2027/28
81.12% | summer | 48 | 88229519-027 | 56834.3603 | 2028/29
86.99% | summer | 49 | 88229519-027 | 62218.5356 | 2029/30
86.99% | summer | 50 | 88229519-027 | 63488.3017 | 2030/31
86.99% | summer | 50 | 88229519-027 | 63488.3017 | 2031/32
91.61% | summer | 52 | 88229519-027 | 69534.8002 | 2032/33
91.61% | summer | 54 | 88229519-027 | 72209.2156 | 2033/34
0.04498% | winter | 15 | 88229519-027 | 1.9757 | 2021/22
0.6981% | winter | 21 | 88229519-027 | 50.4293 | 2022/23
2.904% | winter | 27 | 88229519-027 | 289.7159 | 2023/24
14.57% | winter | 34 | 88229519-027 | 1961.4543 | 2024/25
33.92% | winter | 42 | 88229519-027 | 6128.1483 | 2025/26
47.01% | winter | 44 | 88229519-027 | 9251.2888 | 2026/27
60.24% | winter | 46 | 88229519-027 | 13129.6026 | 2027/28
60.24% | winter | 48 | 88229519-027 | 13700.4549 | 2028/29
70.32% | winter | 49 | 88229519-027 | 16324.4645 | 2029/30
70.32% | winter | 50 | 88229519-027 | 16657.6168 | 2030/31
70.32% | winter | 50 | 88229519-027 | 16657.6168 | 2031/32
77.94% | winter | 52 | 88229519-027 | 19202.3074 | 2032/33
77.94% | winter | 54 | 88229519-027 | 19940.8577 | 2033/34
0.5702% | shoulder | 15 | 88229519-027 | 82.0464 | 2021/22
2.745% | shoulder | 21 | 88229519-027 | 649.677 | 2022/23
11.16% | shoulder | 27 | 88229519-027 | 3649.9595 | 2023/24
42.76% | shoulder | 34 | 88229519-027 | 18869.4566 | 2024/25
67% | shoulder | 42 | 88229519-027 | 39663.4087 | 2025/26
78.14% | shoulder | 44 | 88229519-027 | 50383.3848 | 2026/27
86.89% | shoulder | 46 | 88229519-027 | 62044.8538 | 2027/28
86.89% | shoulder | 48 | 88229519-027 | 64742.4562 | 2028/29
92.58% | shoulder | 49 | 88229519-027 | 70421.449 | 2029/30
92.58% | shoulder | 50 | 88229519-027 | 71858.6215 | 2030/31
92.58% | shoulder | 50 | 88229519-027 | 71858.6215 | 2031/32
95.95% | shoulder | 52 | 88229519-027 | 77448.805 | 2032/33
95.95% | shoulder | 54 | 88229519-027 | 80427.6052 | 2033/34
0.1251% | summer | 12 | 11076340-028 | 13.544 | 2019/20
0.6619% | summer | 16 | 11076340-028 | 112.2303 | 2020/21
4.765% | summer | 21 | 11076340-028 | 1139.2328 | 2021/22
20.04% | summer | 26 | 11076340-028 | 6359.339 | 2022/23
47.84% | summer | 32 | 11076340-028 | 20291.8052 | 2023/24
47.84% | summer | 34 | 11076340-028 | 22414.8465 | 2024/25
63.22% | summer | 35 | 11076340-028 | 32297.5101 | 2025/26
63.22% | summer | 36 | 11076340-028 | 33220.2961 | 2026/27
63.22% | summer | 37 | 11076340-028 | 34143.0821 | 2027/28
76.29% | summer | 38 | 11076340-028 | 42317.2068 | 2028/29
76.29% | summer | 38 | 11076340-028 | 42317.2068 | 2029/30
76.29% | summer | 39 | 11076340-028 | 43430.8175 | 2030/31
76.29% | summer | 40 | 11076340-028 | 44544.4282 | 2031/32
0% | winter | 12 | 11076340-028 | 0 | 2019/20
0.02888% | winter | 16 | 11076340-028 | 1.5894 | 2020/21
0.221% | winter | 21 | 11076340-028 | 17.1515 | 2021/22
2.634% | winter | 26 | 11076340-028 | 271.2132 | 2022/23
16.82% | winter | 32 | 11076340-028 | 2315.7805 | 2023/24
16.82% | winter | 34 | 11076340-028 | 2558.0703 | 2024/25
31.15% | winter | 35 | 11076340-028 | 5165.8546 | 2025/26
31.15% | winter | 36 | 11076340-028 | 5313.4504 | 2026/27
31.15% | winter | 37 | 11076340-028 | 5461.0463 | 2027/28
51.07% | winter | 38 | 11076340-028 | 9194.785 | 2028/29
51.07% | winter | 38 | 11076340-028 | 9194.785 | 2029/30
51.07% | winter | 39 | 11076340-028 | 9436.753 | 2030/31
51.07% | winter | 40 | 11076340-028 | 9678.721 | 2031/32
0.0148% | shoulder | 12 | 11076340-028 | 1.7035 | 2019/20
0.3646% | shoulder | 16 | 11076340-028 | 65.7371 | 2020/21
4.351% | shoulder | 21 | 11076340-028 | 1106.2795 | 2021/22
24.16% | shoulder | 26 | 11076340-028 | 8151.7456 | 2022/23
58.31% | shoulder | 32 | 11076340-028 | 26299.7536 | 2023/24
58.31% | shoulder | 34 | 11076340-028 | 29051.3798 | 2024/25
73.63% | shoulder | 35 | 11076340-028 | 40004.5242 | 2025/26
73.63% | shoulder | 36 | 11076340-028 | 41147.5106 | 2026/27
73.63% | shoulder | 37 | 11076340-028 | 42290.497 | 2027/28
84.05% | shoulder | 38 | 11076340-028 | 49578.2443 | 2028/29
84.05% | shoulder | 38 | 11076340-028 | 49578.2443 | 2029/30
84.05% | shoulder | 39 | 11076340-028 | 50882.935 | 2030/31
84.05% | shoulder | 40 | 11076340-028 | 52187.6256 | 2031/32
0% | summer | 14 | 11029945-029 | 0 | 2019/20
0.0161% | summer | 20 | 11029945-029 | 3.413 | 2020/21
0.2149% | summer | 26 | 11029945-029 | 63.6194 | 2021/22
2.836% | summer | 33 | 11029945-029 | 1142.0983 | 2022/23
29.26% | summer | 40 | 11029945-029 | 15512.9339 | 2023/24
29.26% | summer | 42 | 11029945-029 | 16934.3833 | 2024/25
47.64% | summer | 44 | 11029945-029 | 30596.8729 | 2025/26
65.82% | summer | 46 | 11029945-029 | 44196.2257 | 2026/27
65.82% | summer | 47 | 11029945-029 | 45157.0132 | 2027/28
65.82% | summer | 48 | 11029945-029 | 46117.8007 | 2028/29
65.82% | summer | 48 | 11029945-029 | 46117.8007 | 2029/30
77.11% | summer | 49 | 11029945-029 | 55154.1351 | 2030/31
77.11% | summer | 50 | 11029945-029 | 56279.7297 | 2031/32
0% | winter | 14 | 11029945-029 | 0 | 2019/20
0% | winter | 20 | 11029945-029 | 0 | 2020/21
0.01455% | winter | 26 | 11029945-029 | 1.3978 | 2021/22
0.196% | winter | 33 | 11029945-029 | 25.6224 | 2022/23
6.859% | winter | 40 | 11029945-029 | 1180.3169 | 2023/24
6.859% | winter | 42 | 11029945-029 | 1288.4693 | 2024/25
17.19% | winter | 44 | 11029945-029 | 3583.7864 | 2025/26
35.74% | winter | 46 | 11029945-029 | 7789.4858 | 2026/27
35.74% | winter | 47 | 11029945-029 | 7958.8224 | 2027/28
35.74% | winter | 48 | 11029945-029 | 8128.1591 | 2028/29
35.74% | winter | 48 | 11029945-029 | 8128.1591 | 2029/30
54.02% | winter | 49 | 11029945-029 | 12541.1884 | 2030/31
54.02% | winter | 50 | 11029945-029 | 12797.131 | 2031/32
0% | shoulder | 14 | 11029945-029 | 0 | 2019/20
0% | shoulder | 20 | 11029945-029 | 0 | 2020/21
0.1288% | shoulder | 26 | 11029945-029 | 40.5626 | 2021/22
2.304% | shoulder | 33 | 11029945-029 | 986.9137 | 2022/23
29.44% | shoulder | 40 | 11029945-029 | 16595.9458 | 2023/24
29.44% | shoulder | 42 | 11029945-029 | 18116.6315 | 2024/25
50.09% | shoulder | 44 | 11029945-029 | 34213.8665 | 2025/26
68.84% | shoulder | 46 | 11029945-029 | 49158.7604 | 2026/27
68.84% | shoulder | 47 | 11029945-029 | 50227.4291 | 2027/28
68.84% | shoulder | 48 | 11029945-029 | 51296.0978 | 2028/29
68.84% | shoulder | 48 | 11029945-029 | 51296.0978 | 2029/30
79.24% | shoulder | 49 | 11029945-029 | 60275.3385 | 2030/31
79.24% | shoulder | 50 | 11029945-029 | 61505.4475 | 2031/32
4.685% | summer | 47 | 11058086-034 | 1986.3956 | 2021/22
80.79% | summer | 81 | 11058086-034 | 69347.8055 | 2022/23
99.21% | summer | 116 | 11058086-034 | 131033.0251 | 2023/24
99.99% | summer | 155 | 11058086-034 | 189135.0822 | 2024/25
100% | summer | 192 | 11058086-034 | 254476.5579 | 2025/26
100% | summer | 203 | 11058086-034 | 279723.3603 | 2026/27
100% | summer | 211 | 11058086-034 | 307994.6408 | 2027/28
100% | summer | 218 | 11058086-034 | 318212.4725 | 2028/29
100% | summer | 223 | 11058086-034 | 325510.9237 | 2029/30
100% | summer | 227 | 11058086-034 | 331349.6847 | 2030/31
100% | summer | 228 | 11058086-034 | 332809.3749 | 2031/32
100% | summer | 234 | 11058086-034 | 341567.5164 | 2032/33
100% | summer | 240 | 11058086-034 | 350325.6578 | 2033/34
0.2375% | winter | 47 | 11058086-034 | 32.6851 | 2021/22
52.29% | winter | 81 | 11058086-034 | 14568.0395 | 2022/23
99.71% | winter | 116 | 11058086-034 | 42743.4891 | 2023/24
100% | winter | 155 | 11058086-034 | 61392.6956 | 2024/25
100% | winter | 192 | 11058086-034 | 82597.2911 | 2025/26
100% | winter | 203 | 11058086-034 | 90791.8278 | 2026/27
100% | winter | 211 | 11058086-034 | 99968.0411 | 2027/28
100% | winter | 218 | 11058086-034 | 103284.5164 | 2028/29
100% | winter | 223 | 11058086-034 | 105653.4274 | 2029/30
100% | winter | 227 | 11058086-034 | 107548.5561 | 2030/31
100% | winter | 228 | 11058086-034 | 108022.3383 | 2031/32
100% | winter | 234 | 11058086-034 | 110865.0314 | 2032/33
100% | winter | 240 | 11058086-034 | 113707.7245 | 2033/34
2.253% | shoulder | 47 | 11058086-034 | 1015.8656 | 2021/22
88.34% | shoulder | 81 | 11058086-034 | 80645.1021 | 2022/23
99.9% | shoulder | 116 | 11058086-034 | 140316.9875 | 2023/24
100% | shoulder | 155 | 11058086-034 | 201152.7561 | 2024/25
100% | shoulder | 192 | 11058086-034 | 270629.4713 | 2025/26
100% | shoulder | 203 | 11058086-034 | 297478.8159 | 2026/27
100% | shoulder | 211 | 11058086-034 | 327544.6175 | 2027/28
100% | shoulder | 218 | 11058086-034 | 338411.0267 | 2028/29
100% | shoulder | 223 | 11058086-034 | 346172.7475 | 2029/30
100% | shoulder | 227 | 11058086-034 | 352382.1241 | 2030/31
100% | shoulder | 228 | 11058086-034 | 353934.4682 | 2031/32
100% | shoulder | 234 | 11058086-034 | 363248.5332 | 2032/33
100% | shoulder | 240 | 11058086-034 | 372562.5982 | 2033/34
1.258% | summer | 37 | 63135589-029 | 419.9881 | 2021/22
31.13% | summer | 50 | 63135589-029 | 16493.3753 | 2022/23
95.29% | summer | 63 | 63135589-029 | 68348.3902 | 2023/24
99.93% | summer | 78 | 63135589-029 | 95113.8086 | 2024/25
100% | summer | 92 | 63135589-029 | 121936.684 | 2025/26
100% | summer | 96 | 63135589-029 | 132282.9684 | 2026/27
100% | summer | 99 | 63135589-029 | 144509.3339 | 2027/28
100% | summer | 102 | 63135589-029 | 148888.4046 | 2028/29
100% | summer | 104 | 63135589-029 | 151807.7851 | 2029/30
100% | summer | 105 | 63135589-029 | 153267.4753 | 2030/31
100% | summer | 105 | 63135589-029 | 153267.4753 | 2031/32
100% | summer | 107 | 63135589-029 | 156186.8558 | 2032/33
100% | summer | 109 | 63135589-029 | 159106.2363 | 2033/34
0.2416% | winter | 37 | 63135589-029 | 26.1727 | 2021/22
12.72% | winter | 50 | 63135589-029 | 2186.9901 | 2022/23
82.57% | winter | 63 | 63135589-029 | 19224.2601 | 2023/24
99.96% | winter | 78 | 63135589-029 | 30883.0431 | 2024/25
99.98% | winter | 92 | 63135589-029 | 39570.5936 | 2025/26
99.98% | winter | 96 | 63135589-029 | 42928.6555 | 2026/27
99.99% | winter | 99 | 63135589-029 | 46897.9701 | 2027/28
99.99% | winter | 102 | 63135589-029 | 48320.8062 | 2028/29
99.99% | winter | 104 | 63135589-029 | 49268.8187 | 2029/30
99.99% | winter | 105 | 63135589-029 | 49742.5573 | 2030/31
99.99% | winter | 105 | 63135589-029 | 49742.5573 | 2031/32
99.99% | winter | 107 | 63135589-029 | 50690.0346 | 2032/33
99.99% | winter | 109 | 63135589-029 | 51637.5119 | 2033/34
0.9789% | shoulder | 37 | 63135589-029 | 347.4655 | 2021/22
32.06% | shoulder | 50 | 63135589-029 | 18063.3641 | 2022/23
97.93% | shoulder | 63 | 63135589-029 | 74700.4759 | 2023/24
99.98% | shoulder | 78 | 63135589-029 | 101206.1212 | 2024/25
100% | shoulder | 92 | 63135589-029 | 129676.6217 | 2025/26
100% | shoulder | 96 | 63135589-029 | 140679.6371 | 2026/27
100% | shoulder | 99 | 63135589-029 | 153682.0717 | 2027/28
100% | shoulder | 102 | 63135589-029 | 158339.1042 | 2028/29
100% | shoulder | 104 | 63135589-029 | 161443.7925 | 2029/30
100% | shoulder | 105 | 63135589-029 | 162996.1367 | 2030/31
100% | shoulder | 105 | 63135589-029 | 162996.1367 | 2031/32
100% | shoulder | 107 | 63135589-029 | 166100.825 | 2032/33
100% | shoulder | 109 | 63135589-029 | 169205.5133 | 2033/34
2.371% | summer | 28 | 11029967-029 | 598.9109 | 2021/22
18.26% | summer | 40 | 11029967-029 | 7739.3603 | 2022/23
79.93% | summer | 53 | 11029967-029 | 48234.9225 | 2023/24
98.5% | summer | 68 | 11029967-029 | 81739.2741 | 2024/25
99.82% | summer | 82 | 11029967-029 | 108487.5267 | 2025/26
99.94% | summer | 86 | 11029967-029 | 118431.445 | 2026/27
99.95% | summer | 89 | 11029967-029 | 129844.4145 | 2027/28
99.99% | summer | 92 | 11029967-029 | 134278.6737 | 2028/29
100% | summer | 94 | 11029967-029 | 137210.8827 | 2029/30
100% | summer | 95 | 11029967-029 | 138670.5729 | 2030/31
100% | summer | 95 | 11029967-029 | 138670.5729 | 2031/32
100% | summer | 98 | 11029967-029 | 143049.6436 | 2032/33
100% | summer | 101 | 11029967-029 | 147428.7143 | 2033/34
2.136% | winter | 28 | 11029967-029 | 175.1545 | 2021/22
4.295% | winter | 40 | 11029967-029 | 590.9204 | 2022/23
47.11% | winter | 53 | 11029967-029 | 9227.0203 | 2023/24
98.1% | winter | 68 | 11029967-029 | 26423.1334 | 2024/25
99.94% | winter | 82 | 11029967-029 | 35253.0687 | 2025/26
99.97% | winter | 86 | 11029967-029 | 38453.3714 | 2026/27
99.99% | winter | 89 | 11029967-029 | 42163.5851 | 2027/28
100% | winter | 92 | 11029967-029 | 43587.9611 | 2028/29
100% | winter | 94 | 11029967-029 | 44535.5254 | 2029/30
100% | winter | 95 | 11029967-029 | 45009.3076 | 2030/31
100% | winter | 95 | 11029967-029 | 45009.3076 | 2031/32
100% | winter | 98 | 11029967-029 | 46430.6542 | 2032/33
100% | winter | 101 | 11029967-029 | 47852.0007 | 2033/34
3.368% | shoulder | 28 | 11029967-029 | 904.7967 | 2021/22
17.28% | shoulder | 40 | 11029967-029 | 7788.65 | 2022/23
86.99% | shoulder | 53 | 11029967-029 | 55827.3708 | 2023/24
99.44% | shoulder | 68 | 11029967-029 | 87751.006 | 2024/25
99.97% | shoulder | 82 | 11029967-029 | 115548.4875 | 2025/26
99.99% | shoulder | 86 | 11029967-029 | 126015.5787 | 2026/27
100% | shoulder | 89 | 11029967-029 | 138157.0371 | 2027/28
100% | shoulder | 92 | 11029967-029 | 142815.6626 | 2028/29
100% | shoulder | 94 | 11029967-029 | 145920.3509 | 2029/30
100% | shoulder | 95 | 11029967-029 | 147472.6951 | 2030/31
100% | shoulder | 95 | 11029967-029 | 147472.6951 | 2031/32
100% | shoulder | 98 | 11029967-029 | 152129.7276 | 2032/33
100% | shoulder | 101 | 11029967-029 | 156786.7601 | 2033/34
7.582% | summer | 24 | 11071485-034 | 1641.5346 | 2021/22
53.26% | summer | 34 | 11071485-034 | 19189.3794 | 2022/23
89.62% | summer | 44 | 11071485-034 | 44895.8598 | 2023/24
94.89% | summer | 56 | 11071485-034 | 64843.5413 | 2024/25
99.25% | summer | 68 | 11071485-034 | 89447.7005 | 2025/26
99.83% | summer | 72 | 11071485-034 | 99039.3022 | 2026/27
99.89% | summer | 75 | 11071485-034 | 109354.9801 | 2027/28
99.93% | summer | 78 | 11071485-034 | 113771.1355 | 2028/29
99.93% | summer | 80 | 11071485-034 | 116688.3441 | 2029/30
99.98% | summer | 81 | 11071485-034 | 118205.9209 | 2030/31
99.98% | summer | 81 | 11071485-034 | 118205.9209 | 2031/32
99.98% | summer | 83 | 11071485-034 | 121124.5856 | 2032/33
99.99% | summer | 85 | 11071485-034 | 124058.43 | 2033/34
0.7114% | winter | 24 | 11071485-034 | 49.9934 | 2021/22
20.19% | winter | 34 | 11071485-034 | 2361.6166 | 2022/23
71.16% | winter | 44 | 11071485-034 | 11570.4396 | 2023/24
93.57% | winter | 56 | 11071485-034 | 20753.6638 | 2024/25
97.65% | winter | 68 | 11071485-034 | 28567.0434 | 2025/26
99.47% | winter | 72 | 11071485-034 | 32032.2087 | 2026/27
99.78% | winter | 75 | 11071485-034 | 35456.2598 | 2027/28
99.92% | winter | 78 | 11071485-034 | 36924.5814 | 2028/29
99.92% | winter | 80 | 11071485-034 | 37871.3655 | 2029/30
99.96% | winter | 81 | 11071485-034 | 38360.2629 | 2030/31
99.96% | winter | 81 | 11071485-034 | 38360.2629 | 2031/32
99.96% | winter | 83 | 11071485-034 | 39307.4299 | 2032/33
99.98% | winter | 85 | 11071485-034 | 40263.5143 | 2033/34
7.005% | shoulder | 24 | 11071485-034 | 1612.821 | 2021/22
59.09% | shoulder | 34 | 11071485-034 | 22642.7226 | 2022/23
92.81% | shoulder | 44 | 11071485-034 | 49443.3848 | 2023/24
95.37% | shoulder | 56 | 11071485-034 | 69308.0262 | 2024/25
99.61% | shoulder | 68 | 11071485-034 | 95478.7896 | 2025/26
99.92% | shoulder | 72 | 11071485-034 | 105426.2172 | 2026/27
99.97% | shoulder | 75 | 11071485-034 | 116394.7912 | 2027/28
99.99% | shoulder | 78 | 11071485-034 | 121071.8994 | 2028/29
99.99% | shoulder | 80 | 11071485-034 | 124176.307 | 2029/30
99.99% | shoulder | 81 | 11071485-034 | 125730.0319 | 2030/31
99.99% | shoulder | 81 | 11071485-034 | 125730.0319 | 2031/32
99.99% | shoulder | 83 | 11071485-034 | 128834.4771 | 2032/33
100% | shoulder | 85 | 11071485-034 | 131944.0879 | 2033/34
0.4138% | summer | 35 | 11030828-028 | 130.6646 | 2021/22
24.93% | summer | 53 | 11030828-028 | 14000.1175 | 2022/23
77.42% | summer | 72 | 11030828-028 | 63467.2615 | 2023/24
96.21% | summer | 93 | 11030828-028 | 109187.1345 | 2024/25
99.35% | summer | 113 | 11030828-028 | 148796.3339 | 2025/26
99.63% | summer | 119 | 11030828-028 | 163364.2757 | 2026/27
99.91% | summer | 123 | 11030828-028 | 179375.9441 | 2027/28
99.94% | summer | 127 | 11030828-028 | 185265.7926 | 2028/29
99.98% | summer | 130 | 11030828-028 | 189715.1637 | 2029/30
99.99% | summer | 132 | 11030828-028 | 192656.621 | 2030/31
99.99% | summer | 132 | 11030828-028 | 192656.621 | 2031/32
99.99% | summer | 135 | 11030828-028 | 197035.5789 | 2032/33
99.99% | summer | 138 | 11030828-028 | 201425.4967 | 2033/34
0.1253% | winter | 35 | 11030828-028 | 12.8382 | 2021/22
6.065% | winter | 53 | 11030828-028 | 1105.6376 | 2022/23
55.29% | winter | 72 | 11030828-028 | 14712.4926 | 2023/24
94.19% | winter | 93 | 11030828-028 | 34695.8452 | 2024/25
99.56% | winter | 113 | 11030828-028 | 48398.6312 | 2025/26
99.82% | winter | 119 | 11030828-028 | 53125.6672 | 2026/27
99.95% | winter | 123 | 11030828-028 | 58244.0421 | 2027/28
99.97% | winter | 127 | 11030828-028 | 60152.7756 | 2028/29
99.99% | winter | 130 | 11030828-028 | 61587.0069 | 2029/30
100% | winter | 132 | 11030828-028 | 62538.711 | 2030/31
100% | winter | 132 | 11030828-028 | 62538.711 | 2031/32
100% | winter | 135 | 11030828-028 | 63960.595 | 2032/33
100% | winter | 138 | 11030828-028 | 65381.9416 | 2033/34
0.5625% | shoulder | 35 | 11030828-028 | 188.8563 | 2021/22
28.12% | shoulder | 53 | 11030828-028 | 16795.5079 | 2022/23
84.97% | shoulder | 72 | 11030828-028 | 74075.605 | 2023/24
98.31% | shoulder | 93 | 11030828-028 | 118649.9548 | 2024/25
99.74% | shoulder | 113 | 11030828-028 | 158869.8607 | 2025/26
99.84% | shoulder | 119 | 11030828-028 | 174101.9996 | 2026/27
99.9% | shoulder | 123 | 11030828-028 | 190745.4719 | 2027/28
99.93% | shoulder | 127 | 11030828-028 | 197000.861 | 2028/29
99.95% | shoulder | 130 | 11030828-028 | 201699.1404 | 2029/30
99.96% | shoulder | 132 | 11030828-028 | 204837.1457 | 2030/31
99.96% | shoulder | 132 | 11030828-028 | 204837.1457 | 2031/32
99.97% | shoulder | 135 | 11030828-028 | 209496.6955 | 2032/33
99.98% | shoulder | 138 | 11030828-028 | 214173.5076 | 2033/34
0% | summer | 26 | 11027855-037 | 0 | 2021/22
0% | summer | 37 | 11027855-037 | 0 | 2022/23
0% | summer | 49 | 11027855-037 | 0 | 2023/24
1.09% | summer | 63 | 11027855-037 | 837.9748 | 2024/25
30.82% | summer | 77 | 11027855-037 | 31455.4093 | 2025/26
43.73% | summer | 81 | 11027855-037 | 48806.8241 | 2026/27
57.51% | summer | 84 | 11027855-037 | 70511.852 | 2027/28
70.23% | summer | 87 | 11027855-037 | 89190.2479 | 2028/29
79.76% | summer | 89 | 11027855-037 | 103622.8347 | 2029/30
79.76% | summer | 90 | 11027855-037 | 104787.1362 | 2030/31
79.76% | summer | 90 | 11027855-037 | 104787.1362 | 2031/32
86.54% | summer | 92 | 11027855-037 | 116222.4246 | 2032/33
86.54% | summer | 94 | 11027855-037 | 118748.999 | 2033/34
0% | winter | 26 | 11027855-037 | 0 | 2021/22
0% | winter | 37 | 11027855-037 | 0 | 2022/23
0% | winter | 49 | 11027855-037 | 0 | 2023/24
0.1599% | winter | 63 | 11027855-037 | 39.905 | 2024/25
14.04% | winter | 77 | 11027855-037 | 4652.2832 | 2025/26
23.17% | winter | 81 | 11027855-037 | 8395.3164 | 2026/27
34.31% | winter | 84 | 11027855-037 | 13653.0911 | 2027/28
45.94% | winter | 87 | 11027855-037 | 18935.9564 | 2028/29
56.58% | winter | 89 | 11027855-037 | 23859.3784 | 2029/30
56.58% | winter | 90 | 11027855-037 | 24127.4613 | 2030/31
56.58% | winter | 90 | 11027855-037 | 24127.4613 | 2031/32
66.14% | winter | 92 | 11027855-037 | 28828.5057 | 2032/33
66.14% | winter | 94 | 11027855-037 | 29455.2124 | 2033/34
0% | shoulder | 26 | 11027855-037 | 0 | 2021/22
0% | shoulder | 37 | 11027855-037 | 0 | 2022/23
0.01284% | shoulder | 49 | 11027855-037 | 7.6197 | 2023/24
1% | shoulder | 63 | 11027855-037 | 817.6763 | 2024/25
32.48% | shoulder | 77 | 11027855-037 | 35248.8513 | 2025/26
47.04% | shoulder | 81 | 11027855-037 | 55838.7503 | 2026/27
62.61% | shoulder | 84 | 11027855-037 | 81637.9421 | 2027/28
76.41% | shoulder | 87 | 11027855-037 | 103190.24 | 2028/29
86.05% | shoulder | 89 | 11027855-037 | 118892.1508 | 2029/30
86.05% | shoulder | 90 | 11027855-037 | 120228.0177 | 2030/31
86.05% | shoulder | 90 | 11027855-037 | 120228.0177 | 2031/32
92.63% | shoulder | 92 | 11027855-037 | 132294.4399 | 2032/33
92.63% | shoulder | 94 | 11027855-037 | 135170.406 | 2033/34
0% | summer | 12 | 11056249-029 | 0 | 2020/21
0.04763% | summer | 19 | 11056249-029 | 9.5901 | 2021/22
0.3926% | summer | 27 | 11056249-029 | 120.7025 | 2022/23
4.623% | summer | 36 | 11056249-029 | 2031.007 | 2023/24
19.58% | summer | 45 | 11056249-029 | 11675.5003 | 2024/25
27.4% | summer | 48 | 11056249-029 | 18123.9602 | 2025/26
38.11% | summer | 50 | 11056249-029 | 27813.5614 | 2026/27
50.04% | summer | 52 | 11056249-029 | 37985.5822 | 2027/28
50.04% | summer | 53 | 11056249-029 | 38716.0742 | 2028/29
50.04% | summer | 54 | 11056249-029 | 39446.5662 | 2029/30
50.04% | summer | 54 | 11056249-029 | 39446.5662 | 2030/31
61.27% | summer | 56 | 11056249-029 | 50082.8628 | 2031/32
70.98% | summer | 58 | 11056249-029 | 60090.0066 | 2032/33
0% | winter | 12 | 11056249-029 | 0 | 2020/21
0% | winter | 19 | 11056249-029 | 0 | 2021/22
0% | winter | 27 | 11056249-029 | 0 | 2022/23
0% | winter | 36 | 11056249-029 | 0 | 2023/24
0% | winter | 45 | 11056249-029 | 0 | 2024/25
0% | winter | 48 | 11056249-029 | 0 | 2025/26
0% | winter | 50 | 11056249-029 | 0 | 2026/27
0% | winter | 52 | 11056249-029 | 0 | 2027/28
0% | winter | 53 | 11056249-029 | 0 | 2028/29
0% | winter | 54 | 11056249-029 | 0 | 2029/30
0% | winter | 54 | 11056249-029 | 0 | 2030/31
0% | winter | 56 | 11056249-029 | 0 | 2031/32
0% | winter | 58 | 11056249-029 | 0 | 2032/33
0.01739% | shoulder | 12 | 11056249-029 | 2.0018 | 2020/21
0.5252% | shoulder | 19 | 11056249-029 | 112.464 | 2021/22
1.916% | shoulder | 27 | 11056249-029 | 626.5118 | 2022/23
6.943% | shoulder | 36 | 11056249-029 | 3243.6925 | 2023/24
25.56% | shoulder | 45 | 11056249-029 | 16215.1658 | 2024/25
36.36% | shoulder | 48 | 11056249-029 | 25574.8046 | 2025/26
51.03% | shoulder | 50 | 11056249-029 | 39605.2094 | 2026/27
66.02% | shoulder | 52 | 11056249-029 | 53294.1371 | 2027/28
66.02% | shoulder | 53 | 11056249-029 | 54319.0243 | 2028/29
66.02% | shoulder | 54 | 11056249-029 | 55343.9116 | 2029/30
66.02% | shoulder | 54 | 11056249-029 | 55343.9116 | 2030/31
79.14% | shoulder | 56 | 11056249-029 | 68795.7708 | 2031/32
88.9% | shoulder | 58 | 11056249-029 | 80040.764 | 2032/33
2.046% | summer | 25 | 11029956-028 | 461.3647 | 2021/22
16.78% | summer | 33 | 11029956-028 | 5867.1709 | 2022/23
64.07% | summer | 42 | 11029956-028 | 30637.075 | 2023/24
91.32% | summer | 52 | 11029956-028 | 57950.8117 | 2024/25
98.6% | summer | 62 | 11029956-028 | 81023.1979 | 2025/26
99.11% | summer | 65 | 11029956-028 | 88768.8159 | 2026/27
99.11% | summer | 67 | 11029956-028 | 96928.1399 | 2027/28
99.44% | summer | 69 | 11029956-028 | 100151.8196 | 2028/29
99.44% | summer | 70 | 11029956-028 | 101603.2953 | 2029/30
99.59% | summer | 71 | 11029956-028 | 103214.1174 | 2030/31
99.59% | summer | 71 | 11029956-028 | 103214.1174 | 2031/32
99.59% | summer | 73 | 11029956-028 | 106121.5573 | 2032/33
99.82% | summer | 75 | 11029956-028 | 109278.7126 | 2033/34
0.5672% | winter | 25 | 11029956-028 | 41.5157 | 2021/22
2.425% | winter | 33 | 11029956-028 | 275.2438 | 2022/23
24.62% | winter | 42 | 11029956-028 | 3821.1568 | 2023/24
71.02% | winter | 52 | 11029956-028 | 14627.0678 | 2024/25
96.23% | winter | 62 | 11029956-028 | 25665.6215 | 2025/26
98.18% | winter | 65 | 11029956-028 | 28543.3552 | 2026/27
98.18% | winter | 67 | 11029956-028 | 31166.9622 | 2027/28
99.18% | winter | 69 | 11029956-028 | 32421.2952 | 2028/29
99.18% | winter | 70 | 11029956-028 | 32891.169 | 2029/30
99.59% | winter | 71 | 11029956-028 | 33501.8801 | 2030/31
99.59% | winter | 71 | 11029956-028 | 33501.8801 | 2031/32
99.59% | winter | 73 | 11029956-028 | 34445.595 | 2032/33
99.83% | winter | 75 | 11029956-028 | 35473.7448 | 2033/34
2.131% | shoulder | 25 | 11029956-028 | 511.0005 | 2021/22
18.96% | shoulder | 33 | 11029956-028 | 7050.6647 | 2022/23
72.75% | shoulder | 42 | 11029956-028 | 36997.8906 | 2023/24
95.4% | shoulder | 52 | 11029956-028 | 64380.0687 | 2024/25
99.41% | shoulder | 62 | 11029956-028 | 86872.6919 | 2025/26
99.67% | shoulder | 65 | 11029956-028 | 94938.6603 | 2026/27
99.67% | shoulder | 67 | 11029956-028 | 103665.0952 | 2027/28
99.82% | shoulder | 69 | 11029956-028 | 106916.0055 | 2028/29
99.82% | shoulder | 70 | 11029956-028 | 108465.5129 | 2029/30
99.9% | shoulder | 71 | 11029956-028 | 110111.285 | 2030/31
99.9% | shoulder | 71 | 11029956-028 | 110111.285 | 2031/32
99.9% | shoulder | 73 | 11029956-028 | 113213.0114 | 2032/33
99.96% | shoulder | 75 | 11029956-028 | 116381.682 | 2033/34
0.3284% | summer | 22 | 11056133-037 | 65.1677 | 2021/22
9.704% | summer | 29 | 11056133-037 | 2982.1812 | 2022/23
36.33% | summer | 37 | 11056133-037 | 15306.0136 | 2023/24
84.12% | summer | 46 | 11056133-037 | 47222.422 | 2024/25
97.68% | summer | 55 | 11056133-037 | 71205.8252 | 2025/26
98.61% | summer | 58 | 11056133-037 | 78806.9758 | 2026/27
99.16% | summer | 60 | 11056133-037 | 86845.0035 | 2027/28
99.42% | summer | 62 | 11056133-037 | 89978.2685 | 2028/29
99.42% | summer | 63 | 11056133-037 | 91429.5309 | 2029/30
99.42% | summer | 64 | 11056133-037 | 92880.7932 | 2030/31
99.42% | summer | 64 | 11056133-037 | 92880.7932 | 2031/32
99.65% | summer | 66 | 11056133-037 | 96004.4156 | 2032/33
99.87% | summer | 68 | 11056133-037 | 99128.9561 | 2033/34
0.008175% | winter | 22 | 11056133-037 | 0.52661 | 2021/22
1.475% | winter | 29 | 11056133-037 | 147.1212 | 2022/23
13.38% | winter | 37 | 11056133-037 | 1828.8683 | 2023/24
68.94% | winter | 46 | 11056133-037 | 12560.348 | 2024/25
97.63% | winter | 55 | 11056133-037 | 23100.1952 | 2025/26
99.24% | winter | 58 | 11056133-037 | 25743.8211 | 2026/27
99.8% | winter | 60 | 11056133-037 | 28370.8514 | 2027/28
99.98% | winter | 62 | 11056133-037 | 29367.6031 | 2028/29
99.98% | winter | 63 | 11056133-037 | 29841.2741 | 2029/30
99.98% | winter | 64 | 11056133-037 | 30314.9451 | 2030/31
99.98% | winter | 64 | 11056133-037 | 30314.9451 | 2031/32
100% | winter | 66 | 11056133-037 | 31269.6242 | 2032/33
100% | winter | 68 | 11056133-037 | 32217.1886 | 2033/34
0.5682% | shoulder | 22 | 11056133-037 | 119.9138 | 2021/22
11.2% | shoulder | 29 | 11056133-037 | 3659.0805 | 2022/23
53.12% | shoulder | 37 | 11056133-037 | 23797.3869 | 2023/24
96.51% | shoulder | 46 | 11056133-037 | 57616.0515 | 2024/25
99.44% | shoulder | 55 | 11056133-037 | 77087.0001 | 2025/26
99.64% | shoulder | 58 | 11056133-037 | 84689.8498 | 2026/27
99.83% | shoulder | 60 | 11056133-037 | 92981.0389 | 2027/28
99.91% | shoulder | 62 | 11056133-037 | 96162.4525 | 2028/29
99.91% | shoulder | 63 | 11056133-037 | 97713.4598 | 2029/30
99.91% | shoulder | 64 | 11056133-037 | 99264.4671 | 2030/31
99.91% | shoulder | 64 | 11056133-037 | 99264.4671 | 2031/32
99.98% | shoulder | 66 | 11056133-037 | 102431.2872 | 2032/33
99.99% | shoulder | 68 | 11056133-037 | 105550.029 | 2033/34
12.38% | summer | 20 | 40729102-011 | 2233.697 | 2021/22
49.03% | summer | 29 | 40729102-011 | 15068.4516 | 2022/23
77.41% | summer | 39 | 40729102-011 | 34374.5241 | 2023/24
92.39% | summer | 50 | 40729102-011 | 56372.2229 | 2024/25
95.77% | summer | 61 | 40729102-011 | 77429.8509 | 2025/26
97.18% | summer | 65 | 40729102-011 | 87040.7162 | 2026/27
97.78% | summer | 68 | 40729102-011 | 97050.9939 | 2027/28
97.78% | summer | 70 | 40729102-011 | 99905.4349 | 2028/29
98.31% | summer | 72 | 40729102-011 | 103317.7725 | 2029/30
98.31% | summer | 73 | 40729102-011 | 104752.7416 | 2030/31
98.31% | summer | 73 | 40729102-011 | 104752.7416 | 2031/32
98.69% | summer | 75 | 40729102-011 | 108045.0359 | 2032/33
99.27% | summer | 77 | 40729102-011 | 111578.4363 | 2033/34
21.61% | winter | 20 | 40729102-011 | 1265.3684 | 2021/22
58.14% | winter | 29 | 40729102-011 | 5799.0836 | 2022/23
82.98% | winter | 39 | 40729102-011 | 11959.1582 | 2023/24
97.36% | winter | 50 | 40729102-011 | 19281.1816 | 2024/25
99.78% | winter | 61 | 40729102-011 | 26184.0933 | 2025/26
99.99% | winter | 65 | 40729102-011 | 29069.4624 | 2026/27
100% | winter | 68 | 40729102-011 | 32217.1886 | 2027/28
100% | winter | 70 | 40729102-011 | 33164.753 | 2028/29
100% | winter | 72 | 40729102-011 | 34112.3174 | 2029/30
100% | winter | 73 | 40729102-011 | 34586.0995 | 2030/31
100% | winter | 73 | 40729102-011 | 34586.0995 | 2031/32
100% | winter | 75 | 40729102-011 | 35533.6639 | 2032/33
100% | winter | 77 | 40729102-011 | 36481.2283 | 2033/34
28.29% | shoulder | 20 | 40729102-011 | 5427.9301 | 2021/22
72.34% | shoulder | 29 | 40729102-011 | 23643.6704 | 2022/23
92.67% | shoulder | 39 | 40729102-011 | 43759.581 | 2023/24
97.38% | shoulder | 50 | 40729102-011 | 63186.2421 | 2024/25
98.34% | shoulder | 61 | 40729102-011 | 84551.2341 | 2025/26
98.74% | shoulder | 65 | 40729102-011 | 94050.4971 | 2026/27
98.94% | shoulder | 68 | 40729102-011 | 104439.5771 | 2027/28
98.94% | shoulder | 70 | 40729102-011 | 107511.3293 | 2028/29
99.13% | shoulder | 72 | 40729102-011 | 110792.2883 | 2029/30
99.13% | shoulder | 73 | 40729102-011 | 112331.0701 | 2030/31
99.13% | shoulder | 73 | 40729102-011 | 112331.0701 | 2031/32
99.33% | shoulder | 75 | 40729102-011 | 115650.2219 | 2032/33
99.47% | shoulder | 77 | 40729102-011 | 118899.4281 | 2033/34
0.09851% | summer | 10 | 11031686-038 | 8.8862 | 2021/22
0% | summer | 23 | 11031686-038 | 0 | 2022/23
0% | summer | 37 | 11031686-038 | 0 | 2023/24
3.924% | summer | 53 | 11031686-038 | 2537.8176 | 2024/25
89.8% | summer | 69 | 11031686-038 | 82121.1822 | 2025/26
99.34% | summer | 74 | 11031686-038 | 101290.2699 | 2026/27
100% | summer | 78 | 11031686-038 | 113855.8388 | 2027/28
100% | summer | 81 | 11031686-038 | 118234.9095 | 2028/29
100% | summer | 83 | 11031686-038 | 121154.29 | 2029/30
100% | summer | 85 | 11031686-038 | 124073.6705 | 2030/31
100% | summer | 86 | 11031686-038 | 125533.3607 | 2031/32
100% | summer | 89 | 11031686-038 | 129912.4314 | 2032/33
100% | summer | 92 | 11031686-038 | 134291.5022 | 2033/34
1.336% | winter | 10 | 11031686-038 | 39.1102 | 2021/22
0% | winter | 23 | 11031686-038 | 0 | 2022/23
0% | winter | 37 | 11031686-038 | 0 | 2023/24
13.4% | winter | 53 | 11031686-038 | 2813.3182 | 2024/25
97.17% | winter | 69 | 11031686-038 | 28844.122 | 2025/26
99.56% | winter | 74 | 11031686-038 | 32950.1708 | 2026/27
100% | winter | 78 | 11031686-038 | 36955.0105 | 2027/28
100% | winter | 81 | 11031686-038 | 38376.357 | 2028/29
100% | winter | 83 | 11031686-038 | 39323.9214 | 2029/30
100% | winter | 85 | 11031686-038 | 40271.4858 | 2030/31
100% | winter | 86 | 11031686-038 | 40745.268 | 2031/32
100% | winter | 89 | 11031686-038 | 42166.6145 | 2032/33
100% | winter | 92 | 11031686-038 | 43587.9611 | 2033/34
1.126% | shoulder | 10 | 11031686-038 | 108.0618 | 2021/22
0% | shoulder | 23 | 11031686-038 | 0 | 2022/23
0% | shoulder | 37 | 11031686-038 | 0 | 2023/24
9.142% | shoulder | 53 | 11031686-038 | 6288.3257 | 2024/25
96.42% | shoulder | 69 | 11031686-038 | 93779.902 | 2025/26
99.81% | shoulder | 74 | 11031686-038 | 108238.2577 | 2026/27
99.89% | shoulder | 78 | 11031686-038 | 120946.7509 | 2027/28
100% | shoulder | 81 | 11031686-038 | 125739.8769 | 2028/29
100% | shoulder | 83 | 11031686-038 | 128844.5652 | 2029/30
100% | shoulder | 85 | 11031686-038 | 131949.2535 | 2030/31
100% | shoulder | 86 | 11031686-038 | 133501.5977 | 2031/32
100% | shoulder | 89 | 11031686-038 | 138158.6301 | 2032/33
100% | shoulder | 92 | 11031686-038 | 142815.6626 | 2033/34
0% | summer | 14 | 11032907-037 | 0 | 2019/20
0% | summer | 20 | 11032907-037 | 0 | 2020/21
0% | summer | 26 | 11032907-037 | 0 | 2021/22
0.1255% | summer | 33 | 11032907-037 | 50.5252 | 2022/23
11.14% | summer | 40 | 11032907-037 | 5903.8887 | 2023/24
11.14% | summer | 42 | 11032907-037 | 6444.8618 | 2024/25
28.24% | summer | 44 | 11032907-037 | 18136.8235 | 2025/26
47.99% | summer | 46 | 11032907-037 | 32220.1358 | 2026/27
47.99% | summer | 47 | 11032907-037 | 32920.5735 | 2027/28
47.99% | summer | 48 | 11032907-037 | 33621.0112 | 2028/29
47.99% | summer | 48 | 11032907-037 | 33621.0112 | 2029/30
68.08% | summer | 49 | 11032907-037 | 48692.6511 | 2030/31
68.08% | summer | 50 | 11032907-037 | 49686.3786 | 2031/32
0% | winter | 14 | 11032907-037 | 0 | 2019/20
0% | winter | 20 | 11032907-037 | 0 | 2020/21
0% | winter | 26 | 11032907-037 | 0 | 2021/22
0.1766% | winter | 33 | 11032907-037 | 23.089 | 2022/23
11.93% | winter | 40 | 11032907-037 | 2053.6158 | 2023/24
11.93% | winter | 42 | 11032907-037 | 2241.7885 | 2024/25
28.75% | winter | 44 | 11032907-037 | 5992.9059 | 2025/26
48.1% | winter | 46 | 11032907-037 | 10482.6955 | 2026/27
48.1% | winter | 47 | 11032907-037 | 10710.5802 | 2027/28
48.1% | winter | 48 | 11032907-037 | 10938.4649 | 2028/29
48.1% | winter | 48 | 11032907-037 | 10938.4649 | 2029/30
67.6% | winter | 49 | 11032907-037 | 15692.8001 | 2030/31
67.6% | winter | 50 | 11032907-037 | 16013.0614 | 2031/32
0% | shoulder | 14 | 11032907-037 | 0 | 2019/20
0% | shoulder | 20 | 11032907-037 | 0 | 2020/21
0.04161% | shoulder | 26 | 11032907-037 | 13.0997 | 2021/22
0.5807% | shoulder | 33 | 11032907-037 | 248.6808 | 2022/23
16.89% | shoulder | 40 | 11032907-037 | 9524.4916 | 2023/24
16.89% | shoulder | 42 | 11032907-037 | 10397.2204 | 2024/25
38.74% | shoulder | 44 | 11032907-037 | 26457.7663 | 2025/26
62.91% | shoulder | 46 | 11032907-037 | 44920.862 | 2026/27
62.91% | shoulder | 47 | 11032907-037 | 45897.4024 | 2027/28
62.91% | shoulder | 48 | 11032907-037 | 46873.9429 | 2028/29
62.91% | shoulder | 48 | 11032907-037 | 46873.9429 | 2029/30
82.86% | shoulder | 49 | 11032907-037 | 63028.6772 | 2030/31
82.86% | shoulder | 50 | 11032907-037 | 64314.9767 | 2031/32
0% | summer | 17 | 11075694-021 | 0 | 2021/22
0% | summer | 40 | 11075694-021 | 0 | 2022/23
37.52% | summer | 63 | 11075694-021 | 26909.9309 | 2023/24
94.54% | summer | 87 | 11075694-021 | 100374.6619 | 2024/25
100% | summer | 107 | 11075694-021 | 141817.6651 | 2025/26
100% | summer | 112 | 11075694-021 | 154330.1298 | 2026/27
100% | summer | 116 | 11075694-021 | 169324.068 | 2027/28
100% | summer | 119 | 11075694-021 | 173703.1387 | 2028/29
100% | summer | 121 | 11075694-021 | 176622.5192 | 2029/30
100% | summer | 123 | 11075694-021 | 179541.8996 | 2030/31
100% | summer | 124 | 11075694-021 | 181001.5899 | 2031/32
100% | summer | 127 | 11075694-021 | 185380.6606 | 2032/33
100% | summer | 129 | 11075694-021 | 188300.0411 | 2033/34
0% | winter | 17 | 11075694-021 | 0 | 2021/22
0% | winter | 40 | 11075694-021 | 0 | 2022/23
24.01% | winter | 63 | 11075694-021 | 5589.9245 | 2023/24
97% | winter | 87 | 11075694-021 | 33423.9683 | 2024/25
100% | winter | 107 | 11075694-021 | 46030.782 | 2025/26
100% | winter | 112 | 11075694-021 | 50092.0429 | 2026/27
100% | winter | 116 | 11075694-021 | 54958.7335 | 2027/28
100% | winter | 119 | 11075694-021 | 56380.0801 | 2028/29
100% | winter | 121 | 11075694-021 | 57327.6444 | 2029/30
100% | winter | 123 | 11075694-021 | 58275.2088 | 2030/31
100% | winter | 124 | 11075694-021 | 58748.991 | 2031/32
100% | winter | 127 | 11075694-021 | 60170.3376 | 2032/33
100% | winter | 129 | 11075694-021 | 61117.9019 | 2033/34
0% | shoulder | 17 | 11075694-021 | 0 | 2021/22
0.03559% | shoulder | 40 | 11075694-021 | 16.0419 | 2022/23
20.04% | shoulder | 63 | 11075694-021 | 15287.8115 | 2023/24
89.41% | shoulder | 87 | 11075694-021 | 100947.9515 | 2024/25
100% | shoulder | 107 | 11075694-021 | 150819.5491 | 2025/26
100% | shoulder | 112 | 11075694-021 | 164126.2432 | 2026/27
100% | shoulder | 116 | 11075694-021 | 180071.9224 | 2027/28
100% | shoulder | 119 | 11075694-021 | 184728.9549 | 2028/29
100% | shoulder | 121 | 11075694-021 | 187833.6432 | 2029/30
100% | shoulder | 123 | 11075694-021 | 190938.3316 | 2030/31
100% | shoulder | 124 | 11075694-021 | 192490.6757 | 2031/32
100% | shoulder | 127 | 11075694-021 | 197147.7082 | 2032/33
100% | shoulder | 129 | 11075694-021 | 200252.3965 | 2033/34
4.329% | summer | 17 | 11031466-011 | 663.8751 | 2021/22
40.06% | summer | 26 | 11031466-011 | 11037.455 | 2022/23
78.34% | summer | 36 | 11031466-011 | 32111.9345 | 2023/24
94.34% | summer | 48 | 11031466-011 | 55261.2664 | 2024/25
98.47% | summer | 59 | 11031466-011 | 77000.1768 | 2025/26
98.91% | summer | 63 | 11031466-011 | 85861.8535 | 2026/27
99.31% | summer | 66 | 11031466-011 | 95676.4533 | 2027/28
99.71% | summer | 68 | 11031466-011 | 98972.0352 | 2028/29
99.71% | summer | 70 | 11031466-011 | 101882.9774 | 2029/30
99.96% | summer | 71 | 11031466-011 | 103597.1703 | 2030/31
99.96% | summer | 71 | 11031466-011 | 103597.1703 | 2031/32
99.96% | summer | 73 | 11031466-011 | 106515.4005 | 2032/33
99.99% | summer | 75 | 11031466-011 | 109462.6893 | 2033/34
8.203% | winter | 17 | 11031466-011 | 408.3123 | 2021/22
54.27% | winter | 26 | 11031466-011 | 4853.279 | 2022/23
91.12% | winter | 36 | 11031466-011 | 12122.7138 | 2023/24
99.82% | winter | 48 | 11031466-011 | 18977.7737 | 2024/25
100% | winter | 59 | 11031466-011 | 25381.4592 | 2025/26
100% | winter | 63 | 11031466-011 | 28176.7741 | 2026/27
100% | winter | 66 | 11031466-011 | 31269.6242 | 2027/28
100% | winter | 68 | 11031466-011 | 32217.1886 | 2028/29
100% | winter | 70 | 11031466-011 | 33164.753 | 2029/30
100% | winter | 71 | 11031466-011 | 33638.5352 | 2030/31
100% | winter | 71 | 11031466-011 | 33638.5352 | 2031/32
100% | winter | 73 | 11031466-011 | 34586.0995 | 2032/33
100% | winter | 75 | 11031466-011 | 35533.6639 | 2033/34
12.41% | shoulder | 17 | 11031466-011 | 2023.5626 | 2021/22
69.16% | shoulder | 26 | 11031466-011 | 20265.9716 | 2022/23
94.25% | shoulder | 36 | 11031466-011 | 41081.5026 | 2023/24
98.26% | shoulder | 48 | 11031466-011 | 61208.9799 | 2024/25
99.4% | shoulder | 59 | 11031466-011 | 82661.3722 | 2025/26
99.65% | shoulder | 63 | 11031466-011 | 91993.3436 | 2026/27
99.72% | shoulder | 66 | 11031466-011 | 102170.3268 | 2027/28
99.8% | shoulder | 68 | 11031466-011 | 105343.8045 | 2028/29
99.8% | shoulder | 70 | 11031466-011 | 108442.1517 | 2029/30
99.88% | shoulder | 71 | 11031466-011 | 110079.8047 | 2030/31
99.88% | shoulder | 71 | 11031466-011 | 110079.8047 | 2031/32
99.88% | shoulder | 73 | 11031466-011 | 113180.6443 | 2032/33
99.91% | shoulder | 75 | 11031466-011 | 116320.6447 | 2033/34
0.1878% | summer | 18 | 153572090-033 | 30.4882 | 2021/22
17.73% | summer | 36 | 153572090-033 | 6764.2913 | 2022/23
81.99% | summer | 56 | 153572090-033 | 52277.8677 | 2023/24
97.32% | summer | 79 | 153572090-033 | 93823.8788 | 2024/25
99.34% | summer | 102 | 153572090-033 | 134302.7187 | 2025/26
99.54% | summer | 109 | 153572090-033 | 149504.8425 | 2026/27
99.62% | summer | 114 | 153572090-033 | 165771.024 | 2027/28
99.8% | summer | 119 | 153572090-033 | 173352.6121 | 2028/29
99.89% | summer | 122 | 153572090-033 | 177883.2494 | 2029/30
99.95% | summer | 124 | 153572090-033 | 180915.0277 | 2030/31
99.95% | summer | 125 | 153572090-033 | 182374.0198 | 2031/32
99.95% | summer | 129 | 153572090-033 | 188209.9885 | 2032/33
100% | summer | 133 | 153572090-033 | 194138.8021 | 2033/34
0.1865% | winter | 18 | 153572090-033 | 9.8307 | 2021/22
28.54% | winter | 36 | 153572090-033 | 3533.5855 | 2022/23
77.24% | winter | 56 | 153572090-033 | 15983.8101 | 2023/24
99.49% | winter | 79 | 153572090-033 | 31130.2821 | 2024/25
100% | winter | 102 | 153572090-033 | 43879.8109 | 2025/26
100% | winter | 109 | 153572090-033 | 48750.2918 | 2026/27
100% | winter | 114 | 153572090-033 | 54011.1691 | 2027/28
100% | winter | 119 | 153572090-033 | 56380.0801 | 2028/29
100% | winter | 122 | 153572090-033 | 57801.4266 | 2029/30
100% | winter | 124 | 153572090-033 | 58748.991 | 2030/31
100% | winter | 125 | 153572090-033 | 59222.7732 | 2031/32
100% | winter | 129 | 153572090-033 | 61117.9019 | 2032/33
100% | winter | 133 | 153572090-033 | 63013.0307 | 2033/34
0.6838% | shoulder | 18 | 153572090-033 | 118.0823 | 2021/22
37.83% | shoulder | 36 | 153572090-033 | 15348.5504 | 2022/23
93% | shoulder | 56 | 153572090-033 | 63059.9431 | 2023/24
99.41% | shoulder | 79 | 153572090-033 | 101917.6251 | 2024/25
99.91% | shoulder | 102 | 153572090-033 | 143637.4276 | 2025/26
99.98% | shoulder | 109 | 153572090-033 | 159693.175 | 2026/27
99.98% | shoulder | 114 | 153572090-033 | 176926.813 | 2027/28
99.99% | shoulder | 119 | 153572090-033 | 184719.603 | 2028/29
100% | shoulder | 122 | 153572090-033 | 189385.9874 | 2029/30
100% | shoulder | 124 | 153572090-033 | 192490.6757 | 2030/31
100% | shoulder | 125 | 153572090-033 | 194043.0199 | 2031/32
100% | shoulder | 129 | 153572090-033 | 200252.3965 | 2032/33
100% | shoulder | 133 | 153572090-033 | 206461.7731 | 2033/34
0% | summer | 7 | 11032236-022 | 0 | 2019/20
0% | summer | 12 | 11032236-022 | 0 | 2020/21
0.1524% | summer | 18 | 11032236-022 | 31.2307 | 2021/22
9.767% | summer | 25 | 11032236-022 | 2979.7973 | 2022/23
33.78% | summer | 32 | 11032236-022 | 14326.2145 | 2023/24
47.27% | summer | 34 | 11032236-022 | 22145.6152 | 2024/25
47.27% | summer | 36 | 11032236-022 | 24839.2992 | 2025/26
59.93% | summer | 37 | 11032236-022 | 32365.5939 | 2026/27
59.93% | summer | 38 | 11032236-022 | 33240.3397 | 2027/28
59.93% | summer | 39 | 11032236-022 | 34115.0855 | 2028/29
59.93% | summer | 39 | 11032236-022 | 34115.0855 | 2029/30
70.36% | summer | 40 | 11032236-022 | 41078.9741 | 2030/31
70.36% | summer | 41 | 11032236-022 | 42105.9485 | 2031/32
0% | winter | 7 | 11032236-022 | 0 | 2019/20
0% | winter | 12 | 11032236-022 | 0 | 2020/21
1.342% | winter | 18 | 11032236-022 | 89.2597 | 2021/22
16.51% | winter | 25 | 11032236-022 | 1635.031 | 2022/23
39.17% | winter | 32 | 11032236-022 | 5392.8537 | 2023/24
52.14% | winter | 34 | 11032236-022 | 7928.5181 | 2024/25
52.14% | winter | 36 | 11032236-022 | 8892.9042 | 2025/26
64.55% | winter | 37 | 11032236-022 | 11315.0302 | 2026/27
64.55% | winter | 38 | 11032236-022 | 11620.8418 | 2027/28
64.55% | winter | 39 | 11032236-022 | 11926.6535 | 2028/29
64.55% | winter | 39 | 11032236-022 | 11926.6535 | 2029/30
73.81% | winter | 40 | 11032236-022 | 13987.219 | 2030/31
73.81% | winter | 41 | 11032236-022 | 14336.8995 | 2031/32
0.01695% | shoulder | 7 | 11032236-022 | 1.1385 | 2019/20
0.06632% | shoulder | 12 | 11032236-022 | 8.9692 | 2020/21
0.9953% | shoulder | 18 | 11032236-022 | 216.9254 | 2021/22
18.58% | shoulder | 25 | 11032236-022 | 6028.8824 | 2022/23
45.48% | shoulder | 32 | 11032236-022 | 20512.779 | 2023/24
59.97% | shoulder | 34 | 11032236-022 | 29881.613 | 2024/25
59.97% | shoulder | 36 | 11032236-022 | 33516.2658 | 2025/26
70.69% | shoulder | 37 | 11032236-022 | 40603.7768 | 2026/27
70.69% | shoulder | 38 | 11032236-022 | 41701.1762 | 2027/28
70.69% | shoulder | 39 | 11032236-022 | 42798.5755 | 2028/29
70.69% | shoulder | 39 | 11032236-022 | 42798.5755 | 2029/30
79.49% | shoulder | 40 | 11032236-022 | 49355.2415 | 2030/31
79.49% | shoulder | 41 | 11032236-022 | 50589.1226 | 2031/32
0.1092% | summer | 11 | 145235671-011 | 10.8323 | 2021/22
0.5606% | summer | 16 | 145235671-011 | 95.059 | 2022/23
5.801% | summer | 22 | 145235671-011 | 1453.1472 | 2023/24
50.8% | summer | 29 | 145235671-011 | 17977.9324 | 2024/25
81.5% | summer | 36 | 145235671-011 | 38886.2121 | 2025/26
88.63% | summer | 38 | 145235671-011 | 46409.5928 | 2026/27
88.63% | summer | 40 | 145235671-011 | 51750.215 | 2027/28
93.24% | summer | 42 | 145235671-011 | 57163.6691 | 2028/29
93.24% | summer | 43 | 145235671-011 | 58524.7088 | 2029/30
95.74% | summer | 44 | 145235671-011 | 61489.6654 | 2030/31
95.74% | summer | 44 | 145235671-011 | 61489.6654 | 2031/32
95.74% | summer | 45 | 145235671-011 | 62887.1578 | 2032/33
95.74% | summer | 46 | 145235671-011 | 64284.6502 | 2033/34
0.09437% | winter | 11 | 145235671-011 | 3.0395 | 2021/22
0.5304% | winter | 16 | 145235671-011 | 29.1922 | 2022/23
6.943% | winter | 22 | 145235671-011 | 564.4744 | 2023/24
58.54% | winter | 29 | 145235671-011 | 6724.0773 | 2024/25
87.78% | winter | 36 | 145235671-011 | 13594.2401 | 2025/26
94.92% | winter | 38 | 145235671-011 | 16132.1021 | 2026/27
94.92% | winter | 40 | 145235671-011 | 17988.517 | 2027/28
98.32% | winter | 42 | 145235671-011 | 19564.899 | 2028/29
98.32% | winter | 43 | 145235671-011 | 20030.7299 | 2029/30
99.61% | winter | 44 | 145235671-011 | 20764.2429 | 2030/31
99.61% | winter | 44 | 145235671-011 | 20764.2429 | 2031/32
99.61% | winter | 45 | 145235671-011 | 21236.1575 | 2032/33
99.61% | winter | 46 | 145235671-011 | 21708.0721 | 2033/34
0.3473% | shoulder | 11 | 145235671-011 | 36.6456 | 2021/22
1.408% | shoulder | 16 | 145235671-011 | 253.9351 | 2022/23
13.66% | shoulder | 22 | 145235671-011 | 3638.834 | 2023/24
69.98% | shoulder | 29 | 145235671-011 | 26337.0901 | 2024/25
92.13% | shoulder | 36 | 145235671-011 | 46748.9912 | 2025/26
95.64% | shoulder | 38 | 145235671-011 | 53257.272 | 2026/27
95.64% | shoulder | 40 | 145235671-011 | 59385.8965 | 2027/28
97.08% | shoulder | 42 | 145235671-011 | 63296.0298 | 2028/29
97.08% | shoulder | 43 | 145235671-011 | 64803.0781 | 2029/30
98.13% | shoulder | 44 | 145235671-011 | 67027.5262 | 2030/31
98.13% | shoulder | 44 | 145235671-011 | 67027.5262 | 2031/32
98.13% | shoulder | 45 | 145235671-011 | 68550.8791 | 2032/33
98.13% | shoulder | 46 | 145235671-011 | 70074.232 | 2033/34
0.0406% | summer | 14 | 74533176-011 | 5.1279 | 2021/22
0.3683% | summer | 19 | 74533176-011 | 74.1479 | 2022/23
12.3% | summer | 25 | 74533176-011 | 3500.5001 | 2023/24
70.72% | summer | 32 | 74533176-011 | 27615.6378 | 2024/25
89.45% | summer | 39 | 74533176-011 | 46238.8034 | 2025/26
94.05% | summer | 41 | 74533176-011 | 53133.8505 | 2026/27
94.05% | summer | 43 | 74533176-011 | 59031.5102 | 2027/28
96.69% | summer | 45 | 74533176-011 | 63508.667 | 2028/29
96.69% | summer | 46 | 74533176-011 | 64919.9707 | 2029/30
97.77% | summer | 47 | 74533176-011 | 67078.2547 | 2030/31
97.77% | summer | 47 | 74533176-011 | 67078.2547 | 2031/32
97.77% | summer | 48 | 74533176-011 | 68505.4516 | 2032/33
97.77% | summer | 49 | 74533176-011 | 69932.6485 | 2033/34
0.01968% | winter | 14 | 74533176-011 | 0.80682 | 2021/22
0.4231% | winter | 19 | 74533176-011 | 27.6501 | 2022/23
15.36% | winter | 25 | 74533176-011 | 1419.43 | 2023/24
74.5% | winter | 32 | 74533176-011 | 9443.1373 | 2024/25
94.22% | winter | 39 | 74533176-011 | 15807.617 | 2025/26
98.11% | winter | 41 | 74533176-011 | 17990.4636 | 2026/27
98.11% | winter | 43 | 74533176-011 | 19987.3381 | 2027/28
99.6% | winter | 45 | 74533176-011 | 21235.0243 | 2028/29
99.6% | winter | 46 | 74533176-011 | 21706.9138 | 2029/30
99.89% | winter | 47 | 74533176-011 | 22243.5301 | 2030/31
99.89% | winter | 47 | 74533176-011 | 22243.5301 | 2031/32
99.89% | winter | 48 | 74533176-011 | 22716.7967 | 2032/33
99.89% | winter | 49 | 74533176-011 | 23190.0633 | 2033/34
0.2239% | shoulder | 14 | 74533176-011 | 30.0727 | 2021/22
1.145% | shoulder | 19 | 74533176-011 | 245.2442 | 2022/23
25.16% | shoulder | 25 | 74533176-011 | 7617.0786 | 2023/24
85.3% | shoulder | 32 | 74533176-011 | 35425.0158 | 2024/25
96.8% | shoulder | 39 | 74533176-011 | 53213.971 | 2025/26
98.29% | shoulder | 41 | 74533176-011 | 59055.8241 | 2026/27
98.29% | shoulder | 43 | 74533176-011 | 65610.8008 | 2027/28
98.99% | shoulder | 45 | 74533176-011 | 69150.8175 | 2028/29
98.99% | shoulder | 46 | 74533176-011 | 70687.5023 | 2029/30
99.33% | shoulder | 47 | 74533176-011 | 72471.7987 | 2030/31
99.33% | shoulder | 47 | 74533176-011 | 72471.7987 | 2031/32
99.33% | shoulder | 48 | 74533176-011 | 74013.7519 | 2032/33
99.33% | shoulder | 49 | 74533176-011 | 75555.7051 | 2033/34
0.5856% | summer | 15 | 15217266-022 | 79.2364 | 2021/22
7.181% | summer | 23 | 15217266-022 | 1750.2685 | 2022/23
30.12% | summer | 31 | 15217266-022 | 10630.215 | 2023/24
60% | summer | 40 | 15217266-022 | 29285.5356 | 2024/25
81.21% | summer | 49 | 15217266-022 | 52742.3864 | 2025/26
85.56% | summer | 52 | 15217266-022 | 61305.9091 | 2026/27
85.56% | summer | 54 | 15217266-022 | 67440.4965 | 2027/28
89.03% | summer | 56 | 15217266-022 | 72774.1069 | 2028/29
89.03% | summer | 57 | 15217266-022 | 74073.6446 | 2029/30
91.01% | summer | 58 | 15217266-022 | 77048.9679 | 2030/31
91.01% | summer | 58 | 15217266-022 | 77048.9679 | 2031/32
91.01% | summer | 59 | 15217266-022 | 78377.3984 | 2032/33
91.01% | summer | 60 | 15217266-022 | 79705.8289 | 2033/34
0.6149% | winter | 15 | 15217266-022 | 27.0075 | 2021/22
11.02% | winter | 23 | 15217266-022 | 871.4778 | 2022/23
41.35% | winter | 31 | 15217266-022 | 4737.0075 | 2023/24
75.26% | winter | 40 | 15217266-022 | 11923.9055 | 2024/25
90.9% | winter | 49 | 15217266-022 | 19162.3072 | 2025/26
94.45% | winter | 52 | 15217266-022 | 21966.1729 | 2026/27
94.45% | winter | 54 | 15217266-022 | 24164.2221 | 2027/28
96.89% | winter | 56 | 15217266-022 | 25705.7029 | 2028/29
96.89% | winter | 57 | 15217266-022 | 26164.7333 | 2029/30
98.21% | winter | 58 | 15217266-022 | 26986.6548 | 2030/31
98.21% | winter | 58 | 15217266-022 | 26986.6548 | 2031/32
98.21% | winter | 59 | 15217266-022 | 27451.9419 | 2032/33
98.21% | winter | 60 | 15217266-022 | 27917.2291 | 2033/34
1.082% | shoulder | 15 | 15217266-022 | 155.7297 | 2021/22
12.93% | shoulder | 23 | 15217266-022 | 3352.3141 | 2022/23
48.14% | shoulder | 31 | 15217266-022 | 18070.3603 | 2023/24
80.24% | shoulder | 40 | 15217266-022 | 41654.1911 | 2024/25
94.81% | shoulder | 49 | 15217266-022 | 65481.0769 | 2025/26
96.4% | shoulder | 52 | 15217266-022 | 73460.219 | 2026/27
96.4% | shoulder | 54 | 15217266-022 | 80811.0297 | 2027/28
97.53% | shoulder | 56 | 15217266-022 | 84782.4605 | 2028/29
97.53% | shoulder | 57 | 15217266-022 | 86296.433 | 2029/30
97.97% | shoulder | 58 | 15217266-022 | 88205.9898 | 2030/31
97.97% | shoulder | 58 | 15217266-022 | 88205.9898 | 2031/32
97.97% | shoulder | 59 | 15217266-022 | 89726.7827 | 2032/33
97.97% | shoulder | 60 | 15217266-022 | 91247.5756 | 2033/34
5.021% | summer | 29 | 61934489-023 | 1313.4362 | 2021/22
25.74% | summer | 39 | 61934489-023 | 10638.0316 | 2022/23
69.83% | summer | 50 | 61934489-023 | 39750.5505 | 2023/24
88.85% | summer | 63 | 61934489-023 | 68303.6531 | 2024/25
95.6% | summer | 76 | 61934489-023 | 96303.1241 | 2025/26
96.93% | summer | 80 | 61934489-023 | 106853.07 | 2026/27
97.52% | summer | 83 | 61934489-023 | 118152.7224 | 2027/28
98.05% | summer | 86 | 61934489-023 | 123090.6535 | 2028/29
98.05% | summer | 88 | 61934489-023 | 125953.2269 | 2029/30
98.58% | summer | 89 | 61934489-023 | 128072.4502 | 2030/31
98.58% | summer | 89 | 61934489-023 | 128072.4502 | 2031/32
98.58% | summer | 91 | 61934489-023 | 130950.4828 | 2032/33
98.97% | summer | 93 | 61934489-023 | 134353.5084 | 2033/34
12.33% | winter | 29 | 61934489-023 | 1046.5748 | 2021/22
32.61% | winter | 39 | 61934489-023 | 4375.0561 | 2022/23
73.02% | winter | 50 | 61934489-023 | 13492.769 | 2023/24
92.41% | winter | 63 | 61934489-023 | 23060.1776 | 2024/25
98.39% | winter | 76 | 61934489-023 | 32168.4944 | 2025/26
99.4% | winter | 80 | 61934489-023 | 35565.6697 | 2026/27
99.63% | winter | 83 | 61934489-023 | 39177.9836 | 2027/28
99.77% | winter | 86 | 61934489-023 | 40651.2712 | 2028/29
99.77% | winter | 88 | 61934489-023 | 41596.6496 | 2029/30
99.87% | winter | 89 | 61934489-023 | 42110.9486 | 2030/31
99.87% | winter | 89 | 61934489-023 | 42110.9486 | 2031/32
99.87% | winter | 91 | 61934489-023 | 43057.2621 | 2032/33
99.92% | winter | 93 | 61934489-023 | 44025.9376 | 2033/34
11.07% | shoulder | 29 | 61934489-023 | 3079.4729 | 2021/22
39.78% | shoulder | 39 | 61934489-023 | 17484.5527 | 2022/23
83.76% | shoulder | 50 | 61934489-023 | 50712.441 | 2023/24
95.67% | shoulder | 63 | 61934489-023 | 78216.4789 | 2024/25
98.6% | shoulder | 76 | 61934489-023 | 105619.731 | 2025/26
99.17% | shoulder | 80 | 61934489-023 | 116260.7538 | 2026/27
99.37% | shoulder | 83 | 61934489-023 | 128035.1346 | 2027/28
99.53% | shoulder | 86 | 61934489-023 | 132870.6103 | 2028/29
99.53% | shoulder | 88 | 61934489-023 | 135960.6245 | 2029/30
99.65% | shoulder | 89 | 61934489-023 | 137672.7193 | 2030/31
99.65% | shoulder | 89 | 61934489-023 | 137672.7193 | 2031/32
99.65% | shoulder | 91 | 61934489-023 | 140766.4883 | 2032/33
99.74% | shoulder | 93 | 61934489-023 | 143991.0117 | 2033/34
4.111% | summer | 21 | 153649261-023 | 778.8014 | 2021/22
32.83% | summer | 28 | 153649261-023 | 9741.0137 | 2022/23
68.89% | summer | 36 | 153649261-023 | 28237.8814 | 2023/24
94.15% | summer | 45 | 153649261-023 | 51701.0205 | 2024/25
98.72% | summer | 54 | 153649261-023 | 70656.8392 | 2025/26
99.33% | summer | 57 | 153649261-023 | 78013.2078 | 2026/27
99.69% | summer | 59 | 153649261-023 | 85853.3395 | 2027/28
99.94% | summer | 61 | 153649261-023 | 88987.6876 | 2028/29
99.94% | summer | 62 | 153649261-023 | 90446.5021 | 2029/30
99.94% | summer | 63 | 153649261-023 | 91905.3167 | 2030/31
99.94% | summer | 63 | 153649261-023 | 91905.3167 | 2031/32
99.98% | summer | 65 | 153649261-023 | 94860.5865 | 2032/33
100% | summer | 67 | 153649261-023 | 97799.2461 | 2033/34
2.241% | winter | 21 | 153649261-023 | 137.8238 | 2021/22
29.44% | winter | 28 | 153649261-023 | 2835.6212 | 2022/23
71.04% | winter | 36 | 153649261-023 | 9451.3672 | 2023/24
98.04% | winter | 45 | 153649261-023 | 17473.8364 | 2024/25
100% | winter | 54 | 153649261-023 | 23230.4881 | 2025/26
100% | winter | 57 | 153649261-023 | 25493.2718 | 2026/27
100% | winter | 59 | 153649261-023 | 27953.1489 | 2027/28
100% | winter | 61 | 153649261-023 | 28900.7133 | 2028/29
100% | winter | 62 | 153649261-023 | 29374.4955 | 2029/30
100% | winter | 63 | 153649261-023 | 29848.2777 | 2030/31
100% | winter | 63 | 153649261-023 | 29848.2777 | 2031/32
100% | winter | 65 | 153649261-023 | 30795.8421 | 2032/33
100% | winter | 67 | 153649261-023 | 31743.4064 | 2033/34
4.474% | shoulder | 21 | 153649261-023 | 901.3896 | 2021/22
37.74% | shoulder | 28 | 153649261-023 | 11908.3762 | 2022/23
81.22% | shoulder | 36 | 153649261-023 | 35404.5075 | 2023/24
98.71% | shoulder | 45 | 153649261-023 | 57643.934 | 2024/25
99.65% | shoulder | 54 | 153649261-023 | 75846.3927 | 2025/26
99.74% | shoulder | 57 | 153649261-023 | 83311.2166 | 2026/27
99.9% | shoulder | 59 | 153649261-023 | 91494.7728 | 2027/28
99.96% | shoulder | 61 | 153649261-023 | 94650.5642 | 2028/29
99.96% | shoulder | 62 | 153649261-023 | 96202.2128 | 2029/30
99.96% | shoulder | 63 | 153649261-023 | 97753.8614 | 2030/31
99.96% | shoulder | 63 | 153649261-023 | 97753.8614 | 2031/32
99.99% | shoulder | 65 | 153649261-023 | 100890.44 | 2032/33
100% | shoulder | 67 | 153649261-023 | 104007.0587 | 2033/34
0% | summer | 8 | 11068034-021 | 0 | 2021/22
0% | summer | 13 | 11068034-021 | 0 | 2022/23
0.2117% | summer | 19 | 11068034-021 | 45.8042 | 2023/24
10.39% | summer | 27 | 11068034-021 | 3423.6436 | 2024/25
60% | summer | 35 | 11068034-021 | 27831.6406 | 2025/26
77.92% | summer | 38 | 11068034-021 | 40802.7253 | 2026/27
77.92% | summer | 40 | 11068034-021 | 45498.1326 | 2027/28
89.42% | summer | 42 | 11068034-021 | 54821.5322 | 2028/29
89.42% | summer | 43 | 11068034-021 | 56126.8068 | 2029/30
95.52% | summer | 44 | 11068034-021 | 61352.1027 | 2030/31
95.52% | summer | 44 | 11068034-021 | 61352.1027 | 2031/32
95.52% | summer | 46 | 11068034-021 | 64140.8346 | 2032/33
98.05% | summer | 48 | 11068034-021 | 68695.4394 | 2033/34
0% | winter | 8 | 11068034-021 | 0 | 2021/22
0% | winter | 13 | 11068034-021 | 0 | 2022/23
0.3643% | winter | 19 | 11068034-021 | 25.579 | 2023/24
12.54% | winter | 27 | 11068034-021 | 1340.8014 | 2024/25
48.72% | winter | 35 | 11068034-021 | 7335.7854 | 2025/26
62.91% | winter | 38 | 11068034-021 | 10692.6841 | 2026/27
62.91% | winter | 40 | 11068034-021 | 11923.1536 | 2027/28
75.89% | winter | 42 | 11068034-021 | 15100.7321 | 2028/29
75.89% | winter | 43 | 11068034-021 | 15460.2734 | 2029/30
86.07% | winter | 44 | 11068034-021 | 17941.6125 | 2030/31
86.07% | winter | 44 | 11068034-021 | 17941.6125 | 2031/32
86.07% | winter | 46 | 11068034-021 | 18757.1403 | 2032/33
92.6% | winter | 48 | 11068034-021 | 21058.2975 | 2033/34
0.04172% | shoulder | 8 | 11068034-021 | 3.2022 | 2021/22
0.08043% | shoulder | 13 | 11068034-021 | 11.7832 | 2022/23
0.4105% | shoulder | 19 | 11068034-021 | 94.4319 | 2023/24
14.8% | shoulder | 27 | 11068034-021 | 5185.1138 | 2024/25
68% | shoulder | 35 | 11068034-021 | 33546.945 | 2025/26
85.84% | shoulder | 38 | 11068034-021 | 47798.0336 | 2026/27
85.84% | shoulder | 40 | 11068034-021 | 53298.4317 | 2027/28
94.56% | shoulder | 42 | 11068034-021 | 61651.187 | 2028/29
94.56% | shoulder | 43 | 11068034-021 | 63119.0724 | 2029/30
98.2% | shoulder | 44 | 11068034-021 | 67076.8578 | 2030/31
98.2% | shoulder | 44 | 11068034-021 | 67076.8578 | 2031/32
98.2% | shoulder | 46 | 11068034-021 | 70125.8059 | 2032/33
99.47% | shoulder | 48 | 11068034-021 | 74114.9308 | 2033/34
0.2475% | summer | 16 | 54021014-033 | 35.7232 | 2021/22
30.11% | summer | 30 | 54021014-033 | 9573.4657 | 2022/23
93.68% | summer | 45 | 54021014-033 | 47996.604 | 2023/24
99.97% | summer | 62 | 54021014-033 | 75637.5094 | 2024/25
100% | summer | 79 | 54021014-033 | 104706.5004 | 2025/26
100% | summer | 84 | 54021014-033 | 115747.5973 | 2026/27
100% | summer | 88 | 54021014-033 | 128452.7412 | 2027/28
100% | summer | 92 | 54021014-033 | 134291.5022 | 2028/29
100% | summer | 94 | 54021014-033 | 137210.8827 | 2029/30
100% | summer | 96 | 54021014-033 | 140130.2631 | 2030/31
100% | summer | 97 | 54021014-033 | 141589.9534 | 2031/32
100% | summer | 100 | 54021014-033 | 145969.0241 | 2032/33
100% | summer | 103 | 54021014-033 | 150348.0948 | 2033/34
0% | winter | 16 | 54021014-033 | 0 | 2021/22
0% | winter | 30 | 54021014-033 | 0 | 2022/23
0% | winter | 45 | 54021014-033 | 0 | 2023/24
0% | winter | 62 | 54021014-033 | 0 | 2024/25
0% | winter | 79 | 54021014-033 | 0 | 2025/26
0% | winter | 84 | 54021014-033 | 0 | 2026/27
0% | winter | 88 | 54021014-033 | 0 | 2027/28
0% | winter | 92 | 54021014-033 | 0 | 2028/29
0% | winter | 94 | 54021014-033 | 0 | 2029/30
0% | winter | 96 | 54021014-033 | 0 | 2030/31
0% | winter | 97 | 54021014-033 | 0 | 2031/32
0% | winter | 100 | 54021014-033 | 0 | 2032/33
0% | winter | 103 | 54021014-033 | 0 | 2033/34
0.7143% | shoulder | 16 | 54021014-033 | 109.6428 | 2021/22
44.24% | shoulder | 30 | 54021014-033 | 14956.6626 | 2022/23
97.97% | shoulder | 45 | 54021014-033 | 53381.1657 | 2023/24
100% | shoulder | 62 | 54021014-033 | 80461.1024 | 2024/25
100% | shoulder | 79 | 54021014-033 | 111352.7512 | 2025/26
100% | shoulder | 84 | 54021014-033 | 123094.6824 | 2026/27
100% | shoulder | 88 | 54021014-033 | 136606.286 | 2027/28
100% | shoulder | 92 | 54021014-033 | 142815.6626 | 2028/29
100% | shoulder | 94 | 54021014-033 | 145920.3509 | 2029/30
100% | shoulder | 96 | 54021014-033 | 149025.0393 | 2030/31
100% | shoulder | 97 | 54021014-033 | 150577.3834 | 2031/32
100% | shoulder | 100 | 54021014-033 | 155234.4159 | 2032/33
100% | shoulder | 103 | 54021014-033 | 159891.4484 | 2033/34
0% | summer | 7 | 63944992-016 | 0 | 2021/22
0% | summer | 14 | 63944992-016 | 0 | 2022/23
1.999% | summer | 21 | 63944992-016 | 477.8573 | 2023/24
13.67% | summer | 29 | 63944992-016 | 4837.1669 | 2024/25
44.84% | summer | 37 | 63944992-016 | 21989.5388 | 2025/26
55.52% | summer | 40 | 63944992-016 | 30602.2279 | 2026/27
65.68% | summer | 42 | 63944992-016 | 40267.6448 | 2027/28
65.68% | summer | 44 | 63944992-016 | 42185.1517 | 2028/29
77.28% | summer | 45 | 63944992-016 | 50759.0478 | 2029/30
77.28% | summer | 46 | 63944992-016 | 51887.0266 | 2030/31
77.28% | summer | 46 | 63944992-016 | 51887.0266 | 2031/32
77.28% | summer | 47 | 63944992-016 | 53015.0055 | 2032/33
85.76% | summer | 48 | 63944992-016 | 60085.5706 | 2033/34
0% | winter | 7 | 63944992-016 | 0 | 2021/22
0% | winter | 14 | 63944992-016 | 0 | 2022/23
1.478% | winter | 21 | 63944992-016 | 114.6831 | 2023/24
10.37% | winter | 29 | 63944992-016 | 1191.1497 | 2024/25
52.83% | winter | 37 | 63944992-016 | 8409.2175 | 2025/26
66.81% | winter | 40 | 63944992-016 | 11952.7472 | 2026/27
79.68% | winter | 42 | 63944992-016 | 15855.5493 | 2027/28
79.68% | winter | 44 | 63944992-016 | 16610.5754 | 2028/29
88.38% | winter | 45 | 63944992-016 | 18842.7709 | 2029/30
88.38% | winter | 46 | 63944992-016 | 19261.4991 | 2030/31
88.38% | winter | 46 | 63944992-016 | 19261.4991 | 2031/32
88.38% | winter | 47 | 63944992-016 | 19680.2274 | 2032/33
94.27% | winter | 48 | 63944992-016 | 21439.4155 | 2033/34
0% | shoulder | 7 | 63944992-016 | 0 | 2021/22
0.1293% | shoulder | 14 | 63944992-016 | 20.3973 | 2022/23
4.772% | shoulder | 21 | 63944992-016 | 1213.3003 | 2023/24
19.58% | shoulder | 29 | 63944992-016 | 7367.0922 | 2024/25
59.56% | shoulder | 37 | 63944992-016 | 31062.3196 | 2025/26
72.28% | shoulder | 40 | 63944992-016 | 42370.741 | 2026/27
82.76% | shoulder | 42 | 63944992-016 | 53960.6517 | 2027/28
82.76% | shoulder | 44 | 63944992-016 | 56530.2066 | 2028/29
90.71% | shoulder | 45 | 63944992-016 | 63367.3306 | 2029/30
90.71% | shoulder | 46 | 63944992-016 | 64775.4935 | 2030/31
90.71% | shoulder | 46 | 63944992-016 | 64775.4935 | 2031/32
90.71% | shoulder | 47 | 63944992-016 | 66183.6565 | 2032/33
94.95% | shoulder | 48 | 63944992-016 | 70751.2096 | 2033/34
6.317% | summer | 9 | 11031576-037 | 512.8804 | 2021/22
10.68% | summer | 16 | 11031576-037 | 1810.278 | 2022/23
23.57% | summer | 24 | 11031576-037 | 6441.2746 | 2023/24
42.8% | summer | 34 | 11031576-037 | 17759.5463 | 2024/25
63.79% | summer | 44 | 11031576-037 | 37203.6288 | 2025/26
67.68% | summer | 47 | 11031576-037 | 43832.3464 | 2026/27
70.62% | summer | 50 | 11031576-037 | 51539.9855 | 2027/28
70.62% | summer | 52 | 11031576-037 | 53601.5849 | 2028/29
72.87% | summer | 54 | 11031576-037 | 57439.2071 | 2029/30
72.87% | summer | 55 | 11031576-037 | 58502.8961 | 2030/31
72.87% | summer | 55 | 11031576-037 | 58502.8961 | 2031/32
74.89% | summer | 57 | 11031576-037 | 62311.0311 | 2032/33
76.33% | summer | 59 | 11031576-037 | 65738.7302 | 2033/34
8.457% | winter | 9 | 11031576-037 | 222.8676 | 2021/22
16.64% | winter | 16 | 11031576-037 | 915.9667 | 2022/23
33.61% | winter | 24 | 11031576-037 | 2981.0005 | 2023/24
44.1% | winter | 34 | 11031576-037 | 5938.5788 | 2024/25
61.22% | winter | 44 | 11031576-037 | 11588.9493 | 2025/26
66.15% | winter | 47 | 11031576-037 | 13905.2913 | 2026/27
70.51% | winter | 50 | 11031576-037 | 16704.3655 | 2027/28
70.51% | winter | 52 | 11031576-037 | 17372.5401 | 2028/29
73.76% | winter | 54 | 11031576-037 | 18869.858 | 2029/30
73.76% | winter | 55 | 11031576-037 | 19219.2998 | 2030/31
73.76% | winter | 55 | 11031576-037 | 19219.2998 | 2031/32
76.63% | winter | 57 | 11031576-037 | 20694.2793 | 2032/33
79.06% | winter | 59 | 11031576-037 | 22099.5807 | 2033/34
10.34% | shoulder | 9 | 11031576-037 | 892.7555 | 2021/22
16.78% | shoulder | 16 | 11031576-037 | 3025.0696 | 2022/23
33.57% | shoulder | 24 | 11031576-037 | 9755.3505 | 2023/24
49.28% | shoulder | 34 | 11031576-037 | 21744.1047 | 2024/25
69.24% | shoulder | 44 | 11031576-037 | 42942.0646 | 2025/26
72.55% | shoulder | 47 | 11031576-037 | 49966.8795 | 2026/27
74.87% | shoulder | 50 | 11031576-037 | 58115.4375 | 2027/28
74.87% | shoulder | 52 | 11031576-037 | 60440.055 | 2028/29
76.4% | shoulder | 54 | 11031576-037 | 64044.3164 | 2029/30
76.4% | shoulder | 55 | 11031576-037 | 65230.3223 | 2030/31
76.4% | shoulder | 55 | 11031576-037 | 65230.3223 | 2031/32
77.77% | shoulder | 57 | 11031576-037 | 68811.9191 | 2032/33
78.99% | shoulder | 59 | 11031576-037 | 72344.2015 | 2033/34
0% | summer | 14 | 11031477-011 | 0 | 2021/22
0% | summer | 22 | 11031477-011 | 0 | 2022/23
1.01% | summer | 31 | 11031477-011 | 356.5236 | 2023/24
24.58% | summer | 42 | 11031477-011 | 12597.1642 | 2024/25
69.81% | summer | 52 | 11031477-011 | 48114.2113 | 2025/26
81.29% | summer | 55 | 11031477-011 | 61606.0695 | 2026/27
87.55% | summer | 57 | 11031477-011 | 72845.7043 | 2027/28
87.55% | summer | 59 | 11031477-011 | 75401.6939 | 2028/29
91.42% | summer | 61 | 11031477-011 | 81398.1097 | 2029/30
91.42% | summer | 62 | 11031477-011 | 82732.505 | 2030/31
91.42% | summer | 62 | 11031477-011 | 82732.505 | 2031/32
93.6% | summer | 64 | 11031477-011 | 87440.781 | 2032/33
95.15% | summer | 66 | 11031477-011 | 91665.0649 | 2033/34
0.02442% | winter | 14 | 11031477-011 | 1.0011 | 2021/22
0.5893% | winter | 22 | 11031477-011 | 44.5937 | 2022/23
5.572% | winter | 31 | 11031477-011 | 638.3039 | 2023/24
45.03% | winter | 42 | 11031477-011 | 7490.6411 | 2024/25
75.55% | winter | 52 | 11031477-011 | 16901.4107 | 2025/26
82.85% | winter | 55 | 11031477-011 | 20379.052 | 2026/27
88.53% | winter | 57 | 11031477-011 | 23907.7989 | 2027/28
88.53% | winter | 59 | 11031477-011 | 24746.669 | 2028/29
92.73% | winter | 61 | 11031477-011 | 26798.3741 | 2029/30
92.73% | winter | 62 | 11031477-011 | 27237.6917 | 2030/31
92.73% | winter | 62 | 11031477-011 | 27237.6917 | 2031/32
95.67% | winter | 64 | 11031477-011 | 29008.383 | 2032/33
97.67% | winter | 66 | 11031477-011 | 30541.6276 | 2033/34
0.0158% | shoulder | 14 | 11031477-011 | 2.1226 | 2021/22
0.2627% | shoulder | 22 | 11031477-011 | 65.1232 | 2022/23
3.603% | shoulder | 31 | 11031477-011 | 1352.5118 | 2023/24
44.24% | shoulder | 42 | 11031477-011 | 24115.1338 | 2024/25
87.85% | shoulder | 52 | 11031477-011 | 64388.5625 | 2025/26
93.42% | shoulder | 55 | 11031477-011 | 75293.943 | 2026/27
95.48% | shoulder | 57 | 11031477-011 | 84481.4844 | 2027/28
95.48% | shoulder | 59 | 11031477-011 | 87445.747 | 2028/29
96.86% | shoulder | 61 | 11031477-011 | 91717.027 | 2029/30
96.86% | shoulder | 62 | 11031477-011 | 93220.5848 | 2030/31
96.86% | shoulder | 62 | 11031477-011 | 93220.5848 | 2031/32
97.78% | shoulder | 64 | 11031477-011 | 97147.5046 | 2032/33
98.52% | shoulder | 66 | 11031477-011 | 100938.2627 | 2033/34
0% | summer | 13 | 11032819-033 | 0 | 2021/22
0% | summer | 18 | 11032819-033 | 0 | 2022/23
0.72% | summer | 23 | 11032819-033 | 188.5447 | 2023/24
19.92% | summer | 29 | 11032819-033 | 7050.0638 | 2024/25
77.51% | summer | 36 | 11032819-033 | 36984.8658 | 2025/26
90.69% | summer | 38 | 11032819-033 | 47484.5597 | 2026/27
96.41% | summer | 40 | 11032819-033 | 56293.4724 | 2027/28
96.41% | summer | 41 | 11032819-033 | 57700.8092 | 2028/29
96.41% | summer | 42 | 11032819-033 | 59108.146 | 2029/30
98.63% | summer | 43 | 11032819-033 | 61905.5348 | 2030/31
98.63% | summer | 43 | 11032819-033 | 61905.5348 | 2031/32
98.63% | summer | 44 | 11032819-033 | 63345.1984 | 2032/33
98.63% | summer | 45 | 11032819-033 | 64784.862 | 2033/34
0% | winter | 13 | 11032819-033 | 0 | 2021/22
0% | winter | 18 | 11032819-033 | 0 | 2022/23
0.4021% | winter | 23 | 11032819-033 | 34.1797 | 2023/24
24.55% | winter | 29 | 11032819-033 | 2820.1699 | 2024/25
86.89% | winter | 36 | 11032819-033 | 13457.2176 | 2025/26
97% | winter | 38 | 11032819-033 | 16484.9556 | 2026/27
99.78% | winter | 40 | 11032819-033 | 18908.8809 | 2027/28
99.78% | winter | 41 | 11032819-033 | 19381.6029 | 2028/29
99.78% | winter | 42 | 11032819-033 | 19854.3249 | 2029/30
99.98% | winter | 43 | 11032819-033 | 20369.3481 | 2030/31
99.98% | winter | 43 | 11032819-033 | 20369.3481 | 2031/32
99.98% | winter | 44 | 11032819-033 | 20843.0538 | 2032/33
99.98% | winter | 45 | 11032819-033 | 21316.7596 | 2033/34
0.003657% | shoulder | 13 | 11032819-033 | 0.45605 | 2021/22
0.02601% | shoulder | 18 | 11032819-033 | 5.2759 | 2022/23
1.672% | shoulder | 23 | 11032819-033 | 465.6852 | 2023/24
36% | shoulder | 29 | 11032819-033 | 13547.3754 | 2024/25
92.86% | shoulder | 36 | 11032819-033 | 47118.0353 | 2025/26
97.78% | shoulder | 38 | 11032819-033 | 54451.6905 | 2026/27
99.2% | shoulder | 40 | 11032819-033 | 61598.2763 | 2027/28
99.2% | shoulder | 41 | 11032819-033 | 63138.2332 | 2028/29
99.2% | shoulder | 42 | 11032819-033 | 64678.1901 | 2029/30
99.71% | shoulder | 43 | 11032819-033 | 66558.2177 | 2030/31
99.71% | shoulder | 43 | 11032819-033 | 66558.2177 | 2031/32
99.71% | shoulder | 44 | 11032819-033 | 68106.0833 | 2032/33
99.71% | shoulder | 45 | 11032819-033 | 69653.9488 | 2033/34
0% | summer | 17 | 74416803-011 | 0 | 2020/21
0.003084% | summer | 23 | 74416803-011 | 0.7516 | 2021/22
0.09613% | summer | 30 | 74416803-011 | 32.8345 | 2022/23
1.978% | summer | 38 | 74416803-011 | 917.0352 | 2023/24
13.59% | summer | 46 | 74416803-011 | 8283.2667 | 2024/25
13.59% | summer | 48 | 74416803-011 | 8986.099 | 2025/26
21.59% | summer | 50 | 74416803-011 | 15756.6647 | 2026/27
32.48% | summer | 52 | 74416803-011 | 24655.739 | 2027/28
32.48% | summer | 53 | 74416803-011 | 25129.8879 | 2028/29
32.48% | summer | 54 | 74416803-011 | 25604.0367 | 2029/30
32.48% | summer | 54 | 74416803-011 | 25604.0367 | 2030/31
44.99% | summer | 55 | 74416803-011 | 36123.3039 | 2031/32
44.99% | summer | 56 | 74416803-011 | 36780.0913 | 2032/33
4.294% | winter | 17 | 74416803-011 | 213.7115 | 2020/21
11.74% | winter | 23 | 74416803-011 | 928.9292 | 2021/22
28.71% | winter | 30 | 74416803-011 | 3182.8201 | 2022/23
64.9% | winter | 38 | 74416803-011 | 9767.5475 | 2023/24
89.48% | winter | 46 | 74416803-011 | 17706.8169 | 2024/25
89.48% | winter | 48 | 74416803-011 | 19209.234 | 2025/26
93.62% | winter | 50 | 74416803-011 | 22177.5121 | 2026/27
96.5% | winter | 52 | 74416803-011 | 23773.8923 | 2027/28
96.5% | winter | 53 | 74416803-011 | 24231.0825 | 2028/29
96.5% | winter | 54 | 74416803-011 | 24688.2727 | 2029/30
96.5% | winter | 54 | 74416803-011 | 24688.2727 | 2030/31
98.01% | winter | 55 | 74416803-011 | 25538.6037 | 2031/32
98.01% | winter | 56 | 74416803-011 | 26002.9419 | 2032/33
6.123% | shoulder | 17 | 74416803-011 | 998.6202 | 2020/21
13.22% | shoulder | 23 | 74416803-011 | 3425.9961 | 2021/22
24.88% | shoulder | 30 | 74416803-011 | 9036.049 | 2022/23
43.21% | shoulder | 38 | 74416803-011 | 21308.4185 | 2023/24
58.68% | shoulder | 46 | 74416803-011 | 38049.4042 | 2024/25
58.68% | shoulder | 48 | 74416803-011 | 41277.8827 | 2025/26
64.79% | shoulder | 50 | 74416803-011 | 50286.6867 | 2026/27
72.9% | shoulder | 52 | 74416803-011 | 58849.3767 | 2027/28
72.9% | shoulder | 53 | 74416803-011 | 59981.0955 | 2028/29
72.9% | shoulder | 54 | 74416803-011 | 61112.8143 | 2029/30
72.9% | shoulder | 54 | 74416803-011 | 61112.8143 | 2030/31
79.65% | shoulder | 55 | 74416803-011 | 68004.737 | 2031/32
79.65% | shoulder | 56 | 74416803-011 | 69241.1868 | 2032/33
17.24% | summer | 16 | 11027888-011 | 2487.6579 | 2021/22
22.54% | summer | 21 | 11027888-011 | 5015.2681 | 2022/23
34.19% | summer | 27 | 11027888-011 | 10511.6915 | 2023/24
55.67% | summer | 34 | 11027888-011 | 23095.6731 | 2024/25
69.57% | summer | 41 | 11027888-011 | 37802.5904 | 2025/26
76.19% | summer | 43 | 11027888-011 | 45141.5088 | 2026/27
76.19% | summer | 44 | 11027888-011 | 48931.4739 | 2027/28
76.19% | summer | 45 | 11027888-011 | 50043.5529 | 2028/29
81.29% | summer | 46 | 11027888-011 | 54581.66 | 2029/30
81.29% | summer | 47 | 11027888-011 | 55768.2178 | 2030/31
81.29% | summer | 47 | 11027888-011 | 55768.2178 | 2031/32
81.29% | summer | 48 | 11027888-011 | 56954.7756 | 2032/33
85.16% | summer | 49 | 11027888-011 | 60913.757 | 2033/34
5.702% | winter | 16 | 11027888-011 | 267.1321 | 2021/22
8.288% | winter | 21 | 11027888-011 | 598.6866 | 2022/23
16.47% | winter | 27 | 11027888-011 | 1643.7123 | 2023/24
39.06% | winter | 34 | 11027888-011 | 5260.0091 | 2024/25
56.41% | winter | 41 | 11027888-011 | 9949.1268 | 2025/26
65.47% | winter | 43 | 11027888-011 | 12590.5999 | 2026/27
65.47% | winter | 44 | 11027888-011 | 13647.6743 | 2027/28
65.47% | winter | 45 | 11027888-011 | 13957.8487 | 2028/29
72.78% | winter | 46 | 11027888-011 | 15862.5087 | 2029/30
72.78% | winter | 47 | 11027888-011 | 16207.3459 | 2030/31
72.78% | winter | 47 | 11027888-011 | 16207.3459 | 2031/32
72.78% | winter | 48 | 11027888-011 | 16552.183 | 2032/33
78.47% | winter | 49 | 11027888-011 | 18217.1363 | 2033/34
19.89% | shoulder | 16 | 11027888-011 | 3052.5587 | 2021/22
25.39% | shoulder | 21 | 11027888-011 | 6010.0228 | 2022/23
38.55% | shoulder | 27 | 11027888-011 | 12603.1798 | 2023/24
63.17% | shoulder | 34 | 11027888-011 | 27872.2877 | 2024/25
77.61% | shoulder | 41 | 11027888-011 | 44853.1169 | 2025/26
83.33% | shoulder | 43 | 11027888-011 | 52510.9764 | 2026/27
83.33% | shoulder | 44 | 11027888-011 | 56919.663 | 2027/28
83.33% | shoulder | 45 | 11027888-011 | 58213.2917 | 2028/29
87.68% | shoulder | 46 | 11027888-011 | 62608.1202 | 2029/30
87.68% | shoulder | 47 | 11027888-011 | 63969.1663 | 2030/31
87.68% | shoulder | 47 | 11027888-011 | 63969.1663 | 2031/32
87.68% | shoulder | 48 | 11027888-011 | 65330.2124 | 2032/33
90.76% | shoulder | 49 | 11027888-011 | 69035.0004 | 2033/34
0% | summer | 4 | 11055661-011 | 0 | 2021/22
1.569% | summer | 11 | 11055661-011 | 182.9068 | 2022/23
13.15% | summer | 19 | 11055661-011 | 2845.3335 | 2023/24
63.15% | summer | 28 | 11055661-011 | 21576.5001 | 2024/25
92.1% | summer | 37 | 11055661-011 | 45166.8297 | 2025/26
95.78% | summer | 40 | 11055661-011 | 52793.4394 | 2026/27
96.92% | summer | 42 | 11055661-011 | 59419.9516 | 2027/28
97.15% | summer | 44 | 11055661-011 | 62394.0504 | 2028/29
97.15% | summer | 45 | 11055661-011 | 63812.097 | 2029/30
97.15% | summer | 46 | 11055661-011 | 65230.1436 | 2030/31
97.15% | summer | 46 | 11055661-011 | 65230.1436 | 2031/32
97.33% | summer | 48 | 11055661-011 | 68195.9241 | 2032/33
97.33% | summer | 50 | 11055661-011 | 71037.4209 | 2033/34
0% | winter | 4 | 11055661-011 | 0 | 2021/22
0.03703% | winter | 11 | 11055661-011 | 1.4009 | 2022/23
0.6478% | winter | 19 | 11055661-011 | 45.4853 | 2023/24
15.62% | winter | 28 | 11055661-011 | 1732.4715 | 2024/25
70.35% | winter | 37 | 11055661-011 | 11198.2197 | 2025/26
84.85% | winter | 40 | 11055661-011 | 15180.4862 | 2026/27
94.16% | winter | 42 | 11055661-011 | 18736.3036 | 2027/28
98.54% | winter | 44 | 11055661-011 | 20542.5998 | 2028/29
98.54% | winter | 45 | 11055661-011 | 21009.477 | 2029/30
98.54% | winter | 46 | 11055661-011 | 21476.3543 | 2030/31
98.54% | winter | 46 | 11055661-011 | 21476.3543 | 2031/32
99.84% | winter | 48 | 11055661-011 | 22705.813 | 2032/33
99.92% | winter | 50 | 11055661-011 | 23670.0052 | 2033/34
0% | shoulder | 4 | 11055661-011 | 0 | 2021/22
0.2516% | shoulder | 11 | 11055661-011 | 31.1936 | 2022/23
5.555% | shoulder | 19 | 11055661-011 | 1277.9536 | 2023/24
54.45% | shoulder | 28 | 11055661-011 | 19785.009 | 2024/25
96.61% | shoulder | 37 | 11055661-011 | 50382.3026 | 2025/26
99.49% | shoulder | 40 | 11055661-011 | 58317.0895 | 2026/27
99.93% | shoulder | 42 | 11055661-011 | 65152.7966 | 2027/28
99.99% | shoulder | 44 | 11055661-011 | 68298.9162 | 2028/29
99.99% | shoulder | 45 | 11055661-011 | 69851.1643 | 2029/30
99.99% | shoulder | 46 | 11055661-011 | 71403.4124 | 2030/31
99.99% | shoulder | 46 | 11055661-011 | 71403.4124 | 2031/32
100% | shoulder | 48 | 11055661-011 | 74512.5196 | 2032/33
100% | shoulder | 50 | 11055661-011 | 77617.2079 | 2033/34
0.5196% | summer | 8 | 11034645-005 | 37.5002 | 2021/22
3.301% | summer | 14 | 11034645-005 | 489.7591 | 2022/23
25.59% | summer | 21 | 11034645-005 | 6117.4713 | 2023/24
65.09% | summer | 30 | 11034645-005 | 23827.3611 | 2024/25
87.45% | summer | 39 | 11034645-005 | 45203.8981 | 2025/26
91.83% | summer | 42 | 11034645-005 | 53143.4451 | 2026/27
91.83% | summer | 44 | 11034645-005 | 58976.7854 | 2027/28
94.62% | summer | 46 | 11034645-005 | 63531.0577 | 2028/29
96.12% | summer | 48 | 11034645-005 | 67344.1521 | 2029/30
96.12% | summer | 49 | 11034645-005 | 68747.1553 | 2030/31
96.12% | summer | 49 | 11034645-005 | 68747.1553 | 2031/32
96.8% | summer | 51 | 11034645-005 | 72064.7927 | 2032/33
96.8% | summer | 53 | 11034645-005 | 74890.863 | 2033/34
0% | winter | 8 | 11034645-005 | 0 | 2021/22
0.2124% | winter | 14 | 11034645-005 | 10.2295 | 2022/23
3.091% | winter | 21 | 11034645-005 | 239.8416 | 2023/24
29.86% | winter | 30 | 11034645-005 | 3547.9221 | 2024/25
65.37% | winter | 39 | 11034645-005 | 10967.1277 | 2025/26
73.17% | winter | 42 | 11034645-005 | 13743.9559 | 2026/27
73.17% | winter | 44 | 11034645-005 | 15252.5741 | 2027/28
79.54% | winter | 46 | 11034645-005 | 17335.4061 | 2028/29
84.11% | winter | 48 | 11034645-005 | 19127.7612 | 2029/30
84.11% | winter | 49 | 11034645-005 | 19526.2562 | 2030/31
84.11% | winter | 49 | 11034645-005 | 19526.2562 | 2031/32
88.32% | winter | 51 | 11034645-005 | 21341.0529 | 2032/33
88.32% | winter | 53 | 11034645-005 | 22177.9569 | 2033/34
0.8018% | shoulder | 8 | 11034645-005 | 61.5341 | 2021/22
4.074% | shoulder | 14 | 11034645-005 | 642.7345 | 2022/23
28.69% | shoulder | 21 | 11034645-005 | 7294.6807 | 2023/24
71.86% | shoulder | 30 | 11034645-005 | 27978.3978 | 2024/25
91.35% | shoulder | 39 | 11034645-005 | 50215.7342 | 2025/26
94.6% | shoulder | 42 | 11034645-005 | 58225.5314 | 2026/27
94.6% | shoulder | 44 | 11034645-005 | 64616.7116 | 2027/28
96.98% | shoulder | 46 | 11034645-005 | 69252.7955 | 2028/29
98.43% | shoulder | 48 | 11034645-005 | 73341.9616 | 2029/30
98.43% | shoulder | 49 | 11034645-005 | 74869.9191 | 2030/31
98.43% | shoulder | 49 | 11034645-005 | 74869.9191 | 2031/32
99.05% | shoulder | 51 | 11034645-005 | 78419.7594 | 2032/33
99.05% | shoulder | 53 | 11034645-005 | 81495.0441 | 2033/34
0.4456% | summer | 29 | 11062833-011 | 116.5821 | 2021/22
72.72% | summer | 56 | 11062833-011 | 43154.4131 | 2022/23
96.98% | summer | 84 | 11062833-011 | 92748.5725 | 2023/24
99.18% | summer | 116 | 11062833-011 | 140387.8479 | 2024/25
99.97% | summer | 146 | 11062833-011 | 193444.3738 | 2025/26
100% | summer | 155 | 11062833-011 | 213574.3475 | 2026/27
100% | summer | 162 | 11062833-011 | 236469.819 | 2027/28
100% | summer | 168 | 11062833-011 | 245227.9605 | 2028/29
100% | summer | 172 | 11062833-011 | 251066.7214 | 2029/30
100% | summer | 175 | 11062833-011 | 255445.7922 | 2030/31
100% | summer | 176 | 11062833-011 | 256905.4824 | 2031/32
100% | summer | 181 | 11062833-011 | 264203.9336 | 2032/33
100% | summer | 186 | 11062833-011 | 271502.3848 | 2033/34
0.04439% | winter | 29 | 11062833-011 | 3.769 | 2021/22
30.56% | winter | 56 | 11062833-011 | 5886.8527 | 2022/23
96.59% | winter | 84 | 11062833-011 | 29984.5666 | 2023/24
100% | winter | 116 | 11062833-011 | 45945.5012 | 2024/25
100% | winter | 146 | 11062833-011 | 62808.3568 | 2025/26
100% | winter | 155 | 11062833-011 | 69323.8094 | 2026/27
100% | winter | 162 | 11062833-011 | 76752.7141 | 2027/28
100% | winter | 168 | 11062833-011 | 79595.4072 | 2028/29
100% | winter | 172 | 11062833-011 | 81490.5359 | 2029/30
100% | winter | 175 | 11062833-011 | 82911.8825 | 2030/31
100% | winter | 176 | 11062833-011 | 83385.6646 | 2031/32
100% | winter | 181 | 11062833-011 | 85754.5756 | 2032/33
100% | winter | 186 | 11062833-011 | 88123.4865 | 2033/34
0.159% | shoulder | 29 | 11062833-011 | 44.2454 | 2021/22
81.58% | shoulder | 56 | 11062833-011 | 51488.7714 | 2022/23
99.78% | shoulder | 84 | 11062833-011 | 101489.6814 | 2023/24
100% | shoulder | 116 | 11062833-011 | 150540.1272 | 2024/25
100% | shoulder | 146 | 11062833-011 | 205791.1605 | 2025/26
100% | shoulder | 155 | 11062833-011 | 227138.9973 | 2026/27
100% | shoulder | 162 | 11062833-011 | 251479.7538 | 2027/28
100% | shoulder | 168 | 11062833-011 | 260793.8187 | 2028/29
100% | shoulder | 172 | 11062833-011 | 267003.1953 | 2029/30
100% | shoulder | 175 | 11062833-011 | 271660.2278 | 2030/31
100% | shoulder | 176 | 11062833-011 | 273212.572 | 2031/32
100% | shoulder | 181 | 11062833-011 | 280974.2928 | 2032/33
100% | shoulder | 186 | 11062833-011 | 288736.0136 | 2033/34
0.3564% | summer | 10 | 11029340-014 | 32.151 | 2019/20
1.525% | summer | 14 | 11029340-014 | 226.2528 | 2020/21
8.671% | summer | 19 | 11029340-014 | 1875.8026 | 2021/22
24.23% | summer | 25 | 11029340-014 | 7391.9379 | 2022/23
43.76% | summer | 31 | 11029340-014 | 17979.1169 | 2023/24
52.42% | summer | 33 | 11029340-014 | 23836.1999 | 2024/25
52.42% | summer | 35 | 11029340-014 | 26780.5276 | 2025/26
62.13% | summer | 36 | 11029340-014 | 32650.9668 | 2026/27
62.13% | summer | 37 | 11029340-014 | 33557.9381 | 2027/28
62.13% | summer | 38 | 11029340-014 | 34464.9094 | 2028/29
62.13% | summer | 38 | 11029340-014 | 34464.9094 | 2029/30
69.28% | summer | 39 | 11029340-014 | 39438.556 | 2030/31
69.28% | summer | 40 | 11029340-014 | 40449.8011 | 2031/32
0.7515% | winter | 10 | 11029340-014 | 22.0027 | 2019/20
1.337% | winter | 14 | 11029340-014 | 64.4027 | 2020/21
4.287% | winter | 19 | 11029340-014 | 300.9799 | 2021/22
10.17% | winter | 25 | 11029340-014 | 1007.1413 | 2022/23
21.27% | winter | 31 | 11029340-014 | 2836.7962 | 2023/24
29.95% | winter | 33 | 11029340-014 | 4420.523 | 2024/25
29.95% | winter | 35 | 11029340-014 | 4966.5609 | 2025/26
42.88% | winter | 36 | 11029340-014 | 7314.4052 | 2026/27
42.88% | winter | 37 | 11029340-014 | 7517.5832 | 2027/28
42.88% | winter | 38 | 11029340-014 | 7720.7611 | 2028/29
42.88% | winter | 38 | 11029340-014 | 7720.7611 | 2029/30
54.81% | winter | 39 | 11029340-014 | 10127.5048 | 2030/31
54.81% | winter | 40 | 11029340-014 | 10387.1844 | 2031/32
0.6422% | shoulder | 10 | 11029340-014 | 61.6135 | 2019/20
1.969% | shoulder | 14 | 11029340-014 | 310.7465 | 2020/21
10.01% | shoulder | 19 | 11029340-014 | 2303.4167 | 2021/22
31.39% | shoulder | 25 | 11029340-014 | 10184.1819 | 2022/23
59.27% | shoulder | 31 | 11029340-014 | 25899.2192 | 2023/24
71.36% | shoulder | 33 | 11029340-014 | 34510.7682 | 2024/25
71.36% | shoulder | 35 | 11029340-014 | 38773.6546 | 2025/26
81.74% | shoulder | 36 | 11029340-014 | 45678.7243 | 2026/27
81.74% | shoulder | 37 | 11029340-014 | 46947.5778 | 2027/28
81.74% | shoulder | 38 | 11029340-014 | 48216.4312 | 2028/29
81.74% | shoulder | 38 | 11029340-014 | 48216.4312 | 2029/30
87.6% | shoulder | 39 | 11029340-014 | 53035.2248 | 2030/31
87.6% | shoulder | 40 | 11029340-014 | 54395.1024 | 2031/32
0.03541% | summer | 26 | 11061043-005 | 8.3049 | 2021/22
80.18% | summer | 66 | 11061043-005 | 56079.6433 | 2022/23
97.08% | summer | 106 | 11061043-005 | 117166.7402 | 2023/24
99.95% | summer | 149 | 11061043-005 | 181737.4704 | 2024/25
100% | summer | 188 | 11061043-005 | 249174.9629 | 2025/26
100% | summer | 199 | 11061043-005 | 274211.5699 | 2026/27
100% | summer | 207 | 11061043-005 | 302155.8799 | 2027/28
100% | summer | 214 | 11061043-005 | 312373.7116 | 2028/29
100% | summer | 219 | 11061043-005 | 319672.1628 | 2029/30
100% | summer | 222 | 11061043-005 | 324051.2335 | 2030/31
100% | summer | 223 | 11061043-005 | 325510.9237 | 2031/32
100% | summer | 229 | 11061043-005 | 334269.0652 | 2032/33
100% | summer | 235 | 11061043-005 | 343027.2066 | 2033/34
0.1758% | winter | 26 | 11061043-005 | 13.3807 | 2021/22
46.75% | winter | 66 | 11061043-005 | 10613.302 | 2022/23
99.68% | winter | 106 | 11061043-005 | 39048.024 | 2023/24
100% | winter | 149 | 11061043-005 | 59016.2042 | 2024/25
100% | winter | 188 | 11061043-005 | 80876.5142 | 2025/26
100% | winter | 199 | 11061043-005 | 89002.8262 | 2026/27
100% | winter | 207 | 11061043-005 | 98072.9124 | 2027/28
100% | winter | 214 | 11061043-005 | 101389.3877 | 2028/29
100% | winter | 219 | 11061043-005 | 103758.2986 | 2029/30
100% | winter | 222 | 11061043-005 | 105179.6452 | 2030/31
100% | winter | 223 | 11061043-005 | 105653.4274 | 2031/32
100% | winter | 229 | 11061043-005 | 108496.1205 | 2032/33
100% | winter | 235 | 11061043-005 | 111338.8136 | 2033/34
0.09851% | shoulder | 26 | 11061043-005 | 24.5709 | 2021/22
87.92% | shoulder | 66 | 11061043-005 | 65395.4135 | 2022/23
99.97% | shoulder | 106 | 11061043-005 | 128307.1898 | 2023/24
100% | shoulder | 149 | 11061043-005 | 193366.1978 | 2024/25
100% | shoulder | 188 | 11061043-005 | 264991.3573 | 2025/26
100% | shoulder | 199 | 11061043-005 | 291617.1643 | 2026/27
100% | shoulder | 207 | 11061043-005 | 321335.2409 | 2027/28
100% | shoulder | 214 | 11061043-005 | 332201.65 | 2028/29
100% | shoulder | 219 | 11061043-005 | 339963.3708 | 2029/30
100% | shoulder | 222 | 11061043-005 | 344620.4033 | 2030/31
100% | shoulder | 223 | 11061043-005 | 346172.7475 | 2031/32
100% | shoulder | 229 | 11061043-005 | 355486.8124 | 2032/33
100% | shoulder | 235 | 11061043-005 | 364800.8774 | 2033/34
0% | summer | 5 | 11082977-014 | 0 | 2019/20
0.09103% | summer | 9 | 11082977-014 | 8.6819 | 2020/21
2.582% | summer | 14 | 11082977-014 | 411.6331 | 2021/22
15.75% | summer | 20 | 11082977-014 | 3845.1208 | 2022/23
37.84% | summer | 26 | 11082977-014 | 13041.0451 | 2023/24
51.78% | summer | 28 | 11082977-014 | 19976.1998 | 2024/25
51.78% | summer | 30 | 11082977-014 | 22672.7449 | 2025/26
65.95% | summer | 32 | 11082977-014 | 30807.3118 | 2026/27
65.95% | summer | 33 | 11082977-014 | 31770.0403 | 2027/28
75.39% | summer | 34 | 11082977-014 | 37415.359 | 2028/29
75.39% | summer | 34 | 11082977-014 | 37415.359 | 2029/30
75.39% | summer | 36 | 11082977-014 | 39616.2625 | 2030/31
84.65% | summer | 38 | 11082977-014 | 46953.8677 | 2031/32
0% | winter | 5 | 11082977-014 | 0 | 2019/20
0% | winter | 9 | 11082977-014 | 0 | 2020/21
0.222% | winter | 14 | 11082977-014 | 11.4878 | 2021/22
1.79% | winter | 20 | 11082977-014 | 141.7851 | 2022/23
9.307% | winter | 26 | 11082977-014 | 1041.0249 | 2023/24
18.52% | winter | 28 | 11082977-014 | 2318.9881 | 2024/25
18.52% | winter | 30 | 11082977-014 | 2632.0234 | 2025/26
32.35% | winter | 32 | 11082977-014 | 4904.8924 | 2026/27
32.35% | winter | 33 | 11082977-014 | 5058.1703 | 2027/28
46.22% | winter | 34 | 11082977-014 | 7445.6502 | 2028/29
46.22% | winter | 34 | 11082977-014 | 7445.6502 | 2029/30
46.22% | winter | 36 | 11082977-014 | 7883.6296 | 2030/31
59.03% | winter | 38 | 11082977-014 | 10628.1066 | 2031/32
0.02715% | shoulder | 5 | 11082977-014 | 1.3024 | 2019/20
0.3165% | shoulder | 9 | 11082977-014 | 32.1012 | 2020/21
3.466% | shoulder | 14 | 11082977-014 | 587.5349 | 2021/22
16.84% | shoulder | 20 | 11082977-014 | 4370.9722 | 2022/23
45.7% | shoulder | 26 | 11082977-014 | 16747.1486 | 2023/24
60.01% | shoulder | 28 | 11082977-014 | 24623.4545 | 2024/25
60.01% | shoulder | 30 | 11082977-014 | 27947.3228 | 2025/26
74.08% | shoulder | 32 | 11082977-014 | 36801.1838 | 2026/27
74.08% | shoulder | 33 | 11082977-014 | 37951.2208 | 2027/28
83% | shoulder | 34 | 11082977-014 | 43809.0037 | 2028/29
83% | shoulder | 34 | 11082977-014 | 43809.0037 | 2029/30
83% | shoulder | 36 | 11082977-014 | 46386.0039 | 2030/31
90.19% | shoulder | 38 | 11082977-014 | 53204.2775 | 2031/32
0% | summer | 2 | 46701662-005 | 0 | 2019/20
0% | summer | 8 | 46701662-005 | 0 | 2020/21
0.3003% | summer | 15 | 46701662-005 | 51.2892 | 2021/22
9.09% | summer | 23 | 46701662-005 | 2551.3921 | 2022/23
43.32% | summer | 31 | 46701662-005 | 17800.1877 | 2023/24
54.3% | summer | 34 | 46701662-005 | 25440.4272 | 2024/25
54.3% | summer | 36 | 46701662-005 | 28534.876 | 2025/26
70.38% | summer | 38 | 46701662-005 | 39036.2936 | 2026/27
70.38% | summer | 39 | 46701662-005 | 40063.5645 | 2027/28
80.61% | summer | 40 | 46701662-005 | 47064.998 | 2028/29
80.61% | summer | 40 | 46701662-005 | 47064.998 | 2029/30
80.61% | summer | 42 | 46701662-005 | 49418.2479 | 2030/31
88.95% | summer | 44 | 46701662-005 | 57130.0125 | 2031/32
0% | winter | 2 | 46701662-005 | 0 | 2019/20
0% | winter | 8 | 46701662-005 | 0 | 2020/21
0% | winter | 15 | 46701662-005 | 0 | 2021/22
0% | winter | 23 | 46701662-005 | 0 | 2022/23
5.303% | winter | 31 | 46701662-005 | 707.2574 | 2023/24
12.17% | winter | 34 | 46701662-005 | 1850.7643 | 2024/25
12.17% | winter | 36 | 46701662-005 | 2075.8822 | 2025/26
23.7% | winter | 38 | 46701662-005 | 4266.7479 | 2026/27
23.7% | winter | 39 | 46701662-005 | 4379.0307 | 2027/28
36.87% | winter | 40 | 46701662-005 | 6987.1498 | 2028/29
36.87% | winter | 40 | 46701662-005 | 6987.1498 | 2029/30
36.87% | winter | 42 | 46701662-005 | 7336.5073 | 2030/31
52.64% | winter | 44 | 46701662-005 | 10973.4331 | 2031/32
0% | shoulder | 2 | 46701662-005 | 0 | 2019/20
0% | shoulder | 8 | 46701662-005 | 0 | 2020/21
0.3328% | shoulder | 15 | 46701662-005 | 60.4432 | 2021/22
9.749% | shoulder | 23 | 46701662-005 | 2909.8543 | 2022/23
53.61% | shoulder | 31 | 46701662-005 | 23426.0632 | 2023/24
69.89% | shoulder | 34 | 46701662-005 | 34821.2454 | 2024/25
69.89% | shoulder | 36 | 46701662-005 | 39056.7309 | 2025/26
84.35% | shoulder | 38 | 46701662-005 | 49758.0765 | 2026/27
84.35% | shoulder | 39 | 46701662-005 | 51067.4995 | 2027/28
91.92% | shoulder | 40 | 46701662-005 | 57078.4695 | 2028/29
91.92% | shoulder | 40 | 46701662-005 | 57078.4695 | 2029/30
91.92% | shoulder | 42 | 46701662-005 | 59932.3929 | 2030/31
96.32% | shoulder | 44 | 46701662-005 | 65786.789 | 2031/32
0.01891% | summer | 10 | 11076830-011 | 1.7059 | 2021/22
0.08278% | summer | 18 | 11076830-011 | 15.7902 | 2022/23
4.248% | summer | 26 | 11076830-011 | 1257.6216 | 2023/24
44.48% | summer | 36 | 11076830-011 | 19538.837 | 2024/25
85.34% | summer | 46 | 11076830-011 | 52028.7224 | 2025/26
90.59% | summer | 49 | 11076830-011 | 61163.8118 | 2026/27
93.83% | summer | 51 | 11076830-011 | 69847.2926 | 2027/28
95.75% | summer | 53 | 11076830-011 | 74077.9461 | 2028/29
95.75% | summer | 55 | 11076830-011 | 76873.3403 | 2029/30
96.59% | summer | 56 | 11076830-011 | 78953.9245 | 2030/31
96.59% | summer | 56 | 11076830-011 | 78953.9245 | 2031/32
96.59% | summer | 58 | 11076830-011 | 81773.7075 | 2032/33
96.98% | summer | 60 | 11076830-011 | 84937.3121 | 2033/34
0% | winter | 10 | 11076830-011 | 0 | 2021/22
0.00832% | winter | 18 | 11076830-011 | 0.51514 | 2022/23
1.668% | winter | 26 | 11076830-011 | 160.2732 | 2023/24
22.51% | winter | 36 | 11076830-011 | 3209.8794 | 2024/25
75.18% | winter | 46 | 11076830-011 | 14876.9654 | 2025/26
85.31% | winter | 49 | 11076830-011 | 18694.9491 | 2026/27
92.8% | winter | 51 | 11076830-011 | 22422.4285 | 2027/28
96.49% | winter | 53 | 11076830-011 | 24228.2108 | 2028/29
96.49% | winter | 55 | 11076830-011 | 25142.4829 | 2029/30
98.44% | winter | 56 | 11076830-011 | 26118.2592 | 2030/31
98.44% | winter | 56 | 11076830-011 | 26118.2592 | 2031/32
98.44% | winter | 58 | 11076830-011 | 27051.0542 | 2032/33
99.34% | winter | 60 | 11076830-011 | 28239.4666 | 2033/34
0% | shoulder | 10 | 11076830-011 | 0 | 2021/22
0.05886% | shoulder | 18 | 11076830-011 | 11.9404 | 2022/23
5.739% | shoulder | 26 | 11076830-011 | 1806.7482 | 2023/24
55.79% | shoulder | 36 | 11076830-011 | 26063.8022 | 2024/25
95.23% | shoulder | 46 | 11076830-011 | 61746.0495 | 2025/26
98.04% | shoulder | 49 | 11076830-011 | 70399.0605 | 2026/27
99.24% | shoulder | 51 | 11076830-011 | 78563.9543 | 2027/28
99.64% | shoulder | 53 | 11076830-011 | 81973.9524 | 2028/29
99.64% | shoulder | 55 | 11076830-011 | 85067.3091 | 2029/30
99.89% | shoulder | 56 | 11076830-011 | 86835.396 | 2030/31
99.89% | shoulder | 56 | 11076830-011 | 86835.396 | 2031/32
99.89% | shoulder | 58 | 11076830-011 | 89936.6602 | 2032/33
99.97% | shoulder | 60 | 11076830-011 | 93112.0296 | 2033/34
0.01834% | summer | 16 | 11055444-009 | 2.6474 | 2021/22
3.387% | summer | 28 | 11055444-009 | 1004.9863 | 2022/23
38.1% | summer | 40 | 11055444-009 | 17350.0145 | 2023/24
74.93% | summer | 54 | 11055444-009 | 49376.8507 | 2024/25
94.69% | summer | 68 | 11055444-009 | 85345.4079 | 2025/26
96.59% | summer | 73 | 11055444-009 | 97162.0506 | 2026/27
96.92% | summer | 76 | 11055444-009 | 107516.4107 | 2027/28
97.11% | summer | 79 | 11055444-009 | 111988.5097 | 2028/29
97.11% | summer | 81 | 11055444-009 | 114823.6618 | 2029/30
97.23% | summer | 83 | 11055444-009 | 117793.6103 | 2030/31
97.23% | summer | 83 | 11055444-009 | 117793.6103 | 2031/32
97.34% | summer | 86 | 11055444-009 | 122194.12 | 2032/33
97.41% | summer | 89 | 11055444-009 | 126546.0399 | 2033/34
0% | winter | 16 | 11055444-009 | 0 | 2021/22
0.1345% | winter | 28 | 11055444-009 | 12.9533 | 2022/23
4.15% | winter | 40 | 11055444-009 | 613.5092 | 2023/24
31.28% | winter | 54 | 11055444-009 | 6690.8455 | 2024/25
86.59% | winter | 68 | 11055444-009 | 25331.5573 | 2025/26
96.23% | winter | 73 | 11055444-009 | 31419.1196 | 2026/27
98.39% | winter | 76 | 11055444-009 | 35427.0394 | 2027/28
99.33% | winter | 79 | 11055444-009 | 37176.8419 | 2028/29
99.33% | winter | 81 | 11055444-009 | 38118.0278 | 2029/30
99.7% | winter | 83 | 11055444-009 | 39206.8134 | 2030/31
99.7% | winter | 83 | 11055444-009 | 39206.8134 | 2031/32
99.92% | winter | 86 | 11055444-009 | 40712.0101 | 2032/33
99.99% | winter | 89 | 11055444-009 | 42161.6473 | 2033/34
0.005185% | shoulder | 16 | 11055444-009 | 0.79585 | 2021/22
1.845% | shoulder | 28 | 11055444-009 | 582.2986 | 2022/23
32.21% | shoulder | 40 | 11055444-009 | 15598.1533 | 2023/24
82.14% | shoulder | 54 | 11055444-009 | 57563.868 | 2024/25
99.01% | shoulder | 68 | 11055444-009 | 94901.9667 | 2025/26
99.71% | shoulder | 73 | 11055444-009 | 106668.4845 | 2026/27
99.85% | shoulder | 76 | 11055444-009 | 117803.6074 | 2027/28
99.95% | shoulder | 79 | 11055444-009 | 122570.2694 | 2028/29
99.95% | shoulder | 81 | 11055444-009 | 125673.3142 | 2029/30
99.98% | shoulder | 83 | 11055444-009 | 128819.4776 | 2030/31
99.98% | shoulder | 83 | 11055444-009 | 128819.4776 | 2031/32
100% | shoulder | 86 | 11055444-009 | 133498.0041 | 2032/33
100% | shoulder | 89 | 11055444-009 | 138158.6301 | 2033/34
5.939% | summer | 11 | 11078815-005 | 589.3055 | 2021/22
12.04% | summer | 30 | 11078815-005 | 3826.298 | 2022/23
24.62% | summer | 51 | 11078815-005 | 14295.2611 | 2023/24
61.72% | summer | 75 | 11078815-005 | 56487.7374 | 2024/25
90.7% | summer | 100 | 11078815-005 | 120215.1092 | 2025/26
94.72% | summer | 108 | 11078815-005 | 140962.224 | 2026/27
95.84% | summer | 114 | 11078815-005 | 159487.0891 | 2027/28
96.43% | summer | 120 | 11078815-005 | 168904.1052 | 2028/29
96.64% | summer | 124 | 11078815-005 | 174927.0596 | 2029/30
96.84% | summer | 127 | 11078815-005 | 179522.6258 | 2030/31
96.84% | summer | 128 | 11078815-005 | 180936.1898 | 2031/32
97.1% | summer | 133 | 11078815-005 | 188508.8548 | 2032/33
97.22% | summer | 138 | 11078815-005 | 195832.1779 | 2033/34
0% | winter | 11 | 11078815-005 | 0 | 2021/22
0% | winter | 30 | 11078815-005 | 0 | 2022/23
0.9278% | winter | 51 | 11078815-005 | 174.8683 | 2023/24
18.81% | winter | 75 | 11078815-005 | 5586.418 | 2024/25
70.7% | winter | 100 | 11078815-005 | 30413.7194 | 2025/26
84.99% | winter | 108 | 11078815-005 | 41051.3977 | 2026/27
90.39% | winter | 114 | 11078815-005 | 48818.589 | 2027/28
93.85% | winter | 120 | 11078815-005 | 53355.024 | 2028/29
94.97% | winter | 124 | 11078815-005 | 55792.7 | 2029/30
95.95% | winter | 127 | 11078815-005 | 57732.0558 | 2030/31
95.95% | winter | 128 | 11078815-005 | 58186.6389 | 2031/32
97.51% | winter | 133 | 11078815-005 | 61443.2923 | 2032/33
98.42% | winter | 138 | 11078815-005 | 64351.9289 | 2033/34
1.698% | shoulder | 11 | 11078815-005 | 179.2013 | 2021/22
6.048% | shoulder | 30 | 11078815-005 | 2044.9475 | 2022/23
19.48% | shoulder | 51 | 11078815-005 | 12031.5599 | 2023/24
62.83% | shoulder | 75 | 11078815-005 | 61152.9454 | 2024/25
94.44% | shoulder | 100 | 11078815-005 | 133114.578 | 2025/26
97.65% | shoulder | 108 | 11078815-005 | 154544.4079 | 2026/27
98.66% | shoulder | 114 | 11078815-005 | 174602.7968 | 2027/28
99.29% | shoulder | 120 | 11078815-005 | 184963.6868 | 2028/29
99.45% | shoulder | 124 | 11078815-005 | 191434.1459 | 2029/30
99.55% | shoulder | 127 | 11078815-005 | 196257.304 | 2030/31
99.55% | shoulder | 128 | 11078815-005 | 197802.6371 | 2031/32
99.73% | shoulder | 133 | 11078815-005 | 205903.3247 | 2032/33
99.87% | shoulder | 138 | 11078815-005 | 213937.058 | 2033/34
0.4019% | summer | 11 | 110031325-009 | 39.8848 | 2021/22
5.594% | summer | 21 | 110031325-009 | 1244.9909 | 2022/23
53.08% | summer | 32 | 110031325-009 | 19337.6488 | 2023/24
91.76% | summer | 46 | 110031325-009 | 51508.0223 | 2024/25
97.2% | summer | 61 | 110031325-009 | 78587.0568 | 2025/26
97.37% | summer | 66 | 110031325-009 | 88548.1955 | 2026/27
97.48% | summer | 70 | 110031325-009 | 99601.7908 | 2027/28
97.93% | summer | 74 | 110031325-009 | 105780.8542 | 2028/29
97.93% | summer | 76 | 110031325-009 | 108639.7963 | 2029/30
98.21% | summer | 78 | 110031325-009 | 111815.4526 | 2030/31
98.21% | summer | 78 | 110031325-009 | 111815.4526 | 2031/32
98.43% | summer | 81 | 110031325-009 | 116378.241 | 2032/33
98.75% | summer | 84 | 110031325-009 | 121081.7069 | 2033/34
0.01415% | winter | 11 | 110031325-009 | 0.4557 | 2021/22
0.5012% | winter | 21 | 110031325-009 | 36.2064 | 2022/23
12.32% | winter | 32 | 110031325-009 | 1457.4816 | 2023/24
54.69% | winter | 46 | 110031325-009 | 9964.3194 | 2024/25
95.09% | winter | 61 | 110031325-009 | 24953.709 | 2025/26
98.03% | winter | 66 | 110031325-009 | 28937.5907 | 2026/27
98.94% | winter | 70 | 110031325-009 | 32813.9775 | 2027/28
99.81% | winter | 74 | 110031325-009 | 34992.0966 | 2028/29
99.81% | winter | 76 | 110031325-009 | 35937.829 | 2029/30
99.93% | winter | 78 | 110031325-009 | 36929.7151 | 2030/31
99.93% | winter | 78 | 110031325-009 | 36929.7151 | 2031/32
99.97% | winter | 81 | 110031325-009 | 38364.8276 | 2032/33
99.99% | winter | 84 | 110031325-009 | 39794.8586 | 2033/34
0.5571% | shoulder | 11 | 110031325-009 | 58.7921 | 2021/22
6.227% | shoulder | 21 | 110031325-009 | 1473.6601 | 2022/23
50.53% | shoulder | 32 | 110031325-009 | 19579.9717 | 2023/24
96.33% | shoulder | 46 | 110031325-009 | 57507.3776 | 2024/25
99.99% | shoulder | 61 | 110031325-009 | 85970.9685 | 2025/26
100% | shoulder | 66 | 110031325-009 | 96717.2505 | 2026/27
100% | shoulder | 70 | 110031325-009 | 108664.0911 | 2027/28
100% | shoulder | 74 | 110031325-009 | 114873.4678 | 2028/29
100% | shoulder | 76 | 110031325-009 | 117978.1561 | 2029/30
100% | shoulder | 78 | 110031325-009 | 121082.8444 | 2030/31
100% | shoulder | 78 | 110031325-009 | 121082.8444 | 2031/32
100% | shoulder | 81 | 110031325-009 | 125739.8769 | 2032/33
100% | shoulder | 84 | 110031325-009 | 130396.9094 | 2033/34
1.182% | summer | 12 | 11034678-011 | 127.9008 | 2021/22
2.486% | summer | 18 | 11034678-011 | 474.1206 | 2022/23
15.1% | summer | 25 | 11034678-011 | 4296.7572 | 2023/24
59.91% | summer | 34 | 11034678-011 | 24858.5451 | 2024/25
86.29% | summer | 44 | 11034678-011 | 50323.9716 | 2025/26
90.31% | summer | 47 | 11034678-011 | 58490.0487 | 2026/27
92.2% | summer | 50 | 11034678-011 | 67292.1457 | 2027/28
93.6% | summer | 52 | 11034678-011 | 71042.3711 | 2028/29
93.6% | summer | 54 | 11034678-011 | 73774.77 | 2029/30
94.86% | summer | 55 | 11034678-011 | 76155.7217 | 2030/31
94.86% | summer | 55 | 11034678-011 | 76155.7217 | 2031/32
94.86% | summer | 57 | 11034678-011 | 78925.0207 | 2032/33
95.83% | summer | 59 | 11034678-011 | 82527.6666 | 2033/34
0.015% | winter | 12 | 11034678-011 | 0.52717 | 2021/22
0.1357% | winter | 18 | 11034678-011 | 8.4004 | 2022/23
1.829% | winter | 25 | 11034678-011 | 168.9487 | 2023/24
23.19% | winter | 34 | 11034678-011 | 3122.9328 | 2024/25
62.69% | winter | 44 | 11034678-011 | 11866.3192 | 2025/26
72.38% | winter | 47 | 11034678-011 | 15215.1343 | 2026/27
80.59% | winter | 50 | 11034678-011 | 19090.8396 | 2027/28
87.55% | winter | 52 | 11034678-011 | 21568.843 | 2028/29
87.55% | winter | 54 | 11034678-011 | 22398.4138 | 2029/30
93.3% | winter | 55 | 11034678-011 | 24311.813 | 2030/31
93.3% | winter | 55 | 11034678-011 | 24311.813 | 2031/32
93.3% | winter | 57 | 11034678-011 | 25195.879 | 2032/33
95.97% | winter | 59 | 11034678-011 | 26825.2639 | 2033/34
1.028% | shoulder | 12 | 11034678-011 | 118.3287 | 2021/22
2.17% | shoulder | 18 | 11034678-011 | 440.1145 | 2022/23
15.19% | shoulder | 25 | 11034678-011 | 4597.8604 | 2023/24
71.2% | shoulder | 34 | 11034678-011 | 31413.9995 | 2024/25
95.55% | shoulder | 44 | 11034678-011 | 59260.9032 | 2025/26
97.5% | shoulder | 47 | 11034678-011 | 67155.0469 | 2026/27
98.3% | shoulder | 50 | 11034678-011 | 76295.8816 | 2027/28
98.88% | shoulder | 52 | 11034678-011 | 79813.9697 | 2028/29
98.88% | shoulder | 54 | 11034678-011 | 82883.7378 | 2029/30
99.29% | shoulder | 55 | 11034678-011 | 84770.6048 | 2030/31
99.29% | shoulder | 55 | 11034678-011 | 84770.6048 | 2031/32
99.29% | shoulder | 57 | 11034678-011 | 87853.1723 | 2032/33
99.59% | shoulder | 59 | 11034678-011 | 91210.9842 | 2033/34
3.418% | summer | 5 | 11061221-005 | 154.1544 | 2021/22
21.5% | summer | 12 | 11061221-005 | 2734.0932 | 2022/23
38.65% | summer | 19 | 11061221-005 | 8360.3739 | 2023/24
73.21% | summer | 28 | 11061221-005 | 25013.3812 | 2024/25
91.53% | summer | 38 | 11061221-005 | 46098.6153 | 2025/26
94.51% | summer | 41 | 11061221-005 | 53393.9916 | 2026/27
96.27% | summer | 44 | 11061221-005 | 61828.6029 | 2027/28
97.09% | summer | 46 | 11061221-005 | 65191.994 | 2028/29
97.26% | summer | 48 | 11061221-005 | 68146.5704 | 2029/30
97.26% | summer | 49 | 11061221-005 | 69566.2907 | 2030/31
97.26% | summer | 49 | 11061221-005 | 69566.2907 | 2031/32
97.34% | summer | 51 | 11061221-005 | 72465.3058 | 2032/33
97.34% | summer | 53 | 11061221-005 | 75307.0825 | 2033/34
0% | winter | 5 | 11061221-005 | 0 | 2021/22
1.322% | winter | 12 | 11061221-005 | 54.57 | 2022/23
6.086% | winter | 19 | 11061221-005 | 427.323 | 2023/24
32.23% | winter | 28 | 11061221-005 | 3574.216 | 2024/25
73.62% | winter | 38 | 11061221-005 | 12034.8509 | 2025/26
85.92% | winter | 41 | 11061221-005 | 15755.9403 | 2026/27
93.8% | winter | 44 | 11061221-005 | 19554.6153 | 2027/28
97.9% | winter | 46 | 11061221-005 | 21336.8227 | 2028/29
99.37% | winter | 48 | 11061221-005 | 22598.1897 | 2029/30
99.37% | winter | 49 | 11061221-005 | 23068.9853 | 2030/31
99.37% | winter | 49 | 11061221-005 | 23068.9853 | 2031/32
99.83% | winter | 51 | 11061221-005 | 24121.0661 | 2032/33
99.83% | winter | 53 | 11061221-005 | 25066.9903 | 2033/34
3.987% | shoulder | 5 | 11061221-005 | 191.2388 | 2021/22
23.08% | shoulder | 12 | 11061221-005 | 3120.9737 | 2022/23
41.93% | shoulder | 19 | 11061221-005 | 9645.4701 | 2023/24
75.1% | shoulder | 28 | 11061221-005 | 27289.3429 | 2024/25
96.87% | shoulder | 38 | 11061221-005 | 51884.0262 | 2025/26
98.63% | shoulder | 41 | 11061221-005 | 59260.0043 | 2026/27
99.45% | shoulder | 44 | 11061221-005 | 67927.3386 | 2027/28
99.75% | shoulder | 46 | 11061221-005 | 71228.7033 | 2028/29
99.96% | shoulder | 48 | 11061221-005 | 74482.6854 | 2029/30
99.96% | shoulder | 49 | 11061221-005 | 76034.408 | 2030/31
99.96% | shoulder | 49 | 11061221-005 | 76034.408 | 2031/32
99.98% | shoulder | 51 | 11061221-005 | 79157.4179 | 2032/33
99.98% | shoulder | 53 | 11061221-005 | 82261.6303 | 2033/34
9.599% | summer | 25 | 11027690-014 | 2164.8287 | 2021/22
95.31% | summer | 50 | 11027690-014 | 50503.065 | 2022/23
98.27% | summer | 76 | 11027690-014 | 85030.2982 | 2023/24
99.91% | summer | 106 | 11027690-014 | 129236.2914 | 2024/25
100% | summer | 135 | 11027690-014 | 178928.8297 | 2025/26
100% | summer | 144 | 11027690-014 | 198424.4526 | 2026/27
100% | summer | 151 | 11027690-014 | 220413.2264 | 2027/28
100% | summer | 157 | 11027690-014 | 229171.3678 | 2028/29
100% | summer | 161 | 11027690-014 | 235010.1288 | 2029/30
100% | summer | 164 | 11027690-014 | 239389.1995 | 2030/31
100% | summer | 165 | 11027690-014 | 240848.8898 | 2031/32
100% | summer | 170 | 11027690-014 | 248147.341 | 2032/33
100% | summer | 175 | 11027690-014 | 255445.7922 | 2033/34
0.1408% | winter | 25 | 11027690-014 | 10.3034 | 2021/22
62.29% | winter | 50 | 11027690-014 | 10712.2125 | 2022/23
99.79% | winter | 76 | 11027690-014 | 28028.0892 | 2023/24
100% | winter | 106 | 11027690-014 | 41984.6822 | 2024/25
100% | winter | 135 | 11027690-014 | 58076.2203 | 2025/26
100% | winter | 144 | 11027690-014 | 64404.0552 | 2026/27
100% | winter | 151 | 11027690-014 | 71541.11 | 2027/28
100% | winter | 157 | 11027690-014 | 74383.8031 | 2028/29
100% | winter | 161 | 11027690-014 | 76278.9319 | 2029/30
100% | winter | 164 | 11027690-014 | 77700.2784 | 2030/31
100% | winter | 165 | 11027690-014 | 78174.0606 | 2031/32
100% | winter | 170 | 11027690-014 | 80542.9715 | 2032/33
100% | winter | 175 | 11027690-014 | 82911.8825 | 2033/34
9.62% | shoulder | 25 | 11027690-014 | 2307.322 | 2021/22
98.83% | shoulder | 50 | 11027690-014 | 55693.0848 | 2022/23
100% | shoulder | 76 | 11027690-014 | 92022.9617 | 2023/24
100% | shoulder | 106 | 11027690-014 | 137562.53 | 2024/25
100% | shoulder | 135 | 11027690-014 | 190286.347 | 2025/26
100% | shoulder | 144 | 11027690-014 | 211019.4556 | 2026/27
100% | shoulder | 151 | 11027690-014 | 234403.968 | 2027/28
100% | shoulder | 157 | 11027690-014 | 243718.033 | 2028/29
100% | shoulder | 161 | 11027690-014 | 249927.4096 | 2029/30
100% | shoulder | 164 | 11027690-014 | 254584.4421 | 2030/31
100% | shoulder | 165 | 11027690-014 | 256136.7862 | 2031/32
100% | shoulder | 170 | 11027690-014 | 263898.507 | 2032/33
100% | shoulder | 175 | 11027690-014 | 271660.2278 | 2033/34
0.1752% | summer | 15 | 94636157-009 | 23.7093 | 2021/22
4.446% | summer | 26 | 94636157-009 | 1224.9247 | 2022/23
43.6% | summer | 38 | 94636157-009 | 18862.0276 | 2023/24
89.41% | summer | 53 | 94636157-009 | 57828.4309 | 2024/25
97.27% | summer | 68 | 94636157-009 | 87665.1223 | 2025/26
97.33% | summer | 73 | 94636157-009 | 97907.1589 | 2026/27
97.36% | summer | 77 | 94636157-009 | 109434.0349 | 2027/28
97.62% | summer | 81 | 94636157-009 | 115418.4009 | 2028/29
97.62% | summer | 83 | 94636157-009 | 118268.238 | 2029/30
97.71% | summer | 85 | 94636157-009 | 121227.1782 | 2030/31
97.71% | summer | 85 | 94636157-009 | 121227.1782 | 2031/32
97.99% | summer | 88 | 94636157-009 | 125868.8538 | 2032/33
98.17% | summer | 91 | 94636157-009 | 130399.3591 | 2033/34
0.008782% | winter | 15 | 94636157-009 | 0.38571 | 2021/22
0.5708% | winter | 26 | 94636157-009 | 51.0502 | 2022/23
8.826% | winter | 38 | 94636157-009 | 1239.4777 | 2023/24
70.99% | winter | 53 | 94636157-009 | 14903.0542 | 2024/25
99.42% | winter | 68 | 94636157-009 | 29083.8824 | 2025/26
99.98% | winter | 73 | 94636157-009 | 32642.7204 | 2026/27
100% | winter | 77 | 94636157-009 | 36481.2283 | 2027/28
100% | winter | 81 | 94636157-009 | 38376.357 | 2028/29
100% | winter | 83 | 94636157-009 | 39323.9214 | 2029/30
100% | winter | 85 | 94636157-009 | 40271.4858 | 2030/31
100% | winter | 85 | 94636157-009 | 40271.4858 | 2031/32
100% | winter | 88 | 94636157-009 | 41692.8323 | 2032/33
100% | winter | 91 | 94636157-009 | 43114.1789 | 2033/34
0.06678% | shoulder | 15 | 94636157-009 | 9.6104 | 2021/22
2.586% | shoulder | 26 | 94636157-009 | 757.8359 | 2022/23
41.88% | shoulder | 38 | 94636157-009 | 19270.9538 | 2023/24
95.94% | shoulder | 53 | 94636157-009 | 65991.1255 | 2024/25
99.97% | shoulder | 68 | 94636157-009 | 95815.878 | 2025/26
100% | shoulder | 73 | 94636157-009 | 106975.1407 | 2026/27
100% | shoulder | 77 | 94636157-009 | 119530.5002 | 2027/28
100% | shoulder | 81 | 94636157-009 | 125739.8769 | 2028/29
100% | shoulder | 83 | 94636157-009 | 128844.5652 | 2029/30
100% | shoulder | 85 | 94636157-009 | 131949.2535 | 2030/31
100% | shoulder | 85 | 94636157-009 | 131949.2535 | 2031/32
100% | shoulder | 88 | 94636157-009 | 136606.286 | 2032/33
100% | shoulder | 91 | 94636157-009 | 141263.3185 | 2033/34
0.3418% | summer | 8 | 11030011-012 | 24.6655 | 2021/22
21.15% | summer | 15 | 11030011-012 | 3362.433 | 2022/23
52.31% | summer | 23 | 11030011-012 | 13699.5053 | 2023/24
78.3% | summer | 32 | 11030011-012 | 30574.7247 | 2024/25
88.35% | summer | 41 | 11030011-012 | 48012.5959 | 2025/26
90.89% | summer | 44 | 11030011-012 | 55107.6429 | 2026/27
92.73% | summer | 46 | 11030011-012 | 62263.5608 | 2027/28
94.1% | summer | 48 | 11030011-012 | 65927.8763 | 2028/29
94.1% | summer | 49 | 11030011-012 | 67301.3738 | 2029/30
94.1% | summer | 50 | 11030011-012 | 68674.8712 | 2030/31
94.1% | summer | 50 | 11030011-012 | 68674.8712 | 2031/32
94.97% | summer | 52 | 11030011-012 | 72086.171 | 2032/33
95.75% | summer | 54 | 11030011-012 | 75471.7461 | 2033/34
0.05422% | winter | 8 | 11030011-012 | 1.2699 | 2021/22
12.09% | winter | 15 | 11030011-012 | 623.8379 | 2022/23
63.98% | winter | 23 | 11030011-012 | 5437.7807 | 2023/24
98.65% | winter | 32 | 11030011-012 | 12502.9782 | 2024/25
100% | winter | 41 | 11030011-012 | 17637.9632 | 2025/26
100% | winter | 44 | 11030011-012 | 19679.0169 | 2026/27
100% | winter | 46 | 11030011-012 | 21793.9805 | 2027/28
100% | winter | 48 | 11030011-012 | 22741.5449 | 2028/29
100% | winter | 49 | 11030011-012 | 23215.3271 | 2029/30
100% | winter | 50 | 11030011-012 | 23689.1093 | 2030/31
100% | winter | 50 | 11030011-012 | 23689.1093 | 2031/32
100% | winter | 52 | 11030011-012 | 24636.6736 | 2032/33
100% | winter | 54 | 11030011-012 | 25584.238 | 2033/34
0.9519% | shoulder | 8 | 11030011-012 | 73.0535 | 2021/22
44.75% | shoulder | 15 | 11030011-012 | 7564.2759 | 2022/23
84.94% | shoulder | 23 | 11030011-012 | 23655.1952 | 2023/24
95.43% | shoulder | 32 | 11030011-012 | 39629.8825 | 2024/25
97.41% | shoulder | 41 | 11030011-012 | 56294.5339 | 2025/26
97.8% | shoulder | 44 | 11030011-012 | 63061.962 | 2026/27
98.17% | shoulder | 46 | 11030011-012 | 70101.5943 | 2027/28
98.39% | shoulder | 48 | 11030011-012 | 73310.9166 | 2028/29
98.39% | shoulder | 49 | 11030011-012 | 74838.2274 | 2029/30
98.39% | shoulder | 50 | 11030011-012 | 76365.5381 | 2030/31
98.39% | shoulder | 50 | 11030011-012 | 76365.5381 | 2031/32
98.7% | shoulder | 52 | 11030011-012 | 79671.5018 | 2032/33
98.94% | shoulder | 54 | 11030011-012 | 82942.1309 | 2033/34
0% | summer | 9 | 11082305-012 | 0 | 2021/22
18.48% | summer | 30 | 11082305-012 | 5876.2111 | 2022/23
76.26% | summer | 50 | 11082305-012 | 43411.3437 | 2023/24
90.68% | summer | 71 | 11082305-012 | 78569.5057 | 2024/25
94.23% | summer | 90 | 11082305-012 | 112400.7655 | 2025/26
94.63% | summer | 95 | 11082305-012 | 123874.6054 | 2026/27
95.72% | summer | 99 | 11082305-012 | 138320.9075 | 2027/28
96.18% | summer | 102 | 11082305-012 | 143207.5847 | 2028/29
96.18% | summer | 104 | 11082305-012 | 146015.5765 | 2029/30
96.74% | summer | 106 | 11082305-012 | 149689.069 | 2030/31
96.74% | summer | 106 | 11082305-012 | 149689.069 | 2031/32
97.21% | summer | 109 | 11082305-012 | 154659.9298 | 2032/33
97.91% | summer | 112 | 11082305-012 | 160076.143 | 2033/34
0% | winter | 9 | 11082305-012 | 0 | 2021/22
0% | winter | 30 | 11082305-012 | 0 | 2022/23
0% | winter | 50 | 11082305-012 | 0 | 2023/24
0% | winter | 71 | 11082305-012 | 0 | 2024/25
0% | winter | 90 | 11082305-012 | 0 | 2025/26
0% | winter | 95 | 11082305-012 | 0 | 2026/27
0% | winter | 99 | 11082305-012 | 0 | 2027/28
0% | winter | 102 | 11082305-012 | 0 | 2028/29
0% | winter | 104 | 11082305-012 | 0 | 2029/30
0% | winter | 106 | 11082305-012 | 0 | 2030/31
0% | winter | 106 | 11082305-012 | 0 | 2031/32
0% | winter | 109 | 11082305-012 | 0 | 2032/33
0% | winter | 112 | 11082305-012 | 0 | 2033/34
0% | shoulder | 9 | 11082305-012 | 0 | 2021/22
33.12% | shoulder | 30 | 11082305-012 | 11197.6868 | 2022/23
84.73% | shoulder | 50 | 11082305-012 | 51294.406 | 2023/24
96.43% | shoulder | 71 | 11082305-012 | 88849.9683 | 2024/25
98.29% | shoulder | 90 | 11082305-012 | 124683.3249 | 2025/26
98.58% | shoulder | 95 | 11082305-012 | 137236.3548 | 2026/27
98.84% | shoulder | 99 | 11082305-012 | 151906.8965 | 2027/28
98.94% | shoulder | 102 | 11082305-012 | 156660.7338 | 2028/29
98.94% | shoulder | 104 | 11082305-012 | 159732.5128 | 2029/30
98.96% | shoulder | 106 | 11082305-012 | 162832.5527 | 2030/31
98.96% | shoulder | 106 | 11082305-012 | 162832.5527 | 2031/32
99.43% | shoulder | 109 | 11082305-012 | 168233.6852 | 2032/33
99.72% | shoulder | 112 | 11082305-012 | 173380.7719 | 2033/34
0% | summer | 6 | 11062667-006 | 0 | 2020/21
0% | summer | 25 | 11062667-006 | 0 | 2021/22
0% | summer | 42 | 11062667-006 | 0 | 2022/23
0% | summer | 59 | 11062667-006 | 0 | 2023/24
4.811% | summer | 73 | 11062667-006 | 4655.2904 | 2024/25
9.367% | summer | 76 | 11062667-006 | 9809.9695 | 2025/26
9.367% | summer | 78 | 11062667-006 | 10665.3884 | 2026/27
15.93% | summer | 80 | 11062667-006 | 18604.6828 | 2027/28
15.93% | summer | 81 | 11062667-006 | 18837.2413 | 2028/29
27.09% | summer | 82 | 11062667-006 | 32424.9859 | 2029/30
27.09% | summer | 82 | 11062667-006 | 32424.9859 | 2030/31
27.09% | summer | 84 | 11062667-006 | 33215.8392 | 2031/32
38.25% | summer | 86 | 11062667-006 | 48013.3511 | 2032/33
0% | winter | 6 | 11062667-006 | 0 | 2020/21
0% | winter | 25 | 11062667-006 | 0 | 2021/22
0% | winter | 42 | 11062667-006 | 0 | 2022/23
0% | winter | 59 | 11062667-006 | 0 | 2023/24
0.9679% | winter | 73 | 11062667-006 | 303.9621 | 2024/25
1.421% | winter | 76 | 11062667-006 | 483.0016 | 2025/26
1.421% | winter | 78 | 11062667-006 | 525.1188 | 2026/27
3.19% | winter | 80 | 11062667-006 | 1208.9087 | 2027/28
3.19% | winter | 81 | 11062667-006 | 1224.0201 | 2028/29
8.431% | winter | 82 | 11062667-006 | 3275.6307 | 2029/30
8.431% | winter | 82 | 11062667-006 | 3275.6307 | 2030/31
8.431% | winter | 84 | 11062667-006 | 3355.5241 | 2031/32
14.87% | winter | 86 | 11062667-006 | 6059.2157 | 2032/33
0% | shoulder | 6 | 11062667-006 | 0 | 2020/21
0% | shoulder | 25 | 11062667-006 | 0 | 2021/22
0.04444% | shoulder | 42 | 11062667-006 | 22.5999 | 2022/23
0.7071% | shoulder | 59 | 11062667-006 | 541.4207 | 2023/24
23.74% | shoulder | 73 | 11062667-006 | 24430.1497 | 2024/25
32.95% | shoulder | 76 | 11062667-006 | 36696.2488 | 2025/26
32.95% | shoulder | 78 | 11062667-006 | 39896.1224 | 2026/27
43.82% | shoulder | 80 | 11062667-006 | 54424.9885 | 2027/28
43.82% | shoulder | 81 | 11062667-006 | 55105.3008 | 2028/29
57.52% | shoulder | 82 | 11062667-006 | 73217.3504 | 2029/30
57.52% | shoulder | 82 | 11062667-006 | 73217.3504 | 2030/31
57.52% | shoulder | 84 | 11062667-006 | 75003.1395 | 2031/32
69.59% | shoulder | 86 | 11062667-006 | 92904.2508 | 2032/33
0% | summer | 10 | 11074786-022 | 0 | 2021/22
1.041% | summer | 18 | 11074786-022 | 198.5678 | 2022/23
25.05% | summer | 26 | 11074786-022 | 7416.3628 | 2023/24
70.71% | summer | 35 | 11074786-022 | 30199.4139 | 2024/25
92.97% | summer | 44 | 11074786-022 | 54219.9855 | 2025/26
95.27% | summer | 47 | 11074786-022 | 61699.294 | 2026/27
95.27% | summer | 49 | 11074786-022 | 68140.6736 | 2027/28
96.21% | summer | 51 | 11074786-022 | 71623.8012 | 2028/29
96.21% | summer | 52 | 11074786-022 | 73028.1894 | 2029/30
96.74% | summer | 53 | 11074786-022 | 74842.879 | 2030/31
96.74% | summer | 53 | 11074786-022 | 74842.879 | 2031/32
96.74% | summer | 55 | 11074786-022 | 77667.1386 | 2032/33
97.22% | summer | 57 | 11074786-022 | 80890.1451 | 2033/34
0% | winter | 10 | 11074786-022 | 0 | 2021/22
0.3863% | winter | 18 | 11074786-022 | 23.9158 | 2022/23
18.07% | winter | 26 | 11074786-022 | 1736.6378 | 2023/24
57.4% | winter | 35 | 11074786-022 | 7957.4029 | 2024/25
84.85% | winter | 44 | 11074786-022 | 16060.0564 | 2025/26
90.32% | winter | 47 | 11074786-022 | 18985.3668 | 2026/27
90.32% | winter | 49 | 11074786-022 | 20967.4309 | 2027/28
94.23% | winter | 51 | 11074786-022 | 22767.8918 | 2028/29
94.23% | winter | 52 | 11074786-022 | 23214.3211 | 2029/30
96.96% | winter | 53 | 11074786-022 | 24346.0799 | 2030/31
96.96% | winter | 53 | 11074786-022 | 24346.0799 | 2031/32
96.96% | winter | 55 | 11074786-022 | 25264.7999 | 2032/33
98.51% | winter | 57 | 11074786-022 | 26602.0467 | 2033/34
0.1124% | shoulder | 10 | 11074786-022 | 10.7869 | 2021/22
3.789% | shoulder | 18 | 11074786-022 | 768.7086 | 2022/23
33.19% | shoulder | 26 | 11074786-022 | 10448.9904 | 2023/24
80.34% | shoulder | 35 | 11074786-022 | 36490.919 | 2024/25
97.88% | shoulder | 44 | 11074786-022 | 60704.5243 | 2025/26
98.88% | shoulder | 47 | 11074786-022 | 68104.6682 | 2026/27
98.88% | shoulder | 49 | 11074786-022 | 75214.766 | 2027/28
99.47% | shoulder | 51 | 11074786-022 | 78750.8148 | 2028/29
99.47% | shoulder | 52 | 11074786-022 | 80294.9484 | 2029/30
99.65% | shoulder | 53 | 11074786-022 | 81987.9488 | 2030/31
99.65% | shoulder | 53 | 11074786-022 | 81987.9488 | 2031/32
99.65% | shoulder | 55 | 11074786-022 | 85081.8337 | 2032/33
99.8% | shoulder | 57 | 11074786-022 | 88305.6043 | 2033/34
0.3733% | summer | 9 | 11028438-015 | 30.3082 | 2021/22
25.41% | summer | 17 | 11028438-015 | 4578.5276 | 2022/23
0% | summer | 26 | 11028438-015 | 0 | 2023/24
0% | summer | 36 | 11028438-015 | 0 | 2024/25
0.1802% | summer | 47 | 11028438-015 | 112.2844 | 2025/26
2.809% | summer | 51 | 11028438-015 | 1974.3303 | 2026/27
12.13% | summer | 54 | 11028438-015 | 9558.2964 | 2027/28
32.67% | summer | 56 | 11028438-015 | 26702.2967 | 2028/29
55.22% | summer | 58 | 11028438-015 | 46749.5582 | 2029/30
55.22% | summer | 59 | 11028438-015 | 47555.585 | 2030/31
55.22% | summer | 59 | 11028438-015 | 47555.585 | 2031/32
76.09% | summer | 61 | 11028438-015 | 67750.0076 | 2032/33
76.09% | summer | 63 | 11028438-015 | 69971.3193 | 2033/34
0.1382% | winter | 9 | 11028438-015 | 3.6431 | 2021/22
14.06% | winter | 17 | 11028438-015 | 822.3127 | 2022/23
0% | winter | 26 | 11028438-015 | 0 | 2023/24
0% | winter | 36 | 11028438-015 | 0 | 2024/25
0.08741% | winter | 47 | 11028438-015 | 17.673 | 2025/26
1.117% | winter | 51 | 11028438-015 | 254.898 | 2026/27
5.469% | winter | 54 | 11028438-015 | 1399.1318 | 2027/28
19.16% | winter | 56 | 11028438-015 | 5082.5581 | 2028/29
38.57% | winter | 58 | 11028438-015 | 10598.2983 | 2029/30
38.57% | winter | 59 | 11028438-015 | 10781.0275 | 2030/31
38.57% | winter | 59 | 11028438-015 | 10781.0275 | 2031/32
63.93% | winter | 61 | 11028438-015 | 18476.2954 | 2032/33
63.93% | winter | 63 | 11028438-015 | 19082.0756 | 2033/34
1.307% | shoulder | 9 | 11028438-015 | 112.8711 | 2021/22
30.52% | shoulder | 17 | 11028438-015 | 5846.6725 | 2022/23
0% | shoulder | 26 | 11028438-015 | 0 | 2023/24
0% | shoulder | 36 | 11028438-015 | 0 | 2024/25
0.6563% | shoulder | 47 | 11028438-015 | 434.8068 | 2025/26
4.943% | shoulder | 51 | 11028438-015 | 3694.3062 | 2026/27
16.36% | shoulder | 54 | 11028438-015 | 13710.7862 | 2027/28
38.05% | shoulder | 56 | 11028438-015 | 33078.6151 | 2028/29
60.98% | shoulder | 58 | 11028438-015 | 54907.3234 | 2029/30
60.98% | shoulder | 59 | 11028438-015 | 55854.0014 | 2030/31
60.98% | shoulder | 59 | 11028438-015 | 55854.0014 | 2031/32
82.14% | shoulder | 61 | 11028438-015 | 77780.1542 | 2032/33
82.14% | shoulder | 63 | 11028438-015 | 80330.3232 | 2033/34
0.02946% | summer | 20 | 11063047-007 | 5.3149 | 2021/22
53.05% | summer | 43 | 11063047-007 | 24176.2319 | 2022/23
95.59% | summer | 67 | 11063047-007 | 72918.549 | 2023/24
98.26% | summer | 95 | 11063047-007 | 113906.0807 | 2024/25
99.73% | summer | 122 | 11063047-007 | 161263.3207 | 2025/26
99.94% | summer | 130 | 11063047-007 | 179028.0509 | 2026/27
100% | summer | 136 | 11063047-007 | 198517.8728 | 2027/28
100% | summer | 141 | 11063047-007 | 205816.324 | 2028/29
100% | summer | 145 | 11063047-007 | 211655.0849 | 2029/30
100% | summer | 148 | 11063047-007 | 216034.1557 | 2030/31
100% | summer | 149 | 11063047-007 | 217493.8459 | 2031/32
100% | summer | 154 | 11063047-007 | 224792.2971 | 2032/33
100% | summer | 159 | 11063047-007 | 232090.7483 | 2033/34
0.1659% | winter | 20 | 11063047-007 | 9.7126 | 2021/22
35.88% | winter | 43 | 11063047-007 | 5306.799 | 2022/23
91.63% | winter | 67 | 11063047-007 | 22687.6482 | 2023/24
99.89% | winter | 95 | 11063047-007 | 37584.8839 | 2024/25
100% | winter | 122 | 11063047-007 | 52483.6954 | 2025/26
100% | winter | 130 | 11063047-007 | 58142.5498 | 2026/27
100% | winter | 136 | 11063047-007 | 64434.3772 | 2027/28
100% | winter | 141 | 11063047-007 | 66803.2882 | 2028/29
100% | winter | 145 | 11063047-007 | 68698.4169 | 2029/30
100% | winter | 148 | 11063047-007 | 70119.7635 | 2030/31
100% | winter | 149 | 11063047-007 | 70593.5456 | 2031/32
100% | winter | 154 | 11063047-007 | 72962.4566 | 2032/33
100% | winter | 159 | 11063047-007 | 75331.3675 | 2033/34
0.08749% | shoulder | 20 | 11063047-007 | 16.7863 | 2021/22
63.94% | shoulder | 43 | 11063047-007 | 30985.8238 | 2022/23
99.12% | shoulder | 67 | 11063047-007 | 80411.7198 | 2023/24
99.98% | shoulder | 95 | 11063047-007 | 123262.1979 | 2024/25
100% | shoulder | 122 | 11063047-007 | 171962.4766 | 2025/26
100% | shoulder | 130 | 11063047-007 | 190503.6752 | 2026/27
100% | shoulder | 136 | 11063047-007 | 211118.8056 | 2027/28
100% | shoulder | 141 | 11063047-007 | 218880.5264 | 2028/29
100% | shoulder | 145 | 11063047-007 | 225089.9031 | 2029/30
100% | shoulder | 148 | 11063047-007 | 229746.9355 | 2030/31
100% | shoulder | 149 | 11063047-007 | 231299.2797 | 2031/32
100% | shoulder | 154 | 11063047-007 | 239061.0005 | 2032/33
100% | shoulder | 159 | 11063047-007 | 246822.7213 | 2033/34
0% | summer | 7 | 154129949-003 | 0 | 2021/22
8.313% | summer | 14 | 154129949-003 | 1233.4104 | 2022/23
57.91% | summer | 21 | 154129949-003 | 13847.1656 | 2023/24
93.32% | summer | 29 | 154129949-003 | 33023.8257 | 2024/25
97.8% | summer | 38 | 154129949-003 | 49257.1442 | 2025/26
98.54% | summer | 41 | 154129949-003 | 55671.2637 | 2026/27
98.54% | summer | 43 | 154129949-003 | 61850.5668 | 2027/28
98.86% | summer | 45 | 154129949-003 | 64938.0857 | 2028/29
98.86% | summer | 46 | 154129949-003 | 66381.1543 | 2029/30
99.04% | summer | 47 | 154129949-003 | 67945.4951 | 2030/31
99.04% | summer | 47 | 154129949-003 | 67945.4951 | 2031/32
99.04% | summer | 49 | 154129949-003 | 70836.7928 | 2032/33
99.24% | summer | 51 | 154129949-003 | 73876.7344 | 2033/34
0% | winter | 7 | 154129949-003 | 0 | 2021/22
1.438% | winter | 14 | 154129949-003 | 69.2633 | 2022/23
24.91% | winter | 21 | 154129949-003 | 1932.9368 | 2023/24
81.01% | winter | 29 | 154129949-003 | 9305.0045 | 2024/25
98.15% | winter | 38 | 154129949-003 | 16045.4014 | 2025/26
99.2% | winter | 41 | 154129949-003 | 18190.9485 | 2026/27
99.2% | winter | 43 | 154129949-003 | 20210.0761 | 2027/28
99.65% | winter | 45 | 154129949-003 | 21246.2862 | 2028/29
99.65% | winter | 46 | 154129949-003 | 21718.4259 | 2029/30
99.92% | winter | 47 | 154129949-003 | 22249.1174 | 2030/31
99.92% | winter | 47 | 154129949-003 | 22249.1174 | 2031/32
99.92% | winter | 49 | 154129949-003 | 23195.8883 | 2032/33
100% | winter | 51 | 154129949-003 | 24162.8915 | 2033/34
0% | shoulder | 7 | 154129949-003 | 0 | 2021/22
9.105% | shoulder | 14 | 154129949-003 | 1436.6251 | 2022/23
66.64% | shoulder | 21 | 154129949-003 | 16945.9725 | 2023/24
97.88% | shoulder | 29 | 154129949-003 | 36836.2176 | 2024/25
99.82% | shoulder | 38 | 154129949-003 | 53464.6323 | 2025/26
99.98% | shoulder | 41 | 154129949-003 | 60070.8322 | 2026/27
99.98% | shoulder | 43 | 154129949-003 | 66738.471 | 2027/28
100% | shoulder | 45 | 154129949-003 | 69855.4872 | 2028/29
100% | shoulder | 46 | 154129949-003 | 71407.8313 | 2029/30
100% | shoulder | 47 | 154129949-003 | 72960.1755 | 2030/31
100% | shoulder | 47 | 154129949-003 | 72960.1755 | 2031/32
100% | shoulder | 49 | 154129949-003 | 76064.8638 | 2032/33
100% | shoulder | 51 | 154129949-003 | 79169.5521 | 2033/34
0% | summer | 12 | 63829260-024 | 0 | 2021/22
1.286% | summer | 23 | 63829260-024 | 313.5216 | 2022/23
26.18% | summer | 35 | 63829260-024 | 10432.8476 | 2023/24
77.78% | summer | 49 | 63829260-024 | 46510.5134 | 2024/25
91.96% | summer | 62 | 63829260-024 | 75570.9601 | 2025/26
94.65% | summer | 66 | 63829260-024 | 86076.0704 | 2026/27
95.39% | summer | 69 | 63829260-024 | 96077.8295 | 2027/28
95.95% | summer | 72 | 63829260-024 | 100845.1526 | 2028/29
95.95% | summer | 74 | 63829260-024 | 103646.4068 | 2029/30
96.36% | summer | 76 | 63829260-024 | 106893.2989 | 2030/31
96.36% | summer | 76 | 63829260-024 | 106893.2989 | 2031/32
96.75% | summer | 79 | 63829260-024 | 111572.2453 | 2032/33
96.94% | summer | 81 | 63829260-024 | 114616.7386 | 2033/34
0% | winter | 12 | 63829260-024 | 0 | 2021/22
0.004073% | winter | 23 | 63829260-024 | 0.32223 | 2022/23
4.214% | winter | 35 | 63829260-024 | 545.0799 | 2023/24
54.91% | winter | 49 | 63829260-024 | 10656.9921 | 2024/25
90.47% | winter | 62 | 63829260-024 | 24130.8015 | 2025/26
96.91% | winter | 66 | 63829260-024 | 28605.5027 | 2026/27
98.38% | winter | 69 | 63829260-024 | 32162.2747 | 2027/28
99.2% | winter | 72 | 63829260-024 | 33840.1997 | 2028/29
99.2% | winter | 74 | 63829260-024 | 34780.2052 | 2029/30
99.62% | winter | 76 | 63829260-024 | 35872.1517 | 2030/31
99.62% | winter | 76 | 63829260-024 | 35872.1517 | 2031/32
99.84% | winter | 79 | 63829260-024 | 37368.8945 | 2032/33
99.94% | winter | 81 | 63829260-024 | 38351.9319 | 2033/34
0.04512% | shoulder | 12 | 63829260-024 | 5.1938 | 2021/22
2.063% | shoulder | 23 | 63829260-024 | 534.7394 | 2022/23
40.87% | shoulder | 35 | 63829260-024 | 17319.802 | 2023/24
93.63% | shoulder | 49 | 63829260-024 | 59541.5653 | 2024/25
98.01% | shoulder | 62 | 63829260-024 | 85653.099 | 2025/26
98.68% | shoulder | 66 | 63829260-024 | 95441.9907 | 2026/27
98.89% | shoulder | 69 | 63829260-024 | 105919.0581 | 2027/28
99.01% | shoulder | 72 | 63829260-024 | 110659.8655 | 2028/29
99.01% | shoulder | 74 | 63829260-024 | 113733.7507 | 2029/30
99.15% | shoulder | 76 | 63829260-024 | 116975.3838 | 2030/31
99.15% | shoulder | 76 | 63829260-024 | 116975.3838 | 2031/32
99.31% | shoulder | 79 | 63829260-024 | 121789.3732 | 2032/33
99.45% | shoulder | 81 | 63829260-024 | 125054.43 | 2033/34
0% | summer | 14 | 41948885-007 | 0 | 2021/22
0.1826% | summer | 41 | 41948885-007 | 79.3261 | 2022/23
9.003% | summer | 68 | 41948885-007 | 6970.4516 | 2023/24
57.45% | summer | 97 | 41948885-007 | 68000.6834 | 2024/25
86.27% | summer | 124 | 41948885-007 | 141781.6932 | 2025/26
89.49% | summer | 132 | 41948885-007 | 162772.8598 | 2026/27
90.48% | summer | 137 | 41948885-007 | 180943.6784 | 2027/28
91.74% | summer | 142 | 41948885-007 | 190164.5178 | 2028/29
92.38% | summer | 145 | 41948885-007 | 195531.4458 | 2029/30
93.03% | summer | 147 | 41948885-007 | 199613.4365 | 2030/31
93.03% | summer | 147 | 41948885-007 | 199613.4365 | 2031/32
93.41% | summer | 151 | 41948885-007 | 205890.3821 | 2032/33
93.74% | summer | 155 | 41948885-007 | 212092.4313 | 2033/34
0.03841% | winter | 14 | 41948885-007 | 1.5744 | 2021/22
1.75% | winter | 41 | 41948885-007 | 246.7605 | 2022/23
7.797% | winter | 68 | 41948885-007 | 1959.4612 | 2023/24
34.18% | winter | 97 | 41948885-007 | 13132.4458 | 2024/25
76.57% | winter | 124 | 41948885-007 | 40844.2538 | 2025/26
83.53% | winter | 132 | 41948885-007 | 49313.586 | 2026/27
85.66% | winter | 137 | 41948885-007 | 55599.3854 | 2027/28
89.15% | winter | 142 | 41948885-007 | 59975.6893 | 2028/29
91.15% | winter | 145 | 41948885-007 | 62621.1901 | 2029/30
93.22% | winter | 147 | 41948885-007 | 64924.1655 | 2030/31
93.22% | winter | 147 | 41948885-007 | 64924.1655 | 2031/32
94.47% | winter | 151 | 41948885-007 | 67586.5629 | 2032/33
95.56% | winter | 155 | 41948885-007 | 70175.6515 | 2033/34
0% | shoulder | 14 | 41948885-007 | 0 | 2021/22
0.2503% | shoulder | 41 | 41948885-007 | 115.6699 | 2022/23
13.09% | shoulder | 68 | 41948885-007 | 10781.2031 | 2023/24
78.83% | shoulder | 97 | 41948885-007 | 99239.072 | 2024/25
94.71% | shoulder | 124 | 41948885-007 | 165536.5893 | 2025/26
96.11% | shoulder | 132 | 41948885-007 | 185913.1085 | 2026/27
96.59% | shoulder | 137 | 41948885-007 | 205428.1445 | 2027/28
97.32% | shoulder | 142 | 41948885-007 | 214527.2825 | 2028/29
97.65% | shoulder | 145 | 41948885-007 | 219809.6878 | 2029/30
97.98% | shoulder | 147 | 41948885-007 | 223593.2207 | 2030/31
97.98% | shoulder | 147 | 41948885-007 | 223593.2207 | 2031/32
98.26% | shoulder | 151 | 41948885-007 | 230315.0607 | 2032/33
98.52% | shoulder | 155 | 41948885-007 | 237042.8151 | 2033/34
4.478% | summer | 14 | 11054701-015 | 565.5657 | 2021/22
0% | summer | 30 | 11054701-015 | 0 | 2022/23
0.006449% | summer | 48 | 11054701-015 | 3.5243 | 2023/24
9.807% | summer | 69 | 11054701-015 | 8257.8117 | 2024/25
57.79% | summer | 90 | 11054701-015 | 68936.8995 | 2025/26
79.62% | summer | 97 | 11054701-015 | 106416.9464 | 2026/27
92.32% | summer | 102 | 11054701-015 | 137452.1268 | 2027/28
94.82% | summer | 107 | 11054701-015 | 148089.7864 | 2028/29
96.62% | summer | 110 | 11054701-015 | 155136.7722 | 2029/30
97.51% | summer | 112 | 11054701-015 | 159409.7478 | 2030/31
97.51% | summer | 113 | 11054701-015 | 160833.0491 | 2031/32
98.58% | summer | 117 | 11054701-015 | 168360.5784 | 2032/33
98.79% | summer | 121 | 11054701-015 | 174479.1719 | 2033/34
0.2161% | winter | 14 | 11054701-015 | 8.8578 | 2021/22
0% | winter | 30 | 11054701-015 | 0 | 2022/23
0% | winter | 48 | 11054701-015 | 0 | 2023/24
0.7918% | winter | 69 | 11054701-015 | 216.4077 | 2024/25
33.4% | winter | 90 | 11054701-015 | 12930.1529 | 2025/26
56.69% | winter | 97 | 11054701-015 | 24593.9383 | 2026/27
78.54% | winter | 102 | 11054701-015 | 37955.4888 | 2027/28
85.84% | winter | 107 | 11054701-015 | 43514.1045 | 2028/29
92.09% | winter | 110 | 11054701-015 | 47995.2847 | 2029/30
95.45% | winter | 112 | 11054701-015 | 50651.0241 | 2030/31
95.45% | winter | 113 | 11054701-015 | 51103.2654 | 2031/32
98.78% | winter | 117 | 11054701-015 | 54756.4469 | 2032/33
99.26% | winter | 121 | 11054701-015 | 56904.1728 | 2033/34
1.259% | shoulder | 14 | 11054701-015 | 169.1587 | 2021/22
0% | shoulder | 30 | 11054701-015 | 0 | 2022/23
0% | shoulder | 48 | 11054701-015 | 0 | 2023/24
4.564% | shoulder | 69 | 11054701-015 | 4086.5303 | 2024/25
60.3% | shoulder | 90 | 11054701-015 | 76491.743 | 2025/26
83.2% | shoulder | 97 | 11054701-015 | 118264.4779 | 2026/27
94.31% | shoulder | 102 | 11054701-015 | 149336.7147 | 2027/28
96.38% | shoulder | 107 | 11054701-015 | 160087.5455 | 2028/29
97.6% | shoulder | 110 | 11054701-015 | 166660.6716 | 2029/30
98.34% | shoulder | 112 | 11054701-015 | 170972.6398 | 2030/31
98.34% | shoulder | 113 | 11054701-015 | 172499.1812 | 2031/32
99.36% | shoulder | 117 | 11054701-015 | 180469.801 | 2032/33
99.63% | shoulder | 121 | 11054701-015 | 187136.8075 | 2033/34
0% | summer | 11 | 11083198-007 | 0 | 2021/22
0.1077% | summer | 18 | 11083198-007 | 20.5376 | 2022/23
1.499% | summer | 26 | 11083198-007 | 443.7364 | 2023/24
16.56% | summer | 35 | 11083198-007 | 7072.8192 | 2024/25
55.5% | summer | 44 | 11083198-007 | 32367.1223 | 2025/26
69.43% | summer | 47 | 11083198-007 | 44967.7548 | 2026/27
80.61% | summer | 49 | 11083198-007 | 57653.0575 | 2027/28
87.35% | summer | 51 | 11083198-007 | 65023.633 | 2028/29
87.35% | summer | 52 | 11083198-007 | 66298.6062 | 2029/30
87.35% | summer | 53 | 11083198-007 | 67573.5794 | 2030/31
87.35% | summer | 53 | 11083198-007 | 67573.5794 | 2031/32
91.48% | summer | 55 | 11083198-007 | 73446.5011 | 2032/33
93.83% | summer | 57 | 11083198-007 | 78068.1301 | 2033/34
0% | winter | 11 | 11083198-007 | 0 | 2021/22
0.04393% | winter | 18 | 11083198-007 | 2.7201 | 2022/23
0.3184% | winter | 26 | 11083198-007 | 30.5932 | 2023/24
7.509% | winter | 35 | 11083198-007 | 1040.9258 | 2024/25
36.06% | winter | 44 | 11083198-007 | 6826.3149 | 2025/26
49.98% | winter | 47 | 11083198-007 | 10506.439 | 2026/27
67.03% | winter | 49 | 11083198-007 | 15561.8462 | 2027/28
81.46% | winter | 51 | 11083198-007 | 19684.2571 | 2028/29
81.46% | winter | 52 | 11083198-007 | 20070.223 | 2029/30
81.46% | winter | 53 | 11083198-007 | 20456.1888 | 2030/31
81.46% | winter | 53 | 11083198-007 | 20456.1888 | 2031/32
91.93% | winter | 55 | 11083198-007 | 23955.8353 | 2032/33
96.18% | winter | 57 | 11083198-007 | 25973.8733 | 2033/34
0.009134% | shoulder | 11 | 11083198-007 | 0.96391 | 2021/22
0.4085% | shoulder | 18 | 11083198-007 | 82.8683 | 2022/23
2.917% | shoulder | 26 | 11083198-007 | 918.228 | 2023/24
24.01% | shoulder | 35 | 11083198-007 | 10905.9695 | 2024/25
67.67% | shoulder | 44 | 11083198-007 | 41966.0051 | 2025/26
81.41% | shoulder | 47 | 11083198-007 | 56072.2672 | 2026/27
90.71% | shoulder | 49 | 11083198-007 | 68997.1477 | 2027/28
95.55% | shoulder | 51 | 11083198-007 | 75643.8712 | 2028/29
95.55% | shoulder | 52 | 11083198-007 | 77127.0843 | 2029/30
95.55% | shoulder | 53 | 11083198-007 | 78610.2975 | 2030/31
95.55% | shoulder | 53 | 11083198-007 | 78610.2975 | 2031/32
97.94% | shoulder | 55 | 11083198-007 | 83620.6438 | 2032/33
98.84% | shoulder | 57 | 11083198-007 | 87455.9302 | 2033/34
0% | summer | 16 | 11028416-006 | 0 | 2021/22
0.4692% | summer | 37 | 11028416-006 | 183.9825 | 2022/23
31.59% | summer | 60 | 11028416-006 | 21583.1389 | 2023/24
93.52% | summer | 87 | 11028416-006 | 99290.6239 | 2024/25
97.6% | summer | 114 | 11028416-006 | 147471.5821 | 2025/26
97.78% | summer | 123 | 11028416-006 | 165730.756 | 2026/27
98.46% | summer | 130 | 11028416-006 | 186840.5714 | 2027/28
99.1% | summer | 136 | 11028416-006 | 196739.0847 | 2028/29
99.27% | summer | 140 | 11028416-006 | 202866.7747 | 2029/30
99.36% | summer | 143 | 11028416-006 | 207407.7833 | 2030/31
99.36% | summer | 144 | 11028416-006 | 208858.1874 | 2031/32
99.59% | summer | 149 | 11028416-006 | 216603.4107 | 2032/33
99.74% | summer | 154 | 11028416-006 | 224216.3552 | 2033/34
0% | winter | 16 | 11028416-006 | 0 | 2021/22
0.02505% | winter | 37 | 11028416-006 | 3.1882 | 2022/23
7.079% | winter | 60 | 11028416-006 | 1569.6237 | 2023/24
84.36% | winter | 87 | 11028416-006 | 29069.9167 | 2024/25
99.85% | winter | 114 | 11028416-006 | 48967.5614 | 2025/26
99.98% | winter | 123 | 11028416-006 | 55000.6859 | 2026/27
100% | winter | 130 | 11028416-006 | 61591.6841 | 2027/28
100% | winter | 136 | 11028416-006 | 64434.3772 | 2028/29
100% | winter | 140 | 11028416-006 | 66329.506 | 2029/30
100% | winter | 143 | 11028416-006 | 67750.8525 | 2030/31
100% | winter | 144 | 11028416-006 | 68224.6347 | 2031/32
100% | winter | 149 | 11028416-006 | 70593.5456 | 2032/33
100% | winter | 154 | 11028416-006 | 72962.4566 | 2033/34
0% | shoulder | 16 | 11028416-006 | 0 | 2021/22
0.4755% | shoulder | 37 | 11028416-006 | 198.291 | 2022/23
31.66% | shoulder | 60 | 11028416-006 | 23002.4752 | 2023/24
96.87% | shoulder | 87 | 11028416-006 | 109371.755 | 2024/25
100% | shoulder | 114 | 11028416-006 | 160679.2547 | 2025/26
100% | shoulder | 123 | 11028416-006 | 180245.785 | 2026/27
100% | shoulder | 130 | 11028416-006 | 201804.7407 | 2027/28
100% | shoulder | 136 | 11028416-006 | 211118.8056 | 2028/29
100% | shoulder | 140 | 11028416-006 | 217328.1823 | 2029/30
100% | shoulder | 143 | 11028416-006 | 221985.2147 | 2030/31
100% | shoulder | 144 | 11028416-006 | 223537.5589 | 2031/32
100% | shoulder | 149 | 11028416-006 | 231299.2797 | 2032/33
100% | shoulder | 154 | 11028416-006 | 239061.0005 | 2033/34
7.377% | summer | 13 | 11057899-012 | 865.1463 | 2021/22
21.08% | summer | 22 | 11057899-012 | 4914.5974 | 2022/23
41.71% | summer | 32 | 11057899-012 | 15196.7441 | 2023/24
67.63% | summer | 44 | 11057899-012 | 36310.471 | 2024/25
82.84% | summer | 55 | 11057899-012 | 60388.1972 | 2025/26
84.95% | summer | 59 | 11057899-012 | 69063.6362 | 2026/27
86.96% | summer | 62 | 11057899-012 | 78698.064 | 2027/28
88.54% | summer | 64 | 11057899-012 | 82711.6824 | 2028/29
88.54% | summer | 66 | 11057899-012 | 85296.4225 | 2029/30
90.14% | summer | 67 | 11057899-012 | 88159.5948 | 2030/31
90.14% | summer | 67 | 11057899-012 | 88159.5948 | 2031/32
90.14% | summer | 69 | 11057899-012 | 90791.2245 | 2032/33
91.2% | summer | 71 | 11057899-012 | 94520.287 | 2033/34
0.5449% | winter | 13 | 11057899-012 | 20.7395 | 2021/22
3.618% | winter | 22 | 11057899-012 | 273.7828 | 2022/23
13.29% | winter | 32 | 11057899-012 | 1571.0829 | 2023/24
42.05% | winter | 44 | 11057899-012 | 7328.0771 | 2024/25
74.37% | winter | 55 | 11057899-012 | 17597.5688 | 2025/26
79.5% | winter | 59 | 11057899-012 | 20978.931 | 2026/27
84.79% | winter | 62 | 11057899-012 | 24907.8297 | 2027/28
88.15% | winter | 64 | 11057899-012 | 26730.1012 | 2028/29
88.15% | winter | 66 | 11057899-012 | 27565.4169 | 2029/30
91.06% | winter | 67 | 11057899-012 | 28905.4046 | 2030/31
91.06% | winter | 67 | 11057899-012 | 28905.4046 | 2031/32
91.06% | winter | 69 | 11057899-012 | 29768.2525 | 2032/33
93.25% | winter | 71 | 11057899-012 | 31366.5576 | 2033/34
11.22% | shoulder | 13 | 11057899-012 | 1399.0676 | 2021/22
31.57% | shoulder | 22 | 11057899-012 | 7826.4884 | 2022/23
59.37% | shoulder | 32 | 11057899-012 | 23005.515 | 2023/24
87.56% | shoulder | 44 | 11057899-012 | 49998.5089 | 2024/25
96.16% | shoulder | 55 | 11057899-012 | 74546.1069 | 2025/26
96.75% | shoulder | 59 | 11057899-012 | 83652.4407 | 2026/27
97.28% | shoulder | 62 | 11057899-012 | 93630.993 | 2027/28
97.5% | shoulder | 64 | 11057899-012 | 96868.6561 | 2028/29
97.5% | shoulder | 66 | 11057899-012 | 99895.8016 | 2029/30
97.8% | shoulder | 67 | 11057899-012 | 101720.1197 | 2030/31
97.8% | shoulder | 67 | 11057899-012 | 101720.1197 | 2031/32
97.8% | shoulder | 69 | 11057899-012 | 104756.5412 | 2032/33
98.11% | shoulder | 71 | 11057899-012 | 108138.8043 | 2033/34
0% | summer | 7 | 11056946-007 | 0 | 2021/22
0.03299% | summer | 13 | 11056946-007 | 4.5452 | 2022/23
1.612% | summer | 19 | 11056946-007 | 348.6511 | 2023/24
36.48% | summer | 26 | 11056946-007 | 11573.1829 | 2024/25
74.46% | summer | 34 | 11056946-007 | 33555.4823 | 2025/26
83.82% | summer | 37 | 11056946-007 | 42735.3477 | 2026/27
89.03% | summer | 39 | 11056946-007 | 50680.9013 | 2027/28
92.12% | summer | 41 | 11056946-007 | 55130.7034 | 2028/29
92.12% | summer | 42 | 11056946-007 | 56475.3547 | 2029/30
92.12% | summer | 43 | 11056946-007 | 57820.006 | 2030/31
92.12% | summer | 43 | 11056946-007 | 57820.006 | 2031/32
93.9% | summer | 44 | 11056946-007 | 60307.1225 | 2032/33
93.9% | summer | 46 | 11056946-007 | 63048.3553 | 2033/34
0% | winter | 7 | 11056946-007 | 0 | 2021/22
0% | winter | 13 | 11056946-007 | 0 | 2022/23
0.2271% | winter | 19 | 11056946-007 | 15.9446 | 2023/24
16.86% | winter | 26 | 11056946-007 | 1736.3505 | 2024/25
54.77% | winter | 34 | 11056946-007 | 8010.4334 | 2025/26
71.98% | winter | 37 | 11056946-007 | 11911.7048 | 2026/27
82.95% | winter | 39 | 11056946-007 | 15326.6794 | 2027/28
90.47% | winter | 41 | 11056946-007 | 17574.2012 | 2028/29
90.47% | winter | 42 | 11056946-007 | 18002.8403 | 2029/30
90.47% | winter | 43 | 11056946-007 | 18431.4793 | 2030/31
90.47% | winter | 43 | 11056946-007 | 18431.4793 | 2031/32
94.99% | winter | 44 | 11056946-007 | 19802.9859 | 2032/33
94.99% | winter | 46 | 11056946-007 | 20703.1216 | 2033/34
0% | shoulder | 7 | 11056946-007 | 0 | 2021/22
0.06042% | shoulder | 13 | 11056946-007 | 8.8519 | 2022/23
2.537% | shoulder | 19 | 11056946-007 | 583.7124 | 2023/24
48.98% | shoulder | 26 | 11056946-007 | 16525.87 | 2024/25
86.06% | shoulder | 34 | 11056946-007 | 41242.6998 | 2025/26
93.09% | shoulder | 37 | 11056946-007 | 50473.6929 | 2026/27
96.05% | shoulder | 39 | 11056946-007 | 58150.164 | 2027/28
97.5% | shoulder | 41 | 11056946-007 | 62053.131 | 2028/29
97.5% | shoulder | 42 | 11056946-007 | 63566.622 | 2029/30
97.5% | shoulder | 43 | 11056946-007 | 65080.113 | 2030/31
97.5% | shoulder | 43 | 11056946-007 | 65080.113 | 2031/32
98.24% | shoulder | 44 | 11056946-007 | 67101.6693 | 2032/33
98.24% | shoulder | 46 | 11056946-007 | 70151.7451 | 2033/34
1.782% | summer | 10 | 11030154-013 | 160.7168 | 2021/22
5.729% | summer | 22 | 11030154-013 | 1335.7786 | 2022/23
24.71% | summer | 35 | 11030154-013 | 9846.0342 | 2023/24
72.5% | summer | 50 | 11030154-013 | 44238.1658 | 2024/25
90.34% | summer | 65 | 11030154-013 | 77828.0183 | 2025/26
93.99% | summer | 70 | 11030154-013 | 90662.2447 | 2026/27
95.56% | summer | 74 | 11030154-013 | 103224.2322 | 2027/28
96.53% | summer | 77 | 11030154-013 | 108500.0833 | 2028/29
96.94% | summer | 79 | 11030154-013 | 111791.2928 | 2029/30
96.94% | summer | 81 | 11030154-013 | 114621.4521 | 2030/31
96.94% | summer | 81 | 11030154-013 | 114621.4521 | 2031/32
97.16% | summer | 84 | 11030154-013 | 119127.281 | 2032/33
97.28% | summer | 87 | 11030154-013 | 123539.6441 | 2033/34
0.04815% | winter | 10 | 11030154-013 | 1.4098 | 2021/22
1.206% | winter | 22 | 11030154-013 | 91.2235 | 2022/23
10.32% | winter | 35 | 11030154-013 | 1335.2845 | 2023/24
47.92% | winter | 50 | 11030154-013 | 9489.3304 | 2024/25
86.56% | winter | 65 | 11030154-013 | 24205.6779 | 2025/26
94.2% | winter | 70 | 11030154-013 | 29490.2267 | 2026/27
96.55% | winter | 74 | 11030154-013 | 33851.7171 | 2027/28
98.27% | winter | 77 | 11030154-013 | 35848.6315 | 2028/29
99.3% | winter | 79 | 11030154-013 | 37167.1201 | 2029/30
99.3% | winter | 81 | 11030154-013 | 38108.0598 | 2030/31
99.3% | winter | 81 | 11030154-013 | 38108.0598 | 2031/32
99.76% | winter | 84 | 11030154-013 | 39701.8524 | 2032/33
99.94% | winter | 87 | 11030154-013 | 41192.3811 | 2033/34
2.269% | shoulder | 10 | 11030154-013 | 217.7163 | 2021/22
7.89% | shoulder | 22 | 11030154-013 | 1956.3007 | 2022/23
37.74% | shoulder | 35 | 11030154-013 | 15995.2419 | 2023/24
83.95% | shoulder | 50 | 11030154-013 | 54470.3729 | 2024/25
95.29% | shoulder | 65 | 11030154-013 | 87302.7201 | 2025/26
97.57% | shoulder | 70 | 11030154-013 | 100088.3959 | 2026/27
98.56% | shoulder | 74 | 11030154-013 | 113213.7156 | 2027/28
99.12% | shoulder | 77 | 11030154-013 | 118478.7637 | 2028/29
99.36% | shoulder | 79 | 11030154-013 | 121847.2666 | 2029/30
99.36% | shoulder | 81 | 11030154-013 | 124932.0075 | 2030/31
99.36% | shoulder | 81 | 11030154-013 | 124932.0075 | 2031/32
99.48% | shoulder | 84 | 11030154-013 | 129719.5724 | 2032/33
99.55% | shoulder | 87 | 11030154-013 | 134452.8074 | 2033/34
0% | summer | 3 | 11027118-015 | 0 | 2021/22
0% | summer | 10 | 11027118-015 | 0 | 2022/23
0% | summer | 18 | 11027118-015 | 0 | 2023/24
8.463% | summer | 27 | 11027118-015 | 2788.4671 | 2024/25
84.4% | summer | 37 | 11027118-015 | 41390.8256 | 2025/26
92.28% | summer | 40 | 11027118-015 | 50864.9965 | 2026/27
92.28% | summer | 42 | 11027118-015 | 56576.5321 | 2027/28
95.83% | summer | 44 | 11027118-015 | 61550.7584 | 2028/29
96.74% | summer | 46 | 11027118-015 | 64960.0624 | 2029/30
96.74% | summer | 47 | 11027118-015 | 66372.2377 | 2030/31
96.74% | summer | 47 | 11027118-015 | 66372.2377 | 2031/32
97.3% | summer | 49 | 11027118-015 | 69596.1674 | 2032/33
97.3% | summer | 51 | 11027118-015 | 72436.8273 | 2033/34
0% | winter | 3 | 11027118-015 | 0 | 2021/22
0% | winter | 10 | 11027118-015 | 0 | 2022/23
0% | winter | 18 | 11027118-015 | 0 | 2023/24
0.4658% | winter | 27 | 11027118-015 | 49.8143 | 2024/25
58.9% | winter | 37 | 11027118-015 | 9374.7093 | 2025/26
81.13% | winter | 40 | 11027118-015 | 14513.4384 | 2026/27
81.13% | winter | 42 | 11027118-015 | 16143.1254 | 2027/28
95.13% | winter | 44 | 11027118-015 | 19831.2405 | 2028/29
99.31% | winter | 46 | 11027118-015 | 21643.8013 | 2029/30
99.31% | winter | 47 | 11027118-015 | 22114.3187 | 2030/31
99.31% | winter | 47 | 11027118-015 | 22114.3187 | 2031/32
100% | winter | 49 | 11027118-015 | 23215.3271 | 2032/33
100% | winter | 51 | 11027118-015 | 24162.8915 | 2033/34
0% | shoulder | 3 | 11027118-015 | 0 | 2021/22
0.003641% | shoulder | 10 | 11027118-015 | 0.41032 | 2022/23
0.1242% | shoulder | 18 | 11027118-015 | 27.0791 | 2023/24
13.18% | shoulder | 27 | 11027118-015 | 4617.6559 | 2024/25
92.64% | shoulder | 37 | 11027118-015 | 48312.8436 | 2025/26
97% | shoulder | 40 | 11027118-015 | 56855.1271 | 2026/27
97% | shoulder | 42 | 11027118-015 | 63239.2833 | 2027/28
99.03% | shoulder | 44 | 11027118-015 | 67643.6345 | 2028/29
99.74% | shoulder | 46 | 11027118-015 | 71221.7627 | 2029/30
99.74% | shoulder | 47 | 11027118-015 | 72770.0619 | 2030/31
99.74% | shoulder | 47 | 11027118-015 | 72770.0619 | 2031/32
99.87% | shoulder | 49 | 11027118-015 | 75965.762 | 2032/33
99.87% | shoulder | 51 | 11027118-015 | 79066.4054 | 2033/34
1.411% | summer | 9 | 11028582-019 | 114.566 | 2021/22
10.19% | summer | 15 | 11028582-019 | 1620.1329 | 2022/23
43.2% | summer | 22 | 11028582-019 | 10821.0714 | 2023/24
65.44% | summer | 30 | 11028582-019 | 23955.5855 | 2024/25
89.73% | summer | 38 | 11028582-019 | 45194.9054 | 2025/26
93.92% | summer | 41 | 11028582-019 | 53060.467 | 2026/27
95.97% | summer | 43 | 11028582-019 | 60237.9642 | 2027/28
95.97% | summer | 45 | 11028582-019 | 63039.73 | 2028/29
96.74% | summer | 46 | 11028582-019 | 64959.9549 | 2029/30
96.74% | summer | 47 | 11028582-019 | 66372.1278 | 2030/31
96.74% | summer | 47 | 11028582-019 | 66372.1278 | 2031/32
97.07% | summer | 49 | 11028582-019 | 69426.0908 | 2032/33
97.07% | summer | 51 | 11028582-019 | 72259.8088 | 2033/34
0.3929% | winter | 9 | 11028582-019 | 10.3533 | 2021/22
4.282% | winter | 15 | 11028582-019 | 220.9397 | 2022/23
29.31% | winter | 22 | 11028582-019 | 2382.8345 | 2023/24
54.7% | winter | 30 | 11028582-019 | 6499.1679 | 2024/25
84.8% | winter | 38 | 11028582-019 | 13863.0683 | 2025/26
90.94% | winter | 41 | 11028582-019 | 16675.9244 | 2026/27
95.47% | winter | 43 | 11028582-019 | 19450.6588 | 2027/28
95.47% | winter | 45 | 11028582-019 | 20355.3406 | 2028/29
97.95% | winter | 46 | 11028582-019 | 21347.0178 | 2029/30
97.95% | winter | 47 | 11028582-019 | 21811.0834 | 2030/31
97.95% | winter | 47 | 11028582-019 | 21811.0834 | 2031/32
99.2% | winter | 49 | 11028582-019 | 23030.6514 | 2032/33
99.2% | winter | 51 | 11028582-019 | 23970.678 | 2033/34
3% | shoulder | 9 | 11028582-019 | 259.0066 | 2021/22
14.5% | shoulder | 15 | 11028582-019 | 2451.2839 | 2022/23
51.73% | shoulder | 22 | 11028582-019 | 13778.8009 | 2023/24
73.72% | shoulder | 30 | 11028582-019 | 28699.4602 | 2024/25
95.79% | shoulder | 38 | 11028582-019 | 51307.0517 | 2025/26
98.32% | shoulder | 41 | 11028582-019 | 59074.0611 | 2026/27
99.42% | shoulder | 43 | 11028582-019 | 66365.963 | 2027/28
99.42% | shoulder | 45 | 11028582-019 | 69452.752 | 2028/29
99.86% | shoulder | 46 | 11028582-019 | 71309.1107 | 2029/30
99.86% | shoulder | 47 | 11028582-019 | 72859.3088 | 2030/31
99.86% | shoulder | 47 | 11028582-019 | 72859.3088 | 2031/32
99.98% | shoulder | 49 | 11028582-019 | 76051.2791 | 2032/33
99.98% | shoulder | 51 | 11028582-019 | 79155.413 | 2033/34
0% | summer | 11 | 41272719-006 | 0 | 2021/22
0.2519% | summer | 19 | 41272719-006 | 50.7295 | 2022/23
9.754% | summer | 28 | 41272719-006 | 3109.6027 | 2023/24
68.63% | summer | 39 | 41272719-006 | 32661.3496 | 2024/25
89.75% | summer | 50 | 41272719-006 | 59475.4477 | 2025/26
92.18% | summer | 53 | 41272719-006 | 67321.0962 | 2026/27
94.4% | summer | 55 | 41272719-006 | 75784.8121 | 2027/28
95.79% | summer | 57 | 41272719-006 | 79700.0777 | 2028/29
95.79% | summer | 59 | 41272719-006 | 82496.5716 | 2029/30
96.63% | summer | 60 | 41272719-006 | 84627.7371 | 2030/31
96.63% | summer | 60 | 41272719-006 | 84627.7371 | 2031/32
96.63% | summer | 62 | 41272719-006 | 87448.6616 | 2032/33
97.16% | summer | 64 | 41272719-006 | 90767.6704 | 2033/34
0% | winter | 11 | 41272719-006 | 0 | 2021/22
0.3012% | winter | 19 | 41272719-006 | 19.6816 | 2022/23
3.23% | winter | 28 | 41272719-006 | 334.1773 | 2023/24
40.94% | winter | 39 | 41272719-006 | 6323.793 | 2024/25
83.18% | winter | 50 | 41272719-006 | 17891.2734 | 2025/26
91.46% | winter | 53 | 41272719-006 | 21680.1231 | 2026/27
96.42% | winter | 55 | 41272719-006 | 25125.0669 | 2027/28
98.76% | winter | 57 | 41272719-006 | 26671.7436 | 2028/29
98.76% | winter | 59 | 41272719-006 | 27607.5942 | 2029/30
99.61% | winter | 60 | 41272719-006 | 28317.0214 | 2030/31
99.61% | winter | 60 | 41272719-006 | 28317.0214 | 2031/32
99.61% | winter | 62 | 41272719-006 | 29260.9221 | 2032/33
99.93% | winter | 64 | 41272719-006 | 30299.9367 | 2033/34
0% | shoulder | 11 | 41272719-006 | 0 | 2021/22
0.3232% | shoulder | 19 | 41272719-006 | 69.2129 | 2022/23
11.99% | shoulder | 28 | 41272719-006 | 4065.029 | 2023/24
83.44% | shoulder | 39 | 41272719-006 | 42233.524 | 2024/25
97.44% | shoulder | 50 | 41272719-006 | 68670.6576 | 2025/26
98.08% | shoulder | 53 | 41272719-006 | 76178.8468 | 2026/27
98.72% | shoulder | 55 | 41272719-006 | 84287.425 | 2027/28
99.19% | shoulder | 57 | 41272719-006 | 87765.4314 | 2028/29
99.19% | shoulder | 59 | 41272719-006 | 90844.9203 | 2029/30
99.48% | shoulder | 60 | 41272719-006 | 92654.8469 | 2030/31
99.48% | shoulder | 60 | 41272719-006 | 92654.8469 | 2031/32
99.48% | shoulder | 62 | 41272719-006 | 95743.3418 | 2032/33
99.72% | shoulder | 64 | 41272719-006 | 99070.0088 | 2033/34
0% | summer | 12 | 11028471-024 | 0 | 2019/20
0.01089% | summer | 18 | 11028471-024 | 2.0771 | 2020/21
0.1781% | summer | 24 | 11028471-024 | 48.6724 | 2021/22
4.41% | summer | 31 | 11028471-024 | 1668.2881 | 2022/23
21.03% | summer | 38 | 11028471-024 | 10593.5522 | 2023/24
33.81% | summer | 40 | 11028471-024 | 18637.2236 | 2024/25
33.81% | summer | 42 | 11028471-024 | 20729.9627 | 2025/26
49.25% | summer | 44 | 11028471-024 | 31629.4767 | 2026/27
49.25% | summer | 45 | 11028471-024 | 32348.3284 | 2027/28
63.17% | summer | 46 | 11028471-024 | 42415.6329 | 2028/29
63.17% | summer | 46 | 11028471-024 | 42415.6329 | 2029/30
63.17% | summer | 47 | 11028471-024 | 43337.7118 | 2030/31
63.17% | summer | 48 | 11028471-024 | 44259.7908 | 2031/32
0% | winter | 12 | 11028471-024 | 0 | 2019/20
0% | winter | 18 | 11028471-024 | 0 | 2020/21
0.02643% | winter | 24 | 11028471-024 | 2.3445 | 2021/22
1.097% | winter | 31 | 11028471-024 | 134.668 | 2022/23
7.286% | winter | 38 | 11028471-024 | 1191.0836 | 2023/24
15.21% | winter | 40 | 11028471-024 | 2720.4475 | 2024/25
15.21% | winter | 42 | 11028471-024 | 3025.9215 | 2025/26
29.84% | winter | 44 | 11028471-024 | 6220.5689 | 2026/27
29.84% | winter | 45 | 11028471-024 | 6361.9454 | 2027/28
44.81% | winter | 46 | 11028471-024 | 9764.8627 | 2028/29
44.81% | winter | 46 | 11028471-024 | 9764.8627 | 2029/30
44.81% | winter | 47 | 11028471-024 | 9977.1423 | 2030/31
44.81% | winter | 48 | 11028471-024 | 10189.4219 | 2031/32
0% | shoulder | 12 | 11028471-024 | 0 | 2019/20
0.0224% | shoulder | 18 | 11028471-024 | 4.5447 | 2020/21
0.4838% | shoulder | 24 | 11028471-024 | 140.6027 | 2021/22
5.847% | shoulder | 31 | 11028471-024 | 2352.2231 | 2022/23
26.41% | shoulder | 38 | 11028471-024 | 14144.3336 | 2023/24
43.72% | shoulder | 40 | 11028471-024 | 25625.5171 | 2024/25
43.72% | shoulder | 42 | 11028471-024 | 28502.9586 | 2025/26
62.29% | shoulder | 44 | 11028471-024 | 42545.3081 | 2026/27
62.29% | shoulder | 45 | 11028471-024 | 43512.2469 | 2027/28
75.58% | shoulder | 46 | 11028471-024 | 53968.8113 | 2028/29
75.58% | shoulder | 46 | 11028471-024 | 53968.8113 | 2029/30
75.58% | shoulder | 47 | 11028471-024 | 55142.0464 | 2030/31
75.58% | shoulder | 48 | 11028471-024 | 56315.2814 | 2031/32
0% | summer | 23 | 11081671-009 | 0 | 2021/22
0.0502% | summer | 39 | 11081671-009 | 20.7478 | 2022/23
2.869% | summer | 56 | 11081671-009 | 1829.4845 | 2023/24
28.65% | summer | 75 | 11081671-009 | 26223.1438 | 2024/25
66.55% | summer | 93 | 11081671-009 | 82034.268 | 2025/26
75.24% | summer | 98 | 11081671-009 | 101606.71 | 2026/27
78.75% | summer | 102 | 11081671-009 | 117254.1208 | 2027/28
84.78% | summer | 106 | 11081671-009 | 131171.2517 | 2028/29
84.78% | summer | 108 | 11081671-009 | 133646.181 | 2029/30
86.49% | summer | 110 | 11081671-009 | 138878.0188 | 2030/31
86.49% | summer | 110 | 11081671-009 | 138878.0188 | 2031/32
88.19% | summer | 113 | 11081671-009 | 145459.2527 | 2032/33
89.85% | summer | 116 | 11081671-009 | 152145.8955 | 2033/34
0% | winter | 23 | 11081671-009 | 0 | 2021/22
0.0314% | winter | 39 | 11081671-009 | 4.2119 | 2022/23
0.3585% | winter | 56 | 11081671-009 | 74.1844 | 2023/24
7.469% | winter | 75 | 11081671-009 | 2218.6866 | 2024/25
32.76% | winter | 93 | 11081671-009 | 13107.3756 | 2025/26
44.59% | winter | 98 | 11081671-009 | 19545.8833 | 2026/27
49.62% | winter | 102 | 11081671-009 | 23981.1667 | 2027/28
60.27% | winter | 106 | 11081671-009 | 30267.9214 | 2028/29
60.27% | winter | 108 | 11081671-009 | 30839.0143 | 2029/30
64.91% | winter | 110 | 11081671-009 | 33830.5858 | 2030/31
64.91% | winter | 110 | 11081671-009 | 33830.5858 | 2031/32
69.58% | winter | 113 | 11081671-009 | 37251.8654 | 2032/33
74.27% | winter | 116 | 11081671-009 | 40819.3658 | 2033/34
0% | shoulder | 23 | 11081671-009 | 0 | 2021/22
0.08569% | shoulder | 39 | 11081671-009 | 37.6614 | 2022/23
2.773% | shoulder | 56 | 11081671-009 | 1880.2572 | 2023/24
29.62% | shoulder | 75 | 11081671-009 | 28832.9964 | 2024/25
72.73% | shoulder | 93 | 11081671-009 | 95336.1944 | 2025/26
81.42% | shoulder | 98 | 11081671-009 | 116930.2193 | 2026/27
84.24% | shoulder | 102 | 11081671-009 | 133383.31 | 2027/28
89.45% | shoulder | 106 | 11081671-009 | 147181.4181 | 2028/29
89.45% | shoulder | 108 | 11081671-009 | 149958.426 | 2029/30
90.86% | shoulder | 110 | 11081671-009 | 155157.9708 | 2030/31
90.86% | shoulder | 110 | 11081671-009 | 155157.9708 | 2031/32
92.25% | shoulder | 113 | 11081671-009 | 161821.6631 | 2032/33
93.6% | shoulder | 116 | 11081671-009 | 168551.4141 | 2033/34
0% | summer | 21 | 11064678-012 | 0 | 2021/22
0.05422% | summer | 37 | 11064678-012 | 21.2589 | 2022/23
17.34% | summer | 54 | 11064678-012 | 10659.9356 | 2023/24
82.85% | summer | 74 | 11064678-012 | 74817.8526 | 2024/25
95.11% | summer | 94 | 11064678-012 | 118501.2766 | 2025/26
96.83% | summer | 100 | 11064678-012 | 133420.8735 | 2026/27
98.1% | summer | 105 | 11064678-012 | 150348.4629 | 2027/28
98.48% | summer | 109 | 11064678-012 | 156682.3642 | 2028/29
98.77% | summer | 112 | 11064678-012 | 161481.372 | 2029/30
99.01% | summer | 114 | 11064678-012 | 164762.1526 | 2030/31
99.01% | summer | 115 | 11064678-012 | 166207.4347 | 2031/32
99.31% | summer | 119 | 11064678-012 | 172504.8555 | 2032/33
99.44% | summer | 123 | 11064678-012 | 178537.714 | 2033/34
0% | winter | 21 | 11064678-012 | 0 | 2021/22
0% | winter | 37 | 11064678-012 | 0 | 2022/23
1.546% | winter | 54 | 11064678-012 | 308.5584 | 2023/24
65.99% | winter | 74 | 11064678-012 | 19341.8673 | 2024/25
97.26% | winter | 94 | 11064678-012 | 39329.3764 | 2025/26
98.92% | winter | 100 | 11064678-012 | 44240.9948 | 2026/27
99.57% | winter | 105 | 11064678-012 | 49532.8435 | 2027/28
99.71% | winter | 109 | 11064678-012 | 51493.2536 | 2028/29
99.83% | winter | 112 | 11064678-012 | 52971.4008 | 2029/30
99.88% | winter | 114 | 11064678-012 | 53946.5749 | 2030/31
99.88% | winter | 115 | 11064678-012 | 54419.7905 | 2031/32
99.94% | winter | 119 | 11064678-012 | 56344.5811 | 2032/33
99.97% | winter | 123 | 11064678-012 | 58259.4561 | 2033/34
0% | shoulder | 21 | 11064678-012 | 0 | 2021/22
0.0435% | shoulder | 37 | 11064678-012 | 18.1382 | 2022/23
14.31% | shoulder | 54 | 11064678-012 | 9357.5991 | 2023/24
90.87% | shoulder | 74 | 11064678-012 | 87264.8431 | 2024/25
98.16% | shoulder | 94 | 11064678-012 | 130061.0555 | 2025/26
98.82% | shoulder | 100 | 11064678-012 | 144813.3075 | 2026/27
99.35% | shoulder | 105 | 11064678-012 | 161929.2584 | 2027/28
99.47% | shoulder | 109 | 11064678-012 | 168303.4369 | 2028/29
99.58% | shoulder | 112 | 11064678-012 | 173140.0993 | 2029/30
99.67% | shoulder | 114 | 11064678-012 | 176384.0304 | 2030/31
99.67% | shoulder | 115 | 11064678-012 | 177931.2588 | 2031/32
99.73% | shoulder | 119 | 11064678-012 | 184228.1174 | 2032/33
99.77% | shoulder | 123 | 11064678-012 | 190492.2864 | 2033/34
0.006775% | summer | 18 | 11079626-008 | 1.1002 | 2021/22
0.04889% | summer | 28 | 11079626-008 | 14.5077 | 2022/23
0.6437% | summer | 39 | 11079626-008 | 285.8344 | 2023/24
7.945% | summer | 52 | 11079626-008 | 5041.4598 | 2024/25
40.86% | summer | 65 | 11079626-008 | 35203.3701 | 2025/26
48.97% | summer | 69 | 11079626-008 | 46563.1698 | 2026/27
58.88% | summer | 72 | 11079626-008 | 61886.2091 | 2027/28
65.89% | summer | 75 | 11079626-008 | 72135.8423 | 2028/29
72.14% | summer | 77 | 11079626-008 | 81086.2609 | 2029/30
72.14% | summer | 78 | 11079626-008 | 82139.3293 | 2030/31
72.14% | summer | 78 | 11079626-008 | 82139.3293 | 2031/32
76.73% | summer | 80 | 11079626-008 | 89596.5664 | 2032/33
76.73% | summer | 82 | 11079626-008 | 91836.4806 | 2033/34
1.766% | winter | 18 | 11079626-008 | 93.0539 | 2021/22
5.012% | winter | 28 | 11079626-008 | 482.7127 | 2022/23
13.75% | winter | 39 | 11079626-008 | 1981.2926 | 2023/24
42.27% | winter | 52 | 11079626-008 | 8705.4605 | 2024/25
87.55% | winter | 65 | 11079626-008 | 24481.5977 | 2025/26
91.5% | winter | 69 | 11079626-008 | 28235.884 | 2026/27
95.21% | winter | 72 | 11079626-008 | 32479.8944 | 2027/28
96.92% | winter | 75 | 11079626-008 | 34439.657 | 2028/29
98.03% | winter | 77 | 11079626-008 | 35761.2304 | 2029/30
98.03% | winter | 78 | 11079626-008 | 36225.6619 | 2030/31
98.03% | winter | 78 | 11079626-008 | 36225.6619 | 2031/32
98.78% | winter | 80 | 11079626-008 | 37441.83 | 2032/33
98.78% | winter | 82 | 11079626-008 | 38377.8758 | 2033/34
1.372% | shoulder | 18 | 11079626-008 | 236.8452 | 2021/22
5.33% | shoulder | 28 | 11079626-008 | 1681.9268 | 2022/23
24.05% | shoulder | 39 | 11079626-008 | 11354.9395 | 2023/24
56.49% | shoulder | 52 | 11079626-008 | 38124.375 | 2024/25
91.29% | shoulder | 65 | 11079626-008 | 83636.3934 | 2025/26
93.91% | shoulder | 69 | 11079626-008 | 94959.9129 | 2026/27
95.74% | shoulder | 72 | 11079626-008 | 107002.3536 | 2027/28
96.78% | shoulder | 75 | 11079626-008 | 112682.0771 | 2028/29
97.61% | shoulder | 77 | 11079626-008 | 116675.917 | 2029/30
97.61% | shoulder | 78 | 11079626-008 | 118191.1886 | 2030/31
97.61% | shoulder | 78 | 11079626-008 | 118191.1886 | 2031/32
98.2% | shoulder | 80 | 11079626-008 | 121955.605 | 2032/33
98.2% | shoulder | 82 | 11079626-008 | 125004.4951 | 2033/34
0% | summer | 17 | 11033611-005 | 0 | 2019/20
0% | summer | 24 | 11033611-005 | 0 | 2020/21
0% | summer | 32 | 11033611-005 | 0 | 2021/22
0.1168% | summer | 42 | 11033611-005 | 59.887 | 2022/23
3.869% | summer | 52 | 11033611-005 | 2666.6024 | 2023/24
8.863% | summer | 55 | 11033611-005 | 6717.3702 | 2024/25
15.45% | summer | 57 | 11033611-005 | 12854.3926 | 2025/26
24.7% | summer | 59 | 11033611-005 | 21272.2271 | 2026/27
24.7% | summer | 60 | 11033611-005 | 21632.7733 | 2027/28
24.7% | summer | 61 | 11033611-005 | 21993.3195 | 2028/29
24.7% | summer | 61 | 11033611-005 | 21993.3195 | 2029/30
35.22% | summer | 63 | 11033611-005 | 32384.4912 | 2030/31
45.65% | summer | 65 | 11033611-005 | 43309.3728 | 2031/32
0% | winter | 17 | 11033611-005 | 0 | 2019/20
0% | winter | 24 | 11033611-005 | 0 | 2020/21
0% | winter | 32 | 11033611-005 | 0 | 2021/22
0.07056% | winter | 42 | 11033611-005 | 11.7382 | 2022/23
4.418% | winter | 52 | 11033611-005 | 988.2057 | 2023/24
11.29% | winter | 55 | 11033611-005 | 2776.4123 | 2024/25
21.58% | winter | 57 | 11033611-005 | 5828.9908 | 2025/26
33.95% | winter | 59 | 11033611-005 | 9491.4244 | 2026/27
33.95% | winter | 60 | 11033611-005 | 9652.296 | 2027/28
33.95% | winter | 61 | 11033611-005 | 9813.1676 | 2028/29
33.95% | winter | 61 | 11033611-005 | 9813.1676 | 2029/30
44.8% | winter | 63 | 11033611-005 | 13372.0457 | 2030/31
53.81% | winter | 65 | 11033611-005 | 16570.041 | 2031/32
0% | shoulder | 17 | 11033611-005 | 0 | 2019/20
0.01254% | shoulder | 24 | 11033611-005 | 3.392 | 2020/21
0.09016% | shoulder | 32 | 11033611-005 | 34.9336 | 2021/22
2.004% | shoulder | 42 | 11033611-005 | 1092.331 | 2022/23
21.71% | shoulder | 52 | 11033611-005 | 15912.7502 | 2023/24
34.21% | shoulder | 55 | 11033611-005 | 27576.0618 | 2024/25
45.15% | shoulder | 57 | 11033611-005 | 39954.7672 | 2025/26
54.86% | shoulder | 59 | 11033611-005 | 50244.1607 | 2026/27
54.86% | shoulder | 60 | 11033611-005 | 51095.7566 | 2027/28
54.86% | shoulder | 61 | 11033611-005 | 51947.3526 | 2028/29
54.86% | shoulder | 61 | 11033611-005 | 51947.3526 | 2029/30
63.18% | shoulder | 63 | 11033611-005 | 61790.0742 | 2030/31
71.41% | shoulder | 65 | 11033611-005 | 72052.2908 | 2031/32
6.777% | summer | 27 | 11034216-008 | 1650.6747 | 2021/22
85.28% | summer | 50 | 11034216-008 | 45187.5778 | 2022/23
96.76% | summer | 75 | 11034216-008 | 82624.7685 | 2023/24
97.88% | summer | 104 | 11034216-008 | 124214.7332 | 2024/25
99.67% | summer | 132 | 11034216-008 | 174377.4856 | 2025/26
99.84% | summer | 141 | 11034216-008 | 193972.4753 | 2026/27
99.89% | summer | 148 | 11034216-008 | 215791.87 | 2027/28
99.95% | summer | 154 | 11034216-008 | 224684.7301 | 2028/29
99.98% | summer | 158 | 11034216-008 | 230585.3339 | 2029/30
100% | summer | 161 | 11034216-008 | 235008.2273 | 2030/31
100% | summer | 162 | 11034216-008 | 236467.9057 | 2031/32
100% | summer | 167 | 11034216-008 | 243768.2702 | 2032/33
100% | summer | 172 | 11034216-008 | 251066.7214 | 2033/34
0.6749% | winter | 27 | 11034216-008 | 53.3557 | 2021/22
69.65% | winter | 50 | 11034216-008 | 11978.5383 | 2022/23
99.33% | winter | 75 | 11034216-008 | 27530.3616 | 2023/24
100% | winter | 104 | 11034216-008 | 41192.5183 | 2024/25
100% | winter | 132 | 11034216-008 | 56785.6376 | 2025/26
100% | winter | 141 | 11034216-008 | 63062.304 | 2026/27
100% | winter | 148 | 11034216-008 | 70119.7635 | 2027/28
100% | winter | 154 | 11034216-008 | 72962.4566 | 2028/29
100% | winter | 158 | 11034216-008 | 74857.5853 | 2029/30
100% | winter | 161 | 11034216-008 | 76278.9319 | 2030/31
100% | winter | 162 | 11034216-008 | 76752.7141 | 2031/32
100% | winter | 167 | 11034216-008 | 79121.625 | 2032/33
100% | winter | 172 | 11034216-008 | 81490.5359 | 2033/34
11.49% | shoulder | 27 | 11034216-008 | 2975.2897 | 2021/22
92.89% | shoulder | 50 | 11034216-008 | 52342.2419 | 2022/23
98.96% | shoulder | 75 | 11034216-008 | 89865.385 | 2023/24
99.82% | shoulder | 104 | 11034216-008 | 134727.9521 | 2024/25
99.99% | shoulder | 132 | 11034216-008 | 186036.5193 | 2025/26
100% | shoulder | 141 | 11034216-008 | 206613.2974 | 2026/27
100% | shoulder | 148 | 11034216-008 | 229735.9059 | 2027/28
100% | shoulder | 154 | 11034216-008 | 239061.0005 | 2028/29
100% | shoulder | 158 | 11034216-008 | 245270.3771 | 2029/30
100% | shoulder | 161 | 11034216-008 | 249927.4096 | 2030/31
100% | shoulder | 162 | 11034216-008 | 251479.7538 | 2031/32
100% | shoulder | 167 | 11034216-008 | 259241.4745 | 2032/33
100% | shoulder | 172 | 11034216-008 | 267003.1953 | 2033/34
0.01833% | summer | 10 | 118640942-015 | 1.6537 | 2021/22
0.1175% | summer | 17 | 118640942-015 | 21.1765 | 2022/23
0.9171% | summer | 25 | 118640942-015 | 261.0378 | 2023/24
10.53% | summer | 34 | 118640942-015 | 4369.1676 | 2024/25
43.98% | summer | 44 | 118640942-015 | 25650.4884 | 2025/26
59.86% | summer | 47 | 118640942-015 | 38770.2741 | 2026/27
71.68% | summer | 49 | 118640942-015 | 51272.0366 | 2027/28
71.68% | summer | 51 | 118640942-015 | 53364.7728 | 2028/29
81.08% | summer | 53 | 118640942-015 | 62729.1407 | 2029/30
81.08% | summer | 54 | 118640942-015 | 63912.7094 | 2030/31
81.08% | summer | 54 | 118640942-015 | 63912.7094 | 2031/32
86.76% | summer | 56 | 118640942-015 | 70921.2929 | 2032/33
90.59% | summer | 58 | 118640942-015 | 76694.5999 | 2033/34
0% | winter | 10 | 118640942-015 | 0 | 2021/22
0% | winter | 17 | 118640942-015 | 0 | 2022/23
0% | winter | 25 | 118640942-015 | 0 | 2023/24
0.4089% | winter | 34 | 118640942-015 | 55.0721 | 2024/25
10.26% | winter | 44 | 118640942-015 | 1941.8862 | 2025/26
22.78% | winter | 47 | 118640942-015 | 4788.6466 | 2026/27
38.69% | winter | 49 | 118640942-015 | 8983.1285 | 2027/28
38.69% | winter | 51 | 118640942-015 | 9349.7868 | 2028/29
56.93% | winter | 53 | 118640942-015 | 14295.7512 | 2029/30
56.93% | winter | 54 | 118640942-015 | 14565.4823 | 2030/31
56.93% | winter | 54 | 118640942-015 | 14565.4823 | 2031/32
70.48% | winter | 56 | 118640942-015 | 18699.2027 | 2032/33
80.85% | winter | 58 | 118640942-015 | 22216.3527 | 2033/34
0% | shoulder | 10 | 118640942-015 | 0 | 2021/22
0.01664% | shoulder | 17 | 118640942-015 | 3.1885 | 2022/23
0.6348% | shoulder | 25 | 118640942-015 | 192.1695 | 2023/24
8.443% | shoulder | 34 | 118640942-015 | 3725.5883 | 2024/25
50.93% | shoulder | 44 | 118640942-015 | 31588.4885 | 2025/26
70.74% | shoulder | 47 | 118640942-015 | 48721.064 | 2026/27
83.58% | shoulder | 49 | 118640942-015 | 63578.5284 | 2027/28
83.58% | shoulder | 51 | 118640942-015 | 66173.5704 | 2028/29
90.58% | shoulder | 53 | 118640942-015 | 74524.2004 | 2029/30
90.58% | shoulder | 54 | 118640942-015 | 75930.3174 | 2030/31
90.58% | shoulder | 54 | 118640942-015 | 75930.3174 | 2031/32
93.63% | shoulder | 56 | 118640942-015 | 81391.1568 | 2032/33
95.39% | shoulder | 58 | 118640942-015 | 85886.4063 | 2033/34
0.04172% | summer | 6 | 11067142-014 | 2.258 | 2019/20
0.2067% | summer | 10 | 11067142-014 | 21.9006 | 2020/21
0.6762% | summer | 15 | 11067142-014 | 115.4867 | 2021/22
15.31% | summer | 21 | 11067142-014 | 3923.5855 | 2022/23
63.72% | summer | 27 | 11067142-014 | 22801.6808 | 2023/24
82.02% | summer | 29 | 11067142-014 | 32777.1725 | 2024/25
90.5% | summer | 31 | 11067142-014 | 40953.8357 | 2025/26
90.5% | summer | 32 | 11067142-014 | 42274.9272 | 2026/27
90.5% | summer | 33 | 11067142-014 | 43596.0187 | 2027/28
94.56% | summer | 34 | 11067142-014 | 46931.2843 | 2028/29
94.56% | summer | 34 | 11067142-014 | 46931.2843 | 2029/30
94.56% | summer | 35 | 11067142-014 | 48311.6162 | 2030/31
94.56% | summer | 36 | 11067142-014 | 49691.9481 | 2031/32
0% | winter | 6 | 11067142-014 | 0 | 2019/20
0.04136% | winter | 10 | 11067142-014 | 1.4225 | 2020/21
0.3523% | winter | 15 | 11067142-014 | 19.5277 | 2021/22
8.868% | winter | 21 | 11067142-014 | 737.6547 | 2022/23
54.15% | winter | 27 | 11067142-014 | 6289.1868 | 2023/24
81.84% | winter | 29 | 11067142-014 | 10614.7614 | 2024/25
95.36% | winter | 31 | 11067142-014 | 14005.3254 | 2025/26
95.36% | winter | 32 | 11067142-014 | 14457.11 | 2026/27
95.36% | winter | 33 | 11067142-014 | 14908.8947 | 2027/28
98.84% | winter | 34 | 11067142-014 | 15921.0049 | 2028/29
98.84% | winter | 34 | 11067142-014 | 15921.0049 | 2029/30
98.84% | winter | 35 | 11067142-014 | 16389.2698 | 2030/31
98.84% | winter | 36 | 11067142-014 | 16857.5346 | 2031/32
0.2224% | shoulder | 6 | 11067142-014 | 12.8017 | 2019/20
1.115% | shoulder | 10 | 11067142-014 | 125.6492 | 2020/21
6.199% | shoulder | 15 | 11067142-014 | 1125.8641 | 2021/22
43.18% | shoulder | 21 | 11067142-014 | 11767.5861 | 2022/23
86.56% | shoulder | 27 | 11067142-014 | 32943.5543 | 2023/24
93.45% | shoulder | 29 | 11067142-014 | 39712.3844 | 2024/25
95.67% | shoulder | 31 | 11067142-014 | 46041.237 | 2025/26
95.67% | shoulder | 32 | 11067142-014 | 47526.4382 | 2026/27
95.67% | shoulder | 33 | 11067142-014 | 49011.6394 | 2027/28
97.09% | shoulder | 34 | 11067142-014 | 51241.2983 | 2028/29
97.09% | shoulder | 34 | 11067142-014 | 51241.2983 | 2029/30
97.09% | shoulder | 35 | 11067142-014 | 52748.3953 | 2030/31
97.09% | shoulder | 36 | 11067142-014 | 54255.4923 | 2031/32
1.172% | summer | 10 | 11076811-003 | 105.6967 | 2019/20
4.878% | summer | 14 | 11076811-003 | 723.7133 | 2020/21
7.699% | summer | 19 | 11076811-003 | 1665.5168 | 2021/22
20.14% | summer | 25 | 11076811-003 | 6145.095 | 2022/23
44.45% | summer | 31 | 11076811-003 | 18262.4536 | 2023/24
57.76% | summer | 33 | 11076811-003 | 26266.298 | 2024/25
73.2% | summer | 35 | 11076811-003 | 37398.7065 | 2025/26
73.2% | summer | 36 | 11076811-003 | 38467.241 | 2026/27
73.2% | summer | 37 | 11076811-003 | 39535.7755 | 2027/28
82.99% | summer | 38 | 11076811-003 | 46035.0767 | 2028/29
82.99% | summer | 38 | 11076811-003 | 46035.0767 | 2029/30
82.99% | summer | 39 | 11076811-003 | 47246.5261 | 2030/31
82.99% | summer | 40 | 11076811-003 | 48457.9754 | 2031/32
0.04742% | winter | 10 | 11076811-003 | 1.3883 | 2019/20
0.861% | winter | 14 | 11076811-003 | 41.463 | 2020/21
2.194% | winter | 19 | 11076811-003 | 154.035 | 2021/22
8.194% | winter | 25 | 11076811-003 | 811.3544 | 2022/23
13.85% | winter | 31 | 11076811-003 | 1846.3731 | 2023/24
16.95% | winter | 33 | 11076811-003 | 2502.1012 | 2024/25
22.69% | winter | 35 | 11076811-003 | 3761.7139 | 2025/26
22.69% | winter | 36 | 11076811-003 | 3869.1914 | 2026/27
22.69% | winter | 37 | 11076811-003 | 3976.669 | 2027/28
30.32% | winter | 38 | 11076811-003 | 5458.7551 | 2028/29
30.32% | winter | 38 | 11076811-003 | 5458.7551 | 2029/30
30.32% | winter | 39 | 11076811-003 | 5602.4065 | 2030/31
30.32% | winter | 40 | 11076811-003 | 5746.058 | 2031/32
1.364% | shoulder | 10 | 11076811-003 | 130.8556 | 2019/20
5.934% | shoulder | 14 | 11076811-003 | 936.2334 | 2020/21
9.451% | shoulder | 19 | 11076811-003 | 2174.3243 | 2021/22
26.59% | shoulder | 25 | 11076811-003 | 8626.6868 | 2022/23
59.4% | shoulder | 31 | 11076811-003 | 25954.3809 | 2023/24
74.7% | shoulder | 33 | 11076811-003 | 36124.2895 | 2024/25
87.05% | shoulder | 35 | 11076811-003 | 47297.3981 | 2025/26
87.05% | shoulder | 36 | 11076811-003 | 48648.7523 | 2026/27
87.05% | shoulder | 37 | 11076811-003 | 50000.1065 | 2027/28
91.95% | shoulder | 38 | 11076811-003 | 54240.5686 | 2028/29
91.95% | shoulder | 38 | 11076811-003 | 54240.5686 | 2029/30
91.95% | shoulder | 39 | 11076811-003 | 55667.952 | 2030/31
91.95% | shoulder | 40 | 11076811-003 | 57095.3354 | 2031/32
6.202% | summer | 9 | 11033281-003 | 503.5513 | 2019/20
26.23% | summer | 13 | 11033281-003 | 3613.9689 | 2020/21
43.11% | summer | 17 | 11033281-003 | 8343.3532 | 2021/22
73.39% | summer | 22 | 11033281-003 | 19702.5436 | 2022/23
82.58% | summer | 27 | 11033281-003 | 29551.0706 | 2023/24
88.11% | summer | 29 | 11033281-003 | 35207.3786 | 2024/25
88.11% | summer | 30 | 11033281-003 | 38582.0192 | 2025/26
91.38% | summer | 31 | 11033281-003 | 41350.2227 | 2026/27
91.38% | summer | 32 | 11033281-003 | 42684.1008 | 2027/28
91.38% | summer | 33 | 11033281-003 | 44017.979 | 2028/29
91.38% | summer | 33 | 11033281-003 | 44017.979 | 2029/30
93.61% | summer | 34 | 11033281-003 | 46456.6369 | 2030/31
93.61% | summer | 35 | 11033281-003 | 47823.0085 | 2031/32
4.82% | winter | 9 | 11033281-003 | 127.0259 | 2019/20
18.84% | winter | 13 | 11033281-003 | 842.2339 | 2020/21
29.13% | winter | 17 | 11033281-003 | 1830.1337 | 2021/22
61.31% | winter | 22 | 11033281-003 | 5342.1227 | 2022/23
76.65% | winter | 27 | 11033281-003 | 8903.0726 | 2023/24
88.88% | winter | 29 | 11033281-003 | 11527.8254 | 2024/25
88.88% | winter | 30 | 11033281-003 | 12632.7718 | 2025/26
95.23% | winter | 31 | 11033281-003 | 13987.324 | 2026/27
95.23% | winter | 32 | 11033281-003 | 14438.528 | 2027/28
95.23% | winter | 33 | 11033281-003 | 14889.732 | 2028/29
95.23% | winter | 33 | 11033281-003 | 14889.732 | 2029/30
97.76% | winter | 34 | 11033281-003 | 15748.2834 | 2030/31
97.76% | winter | 35 | 11033281-003 | 16211.4682 | 2031/32
8.225% | shoulder | 9 | 11033281-003 | 710.1368 | 2019/20
36.8% | shoulder | 13 | 11033281-003 | 5391.9632 | 2020/21
56.48% | shoulder | 17 | 11033281-003 | 11626.8559 | 2021/22
86.95% | shoulder | 22 | 11033281-003 | 24825.6051 | 2022/23
93.08% | shoulder | 27 | 11033281-003 | 35422.2235 | 2023/24
95.63% | shoulder | 29 | 11033281-003 | 40639.1282 | 2024/25
95.63% | shoulder | 30 | 11033281-003 | 44534.4041 | 2025/26
96.74% | shoulder | 31 | 11033281-003 | 46553.4467 | 2026/27
96.74% | shoulder | 32 | 11033281-003 | 48055.1708 | 2027/28
96.74% | shoulder | 33 | 11033281-003 | 49556.8949 | 2028/29
96.74% | shoulder | 33 | 11033281-003 | 49556.8949 | 2029/30
97.51% | shoulder | 34 | 11033281-003 | 51463.2576 | 2030/31
97.51% | shoulder | 35 | 11033281-003 | 52976.8828 | 2031/32
0% | summer | 21 | 11033633-008 | 0 | 2021/22
0% | summer | 34 | 11033633-008 | 0 | 2022/23
0% | summer | 48 | 11033633-008 | 0 | 2023/24
0% | summer | 65 | 11033633-008 | 0 | 2024/25
0% | summer | 82 | 11033633-008 | 0 | 2025/26
0% | summer | 88 | 11033633-008 | 0 | 2026/27
0% | summer | 92 | 11033633-008 | 0 | 2027/28
0% | summer | 96 | 11033633-008 | 0 | 2028/29
0% | summer | 99 | 11033633-008 | 0 | 2029/30
0% | summer | 101 | 11033633-008 | 0 | 2030/31
0% | summer | 101 | 11033633-008 | 0 | 2031/32
0% | summer | 104 | 11033633-008 | 0 | 2032/33
0% | summer | 107 | 11033633-008 | 0 | 2033/34
2.118% | winter | 21 | 11033633-008 | 130.2562 | 2021/22
17.7% | winter | 34 | 11033633-008 | 2070.5479 | 2022/23
63.75% | winter | 48 | 11033633-008 | 11309.1027 | 2023/24
88.54% | winter | 65 | 11033633-008 | 22794.1539 | 2024/25
98.93% | winter | 82 | 11033633-008 | 34898.3736 | 2025/26
99.58% | winter | 88 | 11033633-008 | 39191.9939 | 2026/27
99.83% | winter | 92 | 11033633-008 | 43513.9972 | 2027/28
99.94% | winter | 96 | 11033633-008 | 45454.2346 | 2028/29
99.97% | winter | 99 | 11033633-008 | 46888.9266 | 2029/30
99.97% | winter | 101 | 11033633-008 | 47836.1776 | 2030/31
99.97% | winter | 101 | 11033633-008 | 47836.1776 | 2031/32
100% | winter | 104 | 11033633-008 | 49272.0209 | 2032/33
100% | winter | 107 | 11033633-008 | 50694.6938 | 2033/34
10.42% | shoulder | 21 | 11033633-008 | 2099.7977 | 2021/22
53.7% | shoulder | 34 | 11033633-008 | 20578.6493 | 2022/23
90.8% | shoulder | 48 | 11033633-008 | 52773.9108 | 2023/24
96.5% | shoulder | 65 | 11033633-008 | 81404.5767 | 2024/25
98.27% | shoulder | 82 | 11033633-008 | 113580.2629 | 2025/26
98.87% | shoulder | 88 | 11033633-008 | 127497.7099 | 2026/27
99.03% | shoulder | 92 | 11033633-008 | 141435.5198 | 2027/28
99.23% | shoulder | 96 | 11033633-008 | 147872.8646 | 2028/29
99.32% | shoulder | 99 | 11033633-008 | 152635.1002 | 2029/30
99.32% | shoulder | 101 | 11033633-008 | 155718.6375 | 2030/31
99.32% | shoulder | 101 | 11033633-008 | 155718.6375 | 2031/32
99.44% | shoulder | 104 | 11033633-008 | 160534.9039 | 2032/33
99.52% | shoulder | 107 | 11033633-008 | 165297.4474 | 2033/34
0% | summer | 9 | 11033655-005 | 0 | 2019/20
0.05213% | summer | 14 | 11033655-005 | 7.7349 | 2020/21
0.348% | summer | 19 | 11033655-005 | 75.2859 | 2021/22
5.709% | summer | 25 | 11033655-005 | 1741.8197 | 2022/23
38.78% | summer | 31 | 11033655-005 | 15933.1025 | 2023/24
38.78% | summer | 33 | 11033655-005 | 17633.509 | 2024/25
61.52% | summer | 35 | 11033655-005 | 31429.4247 | 2025/26
61.52% | summer | 36 | 11033655-005 | 32327.4083 | 2026/27
74.65% | summer | 37 | 11033655-005 | 40314.7068 | 2027/28
74.65% | summer | 38 | 11033655-005 | 41404.2934 | 2028/29
74.65% | summer | 38 | 11033655-005 | 41404.2934 | 2029/30
74.65% | summer | 39 | 11033655-005 | 42493.8801 | 2030/31
82.28% | summer | 40 | 11033655-005 | 48041.858 | 2031/32
0% | winter | 9 | 11033655-005 | 0 | 2019/20
0% | winter | 14 | 11033655-005 | 0 | 2020/21
0.02701% | winter | 19 | 11033655-005 | 1.8963 | 2021/22
2.329% | winter | 25 | 11033655-005 | 230.6011 | 2022/23
20.05% | winter | 31 | 11033655-005 | 2674.416 | 2023/24
20.05% | winter | 33 | 11033655-005 | 2959.834 | 2024/25
38.16% | winter | 35 | 11033655-005 | 6327.8183 | 2025/26
38.16% | winter | 36 | 11033655-005 | 6508.6131 | 2026/27
54.03% | winter | 37 | 11033655-005 | 9470.7201 | 2027/28
54.03% | winter | 38 | 11033655-005 | 9726.6855 | 2028/29
54.03% | winter | 38 | 11033655-005 | 9726.6855 | 2029/30
54.03% | winter | 39 | 11033655-005 | 9982.651 | 2030/31
69.12% | winter | 40 | 11033655-005 | 13098.195 | 2031/32
0.02365% | shoulder | 9 | 11033655-005 | 2.0417 | 2019/20
0.1331% | shoulder | 14 | 11033655-005 | 20.9942 | 2020/21
0.7758% | shoulder | 19 | 11033655-005 | 178.4801 | 2021/22
12.65% | shoulder | 25 | 11033655-005 | 4104.9037 | 2022/23
53.28% | shoulder | 31 | 11033655-005 | 23281.9666 | 2023/24
53.28% | shoulder | 33 | 11033655-005 | 25766.6557 | 2024/25
76.51% | shoulder | 35 | 11033655-005 | 41567.5109 | 2025/26
76.51% | shoulder | 36 | 11033655-005 | 42755.1541 | 2026/27
86.83% | shoulder | 37 | 11033655-005 | 49869.8021 | 2027/28
86.83% | shoulder | 38 | 11033655-005 | 51217.6346 | 2028/29
86.83% | shoulder | 38 | 11033655-005 | 51217.6346 | 2029/30
86.83% | shoulder | 39 | 11033655-005 | 52565.467 | 2030/31
92.47% | shoulder | 40 | 11033655-005 | 57419.7486 | 2031/32
0.08235% | summer | 9 | 42010483-014 | 6.6862 | 2021/22
1.96% | summer | 20 | 42010483-014 | 415.4115 | 2022/23
11.14% | summer | 32 | 42010483-014 | 4059.8779 | 2023/24
34.31% | summer | 46 | 42010483-014 | 19259.6261 | 2024/25
60.59% | summer | 60 | 42010483-014 | 48181.8134 | 2025/26
75.09% | summer | 65 | 42010483-014 | 67253.5937 | 2026/27
81.45% | summer | 68 | 42010483-014 | 80846.1042 | 2027/28
85.69% | summer | 71 | 42010483-014 | 88809.3207 | 2028/29
88.85% | summer | 73 | 42010483-014 | 94671.6023 | 2029/30
88.85% | summer | 75 | 42010483-014 | 97265.3448 | 2030/31
88.85% | summer | 75 | 42010483-014 | 97265.3448 | 2031/32
90.6% | summer | 78 | 42010483-014 | 103153.7187 | 2032/33
92.01% | summer | 81 | 42010483-014 | 108783.7671 | 2033/34
0% | winter | 9 | 42010483-014 | 0 | 2021/22
0.09162% | winter | 20 | 42010483-014 | 6.3028 | 2022/23
1.238% | winter | 32 | 42010483-014 | 146.3918 | 2023/24
12.77% | winter | 46 | 42010483-014 | 2327.3248 | 2024/25
40% | winter | 60 | 42010483-014 | 10324.398 | 2025/26
58% | winter | 65 | 42010483-014 | 16861.2928 | 2026/27
66.93% | winter | 68 | 42010483-014 | 21561.9902 | 2027/28
74.36% | winter | 71 | 42010483-014 | 25012.6903 | 2028/29
82.06% | winter | 73 | 42010483-014 | 28379.7787 | 2029/30
82.06% | winter | 75 | 42010483-014 | 29157.3069 | 2030/31
82.06% | winter | 75 | 42010483-014 | 29157.3069 | 2031/32
86.91% | winter | 78 | 42010483-014 | 32118.3559 | 2032/33
91.56% | winter | 81 | 42010483-014 | 35138.4752 | 2033/34
0.3777% | shoulder | 9 | 42010483-014 | 32.6117 | 2021/22
6.034% | shoulder | 20 | 42010483-014 | 1360.1583 | 2022/23
21.14% | shoulder | 32 | 42010483-014 | 8189.8153 | 2023/24
52.81% | shoulder | 46 | 42010483-014 | 31524.6324 | 2024/25
82.67% | shoulder | 60 | 42010483-014 | 69915.0093 | 2025/26
91.11% | shoulder | 65 | 42010483-014 | 86780.9506 | 2026/27
93.37% | shoulder | 68 | 42010483-014 | 98563.271 | 2027/28
94.5% | shoulder | 71 | 42010483-014 | 104155.394 | 2028/29
95.33% | shoulder | 73 | 42010483-014 | 108027.7749 | 2029/30
95.33% | shoulder | 75 | 42010483-014 | 110987.4399 | 2030/31
95.33% | shoulder | 75 | 42010483-014 | 110987.4399 | 2031/32
95.62% | shoulder | 78 | 42010483-014 | 115780.302 | 2032/33
96% | shoulder | 81 | 42010483-014 | 120710.3457 | 2033/34
0% | summer | 17 | 11034315-008 | 0 | 2021/22
0.9538% | summer | 28 | 11034315-008 | 283.0044 | 2022/23
14.49% | summer | 40 | 11034315-008 | 6600.5133 | 2023/24
61.98% | summer | 54 | 11034315-008 | 40839.7607 | 2024/25
85.12% | summer | 68 | 11034315-008 | 76718.8797 | 2025/26
90.96% | summer | 72 | 11034315-008 | 90245.8696 | 2026/27
93.05% | summer | 75 | 11034315-008 | 101872.806 | 2027/28
94.22% | summer | 78 | 11034315-008 | 107278.3047 | 2028/29
94.22% | summer | 80 | 11034315-008 | 110029.0304 | 2029/30
95.17% | summer | 82 | 11034315-008 | 113912.86 | 2030/31
95.17% | summer | 82 | 11034315-008 | 113912.86 | 2031/32
95.74% | summer | 85 | 11034315-008 | 118788.4829 | 2032/33
96.17% | summer | 88 | 11034315-008 | 123527.562 | 2033/34
0% | winter | 17 | 11034315-008 | 0 | 2021/22
0.03779% | winter | 28 | 11034315-008 | 3.6398 | 2022/23
3.051% | winter | 40 | 11034315-008 | 450.9405 | 2023/24
45.43% | winter | 54 | 11034315-008 | 9716.2277 | 2024/25
87.78% | winter | 68 | 11034315-008 | 25677.9805 | 2025/26
97.24% | winter | 72 | 11034315-008 | 31313.1553 | 2026/27
99.01% | winter | 75 | 11034315-008 | 35180.4305 | 2027/28
99.57% | winter | 78 | 11034315-008 | 36794.4147 | 2028/29
99.57% | winter | 80 | 11034315-008 | 37737.8612 | 2029/30
99.87% | winter | 82 | 11034315-008 | 38798.5704 | 2030/31
99.87% | winter | 82 | 11034315-008 | 38798.5704 | 2031/32
99.96% | winter | 85 | 11034315-008 | 40254.5335 | 2032/33
99.97% | winter | 88 | 11034315-008 | 41681.3102 | 2033/34
0% | shoulder | 17 | 11034315-008 | 0 | 2021/22
0.2221% | shoulder | 28 | 11034315-008 | 70.095 | 2022/23
10.3% | shoulder | 40 | 11034315-008 | 4990.0226 | 2023/24
77.05% | shoulder | 54 | 11034315-008 | 53997.8792 | 2024/25
96.08% | shoulder | 68 | 11034315-008 | 92089.8633 | 2025/26
98% | shoulder | 72 | 11034315-008 | 103398.3484 | 2026/27
98.61% | shoulder | 75 | 11034315-008 | 114808.6463 | 2027/28
99.08% | shoulder | 78 | 11034315-008 | 119971.1527 | 2028/29
99.08% | shoulder | 80 | 11034315-008 | 123047.3361 | 2029/30
99.45% | shoulder | 82 | 11034315-008 | 126593.5925 | 2030/31
99.45% | shoulder | 82 | 11034315-008 | 126593.5925 | 2031/32
99.67% | shoulder | 85 | 11034315-008 | 131515.8816 | 2032/33
99.86% | shoulder | 88 | 11034315-008 | 136409.4133 | 2033/34
0.05772% | summer | 14 | 156967960-005 | 7.29 | 2021/22
17.95% | summer | 31 | 156967960-005 | 5895.5963 | 2022/23
79.52% | summer | 49 | 156967960-005 | 44365.2487 | 2023/24
96.26% | summer | 69 | 156967960-005 | 81052.5463 | 2024/25
97.43% | summer | 88 | 156967960-005 | 113637.7771 | 2025/26
97.69% | summer | 94 | 156967960-005 | 126536.4379 | 2026/27
97.87% | summer | 98 | 156967960-005 | 140006.0532 | 2027/28
98.39% | summer | 102 | 156967960-005 | 146492.1297 | 2028/29
98.39% | summer | 104 | 156967960-005 | 149364.5244 | 2029/30
98.66% | summer | 106 | 156967960-005 | 152651.7066 | 2030/31
98.66% | summer | 106 | 156967960-005 | 152651.7066 | 2031/32
98.83% | summer | 109 | 156967960-005 | 157240.5134 | 2032/33
98.94% | summer | 112 | 156967960-005 | 161759.9991 | 2033/34
0% | winter | 14 | 156967960-005 | 0 | 2021/22
7.542% | winter | 31 | 156967960-005 | 804.2219 | 2022/23
60.62% | winter | 49 | 156967960-005 | 10976.4196 | 2023/24
99.71% | winter | 69 | 156967960-005 | 27249.899 | 2024/25
99.97% | winter | 88 | 156967960-005 | 37846.9151 | 2025/26
99.98% | winter | 94 | 156967960-005 | 42033.5423 | 2026/27
100% | winter | 98 | 156967960-005 | 46430.6542 | 2027/28
100% | winter | 102 | 156967960-005 | 48325.7829 | 2028/29
100% | winter | 104 | 156967960-005 | 49273.3473 | 2029/30
100% | winter | 106 | 156967960-005 | 50220.9117 | 2030/31
100% | winter | 106 | 156967960-005 | 50220.9117 | 2031/32
100% | winter | 109 | 156967960-005 | 51642.2582 | 2032/33
100% | winter | 112 | 156967960-005 | 53063.6048 | 2033/34
0.1732% | shoulder | 14 | 156967960-005 | 23.2556 | 2021/22
23.3% | shoulder | 31 | 156967960-005 | 8138.6257 | 2022/23
92.23% | shoulder | 49 | 156967960-005 | 54721.9994 | 2023/24
99.35% | shoulder | 69 | 156967960-005 | 88965.4308 | 2024/25
99.88% | shoulder | 88 | 156967960-005 | 123887.3641 | 2025/26
99.93% | shoulder | 94 | 156967960-005 | 137654.4373 | 2026/27
99.96% | shoulder | 98 | 156967960-005 | 152068.6803 | 2027/28
99.97% | shoulder | 102 | 156967960-005 | 158296.7449 | 2028/29
99.97% | shoulder | 104 | 156967960-005 | 161400.6026 | 2029/30
99.98% | shoulder | 106 | 156967960-005 | 164517.9736 | 2030/31
99.98% | shoulder | 106 | 156967960-005 | 164517.9736 | 2031/32
100% | shoulder | 109 | 156967960-005 | 169205.5133 | 2032/33
100% | shoulder | 112 | 156967960-005 | 173862.5458 | 2033/34
0.03813% | summer | 26 | 87742826-015 | 8.9436 | 2021/22
4.366% | summer | 44 | 87742826-015 | 2035.7081 | 2022/23
56.55% | summer | 63 | 87742826-015 | 40560.3342 | 2023/24
89.49% | summer | 85 | 87742826-015 | 92824.3889 | 2024/25
96.08% | summer | 107 | 87742826-015 | 136254.4144 | 2025/26
96.79% | summer | 114 | 87742826-015 | 152050.342 | 2026/27
97.12% | summer | 119 | 87742826-015 | 168704.6624 | 2027/28
97.74% | summer | 124 | 87742826-015 | 176907.2631 | 2028/29
97.97% | summer | 127 | 87742826-015 | 181615.6051 | 2029/30
98.24% | summer | 129 | 87742826-015 | 184990.288 | 2030/31
98.24% | summer | 130 | 87742826-015 | 186424.3213 | 2031/32
98.54% | summer | 134 | 87742826-015 | 192748.047 | 2032/33
98.95% | summer | 138 | 87742826-015 | 199321.3694 | 2033/34
0.2587% | winter | 26 | 87742826-015 | 19.6938 | 2021/22
4.044% | winter | 44 | 87742826-015 | 612.0279 | 2022/23
55.33% | winter | 63 | 87742826-015 | 12881.1357 | 2023/24
91.01% | winter | 85 | 87742826-015 | 30641.6405 | 2024/25
99.25% | winter | 107 | 87742826-015 | 45686.977 | 2025/26
99.84% | winter | 114 | 87742826-015 | 50907.2263 | 2026/27
99.89% | winter | 119 | 87742826-015 | 56317.0265 | 2027/28
99.92% | winter | 124 | 87742826-015 | 58699.4731 | 2028/29
99.94% | winter | 127 | 87742826-015 | 60131.8901 | 2029/30
99.96% | winter | 129 | 87742826-015 | 61095.8668 | 2030/31
99.96% | winter | 130 | 87742826-015 | 61569.4782 | 2031/32
99.98% | winter | 134 | 87742826-015 | 63475.2224 | 2032/33
100% | winter | 138 | 87742826-015 | 65381.9416 | 2033/34
0.0347% | shoulder | 26 | 87742826-015 | 8.6564 | 2021/22
5.09% | shoulder | 44 | 87742826-015 | 2524.1857 | 2022/23
66.59% | shoulder | 63 | 87742826-015 | 50792.826 | 2023/24
94.5% | shoulder | 85 | 87742826-015 | 104237.4994 | 2024/25
98.84% | shoulder | 107 | 87742826-015 | 149077.0957 | 2025/26
99.3% | shoulder | 114 | 87742826-015 | 165892.8517 | 2026/27
99.4% | shoulder | 119 | 87742826-015 | 183625.9791 | 2027/28
99.61% | shoulder | 124 | 87742826-015 | 191732.6048 | 2028/29
99.68% | shoulder | 127 | 87742826-015 | 196525.9564 | 2029/30
99.75% | shoulder | 129 | 87742826-015 | 199758.2344 | 2030/31
99.75% | shoulder | 130 | 87742826-015 | 201306.7478 | 2031/32
99.8% | shoulder | 134 | 87742826-015 | 207595.3926 | 2032/33
99.85% | shoulder | 138 | 87742826-015 | 213898.1061 | 2033/34
0.1039% | summer | 9 | 11033820-018 | 8.4325 | 2021/22
1.365% | summer | 14 | 11033820-018 | 202.4997 | 2022/23
7.369% | summer | 20 | 11033820-018 | 1677.9797 | 2023/24
21.58% | summer | 27 | 11033820-018 | 7111.3029 | 2024/25
58.4% | summer | 34 | 11033820-018 | 26315.973 | 2025/26
58.4% | summer | 36 | 11033820-018 | 28968.7103 | 2026/27
69.34% | summer | 38 | 11033820-018 | 38459.862 | 2027/28
78.4% | summer | 40 | 11033820-018 | 45773.8743 | 2028/29
78.4% | summer | 41 | 11033820-018 | 46918.2212 | 2029/30
78.4% | summer | 42 | 11033820-018 | 48062.568 | 2030/31
78.4% | summer | 42 | 11033820-018 | 48062.568 | 2031/32
85% | summer | 44 | 11033820-018 | 54595.201 | 2032/33
89.57% | summer | 46 | 11033820-018 | 60144.1592 | 2033/34
0% | winter | 9 | 11033820-018 | 0 | 2021/22
0.04343% | winter | 14 | 11033820-018 | 2.0913 | 2022/23
0.646% | winter | 20 | 11033820-018 | 47.7466 | 2023/24
5.049% | winter | 27 | 11033820-018 | 539.9219 | 2024/25
34.28% | winter | 34 | 11033820-018 | 5014.3679 | 2025/26
34.28% | winter | 36 | 11033820-018 | 5519.8328 | 2026/27
50.39% | winter | 38 | 11033820-018 | 9072.4972 | 2027/28
67.59% | winter | 40 | 11033820-018 | 12809.5323 | 2028/29
67.59% | winter | 41 | 11033820-018 | 13129.7706 | 2029/30
67.59% | winter | 42 | 11033820-018 | 13450.0089 | 2030/31
67.59% | winter | 42 | 11033820-018 | 13450.0089 | 2031/32
80.55% | winter | 44 | 11033820-018 | 16791.0402 | 2032/33
89.47% | winter | 46 | 11033820-018 | 19499.9454 | 2033/34
0.1526% | shoulder | 9 | 11033820-018 | 13.1765 | 2021/22
1.746% | shoulder | 14 | 11033820-018 | 275.4496 | 2022/23
10.66% | shoulder | 20 | 11033820-018 | 2581.4573 | 2023/24
37.87% | shoulder | 27 | 11033820-018 | 13270.6175 | 2024/25
83.62% | shoulder | 34 | 11033820-018 | 40072.6979 | 2025/26
83.62% | shoulder | 36 | 11033820-018 | 44112.1588 | 2026/27
89.99% | shoulder | 38 | 11033820-018 | 53086.2609 | 2027/28
93.08% | shoulder | 40 | 11033820-018 | 57795.3366 | 2028/29
93.08% | shoulder | 41 | 11033820-018 | 59240.22 | 2029/30
93.08% | shoulder | 42 | 11033820-018 | 60685.1034 | 2030/31
93.08% | shoulder | 42 | 11033820-018 | 60685.1034 | 2031/32
94.94% | shoulder | 44 | 11033820-018 | 64846.6851 | 2032/33
96.31% | shoulder | 46 | 11033820-018 | 68773.5841 | 2033/34
26.77% | summer | 27 | 64625947-015 | 6520.5186 | 2021/22
94.13% | summer | 60 | 64625947-015 | 59851.4596 | 2022/23
97.02% | summer | 92 | 64625947-015 | 101621.7376 | 2023/24
99.15% | summer | 126 | 64625947-015 | 152445.4704 | 2024/25
99.84% | summer | 156 | 64625947-015 | 206426.069 | 2025/26
99.86% | summer | 164 | 64625947-015 | 225659.9994 | 2026/27
99.91% | summer | 170 | 64625947-015 | 247913.9237 | 2027/28
99.94% | summer | 175 | 64625947-015 | 255295.2188 | 2028/29
99.96% | summer | 178 | 64625947-015 | 259710.7902 | 2029/30
99.96% | summer | 180 | 64625947-015 | 262649.663 | 2030/31
99.96% | summer | 181 | 64625947-015 | 264108.8278 | 2031/32
99.96% | summer | 185 | 64625947-015 | 269945.487 | 2032/33
99.96% | summer | 189 | 64625947-015 | 275782.1462 | 2033/34
5.075% | winter | 27 | 64625947-015 | 401.2366 | 2021/22
96.57% | winter | 60 | 64625947-015 | 19930.9782 | 2022/23
100% | winter | 92 | 64625947-015 | 33997.0721 | 2023/24
100% | winter | 126 | 64625947-015 | 49906.3203 | 2024/25
100% | winter | 156 | 64625947-015 | 67110.299 | 2025/26
100% | winter | 164 | 64625947-015 | 73349.0628 | 2026/27
100% | winter | 170 | 64625947-015 | 80542.9715 | 2027/28
100% | winter | 175 | 64625947-015 | 82911.8825 | 2028/29
100% | winter | 178 | 64625947-015 | 84333.229 | 2029/30
100% | winter | 180 | 64625947-015 | 85280.7934 | 2030/31
100% | winter | 181 | 64625947-015 | 85754.5756 | 2031/32
100% | winter | 185 | 64625947-015 | 87649.7043 | 2032/33
100% | winter | 189 | 64625947-015 | 89544.8331 | 2033/34
29.52% | shoulder | 27 | 64625947-015 | 7645.5814 | 2021/22
97.66% | shoulder | 60 | 64625947-015 | 66040.1329 | 2022/23
99.51% | shoulder | 92 | 64625947-015 | 110852.6372 | 2023/24
99.96% | shoulder | 126 | 64625947-015 | 163456.7668 | 2024/25
100% | shoulder | 156 | 64625947-015 | 219886.4454 | 2025/26
100% | shoulder | 164 | 64625947-015 | 240327.7133 | 2026/27
100% | shoulder | 170 | 64625947-015 | 263898.507 | 2027/28
100% | shoulder | 175 | 64625947-015 | 271660.2278 | 2028/29
100% | shoulder | 178 | 64625947-015 | 276317.2603 | 2029/30
100% | shoulder | 180 | 64625947-015 | 279421.9486 | 2030/31
100% | shoulder | 181 | 64625947-015 | 280974.2928 | 2031/32
100% | shoulder | 185 | 64625947-015 | 287183.6694 | 2032/33
100% | shoulder | 189 | 64625947-015 | 293393.046 | 2033/34
0.03564% | summer | 14 | 11078172-015 | 4.5012 | 2021/22
2.885% | summer | 24 | 11078172-015 | 733.7094 | 2022/23
39.41% | summer | 35 | 11078172-015 | 15705.2054 | 2023/24
68.51% | summer | 48 | 11078172-015 | 40128.9279 | 2024/25
91.71% | summer | 61 | 11078172-015 | 74148.6131 | 2025/26
94.27% | summer | 65 | 11078172-015 | 84438.4025 | 2026/27
95.64% | summer | 68 | 11078172-015 | 94927.4177 | 2027/28
96.57% | summer | 71 | 11078172-015 | 100086.7072 | 2028/29
97.39% | summer | 73 | 11078172-015 | 103779.4624 | 2029/30
97.39% | summer | 74 | 11078172-015 | 105201.0989 | 2030/31
97.39% | summer | 74 | 11078172-015 | 105201.0989 | 2031/32
97.94% | summer | 77 | 11078172-015 | 110075.4522 | 2032/33
98.31% | summer | 80 | 11078172-015 | 114806.4962 | 2033/34
0.004222% | winter | 14 | 11078172-015 | 0.17307 | 2021/22
1.254% | winter | 24 | 11078172-015 | 103.5323 | 2022/23
31.96% | winter | 35 | 11078172-015 | 4134.3071 | 2023/24
65.38% | winter | 48 | 11078172-015 | 12429.4989 | 2024/25
99.17% | winter | 61 | 11078172-015 | 26023.1071 | 2025/26
99.77% | winter | 65 | 11078172-015 | 29002.9581 | 2026/27
99.95% | winter | 68 | 11078172-015 | 32200.3382 | 2027/28
99.99% | winter | 71 | 11078172-015 | 33636.4317 | 2028/29
100% | winter | 73 | 11078172-015 | 34586.0995 | 2029/30
100% | winter | 74 | 11078172-015 | 35059.8817 | 2030/31
100% | winter | 74 | 11078172-015 | 35059.8817 | 2031/32
100% | winter | 77 | 11078172-015 | 36481.2283 | 2032/33
100% | winter | 80 | 11078172-015 | 37902.5748 | 2033/34
0.06708% | shoulder | 14 | 11078172-015 | 9.0089 | 2021/22
6.36% | shoulder | 24 | 11078172-015 | 1720.3885 | 2022/23
41.54% | shoulder | 35 | 11078172-015 | 17602.7053 | 2023/24
66% | shoulder | 48 | 11078172-015 | 41114.1762 | 2024/25
96.79% | shoulder | 61 | 11078172-015 | 83220.8203 | 2025/26
97.6% | shoulder | 65 | 11078172-015 | 92967.3098 | 2026/27
98.25% | shoulder | 68 | 11078172-015 | 103709.7437 | 2027/28
98.89% | shoulder | 71 | 11078172-015 | 108989.4842 | 2028/29
99.36% | shoulder | 73 | 11078172-015 | 112595.0848 | 2029/30
99.36% | shoulder | 74 | 11078172-015 | 114137.4833 | 2030/31
99.36% | shoulder | 74 | 11078172-015 | 114137.4833 | 2031/32
99.68% | shoulder | 77 | 11078172-015 | 119145.9394 | 2032/33
99.87% | shoulder | 80 | 11078172-015 | 124022.6804 | 2033/34
0.9976% | summer | 11 | 11058064-019 | 98.9944 | 2021/22
11.06% | summer | 21 | 11058064-019 | 2461.382 | 2022/23
45.26% | summer | 32 | 11058064-019 | 16491.6455 | 2023/24
71.85% | summer | 45 | 11058064-019 | 39457.9059 | 2024/25
88.55% | summer | 59 | 11058064-019 | 69246.5197 | 2025/26
92.39% | summer | 64 | 11058064-019 | 81473.5213 | 2026/27
93.33% | summer | 67 | 11058064-019 | 91273.9559 | 2027/28
94.43% | summer | 70 | 11058064-019 | 96487.926 | 2028/29
94.43% | summer | 72 | 11058064-019 | 99244.7239 | 2029/30
95.32% | summer | 74 | 11058064-019 | 102961.7007 | 2030/31
95.32% | summer | 74 | 11058064-019 | 102961.7007 | 2031/32
95.87% | summer | 77 | 11058064-019 | 107752.8042 | 2032/33
96.54% | summer | 80 | 11058064-019 | 112738.2332 | 2033/34
0% | winter | 11 | 11058064-019 | 0 | 2021/22
0% | winter | 21 | 11058064-019 | 0 | 2022/23
0% | winter | 32 | 11058064-019 | 0 | 2023/24
0% | winter | 45 | 11058064-019 | 0 | 2024/25
0% | winter | 59 | 11058064-019 | 0 | 2025/26
0% | winter | 64 | 11058064-019 | 0 | 2026/27
0% | winter | 67 | 11058064-019 | 0 | 2027/28
0% | winter | 70 | 11058064-019 | 0 | 2028/29
0% | winter | 72 | 11058064-019 | 0 | 2029/30
0% | winter | 74 | 11058064-019 | 0 | 2030/31
0% | winter | 74 | 11058064-019 | 0 | 2031/32
0% | winter | 77 | 11058064-019 | 0 | 2032/33
0% | winter | 80 | 11058064-019 | 0 | 2033/34
1.813% | shoulder | 11 | 11058064-019 | 191.3297 | 2021/22
14.31% | shoulder | 21 | 11058064-019 | 3385.8791 | 2022/23
51.47% | shoulder | 32 | 11058064-019 | 19942.3128 | 2023/24
80.77% | shoulder | 45 | 11058064-019 | 47167.8613 | 2024/25
97.35% | shoulder | 59 | 11058064-019 | 80962.0566 | 2025/26
98.77% | shoulder | 64 | 11058064-019 | 92630.19 | 2026/27
99.15% | shoulder | 67 | 11058064-019 | 103121.1347 | 2027/28
99.4% | shoulder | 70 | 11058064-019 | 108013.0233 | 2028/29
99.4% | shoulder | 72 | 11058064-019 | 111099.1097 | 2029/30
99.55% | shoulder | 74 | 11058064-019 | 114358.5491 | 2030/31
99.55% | shoulder | 74 | 11058064-019 | 114358.5491 | 2031/32
99.7% | shoulder | 77 | 11058064-019 | 119172.9738 | 2032/33
99.78% | shoulder | 80 | 11058064-019 | 123916.1475 | 2033/34
0.1601% | summer | 11 | 64229623-003 | 15.8831 | 2021/22
3.172% | summer | 17 | 64229623-003 | 571.488 | 2022/23
26.59% | summer | 23 | 64229623-003 | 6963.7868 | 2023/24
68.53% | summer | 30 | 64229623-003 | 25086.42 | 2024/25
81.13% | summer | 38 | 64229623-003 | 40859.9227 | 2025/26
85.64% | summer | 41 | 64229623-003 | 48380.4485 | 2026/27
89.05% | summer | 43 | 64229623-003 | 55890.6604 | 2027/28
91.44% | summer | 45 | 64229623-003 | 60060.7897 | 2028/29
91.44% | summer | 46 | 64229623-003 | 61395.4739 | 2029/30
91.44% | summer | 47 | 64229623-003 | 62730.1581 | 2030/31
91.44% | summer | 47 | 64229623-003 | 62730.1581 | 2031/32
92.97% | summer | 49 | 64229623-003 | 66498.8965 | 2032/33
94.18% | summer | 51 | 64229623-003 | 70108.7435 | 2033/34
0.08861% | winter | 11 | 64229623-003 | 2.854 | 2021/22
1.123% | winter | 17 | 64229623-003 | 65.644 | 2022/23
12.85% | winter | 23 | 64229623-003 | 1092.4929 | 2023/24
57.05% | winter | 30 | 64229623-003 | 6778.8054 | 2024/25
72.64% | winter | 38 | 64229623-003 | 11874.0805 | 2025/26
77.28% | winter | 41 | 64229623-003 | 14170.4984 | 2026/27
80.59% | winter | 43 | 64229623-003 | 16418.8819 | 2027/28
83.28% | winter | 45 | 64229623-003 | 17754.9398 | 2028/29
83.28% | winter | 46 | 64229623-003 | 18149.494 | 2029/30
83.28% | winter | 47 | 64229623-003 | 18544.0482 | 2030/31
83.28% | winter | 47 | 64229623-003 | 18544.0482 | 2031/32
85.63% | winter | 49 | 64229623-003 | 19879.8664 | 2032/33
87.69% | winter | 51 | 64229623-003 | 21187.3222 | 2033/34
0.05903% | shoulder | 11 | 64229623-003 | 6.2289 | 2021/22
3.604% | shoulder | 17 | 64229623-003 | 690.441 | 2022/23
29.03% | shoulder | 23 | 64229623-003 | 8083.4325 | 2023/24
68.63% | shoulder | 30 | 64229623-003 | 26720.5256 | 2024/25
82.73% | shoulder | 38 | 64229623-003 | 44311.2424 | 2025/26
88.7% | shoulder | 41 | 64229623-003 | 53289.9984 | 2026/27
93.93% | shoulder | 43 | 64229623-003 | 62697.6597 | 2027/28
96.82% | shoulder | 45 | 64229623-003 | 67636.876 | 2028/29
96.82% | shoulder | 46 | 64229623-003 | 69139.9177 | 2029/30
96.82% | shoulder | 47 | 64229623-003 | 70642.9593 | 2030/31
96.82% | shoulder | 47 | 64229623-003 | 70642.9593 | 2031/32
98.29% | shoulder | 49 | 64229623-003 | 74766.1962 | 2032/33
98.96% | shoulder | 51 | 64229623-003 | 78346.7558 | 2033/34
0.2212% | summer | 11 | 11034348-005 | 21.9535 | 2019/20
0.6793% | summer | 16 | 11034348-005 | 115.1881 | 2020/21
3.627% | summer | 21 | 11034348-005 | 867.3125 | 2021/22
14.4% | summer | 27 | 11034348-005 | 4744.5402 | 2022/23
41.36% | summer | 33 | 11034348-005 | 18089.5341 | 2023/24
41.36% | summer | 35 | 11034348-005 | 19946.5427 | 2024/25
57.06% | summer | 37 | 11034348-005 | 30818.1014 | 2025/26
72.18% | summer | 39 | 11034348-005 | 41092.9281 | 2026/27
72.18% | summer | 40 | 11034348-005 | 42146.5929 | 2027/28
72.18% | summer | 41 | 11034348-005 | 43200.2578 | 2028/29
72.18% | summer | 41 | 11034348-005 | 43200.2578 | 2029/30
80.47% | summer | 42 | 11034348-005 | 49336.0325 | 2030/31
80.47% | summer | 43 | 11034348-005 | 50510.6999 | 2031/32
0.01792% | winter | 11 | 11034348-005 | 0.5772 | 2019/20
0.02646% | winter | 16 | 11034348-005 | 1.4562 | 2020/21
0.3846% | winter | 21 | 11034348-005 | 29.8488 | 2021/22
3.219% | winter | 27 | 11034348-005 | 344.211 | 2022/23
15.97% | winter | 33 | 11034348-005 | 2266.5653 | 2023/24
15.97% | winter | 35 | 11034348-005 | 2499.243 | 2024/25
27.83% | winter | 37 | 11034348-005 | 4879.0046 | 2025/26
46.49% | winter | 39 | 11034348-005 | 8590.7099 | 2026/27
46.49% | winter | 40 | 11034348-005 | 8810.9845 | 2027/28
46.49% | winter | 41 | 11034348-005 | 9031.2591 | 2028/29
46.49% | winter | 41 | 11034348-005 | 9031.2591 | 2029/30
60.65% | winter | 42 | 11034348-005 | 12068.7378 | 2030/31
60.65% | winter | 43 | 11034348-005 | 12356.0887 | 2031/32
0.6159% | shoulder | 11 | 11034348-005 | 64.9898 | 2019/20
2.662% | shoulder | 16 | 11034348-005 | 480.0245 | 2020/21
11.98% | shoulder | 21 | 11034348-005 | 3045.5311 | 2021/22
34.12% | shoulder | 27 | 11034348-005 | 11956.2685 | 2022/23
66.41% | shoulder | 33 | 11034348-005 | 30888.8806 | 2023/24
66.41% | shoulder | 35 | 11034348-005 | 34059.8257 | 2024/25
79.4% | shoulder | 37 | 11034348-005 | 45603.1283 | 2025/26
89.46% | shoulder | 39 | 11034348-005 | 54158.5083 | 2026/27
89.46% | shoulder | 40 | 11034348-005 | 55547.188 | 2027/28
89.46% | shoulder | 41 | 11034348-005 | 56935.8677 | 2028/29
89.46% | shoulder | 41 | 11034348-005 | 56935.8677 | 2029/30
93.41% | shoulder | 42 | 11034348-005 | 60905.0969 | 2030/31
93.41% | shoulder | 43 | 11034348-005 | 62355.2182 | 2031/32
1.064% | summer | 10 | 11034194-008 | 96.0058 | 2021/22
0% | summer | 29 | 11034194-008 | 0 | 2022/23
0% | summer | 48 | 11034194-008 | 0 | 2023/24
0.8998% | summer | 69 | 11034194-008 | 757.6268 | 2024/25
81.31% | summer | 88 | 11034194-008 | 94840.7395 | 2025/26
94.66% | summer | 94 | 11034194-008 | 122605.6745 | 2026/27
96.44% | summer | 98 | 11034194-008 | 137951.2019 | 2027/28
97.15% | summer | 102 | 11034194-008 | 144643.2327 | 2028/29
97.29% | summer | 104 | 11034194-008 | 147697.1525 | 2029/30
97.32% | summer | 106 | 11034194-008 | 150573.4161 | 2030/31
97.32% | summer | 106 | 11034194-008 | 150573.4161 | 2031/32
97.32% | summer | 109 | 11034194-008 | 154834.9279 | 2032/33
97.32% | summer | 112 | 11034194-008 | 159096.4397 | 2033/34
0.1078% | winter | 10 | 11034194-008 | 3.1575 | 2021/22
0% | winter | 29 | 11034194-008 | 0 | 2022/23
0% | winter | 48 | 11034194-008 | 0 | 2023/24
0.07622% | winter | 69 | 11034194-008 | 20.8298 | 2024/25
46.65% | winter | 88 | 11034194-008 | 17660.1715 | 2025/26
79.69% | winter | 94 | 11034194-008 | 33502.0409 | 2026/27
91.66% | winter | 98 | 11034194-008 | 42559.3467 | 2027/28
96.47% | winter | 102 | 11034194-008 | 46619.7226 | 2028/29
98.81% | winter | 104 | 11034194-008 | 48688.9769 | 2029/30
99.66% | winter | 106 | 11034194-008 | 50048.0821 | 2030/31
99.66% | winter | 106 | 11034194-008 | 50048.0821 | 2031/32
99.93% | winter | 109 | 11034194-008 | 51606.5738 | 2032/33
100% | winter | 112 | 11034194-008 | 53063.6048 | 2033/34
0.7976% | shoulder | 10 | 11034194-008 | 76.5142 | 2021/22
0% | shoulder | 29 | 11034194-008 | 0 | 2022/23
0% | shoulder | 48 | 11034194-008 | 0 | 2023/24
0.6571% | shoulder | 69 | 11034194-008 | 588.3836 | 2024/25
83.44% | shoulder | 88 | 11034194-008 | 103493.068 | 2025/26
96.26% | shoulder | 94 | 11034194-008 | 132591.3077 | 2026/27
98.47% | shoulder | 98 | 11034194-008 | 149806.4814 | 2027/28
99.29% | shoulder | 102 | 11034194-008 | 157211.98 | 2028/29
99.9% | shoulder | 104 | 11034194-008 | 161283.6682 | 2029/30
100% | shoulder | 106 | 11034194-008 | 164548.4809 | 2030/31
100% | shoulder | 106 | 11034194-008 | 164548.4809 | 2031/32
100% | shoulder | 109 | 11034194-008 | 169205.5133 | 2032/33
100% | shoulder | 112 | 11034194-008 | 173862.5458 | 2033/34
5.472% | summer | 10 | 11055707-007 | 493.6232 | 2021/22
23.17% | summer | 18 | 11055707-007 | 4420.5763 | 2022/23
0% | summer | 27 | 11055707-007 | 0 | 2023/24
0.07117% | summer | 37 | 11055707-007 | 32.1344 | 2024/25
1.366% | summer | 48 | 11055707-007 | 869.1471 | 2025/26
15.16% | summer | 52 | 11055707-007 | 10865.0144 | 2026/27
33.46% | summer | 55 | 11055707-007 | 26862.1851 | 2027/28
53.45% | summer | 58 | 11055707-007 | 45247.6583 | 2028/29
53.45% | summer | 60 | 11055707-007 | 46807.9224 | 2029/30
72.92% | summer | 61 | 11055707-007 | 64931.6657 | 2030/31
72.92% | summer | 61 | 11055707-007 | 64931.6657 | 2031/32
72.92% | summer | 63 | 11055707-007 | 67060.5727 | 2032/33
85.93% | summer | 65 | 11055707-007 | 81530.9292 | 2033/34
1.959% | winter | 10 | 11055707-007 | 57.3576 | 2021/22
10.24% | winter | 18 | 11055707-007 | 633.8469 | 2022/23
0% | winter | 27 | 11055707-007 | 0 | 2023/24
0.01843% | winter | 37 | 11055707-007 | 2.7014 | 2024/25
0.5156% | winter | 48 | 11055707-007 | 106.4705 | 2025/26
5.612% | winter | 52 | 11055707-007 | 1305.2549 | 2026/27
16.64% | winter | 55 | 11055707-007 | 4337.2397 | 2027/28
33.58% | winter | 58 | 11055707-007 | 9226.7105 | 2028/29
33.58% | winter | 60 | 11055707-007 | 9544.8729 | 2029/30
56.29% | winter | 61 | 11055707-007 | 16266.9063 | 2030/31
56.29% | winter | 61 | 11055707-007 | 16266.9063 | 2031/32
56.29% | winter | 63 | 11055707-007 | 16800.2475 | 2032/33
76.81% | winter | 65 | 11055707-007 | 23654.6207 | 2033/34
2.242% | shoulder | 10 | 11055707-007 | 215.1111 | 2021/22
12.72% | shoulder | 18 | 11055707-007 | 2579.7131 | 2022/23
0% | shoulder | 27 | 11055707-007 | 0 | 2023/24
0.05245% | shoulder | 37 | 11055707-007 | 25.1863 | 2024/25
0.5556% | shoulder | 48 | 11055707-007 | 375.9193 | 2025/26
7.223% | shoulder | 52 | 11055707-007 | 5503.9156 | 2026/27
19.88% | shoulder | 55 | 11055707-007 | 16973.2896 | 2027/28
33.55% | shoulder | 58 | 11055707-007 | 30209.0609 | 2028/29
33.55% | shoulder | 60 | 11055707-007 | 31250.7527 | 2029/30
45.47% | shoulder | 61 | 11055707-007 | 43052.4153 | 2030/31
45.47% | shoulder | 61 | 11055707-007 | 43052.4153 | 2031/32
45.47% | shoulder | 63 | 11055707-007 | 44463.9699 | 2032/33
53.2% | shoulder | 65 | 11055707-007 | 53679.5346 | 2033/34
8.315% | summer | 12 | 11033677-003 | 900.1491 | 2021/22
32.99% | summer | 19 | 11033677-003 | 6642.8384 | 2022/23
86.81% | summer | 27 | 11033677-003 | 26684.9948 | 2023/24
96.47% | summer | 36 | 11033677-003 | 42380.1618 | 2024/25
97.32% | summer | 46 | 11033677-003 | 59331.5905 | 2025/26
97.48% | summer | 49 | 11033677-003 | 65815.6228 | 2026/27
97.59% | summer | 51 | 11033677-003 | 72650.9159 | 2027/28
97.59% | summer | 53 | 11033677-003 | 75499.9714 | 2028/29
97.83% | summer | 54 | 11033677-003 | 77114.6503 | 2029/30
97.83% | summer | 55 | 11033677-003 | 78542.6994 | 2030/31
97.83% | summer | 55 | 11033677-003 | 78542.6994 | 2031/32
98.13% | summer | 57 | 11033677-003 | 81646.6875 | 2032/33
98.13% | summer | 59 | 11033677-003 | 84511.4836 | 2033/34
4.249% | winter | 12 | 11033677-003 | 149.2922 | 2021/22
15.63% | winter | 19 | 11033677-003 | 1021.3015 | 2022/23
62.83% | winter | 27 | 11033677-003 | 6269.4854 | 2023/24
87.42% | winter | 36 | 11033677-003 | 12465.2596 | 2024/25
98.5% | winter | 46 | 11033677-003 | 19493.0397 | 2025/26
99.35% | winter | 49 | 11033677-003 | 21771.8558 | 2026/27
99.71% | winter | 51 | 11033677-003 | 24092.9348 | 2027/28
99.71% | winter | 53 | 11033677-003 | 25037.7558 | 2028/29
99.84% | winter | 54 | 11033677-003 | 25542.4471 | 2029/30
99.84% | winter | 55 | 11033677-003 | 26015.4554 | 2030/31
99.84% | winter | 55 | 11033677-003 | 26015.4554 | 2031/32
99.9% | winter | 57 | 11033677-003 | 26978.6996 | 2032/33
99.9% | winter | 59 | 11033677-003 | 27925.3206 | 2033/34
10.05% | shoulder | 12 | 11033677-003 | 1156.6144 | 2021/22
37.67% | shoulder | 19 | 11033677-003 | 8066.4743 | 2022/23
92.43% | shoulder | 27 | 11033677-003 | 30218.0713 | 2023/24
99.38% | shoulder | 36 | 11033677-003 | 46429.6252 | 2024/25
99.92% | shoulder | 46 | 11033677-003 | 64787.4259 | 2025/26
99.97% | shoulder | 49 | 11033677-003 | 71784.1669 | 2026/27
100% | shoulder | 51 | 11033677-003 | 79169.5521 | 2027/28
100% | shoulder | 53 | 11033677-003 | 82274.2404 | 2028/29
100% | shoulder | 54 | 11033677-003 | 83826.5846 | 2029/30
100% | shoulder | 55 | 11033677-003 | 85378.9287 | 2030/31
100% | shoulder | 55 | 11033677-003 | 85378.9287 | 2031/32
100% | shoulder | 57 | 11033677-003 | 88483.6171 | 2032/33
100% | shoulder | 59 | 11033677-003 | 91588.3054 | 2033/34
0.9348% | summer | 27 | 11033314-015 | 227.6823 | 2021/22
77.28% | summer | 44 | 11033314-015 | 36036.3131 | 2022/23
96.39% | summer | 62 | 11033314-015 | 68039.9184 | 2023/24
97.94% | summer | 82 | 11033314-015 | 98000.19 | 2024/25
99.4% | summer | 102 | 11033314-015 | 134385.671 | 2025/26
99.68% | summer | 108 | 11033314-015 | 148343.5481 | 2026/27
99.88% | summer | 113 | 11033314-015 | 164739.4492 | 2027/28
99.94% | summer | 117 | 11033314-015 | 170675.5642 | 2028/29
99.94% | summer | 120 | 11033314-015 | 175065.3783 | 2029/30
99.98% | summer | 122 | 11033314-015 | 178038.5267 | 2030/31
99.98% | summer | 123 | 11033314-015 | 179497.8589 | 2031/32
100% | summer | 126 | 11033314-015 | 183918.5807 | 2032/33
100% | summer | 129 | 11033314-015 | 188300.0411 | 2033/34
0.1534% | winter | 27 | 11033314-015 | 12.1232 | 2021/22
48.32% | winter | 44 | 11033314-015 | 7312.6238 | 2022/23
98.34% | winter | 62 | 11033314-015 | 22532.6052 | 2023/24
99.99% | winter | 82 | 11033314-015 | 32476.5138 | 2024/25
100% | winter | 102 | 11033314-015 | 43879.8109 | 2025/26
100% | winter | 108 | 11033314-015 | 48303.0414 | 2026/27
100% | winter | 113 | 11033314-015 | 53537.387 | 2027/28
100% | winter | 117 | 11033314-015 | 55432.5157 | 2028/29
100% | winter | 120 | 11033314-015 | 56853.8623 | 2029/30
100% | winter | 122 | 11033314-015 | 57801.4266 | 2030/31
100% | winter | 123 | 11033314-015 | 58275.2088 | 2031/32
100% | winter | 126 | 11033314-015 | 59696.5554 | 2032/33
100% | winter | 129 | 11033314-015 | 61117.9019 | 2033/34
1.622% | shoulder | 27 | 11033314-015 | 420.1559 | 2021/22
88.05% | shoulder | 44 | 11033314-015 | 43664.6801 | 2022/23
99.32% | shoulder | 62 | 11033314-015 | 74561.2915 | 2023/24
99.89% | shoulder | 82 | 11033314-015 | 106300.7969 | 2024/25
99.99% | shoulder | 102 | 11033314-015 | 143763.5815 | 2025/26
100% | shoulder | 108 | 11033314-015 | 158264.5917 | 2026/27
100% | shoulder | 113 | 11033314-015 | 175414.89 | 2027/28
100% | shoulder | 117 | 11033314-015 | 181624.2666 | 2028/29
100% | shoulder | 120 | 11033314-015 | 186281.2991 | 2029/30
100% | shoulder | 122 | 11033314-015 | 189385.9874 | 2030/31
100% | shoulder | 123 | 11033314-015 | 190938.3316 | 2031/32
100% | shoulder | 126 | 11033314-015 | 195595.364 | 2032/33
100% | shoulder | 129 | 11033314-015 | 200252.3965 | 2033/34
1.633% | summer | 26 | 11055275-008 | 383.1048 | 2021/22
8.651% | summer | 39 | 11055275-008 | 3575.4889 | 2022/23
51.29% | summer | 53 | 11055275-008 | 30947.7773 | 2023/24
85.48% | summer | 69 | 11055275-008 | 71974.2984 | 2024/25
94.28% | summer | 85 | 11055275-008 | 106209.9434 | 2025/26
95.26% | summer | 90 | 11055275-008 | 118133.5602 | 2026/27
95.52% | summer | 94 | 11055275-008 | 131070.5481 | 2027/28
95.7% | summer | 97 | 11055275-008 | 135508.2271 | 2028/29
95.83% | summer | 99 | 11055275-008 | 138487.2582 | 2029/30
95.92% | summer | 101 | 11055275-008 | 141417.241 | 2030/31
95.92% | summer | 101 | 11055275-008 | 141417.241 | 2031/32
96.04% | summer | 104 | 11055275-008 | 145789.5151 | 2032/33
96.12% | summer | 107 | 11055275-008 | 150134.513 | 2033/34
0.3727% | winter | 26 | 11055275-008 | 28.3737 | 2021/22
4.372% | winter | 39 | 11055275-008 | 586.4592 | 2022/23
40.44% | winter | 53 | 11055275-008 | 7920.0217 | 2023/24
82.39% | winter | 69 | 11055275-008 | 22517.1588 | 2024/25
95.32% | winter | 85 | 11055275-008 | 34854.1348 | 2025/26
97.59% | winter | 90 | 11055275-008 | 39281.3023 | 2026/27
98.54% | winter | 94 | 11055275-008 | 43886.765 | 2027/28
99.09% | winter | 97 | 11055275-008 | 45538.1397 | 2028/29
99.64% | winter | 99 | 11055275-008 | 46736.7429 | 2029/30
99.76% | winter | 101 | 11055275-008 | 47738.2787 | 2030/31
99.76% | winter | 101 | 11055275-008 | 47738.2787 | 2031/32
99.91% | winter | 104 | 11055275-008 | 49229.1508 | 2032/33
99.94% | winter | 107 | 11055275-008 | 50661.9529 | 2033/34
4.573% | shoulder | 26 | 11055275-008 | 1140.5853 | 2021/22
23.81% | shoulder | 39 | 11055275-008 | 10466.4541 | 2022/23
75.41% | shoulder | 53 | 11055275-008 | 48395.1607 | 2023/24
94.82% | shoulder | 69 | 11055275-008 | 84903.8982 | 2024/25
98.27% | shoulder | 85 | 11055275-008 | 117732.2815 | 2025/26
98.98% | shoulder | 90 | 11055275-008 | 130538.9122 | 2026/27
99.31% | shoulder | 94 | 11055275-008 | 144909.8284 | 2027/28
99.45% | shoulder | 97 | 11055275-008 | 149756.5619 | 2028/29
99.65% | shoulder | 99 | 11055275-008 | 153148.3786 | 2029/30
99.76% | shoulder | 101 | 11055275-008 | 156403.3672 | 2030/31
99.76% | shoulder | 101 | 11055275-008 | 156403.3672 | 2031/32
99.83% | shoulder | 104 | 11055275-008 | 161177.1924 | 2032/33
99.88% | shoulder | 107 | 11055275-008 | 165906.5929 | 2033/34
3.825% | summer | 21 | 122243546-008 | 724.5907 | 2021/22
13.85% | summer | 33 | 122243546-008 | 4843.7544 | 2022/23
42.93% | summer | 46 | 122243546-008 | 22482.6579 | 2023/24
80.25% | summer | 61 | 122243546-008 | 59738.4958 | 2024/25
94.45% | summer | 76 | 122243546-008 | 95135.0201 | 2025/26
96.03% | summer | 81 | 122243546-008 | 107177.1922 | 2026/27
96.48% | summer | 84 | 122243546-008 | 118299.6372 | 2027/28
96.77% | summer | 87 | 122243546-008 | 122896.5193 | 2028/29
96.77% | summer | 89 | 122243546-008 | 125721.7266 | 2029/30
96.93% | summer | 90 | 122243546-008 | 127335.5136 | 2030/31
96.93% | summer | 90 | 122243546-008 | 127335.5136 | 2031/32
97.05% | summer | 93 | 122243546-008 | 131750.2326 | 2032/33
97.13% | summer | 96 | 122243546-008 | 136114.7538 | 2033/34
3.053% | winter | 21 | 122243546-008 | 187.7013 | 2021/22
9.474% | winter | 33 | 122243546-008 | 1075.3542 | 2022/23
29.45% | winter | 46 | 122243546-008 | 5006.1993 | 2023/24
73.85% | winter | 61 | 122243546-008 | 17842.3311 | 2024/25
93.83% | winter | 76 | 122243546-008 | 30676.7368 | 2025/26
97.83% | winter | 81 | 122243546-008 | 35439.5513 | 2026/27
98.85% | winter | 84 | 122243546-008 | 39339.2287 | 2027/28
99.43% | winter | 87 | 122243546-008 | 40984.8175 | 2028/29
99.43% | winter | 89 | 122243546-008 | 41926.9972 | 2029/30
99.74% | winter | 90 | 122243546-008 | 42528.4364 | 2030/31
99.74% | winter | 90 | 122243546-008 | 42528.4364 | 2031/32
99.95% | winter | 93 | 122243546-008 | 44038.4368 | 2032/33
99.98% | winter | 96 | 122243546-008 | 45474.0951 | 2033/34
4.225% | shoulder | 21 | 122243546-008 | 851.2154 | 2021/22
17.5% | shoulder | 33 | 122243546-008 | 6507.1106 | 2022/23
56.48% | shoulder | 46 | 122243546-008 | 31455.523 | 2023/24
89.18% | shoulder | 61 | 122243546-008 | 70600.5791 | 2024/25
97.21% | shoulder | 76 | 122243546-008 | 104135.2541 | 2025/26
98.46% | shoulder | 81 | 122243546-008 | 116867.045 | 2026/27
98.87% | shoulder | 84 | 122243546-008 | 128916.9453 | 2027/28
99.17% | shoulder | 87 | 122243546-008 | 133933.6975 | 2028/29
99.17% | shoulder | 89 | 122243546-008 | 137012.6331 | 2029/30
99.37% | shoulder | 90 | 122243546-008 | 138836.6862 | 2030/31
99.37% | shoulder | 90 | 122243546-008 | 138836.6862 | 2031/32
99.59% | shoulder | 93 | 122243546-008 | 143782.8281 | 2032/33
99.74% | shoulder | 96 | 122243546-008 | 148630.1728 | 2033/34
5.346% | summer | 16 | 11033644-017 | 771.5643 | 2021/22
52.58% | summer | 24 | 11033644-017 | 13373.6587 | 2022/23
87.66% | summer | 33 | 11033644-017 | 32936.9283 | 2023/24
95.57% | summer | 44 | 11033644-017 | 51312.3932 | 2024/25
97.4% | summer | 55 | 11033644-017 | 71002.1809 | 2025/26
97.47% | summer | 59 | 11033644-017 | 79244.4259 | 2026/27
97.58% | summer | 62 | 11033644-017 | 88306.4666 | 2027/28
97.74% | summer | 65 | 11033644-017 | 92734.2884 | 2028/29
98.08% | summer | 67 | 11033644-017 | 95917.9158 | 2029/30
98.08% | summer | 68 | 11033644-017 | 97349.5265 | 2030/31
98.08% | summer | 68 | 11033644-017 | 97349.5265 | 2031/32
98.49% | summer | 70 | 11033644-017 | 100639.4432 | 2032/33
98.92% | summer | 72 | 11033644-017 | 103967.4429 | 2033/34
0.7187% | winter | 16 | 11033644-017 | 33.668 | 2021/22
22.3% | winter | 24 | 11033644-017 | 1841.1351 | 2022/23
79.49% | winter | 33 | 11033644-017 | 9694.416 | 2023/24
98.67% | winter | 44 | 11033644-017 | 17196.0825 | 2024/25
100% | winter | 55 | 11033644-017 | 23660.6823 | 2025/26
100% | winter | 59 | 11033644-017 | 26387.7726 | 2026/27
100% | winter | 62 | 11033644-017 | 29374.4955 | 2027/28
100% | winter | 65 | 11033644-017 | 30795.8421 | 2028/29
100% | winter | 67 | 11033644-017 | 31743.4064 | 2029/30
100% | winter | 68 | 11033644-017 | 32217.1886 | 2030/31
100% | winter | 68 | 11033644-017 | 32217.1886 | 2031/32
100% | winter | 70 | 11033644-017 | 33164.753 | 2032/33
100% | winter | 72 | 11033644-017 | 34112.3174 | 2033/34
6.089% | shoulder | 16 | 11033644-017 | 934.6175 | 2021/22
58.7% | shoulder | 24 | 11033644-017 | 15876.7642 | 2022/23
94.69% | shoulder | 33 | 11033644-017 | 37833.805 | 2023/24
98.99% | shoulder | 44 | 11033644-017 | 56522.946 | 2024/25
99.98% | shoulder | 55 | 11033644-017 | 77512.3116 | 2025/26
100% | shoulder | 59 | 11033644-017 | 86459.3603 | 2026/27
100% | shoulder | 62 | 11033644-017 | 96245.3379 | 2027/28
100% | shoulder | 65 | 11033644-017 | 100902.3703 | 2028/29
100% | shoulder | 67 | 11033644-017 | 104007.0587 | 2029/30
100% | shoulder | 68 | 11033644-017 | 105559.4028 | 2030/31
100% | shoulder | 68 | 11033644-017 | 105559.4028 | 2031/32
100% | shoulder | 70 | 11033644-017 | 108664.0911 | 2032/33
100% | shoulder | 72 | 11033644-017 | 111768.7794 | 2033/34
0% | summer | 9 | 11070496-023 | 0 | 2021/22
20.27% | summer | 29 | 11070496-023 | 6228.6926 | 2022/23
83.87% | summer | 51 | 11070496-023 | 48699.071 | 2023/24
95.84% | summer | 77 | 11070496-023 | 90058.6643 | 2024/25
98.22% | summer | 103 | 11070496-023 | 134092.5494 | 2025/26
99.49% | summer | 111 | 11070496-023 | 152169.1635 | 2026/27
99.78% | summer | 117 | 11070496-023 | 170415.114 | 2027/28
99.99% | summer | 123 | 11070496-023 | 179525.8789 | 2028/29
100% | summer | 127 | 11070496-023 | 185380.6606 | 2029/30
100% | summer | 130 | 11070496-023 | 189759.7313 | 2030/31
100% | summer | 131 | 11070496-023 | 191219.4216 | 2031/32
100% | summer | 136 | 11070496-023 | 198517.8728 | 2032/33
100% | summer | 141 | 11070496-023 | 205816.324 | 2033/34
0% | winter | 9 | 11070496-023 | 0 | 2021/22
8.435% | winter | 29 | 11070496-023 | 841.4079 | 2022/23
93.62% | winter | 51 | 11070496-023 | 17645.3961 | 2023/24
100% | winter | 77 | 11070496-023 | 30498.3068 | 2024/25
100% | winter | 103 | 11070496-023 | 44310.0051 | 2025/26
100% | winter | 111 | 11070496-023 | 49644.7925 | 2026/27
100% | winter | 117 | 11070496-023 | 55432.5157 | 2027/28
100% | winter | 123 | 11070496-023 | 58275.2088 | 2028/29
100% | winter | 127 | 11070496-023 | 60170.3376 | 2029/30
100% | winter | 130 | 11070496-023 | 61591.6841 | 2030/31
100% | winter | 131 | 11070496-023 | 62065.4663 | 2031/32
100% | winter | 136 | 11070496-023 | 64434.3772 | 2032/33
100% | winter | 141 | 11070496-023 | 66803.2882 | 2033/34
0.08326% | shoulder | 9 | 11070496-023 | 7.1892 | 2021/22
12.66% | shoulder | 29 | 11070496-023 | 4136.8019 | 2022/23
92.27% | shoulder | 51 | 11070496-023 | 56981.3178 | 2023/24
98.84% | shoulder | 77 | 11070496-023 | 98766.9634 | 2024/25
99.99% | shoulder | 103 | 11070496-023 | 145165.786 | 2025/26
100% | shoulder | 111 | 11070496-023 | 162660.8304 | 2026/27
100% | shoulder | 117 | 11070496-023 | 181624.2666 | 2027/28
100% | shoulder | 123 | 11070496-023 | 190938.3316 | 2028/29
100% | shoulder | 127 | 11070496-023 | 197147.7082 | 2029/30
100% | shoulder | 130 | 11070496-023 | 201804.7407 | 2030/31
100% | shoulder | 131 | 11070496-023 | 203357.0848 | 2031/32
100% | shoulder | 136 | 11070496-023 | 211118.8056 | 2032/33
100% | shoulder | 141 | 11070496-023 | 218880.5264 | 2033/34
0% | summer | 4 | 11081296-011 | 0 | 2021/22
0% | summer | 12 | 11081296-011 | 0 | 2022/23
0.2545% | summer | 21 | 11081296-011 | 60.8599 | 2023/24
9.924% | summer | 32 | 11081296-011 | 3875.313 | 2024/25
51.42% | summer | 43 | 11081296-011 | 29303.7318 | 2025/26
62.15% | summer | 47 | 11081296-011 | 40248.1643 | 2026/27
69.78% | summer | 50 | 11081296-011 | 50927.4586 | 2027/28
76.54% | summer | 53 | 11081296-011 | 59216.3631 | 2028/29
81.18% | summer | 55 | 11081296-011 | 65173.2528 | 2029/30
81.18% | summer | 56 | 11081296-011 | 66358.2211 | 2030/31
81.18% | summer | 56 | 11081296-011 | 66358.2211 | 2031/32
86.1% | summer | 58 | 11081296-011 | 72892.946 | 2032/33
88.84% | summer | 60 | 11081296-011 | 77811.1519 | 2033/34
0% | winter | 4 | 11081296-011 | 0 | 2021/22
0.002419% | winter | 12 | 11081296-011 | 0.099861 | 2022/23
0.2133% | winter | 21 | 11081296-011 | 16.5517 | 2023/24
7.077% | winter | 32 | 11081296-011 | 896.9271 | 2024/25
50.59% | winter | 43 | 11081296-011 | 9358.3493 | 2025/26
65.68% | winter | 47 | 11081296-011 | 13805.8414 | 2026/27
76.16% | winter | 50 | 11081296-011 | 18041.5492 | 2027/28
85.43% | winter | 53 | 11081296-011 | 21451.6869 | 2028/29
91.2% | winter | 55 | 11081296-011 | 23765.1946 | 2029/30
91.2% | winter | 56 | 11081296-011 | 24197.2891 | 2030/31
91.2% | winter | 56 | 11081296-011 | 24197.2891 | 2031/32
95.46% | winter | 58 | 11081296-011 | 26230.6807 | 2032/33
97.9% | winter | 60 | 11081296-011 | 27829.5835 | 2033/34
0% | shoulder | 4 | 11081296-011 | 0 | 2021/22
0.003621% | shoulder | 12 | 11081296-011 | 0.48974 | 2022/23
2.001% | shoulder | 21 | 11081296-011 | 508.9094 | 2023/24
26.53% | shoulder | 32 | 11081296-011 | 11016.5876 | 2024/25
85.01% | shoulder | 43 | 11081296-011 | 51522.4503 | 2025/26
90.91% | shoulder | 47 | 11081296-011 | 62614.6496 | 2026/27
93.59% | shoulder | 50 | 11081296-011 | 72639.3382 | 2027/28
95.21% | shoulder | 53 | 11081296-011 | 78335.0963 | 2028/29
95.91% | shoulder | 55 | 11081296-011 | 81886.5916 | 2029/30
95.91% | shoulder | 56 | 11081296-011 | 83375.4387 | 2030/31
95.91% | shoulder | 56 | 11081296-011 | 83375.4387 | 2031/32
96.6% | shoulder | 58 | 11081296-011 | 86971.2849 | 2032/33
97.23% | shoulder | 60 | 11081296-011 | 90558.42 | 2033/34
0% | summer | 12 | 94045664-015 | 0 | 2021/22
2.769% | summer | 34 | 94045664-015 | 997.8268 | 2022/23
74.52% | summer | 57 | 94045664-015 | 48359.7868 | 2023/24
95.2% | summer | 83 | 94045664-015 | 96424.1944 | 2024/25
98.82% | summer | 109 | 94045664-015 | 142770.018 | 2025/26
99.17% | summer | 117 | 94045664-015 | 159888.8472 | 2026/27
99.23% | summer | 123 | 94045664-015 | 178152.2565 | 2027/28
99.27% | summer | 128 | 94045664-015 | 185469.0656 | 2028/29
99.46% | summer | 132 | 94045664-015 | 191636.148 | 2029/30
99.52% | summer | 135 | 94045664-015 | 196103.9654 | 2030/31
99.52% | summer | 136 | 94045664-015 | 197556.5874 | 2031/32
99.63% | summer | 140 | 94045664-015 | 203610.6254 | 2032/33
99.78% | summer | 144 | 94045664-015 | 209740.2726 | 2033/34
2.909% | winter | 12 | 94045664-015 | 102.2079 | 2021/22
45.76% | winter | 34 | 94045664-015 | 5351.1015 | 2022/23
97.54% | winter | 57 | 94045664-015 | 20546.0155 | 2023/24
100% | winter | 83 | 94045664-015 | 32874.7983 | 2024/25
100% | winter | 109 | 94045664-015 | 46891.1705 | 2025/26
100% | winter | 117 | 94045664-015 | 52328.2948 | 2026/27
100% | winter | 123 | 94045664-015 | 58275.2088 | 2027/28
100% | winter | 128 | 94045664-015 | 60644.1197 | 2028/29
100% | winter | 132 | 94045664-015 | 62539.2485 | 2029/30
100% | winter | 135 | 94045664-015 | 63960.595 | 2030/31
100% | winter | 136 | 94045664-015 | 64434.3772 | 2031/32
100% | winter | 140 | 94045664-015 | 66329.506 | 2032/33
100% | winter | 144 | 94045664-015 | 68224.6347 | 2033/34
3.29% | shoulder | 12 | 94045664-015 | 378.7472 | 2021/22
48.06% | shoulder | 34 | 94045664-015 | 18413.7693 | 2022/23
93.1% | shoulder | 57 | 94045664-015 | 64257.2809 | 2023/24
98.85% | shoulder | 83 | 94045664-015 | 106474.9544 | 2024/25
99.79% | shoulder | 109 | 94045664-015 | 153309.0203 | 2025/26
99.94% | shoulder | 117 | 94045664-015 | 171346.3707 | 2026/27
99.99% | shoulder | 123 | 94045664-015 | 190917.6522 | 2027/28
99.99% | shoulder | 128 | 94045664-015 | 198685.0648 | 2028/29
100% | shoulder | 132 | 94045664-015 | 204909.429 | 2029/30
100% | shoulder | 135 | 94045664-015 | 209566.4615 | 2030/31
100% | shoulder | 136 | 94045664-015 | 211118.8056 | 2031/32
100% | shoulder | 140 | 94045664-015 | 217328.1823 | 2032/33
100% | shoulder | 144 | 94045664-015 | 223537.5589 | 2033/34
0% | summer | 6 | 11030397-010 | 0 | 2021/22
0% | summer | 17 | 11030397-010 | 0 | 2022/23
0% | summer | 29 | 11030397-010 | 0 | 2023/24
1.634% | summer | 44 | 11030397-010 | 877.1173 | 2024/25
86.3% | summer | 59 | 11030397-010 | 67483.061 | 2025/26
94.81% | summer | 64 | 11030397-010 | 83609.1798 | 2026/27
96.12% | summer | 68 | 11030397-010 | 95406.7144 | 2027/28
96.86% | summer | 71 | 11030397-010 | 100387.7092 | 2028/29
97.23% | summer | 73 | 11030397-010 | 103601.3377 | 2029/30
97.23% | summer | 75 | 11030397-010 | 106439.7305 | 2030/31
97.23% | summer | 75 | 11030397-010 | 106439.7305 | 2031/32
97.28% | summer | 78 | 11030397-010 | 110763.458 | 2032/33
97.37% | summer | 81 | 11030397-010 | 115120.9037 | 2033/34
0% | winter | 6 | 11030397-010 | 0 | 2021/22
0% | winter | 17 | 11030397-010 | 0 | 2022/23
0% | winter | 29 | 11030397-010 | 0 | 2023/24
0.07576% | winter | 44 | 11030397-010 | 13.2023 | 2024/25
93.15% | winter | 59 | 11030397-010 | 23642.0932 | 2025/26
99.92% | winter | 64 | 11030397-010 | 28600.9406 | 2026/27
99.92% | winter | 68 | 11030397-010 | 32191.207 | 2027/28
99.92% | winter | 71 | 11030397-010 | 33611.4073 | 2028/29
100% | winter | 73 | 11030397-010 | 34586.0995 | 2029/30
100% | winter | 75 | 11030397-010 | 35533.6639 | 2030/31
100% | winter | 75 | 11030397-010 | 35533.6639 | 2031/32
100% | winter | 78 | 11030397-010 | 36955.0105 | 2032/33
100% | winter | 81 | 11030397-010 | 38376.357 | 2033/34
0% | shoulder | 6 | 11030397-010 | 0 | 2021/22
0% | shoulder | 17 | 11030397-010 | 0 | 2022/23
0% | shoulder | 29 | 11030397-010 | 0 | 2023/24
12.7% | shoulder | 44 | 11030397-010 | 7251.0325 | 2024/25
95.1% | shoulder | 59 | 11030397-010 | 79089.7555 | 2025/26
98.41% | shoulder | 64 | 11030397-010 | 92293.7459 | 2026/27
99.35% | shoulder | 68 | 11030397-010 | 104874.4124 | 2027/28
99.82% | shoulder | 71 | 11030397-010 | 110022.3262 | 2028/29
99.97% | shoulder | 73 | 11030397-010 | 113285.965 | 2029/30
99.97% | shoulder | 75 | 11030397-010 | 116389.6901 | 2030/31
99.97% | shoulder | 75 | 11030397-010 | 116389.6901 | 2031/32
100% | shoulder | 78 | 11030397-010 | 121081.8911 | 2032/33
100% | shoulder | 81 | 11030397-010 | 125739.8769 | 2033/34
3.746% | summer | 11 | 120049578-004 | 371.7595 | 2021/22
45.5% | summer | 24 | 120049578-004 | 11572.5882 | 2022/23
81.56% | summer | 38 | 120049578-004 | 35287.2952 | 2023/24
93.75% | summer | 55 | 120049578-004 | 62921.237 | 2024/25
97.94% | summer | 72 | 120049578-004 | 93464.7662 | 2025/26
98.59% | summer | 78 | 120049578-004 | 105961.7657 | 2026/27
98.8% | summer | 82 | 120049578-004 | 118260.2085 | 2027/28
99.09% | summer | 86 | 120049578-004 | 124395.1975 | 2028/29
99.29% | summer | 89 | 120049578-004 | 128992.2553 | 2029/30
99.42% | summer | 91 | 120049578-004 | 132065.6245 | 2030/31
99.42% | summer | 91 | 120049578-004 | 132065.6245 | 2031/32
99.66% | summer | 94 | 120049578-004 | 136740.097 | 2032/33
99.71% | summer | 97 | 120049578-004 | 141184.0644 | 2033/34
0.1631% | winter | 11 | 120049578-004 | 5.2532 | 2021/22
24.76% | winter | 24 | 120049578-004 | 2043.8635 | 2022/23
75.7% | winter | 38 | 120049578-004 | 10629.7774 | 2023/24
99.11% | winter | 55 | 120049578-004 | 21590.4732 | 2024/25
100% | winter | 72 | 120049578-004 | 30973.0828 | 2025/26
100% | winter | 78 | 120049578-004 | 34885.5299 | 2026/27
100% | winter | 82 | 120049578-004 | 38850.1392 | 2027/28
100% | winter | 86 | 120049578-004 | 40745.268 | 2028/29
100% | winter | 89 | 120049578-004 | 42166.6145 | 2029/30
100% | winter | 91 | 120049578-004 | 43114.1789 | 2030/31
100% | winter | 91 | 120049578-004 | 43114.1789 | 2031/32
100% | winter | 94 | 120049578-004 | 44535.5254 | 2032/33
100% | winter | 97 | 120049578-004 | 45956.872 | 2033/34
3.766% | shoulder | 11 | 120049578-004 | 397.3871 | 2021/22
62.43% | shoulder | 24 | 120049578-004 | 16885.6329 | 2022/23
93.57% | shoulder | 38 | 120049578-004 | 43053.03 | 2023/24
99.04% | shoulder | 55 | 120049578-004 | 70691.4568 | 2024/25
99.85% | shoulder | 72 | 120049578-004 | 101336.8727 | 2025/26
99.94% | shoulder | 78 | 120049578-004 | 114233.0639 | 2026/27
99.96% | shoulder | 82 | 120049578-004 | 127245.9077 | 2027/28
99.97% | shoulder | 86 | 120049578-004 | 133465.1683 | 2028/29
99.98% | shoulder | 89 | 120049578-004 | 138133.4967 | 2029/30
100% | shoulder | 91 | 120049578-004 | 141263.3185 | 2030/31
100% | shoulder | 91 | 120049578-004 | 141263.3185 | 2031/32
100% | shoulder | 94 | 120049578-004 | 145920.3509 | 2032/33
100% | shoulder | 97 | 120049578-004 | 150577.3834 | 2033/34
0% | summer | 12 | 11073886-025 | 0 | 2021/22
0.833% | summer | 26 | 11073886-025 | 229.5183 | 2022/23
6.574% | summer | 42 | 11073886-025 | 3143.7274 | 2023/24
68.97% | summer | 60 | 11073886-025 | 50499.764 | 2024/25
93.5% | summer | 78 | 11073886-025 | 96660.7512 | 2025/26
96.33% | summer | 83 | 11073886-025 | 110175.0892 | 2026/27
97.08% | summer | 87 | 11073886-025 | 123286.1898 | 2027/28
98% | summer | 91 | 11073886-025 | 130169.031 | 2028/29
98% | summer | 93 | 11073886-025 | 133029.8889 | 2029/30
98.39% | summer | 95 | 11073886-025 | 136434.1076 | 2030/31
98.39% | summer | 95 | 11073886-025 | 136434.1076 | 2031/32
98.67% | summer | 98 | 11073886-025 | 141150.76 | 2032/33
98.94% | summer | 101 | 11073886-025 | 145864.3827 | 2033/34
0% | winter | 12 | 11073886-025 | 0 | 2021/22
0% | winter | 26 | 11073886-025 | 0 | 2022/23
0.3899% | winter | 42 | 11073886-025 | 60.5191 | 2023/24
59.76% | winter | 60 | 11073886-025 | 14202.1568 | 2024/25
98.91% | winter | 78 | 11073886-025 | 33189.3281 | 2025/26
99.82% | winter | 83 | 11073886-025 | 37055.5159 | 2026/27
99.94% | winter | 87 | 11073886-025 | 41194.6271 | 2027/28
100% | winter | 91 | 11073886-025 | 43114.1789 | 2028/29
100% | winter | 93 | 11073886-025 | 44061.7433 | 2029/30
100% | winter | 95 | 11073886-025 | 45009.3076 | 2030/31
100% | winter | 95 | 11073886-025 | 45009.3076 | 2031/32
100% | winter | 98 | 11073886-025 | 46430.6542 | 2032/33
100% | winter | 101 | 11073886-025 | 47852.0007 | 2033/34
0% | shoulder | 12 | 11073886-025 | 0 | 2021/22
0.2659% | shoulder | 26 | 11073886-025 | 77.9109 | 2022/23
9.735% | shoulder | 42 | 11073886-025 | 4950.7736 | 2023/24
90.98% | shoulder | 60 | 11073886-025 | 70844.2085 | 2024/25
98.53% | shoulder | 78 | 11073886-025 | 108326.4543 | 2025/26
99.41% | shoulder | 83 | 11073886-025 | 120911.0189 | 2026/27
99.65% | shoulder | 87 | 11073886-025 | 134580.2683 | 2027/28
99.9% | shoulder | 91 | 11073886-025 | 141127.6602 | 2028/29
99.9% | shoulder | 93 | 11073886-025 | 144229.367 | 2029/30
99.94% | shoulder | 95 | 11073886-025 | 147378.0639 | 2030/31
99.94% | shoulder | 95 | 11073886-025 | 147378.0639 | 2031/32
99.98% | shoulder | 98 | 11073886-025 | 152104.8189 | 2032/33
99.99% | shoulder | 101 | 11073886-025 | 156777.1838 | 2033/34
0% | summer | 6 | 94636465-001 | 0 | 2021/22
0.771% | summer | 17 | 94636465-001 | 138.9039 | 2022/23
9.04% | summer | 29 | 94636465-001 | 2984.9119 | 2023/24
42.42% | summer | 43 | 94636465-001 | 22257.9363 | 2024/25
64.54% | summer | 57 | 94636465-001 | 48760.3422 | 2025/26
71.17% | summer | 62 | 94636465-001 | 60806.1098 | 2026/27
74.77% | summer | 66 | 94636465-001 | 72036.5154 | 2027/28
77.34% | summer | 69 | 94636465-001 | 77899.0918 | 2028/29
79.73% | summer | 71 | 94636465-001 | 82633.9204 | 2029/30
81.87% | summer | 73 | 94636465-001 | 87242.5676 | 2030/31
81.87% | summer | 73 | 94636465-001 | 87242.5676 | 2031/32
83.66% | summer | 76 | 94636465-001 | 92805.988 | 2032/33
85.83% | summer | 79 | 94636465-001 | 98975.3904 | 2033/34
0% | winter | 6 | 94636465-001 | 0 | 2021/22
0.007404% | winter | 17 | 94636465-001 | 0.43297 | 2022/23
0.2844% | winter | 29 | 94636465-001 | 30.4783 | 2023/24
9.942% | winter | 43 | 94636465-001 | 1693.3158 | 2024/25
48.25% | winter | 57 | 94636465-001 | 11832.4463 | 2025/26
67.18% | winter | 62 | 94636465-001 | 18627.9626 | 2026/27
75.31% | winter | 66 | 94636465-001 | 23549.5588 | 2027/28
80.64% | winter | 69 | 94636465-001 | 26363.1522 | 2028/29
86.15% | winter | 71 | 94636465-001 | 28978.7533 | 2029/30
90.93% | winter | 73 | 94636465-001 | 31447.9281 | 2030/31
90.93% | winter | 73 | 94636465-001 | 31447.9281 | 2031/32
93.75% | winter | 76 | 94636465-001 | 33757.6056 | 2032/33
96.2% | winter | 79 | 94636465-001 | 36007.1404 | 2033/34
0.02038% | shoulder | 6 | 94636465-001 | 1.1733 | 2021/22
2.064% | shoulder | 17 | 94636465-001 | 395.4691 | 2022/23
21.75% | shoulder | 29 | 94636465-001 | 7636.1166 | 2023/24
72.32% | shoulder | 43 | 94636465-001 | 40357.2308 | 2024/25
89.89% | shoulder | 57 | 94636465-001 | 72223.0645 | 2025/26
92.66% | shoulder | 62 | 94636465-001 | 84189.1314 | 2026/27
93.54% | shoulder | 66 | 94636465-001 | 95839.3393 | 2027/28
94.18% | shoulder | 69 | 94636465-001 | 100881.6131 | 2028/29
94.72% | shoulder | 71 | 94636465-001 | 104393.1614 | 2029/30
95.12% | shoulder | 73 | 94636465-001 | 107793.4057 | 2030/31
95.12% | shoulder | 73 | 94636465-001 | 107793.4057 | 2031/32
95.4% | shoulder | 76 | 94636465-001 | 112548.987 | 2032/33
95.79% | shoulder | 79 | 94636465-001 | 117471.6522 | 2033/34
0% | summer | 10 | 11028637-004 | 0 | 2021/22
1.348% | summer | 19 | 11028637-004 | 271.4165 | 2022/23
35.16% | summer | 29 | 11028637-004 | 11607.7126 | 2023/24
81.08% | summer | 41 | 11028637-004 | 40567.2682 | 2024/25
93.72% | summer | 53 | 11028637-004 | 65834.967 | 2025/26
95.76% | summer | 57 | 11028637-004 | 75214.7618 | 2026/27
96.61% | summer | 60 | 11028637-004 | 84611.7099 | 2027/28
97.44% | summer | 63 | 11028637-004 | 89605.8159 | 2028/29
97.44% | summer | 65 | 11028637-004 | 92450.4449 | 2029/30
98.06% | summer | 66 | 11028637-004 | 94465.958 | 2030/31
98.06% | summer | 66 | 11028637-004 | 94465.958 | 2031/32
98.06% | summer | 68 | 11028637-004 | 97328.5628 | 2032/33
98.29% | summer | 71 | 11028637-004 | 101866.8145 | 2033/34
0.13% | winter | 10 | 11028637-004 | 3.8057 | 2021/22
2.635% | winter | 19 | 11028637-004 | 172.2318 | 2022/23
23.99% | winter | 29 | 11028637-004 | 2570.721 | 2023/24
61.04% | winter | 41 | 11028637-004 | 9912.4867 | 2024/25
89.63% | winter | 53 | 11028637-004 | 20435.0067 | 2025/26
96.6% | winter | 57 | 11028637-004 | 24625.5772 | 2026/27
98.08% | winter | 60 | 11028637-004 | 27882.0689 | 2027/28
99.11% | winter | 63 | 11028637-004 | 29584.1188 | 2028/29
99.11% | winter | 65 | 11028637-004 | 30523.2972 | 2029/30
99.59% | winter | 66 | 11028637-004 | 31141.1467 | 2030/31
99.59% | winter | 66 | 11028637-004 | 31141.1467 | 2031/32
99.59% | winter | 68 | 11028637-004 | 32084.8178 | 2032/33
99.81% | winter | 71 | 11028637-004 | 33575.8553 | 2033/34
0.03452% | shoulder | 10 | 11028637-004 | 3.3117 | 2021/22
3.166% | shoulder | 19 | 11028637-004 | 678.0304 | 2022/23
41.14% | shoulder | 29 | 11028637-004 | 14447.356 | 2023/24
88.82% | shoulder | 41 | 11028637-004 | 47259.5363 | 2024/25
98.13% | shoulder | 53 | 11028637-004 | 73305.9835 | 2025/26
99.01% | shoulder | 57 | 11028637-004 | 82704.7181 | 2026/27
99.25% | shoulder | 60 | 11028637-004 | 92438.925 | 2027/28
99.35% | shoulder | 63 | 11028637-004 | 97161.7127 | 2028/29
99.35% | shoulder | 65 | 11028637-004 | 100246.2115 | 2029/30
99.49% | shoulder | 66 | 11028637-004 | 101933.8238 | 2030/31
99.49% | shoulder | 66 | 11028637-004 | 101933.8238 | 2031/32
99.49% | shoulder | 68 | 11028637-004 | 105022.7276 | 2032/33
99.6% | shoulder | 71 | 11028637-004 | 109775.8834 | 2033/34
0.1293% | summer | 5 | 11030209-015 | 5.8325 | 2021/22
16.75% | summer | 19 | 11030209-015 | 3371.9561 | 2022/23
62.69% | summer | 33 | 11030209-015 | 23553.6199 | 2023/24
93.08% | summer | 48 | 11030209-015 | 54518.6743 | 2024/25
97.96% | summer | 62 | 11030209-015 | 80499.5854 | 2025/26
98.43% | summer | 66 | 11030209-015 | 89518.8283 | 2026/27
98.49% | summer | 69 | 11030209-015 | 99199.1646 | 2027/28
98.49% | summer | 72 | 11030209-015 | 103512.1717 | 2028/29
98.49% | summer | 74 | 11030209-015 | 106387.5098 | 2029/30
98.54% | summer | 75 | 11030209-015 | 107876.4568 | 2030/31
98.54% | summer | 75 | 11030209-015 | 107876.4568 | 2031/32
98.54% | summer | 77 | 11030209-015 | 110753.1623 | 2032/33
98.6% | summer | 79 | 11030209-015 | 113702.2714 | 2033/34
0.04083% | winter | 5 | 11030209-015 | 0.59779 | 2021/22
1.764% | winter | 19 | 11030209-015 | 115.2604 | 2022/23
30.82% | winter | 33 | 11030209-015 | 3758.0643 | 2023/24
84.92% | winter | 48 | 11030209-015 | 16145.1589 | 2024/25
97.3% | winter | 62 | 11030209-015 | 25950.6951 | 2025/26
98.37% | winter | 66 | 11030209-015 | 29036.1121 | 2026/27
98.7% | winter | 69 | 11030209-015 | 32267.283 | 2027/28
99.15% | winter | 72 | 11030209-015 | 33821.896 | 2028/29
99.15% | winter | 74 | 11030209-015 | 34761.3931 | 2029/30
99.54% | winter | 75 | 11030209-015 | 35369.9489 | 2030/31
99.54% | winter | 75 | 11030209-015 | 35369.9489 | 2031/32
99.54% | winter | 77 | 11030209-015 | 36313.1475 | 2032/33
99.65% | winter | 79 | 11030209-015 | 37299.5469 | 2033/34
0.0608% | shoulder | 5 | 11030209-015 | 2.9165 | 2021/22
9.051% | shoulder | 19 | 11030209-015 | 1938.0518 | 2022/23
60.66% | shoulder | 33 | 11030209-015 | 24239.6247 | 2023/24
96.47% | shoulder | 48 | 11030209-015 | 60094.4286 | 2024/25
98.95% | shoulder | 62 | 11030209-015 | 86471.6582 | 2025/26
99.52% | shoulder | 66 | 11030209-015 | 96251.8943 | 2026/27
99.61% | shoulder | 69 | 11030209-015 | 106691.2454 | 2027/28
99.77% | shoulder | 72 | 11030209-015 | 111508.7256 | 2028/29
99.77% | shoulder | 74 | 11030209-015 | 114606.1902 | 2029/30
99.89% | shoulder | 75 | 11030209-015 | 116297.0529 | 2030/31
99.89% | shoulder | 75 | 11030209-015 | 116297.0529 | 2031/32
99.89% | shoulder | 77 | 11030209-015 | 119398.3077 | 2032/33
99.92% | shoulder | 79 | 11030209-015 | 122537.9222 | 2033/34
0% | summer | 6 | 120550282-014 | 0 | 2019/20
0% | summer | 10 | 120550282-014 | 0 | 2020/21
0% | summer | 15 | 120550282-014 | 0 | 2021/22
0.4705% | summer | 21 | 120550282-014 | 120.57 | 2022/23
16.17% | summer | 28 | 120550282-014 | 6000.3161 | 2023/24
33.3% | summer | 30 | 120550282-014 | 13763.6566 | 2024/25
53.43% | summer | 32 | 120550282-014 | 24955.2513 | 2025/26
53.43% | summer | 34 | 120550282-014 | 26514.9545 | 2026/27
70.48% | summer | 35 | 120550282-014 | 36006.12 | 2027/28
70.48% | summer | 36 | 120550282-014 | 37034.8663 | 2028/29
70.48% | summer | 36 | 120550282-014 | 37034.8663 | 2029/30
70.48% | summer | 37 | 120550282-014 | 38063.6126 | 2030/31
78.95% | summer | 38 | 120550282-014 | 43792.5187 | 2031/32
0% | winter | 6 | 120550282-014 | 0 | 2019/20
0% | winter | 10 | 120550282-014 | 0 | 2020/21
0% | winter | 15 | 120550282-014 | 0 | 2021/22
0.7118% | winter | 21 | 120550282-014 | 59.2058 | 2022/23
15.42% | winter | 28 | 120550282-014 | 1856.8403 | 2023/24
30.8% | winter | 30 | 120550282-014 | 4132.3113 | 2024/25
48.31% | winter | 32 | 120550282-014 | 7324.146 | 2025/26
48.31% | winter | 34 | 120550282-014 | 7781.9051 | 2026/27
63.72% | winter | 35 | 120550282-014 | 10566.1375 | 2027/28
63.72% | winter | 36 | 120550282-014 | 10868.0271 | 2028/29
63.72% | winter | 36 | 120550282-014 | 10868.0271 | 2029/30
63.72% | winter | 37 | 120550282-014 | 11169.9168 | 2030/31
75.28% | winter | 38 | 120550282-014 | 13553.4955 | 2031/32
0.01353% | shoulder | 6 | 120550282-014 | 0.77869 | 2019/20
0.08546% | shoulder | 10 | 120550282-014 | 9.631 | 2020/21
0.6249% | shoulder | 15 | 120550282-014 | 113.4982 | 2021/22
4.6% | shoulder | 21 | 120550282-014 | 1253.5894 | 2022/23
33.23% | shoulder | 28 | 120550282-014 | 13114.539 | 2023/24
55.66% | shoulder | 30 | 120550282-014 | 24468.0227 | 2024/25
74.26% | shoulder | 32 | 120550282-014 | 36886.8906 | 2025/26
74.26% | shoulder | 34 | 120550282-014 | 39192.3213 | 2026/27
86.43% | shoulder | 35 | 120550282-014 | 46961.0157 | 2027/28
86.43% | shoulder | 36 | 120550282-014 | 48302.759 | 2028/29
86.43% | shoulder | 36 | 120550282-014 | 48302.759 | 2029/30
86.43% | shoulder | 37 | 120550282-014 | 49644.5023 | 2030/31
92.54% | shoulder | 38 | 120550282-014 | 54587.714 | 2031/32
0% | summer | 7 | 139657681-002 | 0 | 2021/22
0% | summer | 13 | 139657681-002 | 0 | 2022/23
0.0543% | summer | 20 | 139657681-002 | 12.3649 | 2023/24
7.975% | summer | 28 | 139657681-002 | 2724.8855 | 2024/25
54.33% | summer | 36 | 139657681-002 | 25923.9941 | 2025/26
69.85% | summer | 39 | 139657681-002 | 37539.1796 | 2026/27
69.85% | summer | 41 | 139657681-002 | 41805.3663 | 2027/28
78.94% | summer | 43 | 139657681-002 | 49549.563 | 2028/29
78.94% | summer | 44 | 139657681-002 | 50701.8784 | 2029/30
85.16% | summer | 45 | 139657681-002 | 55936.3619 | 2030/31
85.16% | summer | 45 | 139657681-002 | 55936.3619 | 2031/32
85.16% | summer | 47 | 139657681-002 | 58422.4224 | 2032/33
89.28% | summer | 49 | 139657681-002 | 63854.0823 | 2033/34
0% | winter | 7 | 139657681-002 | 0 | 2021/22
0% | winter | 13 | 139657681-002 | 0 | 2022/23
0% | winter | 20 | 139657681-002 | 0 | 2023/24
2.751% | winter | 28 | 139657681-002 | 305.0485 | 2024/25
26.62% | winter | 36 | 139657681-002 | 4122.6836 | 2025/26
42.97% | winter | 39 | 139657681-002 | 7494.848 | 2026/27
42.97% | winter | 41 | 139657681-002 | 8346.6093 | 2027/28
57.3% | winter | 43 | 139657681-002 | 11674.359 | 2028/29
57.3% | winter | 44 | 139657681-002 | 11945.8557 | 2029/30
69.99% | winter | 45 | 139657681-002 | 14921.3641 | 2030/31
69.99% | winter | 45 | 139657681-002 | 14921.3641 | 2031/32
69.99% | winter | 47 | 139657681-002 | 15584.5358 | 2032/33
78.74% | winter | 49 | 139657681-002 | 18280.9033 | 2033/34
0% | shoulder | 7 | 139657681-002 | 0 | 2021/22
0% | shoulder | 13 | 139657681-002 | 0 | 2022/23
0.1938% | shoulder | 20 | 139657681-002 | 46.9366 | 2023/24
12.13% | shoulder | 28 | 139657681-002 | 4408.9928 | 2024/25
71.93% | shoulder | 36 | 139657681-002 | 36497.6134 | 2025/26
87.21% | shoulder | 39 | 139657681-002 | 49840.6227 | 2026/27
87.21% | shoulder | 41 | 139657681-002 | 55504.8222 | 2027/28
92.7% | shoulder | 43 | 139657681-002 | 61874.9529 | 2028/29
92.7% | shoulder | 44 | 139657681-002 | 63313.9053 | 2029/30
95.62% | shoulder | 45 | 139657681-002 | 66795.0594 | 2030/31
95.62% | shoulder | 45 | 139657681-002 | 66795.0594 | 2031/32
95.62% | shoulder | 47 | 139657681-002 | 69763.7287 | 2032/33
96.94% | shoulder | 49 | 139657681-002 | 73739.7341 | 2033/34
3.007% | summer | 14 | 11077726-025 | 379.7091 | 2021/22
82.09% | summer | 39 | 11077726-025 | 33929.4695 | 2022/23
98.33% | summer | 65 | 11077726-025 | 72773.35 | 2023/24
100% | summer | 94 | 11077726-025 | 114708.2979 | 2024/25
100% | summer | 121 | 11077726-025 | 160373.2474 | 2025/26
100% | summer | 129 | 11077726-025 | 177755.2388 | 2026/27
100% | summer | 135 | 11077726-025 | 197058.1825 | 2027/28
100% | summer | 140 | 11077726-025 | 204356.6337 | 2028/29
100% | summer | 143 | 11077726-025 | 208735.7045 | 2029/30
100% | summer | 145 | 11077726-025 | 211655.0849 | 2030/31
100% | summer | 146 | 11077726-025 | 213114.7752 | 2031/32
100% | summer | 150 | 11077726-025 | 218953.5361 | 2032/33
100% | summer | 154 | 11077726-025 | 224792.2971 | 2033/34
0.6768% | winter | 14 | 11077726-025 | 27.7422 | 2021/22
84.04% | winter | 39 | 11077726-025 | 11273.5379 | 2022/23
100% | winter | 65 | 11077726-025 | 24020.7568 | 2023/24
100% | winter | 94 | 11077726-025 | 37231.6993 | 2024/25
100% | winter | 121 | 11077726-025 | 52053.5012 | 2025/26
100% | winter | 129 | 11077726-025 | 57695.2994 | 2026/27
100% | winter | 135 | 11077726-025 | 63960.595 | 2027/28
100% | winter | 140 | 11077726-025 | 66329.506 | 2028/29
100% | winter | 143 | 11077726-025 | 67750.8525 | 2029/30
100% | winter | 145 | 11077726-025 | 68698.4169 | 2030/31
100% | winter | 146 | 11077726-025 | 69172.1991 | 2031/32
100% | winter | 150 | 11077726-025 | 71067.3278 | 2032/33
100% | winter | 154 | 11077726-025 | 72962.4566 | 2033/34
4.454% | shoulder | 14 | 11077726-025 | 598.1837 | 2021/22
95.57% | shoulder | 39 | 11077726-025 | 42004.0769 | 2022/23
99.9% | shoulder | 65 | 11077726-025 | 78628.893 | 2023/24
100% | shoulder | 94 | 11077726-025 | 121989.4134 | 2024/25
100% | shoulder | 121 | 11077726-025 | 170552.9481 | 2025/26
100% | shoulder | 129 | 11077726-025 | 189038.2623 | 2026/27
100% | shoulder | 135 | 11077726-025 | 209566.4615 | 2027/28
100% | shoulder | 140 | 11077726-025 | 217328.1823 | 2028/29
100% | shoulder | 143 | 11077726-025 | 221985.2147 | 2029/30
100% | shoulder | 145 | 11077726-025 | 225089.9031 | 2030/31
100% | shoulder | 146 | 11077726-025 | 226642.2472 | 2031/32
100% | shoulder | 150 | 11077726-025 | 232851.6238 | 2032/33
100% | shoulder | 154 | 11077726-025 | 239061.0005 | 2033/34
0% | summer | 9 | 11028648-004 | 0 | 2021/22
0.3828% | summer | 17 | 11028648-004 | 68.9674 | 2022/23
8.539% | summer | 26 | 11028648-004 | 2527.887 | 2023/24
34.27% | summer | 37 | 11028648-004 | 15472.2368 | 2024/25
71.38% | summer | 49 | 11028648-004 | 46356.381 | 2025/26
83.3% | summer | 53 | 11028648-004 | 60838.3262 | 2026/27
87.61% | summer | 56 | 11028648-004 | 71612.472 | 2027/28
90.27% | summer | 59 | 11028648-004 | 77737.903 | 2028/29
90.27% | summer | 61 | 11028648-004 | 80373.0861 | 2029/30
92.45% | summer | 62 | 11028648-004 | 83665.0246 | 2030/31
92.45% | summer | 62 | 11028648-004 | 83665.0246 | 2031/32
93.91% | summer | 65 | 11028648-004 | 89103.5429 | 2032/33
95.05% | summer | 68 | 11028648-004 | 94345.5121 | 2033/34
0.02029% | winter | 9 | 11028648-004 | 0.53463 | 2021/22
1.025% | winter | 17 | 11028648-004 | 59.9452 | 2022/23
9.193% | winter | 26 | 11028648-004 | 883.2457 | 2023/24
28.6% | winter | 37 | 11028648-004 | 4191.3245 | 2024/25
60.22% | winter | 49 | 11028648-004 | 12694.5852 | 2025/26
73.03% | winter | 53 | 11028648-004 | 17311.4511 | 2026/27
79.14% | winter | 56 | 11028648-004 | 20997.0675 | 2027/28
83.31% | winter | 59 | 11028648-004 | 23288.468 | 2028/29
83.31% | winter | 61 | 11028648-004 | 24077.9076 | 2029/30
87.26% | winter | 62 | 11028648-004 | 25630.8677 | 2030/31
87.26% | winter | 62 | 11028648-004 | 25630.8677 | 2031/32
90.36% | winter | 65 | 11028648-004 | 27826.0028 | 2032/33
93.13% | winter | 68 | 11028648-004 | 30002.5065 | 2033/34
0.1428% | shoulder | 9 | 11028648-004 | 12.3257 | 2021/22
2.93% | shoulder | 17 | 11028648-004 | 561.3252 | 2022/23
17.72% | shoulder | 26 | 11028648-004 | 5578.5079 | 2023/24
46.78% | shoulder | 37 | 11028648-004 | 22464.094 | 2024/25
81.16% | shoulder | 49 | 11028648-004 | 56052.5662 | 2025/26
90.18% | shoulder | 53 | 11028648-004 | 70038.9222 | 2026/27
93.47% | shoulder | 56 | 11028648-004 | 81252.4007 | 2027/28
95.22% | shoulder | 59 | 11028648-004 | 87208.727 | 2028/29
95.22% | shoulder | 61 | 11028648-004 | 90164.955 | 2029/30
96.75% | shoulder | 62 | 11028648-004 | 93121.2798 | 2030/31
96.75% | shoulder | 62 | 11028648-004 | 93121.2798 | 2031/32
97.63% | shoulder | 65 | 11028648-004 | 98507.0326 | 2032/33
98.17% | shoulder | 68 | 11028648-004 | 103622.3958 | 2033/34
8.186% | summer | 8 | 11077507-014 | 590.7715 | 2021/22
81.78% | summer | 42 | 11077507-014 | 36397.3901 | 2022/23
94.64% | summer | 74 | 11077507-014 | 79736.0899 | 2023/24
98.51% | summer | 105 | 11077507-014 | 126225.8969 | 2024/25
99.92% | summer | 130 | 11077507-014 | 172157.771 | 2025/26
100% | summer | 136 | 11077507-014 | 187400.8719 | 2026/27
100% | summer | 140 | 11077507-014 | 204356.6337 | 2027/28
100% | summer | 144 | 11077507-014 | 210195.3947 | 2028/29
100% | summer | 146 | 11077507-014 | 213114.7752 | 2029/30
100% | summer | 148 | 11077507-014 | 216034.1557 | 2030/31
100% | summer | 148 | 11077507-014 | 216034.1557 | 2031/32
100% | summer | 151 | 11077507-014 | 220413.2264 | 2032/33
100% | summer | 154 | 11077507-014 | 224792.2971 | 2033/34
0.2616% | winter | 8 | 11077507-014 | 6.1272 | 2021/22
94.82% | winter | 42 | 11077507-014 | 13697.902 | 2022/23
100% | winter | 74 | 11077507-014 | 27346.7077 | 2023/24
100% | winter | 105 | 11077507-014 | 41588.6002 | 2024/25
100% | winter | 130 | 11077507-014 | 55925.2492 | 2025/26
100% | winter | 136 | 11077507-014 | 60826.0521 | 2026/27
100% | winter | 140 | 11077507-014 | 66329.506 | 2027/28
100% | winter | 144 | 11077507-014 | 68224.6347 | 2028/29
100% | winter | 146 | 11077507-014 | 69172.1991 | 2029/30
100% | winter | 148 | 11077507-014 | 70119.7635 | 2030/31
100% | winter | 148 | 11077507-014 | 70119.7635 | 2031/32
100% | winter | 151 | 11077507-014 | 71541.11 | 2032/33
100% | winter | 154 | 11077507-014 | 72962.4566 | 2033/34
13.17% | shoulder | 8 | 11077507-014 | 1010.9901 | 2021/22
89.7% | shoulder | 42 | 11077507-014 | 42458.7745 | 2022/23
97.8% | shoulder | 74 | 11077507-014 | 87630.3739 | 2023/24
100% | shoulder | 105 | 11077507-014 | 136264.7703 | 2024/25
100% | shoulder | 130 | 11077507-014 | 183238.7045 | 2025/26
100% | shoulder | 136 | 11077507-014 | 199296.1525 | 2026/27
100% | shoulder | 140 | 11077507-014 | 217328.1823 | 2027/28
100% | shoulder | 144 | 11077507-014 | 223537.5589 | 2028/29
100% | shoulder | 146 | 11077507-014 | 226642.2472 | 2029/30
100% | shoulder | 148 | 11077507-014 | 229746.9355 | 2030/31
100% | shoulder | 148 | 11077507-014 | 229746.9355 | 2031/32
100% | shoulder | 151 | 11077507-014 | 234403.968 | 2032/33
100% | shoulder | 154 | 11077507-014 | 239061.0005 | 2033/34
0.2739% | summer | 10 | 84147667-022 | 24.7102 | 2021/22
7.911% | summer | 18 | 84147667-022 | 1509.0787 | 2022/23
43.53% | summer | 27 | 84147667-022 | 13382.5 | 2023/24
82.83% | summer | 37 | 84147667-022 | 37399.4928 | 2024/25
96.56% | summer | 48 | 84147667-022 | 61429.8325 | 2025/26
97.06% | summer | 52 | 84147667-022 | 69546.281 | 2026/27
97.3% | summer | 55 | 84147667-022 | 78118.9298 | 2027/28
97.4% | summer | 57 | 84147667-022 | 81040.1008 | 2028/29
97.4% | summer | 59 | 84147667-022 | 83883.6131 | 2029/30
97.49% | summer | 60 | 84147667-022 | 85384.61 | 2030/31
97.49% | summer | 60 | 84147667-022 | 85384.61 | 2031/32
97.49% | summer | 62 | 84147667-022 | 88230.7636 | 2032/33
97.66% | summer | 64 | 84147667-022 | 91232.7853 | 2033/34
0.3067% | winter | 10 | 84147667-022 | 8.9815 | 2021/22
3.3% | winter | 18 | 84147667-022 | 204.3046 | 2022/23
29.01% | winter | 27 | 84147667-022 | 2894.6124 | 2023/24
75.62% | winter | 37 | 84147667-022 | 11082.6027 | 2024/25
98.14% | winter | 48 | 84147667-022 | 20265.2747 | 2025/26
99.02% | winter | 52 | 84147667-022 | 23029.1141 | 2026/27
99.62% | winter | 55 | 84147667-022 | 25960.1357 | 2027/28
99.81% | winter | 57 | 84147667-022 | 26955.3499 | 2028/29
99.81% | winter | 59 | 84147667-022 | 27901.1516 | 2029/30
99.9% | winter | 60 | 84147667-022 | 28399.466 | 2030/31
99.9% | winter | 60 | 84147667-022 | 28399.466 | 2031/32
99.9% | winter | 62 | 84147667-022 | 29346.1148 | 2032/33
99.96% | winter | 64 | 84147667-022 | 30310.819 | 2033/34
0.441% | shoulder | 10 | 84147667-022 | 42.3039 | 2021/22
11.04% | shoulder | 18 | 84147667-022 | 2239.0426 | 2022/23
58.19% | shoulder | 27 | 84147667-022 | 19023.0655 | 2023/24
93.45% | shoulder | 37 | 84147667-022 | 44873.5307 | 2024/25
99.68% | shoulder | 48 | 84147667-022 | 67441.1987 | 2025/26
99.83% | shoulder | 52 | 84147667-022 | 76071.0114 | 2026/27
99.95% | shoulder | 55 | 84147667-022 | 85335.8551 | 2027/28
99.98% | shoulder | 57 | 84147667-022 | 88466.8711 | 2028/29
99.98% | shoulder | 59 | 84147667-022 | 91570.9718 | 2029/30
100% | shoulder | 60 | 84147667-022 | 93136.8651 | 2030/31
100% | shoulder | 60 | 84147667-022 | 93136.8651 | 2031/32
100% | shoulder | 62 | 84147667-022 | 96241.4272 | 2032/33
100% | shoulder | 64 | 84147667-022 | 99350.0262 | 2033/34
0% | summer | 14 | 11079101-001 | 0 | 2021/22
3.112% | summer | 29 | 11079101-001 | 956.3703 | 2022/23
55.97% | summer | 42 | 11079101-001 | 26766.1777 | 2023/24
85.05% | summer | 53 | 11079101-001 | 55007.2253 | 2024/25
94.79% | summer | 61 | 11079101-001 | 76633.4921 | 2025/26
95.95% | summer | 63 | 11079101-001 | 83298.7759 | 2026/27
95.95% | summer | 64 | 11079101-001 | 89640.8672 | 2027/28
95.95% | summer | 65 | 11079101-001 | 91041.5058 | 2028/29
96.76% | summer | 66 | 11079101-001 | 93216.5002 | 2029/30
96.76% | summer | 66 | 11079101-001 | 93216.5002 | 2030/31
96.76% | summer | 66 | 11079101-001 | 93216.5002 | 2031/32
96.76% | summer | 67 | 11079101-001 | 94628.8714 | 2032/33
96.76% | summer | 68 | 11079101-001 | 96041.2426 | 2033/34
0% | winter | 14 | 11079101-001 | 0 | 2021/22
2.584% | winter | 29 | 11079101-001 | 257.7261 | 2022/23
47.81% | winter | 42 | 11079101-001 | 7421.0966 | 2023/24
82.16% | winter | 53 | 11079101-001 | 17247.072 | 2024/25
97.07% | winter | 61 | 11079101-001 | 25472.1271 | 2025/26
99% | winter | 63 | 11079101-001 | 27894.6558 | 2026/27
99% | winter | 64 | 11079101-001 | 30018.462 | 2027/28
99% | winter | 65 | 11079101-001 | 30487.5005 | 2028/29
99.81% | winter | 66 | 11079101-001 | 31210.7595 | 2029/30
99.81% | winter | 66 | 11079101-001 | 31210.7595 | 2030/31
99.81% | winter | 66 | 11079101-001 | 31210.7595 | 2031/32
99.81% | winter | 67 | 11079101-001 | 31683.6498 | 2032/33
99.81% | winter | 68 | 11079101-001 | 32156.5401 | 2033/34
0% | shoulder | 14 | 11079101-001 | 0 | 2021/22
7.091% | shoulder | 29 | 11079101-001 | 2317.6476 | 2022/23
75.11% | shoulder | 42 | 11079101-001 | 38196.6268 | 2023/24
94.68% | shoulder | 53 | 11079101-001 | 65122.594 | 2024/25
98.79% | shoulder | 61 | 11079101-001 | 84943.3473 | 2025/26
99.03% | shoulder | 63 | 11079101-001 | 91423.2644 | 2026/27
99.03% | shoulder | 64 | 11079101-001 | 98383.9272 | 2027/28
99.03% | shoulder | 65 | 11079101-001 | 99921.1761 | 2028/29
99.25% | shoulder | 66 | 11079101-001 | 101682.6981 | 2029/30
99.25% | shoulder | 66 | 11079101-001 | 101682.6981 | 2030/31
99.25% | shoulder | 66 | 11079101-001 | 101682.6981 | 2031/32
99.25% | shoulder | 67 | 11079101-001 | 103223.345 | 2032/33
99.25% | shoulder | 68 | 11079101-001 | 104763.9919 | 2033/34
0.4822% | summer | 5 | 11028725-005 | 21.7478 | 2021/22
0% | summer | 24 | 11028725-005 | 0 | 2022/23
1.46% | summer | 43 | 11028725-005 | 714.6494 | 2023/24
97.14% | summer | 65 | 11028725-005 | 77047.9704 | 2024/25
98.06% | summer | 85 | 11028725-005 | 110475.227 | 2025/26
99.05% | summer | 91 | 11028725-005 | 124206.6492 | 2026/27
99.76% | summer | 95 | 11028725-005 | 138343.1011 | 2027/28
99.83% | summer | 99 | 11028725-005 | 144266.8685 | 2028/29
99.93% | summer | 101 | 11028725-005 | 147321.1213 | 2029/30
99.93% | summer | 103 | 11028725-005 | 150238.3712 | 2030/31
99.93% | summer | 103 | 11028725-005 | 150238.3712 | 2031/32
100% | summer | 106 | 11028725-005 | 154727.1655 | 2032/33
100% | summer | 109 | 11028725-005 | 159106.2363 | 2033/34
0.309% | winter | 5 | 11028725-005 | 4.5237 | 2021/22
0% | winter | 24 | 11028725-005 | 0 | 2022/23
0.6551% | winter | 43 | 11028725-005 | 104.1011 | 2023/24
97.51% | winter | 65 | 11028725-005 | 25105.3679 | 2024/25
100% | winter | 85 | 11028725-005 | 36566.5091 | 2025/26
100% | winter | 91 | 11028725-005 | 40699.7849 | 2026/27
100% | winter | 95 | 11028725-005 | 45009.3076 | 2027/28
100% | winter | 99 | 11028725-005 | 46904.4364 | 2028/29
100% | winter | 101 | 11028725-005 | 47852.0007 | 2029/30
100% | winter | 103 | 11028725-005 | 48799.5651 | 2030/31
100% | winter | 103 | 11028725-005 | 48799.5651 | 2031/32
100% | winter | 106 | 11028725-005 | 50220.9117 | 2032/33
100% | winter | 109 | 11028725-005 | 51642.2582 | 2033/34
4.16% | shoulder | 5 | 11028725-005 | 199.5416 | 2021/22
0% | shoulder | 24 | 11028725-005 | 0 | 2022/23
6.455% | shoulder | 43 | 11028725-005 | 3360.8704 | 2023/24
99.82% | shoulder | 65 | 11028725-005 | 84203.8259 | 2024/25
100% | shoulder | 85 | 11028725-005 | 119809.9222 | 2025/26
100% | shoulder | 91 | 11028725-005 | 133352.5726 | 2026/27
100% | shoulder | 95 | 11028725-005 | 147472.6951 | 2027/28
100% | shoulder | 99 | 11028725-005 | 153682.0717 | 2028/29
100% | shoulder | 101 | 11028725-005 | 156786.7601 | 2029/30
100% | shoulder | 103 | 11028725-005 | 159891.4484 | 2030/31
100% | shoulder | 103 | 11028725-005 | 159891.4484 | 2031/32
100% | shoulder | 106 | 11028725-005 | 164548.4809 | 2032/33
100% | shoulder | 109 | 11028725-005 | 169205.5133 | 2033/34
0% | summer | 5 | 11028879-002 | 0 | 2021/22
11.52% | summer | 21 | 11028879-002 | 2562.813 | 2022/23
65.31% | summer | 37 | 11028879-002 | 27513.9258 | 2023/24
92.95% | summer | 55 | 11028879-002 | 62383.7597 | 2024/25
97.17% | summer | 72 | 11028879-002 | 92731.8507 | 2025/26
97.35% | summer | 77 | 11028879-002 | 103295.034 | 2026/27
97.5% | summer | 81 | 11028879-002 | 115276.8769 | 2027/28
97.6% | summer | 84 | 11028879-002 | 119675.8685 | 2028/29
97.6% | summer | 86 | 11028879-002 | 122525.294 | 2029/30
97.69% | summer | 88 | 11028879-002 | 125490.6242 | 2030/31
97.69% | summer | 88 | 11028879-002 | 125490.6242 | 2031/32
97.99% | summer | 91 | 11028879-002 | 130158.3933 | 2032/33
98.55% | summer | 94 | 11028879-002 | 135223.1017 | 2033/34
0% | winter | 5 | 11028879-002 | 0 | 2021/22
3.271% | winter | 21 | 11028879-002 | 236.3049 | 2022/23
46.11% | winter | 37 | 11028879-002 | 6304.5467 | 2023/24
98.83% | winter | 55 | 11028879-002 | 21530.7011 | 2024/25
100% | winter | 72 | 11028879-002 | 30973.9842 | 2025/26
100% | winter | 77 | 11028879-002 | 34438.2795 | 2026/27
100% | winter | 81 | 11028879-002 | 38376.357 | 2027/28
100% | winter | 84 | 11028879-002 | 39797.7036 | 2028/29
100% | winter | 86 | 11028879-002 | 40745.268 | 2029/30
100% | winter | 88 | 11028879-002 | 41692.8323 | 2030/31
100% | winter | 88 | 11028879-002 | 41692.8323 | 2031/32
100% | winter | 91 | 11028879-002 | 43114.1789 | 2032/33
100% | winter | 94 | 11028879-002 | 44535.5254 | 2033/34
0.1658% | shoulder | 5 | 11028879-002 | 7.9526 | 2021/22
30.79% | shoulder | 21 | 11028879-002 | 7285.9737 | 2022/23
89.64% | shoulder | 37 | 11028879-002 | 40160.039 | 2023/24
97.61% | shoulder | 55 | 11028879-002 | 69673.2286 | 2024/25
99.85% | shoulder | 72 | 11028879-002 | 101335.3425 | 2025/26
100% | shoulder | 77 | 11028879-002 | 112836.7922 | 2026/27
100% | shoulder | 81 | 11028879-002 | 125739.8769 | 2027/28
100% | shoulder | 84 | 11028879-002 | 130396.9094 | 2028/29
100% | shoulder | 86 | 11028879-002 | 133501.5977 | 2029/30
100% | shoulder | 88 | 11028879-002 | 136606.286 | 2030/31
100% | shoulder | 88 | 11028879-002 | 136606.286 | 2031/32
100% | shoulder | 91 | 11028879-002 | 141263.3185 | 2032/33
100% | shoulder | 94 | 11028879-002 | 145920.3509 | 2033/34
0.2435% | summer | 15 | 11063345-006 | 32.9528 | 2021/22
12.15% | summer | 25 | 11063345-006 | 3218.3753 | 2022/23
43.85% | summer | 36 | 11063345-006 | 17975.257 | 2023/24
84.06% | summer | 49 | 11063345-006 | 50266.3348 | 2024/25
92.53% | summer | 62 | 11063345-006 | 76033.3887 | 2025/26
93.99% | summer | 66 | 11063345-006 | 85481.0336 | 2026/27
94.92% | summer | 69 | 11063345-006 | 95603.0569 | 2027/28
95.59% | summer | 72 | 11063345-006 | 100458.795 | 2028/29
96.33% | summer | 74 | 11063345-006 | 104054.2068 | 2029/30
96.33% | summer | 75 | 11063345-006 | 105460.3448 | 2030/31
96.33% | summer | 75 | 11063345-006 | 105460.3448 | 2031/32
96.64% | summer | 77 | 11063345-006 | 108623.1095 | 2032/33
97.03% | summer | 79 | 11063345-006 | 111889.0785 | 2033/34
0.05079% | winter | 15 | 11063345-006 | 2.2307 | 2021/22
6.418% | winter | 25 | 11063345-006 | 551.93 | 2022/23
41.91% | winter | 36 | 11063345-006 | 5575.0661 | 2023/24
86.8% | winter | 49 | 11063345-006 | 16845.92 | 2024/25
94.34% | winter | 62 | 11063345-006 | 25162.5857 | 2025/26
95.45% | winter | 66 | 11063345-006 | 28175.9314 | 2026/27
96.45% | winter | 69 | 11063345-006 | 31531.5567 | 2027/28
97.39% | winter | 72 | 11063345-006 | 33223.0592 | 2028/29
98.12% | winter | 74 | 11063345-006 | 34402.4659 | 2029/30
98.12% | winter | 75 | 11063345-006 | 34867.3641 | 2030/31
98.12% | winter | 75 | 11063345-006 | 34867.3641 | 2031/32
98.77% | winter | 77 | 11063345-006 | 36032.943 | 2032/33
99.18% | winter | 79 | 11063345-006 | 37121.4532 | 2033/34
0.4386% | shoulder | 15 | 11063345-006 | 63.1214 | 2021/22
23.52% | shoulder | 25 | 11063345-006 | 6627.3864 | 2022/23
70.07% | shoulder | 36 | 11063345-006 | 30543.5586 | 2023/24
94.24% | shoulder | 49 | 11063345-006 | 59928.6581 | 2024/25
98.14% | shoulder | 62 | 11063345-006 | 85762.9972 | 2025/26
98.85% | shoulder | 66 | 11063345-006 | 95606.2923 | 2026/27
99.31% | shoulder | 69 | 11063345-006 | 106375.4177 | 2027/28
99.65% | shoulder | 72 | 11063345-006 | 111379.2735 | 2028/29
99.84% | shoulder | 74 | 11063345-006 | 114691.6179 | 2029/30
99.84% | shoulder | 75 | 11063345-006 | 116241.5046 | 2030/31
99.84% | shoulder | 75 | 11063345-006 | 116241.5046 | 2031/32
99.91% | shoulder | 77 | 11063345-006 | 119423.5092 | 2032/33
99.95% | shoulder | 79 | 11063345-006 | 122577.3212 | 2033/34
0% | summer | 8 | 11033490-009 | 0 | 2021/22
0% | summer | 14 | 11033490-009 | 0 | 2022/23
0.3344% | summer | 21 | 11033490-009 | 79.949 | 2023/24
12.23% | summer | 29 | 11033490-009 | 4327.6694 | 2024/25
56.02% | summer | 38 | 11033490-009 | 28214.3728 | 2025/26
70.46% | summer | 41 | 11033490-009 | 39807.5167 | 2026/27
70.46% | summer | 43 | 11033490-009 | 44226.0029 | 2027/28
81.25% | summer | 45 | 11033490-009 | 53372.5239 | 2028/29
81.25% | summer | 46 | 11033490-009 | 54558.58 | 2029/30
87.84% | summer | 47 | 11033490-009 | 60260.7583 | 2030/31
87.84% | summer | 47 | 11033490-009 | 60260.7583 | 2031/32
87.84% | summer | 49 | 11033490-009 | 62825.0459 | 2032/33
91.51% | summer | 51 | 11033490-009 | 68124.1979 | 2033/34
0% | winter | 8 | 11033490-009 | 0 | 2021/22
0% | winter | 14 | 11033490-009 | 0 | 2022/23
0.2087% | winter | 21 | 11033490-009 | 16.1971 | 2023/24
8.027% | winter | 29 | 11033490-009 | 921.9741 | 2024/25
51.58% | winter | 38 | 11033490-009 | 8431.9885 | 2025/26
67.55% | winter | 41 | 11033490-009 | 12387.3372 | 2026/27
67.55% | winter | 43 | 11033490-009 | 13762.2855 | 2027/28
79.79% | winter | 45 | 11033490-009 | 17010.9263 | 2028/29
79.79% | winter | 46 | 11033490-009 | 17388.9469 | 2029/30
88.34% | winter | 47 | 11033490-009 | 19671.2518 | 2030/31
88.34% | winter | 47 | 11033490-009 | 19671.2518 | 2031/32
88.34% | winter | 49 | 11033490-009 | 20508.3263 | 2032/33
93.78% | winter | 51 | 11033490-009 | 22659.8426 | 2033/34
0% | shoulder | 8 | 11033490-009 | 0 | 2021/22
0.03117% | shoulder | 14 | 11033490-009 | 4.9187 | 2022/23
1.17% | shoulder | 21 | 11033490-009 | 297.5423 | 2023/24
24.98% | shoulder | 29 | 11033490-009 | 9400.6736 | 2024/25
75.88% | shoulder | 38 | 11033490-009 | 40642.4159 | 2025/26
86.45% | shoulder | 41 | 11033490-009 | 51942.8938 | 2026/27
86.45% | shoulder | 43 | 11033490-009 | 57708.3617 | 2027/28
92.72% | shoulder | 45 | 11033490-009 | 64766.9854 | 2028/29
92.72% | shoulder | 46 | 11033490-009 | 66206.2518 | 2029/30
95.84% | shoulder | 47 | 11033490-009 | 69926.6262 | 2030/31
95.84% | shoulder | 47 | 11033490-009 | 69926.6262 | 2031/32
95.84% | shoulder | 49 | 11033490-009 | 72902.2273 | 2032/33
97.57% | shoulder | 51 | 11033490-009 | 77242.6714 | 2033/34
0% | summer | 13 | 119163669-006 | 0 | 2021/22
0.06703% | summer | 22 | 119163669-006 | 15.6274 | 2022/23
11.27% | summer | 32 | 119163669-006 | 4106.1398 | 2023/24
67.23% | summer | 44 | 119163669-006 | 36100.3108 | 2024/25
93.36% | summer | 55 | 119163669-006 | 68057.6811 | 2025/26
96.04% | summer | 59 | 119163669-006 | 78083.2279 | 2026/27
96.48% | summer | 62 | 119163669-006 | 87318.0763 | 2027/28
96.48% | summer | 64 | 119163669-006 | 90134.7885 | 2028/29
96.69% | summer | 66 | 119163669-006 | 93152.702 | 2029/30
96.69% | summer | 67 | 119163669-006 | 94564.1066 | 2030/31
96.69% | summer | 67 | 119163669-006 | 94564.1066 | 2031/32
96.83% | summer | 69 | 119163669-006 | 97528.3462 | 2032/33
96.92% | summer | 71 | 119163669-006 | 100441.7861 | 2033/34
0% | winter | 13 | 119163669-006 | 0 | 2021/22
0.02244% | winter | 22 | 119163669-006 | 1.6981 | 2022/23
5.956% | winter | 32 | 119163669-006 | 704.3832 | 2023/24
62.99% | winter | 44 | 119163669-006 | 10978.3836 | 2024/25
96.21% | winter | 55 | 119163669-006 | 22764.124 | 2025/26
99.75% | winter | 59 | 119163669-006 | 26321.8139 | 2026/27
99.97% | winter | 62 | 119163669-006 | 29364.4566 | 2027/28
99.97% | winter | 64 | 119163669-006 | 30311.6972 | 2028/29
100% | winter | 66 | 119163669-006 | 31269.6242 | 2029/30
100% | winter | 67 | 119163669-006 | 31743.4064 | 2030/31
100% | winter | 67 | 119163669-006 | 31743.4064 | 2031/32
100% | winter | 69 | 119163669-006 | 32690.9708 | 2032/33
100% | winter | 71 | 119163669-006 | 33638.5352 | 2033/34
0% | shoulder | 13 | 119163669-006 | 0 | 2021/22
0.08269% | shoulder | 22 | 119163669-006 | 20.5034 | 2022/23
16.69% | shoulder | 32 | 119163669-006 | 6465.9379 | 2023/24
84.29% | shoulder | 44 | 119163669-006 | 48132.8109 | 2024/25
96.01% | shoulder | 55 | 119163669-006 | 74434.3673 | 2025/26
97.81% | shoulder | 59 | 119163669-006 | 84565.4569 | 2026/27
98.52% | shoulder | 62 | 119163669-006 | 94817.9361 | 2027/28
98.52% | shoulder | 64 | 119163669-006 | 97876.5792 | 2028/29
98.97% | shoulder | 66 | 119163669-006 | 101403.5412 | 2029/30
98.97% | shoulder | 67 | 119163669-006 | 102939.9585 | 2030/31
98.97% | shoulder | 67 | 119163669-006 | 102939.9585 | 2031/32
99.37% | shoulder | 69 | 119163669-006 | 106440.9795 | 2032/33
99.67% | shoulder | 71 | 119163669-006 | 109854.6328 | 2033/34
0.1376% | summer | 6 | 11070158-001 | 7.4456 | 2021/22
20.98% | summer | 16 | 11070158-001 | 3557.6969 | 2022/23
70.91% | summer | 27 | 11070158-001 | 21798.1432 | 2023/24
94.87% | summer | 39 | 11070158-001 | 45151.6818 | 2024/25
96.83% | summer | 51 | 11070158-001 | 65451.2432 | 2025/26
96.83% | summer | 54 | 11070158-001 | 72048.9456 | 2026/27
96.99% | summer | 56 | 11070158-001 | 79285.1276 | 2027/28
97.22% | summer | 58 | 11070158-001 | 82305.1912 | 2028/29
97.22% | summer | 60 | 11070158-001 | 85143.3012 | 2029/30
97.33% | summer | 61 | 11070158-001 | 86662.7113 | 2030/31
97.33% | summer | 61 | 11070158-001 | 86662.7113 | 2031/32
97.33% | summer | 63 | 11070158-001 | 89504.1116 | 2032/33
97.33% | summer | 65 | 11070158-001 | 92345.512 | 2033/34
0.1329% | winter | 6 | 11070158-001 | 2.3348 | 2021/22
14.69% | winter | 16 | 11070158-001 | 808.3173 | 2022/23
76.3% | winter | 27 | 11070158-001 | 7613.5666 | 2023/24
99.96% | winter | 39 | 11070158-001 | 15441.1041 | 2024/25
100% | winter | 51 | 11070158-001 | 21939.9054 | 2025/26
100% | winter | 54 | 11070158-001 | 24151.5207 | 2026/27
100% | winter | 56 | 11070158-001 | 26531.8024 | 2027/28
100% | winter | 58 | 11070158-001 | 27479.3668 | 2028/29
100% | winter | 60 | 11070158-001 | 28426.9311 | 2029/30
100% | winter | 61 | 11070158-001 | 28900.7133 | 2030/31
100% | winter | 61 | 11070158-001 | 28900.7133 | 2031/32
100% | winter | 63 | 11070158-001 | 29848.2777 | 2032/33
100% | winter | 65 | 11070158-001 | 30795.8421 | 2033/34
0.4% | shoulder | 6 | 11070158-001 | 23.0244 | 2021/22
29.25% | shoulder | 16 | 11070158-001 | 5274.8323 | 2022/23
79.9% | shoulder | 27 | 11070158-001 | 26120.8846 | 2023/24
96.91% | shoulder | 39 | 11070158-001 | 49050.2075 | 2024/25
99.9% | shoulder | 51 | 11070158-001 | 71817.2985 | 2025/26
100% | shoulder | 54 | 11070158-001 | 79132.2958 | 2026/27
100% | shoulder | 56 | 11070158-001 | 86931.2729 | 2027/28
100% | shoulder | 58 | 11070158-001 | 90035.9612 | 2028/29
100% | shoulder | 60 | 11070158-001 | 93140.6495 | 2029/30
100% | shoulder | 61 | 11070158-001 | 94692.9937 | 2030/31
100% | shoulder | 61 | 11070158-001 | 94692.9937 | 2031/32
100% | shoulder | 63 | 11070158-001 | 97797.682 | 2032/33
100% | shoulder | 65 | 11070158-001 | 100902.3703 | 2033/34
0.2711% | summer | 10 | 11078852-006 | 24.4583 | 2021/22
0% | summer | 26 | 11078852-006 | 0 | 2022/23
0% | summer | 44 | 11078852-006 | 0 | 2023/24
40.13% | summer | 66 | 11078852-006 | 32322.1478 | 2024/25
96.41% | summer | 88 | 11078852-006 | 112451.8162 | 2025/26
96.7% | summer | 95 | 11078852-006 | 126589.4979 | 2026/27
96.74% | summer | 100 | 11078852-006 | 141205.1815 | 2027/28
97.07% | summer | 105 | 11078852-006 | 148778.4698 | 2028/29
97.18% | summer | 108 | 11078852-006 | 153206.4043 | 2029/30
97.32% | summer | 110 | 11078852-006 | 156257.9196 | 2030/31
97.32% | summer | 111 | 11078852-006 | 157678.4461 | 2031/32
97.32% | summer | 115 | 11078852-006 | 163369.2647 | 2032/33
97.7% | summer | 119 | 11078852-006 | 169702.2911 | 2033/34
0% | winter | 10 | 11078852-006 | 0 | 2021/22
0% | winter | 26 | 11078852-006 | 0 | 2022/23
0% | winter | 44 | 11078852-006 | 0 | 2023/24
36.3% | winter | 66 | 11078852-006 | 9489.5249 | 2024/25
99.84% | winter | 88 | 11078852-006 | 37797.3832 | 2025/26
100% | winter | 95 | 11078852-006 | 42488.7864 | 2026/27
100% | winter | 100 | 11078852-006 | 47378.2186 | 2027/28
100% | winter | 105 | 11078852-006 | 49747.1295 | 2028/29
100% | winter | 108 | 11078852-006 | 51168.476 | 2029/30
100% | winter | 110 | 11078852-006 | 52116.0404 | 2030/31
100% | winter | 111 | 11078852-006 | 52589.8226 | 2031/32
100% | winter | 115 | 11078852-006 | 54484.9513 | 2032/33
100% | winter | 119 | 11078852-006 | 56380.0801 | 2033/34
0.2085% | shoulder | 10 | 11078852-006 | 20.0051 | 2021/22
0% | shoulder | 26 | 11078852-006 | 0 | 2022/23
0% | shoulder | 44 | 11078852-006 | 0 | 2023/24
57.49% | shoulder | 66 | 11078852-006 | 49237.4309 | 2024/25
99.57% | shoulder | 88 | 11078852-006 | 123510.5806 | 2025/26
100% | shoulder | 95 | 11078852-006 | 139214.2242 | 2026/27
100% | shoulder | 100 | 11078852-006 | 155234.4159 | 2027/28
100% | shoulder | 105 | 11078852-006 | 162996.1367 | 2028/29
100% | shoulder | 108 | 11078852-006 | 167653.1692 | 2029/30
100% | shoulder | 110 | 11078852-006 | 170757.8575 | 2030/31
100% | shoulder | 111 | 11078852-006 | 172310.2016 | 2031/32
100% | shoulder | 115 | 11078852-006 | 178519.5783 | 2032/33
100% | shoulder | 119 | 11078852-006 | 184728.9549 | 2033/34
0% | summer | 13 | 11064733-001 | 0 | 2021/22
0.05134% | summer | 21 | 11064733-001 | 11.4262 | 2022/23
3.018% | summer | 31 | 11064733-001 | 1065.3362 | 2023/24
35.07% | summer | 42 | 11064733-001 | 17972.7326 | 2024/25
64.88% | summer | 53 | 11064733-001 | 45577.819 | 2025/26
78.98% | summer | 57 | 11064733-001 | 62033.6507 | 2026/27
83.97% | summer | 60 | 11064733-001 | 73546.3242 | 2027/28
88.09% | summer | 63 | 11064733-001 | 81007.2307 | 2028/29
88.09% | summer | 65 | 11064733-001 | 83578.8888 | 2029/30
90.55% | summer | 66 | 11064733-001 | 87233.7014 | 2030/31
90.55% | summer | 66 | 11064733-001 | 87233.7014 | 2031/32
90.55% | summer | 68 | 11064733-001 | 89877.1469 | 2032/33
92.57% | summer | 70 | 11064733-001 | 94588.2601 | 2033/34
0.02169% | winter | 13 | 11064733-001 | 0.82549 | 2021/22
0.1049% | winter | 21 | 11064733-001 | 7.5766 | 2022/23
1.98% | winter | 31 | 11064733-001 | 226.7838 | 2023/24
27.11% | winter | 42 | 11064733-001 | 4509.95 | 2024/25
58.04% | winter | 53 | 11064733-001 | 13234.3563 | 2025/26
79.87% | winter | 57 | 11064733-001 | 20362.0169 | 2026/27
87.95% | winter | 60 | 11064733-001 | 25001.5257 | 2027/28
94% | winter | 63 | 11064733-001 | 28057.8635 | 2028/29
94% | winter | 65 | 11064733-001 | 28948.5893 | 2029/30
97.16% | winter | 66 | 11064733-001 | 30380.1328 | 2030/31
97.16% | winter | 66 | 11064733-001 | 30380.1328 | 2031/32
97.16% | winter | 68 | 11064733-001 | 31300.7429 | 2032/33
98.89% | winter | 70 | 11064733-001 | 32796.5126 | 2033/34
0.01633% | shoulder | 13 | 11064733-001 | 2.0365 | 2021/22
0.4973% | shoulder | 21 | 11064733-001 | 117.701 | 2022/23
6.094% | shoulder | 31 | 11064733-001 | 2287.3103 | 2023/24
47.22% | shoulder | 42 | 11064733-001 | 25739.9738 | 2024/25
80.11% | shoulder | 53 | 11064733-001 | 59844.4184 | 2025/26
92.57% | shoulder | 57 | 11064733-001 | 77321.481 | 2026/27
95.49% | shoulder | 60 | 11064733-001 | 88943.9382 | 2027/28
97.01% | shoulder | 63 | 11064733-001 | 94875.7832 | 2028/29
97.01% | shoulder | 65 | 11064733-001 | 97887.7129 | 2029/30
97.66% | shoulder | 66 | 11064733-001 | 100055.5585 | 2030/31
97.66% | shoulder | 66 | 11064733-001 | 100055.5585 | 2031/32
97.66% | shoulder | 68 | 11064733-001 | 103087.5451 | 2032/33
98.12% | shoulder | 70 | 11064733-001 | 106619.7039 | 2033/34
0% | summer | 18 | 11044715-041 | 0 | 2021/22
0.01267% | summer | 26 | 11044715-041 | 3.4899 | 2022/23
0.2367% | summer | 35 | 11044715-041 | 94.321 | 2023/24
2.838% | summer | 45 | 11044715-041 | 1558.4944 | 2024/25
25.53% | summer | 56 | 11044715-041 | 18950.2888 | 2025/26
35.68% | summer | 59 | 11044715-041 | 29005.4639 | 2026/27
49.53% | summer | 62 | 11044715-041 | 44825.9799 | 2027/28
60.65% | summer | 64 | 11044715-041 | 56660.3668 | 2028/29
60.65% | summer | 66 | 11044715-041 | 58431.0033 | 2029/30
70.44% | summer | 67 | 11044715-041 | 68884.9096 | 2030/31
70.44% | summer | 67 | 11044715-041 | 68884.9096 | 2031/32
70.44% | summer | 69 | 11044715-041 | 70941.1756 | 2032/33
77.97% | summer | 71 | 11044715-041 | 80805.8456 | 2033/34
0% | winter | 18 | 11044715-041 | 0 | 2021/22
0.01849% | winter | 26 | 11044715-041 | 1.6536 | 2022/23
0.374% | winter | 35 | 11044715-041 | 48.3718 | 2023/24
4.286% | winter | 45 | 11044715-041 | 763.8789 | 2024/25
25.96% | winter | 56 | 11044715-041 | 6253.914 | 2025/26
32.87% | winter | 59 | 11044715-041 | 8672.3486 | 2026/27
42.7% | winter | 62 | 11044715-041 | 12541.6236 | 2027/28
51.69% | winter | 64 | 11044715-041 | 15674.0594 | 2028/29
51.69% | winter | 66 | 11044715-041 | 16163.8737 | 2029/30
61.2% | winter | 67 | 11044715-041 | 19425.5017 | 2030/31
61.2% | winter | 67 | 11044715-041 | 19425.5017 | 2031/32
61.2% | winter | 69 | 11044715-041 | 20005.3674 | 2032/33
69.81% | winter | 71 | 11044715-041 | 23482.8822 | 2033/34
0.01188% | shoulder | 18 | 11044715-041 | 2.0521 | 2021/22
0.054% | shoulder | 26 | 11044715-041 | 15.8223 | 2022/23
0.5507% | shoulder | 35 | 11044715-041 | 233.3702 | 2023/24
5.517% | shoulder | 45 | 11044715-041 | 3221.6401 | 2024/25
37.23% | shoulder | 56 | 11044715-041 | 29387.2843 | 2025/26
48.24% | shoulder | 59 | 11044715-041 | 41707.7697 | 2026/27
62.39% | shoulder | 62 | 11044715-041 | 60050.1744 | 2027/28
72.51% | shoulder | 64 | 11044715-041 | 72040.0717 | 2028/29
72.51% | shoulder | 66 | 11044715-041 | 74291.3239 | 2029/30
81.29% | shoulder | 67 | 11044715-041 | 84551.3428 | 2030/31
81.29% | shoulder | 67 | 11044715-041 | 84551.3428 | 2031/32
81.29% | shoulder | 69 | 11044715-041 | 87075.2635 | 2032/33
87.96% | shoulder | 71 | 11044715-041 | 96944.2521 | 2033/34
0.8205% | summer | 23 | 11044663-041 | 170.2477 | 2021/22
7.679% | summer | 31 | 11044663-041 | 2522.5891 | 2022/23
28.88% | summer | 39 | 11044663-041 | 12825.8381 | 2023/24
58.69% | summer | 49 | 11044663-041 | 35092.0655 | 2024/25
81.64% | summer | 59 | 11044663-041 | 63839.2167 | 2025/26
86.12% | summer | 62 | 11044663-041 | 73572.9028 | 2026/27
89.51% | summer | 65 | 11044663-041 | 84923.6794 | 2027/28
92.29% | summer | 67 | 11044663-041 | 90258.9878 | 2028/29
94.38% | summer | 69 | 11044663-041 | 95060.478 | 2029/30
94.38% | summer | 70 | 11044663-041 | 96438.166 | 2030/31
94.38% | summer | 70 | 11044663-041 | 96438.166 | 2031/32
95.85% | summer | 72 | 11044663-041 | 100732.3696 | 2032/33
95.85% | summer | 74 | 11044663-041 | 103530.491 | 2033/34
0.7316% | winter | 23 | 11044663-041 | 49.2707 | 2021/22
9.138% | winter | 31 | 11044663-041 | 974.4281 | 2022/23
30.7% | winter | 39 | 11044663-041 | 4424.8707 | 2023/24
60.46% | winter | 49 | 11044663-041 | 11734.457 | 2024/25
85.94% | winter | 59 | 11044663-041 | 21812.3757 | 2025/26
90.66% | winter | 62 | 11044663-041 | 25138.3646 | 2026/27
94% | winter | 65 | 11044663-041 | 28946.905 | 2027/28
96.13% | winter | 67 | 11044663-041 | 30514.6444 | 2028/29
97.54% | winter | 69 | 11044663-041 | 31885.4569 | 2029/30
97.54% | winter | 70 | 11044663-041 | 32347.565 | 2030/31
97.54% | winter | 70 | 11044663-041 | 32347.565 | 2031/32
98.44% | winter | 72 | 11044663-041 | 33580.2433 | 2032/33
98.44% | winter | 74 | 11044663-041 | 34513.0279 | 2033/34
1.509% | shoulder | 23 | 11044663-041 | 333.0391 | 2021/22
10.1% | shoulder | 31 | 11044663-041 | 3530.1912 | 2022/23
28.42% | shoulder | 39 | 11044663-041 | 13420.207 | 2023/24
48.84% | shoulder | 49 | 11044663-041 | 31054.7023 | 2024/25
67.9% | shoulder | 59 | 11044663-041 | 56468.1704 | 2025/26
75.43% | shoulder | 62 | 11044663-041 | 68529.0411 | 2026/27
82.26% | shoulder | 65 | 11044663-041 | 83003.9644 | 2027/28
88.68% | shoulder | 67 | 11044663-041 | 92232.9314 | 2028/29
93% | shoulder | 69 | 11044663-041 | 99615.5598 | 2029/30
93% | shoulder | 70 | 11044663-041 | 101059.2635 | 2030/31
93% | shoulder | 70 | 11044663-041 | 101059.2635 | 2031/32
95.73% | shoulder | 72 | 11044663-041 | 107000.3627 | 2032/33
95.73% | shoulder | 74 | 11044663-041 | 109972.595 | 2033/34
0.04196% | summer | 31 | 11044934-041 | 11.7328 | 2021/22
12.63% | summer | 59 | 11044934-041 | 7896.02 | 2022/23
77.25% | summer | 89 | 11044934-041 | 78278.8565 | 2023/24
97.77% | summer | 123 | 11044934-041 | 146748.2914 | 2024/25
99.52% | summer | 157 | 11044934-041 | 207079.1608 | 2025/26
99.85% | summer | 168 | 11044934-041 | 231139.2902 | 2026/27
99.91% | summer | 176 | 11044934-041 | 256670.8179 | 2027/28
99.96% | summer | 183 | 11044934-041 | 267005.2412 | 2028/29
99.97% | summer | 188 | 11044934-041 | 274338.3037 | 2029/30
99.98% | summer | 191 | 11044934-041 | 278736.9569 | 2030/31
100% | summer | 192 | 11044934-041 | 280260.5263 | 2031/32
100% | summer | 198 | 11044934-041 | 289018.6677 | 2032/33
100% | summer | 204 | 11044934-041 | 297776.8092 | 2033/34
0.01638% | winter | 31 | 11044934-041 | 1.487 | 2021/22
3.228% | winter | 59 | 11044934-041 | 655.1098 | 2022/23
55.99% | winter | 89 | 11044934-041 | 18416.646 | 2023/24
88.67% | winter | 123 | 11044934-041 | 43197.3244 | 2024/25
99.28% | winter | 157 | 11044934-041 | 67055.0865 | 2025/26
99.68% | winter | 168 | 11044934-041 | 74894.1685 | 2026/27
99.79% | winter | 176 | 11044934-041 | 83207.8909 | 2027/28
99.97% | winter | 183 | 11044934-041 | 86676.3821 | 2028/29
100% | winter | 188 | 11044934-041 | 89071.0509 | 2029/30
100% | winter | 191 | 11044934-041 | 90492.3974 | 2030/31
100% | winter | 192 | 11044934-041 | 90966.1796 | 2031/32
100% | winter | 198 | 11044934-041 | 93808.8727 | 2032/33
100% | winter | 204 | 11044934-041 | 96651.5658 | 2033/34
0.1362% | shoulder | 31 | 11044934-041 | 40.5167 | 2021/22
21.66% | shoulder | 59 | 11044934-041 | 14399.2323 | 2022/23
83.34% | shoulder | 89 | 11044934-041 | 89807.4296 | 2023/24
99.5% | shoulder | 123 | 11044934-041 | 158829.22 | 2024/25
99.99% | shoulder | 157 | 11044934-041 | 221265.1053 | 2025/26
99.99% | shoulder | 168 | 11044934-041 | 246176.564 | 2026/27
100% | shoulder | 176 | 11044934-041 | 273212.572 | 2027/28
100% | shoulder | 183 | 11044934-041 | 284078.9811 | 2028/29
100% | shoulder | 188 | 11044934-041 | 291840.7019 | 2029/30
100% | shoulder | 191 | 11044934-041 | 296497.7344 | 2030/31
100% | shoulder | 192 | 11044934-041 | 298050.0785 | 2031/32
100% | shoulder | 198 | 11044934-041 | 307364.1435 | 2032/33
100% | shoulder | 204 | 11044934-041 | 316678.2084 | 2033/34
0.008215% | summer | 17 | 11045011-066 | 1.2598 | 2020/21
0.0441% | summer | 23 | 11045011-066 | 10.7488 | 2021/22
0.3841% | summer | 29 | 11045011-066 | 126.8287 | 2022/23
4.415% | summer | 37 | 11045011-066 | 1993.3652 | 2023/24
14.68% | summer | 45 | 11045011-066 | 8752.6976 | 2024/25
25.27% | summer | 48 | 11045011-066 | 16715.1075 | 2025/26
38.01% | summer | 50 | 11045011-066 | 27742.4732 | 2026/27
51.89% | summer | 52 | 11045011-066 | 39383.7819 | 2027/28
51.89% | summer | 53 | 11045011-066 | 40141.1623 | 2028/29
51.89% | summer | 54 | 11045011-066 | 40898.5427 | 2029/30
51.89% | summer | 54 | 11045011-066 | 40898.5427 | 2030/31
62.57% | summer | 56 | 11045011-066 | 51148.2402 | 2031/32
72.41% | summer | 58 | 11045011-066 | 61302.5195 | 2032/33
0% | winter | 17 | 11045011-066 | 0 | 2020/21
0.0134% | winter | 23 | 11045011-066 | 1.0601 | 2021/22
0.1367% | winter | 29 | 11045011-066 | 14.6552 | 2022/23
1.222% | winter | 37 | 11045011-066 | 179.1056 | 2023/24
6.449% | winter | 45 | 11045011-066 | 1248.3792 | 2024/25
13.17% | winter | 48 | 11045011-066 | 2826.5229 | 2025/26
20.93% | winter | 50 | 11045011-066 | 4957.8472 | 2026/27
30.96% | winter | 52 | 11045011-066 | 7628.1356 | 2027/28
30.96% | winter | 53 | 11045011-066 | 7774.8305 | 2028/29
30.96% | winter | 54 | 11045011-066 | 7921.5255 | 2029/30
30.96% | winter | 54 | 11045011-066 | 7921.5255 | 2030/31
40.75% | winter | 56 | 11045011-066 | 10810.8603 | 2031/32
52.74% | winter | 58 | 11045011-066 | 14492.4295 | 2032/33
0.04435% | shoulder | 17 | 11045011-066 | 7.2332 | 2020/21
0.1468% | shoulder | 23 | 11045011-066 | 38.0541 | 2021/22
0.6981% | shoulder | 29 | 11045011-066 | 245.1468 | 2022/23
5.193% | shoulder | 37 | 11045011-066 | 2493.522 | 2023/24
18.45% | shoulder | 45 | 11045011-066 | 11701.0448 | 2024/25
31.2% | shoulder | 48 | 11045011-066 | 21944.8002 | 2025/26
44.66% | shoulder | 50 | 11045011-066 | 34664.3373 | 2026/27
59.15% | shoulder | 52 | 11045011-066 | 47745.1447 | 2027/28
59.15% | shoulder | 53 | 11045011-066 | 48663.3206 | 2028/29
59.15% | shoulder | 54 | 11045011-066 | 49581.4964 | 2029/30
59.15% | shoulder | 54 | 11045011-066 | 49581.4964 | 2030/31
69.34% | shoulder | 56 | 11045011-066 | 60281.6118 | 2031/32
78.04% | shoulder | 58 | 11045011-066 | 70262.6048 | 2032/33
0.8456% | summer | 25 | 11044376-051 | 190.7051 | 2021/22
2.842% | summer | 31 | 11044376-051 | 933.5503 | 2022/23
9.459% | summer | 37 | 11044376-051 | 3984.8585 | 2023/24
25.04% | summer | 44 | 11044376-051 | 13447.1723 | 2024/25
56.87% | summer | 51 | 11044376-051 | 38443.9909 | 2025/26
56.87% | summer | 53 | 11044376-051 | 41535.5824 | 2026/27
67.4% | summer | 55 | 11044376-051 | 54111.9914 | 2027/28
74.56% | summer | 57 | 11044376-051 | 62035.7303 | 2028/29
74.56% | summer | 58 | 11044376-051 | 63124.0764 | 2029/30
74.56% | summer | 59 | 11044376-051 | 64212.4226 | 2030/31
74.56% | summer | 59 | 11044376-051 | 64212.4226 | 2031/32
80.45% | summer | 60 | 11044376-051 | 70456.0275 | 2032/33
80.45% | summer | 61 | 11044376-051 | 71630.2946 | 2033/34
0.08575% | winter | 25 | 11044376-051 | 6.2765 | 2021/22
0.4865% | winter | 31 | 11044376-051 | 51.8781 | 2022/23
2.388% | winter | 37 | 11044376-051 | 326.4558 | 2023/24
7.655% | winter | 44 | 11044376-051 | 1334.154 | 2024/25
26.38% | winter | 51 | 11044376-051 | 5786.6873 | 2025/26
26.38% | winter | 53 | 11044376-051 | 6252.0415 | 2026/27
37.06% | winter | 55 | 11044376-051 | 9656.3649 | 2027/28
46.47% | winter | 57 | 11044376-051 | 12548.9648 | 2028/29
46.47% | winter | 58 | 11044376-051 | 12769.1221 | 2029/30
46.47% | winter | 59 | 11044376-051 | 12989.2793 | 2030/31
46.47% | winter | 59 | 11044376-051 | 12989.2793 | 2031/32
57.29% | winter | 60 | 11044376-051 | 16284.8197 | 2032/33
57.29% | winter | 61 | 11044376-051 | 16556.2334 | 2033/34
1.342% | shoulder | 25 | 11044376-051 | 321.8662 | 2021/22
4.199% | shoulder | 31 | 11044376-051 | 1467.0223 | 2022/23
14.07% | shoulder | 37 | 11044376-051 | 6301.3285 | 2023/24
33.68% | shoulder | 44 | 11044376-051 | 19229.479 | 2024/25
68.99% | shoulder | 51 | 11044376-051 | 49592.5894 | 2025/26
68.99% | shoulder | 53 | 11044376-051 | 53580.7297 | 2026/27
79.08% | shoulder | 55 | 11044376-051 | 67519.5159 | 2027/28
84.9% | shoulder | 57 | 11044376-051 | 75123.9613 | 2028/29
84.9% | shoulder | 58 | 11044376-051 | 76441.9255 | 2029/30
84.9% | shoulder | 59 | 11044376-051 | 77759.8897 | 2030/31
84.9% | shoulder | 59 | 11044376-051 | 77759.8897 | 2031/32
89.57% | shoulder | 60 | 11044376-051 | 83423.3592 | 2032/33
89.57% | shoulder | 61 | 11044376-051 | 84813.7485 | 2033/34
0.2056% | summer | 21 | 11044741-051 | 38.9569 | 2021/22
2.046% | summer | 37 | 11044741-051 | 802.1325 | 2022/23
27.96% | summer | 55 | 11044741-051 | 17505.8502 | 2023/24
71.6% | summer | 75 | 11044741-051 | 65528.079 | 2024/25
94.49% | summer | 95 | 11044741-051 | 118974.6405 | 2025/26
96.55% | summer | 101 | 11044741-051 | 134367.7061 | 2026/27
97.93% | summer | 106 | 11044741-051 | 151528.919 | 2027/28
98.37% | summer | 110 | 11044741-051 | 157949.5261 | 2028/29
98.89% | summer | 113 | 11044741-051 | 163111.8319 | 2029/30
99.09% | summer | 115 | 11044741-051 | 166328.9095 | 2030/31
99.09% | summer | 116 | 11044741-051 | 167775.2478 | 2031/32
99.25% | summer | 120 | 11044741-051 | 173844.877 | 2032/33
99.49% | summer | 124 | 11044741-051 | 180077.9685 | 2033/34
0.1903% | winter | 21 | 11044741-051 | 11.7017 | 2021/22
9.106% | winter | 37 | 11044741-051 | 1158.914 | 2022/23
49.11% | winter | 55 | 11044741-051 | 9981.5138 | 2023/24
85.48% | winter | 75 | 11044741-051 | 25393.4803 | 2024/25
99.13% | winter | 95 | 11044741-051 | 40511.1576 | 2025/26
99.71% | winter | 101 | 11044741-051 | 45039.2299 | 2026/27
99.89% | winter | 106 | 11044741-051 | 50163.6835 | 2027/28
99.95% | winter | 110 | 11044741-051 | 52087.8715 | 2028/29
99.97% | winter | 113 | 11044741-051 | 53523.4595 | 2029/30
100% | winter | 115 | 11044741-051 | 54484.9398 | 2030/31
100% | winter | 116 | 11044741-051 | 54958.7219 | 2031/32
100% | winter | 120 | 11044741-051 | 56853.8623 | 2032/33
100% | winter | 124 | 11044741-051 | 58748.991 | 2033/34
0.8003% | shoulder | 21 | 11044741-051 | 161.2339 | 2021/22
14.84% | shoulder | 37 | 11044741-051 | 6187.9205 | 2022/23
54.03% | shoulder | 55 | 11044741-051 | 35982.5381 | 2023/24
87.43% | shoulder | 75 | 11044741-051 | 85094.2711 | 2024/25
98.76% | shoulder | 95 | 11044741-051 | 132247.7965 | 2025/26
99.25% | shoulder | 101 | 11044741-051 | 146891.5302 | 2026/27
99.59% | shoulder | 106 | 11044741-051 | 163878.7981 | 2027/28
99.73% | shoulder | 110 | 11044741-051 | 170298.1693 | 2028/29
99.79% | shoulder | 113 | 11044741-051 | 175051.3339 | 2029/30
99.86% | shoulder | 115 | 11044741-051 | 178274.6388 | 2030/31
99.86% | shoulder | 116 | 11044741-051 | 179824.853 | 2031/32
99.91% | shoulder | 120 | 11044741-051 | 186108.8928 | 2032/33
99.97% | shoulder | 124 | 11044741-051 | 192432.5619 | 2033/34
1.731% | summer | 35 | 11044676-041 | 546.3963 | 2021/22
19.96% | summer | 50 | 11044676-041 | 10575.0566 | 2022/23
68.91% | summer | 66 | 11044676-041 | 51779.7021 | 2023/24
88.22% | summer | 85 | 11044676-041 | 91501.8591 | 2024/25
96.66% | summer | 104 | 11044676-041 | 133235.3683 | 2025/26
97.97% | summer | 110 | 11044676-041 | 148491.2623 | 2026/27
98.79% | summer | 114 | 11044676-041 | 164383.2129 | 2027/28
99.04% | summer | 118 | 11044676-041 | 170591.7394 | 2028/29
99.2% | summer | 121 | 11044676-041 | 175214.3933 | 2029/30
99.37% | summer | 123 | 11044676-041 | 178411.0261 | 2030/31
99.37% | summer | 123 | 11044676-041 | 178411.0261 | 2031/32
99.5% | summer | 126 | 11044676-041 | 183007.6572 | 2032/33
99.61% | summer | 129 | 11044676-041 | 187559.2073 | 2033/34
2.041% | winter | 35 | 11044676-041 | 209.1973 | 2021/22
16.68% | winter | 50 | 11044676-041 | 2868.9932 | 2022/23
61.79% | winter | 66 | 11044676-041 | 15070.008 | 2023/24
86.48% | winter | 85 | 11044676-041 | 29114.961 | 2024/25
96.02% | winter | 104 | 11044676-041 | 42959.5059 | 2025/26
97.55% | winter | 110 | 11044676-041 | 47990.3636 | 2026/27
98.52% | winter | 114 | 11044676-041 | 53210.236 | 2027/28
98.84% | winter | 118 | 11044676-041 | 55259.5691 | 2028/29
99.16% | winter | 121 | 11044676-041 | 56848.7324 | 2029/30
99.36% | winter | 123 | 11044676-041 | 57902.7001 | 2030/31
99.36% | winter | 123 | 11044676-041 | 57902.7001 | 2031/32
99.5% | winter | 126 | 11044676-041 | 59396.3313 | 2032/33
99.61% | winter | 129 | 11044676-041 | 60881.9046 | 2033/34
1.712% | shoulder | 35 | 11044676-041 | 574.8571 | 2021/22
19.01% | shoulder | 50 | 11044676-041 | 10710.5505 | 2022/23
46.54% | shoulder | 66 | 11044676-041 | 37193.0453 | 2023/24
81.17% | shoulder | 85 | 11044676-041 | 89538.6688 | 2024/25
95.41% | shoulder | 104 | 11044676-041 | 139861.6257 | 2025/26
97.31% | shoulder | 110 | 11044676-041 | 156864.9933 | 2026/27
98.52% | shoulder | 114 | 11044676-041 | 174352.0065 | 2027/28
98.92% | shoulder | 118 | 11044676-041 | 181201.5576 | 2028/29
99.21% | shoulder | 121 | 11044676-041 | 186345.1981 | 2029/30
99.41% | shoulder | 123 | 11044676-041 | 189803.7471 | 2030/31
99.41% | shoulder | 123 | 11044676-041 | 189803.7471 | 2031/32
99.54% | shoulder | 126 | 11044676-041 | 194700.765 | 2032/33
99.64% | shoulder | 129 | 11044676-041 | 199531.7413 | 2033/34
2.567% | summer | 24 | 11053195-051 | 555.6839 | 2021/22
7.648% | summer | 30 | 11053195-051 | 2431.3015 | 2022/23
18.32% | summer | 37 | 11053195-051 | 7718.0671 | 2023/24
47.6% | summer | 45 | 11053195-051 | 26140.4831 | 2024/25
78.49% | summer | 53 | 11053195-051 | 55135.0676 | 2025/26
85.78% | summer | 56 | 11053195-051 | 66190.2906 | 2026/27
85.78% | summer | 58 | 11053195-051 | 72621.0058 | 2027/28
90.82% | summer | 60 | 11053195-051 | 79540.1616 | 2028/29
90.82% | summer | 61 | 11053195-051 | 80865.831 | 2029/30
93.81% | summer | 62 | 11053195-051 | 84895.353 | 2030/31
93.81% | summer | 62 | 11053195-051 | 84895.353 | 2031/32
93.81% | summer | 64 | 11053195-051 | 87633.9128 | 2032/33
95.77% | summer | 66 | 11053195-051 | 92266.8539 | 2033/34
0.2119% | winter | 24 | 11053195-051 | 14.8887 | 2021/22
1.2% | winter | 30 | 11053195-051 | 123.8559 | 2022/23
4.654% | winter | 37 | 11053195-051 | 636.3046 | 2023/24
20.72% | winter | 45 | 11053195-051 | 3692.8088 | 2024/25
51.42% | winter | 53 | 11053195-051 | 11722.9572 | 2025/26
64.65% | winter | 56 | 11053195-051 | 16193.4181 | 2026/27
64.65% | winter | 58 | 11053195-051 | 17766.6891 | 2027/28
76.16% | winter | 60 | 11053195-051 | 21649.2068 | 2028/29
76.16% | winter | 61 | 11053195-051 | 22010.0269 | 2029/30
85.37% | winter | 62 | 11053195-051 | 25078.1809 | 2030/31
85.37% | winter | 62 | 11053195-051 | 25078.1809 | 2031/32
85.37% | winter | 64 | 11053195-051 | 25887.1545 | 2032/33
91.5% | winter | 66 | 11053195-051 | 28612.1003 | 2033/34
1.352% | shoulder | 24 | 11053195-051 | 311.3701 | 2021/22
5.715% | shoulder | 30 | 11053195-051 | 1932.1601 | 2022/23
17.05% | shoulder | 37 | 11053195-051 | 7638.7243 | 2023/24
50.37% | shoulder | 45 | 11053195-051 | 29413.1511 | 2024/25
84.36% | shoulder | 53 | 11053195-051 | 63018.1996 | 2025/26
91.18% | shoulder | 56 | 11053195-051 | 74828.2698 | 2026/27
91.18% | shoulder | 58 | 11053195-051 | 82098.2076 | 2027/28
95.01% | shoulder | 60 | 11053195-051 | 88492.2676 | 2028/29
95.01% | shoulder | 61 | 11053195-051 | 89967.1387 | 2029/30
97.12% | shoulder | 62 | 11053195-051 | 93471.6222 | 2030/31
97.12% | shoulder | 62 | 11053195-051 | 93471.6222 | 2031/32
97.12% | shoulder | 64 | 11053195-051 | 96486.8358 | 2032/33
98.22% | shoulder | 66 | 11053195-051 | 100628.9917 | 2033/34
0.09857% | summer | 31 | 11027833-020 | 27.5642 | 2021/22
35.62% | summer | 50 | 11027833-020 | 18873.8618 | 2022/23
89.39% | summer | 70 | 11027833-020 | 71242.4816 | 2023/24
98.53% | summer | 92 | 11027833-020 | 110618.7687 | 2024/25
99.95% | summer | 113 | 11027833-020 | 149699.4703 | 2025/26
100% | summer | 119 | 11027833-020 | 163974.6954 | 2026/27
100% | summer | 123 | 11027833-020 | 179541.8996 | 2027/28
100% | summer | 127 | 11027833-020 | 185380.6606 | 2028/29
100% | summer | 130 | 11027833-020 | 189759.7313 | 2029/30
100% | summer | 132 | 11027833-020 | 192679.1118 | 2030/31
100% | summer | 133 | 11027833-020 | 194138.8021 | 2031/32
100% | summer | 136 | 11027833-020 | 198517.8728 | 2032/33
100% | summer | 139 | 11027833-020 | 202896.9435 | 2033/34
0.02332% | winter | 31 | 11027833-020 | 2.1163 | 2021/22
13.9% | winter | 50 | 11027833-020 | 2391.2456 | 2022/23
87.07% | winter | 70 | 11027833-020 | 22524.8417 | 2023/24
98.4% | winter | 92 | 11027833-020 | 35856.5175 | 2024/25
99.96% | winter | 113 | 11027833-020 | 48590.5642 | 2025/26
99.97% | winter | 119 | 11027833-020 | 53207.3009 | 2026/27
99.98% | winter | 123 | 11027833-020 | 58262.7657 | 2027/28
99.98% | winter | 127 | 11027833-020 | 60157.4898 | 2028/29
99.98% | winter | 130 | 11027833-020 | 61578.5329 | 2029/30
99.98% | winter | 132 | 11027833-020 | 62525.8949 | 2030/31
99.98% | winter | 133 | 11027833-020 | 62999.5759 | 2031/32
100% | winter | 136 | 11027833-020 | 64431.7583 | 2032/33
100% | winter | 139 | 11027833-020 | 65855.7238 | 2033/34
0.02711% | shoulder | 31 | 11027833-020 | 8.062 | 2021/22
29.57% | shoulder | 50 | 11027833-020 | 16664.9641 | 2022/23
94.85% | shoulder | 70 | 11027833-020 | 80389.3532 | 2023/24
99.76% | shoulder | 92 | 11027833-020 | 119101.8669 | 2024/25
99.99% | shoulder | 113 | 11027833-020 | 159265.6665 | 2025/26
100% | shoulder | 119 | 11027833-020 | 174378.0824 | 2026/27
100% | shoulder | 123 | 11027833-020 | 190938.3316 | 2027/28
100% | shoulder | 127 | 11027833-020 | 197147.7082 | 2028/29
100% | shoulder | 130 | 11027833-020 | 201804.7407 | 2029/30
100% | shoulder | 132 | 11027833-020 | 204909.429 | 2030/31
100% | shoulder | 133 | 11027833-020 | 206461.7731 | 2031/32
100% | shoulder | 136 | 11027833-020 | 211118.8056 | 2032/33
100% | shoulder | 139 | 11027833-020 | 215775.8381 | 2033/34
0% | summer | 22 | 106762137-020 | 0 | 2021/22
0.3796% | summer | 32 | 106762137-020 | 128.744 | 2022/23
18.96% | summer | 43 | 106762137-020 | 9282.0749 | 2023/24
64.34% | summer | 55 | 106762137-020 | 43182.603 | 2024/25
84.78% | summer | 67 | 106762137-020 | 75282.4288 | 2025/26
87.33% | summer | 71 | 106762137-020 | 85441.0971 | 2026/27
89.92% | summer | 74 | 106762137-020 | 97127.8633 | 2027/28
92.12% | summer | 77 | 106762137-020 | 103541.0031 | 2028/29
93.89% | summer | 79 | 106762137-020 | 108264.2221 | 2029/30
93.89% | summer | 80 | 106762137-020 | 109634.6553 | 2030/31
93.89% | summer | 80 | 106762137-020 | 109634.6553 | 2031/32
95.36% | summer | 82 | 106762137-020 | 114146.6732 | 2032/33
96.38% | summer | 84 | 106762137-020 | 118171.0785 | 2033/34
0% | winter | 22 | 106762137-020 | 0 | 2021/22
0.009724% | winter | 32 | 106762137-020 | 1.0703 | 2022/23
1.777% | winter | 43 | 106762137-020 | 282.4132 | 2023/24
27.11% | winter | 55 | 106762137-020 | 5905.4211 | 2024/25
71.55% | winter | 67 | 106762137-020 | 20624.1525 | 2025/26
78.99% | winter | 71 | 106762137-020 | 25083.606 | 2026/27
85.44% | winter | 74 | 106762137-020 | 29953.6665 | 2027/28
89.76% | winter | 77 | 106762137-020 | 32744.3913 | 2028/29
92.77% | winter | 79 | 106762137-020 | 34722.1656 | 2029/30
92.77% | winter | 80 | 106762137-020 | 35161.6866 | 2030/31
92.77% | winter | 80 | 106762137-020 | 35161.6866 | 2031/32
95.42% | winter | 82 | 106762137-020 | 37069.7677 | 2032/33
97.2% | winter | 84 | 106762137-020 | 38684.5281 | 2033/34
0.1045% | shoulder | 22 | 106762137-020 | 22.0469 | 2021/22
1.227% | shoulder | 32 | 106762137-020 | 442.3574 | 2022/23
22.95% | shoulder | 43 | 106762137-020 | 11949.0435 | 2023/24
80.31% | shoulder | 55 | 106762137-020 | 57323.7458 | 2024/25
96.13% | shoulder | 67 | 106762137-020 | 90787.5323 | 2025/26
97.29% | shoulder | 71 | 106762137-020 | 101220.0209 | 2026/27
98.1% | shoulder | 74 | 106762137-020 | 112686.4563 | 2027/28
98.64% | shoulder | 77 | 106762137-020 | 117904.8495 | 2028/29
99.04% | shoulder | 79 | 106762137-020 | 121452.4144 | 2029/30
99.04% | shoulder | 80 | 106762137-020 | 122989.7868 | 2030/31
99.04% | shoulder | 80 | 106762137-020 | 122989.7868 | 2031/32
99.3% | shoulder | 82 | 106762137-020 | 126404.6239 | 2032/33
99.51% | shoulder | 84 | 106762137-020 | 129763.8574 | 2033/34
0.1649% | summer | 17 | 84436429-004 | 25.2905 | 2021/22
3.341% | summer | 22 | 84436429-004 | 778.8757 | 2022/23
9.847% | summer | 27 | 84436429-004 | 3026.9599 | 2023/24
32.66% | summer | 33 | 84436429-004 | 13153.7494 | 2024/25
65.41% | summer | 39 | 84436429-004 | 33811.0461 | 2025/26
77.38% | summer | 41 | 84436429-004 | 43718.0758 | 2026/27
85.34% | summer | 43 | 84436429-004 | 53562.6258 | 2027/28
85.34% | summer | 44 | 84436429-004 | 54808.2682 | 2028/29
85.34% | summer | 45 | 84436429-004 | 56053.9107 | 2029/30
89.86% | summer | 46 | 84436429-004 | 60337.2374 | 2030/31
89.86% | summer | 46 | 84436429-004 | 60337.2374 | 2031/32
89.86% | summer | 47 | 84436429-004 | 61648.9165 | 2032/33
89.86% | summer | 48 | 84436429-004 | 62960.5956 | 2033/34
0% | winter | 17 | 84436429-004 | 0 | 2021/22
0.8408% | winter | 22 | 84436429-004 | 63.6255 | 2022/23
3.105% | winter | 27 | 84436429-004 | 309.7628 | 2023/24
19.61% | winter | 33 | 84436429-004 | 2562.65 | 2024/25
58.96% | winter | 39 | 84436429-004 | 9891.4947 | 2025/26
76.11% | winter | 41 | 84436429-004 | 13957.096 | 2026/27
85.34% | winter | 43 | 84436429-004 | 17385.902 | 2027/28
85.34% | winter | 44 | 84436429-004 | 17790.2253 | 2028/29
85.34% | winter | 45 | 84436429-004 | 18194.5486 | 2029/30
90.62% | winter | 46 | 84436429-004 | 19750.0652 | 2030/31
90.62% | winter | 46 | 84436429-004 | 19750.0652 | 2031/32
90.62% | winter | 47 | 84436429-004 | 20179.4145 | 2032/33
90.62% | winter | 48 | 84436429-004 | 20608.7637 | 2033/34
0.2075% | shoulder | 17 | 84436429-004 | 33.8411 | 2021/22
2.393% | shoulder | 22 | 84436429-004 | 593.3672 | 2022/23
8.516% | shoulder | 27 | 84436429-004 | 2784.0341 | 2023/24
41.24% | shoulder | 33 | 84436429-004 | 17660.5563 | 2024/25
81.12% | shoulder | 39 | 84436429-004 | 44594.2264 | 2025/26
88.79% | shoulder | 41 | 84436429-004 | 53348.4791 | 2026/27
93.27% | shoulder | 43 | 84436429-004 | 62256.5131 | 2027/28
93.27% | shoulder | 44 | 84436429-004 | 63704.3389 | 2028/29
93.27% | shoulder | 45 | 84436429-004 | 65152.1648 | 2029/30
96.06% | shoulder | 46 | 84436429-004 | 68597.1983 | 2030/31
96.06% | shoulder | 46 | 84436429-004 | 68597.1983 | 2031/32
96.06% | shoulder | 47 | 84436429-004 | 70088.4417 | 2032/33
96.06% | shoulder | 48 | 84436429-004 | 71579.6851 | 2033/34
0% | summer | 6 | 11074293-021 | 0 | 2021/22
0.7328% | summer | 21 | 11074293-021 | 163.0738 | 2022/23
57.75% | summer | 35 | 11074293-021 | 23011.1983 | 2023/24
94.28% | summer | 49 | 11074293-021 | 56372.2515 | 2024/25
97.32% | summer | 60 | 11074293-021 | 77396.1939 | 2025/26
97.32% | summer | 63 | 11074293-021 | 84488.0038 | 2026/27
97.32% | summer | 65 | 11074293-021 | 92341.2739 | 2027/28
97.32% | summer | 66 | 11074293-021 | 93761.9089 | 2028/29
97.32% | summer | 67 | 11074293-021 | 95182.5439 | 2029/30
97.32% | summer | 68 | 11074293-021 | 96603.1789 | 2030/31
97.32% | summer | 68 | 11074293-021 | 96603.1789 | 2031/32
97.32% | summer | 69 | 11074293-021 | 98023.8139 | 2032/33
97.32% | summer | 70 | 11074293-021 | 99444.4489 | 2033/34
0% | winter | 6 | 11074293-021 | 0 | 2021/22
0.7068% | winter | 21 | 11074293-021 | 51.0519 | 2022/23
76.04% | winter | 35 | 11074293-021 | 9834.9137 | 2023/24
99.84% | winter | 49 | 11074293-021 | 19376.7102 | 2024/25
100% | winter | 60 | 11074293-021 | 25811.6535 | 2025/26
100% | winter | 63 | 11074293-021 | 28176.7741 | 2026/27
100% | winter | 65 | 11074293-021 | 30795.8421 | 2027/28
100% | winter | 66 | 11074293-021 | 31269.6242 | 2028/29
100% | winter | 67 | 11074293-021 | 31743.4064 | 2029/30
100% | winter | 68 | 11074293-021 | 32217.1886 | 2030/31
100% | winter | 68 | 11074293-021 | 32217.1886 | 2031/32
100% | winter | 69 | 11074293-021 | 32690.9708 | 2032/33
100% | winter | 70 | 11074293-021 | 33164.753 | 2033/34
0.1496% | shoulder | 6 | 11074293-021 | 8.6131 | 2021/22
1.762% | shoulder | 21 | 11074293-021 | 417.122 | 2022/23
79.08% | shoulder | 35 | 11074293-021 | 33512.0696 | 2023/24
99.18% | shoulder | 49 | 11074293-021 | 63069.1866 | 2024/25
100% | shoulder | 60 | 11074293-021 | 84571.7098 | 2025/26
100% | shoulder | 63 | 11074293-021 | 92321.0118 | 2026/27
100% | shoulder | 65 | 11074293-021 | 100902.3703 | 2027/28
100% | shoulder | 66 | 11074293-021 | 102454.7145 | 2028/29
100% | shoulder | 67 | 11074293-021 | 104007.0587 | 2029/30
100% | shoulder | 68 | 11074293-021 | 105559.4028 | 2030/31
100% | shoulder | 68 | 11074293-021 | 105559.4028 | 2031/32
100% | shoulder | 69 | 11074293-021 | 107111.747 | 2032/33
100% | shoulder | 70 | 11074293-021 | 108664.0911 | 2033/34
0.2564% | summer | 19 | 132056308-021 | 43.9528 | 2019/20
16.87% | summer | 26 | 132056308-021 | 4647.2267 | 2020/21
0% | summer | 34 | 132056308-021 | 0 | 2021/22
0.01848% | summer | 43 | 132056308-021 | 9.6946 | 2022/23
0.156% | summer | 52 | 132056308-021 | 107.4966 | 2023/24
0.4292% | summer | 55 | 132056308-021 | 325.2704 | 2024/25
3.321% | summer | 57 | 132056308-021 | 2763.3851 | 2025/26
17.12% | summer | 59 | 132056308-021 | 14740.5655 | 2026/27
17.12% | summer | 60 | 132056308-021 | 14990.4056 | 2027/28
17.12% | summer | 61 | 132056308-021 | 15240.2457 | 2028/29
17.12% | summer | 61 | 132056308-021 | 15240.2457 | 2029/30
36.64% | summer | 63 | 132056308-021 | 33694.9725 | 2030/31
59.37% | summer | 65 | 132056308-021 | 56326.3049 | 2031/32
0.0654% | winter | 19 | 132056308-021 | 3.638 | 2019/20
8.201% | winter | 26 | 132056308-021 | 733.4226 | 2020/21
0% | winter | 34 | 132056308-021 | 0 | 2021/22
0% | winter | 43 | 132056308-021 | 0 | 2022/23
0.02156% | winter | 52 | 132056308-021 | 4.823 | 2023/24
0.1653% | winter | 55 | 132056308-021 | 40.6596 | 2024/25
1.594% | winter | 57 | 132056308-021 | 430.4006 | 2025/26
8.323% | winter | 59 | 132056308-021 | 2326.6608 | 2026/27
8.323% | winter | 60 | 132056308-021 | 2366.0958 | 2027/28
8.323% | winter | 61 | 132056308-021 | 2405.5307 | 2028/29
8.323% | winter | 61 | 132056308-021 | 2405.5307 | 2029/30
25.31% | winter | 63 | 132056308-021 | 7555.2046 | 2030/31
52.89% | winter | 65 | 132056308-021 | 16287.6955 | 2031/32
0.3745% | shoulder | 19 | 132056308-021 | 68.2608 | 2019/20
15.45% | shoulder | 26 | 132056308-021 | 4528.1445 | 2020/21
0% | shoulder | 34 | 132056308-021 | 0 | 2021/22
0.05355% | shoulder | 43 | 132056308-021 | 29.8826 | 2022/23
0.2601% | shoulder | 52 | 132056308-021 | 190.642 | 2023/24
0.6493% | shoulder | 55 | 132056308-021 | 523.2981 | 2024/25
3.729% | shoulder | 57 | 132056308-021 | 3299.239 | 2025/26
15.67% | shoulder | 59 | 132056308-021 | 14349.0518 | 2026/27
15.67% | shoulder | 60 | 132056308-021 | 14592.256 | 2027/28
15.67% | shoulder | 61 | 132056308-021 | 14835.4603 | 2028/29
15.67% | shoulder | 61 | 132056308-021 | 14835.4603 | 2029/30
38.49% | shoulder | 63 | 132056308-021 | 37641.1642 | 2030/31
67.39% | shoulder | 65 | 132056308-021 | 67997.9366 | 2031/32
0.8418% | summer | 7 | 72022336-004 | 53.1534 | 2021/22
8.061% | summer | 13 | 72022336-004 | 1110.5695 | 2022/23
28.8% | summer | 19 | 72022336-004 | 6230.0305 | 2023/24
62.9% | summer | 27 | 72022336-004 | 20725.822 | 2024/25
79.82% | summer | 35 | 72022336-004 | 37029.7185 | 2025/26
85.9% | summer | 38 | 72022336-004 | 44979.7595 | 2026/27
90.01% | summer | 40 | 72022336-004 | 52553.625 | 2027/28
92.67% | summer | 42 | 72022336-004 | 56811.0811 | 2028/29
92.67% | summer | 43 | 72022336-004 | 58163.7259 | 2029/30
92.67% | summer | 44 | 72022336-004 | 59516.3707 | 2030/31
92.67% | summer | 44 | 72022336-004 | 59516.3707 | 2031/32
94.16% | summer | 46 | 72022336-004 | 63224.6628 | 2032/33
95.29% | summer | 48 | 72022336-004 | 66768.4317 | 2033/34
0.03326% | winter | 7 | 72022336-004 | 0.6816 | 2021/22
0.413% | winter | 13 | 72022336-004 | 18.4682 | 2022/23
2.894% | winter | 19 | 72022336-004 | 203.1868 | 2023/24
26.19% | winter | 27 | 72022336-004 | 2800.4475 | 2024/25
52.26% | winter | 35 | 72022336-004 | 7867.9721 | 2025/26
66.17% | winter | 38 | 72022336-004 | 11245.3726 | 2026/27
76.01% | winter | 40 | 72022336-004 | 14405.5422 | 2027/28
84.54% | winter | 42 | 72022336-004 | 16822.9553 | 2028/29
84.54% | winter | 43 | 72022336-004 | 17223.5019 | 2029/30
84.54% | winter | 44 | 72022336-004 | 17624.0484 | 2030/31
84.54% | winter | 44 | 72022336-004 | 17624.0484 | 2031/32
90.81% | winter | 46 | 72022336-004 | 19791.3237 | 2032/33
94.24% | winter | 48 | 72022336-004 | 21432.3231 | 2033/34
0.8079% | shoulder | 7 | 72022336-004 | 54.253 | 2021/22
8.501% | shoulder | 13 | 72022336-004 | 1245.4185 | 2022/23
30.6% | shoulder | 19 | 72022336-004 | 7040.498 | 2023/24
72.86% | shoulder | 27 | 72022336-004 | 25531.3607 | 2024/25
89.01% | shoulder | 35 | 72022336-004 | 43911.8594 | 2025/26
94% | shoulder | 38 | 72022336-004 | 52341.9097 | 2026/27
96.59% | shoulder | 40 | 72022336-004 | 59976.2021 | 2027/28
98.06% | shoulder | 42 | 72022336-004 | 63936.381 | 2028/29
98.06% | shoulder | 43 | 72022336-004 | 65458.6758 | 2029/30
98.06% | shoulder | 44 | 72022336-004 | 66980.9706 | 2030/31
98.06% | shoulder | 44 | 72022336-004 | 66980.9706 | 2031/32
98.89% | shoulder | 46 | 72022336-004 | 70612.6161 | 2032/33
99.2% | shoulder | 48 | 72022336-004 | 73915.6396 | 2033/34
0.06582% | summer | 25 | 11066028-005 | 14.8441 | 2021/22
1.312% | summer | 36 | 11066028-005 | 500.5858 | 2022/23
16.11% | summer | 48 | 11066028-005 | 8803.0999 | 2023/24
64.3% | summer | 62 | 11066028-005 | 48648.1561 | 2024/25
89.37% | summer | 76 | 11066028-005 | 90018.4231 | 2025/26
92.22% | summer | 81 | 11066028-005 | 102930.2714 | 2026/27
93.52% | summer | 84 | 11066028-005 | 114674.6176 | 2027/28
94.45% | summer | 87 | 11066028-005 | 119940.5102 | 2028/29
94.45% | summer | 89 | 11066028-005 | 122697.7633 | 2029/30
95.44% | summer | 91 | 11066028-005 | 126769.2426 | 2030/31
95.44% | summer | 92 | 11066028-005 | 128162.3112 | 2031/32
96.06% | summer | 95 | 11066028-005 | 133207.6154 | 2032/33
96.9% | summer | 98 | 11066028-005 | 138610.8598 | 2033/34
0.05219% | winter | 25 | 11066028-005 | 3.8205 | 2021/22
0.515% | winter | 36 | 11066028-005 | 63.7653 | 2022/23
9.253% | winter | 48 | 11066028-005 | 1641.3309 | 2023/24
53.43% | winter | 62 | 11066028-005 | 13121.891 | 2024/25
86.11% | winter | 76 | 11066028-005 | 28152.5631 | 2025/26
89.75% | winter | 81 | 11066028-005 | 32512.4833 | 2026/27
91.3% | winter | 84 | 11066028-005 | 36333.9407 | 2027/28
92.42% | winter | 87 | 11066028-005 | 38094.796 | 2028/29
92.42% | winter | 89 | 11066028-005 | 38970.5384 | 2029/30
93.74% | winter | 91 | 11066028-005 | 40415.7619 | 2030/31
93.74% | winter | 92 | 11066028-005 | 40859.8912 | 2031/32
94.65% | winter | 95 | 11066028-005 | 42600.231 | 2032/33
95.64% | winter | 98 | 11066028-005 | 44404.2341 | 2033/34
0.2384% | shoulder | 25 | 11066028-005 | 57.1762 | 2021/22
2.725% | shoulder | 36 | 11066028-005 | 1105.5646 | 2022/23
25.32% | shoulder | 48 | 11066028-005 | 14717.4814 | 2023/24
78.07% | shoulder | 62 | 11066028-005 | 62814.0482 | 2024/25
95.77% | shoulder | 76 | 11066028-005 | 102592.4553 | 2025/26
97.51% | shoulder | 81 | 11066028-005 | 115744.7138 | 2026/27
98.16% | shoulder | 84 | 11066028-005 | 127998.1508 | 2027/28
98.56% | shoulder | 87 | 11066028-005 | 133109.0431 | 2028/29
98.56% | shoulder | 89 | 11066028-005 | 136169.0211 | 2029/30
98.94% | shoulder | 91 | 11066028-005 | 139765.6605 | 2030/31
98.94% | shoulder | 92 | 11066028-005 | 141301.5469 | 2031/32
99.19% | shoulder | 95 | 11066028-005 | 146272.8734 | 2032/33
99.4% | shoulder | 98 | 11066028-005 | 151210.4837 | 2033/34
3.718% | summer | 33 | 11061575-002 | 1106.8402 | 2021/22
26.07% | summer | 45 | 11061575-002 | 12431.2219 | 2022/23
59.16% | summer | 57 | 11061575-002 | 38394.9944 | 2023/24
84.09% | summer | 71 | 11061575-002 | 72853.2337 | 2024/25
93.12% | summer | 85 | 11061575-002 | 104909.1509 | 2025/26
94.13% | summer | 89 | 11061575-002 | 115438.404 | 2026/27
94.85% | summer | 92 | 11061575-002 | 127377.3573 | 2027/28
95.48% | summer | 95 | 11061575-002 | 132407.9602 | 2028/29
96.04% | summer | 97 | 11061575-002 | 135981.8353 | 2029/30
96.04% | summer | 99 | 11061575-002 | 138785.5845 | 2030/31
96.04% | summer | 99 | 11061575-002 | 138785.5845 | 2031/32
96.56% | summer | 102 | 11061575-002 | 143770.7705 | 2032/33
96.93% | summer | 104 | 11061575-002 | 147152.8392 | 2033/34
0.5022% | winter | 33 | 11061575-002 | 48.5213 | 2021/22
6.725% | winter | 45 | 11061575-002 | 1040.8934 | 2022/23
31.32% | winter | 57 | 11061575-002 | 6597.886 | 2023/24
74.93% | winter | 71 | 11061575-002 | 21071.0524 | 2024/25
94.07% | winter | 85 | 11061575-002 | 34397.0808 | 2025/26
95.8% | winter | 89 | 11061575-002 | 38132.5038 | 2026/27
96.99% | winter | 92 | 11061575-002 | 42274.4424 | 2027/28
97.92% | winter | 95 | 11061575-002 | 44074.1271 | 2028/29
98.54% | winter | 97 | 11061575-002 | 45288.1618 | 2029/30
98.54% | winter | 99 | 11061575-002 | 46221.9383 | 2030/31
98.54% | winter | 99 | 11061575-002 | 46221.9383 | 2031/32
99.02% | winter | 102 | 11061575-002 | 47850.8035 | 2032/33
99.37% | winter | 104 | 11061575-002 | 48964.2161 | 2033/34
5.25% | shoulder | 33 | 11061575-002 | 1662.0606 | 2021/22
32.6% | shoulder | 45 | 11061575-002 | 16532.3333 | 2022/23
72.08% | shoulder | 57 | 11061575-002 | 49747.6313 | 2023/24
93.23% | shoulder | 71 | 11061575-002 | 85905.5273 | 2024/25
98.13% | shoulder | 85 | 11061575-002 | 117574.2624 | 2025/26
98.56% | shoulder | 89 | 11061575-002 | 128548.4843 | 2026/27
98.81% | shoulder | 92 | 11061575-002 | 141120.9432 | 2027/28
99.08% | shoulder | 95 | 11061575-002 | 146117.7565 | 2028/29
99.27% | shoulder | 97 | 11061575-002 | 149480.8162 | 2029/30
99.27% | shoulder | 99 | 11061575-002 | 152562.8948 | 2030/31
99.27% | shoulder | 99 | 11061575-002 | 152562.8948 | 2031/32
99.45% | shoulder | 102 | 11061575-002 | 157466.2739 | 2032/33
99.57% | shoulder | 104 | 11061575-002 | 160757.2004 | 2033/34
0.3507% | summer | 19 | 11058906-002 | 60.1107 | 2019/20
1.135% | summer | 25 | 11058906-002 | 300.6236 | 2020/21
3.3% | summer | 32 | 11058906-002 | 1202.2856 | 2021/22
7.126% | summer | 40 | 11058906-002 | 3478.2466 | 2022/23
29.58% | summer | 47 | 11058906-002 | 18429.245 | 2023/24
29.58% | summer | 49 | 11058906-002 | 19975.2356 | 2024/25
42.51% | summer | 51 | 11058906-002 | 31643.0941 | 2025/26
56.07% | summer | 53 | 11058906-002 | 43376.9933 | 2026/27
56.07% | summer | 54 | 11058906-002 | 44195.4271 | 2027/28
56.07% | summer | 55 | 11058906-002 | 45013.8609 | 2028/29
56.07% | summer | 55 | 11058906-002 | 45013.8609 | 2029/30
66.63% | summer | 56 | 11058906-002 | 54463.4778 | 2030/31
66.63% | summer | 57 | 11058906-002 | 55436.0399 | 2031/32
0% | winter | 19 | 11058906-002 | 0 | 2019/20
0% | winter | 25 | 11058906-002 | 0 | 2020/21
0.3371% | winter | 32 | 11058906-002 | 39.8597 | 2021/22
1.651% | winter | 40 | 11058906-002 | 261.5813 | 2022/23
11.03% | winter | 47 | 11058906-002 | 2231.0305 | 2023/24
11.03% | winter | 49 | 11058906-002 | 2418.187 | 2024/25
18.17% | winter | 51 | 11058906-002 | 4391.4468 | 2025/26
26.81% | winter | 53 | 11058906-002 | 6731.0227 | 2026/27
26.81% | winter | 54 | 11058906-002 | 6858.0231 | 2027/28
26.81% | winter | 55 | 11058906-002 | 6985.0236 | 2028/29
26.81% | winter | 55 | 11058906-002 | 6985.0236 | 2029/30
35.69% | winter | 56 | 11058906-002 | 9469.8356 | 2030/31
35.69% | winter | 57 | 11058906-002 | 9638.9398 | 2031/32
0.2357% | shoulder | 19 | 11058906-002 | 42.9546 | 2019/20
0.6602% | shoulder | 25 | 11058906-002 | 186.0043 | 2020/21
3.065% | shoulder | 32 | 11058906-002 | 1187.6714 | 2021/22
8.385% | shoulder | 40 | 11058906-002 | 4352.4702 | 2022/23
34.97% | shoulder | 47 | 11058906-002 | 23169.0662 | 2023/24
34.97% | shoulder | 49 | 11058906-002 | 25112.6705 | 2024/25
49.21% | shoulder | 51 | 11058906-002 | 38958.9516 | 2025/26
63.83% | shoulder | 53 | 11058906-002 | 52517.0965 | 2026/27
63.83% | shoulder | 54 | 11058906-002 | 53507.9851 | 2027/28
63.83% | shoulder | 55 | 11058906-002 | 54498.8737 | 2028/29
63.83% | shoulder | 55 | 11058906-002 | 54498.8737 | 2029/30
75.29% | shoulder | 56 | 11058906-002 | 65447.6334 | 2030/31
75.29% | shoulder | 57 | 11058906-002 | 66616.3411 | 2031/32
5.278% | summer | 18 | 109340365-013 | 856.9967 | 2019/20
10.77% | summer | 23 | 109340365-013 | 2624.9013 | 2020/21
17.81% | summer | 28 | 109340365-013 | 5676.9429 | 2021/22
28.71% | summer | 34 | 109340365-013 | 11912.9613 | 2022/23
42% | summer | 40 | 109340365-013 | 22265.1179 | 2023/24
42% | summer | 42 | 109340365-013 | 24305.2697 | 2024/25
50.15% | summer | 44 | 109340365-013 | 32210.8911 | 2025/26
50.15% | summer | 45 | 109340365-013 | 32942.9568 | 2026/27
56.84% | summer | 46 | 109340365-013 | 38167.3219 | 2027/28
56.84% | summer | 47 | 109340365-013 | 38997.0463 | 2028/29
56.84% | summer | 47 | 109340365-013 | 38997.0463 | 2029/30
56.84% | summer | 48 | 109340365-013 | 39826.7707 | 2030/31
63.76% | summer | 49 | 109340365-013 | 45605.7662 | 2031/32
0.6014% | winter | 18 | 109340365-013 | 31.697 | 2019/20
1.491% | winter | 23 | 109340365-013 | 117.9834 | 2020/21
3.47% | winter | 28 | 109340365-013 | 359.0568 | 2021/22
7.954% | winter | 34 | 109340365-013 | 1071.1215 | 2022/23
15.61% | winter | 40 | 109340365-013 | 2686.7803 | 2023/24
15.61% | winter | 42 | 109340365-013 | 2932.9699 | 2024/25
21.79% | winter | 44 | 109340365-013 | 4541.5332 | 2025/26
21.79% | winter | 45 | 109340365-013 | 4644.7499 | 2026/27
27.95% | winter | 46 | 109340365-013 | 6091.9839 | 2027/28
27.95% | winter | 47 | 109340365-013 | 6224.4184 | 2028/29
27.95% | winter | 47 | 109340365-013 | 6224.4184 | 2029/30
27.95% | winter | 48 | 109340365-013 | 6356.8528 | 2030/31
37.74% | winter | 49 | 109340365-013 | 8760.829 | 2031/32
5.156% | shoulder | 18 | 109340365-013 | 890.3027 | 2019/20
10.17% | shoulder | 23 | 109340365-013 | 2635.4548 | 2020/21
17.23% | shoulder | 28 | 109340365-013 | 5842.675 | 2021/22
29.46% | shoulder | 34 | 109340365-013 | 13000.13 | 2022/23
44.67% | shoulder | 40 | 109340365-013 | 25185.8678 | 2023/24
44.67% | shoulder | 42 | 109340365-013 | 27493.6478 | 2024/25
54.34% | shoulder | 44 | 109340365-013 | 37114.3004 | 2025/26
54.34% | shoulder | 45 | 109340365-013 | 37957.8072 | 2026/27
62.6% | shoulder | 46 | 109340365-013 | 44702.1944 | 2027/28
62.6% | shoulder | 47 | 109340365-013 | 45673.9812 | 2028/29
62.6% | shoulder | 47 | 109340365-013 | 45673.9812 | 2029/30
62.6% | shoulder | 48 | 109340365-013 | 46645.7681 | 2030/31
70.7% | shoulder | 49 | 109340365-013 | 53781.0482 | 2031/32
0.01368% | summer | 33 | 42796414-013 | 4.0732 | 2021/22
0.2632% | summer | 45 | 42796414-013 | 125.5179 | 2022/23
2.084% | summer | 57 | 42796414-013 | 1352.617 | 2023/24
3.929% | summer | 71 | 42796414-013 | 3404.1903 | 2024/25
17.25% | summer | 85 | 42796414-013 | 19438.8508 | 2025/26
25.59% | summer | 90 | 42796414-013 | 31739.1385 | 2026/27
33.35% | summer | 93 | 42796414-013 | 45277.4532 | 2027/28
42.24% | summer | 96 | 42796414-013 | 59192.4794 | 2028/29
50% | summer | 98 | 42796414-013 | 71528.523 | 2029/30
58.51% | summer | 100 | 42796414-013 | 85403.8347 | 2030/31
58.51% | summer | 100 | 42796414-013 | 85403.8347 | 2031/32
65.91% | summer | 103 | 42796414-013 | 99098.1503 | 2032/33
72.63% | summer | 106 | 42796414-013 | 112373.9942 | 2033/34
5.197% | winter | 33 | 42796414-013 | 502.1032 | 2021/22
16.23% | winter | 45 | 42796414-013 | 2511.5663 | 2022/23
33.67% | winter | 57 | 42796414-013 | 7091.3236 | 2023/24
63.62% | winter | 71 | 42796414-013 | 17891.6211 | 2024/25
85.21% | winter | 85 | 42796414-013 | 31157.4421 | 2025/26
88.85% | winter | 90 | 42796414-013 | 35764.9703 | 2026/27
91.64% | winter | 93 | 42796414-013 | 40378.8295 | 2027/28
93.94% | winter | 96 | 42796414-013 | 42726.91 | 2028/29
95.51% | winter | 98 | 42796414-013 | 44345.3074 | 2029/30
96.9% | winter | 100 | 42796414-013 | 45907.1493 | 2030/31
96.9% | winter | 100 | 42796414-013 | 45907.1493 | 2031/32
97.83% | winter | 103 | 42796414-013 | 47742.5853 | 2032/33
98.56% | winter | 106 | 42796414-013 | 49497.1657 | 2033/34
0% | shoulder | 33 | 42796414-013 | 0 | 2021/22
0.3253% | shoulder | 45 | 42796414-013 | 164.9648 | 2022/23
2.324% | shoulder | 57 | 42796414-013 | 1604.2252 | 2023/24
4.482% | shoulder | 71 | 42796414-013 | 4129.5979 | 2024/25
21.81% | shoulder | 85 | 42796414-013 | 26130.1788 | 2025/26
31.45% | shoulder | 90 | 42796414-013 | 41478.6578 | 2026/27
40.87% | shoulder | 93 | 42796414-013 | 59006.5451 | 2027/28
52.45% | shoulder | 96 | 42796414-013 | 78166.5629 | 2028/29
62.27% | shoulder | 98 | 42796414-013 | 94724.7012 | 2029/30
71.59% | shoulder | 100 | 42796414-013 | 111125.0857 | 2030/31
71.59% | shoulder | 100 | 42796414-013 | 111125.0857 | 2031/32
78.61% | shoulder | 103 | 42796414-013 | 125683.3976 | 2032/33
84.39% | shoulder | 106 | 42796414-013 | 138869.8557 | 2033/34
9.291% | summer | 34 | 54701058-011 | 2849.6417 | 2021/22
32.09% | summer | 46 | 54701058-011 | 15643.0252 | 2022/23
72.13% | summer | 59 | 54701058-011 | 48456.422 | 2023/24
89.66% | summer | 74 | 54701058-011 | 80964.5612 | 2024/25
94.38% | summer | 88 | 54701058-011 | 110078.7884 | 2025/26
95.52% | summer | 93 | 54701058-011 | 122412.4268 | 2026/27
96.01% | summer | 96 | 54701058-011 | 134534.0195 | 2027/28
96.4% | summer | 99 | 54701058-011 | 139310.0797 | 2028/29
96.69% | summer | 101 | 54701058-011 | 142542.2085 | 2029/30
96.69% | summer | 103 | 54701058-011 | 145364.8265 | 2030/31
96.69% | summer | 103 | 54701058-011 | 145364.8265 | 2031/32
96.91% | summer | 106 | 54701058-011 | 149939.4916 | 2032/33
97.11% | summer | 109 | 54701058-011 | 154500.721 | 2033/34
3.793% | winter | 34 | 54701058-011 | 377.6061 | 2021/22
15.63% | winter | 46 | 54701058-011 | 2473.2369 | 2022/23
53.65% | winter | 59 | 54701058-011 | 11696.8287 | 2023/24
86.34% | winter | 74 | 54701058-011 | 25305.864 | 2024/25
95.55% | winter | 88 | 54701058-011 | 36173.9072 | 2025/26
97.68% | winter | 93 | 54701058-011 | 40628.6743 | 2026/27
98.38% | winter | 96 | 54701058-011 | 44747.4339 | 2027/28
98.91% | winter | 99 | 54701058-011 | 46394.7394 | 2028/29
99.26% | winter | 101 | 54701058-011 | 47496.3506 | 2029/30
99.26% | winter | 103 | 54701058-011 | 48436.8724 | 2030/31
99.26% | winter | 103 | 54701058-011 | 48436.8724 | 2031/32
99.51% | winter | 106 | 54701058-011 | 49973.8462 | 2032/33
99.7% | winter | 109 | 54701058-011 | 51489.4564 | 2033/34
12.81% | shoulder | 34 | 54701058-011 | 4179.4419 | 2021/22
41.67% | shoulder | 46 | 54701058-011 | 21603.228 | 2022/23
84.58% | shoulder | 59 | 54701058-011 | 60422.1983 | 2023/24
96.43% | shoulder | 74 | 54701058-011 | 92602.8909 | 2024/25
98.8% | shoulder | 88 | 54701058-011 | 122552.6583 | 2025/26
99.32% | shoulder | 93 | 54701058-011 | 135353.0243 | 2026/27
99.48% | shoulder | 96 | 54701058-011 | 148251.418 | 2027/28
99.61% | shoulder | 99 | 54701058-011 | 153082.5873 | 2028/29
99.7% | shoulder | 101 | 54701058-011 | 156310.3436 | 2029/30
99.7% | shoulder | 103 | 54701058-011 | 159405.5979 | 2030/31
99.7% | shoulder | 103 | 54701058-011 | 159405.5979 | 2031/32
99.75% | shoulder | 106 | 54701058-011 | 164144.3437 | 2032/33
99.81% | shoulder | 109 | 54701058-011 | 168884.9564 | 2033/34
1.507% | summer | 31 | 11060735-011 | 421.4497 | 2021/22
7.729% | summer | 43 | 11060735-011 | 3522.1192 | 2022/23
32.99% | summer | 56 | 11060735-011 | 21032.4388 | 2023/24
65.63% | summer | 71 | 11060735-011 | 56866.0106 | 2024/25
85.03% | summer | 86 | 11060735-011 | 96919.1879 | 2025/26
87% | summer | 91 | 11060735-011 | 109089.2191 | 2026/27
88.99% | summer | 94 | 11060735-011 | 122102.4161 | 2027/28
90.46% | summer | 97 | 11060735-011 | 128079.0878 | 2028/29
91.57% | summer | 99 | 11060735-011 | 132330.9597 | 2029/30
92.55% | summer | 101 | 11060735-011 | 136446.899 | 2030/31
92.55% | summer | 102 | 11060735-011 | 137797.8584 | 2031/32
93.25% | summer | 105 | 11060735-011 | 142916.4786 | 2032/33
93.92% | summer | 108 | 11060735-011 | 148067.7892 | 2033/34
0.1355% | winter | 31 | 11060735-011 | 12.2981 | 2021/22
1.379% | winter | 43 | 11060735-011 | 204.0187 | 2022/23
13.92% | winter | 56 | 11060735-011 | 2880.7188 | 2023/24
47.01% | winter | 71 | 11060735-011 | 13219.8408 | 2024/25
76.04% | winter | 86 | 11060735-011 | 28133.2216 | 2025/26
79.87% | winter | 91 | 11060735-011 | 32508.2915 | 2026/27
83.91% | winter | 94 | 11060735-011 | 37368.6402 | 2027/28
86.97% | winter | 97 | 11060735-011 | 39970.7989 | 2028/29
89.48% | winter | 99 | 11060735-011 | 41970.6525 | 2029/30
92% | winter | 101 | 11060735-011 | 44024.7451 | 2030/31
92% | winter | 102 | 11060735-011 | 44460.6336 | 2031/32
93.68% | winter | 105 | 11060735-011 | 46603.6126 | 2032/33
95.16% | winter | 108 | 11060735-011 | 48690.9549 | 2033/34
2.057% | shoulder | 31 | 11060735-011 | 611.633 | 2021/22
10.31% | shoulder | 43 | 11060735-011 | 4996.3895 | 2022/23
46.35% | shoulder | 56 | 11060735-011 | 31429.51 | 2023/24
82.84% | shoulder | 71 | 11060735-011 | 76326.2824 | 2024/25
94.88% | shoulder | 86 | 11060735-011 | 115016.4601 | 2025/26
95.83% | shoulder | 91 | 11060735-011 | 127790.4329 | 2026/27
96.63% | shoulder | 94 | 11060735-011 | 141006.9609 | 2027/28
97.18% | shoulder | 97 | 11060735-011 | 146330.9845 | 2028/29
97.56% | shoulder | 99 | 11060735-011 | 149935.2771 | 2029/30
97.9% | shoulder | 101 | 11060735-011 | 153497.3475 | 2030/31
97.9% | shoulder | 102 | 11060735-011 | 155017.1233 | 2031/32
98.2% | shoulder | 105 | 11060735-011 | 160068.2161 | 2032/33
98.49% | shoulder | 108 | 11060735-011 | 165129.365 | 2033/34
0% | summer | 20 | 11076521-009 | 0 | 2019/20
0.0189% | summer | 30 | 11076521-009 | 6.01 | 2020/21
0.1188% | summer | 40 | 11076521-009 | 54.0832 | 2021/22
1.347% | summer | 52 | 11076521-009 | 854.9106 | 2022/23
7.927% | summer | 64 | 11076521-009 | 6724.1592 | 2023/24
11.11% | summer | 68 | 11076521-009 | 10405.5536 | 2024/25
16.12% | summer | 71 | 11076521-009 | 16709.4095 | 2025/26
22.17% | summer | 74 | 11076521-009 | 23952.0551 | 2026/27
28.42% | summer | 76 | 11076521-009 | 31522.8475 | 2027/28
28.42% | summer | 77 | 11076521-009 | 31937.6218 | 2028/29
28.42% | summer | 77 | 11076521-009 | 31937.6218 | 2029/30
36.74% | summer | 79 | 11076521-009 | 42369.6906 | 2030/31
36.74% | summer | 81 | 11076521-009 | 43442.341 | 2031/32
0% | winter | 20 | 11076521-009 | 0 | 2019/20
0% | winter | 30 | 11076521-009 | 0 | 2020/21
0.1029% | winter | 40 | 11076521-009 | 15.212 | 2021/22
0.6732% | winter | 52 | 11076521-009 | 138.6627 | 2022/23
3.721% | winter | 64 | 11076521-009 | 1024.3602 | 2023/24
5.35% | winter | 68 | 11076521-009 | 1627.037 | 2024/25
8.029% | winter | 71 | 11076521-009 | 2700.9607 | 2025/26
11.3% | winter | 74 | 11076521-009 | 3962.4096 | 2026/27
14.67% | winter | 76 | 11076521-009 | 5281.8291 | 2027/28
14.67% | winter | 77 | 11076521-009 | 5351.3268 | 2028/29
14.67% | winter | 77 | 11076521-009 | 5351.3268 | 2029/30
19.96% | winter | 79 | 11076521-009 | 7471.8292 | 2030/31
19.96% | winter | 81 | 11076521-009 | 7660.9894 | 2031/32
0% | shoulder | 20 | 11076521-009 | 0 | 2019/20
0% | shoulder | 30 | 11076521-009 | 0 | 2020/21
0.01563% | shoulder | 40 | 11076521-009 | 7.5699 | 2021/22
0.6877% | shoulder | 52 | 11076521-009 | 464.0558 | 2022/23
7.467% | shoulder | 64 | 11076521-009 | 6736.2723 | 2023/24
12.17% | shoulder | 68 | 11076521-009 | 12125.1778 | 2024/25
19.55% | shoulder | 71 | 11076521-009 | 21550.4786 | 2025/26
28.48% | shoulder | 74 | 11076521-009 | 32718.2093 | 2026/27
37.8% | shoulder | 76 | 11076521-009 | 44593.1983 | 2027/28
37.8% | shoulder | 77 | 11076521-009 | 45179.9509 | 2028/29
37.8% | shoulder | 77 | 11076521-009 | 45179.9509 | 2029/30
48.88% | shoulder | 79 | 11076521-009 | 59949.3422 | 2030/31
48.88% | shoulder | 81 | 11076521-009 | 61467.0471 | 2031/32
0.2355% | summer | 52 | 11060482-002 | 110.4602 | 2021/22
4.559% | summer | 78 | 11060482-002 | 3768.4837 | 2022/23
20.81% | summer | 104 | 11060482-002 | 24644.0695 | 2023/24
56.67% | summer | 134 | 11060482-002 | 92669.7143 | 2024/25
79.01% | summer | 162 | 11060482-002 | 169635.7166 | 2025/26
83.65% | summer | 171 | 11060482-002 | 197095.6034 | 2026/27
85.87% | summer | 177 | 11060482-002 | 221848.6116 | 2027/28
87.01% | summer | 182 | 11060482-002 | 231166.2357 | 2028/29
88.92% | summer | 186 | 11060482-002 | 241428.9185 | 2029/30
89.59% | summer | 189 | 11060482-002 | 247152.2263 | 2030/31
89.59% | summer | 190 | 11060482-002 | 248459.9101 | 2031/32
91.06% | summer | 195 | 11060482-002 | 259180.5275 | 2032/33
91.7% | summer | 200 | 11060482-002 | 267696.6282 | 2033/34
0.04114% | winter | 52 | 11060482-002 | 6.2638 | 2021/22
0.8177% | winter | 78 | 11060482-002 | 219.3944 | 2022/23
5.315% | winter | 104 | 11060482-002 | 2042.71 | 2023/24
22.86% | winter | 134 | 11060482-002 | 12134.5859 | 2024/25
58.04% | winter | 162 | 11060482-002 | 40447.5513 | 2025/26
69.27% | winter | 171 | 11060482-002 | 52977.4115 | 2026/27
75.01% | winter | 177 | 11060482-002 | 62900.828 | 2027/28
77.68% | winter | 182 | 11060482-002 | 66980.4487 | 2028/29
82.34% | winter | 186 | 11060482-002 | 72562.7604 | 2029/30
84.17% | winter | 189 | 11060482-002 | 75366.3474 | 2030/31
84.17% | winter | 190 | 11060482-002 | 75765.1112 | 2031/32
87.71% | winter | 195 | 11060482-002 | 81029.9488 | 2032/33
89.22% | winter | 200 | 11060482-002 | 84541.3917 | 2033/34
0.5621% | shoulder | 52 | 11060482-002 | 280.3971 | 2021/22
5.796% | shoulder | 78 | 11060482-002 | 5095.3274 | 2022/23
25.43% | shoulder | 104 | 11060482-002 | 32017.0712 | 2023/24
72.06% | shoulder | 134 | 11060482-002 | 125306.0867 | 2024/25
93.64% | shoulder | 162 | 11060482-002 | 213825.645 | 2025/26
95.43% | shoulder | 171 | 11060482-002 | 239127.2515 | 2026/27
96.08% | shoulder | 177 | 11060482-002 | 263989.0109 | 2027/28
96.38% | shoulder | 182 | 11060482-002 | 272298.1201 | 2028/29
96.91% | shoulder | 186 | 11060482-002 | 279815.1201 | 2029/30
97.12% | shoulder | 189 | 11060482-002 | 284947.7173 | 2030/31
97.12% | shoulder | 190 | 11060482-002 | 286455.3772 | 2031/32
97.51% | shoulder | 195 | 11060482-002 | 295169.3886 | 2032/33
97.67% | shoulder | 200 | 11060482-002 | 303244.8097 | 2033/34
0.1988% | summer | 27 | 11060351-013 | 48.4198 | 2021/22
4.18% | summer | 35 | 11060351-013 | 1550.4746 | 2022/23
37.34% | summer | 43 | 11060351-013 | 18282.0217 | 2023/24
76.01% | summer | 52 | 11060351-013 | 48232.2466 | 2024/25
89.98% | summer | 61 | 11060351-013 | 72750.3439 | 2025/26
92.01% | summer | 64 | 11060351-013 | 81139.7753 | 2026/27
93.53% | summer | 66 | 11060351-013 | 90108.4472 | 2027/28
93.53% | summer | 68 | 11060351-013 | 92839.0062 | 2028/29
94.94% | summer | 69 | 11060351-013 | 95617.6374 | 2029/30
94.94% | summer | 70 | 11060351-013 | 97003.4003 | 2030/31
94.94% | summer | 70 | 11060351-013 | 97003.4003 | 2031/32
95.73% | summer | 72 | 11060351-013 | 100606.3152 | 2032/33
95.73% | summer | 74 | 11060351-013 | 103400.935 | 2033/34
0.03541% | winter | 27 | 11060351-013 | 2.7994 | 2021/22
0.7928% | winter | 35 | 11060351-013 | 95.4406 | 2022/23
14.6% | winter | 43 | 11060351-013 | 2320.2694 | 2023/24
55.36% | winter | 52 | 11060351-013 | 11402.0171 | 2024/25
88.16% | winter | 61 | 11060351-013 | 23135.8281 | 2025/26
93.08% | winter | 64 | 11060351-013 | 26642.1215 | 2026/27
96.79% | winter | 66 | 11060351-013 | 30266.0243 | 2027/28
96.79% | winter | 68 | 11060351-013 | 31183.1766 | 2028/29
98.77% | winter | 69 | 11060351-013 | 32289.443 | 2029/30
98.77% | winter | 70 | 11060351-013 | 32757.406 | 2030/31
98.77% | winter | 70 | 11060351-013 | 32757.406 | 2031/32
99.44% | winter | 72 | 11060351-013 | 33920.8875 | 2032/33
99.44% | winter | 74 | 11060351-013 | 34863.1344 | 2033/34
0.4077% | shoulder | 27 | 11060351-013 | 105.5979 | 2021/22
5.415% | shoulder | 35 | 11060351-013 | 2135.8254 | 2022/23
44.4% | shoulder | 43 | 11060351-013 | 23118.0456 | 2023/24
85.15% | shoulder | 52 | 11060351-013 | 57464.3285 | 2024/25
96.02% | shoulder | 61 | 11060351-013 | 82563.0368 | 2025/26
96.98% | shoulder | 64 | 11060351-013 | 90950.0526 | 2026/27
97.79% | shoulder | 66 | 11060351-013 | 100192.4292 | 2027/28
97.79% | shoulder | 68 | 11060351-013 | 103228.5634 | 2028/29
98.39% | shoulder | 69 | 11060351-013 | 105389.8243 | 2029/30
98.39% | shoulder | 70 | 11060351-013 | 106917.2131 | 2030/31
98.39% | shoulder | 70 | 11060351-013 | 106917.2131 | 2031/32
98.74% | shoulder | 72 | 11060351-013 | 110356.0859 | 2032/33
98.74% | shoulder | 74 | 11060351-013 | 113421.5328 | 2033/34
0% | summer | 30 | 11060515-002 | 0 | 2021/22
0.03011% | summer | 41 | 11060515-002 | 13.0806 | 2022/23
0.6668% | summer | 53 | 11060515-002 | 402.3444 | 2023/24
6.437% | summer | 66 | 11060515-002 | 5184.009 | 2024/25
33.55% | summer | 79 | 11060515-002 | 35133.0962 | 2025/26
49.61% | summer | 83 | 11060515-002 | 56739.3711 | 2026/27
56.27% | summer | 86 | 11060515-002 | 70633.8971 | 2027/28
62.53% | summer | 89 | 11060515-002 | 81230.4351 | 2028/29
62.53% | summer | 91 | 11060515-002 | 83055.8382 | 2029/30
68.37% | summer | 92 | 11060515-002 | 91819.5557 | 2030/31
68.37% | summer | 92 | 11060515-002 | 91819.5557 | 2031/32
68.37% | summer | 94 | 11060515-002 | 93815.633 | 2032/33
72.29% | summer | 96 | 11060515-002 | 101306.9743 | 2033/34
0% | winter | 30 | 11060515-002 | 0 | 2021/22
0% | winter | 41 | 11060515-002 | 0 | 2022/23
0.02203% | winter | 53 | 11060515-002 | 4.3141 | 2023/24
0.681% | winter | 66 | 11060515-002 | 178.0184 | 2024/25
9.485% | winter | 79 | 11060515-002 | 3223.5308 | 2025/26
21.65% | winter | 83 | 11060515-002 | 8037.2586 | 2026/27
28.95% | winter | 86 | 11060515-002 | 11796.5234 | 2027/28
37.32% | winter | 89 | 11060515-002 | 15738.2606 | 2028/29
37.32% | winter | 91 | 11060515-002 | 16091.9294 | 2029/30
46.43% | winter | 92 | 11060515-002 | 20236.1753 | 2030/31
46.43% | winter | 92 | 11060515-002 | 20236.1753 | 2031/32
46.43% | winter | 94 | 11060515-002 | 20676.0921 | 2032/33
53.51% | winter | 96 | 11060515-002 | 24337.5505 | 2033/34
0.008791% | shoulder | 30 | 11060515-002 | 2.5302 | 2021/22
0.1434% | shoulder | 41 | 11060515-002 | 66.2755 | 2022/23
1.581% | shoulder | 53 | 11060515-002 | 1014.8238 | 2023/24
12% | shoulder | 66 | 11060515-002 | 10273.9825 | 2024/25
47.6% | shoulder | 79 | 11060515-002 | 53004.9644 | 2025/26
69.26% | shoulder | 83 | 11060515-002 | 84241.0831 | 2026/27
76.36% | shoulder | 86 | 11060515-002 | 101939.4839 | 2027/28
82.3% | shoulder | 89 | 11060515-002 | 113699.5164 | 2028/29
82.3% | shoulder | 91 | 11060515-002 | 116254.5618 | 2029/30
87.35% | shoulder | 92 | 11060515-002 | 124749.5768 | 2030/31
87.35% | shoulder | 92 | 11060515-002 | 124749.5768 | 2031/32
87.35% | shoulder | 94 | 11060515-002 | 127461.5242 | 2032/33
90.05% | shoulder | 96 | 11060515-002 | 134202.7428 | 2033/34
15.56% | summer | 51 | 11065860-009 | 7157.7708 | 2021/22
78.65% | summer | 73 | 11065860-009 | 60843.8568 | 2022/23
95.56% | summer | 96 | 11065860-009 | 104445.9806 | 2023/24
97.98% | summer | 122 | 11065860-009 | 145868.9175 | 2024/25
98.87% | summer | 146 | 11065860-009 | 191314.1643 | 2025/26
99.16% | summer | 153 | 11065860-009 | 209052.6239 | 2026/27
99.25% | summer | 158 | 11065860-009 | 228904.2256 | 2027/28
99.37% | summer | 163 | 11065860-009 | 236437.0449 | 2028/29
99.46% | summer | 166 | 11065860-009 | 240988.6638 | 2029/30
99.53% | summer | 168 | 11065860-009 | 244074.9915 | 2030/31
99.53% | summer | 169 | 11065860-009 | 245527.8188 | 2031/32
99.59% | summer | 173 | 11065860-009 | 251485.423 | 2032/33
99.73% | summer | 177 | 11065860-009 | 257676.1508 | 2033/34
2.284% | winter | 51 | 11065860-009 | 341.0475 | 2021/22
50.51% | winter | 73 | 11065860-009 | 12682.399 | 2022/23
95.35% | winter | 96 | 11065860-009 | 33828.8063 | 2023/24
100% | winter | 122 | 11065860-009 | 48320.9078 | 2024/25
100% | winter | 146 | 11065860-009 | 62808.3568 | 2025/26
100% | winter | 153 | 11065860-009 | 68429.3086 | 2026/27
100% | winter | 158 | 11065860-009 | 74857.5853 | 2027/28
100% | winter | 163 | 11065860-009 | 77226.4962 | 2028/29
100% | winter | 166 | 11065860-009 | 78647.8428 | 2029/30
100% | winter | 168 | 11065860-009 | 79595.4072 | 2030/31
100% | winter | 169 | 11065860-009 | 80069.1894 | 2031/32
100% | winter | 173 | 11065860-009 | 81964.3181 | 2032/33
100% | winter | 177 | 11065860-009 | 83859.4468 | 2033/34
14.59% | shoulder | 51 | 11065860-009 | 7136.8174 | 2021/22
84.02% | shoulder | 73 | 11065860-009 | 69126.0861 | 2022/23
99.02% | shoulder | 96 | 11065860-009 | 115100.0573 | 2023/24
99.94% | shoulder | 122 | 11065860-009 | 158233.859 | 2024/25
100% | shoulder | 146 | 11065860-009 | 205791.1605 | 2025/26
100% | shoulder | 153 | 11065860-009 | 224208.1716 | 2026/27
100% | shoulder | 158 | 11065860-009 | 245270.3771 | 2027/28
100% | shoulder | 163 | 11065860-009 | 253032.0979 | 2028/29
100% | shoulder | 166 | 11065860-009 | 257689.1304 | 2029/30
100% | shoulder | 168 | 11065860-009 | 260793.8187 | 2030/31
100% | shoulder | 169 | 11065860-009 | 262346.1629 | 2031/32
100% | shoulder | 173 | 11065860-009 | 268555.5395 | 2032/33
100% | shoulder | 177 | 11065860-009 | 274764.9161 | 2033/34
0% | summer | 8 | 11028846-033 | 0 | 2021/22
0.4946% | summer | 16 | 11028846-033 | 83.8689 | 2022/23
27.69% | summer | 25 | 11028846-033 | 7881.1352 | 2023/24
84.3% | summer | 36 | 11028846-033 | 37032.6549 | 2024/25
94.91% | summer | 48 | 11028846-033 | 60381.3859 | 2025/26
96.2% | summer | 52 | 11028846-033 | 68929.7775 | 2026/27
96.99% | summer | 55 | 11028846-033 | 77868.8679 | 2027/28
97.58% | summer | 58 | 11028846-033 | 82612.8348 | 2028/29
98.05% | summer | 60 | 11028846-033 | 85875.3064 | 2029/30
98.05% | summer | 61 | 11028846-033 | 87306.5616 | 2030/31
98.05% | summer | 61 | 11028846-033 | 87306.5616 | 2031/32
98.47% | summer | 63 | 11028846-033 | 90551.5474 | 2032/33
98.47% | summer | 65 | 11028846-033 | 93426.1997 | 2033/34
0% | winter | 8 | 11028846-033 | 0 | 2021/22
0.05243% | winter | 16 | 11028846-033 | 2.8856 | 2022/23
16.85% | winter | 25 | 11028846-033 | 1557.0836 | 2023/24
88.03% | winter | 36 | 11028846-033 | 12552.6521 | 2024/25
99.25% | winter | 48 | 11028846-033 | 20495.4629 | 2025/26
99.81% | winter | 52 | 11028846-033 | 23212.7928 | 2026/27
99.92% | winter | 55 | 11028846-033 | 26037.6376 | 2027/28
100% | winter | 58 | 11028846-033 | 27479.3668 | 2028/29
100% | winter | 60 | 11028846-033 | 28426.9311 | 2029/30
100% | winter | 61 | 11028846-033 | 28900.7133 | 2030/31
100% | winter | 61 | 11028846-033 | 28900.7133 | 2031/32
100% | winter | 63 | 11028846-033 | 29848.2777 | 2032/33
100% | winter | 65 | 11028846-033 | 30795.8421 | 2033/34
0% | shoulder | 8 | 11028846-033 | 0 | 2021/22
3.152% | shoulder | 16 | 11028846-033 | 568.3925 | 2022/23
51.94% | shoulder | 25 | 11028846-033 | 15721.3791 | 2023/24
92.93% | shoulder | 36 | 11028846-033 | 43417.8474 | 2024/25
99.42% | shoulder | 48 | 11028846-033 | 67267.3816 | 2025/26
99.61% | shoulder | 52 | 11028846-033 | 75900.8506 | 2026/27
99.72% | shoulder | 55 | 11028846-033 | 85138.027 | 2027/28
99.77% | shoulder | 58 | 11028846-033 | 89832.6548 | 2028/29
99.82% | shoulder | 60 | 11028846-033 | 92972.2981 | 2029/30
99.82% | shoulder | 61 | 11028846-033 | 94521.8364 | 2030/31
99.82% | shoulder | 61 | 11028846-033 | 94521.8364 | 2031/32
99.88% | shoulder | 63 | 11028846-033 | 97685.1304 | 2032/33
99.88% | shoulder | 65 | 11028846-033 | 100786.2456 | 2033/34
0% | summer | 7 | 11056968-024 | 0 | 2021/22
0.02359% | summer | 12 | 11056968-024 | 3 | 2022/23
0.3862% | summer | 17 | 11056968-024 | 74.7447 | 2023/24
10.19% | summer | 24 | 11056968-024 | 2984.9766 | 2024/25
34.94% | summer | 32 | 11056968-024 | 14821.1384 | 2025/26
49.35% | summer | 35 | 11056968-024 | 23800.695 | 2026/27
62.26% | summer | 37 | 11056968-024 | 33624.5871 | 2027/28
70.23% | summer | 39 | 11056968-024 | 39982.9969 | 2028/29
70.23% | summer | 40 | 11056968-024 | 41008.2019 | 2029/30
70.23% | summer | 41 | 11056968-024 | 42033.407 | 2030/31
70.23% | summer | 41 | 11056968-024 | 42033.407 | 2031/32
77.14% | summer | 43 | 11056968-024 | 48416.3324 | 2032/33
83.03% | summer | 45 | 11056968-024 | 54540.7835 | 2033/34
0% | winter | 7 | 11056968-024 | 0 | 2021/22
0.1107% | winter | 12 | 11056968-024 | 4.569 | 2022/23
0.2425% | winter | 17 | 11056968-024 | 15.2339 | 2023/24
3.471% | winter | 24 | 11056968-024 | 329.927 | 2024/25
21.42% | winter | 32 | 11056968-024 | 2948.6406 | 2025/26
39.77% | winter | 35 | 11056968-024 | 6225.1739 | 2026/27
57.73% | winter | 37 | 11056968-024 | 10120.3765 | 2027/28
69.44% | winter | 39 | 11056968-024 | 12829.8703 | 2028/29
69.44% | winter | 40 | 11056968-024 | 13158.8413 | 2029/30
69.44% | winter | 41 | 11056968-024 | 13487.8124 | 2030/31
69.44% | winter | 41 | 11056968-024 | 13487.8124 | 2031/32
79.82% | winter | 43 | 11056968-024 | 16262.4156 | 2032/33
88.13% | winter | 45 | 11056968-024 | 18789.8514 | 2033/34
0.01485% | shoulder | 7 | 11056968-024 | 0.99754 | 2021/22
0.2085% | shoulder | 12 | 11056968-024 | 28.1997 | 2022/23
1.157% | shoulder | 17 | 11056968-024 | 238.2253 | 2023/24
22.8% | shoulder | 24 | 11056968-024 | 7101.3197 | 2024/25
56.89% | shoulder | 32 | 11056968-024 | 25659.12 | 2025/26
71.28% | shoulder | 35 | 11056968-024 | 36560.4335 | 2026/27
82.86% | shoulder | 37 | 11056968-024 | 47594.8126 | 2027/28
90.4% | shoulder | 39 | 11056968-024 | 54730.5419 | 2028/29
90.4% | shoulder | 40 | 11056968-024 | 56133.8891 | 2029/30
90.4% | shoulder | 41 | 11056968-024 | 57537.2363 | 2030/31
90.4% | shoulder | 41 | 11056968-024 | 57537.2363 | 2031/32
95.86% | shoulder | 43 | 11056968-024 | 63990.3146 | 2032/33
98.31% | shoulder | 45 | 11056968-024 | 68672.2123 | 2033/34
0% | summer | 10 | 11056497-031 | 0 | 2021/22
0% | summer | 39 | 11056497-031 | 0 | 2022/23
32.32% | summer | 66 | 11056497-031 | 24287.773 | 2023/24
87.98% | summer | 92 | 11056497-031 | 98769.0298 | 2024/25
98.45% | summer | 112 | 11056497-031 | 146145.6349 | 2025/26
98.75% | summer | 116 | 11056497-031 | 157842.2825 | 2026/27
99.29% | summer | 119 | 11056497-031 | 172461.8034 | 2027/28
99.72% | summer | 121 | 11056497-031 | 176130.8976 | 2028/29
99.97% | summer | 123 | 11056497-031 | 179485.0368 | 2029/30
99.97% | summer | 124 | 11056497-031 | 180944.2648 | 2030/31
99.97% | summer | 124 | 11056497-031 | 180944.2648 | 2031/32
100% | summer | 126 | 11056497-031 | 183920.9704 | 2032/33
100% | summer | 127 | 11056497-031 | 185380.6606 | 2033/34
0% | winter | 10 | 11056497-031 | 0 | 2021/22
0% | winter | 39 | 11056497-031 | 0 | 2022/23
22.06% | winter | 66 | 11056497-031 | 5380.0403 | 2023/24
91.09% | winter | 92 | 11056497-031 | 33191.4587 | 2024/25
100% | winter | 112 | 11056497-031 | 48181.7531 | 2025/26
100% | winter | 116 | 11056497-031 | 51881.0444 | 2026/27
100% | winter | 119 | 11056497-031 | 56380.0801 | 2027/28
100% | winter | 121 | 11056497-031 | 57327.6444 | 2028/29
100% | winter | 123 | 11056497-031 | 58275.2088 | 2029/30
100% | winter | 124 | 11056497-031 | 58748.991 | 2030/31
100% | winter | 124 | 11056497-031 | 58748.991 | 2031/32
100% | winter | 126 | 11056497-031 | 59696.5554 | 2032/33
100% | winter | 127 | 11056497-031 | 60170.3376 | 2033/34
0.06304% | shoulder | 10 | 11056497-031 | 6.048 | 2021/22
0% | shoulder | 39 | 11056497-031 | 0 | 2022/23
44.4% | shoulder | 66 | 11056497-031 | 35480.1709 | 2023/24
98.94% | shoulder | 92 | 11056497-031 | 118123.3507 | 2024/25
100% | shoulder | 112 | 11056497-031 | 157867.1916 | 2025/26
100% | shoulder | 116 | 11056497-031 | 169987.8948 | 2026/27
100% | shoulder | 119 | 11056497-031 | 184728.9549 | 2027/28
100% | shoulder | 121 | 11056497-031 | 187833.6432 | 2028/29
100% | shoulder | 123 | 11056497-031 | 190938.3316 | 2029/30
100% | shoulder | 124 | 11056497-031 | 192490.6757 | 2030/31
100% | shoulder | 124 | 11056497-031 | 192490.6757 | 2031/32
100% | shoulder | 126 | 11056497-031 | 195595.364 | 2032/33
100% | shoulder | 127 | 11056497-031 | 197147.7082 | 2033/34
0.05558% | summer | 16 | 41630598-033 | 8.0218 | 2021/22
0% | summer | 63 | 41630598-033 | 0 | 2022/23
42.96% | summer | 108 | 41630598-033 | 52824.229 | 2023/24
98.1% | summer | 151 | 41630598-033 | 180764.8731 | 2024/25
99.96% | summer | 183 | 41630598-033 | 242455.7717 | 2025/26
100% | summer | 190 | 41630598-033 | 261810.0416 | 2026/27
100% | summer | 195 | 41630598-033 | 284639.597 | 2027/28
100% | summer | 199 | 41630598-033 | 290478.358 | 2028/29
100% | summer | 201 | 41630598-033 | 293397.7384 | 2029/30
100% | summer | 203 | 41630598-033 | 296317.1189 | 2030/31
100% | summer | 203 | 41630598-033 | 296317.1189 | 2031/32
100% | summer | 206 | 41630598-033 | 300696.1896 | 2032/33
100% | summer | 208 | 41630598-033 | 303615.5701 | 2033/34
0.04083% | winter | 16 | 41630598-033 | 1.9129 | 2021/22
0% | winter | 63 | 41630598-033 | 0 | 2022/23
19.46% | winter | 108 | 41630598-033 | 7765.1288 | 2023/24
99.75% | winter | 151 | 41630598-033 | 59656.4659 | 2024/25
100% | winter | 183 | 41630598-033 | 78725.5431 | 2025/26
100% | winter | 190 | 41630598-033 | 84977.5728 | 2026/27
100% | winter | 195 | 41630598-033 | 92387.5262 | 2027/28
100% | winter | 199 | 41630598-033 | 94282.6549 | 2028/29
100% | winter | 201 | 41630598-033 | 95230.2193 | 2029/30
100% | winter | 203 | 41630598-033 | 96177.7837 | 2030/31
100% | winter | 203 | 41630598-033 | 96177.7837 | 2031/32
100% | winter | 206 | 41630598-033 | 97599.1302 | 2032/33
100% | winter | 208 | 41630598-033 | 98546.6946 | 2033/34
1.045% | shoulder | 16 | 41630598-033 | 160.4254 | 2021/22
0% | shoulder | 63 | 41630598-033 | 0 | 2022/23
64.75% | shoulder | 108 | 41630598-033 | 84675.2313 | 2023/24
100% | shoulder | 151 | 41630598-033 | 195956.8894 | 2024/25
100% | shoulder | 183 | 41630598-033 | 257943.7148 | 2025/26
100% | shoulder | 190 | 41630598-033 | 278428.4484 | 2026/27
100% | shoulder | 195 | 41630598-033 | 302707.111 | 2027/28
100% | shoulder | 199 | 41630598-033 | 308916.4876 | 2028/29
100% | shoulder | 201 | 41630598-033 | 312021.176 | 2029/30
100% | shoulder | 203 | 41630598-033 | 315125.8643 | 2030/31
100% | shoulder | 203 | 41630598-033 | 315125.8643 | 2031/32
100% | shoulder | 206 | 41630598-033 | 319782.8967 | 2032/33
100% | shoulder | 208 | 41630598-033 | 322887.5851 | 2033/34
0% | summer | 9 | 64523042-022 | 0 | 2019/20
0% | summer | 13 | 64523042-022 | 0 | 2020/21
0.1217% | summer | 18 | 64523042-022 | 24.9346 | 2021/22
1.892% | summer | 24 | 64523042-022 | 554.1218 | 2022/23
12.53% | summer | 31 | 64523042-022 | 5146.586 | 2023/24
23.93% | summer | 34 | 64523042-022 | 11208.9749 | 2024/25
36.65% | summer | 36 | 64523042-022 | 19257.9967 | 2025/26
51.82% | summer | 38 | 64523042-022 | 28741.3693 | 2026/27
51.82% | summer | 39 | 64523042-022 | 29497.7211 | 2027/28
51.82% | summer | 40 | 64523042-022 | 30254.073 | 2028/29
51.82% | summer | 40 | 64523042-022 | 30254.073 | 2029/30
63.75% | summer | 42 | 64523042-022 | 39081.7332 | 2030/31
72.08% | summer | 44 | 64523042-022 | 46291.8468 | 2031/32
0% | winter | 9 | 64523042-022 | 0 | 2019/20
0% | winter | 13 | 64523042-022 | 0 | 2020/21
0.05723% | winter | 18 | 64523042-022 | 3.807 | 2021/22
0.3651% | winter | 24 | 64523042-022 | 34.7075 | 2022/23
5.64% | winter | 31 | 64523042-022 | 752.1288 | 2023/24
13.63% | winter | 34 | 64523042-022 | 2073.0377 | 2024/25
23.26% | winter | 36 | 64523042-022 | 3968.0008 | 2025/26
31.51% | winter | 38 | 64523042-022 | 5672.3784 | 2026/27
31.51% | winter | 39 | 64523042-022 | 5821.6515 | 2027/28
31.51% | winter | 40 | 64523042-022 | 5970.9246 | 2028/29
31.51% | winter | 40 | 64523042-022 | 5970.9246 | 2029/30
41.78% | winter | 42 | 64523042-022 | 8314.5555 | 2030/31
51.97% | winter | 44 | 64523042-022 | 10833.681 | 2031/32
0.06277% | shoulder | 9 | 64523042-022 | 5.4196 | 2019/20
0.2037% | shoulder | 13 | 64523042-022 | 29.8442 | 2020/21
1.294% | shoulder | 18 | 64523042-022 | 282.0552 | 2021/22
6.7% | shoulder | 24 | 64523042-022 | 2086.7 | 2022/23
25.81% | shoulder | 31 | 64523042-022 | 11275.7035 | 2023/24
42.08% | shoulder | 34 | 64523042-022 | 20966.5948 | 2024/25
58.16% | shoulder | 36 | 64523042-022 | 32503.3508 | 2025/26
73.1% | shoulder | 38 | 64523042-022 | 43123.6262 | 2026/27
73.1% | shoulder | 39 | 64523042-022 | 44258.4584 | 2027/28
73.1% | shoulder | 40 | 64523042-022 | 45393.2907 | 2028/29
73.1% | shoulder | 40 | 64523042-022 | 45393.2907 | 2029/30
83.56% | shoulder | 42 | 64523042-022 | 54481.5031 | 2030/31
89.68% | shoulder | 44 | 64523042-022 | 61253.0949 | 2031/32
0.3641% | summer | 5 | 11074230-024 | 16.4215 | 2021/22
3.143% | summer | 10 | 11074230-024 | 333.0878 | 2022/23
11.63% | summer | 16 | 11074230-024 | 2119.3457 | 2023/24
35.37% | summer | 24 | 11074230-024 | 10359.6592 | 2024/25
68.14% | summer | 33 | 11074230-024 | 29803.7332 | 2025/26
78.23% | summer | 36 | 11074230-024 | 38804.7272 | 2026/27
83.59% | summer | 39 | 11074230-024 | 47583.3718 | 2027/28
86.58% | summer | 41 | 11074230-024 | 51817.4773 | 2028/29
88.2% | summer | 43 | 11074230-024 | 55358.648 | 2029/30
88.2% | summer | 44 | 11074230-024 | 56646.0584 | 2030/31
88.2% | summer | 44 | 11074230-024 | 56646.0584 | 2031/32
89.38% | summer | 46 | 11074230-024 | 60018.1807 | 2032/33
89.38% | summer | 48 | 11074230-024 | 62627.6668 | 2033/34
0% | winter | 5 | 11074230-024 | 0 | 2021/22
0% | winter | 10 | 11074230-024 | 0 | 2022/23
0.2095% | winter | 16 | 11074230-024 | 12.3854 | 2023/24
3.5% | winter | 24 | 11074230-024 | 332.6715 | 2024/25
31.95% | winter | 33 | 11074230-024 | 4535.9914 | 2025/26
49.2% | winter | 36 | 11074230-024 | 7921.1854 | 2026/27
67.15% | winter | 39 | 11074230-024 | 12407.2738 | 2027/28
80.8% | winter | 41 | 11074230-024 | 15695.5315 | 2028/29
91.44% | winter | 43 | 11074230-024 | 18628.9068 | 2029/30
91.44% | winter | 44 | 11074230-024 | 19062.1371 | 2030/31
91.44% | winter | 44 | 11074230-024 | 19062.1371 | 2031/32
96.38% | winter | 46 | 11074230-024 | 21004.0337 | 2032/33
96.38% | winter | 48 | 11074230-024 | 21917.2526 | 2033/34
0.0702% | shoulder | 5 | 11074230-024 | 3.3673 | 2021/22
0.5582% | shoulder | 10 | 11074230-024 | 62.9127 | 2022/23
7.388% | shoulder | 16 | 11074230-024 | 1431.3334 | 2023/24
27.21% | shoulder | 24 | 11074230-024 | 8474.1543 | 2024/25
74.81% | shoulder | 33 | 11074230-024 | 34796.5239 | 2025/26
86.53% | shoulder | 36 | 11074230-024 | 45651.2409 | 2026/27
93.36% | shoulder | 39 | 11074230-024 | 56518.62 | 2027/28
97.45% | shoulder | 41 | 11074230-024 | 62020.1434 | 2028/29
98.9% | shoulder | 43 | 11074230-024 | 66015.3701 | 2029/30
98.9% | shoulder | 44 | 11074230-024 | 67550.6113 | 2030/31
98.9% | shoulder | 44 | 11074230-024 | 67550.6113 | 2031/32
99.57% | shoulder | 46 | 11074230-024 | 71099.415 | 2032/33
99.57% | shoulder | 48 | 11074230-024 | 74190.6939 | 2033/34
0% | summer | 6 | 11056100-031 | 0 | 2021/22
0.1045% | summer | 14 | 11056100-031 | 15.4986 | 2022/23
9.406% | summer | 23 | 11056100-031 | 2463.0408 | 2023/24
62.29% | summer | 34 | 11056100-031 | 25842.9429 | 2024/25
89.7% | summer | 46 | 11056100-031 | 54687.6821 | 2025/26
92.58% | summer | 50 | 11056100-031 | 63784.1099 | 2026/27
94.98% | summer | 53 | 11056100-031 | 73479.4328 | 2027/28
96.65% | summer | 56 | 11056100-031 | 79006.4314 | 2028/29
97.78% | summer | 58 | 11056100-031 | 82778.957 | 2029/30
97.78% | summer | 59 | 11056100-031 | 84206.1804 | 2030/31
97.78% | summer | 59 | 11056100-031 | 84206.1804 | 2031/32
98.45% | summer | 61 | 11056100-031 | 87664.3218 | 2032/33
98.45% | summer | 63 | 11056100-031 | 90538.5618 | 2033/34
0% | winter | 6 | 11056100-031 | 0 | 2021/22
0.004444% | winter | 14 | 11056100-031 | 0.21399 | 2022/23
5.978% | winter | 23 | 11056100-031 | 508.092 | 2023/24
56.82% | winter | 34 | 11056100-031 | 7652.2788 | 2024/25
85.83% | winter | 46 | 11056100-031 | 16984.1818 | 2025/26
87.4% | winter | 50 | 11056100-031 | 19544.9595 | 2026/27
89.19% | winter | 53 | 11056100-031 | 22397.0719 | 2027/28
92.83% | winter | 56 | 11056100-031 | 24630.3158 | 2028/29
95.81% | winter | 58 | 11056100-031 | 26327.9469 | 2029/30
95.81% | winter | 59 | 11056100-031 | 26781.877 | 2030/31
95.81% | winter | 59 | 11056100-031 | 26781.877 | 2031/32
98.55% | winter | 61 | 11056100-031 | 28482.6328 | 2032/33
98.55% | winter | 63 | 11056100-031 | 29416.4896 | 2033/34
0% | shoulder | 6 | 11056100-031 | 0 | 2021/22
1.022% | shoulder | 14 | 11056100-031 | 161.2873 | 2022/23
23.33% | shoulder | 23 | 11056100-031 | 6496.022 | 2023/24
82.53% | shoulder | 34 | 11056100-031 | 36414.3855 | 2024/25
98.63% | shoulder | 46 | 11056100-031 | 63948.1434 | 2025/26
99.43% | shoulder | 50 | 11056100-031 | 72854.8593 | 2026/27
99.65% | shoulder | 53 | 11056100-031 | 81988.3907 | 2027/28
99.74% | shoulder | 56 | 11056100-031 | 86701.2115 | 2028/29
99.97% | shoulder | 58 | 11056100-031 | 90012.7375 | 2029/30
99.97% | shoulder | 59 | 11056100-031 | 91564.6812 | 2030/31
99.97% | shoulder | 59 | 11056100-031 | 91564.6812 | 2031/32
100% | shoulder | 61 | 11056100-031 | 94691.6984 | 2032/33
100% | shoulder | 63 | 11056100-031 | 97796.3443 | 2033/34
0.1282% | summer | 9 | 73122840-023 | 10.4103 | 2021/22
9.18% | summer | 25 | 73122840-023 | 2432.1626 | 2022/23
57.67% | summer | 44 | 73122840-023 | 28888.5486 | 2023/24
90.81% | summer | 67 | 73122840-023 | 74247.8236 | 2024/25
98.2% | summer | 92 | 73122840-023 | 119735.9452 | 2025/26
98.72% | summer | 100 | 73122840-023 | 136025.2743 | 2026/27
99% | summer | 106 | 73122840-023 | 153187.4553 | 2027/28
99.41% | summer | 112 | 73122840-023 | 162526.7274 | 2028/29
99.72% | summer | 116 | 73122840-023 | 168853.1777 | 2029/30
99.93% | summer | 119 | 73122840-023 | 173580.0879 | 2030/31
99.93% | summer | 120 | 73122840-023 | 175038.7441 | 2031/32
100% | summer | 125 | 73122840-023 | 182461.2801 | 2032/33
100% | summer | 130 | 73122840-023 | 189759.7313 | 2033/34
0% | winter | 9 | 73122840-023 | 0 | 2021/22
3.908% | winter | 25 | 73122840-023 | 336.0439 | 2022/23
91.16% | winter | 44 | 73122840-023 | 14823.2039 | 2023/24
100% | winter | 67 | 73122840-023 | 26537.4878 | 2024/25
100% | winter | 92 | 73122840-023 | 39577.8686 | 2025/26
100% | winter | 100 | 73122840-023 | 44725.0383 | 2026/27
100% | winter | 106 | 73122840-023 | 50220.9117 | 2027/28
100% | winter | 112 | 73122840-023 | 53063.6048 | 2028/29
100% | winter | 116 | 73122840-023 | 54958.7335 | 2029/30
100% | winter | 119 | 73122840-023 | 56380.0801 | 2030/31
100% | winter | 120 | 73122840-023 | 56853.8623 | 2031/32
100% | winter | 125 | 73122840-023 | 59222.7732 | 2032/33
100% | winter | 130 | 73122840-023 | 61591.6841 | 2033/34
0.08936% | shoulder | 9 | 73122840-023 | 7.7153 | 2021/22
11.89% | shoulder | 25 | 73122840-023 | 3349.2837 | 2022/23
88.85% | shoulder | 44 | 73122840-023 | 47337.7715 | 2023/24
97.92% | shoulder | 67 | 73122840-023 | 85137.6207 | 2024/25
99.93% | shoulder | 92 | 73122840-023 | 129586.3049 | 2025/26
100% | shoulder | 100 | 73122840-023 | 146541.2886 | 2026/27
100% | shoulder | 106 | 73122840-023 | 164548.4809 | 2027/28
100% | shoulder | 112 | 73122840-023 | 173862.5458 | 2028/29
100% | shoulder | 116 | 73122840-023 | 180071.9224 | 2029/30
100% | shoulder | 119 | 73122840-023 | 184728.9549 | 2030/31
100% | shoulder | 120 | 73122840-023 | 186281.2991 | 2031/32
100% | shoulder | 125 | 73122840-023 | 194043.0199 | 2032/33
100% | shoulder | 130 | 73122840-023 | 201804.7407 | 2033/34
57.01% | summer | 16 | 11027096-005 | 8228.2558 | 2021/22
0.01643% | summer | 29 | 11027096-005 | 5.0479 | 2022/23
47.5% | summer | 45 | 11027096-005 | 24334.5325 | 2023/24
93.62% | summer | 65 | 11027096-005 | 74262.3729 | 2024/25
98.67% | summer | 87 | 11027096-005 | 113779.838 | 2025/26
99.48% | summer | 94 | 11027096-005 | 128853.7046 | 2026/27
99.92% | summer | 100 | 11027096-005 | 145846.9694 | 2027/28
99.94% | summer | 105 | 11027096-005 | 153181.4183 | 2028/29
99.95% | summer | 108 | 11027096-005 | 157570.6305 | 2029/30
100% | summer | 111 | 11027096-005 | 162025.6167 | 2030/31
100% | summer | 111 | 11027096-005 | 162025.6167 | 2031/32
100% | summer | 115 | 11027096-005 | 167864.3777 | 2032/33
100% | summer | 120 | 11027096-005 | 175162.8289 | 2033/34
39.87% | winter | 16 | 11027096-005 | 1867.6632 | 2021/22
0% | winter | 29 | 11027096-005 | 0 | 2022/23
29.59% | winter | 45 | 11027096-005 | 4921.4529 | 2023/24
95.76% | winter | 65 | 11027096-005 | 24652.6847 | 2024/25
100% | winter | 87 | 11027096-005 | 37426.8975 | 2025/26
100% | winter | 94 | 11027096-005 | 42041.536 | 2026/27
100% | winter | 100 | 11027096-005 | 47378.2186 | 2027/28
100% | winter | 105 | 11027096-005 | 49747.1295 | 2028/29
100% | winter | 108 | 11027096-005 | 51168.476 | 2029/30
100% | winter | 111 | 11027096-005 | 52589.8226 | 2030/31
100% | winter | 111 | 11027096-005 | 52589.8226 | 2031/32
100% | winter | 115 | 11027096-005 | 54484.9513 | 2032/33
100% | winter | 120 | 11027096-005 | 56853.8623 | 2033/34
50.6% | shoulder | 16 | 11027096-005 | 7766.8055 | 2021/22
0.08257% | shoulder | 29 | 11027096-005 | 26.9849 | 2022/23
42.16% | shoulder | 45 | 11027096-005 | 22972.6747 | 2023/24
99.4% | shoulder | 65 | 11027096-005 | 83845.3019 | 2024/25
100% | shoulder | 87 | 11027096-005 | 122628.9792 | 2025/26
100% | shoulder | 94 | 11027096-005 | 137748.8113 | 2026/27
100% | shoulder | 100 | 11027096-005 | 155234.4159 | 2027/28
100% | shoulder | 105 | 11027096-005 | 162996.1367 | 2028/29
100% | shoulder | 108 | 11027096-005 | 167653.1692 | 2029/30
100% | shoulder | 111 | 11027096-005 | 172310.2016 | 2030/31
100% | shoulder | 111 | 11027096-005 | 172310.2016 | 2031/32
100% | shoulder | 115 | 11027096-005 | 178519.5783 | 2032/33
100% | shoulder | 120 | 11027096-005 | 186281.2991 | 2033/34
0% | summer | 16 | 73640339-013 | 0 | 2019/20
0.0421% | summer | 49 | 73640339-013 | 21.861 | 2020/21
0% | summer | 86 | 73640339-013 | 0 | 2021/22
0% | summer | 129 | 73640339-013 | 0 | 2022/23
0% | summer | 172 | 73640339-013 | 0 | 2023/24
0.0556% | summer | 185 | 73640339-013 | 141.7409 | 2024/25
0.3629% | summer | 194 | 73640339-013 | 1027.7162 | 2025/26
0.8083% | summer | 202 | 73640339-013 | 2383.3679 | 2026/27
1.437% | summer | 207 | 73640339-013 | 4342.8525 | 2027/28
3.149% | summer | 211 | 73640339-013 | 9699.5025 | 2028/29
4.979% | summer | 212 | 73640339-013 | 15407.7143 | 2029/30
9.58% | summer | 219 | 73640339-013 | 30624.5291 | 2030/31
15.3% | summer | 225 | 73640339-013 | 50243.106 | 2031/32
0% | winter | 16 | 73640339-013 | 0 | 2019/20
0% | winter | 49 | 73640339-013 | 0 | 2020/21
0% | winter | 86 | 73640339-013 | 0 | 2021/22
0% | winter | 129 | 73640339-013 | 0 | 2022/23
0% | winter | 172 | 73640339-013 | 0 | 2023/24
0% | winter | 185 | 73640339-013 | 0 | 2024/25
0.05468% | winter | 194 | 73640339-013 | 50.2601 | 2025/26
0.1636% | winter | 202 | 73640339-013 | 156.5918 | 2026/27
0.333% | winter | 207 | 73640339-013 | 326.5591 | 2027/28
1.147% | winter | 211 | 73640339-013 | 1146.1702 | 2028/29
2.022% | winter | 212 | 73640339-013 | 2030.4683 | 2029/30
5.269% | winter | 219 | 73640339-013 | 5467.0845 | 2030/31
10.29% | winter | 225 | 73640339-013 | 10972.7078 | 2031/32
0.04125% | shoulder | 16 | 73640339-013 | 6.3323 | 2019/20
0.3468% | shoulder | 49 | 73640339-013 | 191.5164 | 2020/21
0% | shoulder | 86 | 73640339-013 | 0 | 2021/22
0% | shoulder | 129 | 73640339-013 | 0 | 2022/23
0.08993% | shoulder | 172 | 73640339-013 | 218.0345 | 2023/24
0.4051% | shoulder | 185 | 73640339-013 | 1098.2587 | 2024/25
1.307% | shoulder | 194 | 73640339-013 | 3935.9336 | 2025/26
2.766% | shoulder | 202 | 73640339-013 | 8672.5956 | 2026/27
4.988% | shoulder | 207 | 73640339-013 | 16027.826 | 2027/28
7.086% | shoulder | 211 | 73640339-013 | 23208.8623 | 2028/29
9.267% | shoulder | 212 | 73640339-013 | 30496.4698 | 2029/30
14.81% | shoulder | 219 | 73640339-013 | 50342.4003 | 2030/31
21.75% | shoulder | 225 | 73640339-013 | 75964.2935 | 2031/32
0% | summer | 17 | 11078498-013 | 0 | 2021/22
0% | summer | 48 | 11078498-013 | 0 | 2022/23
0% | summer | 74 | 11078498-013 | 0 | 2023/24
0.04036% | summer | 96 | 11078498-013 | 47.287 | 2024/25
4.051% | summer | 109 | 11078498-013 | 5851.741 | 2025/26
8.761% | summer | 111 | 11078498-013 | 13400.901 | 2026/27
8.761% | summer | 112 | 11078498-013 | 14323.7604 | 2027/28
8.761% | summer | 113 | 11078498-013 | 14451.6512 | 2028/29
8.761% | summer | 113 | 11078498-013 | 14451.6512 | 2029/30
8.761% | summer | 113 | 11078498-013 | 14451.6512 | 2030/31
8.761% | summer | 113 | 11078498-013 | 14451.6512 | 2031/32
24.57% | summer | 114 | 11078498-013 | 40885.069 | 2032/33
24.57% | summer | 114 | 11078498-013 | 40885.069 | 2033/34
0% | winter | 17 | 11078498-013 | 0 | 2021/22
0% | winter | 48 | 11078498-013 | 0 | 2022/23
0% | winter | 74 | 11078498-013 | 0 | 2023/24
0.1527% | winter | 96 | 11078498-013 | 58.0674 | 2024/25
19.7% | winter | 109 | 11078498-013 | 9237.9935 | 2025/26
32.4% | winter | 111 | 11078498-013 | 16084.6394 | 2026/27
32.4% | winter | 112 | 11078498-013 | 17192.3158 | 2027/28
32.4% | winter | 113 | 11078498-013 | 17345.8186 | 2028/29
32.4% | winter | 113 | 11078498-013 | 17345.8186 | 2029/30
32.4% | winter | 113 | 11078498-013 | 17345.8186 | 2030/31
32.4% | winter | 113 | 11078498-013 | 17345.8186 | 2031/32
52.33% | winter | 114 | 11078498-013 | 28261.565 | 2032/33
52.33% | winter | 114 | 11078498-013 | 28261.565 | 2033/34
0.06369% | shoulder | 17 | 11078498-013 | 10.3873 | 2021/22
0% | shoulder | 48 | 11078498-013 | 0 | 2022/23
0% | shoulder | 74 | 11078498-013 | 0 | 2023/24
1.774% | shoulder | 96 | 11078498-013 | 2210.26 | 2024/25
26.92% | shoulder | 109 | 11078498-013 | 41353.9822 | 2025/26
40.54% | shoulder | 111 | 11078498-013 | 65938.8078 | 2026/27
40.54% | shoulder | 112 | 11078498-013 | 70479.7152 | 2027/28
40.54% | shoulder | 113 | 11078498-013 | 71108.9983 | 2028/29
40.54% | shoulder | 113 | 11078498-013 | 71108.9983 | 2029/30
40.54% | shoulder | 113 | 11078498-013 | 71108.9983 | 2030/31
40.54% | shoulder | 113 | 11078498-013 | 71108.9983 | 2031/32
60.43% | shoulder | 114 | 11078498-013 | 106943.3493 | 2032/33
60.43% | shoulder | 114 | 11078498-013 | 106943.3493 | 2033/34
0% | summer | 10 | 11079188-005 | 0 | 2021/22
0% | summer | 26 | 11079188-005 | 0 | 2022/23
0% | summer | 44 | 11079188-005 | 0 | 2023/24
0% | summer | 67 | 11079188-005 | 0 | 2024/25
0.4654% | summer | 91 | 11079188-005 | 561.2893 | 2025/26
19.3% | summer | 99 | 11079188-005 | 26333.3628 | 2026/27
56.83% | summer | 105 | 11079188-005 | 87095.5007 | 2027/28
72.21% | summer | 110 | 11079188-005 | 115939.1574 | 2028/29
89.05% | summer | 114 | 11079188-005 | 148179.4506 | 2029/30
93.4% | summer | 117 | 11079188-005 | 159518.3508 | 2030/31
93.4% | summer | 117 | 11079188-005 | 159518.3508 | 2031/32
95.54% | summer | 122 | 11079188-005 | 170148.2898 | 2032/33
97.21% | summer | 127 | 11079188-005 | 180204.4888 | 2033/34
0% | winter | 10 | 11079188-005 | 0 | 2021/22
0.05095% | winter | 26 | 11079188-005 | 4.5566 | 2022/23
0% | winter | 44 | 11079188-005 | 0 | 2023/24
0% | winter | 67 | 11079188-005 | 0 | 2024/25
0.1559% | winter | 91 | 11079188-005 | 61.0369 | 2025/26
6.044% | winter | 99 | 11079188-005 | 2676.0949 | 2026/27
23.92% | winter | 105 | 11079188-005 | 11901.4915 | 2027/28
39.97% | winter | 110 | 11079188-005 | 20832.7763 | 2028/29
68.57% | winter | 114 | 11079188-005 | 37036.2729 | 2029/30
80.7% | winter | 117 | 11079188-005 | 44734.8772 | 2030/31
80.7% | winter | 117 | 11079188-005 | 44734.8772 | 2031/32
86.91% | winter | 122 | 11079188-005 | 50235.0517 | 2032/33
95.29% | winter | 127 | 11079188-005 | 57337.5094 | 2033/34
0.001365% | shoulder | 10 | 11079188-005 | 0.13095 | 2021/22
0.1874% | shoulder | 26 | 11079188-005 | 54.9181 | 2022/23
0% | shoulder | 44 | 11079188-005 | 0 | 2023/24
0% | shoulder | 67 | 11079188-005 | 0 | 2024/25
0.9927% | shoulder | 91 | 11079188-005 | 1273.3334 | 2025/26
21.93% | shoulder | 99 | 11079188-005 | 31810.7036 | 2026/27
59.37% | shoulder | 105 | 11079188-005 | 96768.1934 | 2027/28
74.05% | shoulder | 110 | 11079188-005 | 126441.8669 | 2028/29
91.19% | shoulder | 114 | 11079188-005 | 161370.772 | 2029/30
94.96% | shoulder | 117 | 11079188-005 | 172468.3428 | 2030/31
94.96% | shoulder | 117 | 11079188-005 | 172468.3428 | 2031/32
96.72% | shoulder | 122 | 11079188-005 | 183180.3721 | 2032/33
99.17% | shoulder | 127 | 11079188-005 | 195511.2649 | 2033/34
0% | summer | 16 | 11026942-005 | 0 | 2021/22
0% | summer | 49 | 11026942-005 | 0 | 2022/23
0% | summer | 80 | 11026942-005 | 0 | 2023/24
56.93% | summer | 109 | 11026942-005 | 75718.5878 | 2024/25
97.49% | summer | 130 | 11026942-005 | 167973.2495 | 2025/26
97.61% | summer | 134 | 11026942-005 | 180239.6066 | 2026/27
97.81% | summer | 137 | 11026942-005 | 195607.0848 | 2027/28
98.35% | summer | 139 | 11026942-005 | 199557.845 | 2028/29
98.35% | summer | 140 | 11026942-005 | 200993.513 | 2029/30
98.35% | summer | 141 | 11026942-005 | 202429.1809 | 2030/31
98.35% | summer | 141 | 11026942-005 | 202429.1809 | 2031/32
98.64% | summer | 142 | 11026942-005 | 204447.4061 | 2032/33
98.64% | summer | 143 | 11026942-005 | 205887.1765 | 2033/34
0% | winter | 16 | 11026942-005 | 0 | 2021/22
0% | winter | 49 | 11026942-005 | 0 | 2022/23
0% | winter | 80 | 11026942-005 | 0 | 2023/24
15.07% | winter | 109 | 11026942-005 | 6506.4054 | 2024/25
98.5% | winter | 130 | 11026942-005 | 55088.4445 | 2025/26
99.39% | winter | 134 | 11026942-005 | 59565.4292 | 2026/27
99.84% | winter | 137 | 11026942-005 | 64803.4688 | 2027/28
99.84% | winter | 139 | 11026942-005 | 65749.5049 | 2028/29
99.84% | winter | 140 | 11026942-005 | 66222.5229 | 2029/30
99.84% | winter | 141 | 11026942-005 | 66695.5409 | 2030/31
99.84% | winter | 141 | 11026942-005 | 66695.5409 | 2031/32
99.84% | winter | 142 | 11026942-005 | 67168.5589 | 2032/33
99.84% | winter | 143 | 11026942-005 | 67641.577 | 2033/34
0.08091% | shoulder | 16 | 11026942-005 | 12.4188 | 2021/22
0% | shoulder | 49 | 11026942-005 | 0 | 2022/23
0.08091% | shoulder | 80 | 11026942-005 | 78.3708 | 2023/24
52.56% | shoulder | 109 | 11026942-005 | 74349.4456 | 2024/25
99.96% | shoulder | 130 | 11026942-005 | 183168.2521 | 2025/26
100% | shoulder | 134 | 11026942-005 | 196365.3267 | 2026/27
100% | shoulder | 137 | 11026942-005 | 212671.1498 | 2027/28
100% | shoulder | 139 | 11026942-005 | 215775.8381 | 2028/29
100% | shoulder | 140 | 11026942-005 | 217328.1823 | 2029/30
100% | shoulder | 141 | 11026942-005 | 218880.5264 | 2030/31
100% | shoulder | 141 | 11026942-005 | 218880.5264 | 2031/32
100% | shoulder | 142 | 11026942-005 | 220432.8706 | 2032/33
100% | shoulder | 143 | 11026942-005 | 221985.2147 | 2033/34
0% | summer | 10 | 45810060-013 | 0 | 2021/22
0% | summer | 25 | 45810060-013 | 0 | 2022/23
0% | summer | 42 | 45810060-013 | 0 | 2023/24
0% | summer | 61 | 45810060-013 | 0 | 2024/25
0.4794% | summer | 79 | 45810060-013 | 501.9582 | 2025/26
7.244% | summer | 84 | 45810060-013 | 8384.8174 | 2026/27
19.19% | summer | 88 | 45810060-013 | 24650.5509 | 2027/28
33.72% | summer | 91 | 45810060-013 | 44797.1695 | 2028/29
52.65% | summer | 93 | 45810060-013 | 71473.8251 | 2029/30
52.65% | summer | 95 | 45810060-013 | 73010.8967 | 2030/31
52.65% | summer | 95 | 45810060-013 | 73010.8967 | 2031/32
68.76% | summer | 98 | 45810060-013 | 98366.0858 | 2032/33
80.65% | summer | 100 | 45810060-013 | 117718.5945 | 2033/34
0% | winter | 10 | 45810060-013 | 0 | 2021/22
0% | winter | 25 | 45810060-013 | 0 | 2022/23
0% | winter | 42 | 45810060-013 | 0 | 2023/24
0% | winter | 61 | 45810060-013 | 0 | 2024/25
0.06012% | winter | 79 | 45810060-013 | 20.4306 | 2025/26
0.6906% | winter | 84 | 45810060-013 | 259.4347 | 2026/27
3.708% | winter | 88 | 45810060-013 | 1545.8488 | 2027/28
8.713% | winter | 91 | 45810060-013 | 3756.7535 | 2028/29
20.14% | winter | 93 | 45810060-013 | 8874.4861 | 2029/30
20.14% | winter | 95 | 45810060-013 | 9065.3353 | 2030/31
20.14% | winter | 95 | 45810060-013 | 9065.3353 | 2031/32
34.43% | winter | 98 | 45810060-013 | 15985.2437 | 2032/33
52.18% | winter | 100 | 45810060-013 | 24721.1116 | 2033/34
0.01334% | shoulder | 10 | 45810060-013 | 1.2794 | 2021/22
0% | shoulder | 25 | 45810060-013 | 0 | 2022/23
0% | shoulder | 42 | 45810060-013 | 0 | 2023/24
0.003479% | shoulder | 61 | 45810060-013 | 2.754 | 2024/25
3.165% | shoulder | 79 | 45810060-013 | 3524.3951 | 2025/26
14.22% | shoulder | 84 | 45810060-013 | 17499.9399 | 2026/27
28.11% | shoulder | 88 | 45810060-013 | 38395.3939 | 2027/28
42.95% | shoulder | 91 | 45810060-013 | 60672.3421 | 2028/29
59.91% | shoulder | 93 | 45810060-013 | 86485.9835 | 2029/30
59.91% | shoulder | 95 | 45810060-013 | 88345.8971 | 2030/31
59.91% | shoulder | 95 | 45810060-013 | 88345.8971 | 2031/32
73.47% | shoulder | 98 | 45810060-013 | 111770.9376 | 2032/33
84.4% | shoulder | 100 | 45810060-013 | 131014.182 | 2033/34
0% | summer | 22 | 11080500-001 | 0 | 2021/22
0.1758% | summer | 46 | 11080500-001 | 85.7088 | 2022/23
10.07% | summer | 74 | 11080500-001 | 8483.5581 | 2023/24
78% | summer | 107 | 11080500-001 | 101841.4528 | 2024/25
95.66% | summer | 141 | 11080500-001 | 178762.8748 | 2025/26
96.91% | summer | 152 | 11080500-001 | 202974.9924 | 2026/27
97.71% | summer | 160 | 11080500-001 | 228198.1717 | 2027/28
98.13% | summer | 167 | 11080500-001 | 239210.2945 | 2028/29
98.42% | summer | 172 | 11080500-001 | 247107.7327 | 2029/30
98.68% | summer | 176 | 11080500-001 | 253508.6203 | 2030/31
98.79% | summer | 177 | 11080500-001 | 255243.5785 | 2031/32
99% | summer | 183 | 11080500-001 | 264459.9636 | 2032/33
99.11% | summer | 189 | 11080500-001 | 273435.0796 | 2033/34
0% | winter | 22 | 11080500-001 | 0 | 2021/22
0.001452% | winter | 46 | 11080500-001 | 0.22966 | 2022/23
2.56% | winter | 74 | 11080500-001 | 700.2021 | 2023/24
65.71% | winter | 107 | 11080500-001 | 27850.0197 | 2024/25
92.36% | winter | 141 | 11080500-001 | 56024.673 | 2025/26
95.3% | winter | 152 | 11080500-001 | 64784.3463 | 2026/27
97.09% | winter | 160 | 11080500-001 | 73598.9146 | 2027/28
97.89% | winter | 167 | 11080500-001 | 77450.5082 | 2028/29
98.39% | winter | 172 | 11080500-001 | 80174.922 | 2029/30
98.76% | winter | 176 | 11080500-001 | 82348.5244 | 2030/31
99.06% | winter | 177 | 11080500-001 | 83073.3854 | 2031/32
99.54% | winter | 183 | 11080500-001 | 86303.7277 | 2032/33
99.77% | winter | 189 | 11080500-001 | 89335.9162 | 2033/34
0% | shoulder | 22 | 11080500-001 | 0 | 2021/22
0.4621% | shoulder | 46 | 11080500-001 | 239.5752 | 2022/23
13.38% | shoulder | 74 | 11080500-001 | 11986.7862 | 2023/24
85.08% | shoulder | 107 | 11080500-001 | 118142.0256 | 2024/25
98.68% | shoulder | 141 | 11080500-001 | 196126.5247 | 2025/26
99.24% | shoulder | 152 | 11080500-001 | 221047.6262 | 2026/27
99.52% | shoulder | 160 | 11080500-001 | 247186.531 | 2027/28
99.64% | shoulder | 167 | 11080500-001 | 258314.5521 | 2028/29
99.74% | shoulder | 172 | 11080500-001 | 266299.4853 | 2029/30
99.77% | shoulder | 176 | 11080500-001 | 272588.2646 | 2030/31
99.81% | shoulder | 177 | 11080500-001 | 274233.3738 | 2031/32
99.89% | shoulder | 183 | 11080500-001 | 283760.2185 | 2032/33
99.92% | shoulder | 189 | 11080500-001 | 293155.3553 | 2033/34
0% | summer | 8 | 11034172-013 | 0 | 2021/22
0% | summer | 19 | 11034172-013 | 0 | 2022/23
0% | summer | 32 | 11034172-013 | 0 | 2023/24
10.22% | summer | 50 | 11034172-013 | 6234.9435 | 2024/25
86.04% | summer | 70 | 11034172-013 | 79824.6757 | 2025/26
94.3% | summer | 77 | 11034172-013 | 100054.8831 | 2026/27
96.9% | summer | 83 | 11034172-013 | 117401.482 | 2027/28
97.36% | summer | 88 | 11034172-013 | 125067.3443 | 2028/29
97.6% | summer | 92 | 11034172-013 | 131066.0028 | 2029/30
97.82% | summer | 95 | 11034172-013 | 135646.5578 | 2030/31
97.82% | summer | 95 | 11034172-013 | 135646.5578 | 2031/32
98.33% | summer | 100 | 11034172-013 | 143524.5361 | 2032/33
98.65% | summer | 105 | 11034172-013 | 151196.5715 | 2033/34
0% | winter | 8 | 11034172-013 | 0 | 2021/22
0% | winter | 19 | 11034172-013 | 0 | 2022/23
0.03201% | winter | 32 | 11034172-013 | 3.7856 | 2023/24
3.021% | winter | 50 | 11034172-013 | 598.2753 | 2024/25
50.3% | winter | 70 | 11034172-013 | 15146.7032 | 2025/26
69.67% | winter | 77 | 11034172-013 | 23994.6227 | 2026/27
85.05% | winter | 83 | 11034172-013 | 33445.1443 | 2027/28
93.88% | winter | 88 | 11034172-013 | 39139.5746 | 2028/29
96.22% | winter | 92 | 11034172-013 | 41941.4832 | 2029/30
97.68% | winter | 95 | 11034172-013 | 43964.1441 | 2030/31
97.68% | winter | 95 | 11034172-013 | 43964.1441 | 2031/32
99.3% | winter | 100 | 11034172-013 | 47044.2812 | 2032/33
99.92% | winter | 105 | 11034172-013 | 49704.8993 | 2033/34
0% | shoulder | 8 | 11034172-013 | 0 | 2021/22
0% | shoulder | 19 | 11034172-013 | 0 | 2022/23
0.3437% | shoulder | 32 | 11034172-013 | 133.1907 | 2023/24
14.37% | shoulder | 50 | 11034172-013 | 9326.6556 | 2024/25
89.1% | shoulder | 70 | 11034172-013 | 87912.7732 | 2025/26
95.75% | shoulder | 77 | 11034172-013 | 108036.9186 | 2026/27
98.87% | shoulder | 83 | 11034172-013 | 127387.693 | 2027/28
99.63% | shoulder | 88 | 11034172-013 | 136095.0052 | 2028/29
99.83% | shoulder | 92 | 11034172-013 | 142567.3898 | 2029/30
99.93% | shoulder | 95 | 11034172-013 | 147365.3235 | 2030/31
99.93% | shoulder | 95 | 11034172-013 | 147365.3235 | 2031/32
99.97% | shoulder | 100 | 11034172-013 | 155188.0605 | 2032/33
100% | shoulder | 105 | 11034172-013 | 162996.1367 | 2033/34
0.05616% | summer | 27 | 11037244-055 | 13.6788 | 2019/20
0.155% | summer | 30 | 11037244-055 | 49.2644 | 2020/21
1.077% | summer | 33 | 11037244-055 | 404.5785 | 2021/22
6.099% | summer | 37 | 11037244-055 | 2753.925 | 2022/23
20.02% | summer | 40 | 11037244-055 | 10612.6543 | 2023/24
20.02% | summer | 41 | 11037244-055 | 11309.2558 | 2024/25
46.17% | summer | 42 | 11037244-055 | 28306.4562 | 2025/26
46.17% | summer | 43 | 11037244-055 | 28980.4194 | 2026/27
46.17% | summer | 44 | 11037244-055 | 29654.3826 | 2027/28
65.18% | summer | 45 | 11037244-055 | 42815.0693 | 2028/29
65.18% | summer | 45 | 11037244-055 | 42815.0693 | 2029/30
65.18% | summer | 46 | 11037244-055 | 43766.5153 | 2030/31
65.18% | summer | 47 | 11037244-055 | 44717.9613 | 2031/32
0.02493% | winter | 27 | 11037244-055 | 1.9705 | 2019/20
0.1104% | winter | 30 | 11037244-055 | 11.3908 | 2020/21
0.6098% | winter | 33 | 11037244-055 | 74.3709 | 2021/22
2.165% | winter | 37 | 11037244-055 | 317.2932 | 2022/23
9.149% | winter | 40 | 11037244-055 | 1574.3913 | 2023/24
9.149% | winter | 41 | 11037244-055 | 1677.7324 | 2024/25
28.43% | winter | 42 | 11037244-055 | 5657.2551 | 2025/26
28.43% | winter | 43 | 11037244-055 | 5791.9516 | 2026/27
28.43% | winter | 44 | 11037244-055 | 5926.6482 | 2027/28
53.16% | winter | 45 | 11037244-055 | 11334.5171 | 2028/29
53.16% | winter | 45 | 11037244-055 | 11334.5171 | 2029/30
53.16% | winter | 46 | 11037244-055 | 11586.3952 | 2030/31
53.16% | winter | 47 | 11037244-055 | 11838.2734 | 2031/32
0.02227% | shoulder | 27 | 11037244-055 | 5.7682 | 2019/20
0.1711% | shoulder | 30 | 11037244-055 | 57.8453 | 2020/21
1.349% | shoulder | 33 | 11037244-055 | 538.9198 | 2021/22
7.717% | shoulder | 37 | 11037244-055 | 3705.4309 | 2022/23
28.15% | shoulder | 40 | 11037244-055 | 15868.5288 | 2023/24
28.15% | shoulder | 41 | 11037244-055 | 16910.1195 | 2024/25
57.56% | shoulder | 42 | 11037244-055 | 37530.3505 | 2025/26
57.56% | shoulder | 43 | 11037244-055 | 38423.9303 | 2026/27
57.56% | shoulder | 44 | 11037244-055 | 39317.5101 | 2027/28
78.58% | shoulder | 45 | 11037244-055 | 54889.096 | 2028/29
78.58% | shoulder | 45 | 11037244-055 | 54889.096 | 2029/30
78.58% | shoulder | 46 | 11037244-055 | 56108.8537 | 2030/31
78.58% | shoulder | 47 | 11037244-055 | 57328.6114 | 2031/32
0% | 0 | 0 | 0 | 0 | 0

## Calc & NPV
CitiPower
Solar enablement
Transformer 106762137-020 | OK |  | 2020/21 | 2021/22 | 2022/23 | 2023/24 | 2024/25 | 2025/26 | 2026/27 | 2027/28 | 2028/29 | 2029/30 | 2030/31 | 2031/32 | 2032/33 | 2033/34 | 2034/35 | 2035/36 | 2036/37 | 2037/38 | 2038/39 | 2039/40 | 2040/41 | 2041/42 | 2042/43 | 2043/44 | 2044/45 | 2045/46 | 2046/47 | 2047/48 | 2048/49 | 2049/50 | 2050/51 | 2051/52
Global Inputs
Global inputs
Transformer ID | 106762137-020
KWh per MWh | 1000
Value per MWh ($2020) | 46.71
Transformer capex $2020 | 94649
Years included for NPV analysis | 30
Calculations
Year |  |  | 2020/21 | 2021/22 | 2022/23 | 2023/24 | 2024/25 | 2025/26 | 2026/27 | 2027/28 | 2028/29 | 2029/30 | 2030/31 | 2031/32 | 2032/33 | 2033/34 | 2034/35 | 2035/36 | 2036/37 | 2037/38 | 2038/39 | 2039/40 | 2040/41 | 2041/42 | 2042/43 | 2043/44 | 2044/45 | 2045/46 | 2046/47 | 2047/48 | 2048/49 | 2049/50 | 2050/51 | 2051/52
Solar customers |  |  |  | 22 | 32 | 43 | 55 | 67 | 71 | 74 | 77 | 79 | 80 | 80 | 82 | 84 | 84 | 84 | 84 | 84 | 84 | 84 | 84 | 84 | 84 | 84 | 84 | 84 | 84 | 84 | 84 | 84 | 84 | 84
Tripped %
| Summer |  |  | 0% | 0.3796% | 18.96% | 64.34% | 84.78% | 87.33% | 89.92% | 92.12% | 93.89% | 93.89% | 93.89% | 95.36% | 96.38% | 96.38% | 96.38% | 96.38% | 96.38% | 96.38% | 96.38% | 96.38% | 96.38% | 96.38% | 96.38% | 96.38% | 96.38% | 96.38% | 96.38% | 96.38% | 96.38% | 96.38% | 96.38%
| Winter |  |  | 0% | 0.009724% | 1.777% | 27.11% | 71.55% | 78.99% | 85.44% | 89.76% | 92.77% | 92.77% | 92.77% | 95.42% | 97.2% | 97.2% | 97.2% | 97.2% | 97.2% | 97.2% | 97.2% | 97.2% | 97.2% | 97.2% | 97.2% | 97.2% | 97.2% | 97.2% | 97.2% | 97.2% | 97.2% | 97.2% | 97.2%
| Shoulder |  |  | 0.1045% | 1.227% | 22.95% | 80.31% | 96.13% | 97.29% | 98.1% | 98.64% | 99.04% | 99.04% | 99.04% | 99.3% | 99.51% | 99.51% | 99.51% | 99.51% | 99.51% | 99.51% | 99.51% | 99.51% | 99.51% | 99.51% | 99.51% | 99.51% | 99.51% | 99.51% | 99.51% | 99.51% | 99.51% | 99.51% | 99.51%
Tripped KWh
| Summer |  |  | 0 | 128.744 | 9282.0749 | 43182.603 | 75282.4288 | 85441.0971 | 97127.8633 | 103541.0031 | 108264.2221 | 109634.6553 | 109634.6553 | 114146.6732 | 118171.0785 | 118171.0785 | 118171.0785 | 118171.0785 | 118171.0785 | 118171.0785 | 118171.0785 | 118171.0785 | 118171.0785 | 118171.0785 | 118171.0785 | 118171.0785 | 118171.0785 | 118171.0785 | 118171.0785 | 118171.0785 | 118171.0785 | 118171.0785 | 118171.0785
| Winter |  |  | 0 | 1.0703 | 282.4132 | 5905.4211 | 20624.1525 | 25083.606 | 29953.6665 | 32744.3913 | 34722.1656 | 35161.6866 | 35161.6866 | 37069.7677 | 38684.5281 | 38684.5281 | 38684.5281 | 38684.5281 | 38684.5281 | 38684.5281 | 38684.5281 | 38684.5281 | 38684.5281 | 38684.5281 | 38684.5281 | 38684.5281 | 38684.5281 | 38684.5281 | 38684.5281 | 38684.5281 | 38684.5281 | 38684.5281 | 38684.5281
| Shoulder |  |  | 22.0469 | 442.3574 | 11949.0435 | 57323.7458 | 90787.5323 | 101220.0209 | 112686.4563 | 117904.8495 | 121452.4144 | 122989.7868 | 122989.7868 | 126404.6239 | 129763.8574 | 129763.8574 | 129763.8574 | 129763.8574 | 129763.8574 | 129763.8574 | 129763.8574 | 129763.8574 | 129763.8574 | 129763.8574 | 129763.8574 | 129763.8574 | 129763.8574 | 129763.8574 | 129763.8574 | 129763.8574 | 129763.8574 | 129763.8574 | 129763.8574
| Subtotal |  |  | 22.0469 | 572.1717 | 21513.5315 | 106411.7699 | 186694.1136 | 211744.724 | 239767.986 | 254190.2439 | 264438.8021 | 267786.1287 | 267786.1287 | 277621.0648 | 286619.464 | 286619.464 | 286619.464 | 286619.464 | 286619.464 | 286619.464 | 286619.464 | 286619.464 | 286619.464 | 286619.464 | 286619.464 | 286619.464 | 286619.464 | 286619.464 | 286619.464 | 286619.464 | 286619.464 | 286619.464 | 286619.464
NPV analysis
Real WACC | 2.75%
Year of augmentation (completed by year end) | 2020/21
NPV date (end of year) | 2020/21
Life remaining at end of forecast period | 0
Year |  |  | 2020/21 | 2021/22 | 2022/23 | 2023/24 | 2024/25 | 2025/26 | 2026/27 | 2027/28 | 2028/29 | 2029/30 | 2030/31 | 2031/32 | 2032/33 | 2033/34 | 2034/35 | 2035/36 | 2036/37 | 2037/38 | 2038/39 | 2039/40 | 2040/41 | 2041/42 | 2042/43 | 2043/44 | 2044/45 | 2045/46 | 2046/47 | 2047/48 | 2048/49 | 2049/50 | 2050/51 | 2051/52
Untripped exports flag |  |  | 0 | 1 | 1 | 1 | 1 | 1 | 1 | 1 | 1 | 1 | 1 | 1 | 1 | 1 | 1 | 1 | 1 | 1 | 1 | 1 | 1 | 1 | 1 | 1 | 1 | 1 | 1 | 1 | 1 | 1 | 1 | 0
Terminal value flag |  |  | 0 | 0 | 0 | 0 | 0 | 0 | 0 | 0 | 0 | 0 | 0 | 0 | 0 | 0 | 0 | 0 | 0 | 0 | 0 | 0 | 0 | 0 | 0 | 0 | 0 | 0 | 0 | 0 | 0 | 0 | 0 | 1
Value of untripped exports (MWh) vs do nothing |  |  | 0 | 1.0298 | 26.7261 | 1004.8971 | 4970.4938 | 8720.482 | 9890.5961 | 11199.5626 | 11873.2263 | 12351.9364 | 12508.2901 | 12508.2901 | 12967.6799 | 13387.9952 | 13387.9952 | 13387.9952 | 13387.9952 | 13387.9952 | 13387.9952 | 13387.9952 | 13387.9952 | 13387.9952 | 13387.9952 | 13387.9952 | 13387.9952 | 13387.9952 | 13387.9952 | 13387.9952 | 13387.9952 | 13387.9952 | 13387.9952 | 0
Terminal value of untripped exports (MWh) vs do nothing |  |  | 0 | 0 | 0 | 0 | 0 | 0 | 0 | 0 | 0 | 0 | 0 | 0 | 0 | 0 | 0 | 0 | 0 | 0 | 0 | 0 | 0 | 0 | 0 | 0 | 0 | 0 | 0 | 0 | 0 | 0 | 0 | 0
Capex |  |  | -94649 | 0 | 0 | 0 | 0 | 0 | 0 | 0 | 0 | 0 | 0 | 0 | 0 | 0 | 0 | 0 | 0 | 0 | 0 | 0 | 0 | 0 | 0 | 0 | 0 | 0 | 0 | 0 | 0 | 0 | 0 | 0
Cash flows |  |  | -94649 | 1.0298 | 26.7261 | 1004.8971 | 4970.4938 | 8720.482 | 9890.5961 | 11199.5626 | 11873.2263 | 12351.9364 | 12508.2901 | 12508.2901 | 12967.6799 | 13387.9952 | 13387.9952 | 13387.9952 | 13387.9952 | 13387.9952 | 13387.9952 | 13387.9952 | 13387.9952 | 13387.9952 | 13387.9952 | 13387.9952 | 13387.9952 | 13387.9952 | 13387.9952 | 13387.9952 | 13387.9952 | 13387.9952 | 13387.9952 | 0
Discount factor |  | 1 | 1 | 0.97324 | 0.94719 | 0.92184 | 0.89717 | 0.87315 | 0.84978 | 0.82704 | 0.80491 | 0.78336 | 0.7624 | 0.74199 | 0.72213 | 0.70281 | 0.684 | 0.66569 | 0.64787 | 0.63053 | 0.61366 | 0.59723 | 0.58125 | 0.56569 | 0.55055 | 0.53582 | 0.52148 | 0.50752 | 0.49394 | 0.48072 | 0.46785 | 0.45533 | 0.44314 | 0.43128
Discounted cash flows |  |  | -94649 | 1.0022 | 25.3147 | 926.3521 | 4459.3567 | 7614.3238 | 8404.8793 | 9262.5006 | 9556.8353 | 9676.0605 | 9536.2942 | 9281.0649 | 9364.4078 | 9409.1794 | 9157.3522 | 8912.2649 | 8673.7372 | 8441.5934 | 8215.6626 | 7995.7787 | 7781.7798 | 7573.5083 | 7370.811 | 7173.5387 | 6981.5462 | 6794.6921 | 6612.8391 | 6435.8531 | 6263.604 | 6095.9649 | 5932.8126 | 0
NPV, based on inputs | 119281.91
NPV positive year | 2020/21
NPV | 119282
Python Output | 119282
Check | 0
Optimal timing - sensitivity analysis
NPV & optimal timing |  |  | 2021/22: NPV DATE (end of year)
|  |  | 119281.91 | 2020/21 | 2021/22 | 2022/23 | 2023/24 | 2024/25 | 2025/26 | 2026/27 | 2027/28 | 2028/29 | 2029/30 | 2030/31 | 2031/32 | 2032/33 | 2033/34 | 2034/35 | 2035/36 | 2036/37 | 2037/38 | 2038/39 | 2039/40 | 2040/41 | 2041/42 | 2042/43 | 2043/44 | 2044/45 | 2045/46 | 2046/47 | 2047/48 | 2048/49 | 2049/50
|  | Year of Augmentation (completed at end of year) | 2020/21 | 119281.91 | 125165.0101 | 131209.867 | 137420.2226 | 143773.7282 | 150165.2667 | 156492.7593 | 162722.2665 | 168815.0971 | 174748.9669 | 180506.3399 | 186078.0626 | 191459.0298 | 196631.3623 | 201577.7641 | 206292.0221 | 210767.7523 | 214998.3953 | 218977.211 | 222697.2743 | 226151.4695 | 229332.4852 | 232232.809 | 234844.7218 | 237160.2923 | 239171.3712 | 240869.5848 | 242246.3295 | 243292.7647 | 243999.8071
|  |  | 2021/22 | 127588.1196 | 131096.7929 | 137304.8022 | 143682.7968 | 150208.5515 | 156777.076 | 163286.4216 | 169702.7828 | 175987.606 | 182118.7481 | 188078.8184 | 193858.8126 | 199453.7787 | 204845.9951 | 210018.3277 | 214964.7295 | 219678.9875 | 224154.7177 | 228385.3606 | 232364.1764 | 236084.2397 | 239538.4349 | 242719.4506 | 245619.7743 | 248231.6871 | 250547.2577 | 252558.3365 | 254256.5502 | 255633.2948 | 256679.7301
|  |  | 2022/23 | 135647.6825 | 139377.9938 | 143210.8886 | 149752.0356 | 156445.4294 | 163186.2029 | 169872.5345 | 176470.7488 | 182942.426 | 189265.5607 | 195422.9032 | 201405.5948 | 207208.8323 | 212815.0477 | 218207.2642 | 223379.5967 | 228325.9985 | 233040.2565 | 237515.9867 | 241746.6297 | 245725.4454 | 249445.5087 | 252899.7039 | 256080.7196 | 258981.0434 | 261592.9562 | 263908.5267 | 265919.6055 | 267617.8192 | 268994.5638
|  |  | 2023/24 | 142589.8245 | 146511.0447 | 150540.0984 | 154679.9511 | 161536.4973 | 168444.9099 | 175303.4905 | 182078.6908 | 188732.2211 | 195242.2098 | 201591.5449 | 207771.5087 | 213777.4435 | 219591.9304 | 225198.1458 | 230590.3623 | 235762.6948 | 240709.0966 | 245423.3546 | 249899.0848 | 254129.7278 | 258108.5435 | 261828.6068 | 265282.802 | 268463.8177 | 271364.1415 | 273976.0543 | 276291.6248 | 278302.7036 | 280000.9173
|  |  | 2024/25 | 145788.3696 | 149797.5497 | 153916.9823 | 158149.6994 | 162498.8161 | 169570.381 | 176596.6007 | 183544.0501 | 190374.5664 | 197066.4081 | 203602.5972 | 209974.5536 | 216177.7608 | 222194.9449 | 228009.4318 | 233615.6472 | 239007.8637 | 244180.1962 | 249126.598 | 253840.856 | 258316.5862 | 262547.2292 | 266526.0449 | 270246.1082 | 273700.3034 | 276881.3191 | 279781.6429 | 282393.5557 | 284709.1262 | 286720.205
|  |  | 2025/26 | 145626.9915 | 149631.7338 | 153746.6065 | 157974.6382 | 162318.9407 | 166782.7116 | 173972.0836 | 181087.1721 | 188089.9374 | 194958.7651 | 201676.8073 | 208235.6177 | 214630.8174 | 220845.2739 | 226862.4581 | 232676.9449 | 238283.1603 | 243675.3768 | 248847.7093 | 253794.1111 | 258508.3691 | 262984.0993 | 267214.7423 | 271193.558 | 274913.6213 | 278367.8165 | 281548.8322 | 284449.156 | 287061.0688 | 289376.6393
|  |  | 2026/27 | 144475.5874 | 148448.6661 | 152531.0044 | 156725.607 | 161035.5612 | 165464.0391 | 170014.3002 | 177292.5409 | 184462.9453 | 191504.0221 | 198399.0503 | 205139.7138 | 211721.7675 | 218128.2165 | 224342.673 | 230359.8572 | 236174.344 | 241780.5594 | 247172.7759 | 252345.1084 | 257291.5102 | 262005.7682 | 266481.4984 | 270712.1414 | 274690.9571 | 278411.0204 | 281865.2156 | 285046.2313 | 287946.5551 | 290558.4679
|  |  | 2027/28 | 142272.43 | 146184.9219 | 150205.0072 | 154335.6449 | 158579.8752 | 162940.8217 | 167421.6943 | 172025.7909 | 179359.3477 | 186568.0635 | 193635.3408 | 200552.9902 | 207316.897 | 213910.2 | 220316.649 | 226531.1055 | 232548.2897 | 238362.7766 | 243968.992 | 249361.2084 | 254533.5409 | 259479.9428 | 264194.2008 | 268669.931 | 272900.5739 | 276879.3897 | 280599.453 | 284053.6482 | 287234.6639 | 290134.9876
|  |  | 2028/29 | 139586.0018 | 143424.6169 | 147368.7938 | 151421.4357 | 155585.5251 | 159864.1271 | 164260.3906 | 168777.5513 | 173418.934 | 180790.8022 | 188025.7185 | 195115.617 | 202056.5098 | 208831.6659 | 215424.9689 | 221831.4179 | 228045.8744 | 234063.0586 | 239877.5454 | 245483.7608 | 250875.9773 | 256048.3098 | 260994.7116 | 265708.9696 | 270184.6999 | 274415.3428 | 278394.1585 | 282114.2219 | 285568.417 | 288749.4327
|  |  | 2029/30 | 136596.4689 | 140352.8718 | 144212.5758 | 148178.4216 | 152253.3282 | 156440.2947 | 160742.4028 | 165162.8189 | 169704.7964 | 174371.6783 | 181769.747 | 189027.2845 | 196140.4264 | 203092.5685 | 209867.7246 | 216461.0276 | 222867.4766 | 229081.9331 | 235099.1173 | 240913.6042 | 246519.8196 | 251912.036 | 257084.3685 | 262030.7704 | 266745.0283 | 271220.7586 | 275451.4015 | 279430.2173 | 283150.2806 | 286604.4758
|  |  | 2030/31 | 133567.7441 | 137240.8571 | 141014.9806 | 144892.8926 | 148877.4472 | 152971.577 | 157178.2953 | 161500.6984 | 165941.9677 | 170505.3718 | 175194.2695 | 182614.9594 | 189895.7403 | 197020.1315 | 203972.2736 | 210747.4297 | 217340.7327 | 223747.1817 | 229961.6382 | 235978.8224 | 241793.3093 | 247399.5246 | 252791.7411 | 257964.0736 | 262910.4754 | 267624.7334 | 272100.4637 | 276331.1066 | 280309.9224 | 284029.9857
|  |  | 2031/32 | 130620.0801 | 134212.1323 | 137902.9659 | 141695.2975 | 145591.9182 | 149595.6959 | 153709.5776 | 157936.591 | 162279.8472 | 166742.543 | 171327.9629 | 176039.4819 | 183483.4152 | 190775.4454 | 197899.8366 | 204851.9787 | 211627.1348 | 218220.4378 | 224626.8868 | 230841.3433 | 236858.5275 | 242673.0143 | 248279.2297 | 253671.4462 | 258843.7787 | 263790.1805 | 268504.4385 | 272980.1688 | 277210.8117 | 281189.6274
|  |  | 2032/33 | 127419.5661 | 130923.6042 | 134524.0033 | 138223.4134 | 142024.5573 | 145930.2326 | 149943.314 | 154066.7551 | 158303.5909 | 162656.9396 | 167130.0055 | 171726.0806 | 176448.5478 | 183903.7304 | 191195.7606 | 198320.1518 | 205272.2939 | 212047.45 | 218640.753 | 225047.202 | 231261.6585 | 237278.8427 | 243093.3296 | 248699.545 | 254091.7614 | 259264.094 | 264210.4958 | 268924.7538 | 273400.484 | 277631.1269
|  |  | 2033/34 | 124009.3101 | 127419.5661 | 130923.6042 | 134524.0033 | 138223.4134 | 142024.5573 | 145930.2326 | 149943.314 | 154066.7551 | 158303.5909 | 162656.9396 | 167130.0055 | 171726.0806 | 176448.5478 | 183903.7304 | 191195.7606 | 198320.1518 | 205272.2939 | 212047.45 | 218640.753 | 225047.202 | 231261.6585 | 237278.8427 | 243093.3296 | 248699.545 | 254091.7614 | 259264.094 | 264210.4958 | 268924.7538 | 273400.484
|  |  | 2034/35 | 120690.3261 | 124009.3101 | 127419.5661 | 130923.6042 | 134524.0033 | 138223.4134 | 142024.5573 | 145930.2326 | 149943.314 | 154066.7551 | 158303.5909 | 162656.9396 | 167130.0055 | 171726.0806 | 176448.5478 | 183903.7304 | 191195.7606 | 198320.1518 | 205272.2939 | 212047.45 | 218640.753 | 225047.202 | 231261.6585 | 237278.8427 | 243093.3296 | 248699.545 | 254091.7614 | 259264.094 | 264210.4958 | 268924.7538
|  |  | 2035/36 | 117460.1714 | 120690.3261 | 124009.3101 | 127419.5661 | 130923.6042 | 134524.0033 | 138223.4134 | 142024.5573 | 145930.2326 | 149943.314 | 154066.7551 | 158303.5909 | 162656.9396 | 167130.0055 | 171726.0806 | 176448.5478 | 183903.7304 | 191195.7606 | 198320.1518 | 205272.2939 | 212047.45 | 218640.753 | 225047.202 | 231261.6585 | 237278.8427 | 243093.3296 | 248699.545 | 254091.7614 | 259264.094 | 264210.4958
|  |  | 2036/37 | 114316.4685 | 117460.1714 | 120690.3261 | 124009.3101 | 127419.5661 | 130923.6042 | 134524.0033 | 138223.4134 | 142024.5573 | 145930.2326 | 149943.314 | 154066.7551 | 158303.5909 | 162656.9396 | 167130.0055 | 171726.0806 | 176448.5478 | 183903.7304 | 191195.7606 | 198320.1518 | 205272.2939 | 212047.45 | 218640.753 | 225047.202 | 231261.6585 | 237278.8427 | 243093.3296 | 248699.545 | 254091.7614 | 259264.094
|  |  | 2037/38 | 111256.9037 | 114316.4685 | 117460.1714 | 120690.3261 | 124009.3101 | 127419.5661 | 130923.6042 | 134524.0033 | 138223.4134 | 142024.5573 | 145930.2326 | 149943.314 | 154066.7551 | 158303.5909 | 162656.9396 | 167130.0055 | 171726.0806 | 176448.5478 | 183903.7304 | 191195.7606 | 198320.1518 | 205272.2939 | 212047.45 | 218640.753 | 225047.202 | 231261.6585 | 237278.8427 | 243093.3296 | 248699.545 | 254091.7614
|  |  | 2038/39 | 108279.225 | 111256.9037 | 114316.4685 | 117460.1714 | 120690.3261 | 124009.3101 | 127419.5661 | 130923.6042 | 134524.0033 | 138223.4134 | 142024.5573 | 145930.2326 | 149943.314 | 154066.7551 | 158303.5909 | 162656.9396 | 167130.0055 | 171726.0806 | 176448.5478 | 183903.7304 | 191195.7606 | 198320.1518 | 205272.2939 | 212047.45 | 218640.753 | 225047.202 | 231261.6585 | 237278.8427 | 243093.3296 | 248699.545
|  |  | 2039/40 | 105381.2409 | 108279.225 | 111256.9037 | 114316.4685 | 117460.1714 | 120690.3261 | 124009.3101 | 127419.5661 | 130923.6042 | 134524.0033 | 138223.4134 | 142024.5573 | 145930.2326 | 149943.314 | 154066.7551 | 158303.5909 | 162656.9396 | 167130.0055 | 171726.0806 | 176448.5478 | 183903.7304 | 191195.7606 | 198320.1518 | 205272.2939 | 212047.45 | 218640.753 | 225047.202 | 231261.6585 | 237278.8427 | 243093.3296
|  |  | 2040/41 | 102560.8184 | 105381.2409 | 108279.225 | 111256.9037 | 114316.4685 | 117460.1714 | 120690.3261 | 124009.3101 | 127419.5661 | 130923.6042 | 134524.0033 | 138223.4134 | 142024.5573 | 145930.2326 | 149943.314 | 154066.7551 | 158303.5909 | 162656.9396 | 167130.0055 | 171726.0806 | 176448.5478 | 183903.7304 | 191195.7606 | 198320.1518 | 205272.2939 | 212047.45 | 218640.753 | 225047.202 | 231261.6585 | 237278.8427
|  |  | 2041/42 | 99815.8816 | 102560.8184 | 105381.2409 | 108279.225 | 111256.9037 | 114316.4685 | 117460.1714 | 120690.3261 | 124009.3101 | 127419.5661 | 130923.6042 | 134524.0033 | 138223.4134 | 142024.5573 | 145930.2326 | 149943.314 | 154066.7551 | 158303.5909 | 162656.9396 | 167130.0055 | 171726.0806 | 176448.5478 | 183903.7304 | 191195.7606 | 198320.1518 | 205272.2939 | 212047.45 | 218640.753 | 225047.202 | 231261.6585
|  |  | 2042/43 | 97144.4103 | 99815.8816 | 102560.8184 | 105381.2409 | 108279.225 | 111256.9037 | 114316.4685 | 117460.1714 | 120690.3261 | 124009.3101 | 127419.5661 | 130923.6042 | 134524.0033 | 138223.4134 | 142024.5573 | 145930.2326 | 149943.314 | 154066.7551 | 158303.5909 | 162656.9396 | 167130.0055 | 171726.0806 | 176448.5478 | 183903.7304 | 191195.7606 | 198320.1518 | 205272.2939 | 212047.45 | 218640.753 | 225047.202
|  |  | 2043/44 | 94544.4383 | 97144.4103 | 99815.8816 | 102560.8184 | 105381.2409 | 108279.225 | 111256.9037 | 114316.4685 | 117460.1714 | 120690.3261 | 124009.3101 | 127419.5661 | 130923.6042 | 134524.0033 | 138223.4134 | 142024.5573 | 145930.2326 | 149943.314 | 154066.7551 | 158303.5909 | 162656.9396 | 167130.0055 | 171726.0806 | 176448.5478 | 183903.7304 | 191195.7606 | 198320.1518 | 205272.2939 | 212047.45 | 218640.753
|  |  | 2044/45 | 92014.0519 | 94544.4383 | 97144.4103 | 99815.8816 | 102560.8184 | 105381.2409 | 108279.225 | 111256.9037 | 114316.4685 | 117460.1714 | 120690.3261 | 124009.3101 | 127419.5661 | 130923.6042 | 134524.0033 | 138223.4134 | 142024.5573 | 145930.2326 | 149943.314 | 154066.7551 | 158303.5909 | 162656.9396 | 167130.0055 | 171726.0806 | 176448.5478 | 183903.7304 | 191195.7606 | 198320.1518 | 205272.2939 | 212047.45
|  |  | 2045/46 | 89551.3887 | 92014.0519 | 94544.4383 | 97144.4103 | 99815.8816 | 102560.8184 | 105381.2409 | 108279.225 | 111256.9037 | 114316.4685 | 117460.1714 | 120690.3261 | 124009.3101 | 127419.5661 | 130923.6042 | 134524.0033 | 138223.4134 | 142024.5573 | 145930.2326 | 149943.314 | 154066.7551 | 158303.5909 | 162656.9396 | 167130.0055 | 171726.0806 | 176448.5478 | 183903.7304 | 191195.7606 | 198320.1518 | 205272.2939
|  |  | 2046/47 | 87154.6362 | 89551.3887 | 92014.0519 | 94544.4383 | 97144.4103 | 99815.8816 | 102560.8184 | 105381.2409 | 108279.225 | 111256.9037 | 114316.4685 | 117460.1714 | 120690.3261 | 124009.3101 | 127419.5661 | 130923.6042 | 134524.0033 | 138223.4134 | 142024.5573 | 145930.2326 | 149943.314 | 154066.7551 | 158303.5909 | 162656.9396 | 167130.0055 | 171726.0806 | 176448.5478 | 183903.7304 | 191195.7606 | 198320.1518
|  |  | 2047/48 | 84822.0303 | 87154.6362 | 89551.3887 | 92014.0519 | 94544.4383 | 97144.4103 | 99815.8816 | 102560.8184 | 105381.2409 | 108279.225 | 111256.9037 | 114316.4685 | 117460.1714 | 120690.3261 | 124009.3101 | 127419.5661 | 130923.6042 | 134524.0033 | 138223.4134 | 142024.5573 | 145930.2326 | 149943.314 | 154066.7551 | 158303.5909 | 162656.9396 | 167130.0055 | 171726.0806 | 176448.5478 | 183903.7304 | 191195.7606
|  |  | 2048/49 | 82551.8543 | 84822.0303 | 87154.6362 | 89551.3887 | 92014.0519 | 94544.4383 | 97144.4103 | 99815.8816 | 102560.8184 | 105381.2409 | 108279.225 | 111256.9037 | 114316.4685 | 117460.1714 | 120690.3261 | 124009.3101 | 127419.5661 | 130923.6042 | 134524.0033 | 138223.4134 | 142024.5573 | 145930.2326 | 149943.314 | 154066.7551 | 158303.5909 | 162656.9396 | 167130.0055 | 171726.0806 | 176448.5478 | 183903.7304
|  |  | 2049/50 | 80342.4373 | 82551.8543 | 84822.0303 | 87154.6362 | 89551.3887 | 92014.0519 | 94544.4383 | 97144.4103 | 99815.8816 | 102560.8184 | 105381.2409 | 108279.225 | 111256.9037 | 114316.4685 | 117460.1714 | 120690.3261 | 124009.3101 | 127419.5661 | 130923.6042 | 134524.0033 | 138223.4134 | 142024.5573 | 145930.2326 | 149943.314 | 154066.7551 | 158303.5909 | 162656.9396 | 167130.0055 | 171726.0806 | 176448.5478
|  |  | NPV | 119282 | 131097 | 143211 | 154680 | 162499 | 166783 | 170014 | 172026 | 173419 | 174372 | 175194 | 176039 | 176449 | 176449 | 176449 | 176449 | 176449 | 176449 | 176449 | 176449 | 176449 | 176449 | 176449 | 176449 | 176449 | 176449 | 176449 | 176449 | 176449 | 176449
|  |  | NPV Rank | 30 | 29 | 28 | 27 | 26 | 25 | 24 | 23 | 22 | 21 | 20 | 19 | 1 | 1 | 1 | 1 | 1 | 1 | 1 | 1 | 1 | 1 | 1 | 1 | 1 | 1 | 1 | 1 | 1 | 1
|  |  | First positive NPV year | 1 | 0 | 0 | 0 | 0 | 0 | 0 | 0 | 0 | 0 | 0 | 0 | 0 | 0 | 0 | 0 | 0 | 0 | 0 | 0 | 0 | 0 | 0 | 0 | 0 | 0 | 0 | 0 | 0 | 0
|  |  | NPV at first positive NPV year | 119282 | 0 | 0 | 0 | 0 | 0 | 0 | 0 | 0 | 0 | 0 | 0 | 0 | 0 | 0 | 0 | 0 | 0 | 0 | 0 | 0 | 0 | 0 | 0 | 0 | 0 | 0 | 0 | 0 | 0
End

## Lists
CitiPower
Solar enablement
Transformers
106762137-020
107340217-020
107824237-022
108731991-014
109340365-013
110031325-009
110229986-014
11026942-005
11027096-005
11027118-015
11027415-015
11027690-014
11027833-020
11027855-037
11027888-011
11028416-006
11028438-015
11028471-024
11028582-019
11028637-004
11028648-004
11028725-005
11028846-033
11028879-002
11028923-006
11029000-006
11029022-006
11029088-006
11029110-015
11029340-014
11029483-005
11029494-013
11029516-013
11029648-010
11029681-001
11029692-018
11029835-018
11029945-029
11029956-028
11029967-029
11030011-012
11030154-013
11030209-015
11030397-010
11030474-042
11030497-042
11030530-002
11030574-022
11030828-028
11030982-005
11031290-019
11031466-011
11031477-011
11031576-037
11031686-038
11031862-014
11032236-022
11032379-009
11032522-010
11032544-019
11032555-010
11032819-033
11032907-037
11033105-013
11033138-006
11033182-014
11033193-014
11033281-003
11033314-015
11033490-009
11033611-005
11033633-008
11033644-017
11033655-005
11033677-003
11033820-018
11034172-013
11034194-008
11034216-008
11034315-008
11034348-005
11034645-005
11034678-011
11034777-016
11034997-013
11035030-006
11035063-006
11035085-001
11035096-005
11035261-018
11035514-015
11035558-014
11037244-055
11044376-051
11044663-041
11044676-041
11044715-041
11044741-051
11044934-041
11045011-066
11053195-051
11054668-019
11054701-015
11055198-006
11055275-008
11055444-009
11055661-011
11055707-007
11055853-033
11056100-031
11056133-037
11056249-029
11056497-031
11056946-007
11056968-024
11057078-007
11057325-027
11057380-015
11057899-012
11058064-019
11058086-034
11058368-015
11058611-005
11058831-005
11058906-002
11059082-002
11059093-002
11059148-010
11059159-015
11059214-001
11059247-015
11059269-015
11059280-005
11059302-006
11059313-004
11059445-009
11059456-004
11059478-009
11059559-004
11059570-013
11059812-004
11059834-002
11059867-002
11059878-013
11059889-004
11059900-011
11059911-003
11059966-004
11060351-013
11060482-002
11060515-002
11060735-011
11061043-005
11061221-005
11061575-002
11061597-002
11061795-037
11062667-006
11062711-002
11062833-011
11063047-007
11063345-006
11064678-012
11064733-001
11065754-005
11065860-009
11066028-005
11066654-002
11067142-014
11068034-021
11068100-009
11069901-002
11070158-001
11070496-023
11071485-034
11071952-015
11073250-014
11073425-022
11073886-025
11074230-024
11074293-021
11074786-022
11075694-021
11076340-028
11076521-009
11076532-015
11076811-003
11076830-011
11076852-015
11077454-013
11077507-014
11077726-025
11077982-007
11078172-015
11078281-006
11078498-013
11078815-005
11078852-006
11079079-006
11079101-001
11079188-005
11079291-042
11079526-010
11079626-008
11079929-022
11079987-006
11080017-005
11080163-013
11080200-015
11080234-009
11080249-019
11080489-014
11080500-001
11080774-003
11081296-011
11081671-009
11082047-001
11082073-001
11082305-012
11082372-002
11082448-014
11082632-003
11082859-006
11082977-014
11083050-007
11083198-007
110939926-014
117447341-014
118557015-016
118640942-015
118651887-005
119163669-006
120026800-005
120049578-004
120550282-014
120864255-015
122243546-008
128465746-002
128969928-002
129151669-001
129236826-015
129237016-004
129536986-003
132056308-021
139657681-002
139960207-002
141037539-020
143041371-009
145235671-011
15217266-022
152219366-002
153501063-010
153572090-033
153649261-023
154129949-003
154584100-013
155426300-002
156967960-005
157057462-002
157210023-001
157467567-004
40614192-003
40729102-011
40934130-009
41028064-005
41272719-006
41630598-033
41948885-007
42009717-007
42010483-014
42284672-009
42306239-007
42391201-004
42414154-022
42503972-014
42796414-013
45409150-012
45810060-013
46701662-005
52702465-014
53902787-004
53933190-006
54021014-033
54701058-011
60800517-005
61934489-023
62819392-001
63135589-029
63328977-009
63819231-001
63829260-024
63927776-014
63944992-016
64036859-012
64229384-013
64229623-003
64523042-022
64625947-015
64740856-010
66614882-005
72022336-004
73122840-023
73157704-001
73640339-013
74416803-011
74533176-011
74717452-018
77025870-006
83738328-002
83843225-006
84147667-022
84436429-004
87742826-015
88229519-027
94045664-015
94636157-009
94636465-001
95239913-015
95445306-013
[Spare]
[Spare]
[Spare]
[Spare]
[Spare]
[Spare]
[Spare]
[Spare]
[Spare]
[Spare]
[Spare]
[Spare]
[Spare]
[Spare]
[Spare]
[Spare]
[Spare]
[Spare]
[Spare]
[Spare]
[Spare]
[Spare]
[Spare]
[Spare]
[Spare]
[Spare]
[Spare]
[Spare]
[Spare]
[Spare]
[Spare]
[Spare]
[Spare]
[Spare]
[Spare]
[Spare]
[Spare]
[Spare]
[Spare]
[Spare]
[Spare]
[Spare]
[Spare]
[Spare]
[Spare]
[Spare]
[Spare]
[Spare]
[Spare]
[Spare]
[Spare]
[Spare]
[Spare]
[Spare]
[Spare]
[Spare]
[Spare]
[Spare]
[Spare]
[Spare]
[Spare]
[Spare]
[Spare]
[Spare]
[Spare]
[Spare]
[Spare]
[Spare]
[Spare]
[Spare]
[Spare]
[Spare]
[Spare]
[Spare]
[Spare]
[Spare]
[Spare]
[Spare]
[Spare]
[Spare]
[Spare]
[Spare]
[Spare]
[Spare]
[Spare]
[Spare]
[Spare]
[Spare]
[Spare]
[Spare]
[Spare]
[Spare]
[Spare]
[Spare]
[Spare]
[Spare]
[Spare]
[Spare]
[Spare]
[Spare]
[Spare]
[Spare]
[Spare]
[Spare]
[Spare]
[Spare]
[Spare]
[Spare]
[Spare]
[Spare]
[Spare]
[Spare]
[Spare]
[Spare]
[Spare]
[Spare]
[Spare]
[Spare]
[Spare]
[Spare]
[Spare]
[Spare]
[Spare]
[Spare]
[Spare]
[Spare]
[Spare]
[Spare]
[Spare]
[Spare]
[Spare]
[Spare]
[Spare]
[Spare]
[Spare]
[Spare]
[Spare]
[Spare]
[Spare]
[Spare]
[Spare]
[Spare]
[Spare]
[Spare]
[Spare]
[Spare]
[Spare]
[Spare]
[Spare]
[Spare]
[Spare]
[Spare]
[Spare]
[Spare]
[Spare]
[Spare]
[Spare]
[Spare]
[Spare]
[Spare]
[Spare]
[Spare]
[Spare]
[Spare]
[Spare]
[Spare]
[Spare]
[Spare]
[Spare]
[Spare]
[Spare]
[Spare]
[Spare]
[Spare]
[Spare]
[Spare]
[Spare]
[Spare]
[Spare]
[Spare]
[Spare]
[Spare]
[Spare]
[Spare]
[Spare]
[Spare]
[Spare]
[Spare]
[Spare]
[Spare]
[Spare]
[Spare]
[Spare]
[Spare]
[Spare]
[Spare]
[Spare]
[Spare]
[Spare]
[Spare]
[Spare]
[Spare]
[Spare]
[Spare]
[Spare]
[Spare]
[Spare]
[Spare]
[Spare]
[Spare]
[Spare]
[Spare]
[Spare]
[Spare]
[Spare]
[Spare]
[Spare]
[Spare]
[Spare]
[Spare]
[Spare]
[Spare]
[Spare]
[Spare]
[Spare]
[Spare]
[Spare]
[Spare]
[Spare]
[Spare]
[Spare]
[Spare]
[Spare]
[Spare]
[Spare]
[Spare]
[Spare]
[Spare]
[Spare]
[Spare]
[Spare]
[Spare]
[Spare]
[Spare]
[Spare]
[Spare]
[Spare]
[Spare]
[Spare]
[Spare]
[Spare]
[Spare]
[Spare]
[Spare]
[Spare]
[Spare]
[Spare]
[Spare]
[Spare]
[Spare]
[Spare]
[Spare]
[Spare]
[Spare]
[Spare]
[Spare]
[Spare]
[Spare]
[Spare]
[Spare]
[Spare]
[Spare]
[Spare]
[Spare]
[Spare]
[Spare]
[Spare]
[Spare]
[Spare]
[Spare]
[Spare]
[Spare]
[Spare]
[Spare]
[Spare]
[Spare]
[Spare]
[Spare]
[Spare]
[Spare]
[Spare]
[Spare]
[Spare]
[Spare]
[Spare]
[Spare]
[Spare]
[Spare]
[Spare]
[Spare]
[Spare]
[Spare]
[Spare]
[Spare]
[Spare]
[Spare]
[Spare]
[Spare]
[Spare]
[Spare]
[Spare]
[Spare]
[Spare]
[Spare]
[Spare]
[Spare]
[Spare]
[Spare]
[Spare]
[Spare]
[Spare]
[Spare]
[Spare]
[Spare]
[Spare]
[Spare]
[Spare]
[Spare]
[Spare]
[Spare]
[Spare]
[Spare]
[Spare]
[Spare]
[Spare]
[Spare]
[Spare]
[Spare]
[Spare]
[Spare]
[Spare]
[Spare]
[Spare]
[Spare]
[Spare]
[Spare]
[Spare]
[Spare]
[Spare]
[Spare]
[Spare]
[Spare]
[Spare]
[Spare]
[Spare]
[Spare]
[Spare]
[Spare]
[Spare]
[Spare]
[Spare]
[Spare]
[Spare]
[Spare]
[Spare]
[Spare]
[Spare]
[Spare]
[Spare]
[Spare]
[Spare]
[Spare]
[Spare]
[Spare]
[Spare]
[Spare]
[Spare]
[Spare]
[Spare]
[Spare]
[Spare]
[Spare]
[Spare]
[Spare]
[Spare]
[Spare]
[Spare]
[Spare]
[Spare]
[Spare]
[Spare]
[Spare]
[Spare]
[Spare]
[Spare]
[Spare]
[Spare]
[Spare]
[Spare]
[Spare]
[Spare]
[Spare]
[Spare]
[Spare]
[Spare]
[Spare]
[Spare]
[Spare]
[Spare]
[Spare]
[Spare]
[Spare]
[Spare]
[Spare]
[Spare]
[Spare]
[Spare]
[Spare]
[Spare]
[Spare]
[Spare]
[Spare]
[Spare]
[Spare]
[Spare]
[Spare]
[Spare]
[Spare]
[Spare]
[Spare]
[Spare]
[Spare]
[Spare]
[Spare]
[Spare]
[Spare]
[Spare]
[Spare]
[Spare]
[Spare]
[Spare]
[Spare]
[Spare]
[Spare]
[Spare]
[Spare]
[Spare]
[Spare]
[Spare]
[Spare]
[Spare]
[Spare]
[Spare]
[Spare]
[Spare]
[Spare]
[Spare]
[Spare]
[Spare]
[Spare]
[Spare]
[Spare]
[Spare]
[Spare]
[Spare]
[Spare]
[Spare]
[Spare]
[Spare]
[Spare]
[Spare]
[Spare]
[Spare]
[Spare]
[Spare]
[Spare]
[Spare]
[Spare]
[Spare]
[Spare]
[Spare]
[Spare]
[Spare]
[Spare]
[Spare]
[Spare]
[Spare]
[Spare]
[Spare]
[Spare]
[Spare]
[Spare]
[Spare]
[Spare]
[Spare]
[Spare]
[Spare]
[Spare]
[Spare]
[Spare]
[Spare]
[Spare]
[Spare]
[Spare]
[Spare]
[Spare]
[Spare]
[Spare]
[Spare]
[Spare]
[Spare]
[Spare]
[Spare]
[Spare]
[Spare]
[Spare]
[Spare]
[Spare]
[Spare]
[Spare]
[Spare]
[Spare]
[Spare]
[Spare]
[Spare]
[Spare]
[Spare]
[Spare]
[Spare]
[Spare]
[Spare]
[Spare]
[Spare]
[Spare]
[Spare]
[Spare]
[Spare]
[Spare]
[Spare]
[Spare]
[Spare]
[Spare]
[Spare]
[Spare]
[Spare]
[Spare]
[Spare]
[Spare]
[Spare]
[Spare]
[Spare]
[Spare]
[Spare]
[Spare]
[Spare]
[Spare]
[Spare]
[Spare]
[Spare]
[Spare]
[Spare]
[Spare]
[Spare]
[Spare]
[Spare]
[Spare]
[Spare]
[Spare]
[Spare]
[Spare]
[Spare]
[Spare]
[Spare]
[Spare]
[Spare]
[Spare]
[Spare]
[Spare]
[Spare]
[Spare]
[Spare]
[Spare]
[Spare]
[Spare]
[Spare]
[Spare]
[Spare]
[Spare]
[Spare]
[Spare]
[Spare]
[Spare]
[Spare]
[Spare]
[Spare]
[Spare]
[Spare]
[Spare]
[Spare]
[Spare]
[Spare]
[Spare]
[Spare]
[Spare]
[Spare]
[Spare]
[Spare]
[Spare]
[Spare]
[Spare]
[Spare]
[Spare]
[Spare]
[Spare]
[Spare]
[Spare]
[Spare]
[Spare]
[Spare]
[Spare]
[Spare]
[Spare]
[Spare]
[Spare]
[Spare]
[Spare]
[Spare]
[Spare]
[Spare]
[Spare]
[Spare]
[Spare]
[Spare]
[Spare]
[Spare]
[Spare]
[Spare]
[Spare]
[Spare]
[Spare]
[Spare]
[Spare]
[Spare]
[Spare]
[Spare]
[Spare]
[Spare]
[Spare]
[Spare]
[Spare]
[Spare]
[Spare]
[Spare]
[Spare]
[Spare]
[Spare]
[Spare]
[Spare]
[Spare]
[Spare]
[Spare]
[Spare]
[Spare]
[Spare]
[Spare]
[Spare]
[Spare]
[Spare]
[Spare]
[Spare]
[Spare]
[Spare]
[Spare]
[Spare]
[Spare]
[Spare]
[Spare]
[Spare]
[Spare]
[Spare]
[Spare]
[Spare]
[Spare]
[Spare]
[Spare]
[Spare]
[Spare]
[Spare]
[Spare]
[Spare]
[Spare]
[Spare]
[Spare]
[Spare]
[Spare]
[Spare]
[Spare]
[Spare]
[Spare]
[Spare]
[Spare]
[Spare]
[Spare]
[Spare]
[Spare]
[Spare]
[Spare]
[Spare]
[Spare]
[Spare]
[Spare]
[Spare]
[Spare]
[Spare]
[Spare]
[Spare]
[Spare]
[Spare]
[Spare]
[Spare]
[Spare]
[Spare]
[Spare]
[Spare]
[Spare]
[Spare]
[Spare]
[Spare]
[Spare]
[Spare]
[Spare]
[Spare]
[Spare]
[Spare]
[Spare]
[Spare]
[Spare]
[Spare]
[Spare]
[Spare]
[Spare]
[Spare]
[Spare]
[Spare]
[Spare]
[Spare]
[Spare]
[Spare]
[Spare]
[Spare]
[Spare]
[Spare]
[Spare]
[Spare]
[Spare]
[Spare]
[Spare]
[Spare]
[Spare]
[Spare]
[Spare]
[Spare]
[Spare]
[Spare]
[Spare]
[Spare]
[Spare]
[Spare]
[Spare]
[Spare]
[Spare]
[Spare]
[Spare]
[Spare]
[Spare]
[Spare]
[Spare]
[Spare]
[Spare]
[Spare]
[Spare]