## Table of Contents
Table of Contents
PTRM | Model Inputs - PTRM
RFM | Model Inputs - RFM
For RFM & PTRM | RFM & PTRM format & adjust for provision movments
Incurred | Incurred capex spend workings, capitalisation dates and asset class allocations.
Incurred 2.5% cpi | Original capex forecast data. This assumes 2.5% cpi which is adjusted to the proposal cpi of 1.97% on the "Incurred" worksheet.
Commissioned | Project commissioning by year with asset class allocations (pivot table)
Commissioned Extra | Balance of projects already partly capitalised. These have been excluded from the "Commissioned" worksheet
Success Asset Classes | Asset class allocations from Success Estimator estimating system
Project splits | Other project asset class allocations.
Project labour content | Labour escalators and project labour content.
Capex 15yr View | Capex summary tables 2009-2023

## PTRM
[7 empty] | Discount to $Real 2017/18 | [5 empty] | Add 1/2 cpi for $m Real June 2018
| OK. Incurred spend set to $Nominal | [5 empty] | 2.5% | 2.5% | 2.5% | 2.5% | 2.5% |  | 2.5%
[7 empty] | 1.025 | 1.0506 | 1.0769 | 1.1038 | 1.1314 |  | 1.0124
Inputs for PTRM
| $m Nominal | [5 empty] | $m Real (2017-18) | [5 empty] | $m Real (June 2018) incl 1/2 cpi
INCURRED | F19 | F20 | F21 | F22 | F23 | Total | F19 | F20 | F21 | F22 | F23 | Total | F19 | F20 | F21 | F22 | F23 | Total
Commercial Buildings | 1.588 | 0.7 | 1.089 | 0.82 | 0.346 | 4.543 | 1.5493 | 0.66627 | 1.0112 | 0.74288 | 0.30581 | 4.2755 | 1.5685 | 0.67455 | 1.0238 | 0.75211 | 0.30961 | 4.3286
Communications - Civil | 2.917 | 0.959 | 0.684 | 0.767 | 0.017 | 5.344 | 2.8459 | 0.91279 | 0.63516 | 0.69486 | 0.015026 | 5.1037 | 2.8812 | 0.92413 | 0.64305 | 0.7035 | 0.015212 | 5.1671
Communications - Other | 0 | 0 | 0 | 0 | 0 | 0 | 0 | 0 | 0 | 0 | 0 | 0 | 0 | 0 | 0 | 0 | 0 | 0
Computers, software, and office machines | 17.586 | 12.311 | 13.932 | 12.504 | 10.51 | 66.843 | 17.1571 | 11.7178 | 12.9372 | 11.328 | 9.2893 | 62.4294 | 17.3702 | 11.8634 | 13.098 | 11.4687 | 9.4047 | 63.205
Easement | 0.005 | 0 | 0 | 0 | 0 | 0.005 | 0.004878 | 0 | 0 | 0 | 0 | 0.004878 | 0.0049386 | 0 | 0 | 0 | 0 | 0.0049386
Land | 0.054 | 0.083 | 0.013 | 0 | 0 | 0.15 | 0.052683 | 0.079001 | 0.012072 | 0 | 0 | 0.14376 | 0.053337 | 0.079982 | 0.012222 | 0 | 0 | 0.14554
Network Switching Centres | 0.486 | 0 | 0 | 0 | 0 | 0.486 | 0.47415 | 0 | 0 | 0 | 0 | 0.47415 | 0.48004 | 0 | 0 | 0 | 0 | 0.48004
Office furniture, movable plant, and misc | 0.565 | 1.89 | 2.844 | 1.879 | 0.901 | 8.079 | 0.55122 | 1.7989 | 2.6409 | 1.7023 | 0.79635 | 7.4897 | 0.55807 | 1.8213 | 2.6737 | 1.7234 | 0.80625 | 7.5828
Refurbishment | 0 | 0 | 0 | 0 | 0 | 0 | 0 | 0 | 0 | 0 | 0 | 0 | 0 | 0 | 0 | 0 | 0 | 0
Substation Primary Plant | 17.108 | 13.432 | 19.086 | 17.55 | 12.729 | 79.905 | 16.6907 | 12.7848 | 17.7232 | 15.8994 | 11.2506 | 74.3488 | 16.8981 | 12.9436 | 17.9434 | 16.0969 | 11.3903 | 75.2724
Substation Demountable Buildings | 2.261 | 0.346 | 1.137 | 0.974 | 0 | 4.718 | 2.2059 | 0.32933 | 1.0558 | 0.8824 | 0 | 4.4734 | 2.2333 | 0.33342 | 1.0689 | 0.89336 | 0 | 4.529
Substation Establishment | 14.747 | 11.802 | 5.299 | 1.421 | 0.93 | 34.199 | 14.3873 | 11.2333 | 4.9206 | 1.2874 | 0.82198 | 32.6506 | 14.566 | 11.3729 | 4.9818 | 1.3033 | 0.8322 | 33.0562
Substation Fences | 0.804 | 1.626 | 0.972 | 0.039 | 0.032 | 3.473 | 0.78439 | 1.5477 | 0.9026 | 0.035332 | 0.028283 | 3.2983 | 0.79413 | 1.5669 | 0.91381 | 0.035771 | 0.028635 | 3.3392
Substation Secondary Systems - Electro-mechanical | 0 | 0 | 0 | 0 | 0 | 0 | 0 | 0 | 0 | 0 | 0 | 0 | 0 | 0 | 0 | 0 | 0 | 0
Substation Secondary Systems - Electronic | 15.315 | 16.512 | 13.859 | 13.729 | 7.699 | 67.114 | 14.9415 | 15.7164 | 12.8695 | 12.4378 | 6.8048 | 62.7699 | 15.1271 | 15.9116 | 13.0293 | 12.5923 | 6.8893 | 63.5497
Transmission lines - Overhead | 1.081 | 0.829 | 1.027 | 9.977 | 0.113 | 13.027 | 1.0546 | 0.78905 | 0.95367 | 9.0387 | 0.099876 | 11.9359 | 1.0677 | 0.79886 | 0.96552 | 9.151 | 0.10112 | 12.0842
Transmission lines - Underground | 0.347 | 0.013 | 0.032 | 0.049 | 0.077 | 0.518 | 0.33854 | 0.012374 | 0.029715 | 0.044392 | 0.068057 | 0.49307 | 0.34274 | 0.012527 | 0.030084 | 0.044943 | 0.068902 | 0.4992
Working Capital | 0 | 0 | 0 | 0 | 0 | 0 | 0 | 0 | 0 | 0 | 0 | 0 | 0 | 0 | 0 | 0 | 0 | 0
Accelerated Depreciation | 0 | 0 | 0 | 0 | 0 | 0 | 0 | 0 | 0 | 0 | 0 | 0 | 0 | 0 | 0 | 0 | 0 | 0
Refurbishment Projects 2008-2013 | 0 | 0 | 0 | 0 | 0 | 0 | 0 | 0 | 0 | 0 | 0 | 0 | 0 | 0 | 0 | 0 | 0 | 0
Equity Raising Cost - 2003 Opening RAB and 2003-08 capex | 0 | 0 | 0 | 0 | 0 | 0 | 0 | 0 | 0 | 0 | 0 | 0 | 0 | 0 | 0 | 0 | 0 | 0
Equity Raising Cost 2013-2018 | 0 | 0 | 0 | 0 | 0 | 0 | 0 | 0 | 0 | 0 | 0 | 0 | 0 | 0 | 0 | 0 | 0 | 0
Transmission Line Refit - insulators replacement 2013-18 | 0.024 | 0 | 0 | 0 | 0 | 0.024 | 0.023415 | 0 | 0 | 0 | 0 | 0.023415 | 0.023706 | 0 | 0 | 0 | 0 | 0.023706
Communications - other (post 2018) | 13.801 | 4.186 | 4.124 | 3.655 | 2.183 | 27.949 | 13.4644 | 3.9843 | 3.8295 | 3.3112 | 1.9295 | 26.5189 | 13.6317 | 4.0338 | 3.8771 | 3.3524 | 1.9534 | 26.8484
Transmission Line Refit 2018-2023 | 10.162 | 40.125 | 52.668 | 47.208 | 24.559 | 174.722 | 9.9141 | 38.1916 | 48.9075 | 42.7681 | 21.7066 | 161.4879 | 10.0373 | 38.666 | 49.515 | 43.2994 | 21.9762 | 163.494
Total | 98.851 | 104.814 | 116.766 | 110.572 | 60.096 | 491.099 | 96.44 | 99.7635 | 108.4288 | 100.1728 | 53.1161 | 457.9212 | 97.6381 | 101.0028 | 109.7758 | 101.4172 | 53.776 | 463.6099
Inputs for PTRM
| $m Nominal | [5 empty] | $m Real (2017-18) | [5 empty] | $m Real (June 2018) incl 1/2 cpi
COMMISSIONED | F19 | F20 | F21 | F22 | F23 | Total | F19 | F20 | F21 | F22 | F23 | Total | F19 | F20 | F21 | F22 | F23 | Total
Commercial Buildings | 3.304 | 0.641 | 1.128 | 1.106 | 0.134 | 6.313 | 3.2234 | 0.61011 | 1.0475 | 1.002 | 0.11844 | 6.0014 | 3.2635 | 0.61769 | 1.0605 | 1.0144 | 0.11991 | 6.076
Communications - Civil | 9.953 | 1.912 | 1.238 | 0.817 | 0.057 | 13.977 | 9.7102 | 1.8199 | 1.1496 | 0.74016 | 0.05038 | 13.4703 | 9.8309 | 1.8425 | 1.1639 | 0.74936 | 0.051006 | 13.6376
Communications - Other | 0 | 0 | 0 | 0 | 0 | 0 | 0 | 0 | 0 | 0 | 0 | 0 | 0 | 0 | 0 | 0 | 0 | 0
Computers, software, and office machines | 23.74 | 10.435 | 14.229 | 10.19 | 14.359 | 72.953 | 23.161 | 9.9322 | 13.213 | 9.2316 | 12.6913 | 68.2291 | 23.4487 | 10.0556 | 13.3772 | 9.3463 | 12.8489 | 69.0767
Easement | 0.01 | 0 | 0 | 0 | 0 | 0.01 | 0.0097561 | 0 | 0 | 0 | 0 | 0.0097561 | 0.0098773 | 0 | 0 | 0 | 0 | 0.0098773
Land | 0.013 | 0.111 | 0.043 | 0 | 0 | 0.167 | 0.012683 | 0.10565 | 0.03993 | 0 | 0 | 0.15826 | 0.01284 | 0.10696 | 0.040426 | 0 | 0 | 0.16023
Network Switching Centres | 2.863 | 0 | 0 | 0 | 1.848 | 4.711 | 2.7932 | 0 | 0 | 0 | 1.6334 | 4.4265 | 2.8279 | 0 | 0 | 0 | 1.6537 | 4.4815
Office furniture, movable plant, and misc | 0.561 | 0.486 | 0.544 | 4.017 | 2.959 | 8.567 | 0.54732 | 0.46258 | 0.50516 | 3.6392 | 2.6153 | 7.7696 | 0.55412 | 0.46833 | 0.51143 | 3.6844 | 2.6478 | 7.8661
Refurbishment | 0 | 0 | 0 | 0 | 0 | 0 | 0 | 0 | 0 | 0 | 0 | 0 | 0 | 0 | 0 | 0 | 0 | 0
Substation Primary Plant | 23.661 | 7.466 | 23.514 | 5.703 | 31.863 | 92.207 | 23.0839 | 7.1062 | 21.8351 | 5.1666 | 28.1622 | 85.3541 | 23.3707 | 7.1945 | 22.1063 | 5.2308 | 28.5121 | 86.4145
Substation Demountable Buildings | 3.49 | 0.159 | 0.22 | 2.259 | 0 | 6.128 | 3.4049 | 0.15134 | 0.20429 | 2.0465 | 0 | 5.8071 | 3.4472 | 0.15322 | 0.20683 | 2.072 | 0 | 5.8792
Substation Establishment | 19.256 | 14.76 | 10.342 | 0.386 | 2.218 | 46.962 | 18.7863 | 14.0488 | 9.6036 | 0.3497 | 1.9604 | 44.7488 | 19.0197 | 14.2233 | 9.7229 | 0.35404 | 1.9847 | 45.3047
Substation Fences | 0.178 | 0.231 | 3.173 | 0.058 | 0.049 | 3.689 | 0.17366 | 0.21987 | 2.9464 | 0.052545 | 0.043309 | 3.4358 | 0.17582 | 0.2226 | 2.983 | 0.053198 | 0.043847 | 3.4785
Substation Secondary Systems - Electro-mechanical | 0 | 0 | 0 | 0 | 0 | 0 | 0 | 0 | 0 | 0 | 0 | 0 | 0 | 0 | 0 | 0 | 0 | 0
Substation Secondary Systems - Electronic | 11.091 | 11.096 | 13.094 | 6.37 | 38.262 | 79.913 | 10.8205 | 10.5613 | 12.1591 | 5.7709 | 33.818 | 73.1298 | 10.9549 | 10.6925 | 12.3101 | 5.8426 | 34.2381 | 74.0383
Transmission lines - Overhead | 0.717 | 0.236 | 0.708 | 10.941 | 0.162 | 12.764 | 0.69951 | 0.22463 | 0.65745 | 9.912 | 0.14318 | 11.6368 | 0.7082 | 0.22742 | 0.66562 | 10.0351 | 0.14496 | 11.7813
Transmission lines - Underground | 0.541 | 0 | 0.025 | 0.014 | 0.129 | 0.709 | 0.5278 | 0 | 0.023215 | 0.012683 | 0.11402 | 0.67772 | 0.53436 | 0 | 0.023503 | 0.012841 | 0.11543 | 0.68614
Working Capital | 0 | 0 | 0 | 0 | 0 | 0 | 0 | 0 | 0 | 0 | 0 | 0 | 0 | 0 | 0 | 0 | 0 | 0
Accelerated Depreciation | 0 | 0 | 0 | 0 | 0 | 0 | 0 | 0 | 0 | 0 | 0 | 0 | 0 | 0 | 0 | 0 | 0 | 0
Refurbishment Projects 2008-2013 | 0 | 0 | 0 | 0 | 0 | 0 | 0 | 0 | 0 | 0 | 0 | 0 | 0 | 0 | 0 | 0 | 0 | 0
Equity Raising Cost - 2003 Opening RAB and 2003-08 capex | 0 | 0 | 0 | 0 | 0 | 0 | 0 | 0 | 0 | 0 | 0 | 0 | 0 | 0 | 0 | 0 | 0 | 0
Equity Raising Cost 2013-2018 | 0 | 0 | 0 | 0 | 0 | 0 | 0 | 0 | 0 | 0 | 0 | 0 | 0 | 0 | 0 | 0 | 0 | 0
Transmission Line Refit - insulators replacement 2013-18 | 0 | 0 | 0 | 0 | 0 | 0 | 0 | 0 | 0 | 0 | 0 | 0 | 0 | 0 | 0 | 0 | 0 | 0
Communications - other (post 2018) | 19.706 | 14.433 | 4.143 | 0.302 | 10.779 | 49.363 | 19.2254 | 13.7375 | 3.8472 | 0.2736 | 9.5271 | 46.6108 | 19.4642 | 13.9082 | 3.895 | 0.277 | 9.6454 | 47.1898
Transmission Line Refit 2018-2023 | 11.158 | 10.483 | 23.612 | 66.878 | 74.935 | 187.066 | 10.8859 | 9.9779 | 21.9261 | 60.5882 | 66.2316 | 169.6096 | 11.0211 | 10.1018 | 22.1985 | 61.3408 | 67.0544 | 171.7166
Total | 130.242 | 72.449 | 96.013 | 109.041 | 177.754 | 585.499 | 127.0654 | 68.958 | 89.1576 | 98.7858 | 157.1086 | 541.0754 | 128.6439 | 69.8147 | 90.2652 | 100.013 | 159.0604 | 547.7971

## RFM
OK. Incurred spend set to $Nominal
Inputs for Roll Forward Model
$m Nominal | RFM | RFM | RFM
INCURRED | F16 | F17 | F18
Commercial Buildings | 1.074 | 0.611 | 8.226
Communications - Civil | 4.051 | 1.326 | 8.261
Communications - Other | 16.776 | 6.21 | 11.797
Computers, software, and office machines | 11.001 | 16.579 | 26.62
Easement | 3.379 | 1.174 | 0.944
Land | 2.398 | 5.91 | 0.81
Network Switching Centres | 0.644 | 0.096 | 2.22
Office furniture, movable plant, and misc | 1.236 | 6.248 | 7.597
Refurbishment | 0 | 0 | 0
Substation Primary Plant | 39.894 | 37.946 | 32.697
Substation Demountable Buildings | 2.385 | 0.347 | 4.181
Substation Establishment | 17.943 | 20.521 | 17.605
Substation Fences | 1.489 | 0.265 | 0.392
Substation Secondary Systems - Electro-mechanical | -4.136 | 0 | 0
Substation Secondary Systems - Electronic | 29.45 | 17.338 | 27.819
Transmission lines - Overhead | 9.808 | 11.914 | 6.31
Transmission lines - Underground | 1.748 | 0.52 | 1.639
Working Capital | 0 | 0 | 0
Accelerated Depreciation | 0 | 0 | 0
Refurbishment Projects 2008-2013 | 0 | 0 | 0
Equity Raising Cost - 2003 Opening RAB and 2003-08 capex | 0 | 0 | 0
Equity Raising Cost 2013-2018 | 0 | 0 | 0
Transmission Line Refit - insulators replacement 2013-18 | 27.208 | 23.287 | 9.639
Communications - other (post 2018) | 0 | 0 | 0
Transmission Line Refit 2018-2023 | 0 | 0 | 7.964
Total | 166.348 | 150.292 | 174.721
Inputs for Roll Forward Model
$m | RFM | RFM | RFM
COMMISSIONED | F16 | F17 | F18
Commercial Buildings | 0.734 | 0.817 | 6.465
Communications - Civil | 5.897 | 2.949 | 1.861
Communications - Other | 9.478 | 11.18 | 10.638
Computers, software, and office machines | 11.063 | 13.28 | 32.726
Easement | 3.483 | 6.105 | 1.957
Land | 0.956 | 0.887 | 12.794
Network Switching Centres | 0 | 1.64 | 0.001
Office furniture, movable plant, and misc | 3.355 | 3.523 | 11.781
Refurbishment | 0 | 0 | 0
Substation Primary Plant | 18.35 | 53.037 | 89.226
Substation Demountable Buildings | 7.11 | 0 | 4.696
Substation Establishment | 33.044 | 37.641 | 16.989
Substation Fences | 0.276 | 0.438 | 0.712
Substation Secondary Systems - Electro-mechanical | -4.136 | 0 | 0
Substation Secondary Systems - Electronic | 31.217 | 27.429 | 34.043
Transmission lines - Overhead | 13.17 | 8.737 | 14.955
Transmission lines - Underground | 0 | 0 | 4.08
Working Capital | 0 | 0 | 0
Accelerated Depreciation | 0 | 0 | 0
Refurbishment Projects 2008-2013 | 0 | 0 | 0
Equity Raising Cost - 2003 Opening RAB and 2003-08 capex | 0 | 0 | 0
Equity Raising Cost 2013-2018 | 0 | 0 | 0
Transmission Line Refit - insulators replacement 2013-18 | 2.511 | 11.369 | 61.674
Communications - other (post 2018) | 0 | 0 | 0
Transmission Line Refit 2018-2023 | 0 | 0 | 0
Total | 136.508 | 179.032 | 304.598

## For RFM & PTRM
[9 empty] | Provisions Adjustment | [8 empty] | Net of provision movements | [9 empty] | Round to
| OK. Incurred spend set to $Nominal | [26 empty] | 3
[9 empty] | Capex |  | -676500 | -689827.05 | -459289.875 | -523502.219 | -444290.5269 | -325415.0809
[9 empty] | Opex |  | -676500 | -689827.05 | -753607.8924 | -760829.1586 | -789841.611 | -820991.643
cpi | 101.3% | 102.1% | 102.5% | 102.5% | 102.5% | 102.5% | 102.5% | 102.5%
[18 empty] | RFM | RFM | RFM | PTRM | PTRM | PTRM | PTRM | PTRM |  | $m Nominal | RFM | RFM | RFM | PTRM | PTRM | PTRM | PTRM | PTRM
INCURRED $Nominal | F16 | F17 | F18 | F19 | F20 | F21 | F22 | F23 | F16 | F17 | F18 | F19 | F20 | F21 | F22 | F23 | INCURRED $Nominal | F16 | F17 | F18 | F19 | F20 | F21 | F22 | F23 |  | INCURRED | F16 | F17 | F18 | F19 | F20 | F21 | F22 | F23
Commercial Buildings | 1089138.4996 | 615975.6887 | 8257895.3133 | 1599275.5166 | 702783.279 | 1093567.2852 | 823252.6715 | 348158.6871 | -14753.7584 | -4597.4369 | -31850.1108 | -11082.9377 | -3066.1693 | -4881.0065 | -3294.7497 | -1875.0781 | Commercial Buildings | 1074384.7412 | 611378.2517 | 8226045.2024 | 1588192.5789 | 699717.1098 | 1088686.2787 | 819957.9218 | 346283.6089 |  | Commercial Buildings | 1.074 | 0.611 | 8.226 | 1.588 | 0.7 | 1.089 | 0.82 | 0.346
Communications - Civil | 4066470.6825 | 1347381.2754 | 8292785.9074 | 2937850.4706 | 963648.5924 | 687159.7398 | 769672.0445 | 17153.0901 | -15922.8517 | -21351.0418 | -31984.6814 | -20359.2274 | -4204.2971 | -3067.0551 | -3080.314 | -92.3814 | Communications - Civil | 4050547.8308 | 1326030.2336 | 8260801.226 | 2917491.2433 | 959444.2953 | 684092.6846 | 766591.7305 | 17060.7087 |  | Communications - Civil | 4.051 | 1.326 | 8.261 | 2.917 | 0.959 | 0.684 | 0.767 | 0.017
Communications - Other | F16: 16822625.024; F17: 6281162.1739; F18: 11842330.9276 | -46855.7895 | -70936.1391 | -45675.0223 | [5 empty] | Communications - Other | 16775769.2345 | 6210226.0348 | 11796655.9052 | [6 empty] | Communications - Other | 16.776 | 6.21 | 11.797
Computers, software, and office machines | 11153432.8242 | 16889385.616 | 26723469.8528 | 17708828.8589 | 12364589.7303 | 13994553.7592 | 12553812.562 | 10567381.9887 | -152483.4928 | -310082.994 | -103070.5095 | -122721.7234 | -53945.3996 | -62463.0134 | -50241.7685 | -56912.7452 | Computers, software, and office machines | 11000949.3314 | 16579302.622 | 26620399.3433 | 17586107.1355 | 12310644.3307 | 13932090.7458 | 12503570.7935 | 10510469.2435 |  | Computers, software, and office machines | 11.001 | 16.579 | 26.62 | 17.586 | 12.311 | 13.932 | 12.504 | 10.51
Easement | 3382799.484 | 1176281.5487 | 947956.9857 | 4968.8915 | 166.7919 | 0 | 0 | 0 | -3414.5605 | -2723.9061 | -3656.2022 | -34.4343 | -0.7277 | 0 | 0 | 0 | Easement | 3379384.9235 | 1173557.6426 | 944300.7835 | 4934.4572 | 166.0642 | 0 | 0 | 0 |  | Easement | 3.379 | 1.174 | 0.944 | 0.005 | 0 | 0 | 0 | 0
Land | 2406009.5394 | 5923906.7243 | 812696.2448 | 54520.9584 | 83075.0041 | 12715.3692 | 0 | 0 | -7630.7934 | -13660.4842 | -3134.5112 | -377.8288 | -362.4475 | -56.7535 | 0 | 0 | Land | 2398378.746 | 5910246.2401 | 809561.7336 | 54143.1295 | 82712.5566 | 12658.6157 | 0 | 0 |  | Land | 2.398 | 5.91 | 0.81 | 0.054 | 0.083 | 0.013 | 0 | 0
Network Switching Centres | 646444.814 | 97872.3758 | 2228421.7324 | 489212.3954 | 0 | 0 | 0 | 0 | -2199.481 | -2320.1037 | -8594.863 | -3390.2292 | 0 | 0 | 0 | 0 | Network Switching Centres | 644245.333 | 95552.2721 | 2219826.8694 | 485822.1663 | 0 | 0 | 0 | 0 |  | Network Switching Centres | 0.644 | 0.096 | 2.22 | 0.486 | 0 | 0 | 0 | 0
Office furniture, movable plant, and misc | 1248497.6044 | 6435344.5511 | 7626895.6332 | 569276.8254 | 1897837.7136 | 2856259.175 | 1886671.4034 | 905695.9314 | -12812.2878 | -187165.1676 | -29416.3903 | -3945.0736 | -8280.0656 | -12748.5705 | -7550.671 | -4877.8062 | Office furniture, movable plant, and misc | 1235685.3166 | 6248179.3835 | 7597479.2429 | 565331.7518 | 1889557.648 | 2843510.6045 | 1879120.7325 | 900818.1251 |  | Office furniture, movable plant, and misc | 1.236 | 6.248 | 7.597 | 0.565 | 1.89 | 2.844 | 1.879 | 0.901
Refurbishment | 0 | 0 | 0 | 0 | 0 | 0 | 0 | 0 | 0 | 0 | 0 | 0 | 0 | 0 | 0 | 0 | Refurbishment | 0 | 0 | 0 | 0 | 0 | 0 | 0 | 0 |  | Refurbishment | 0 | 0 | 0 | 0 | 0 | 0 | 0 | 0
Substation Primary Plant | 40072596.8135 | 38300581.5574 | 32823605.8989 | 17227319.8845 | 13490942.4298 | 19172028.5422 | 17620057.7261 | 12798383.9487 | -178622.9493 | -355030.8225 | -126598.2973 | -119384.8788 | -58859.5575 | -85572.0515 | -70517.4509 | -68928.2517 | Substation Primary Plant | 39893973.8642 | 37945550.7349 | 32697007.6016 | 17107935.0057 | 13432082.8723 | 19086456.4907 | 17549540.2752 | 12729455.6971 |  | Substation Primary Plant | 39.894 | 37.946 | 32.697 | 17.108 | 13.432 | 19.086 | 17.55 | 12.729
Substation Demountable Buildings | 2392965.5212 | 351644.6381 | 4197638.8692 | 2276798.1844 | 347814.4153 | 1141978.6908 | 977583.7743 | 0 | -8101.3965 | -4333.4343 | -16189.9925 | -15778.1522 | -1517.4776 | -5097.085 | -3912.4001 | 0 | Substation Demountable Buildings | 2384864.1247 | 347311.2038 | 4181448.8767 | 2261020.0322 | 346296.9377 | 1136881.6058 | 973671.3742 | 0 |  | Substation Demountable Buildings | 2.385 | 0.347 | 4.181 | 2.261 | 0.346 | 1.137 | 0.974 | 0
Substation Establishment | 18003906.0876 | 20705814.3281 | 17673381.07 | 14850294.8438 | 11853445.5648 | 5322272.1611 | 1426228.7059 | 935038.0569 | -60664.0147 | -184477.3718 | -68164.9651 | -102912.157 | -51715.3316 | -23755.3239 | -5707.9275 | -5035.8341 | Substation Establishment | 17943242.0729 | 20521336.9564 | 17605216.1049 | 14747382.6868 | 11801730.2332 | 5298516.8372 | 1420520.7783 | 930002.2228 |  | Substation Establishment | 17.943 | 20.521 | 17.605 | 14.747 | 11.802 | 5.299 | 1.421 | 0.93
Substation Fences | 1494395.5046 | 268608.1421 | 393702.2169 | 809954.6817 | 1632900.0632 | 976487.9268 | 38829.7454 | 31684.3311 | -5010.6063 | -3315.458 | -1518.4813 | -5612.9649 | -7124.1706 | -4358.4368 | -155.401 | -170.6423 | Substation Fences | 1489384.8983 | 265292.6841 | 392183.7357 | 804341.7168 | 1625775.8926 | 972129.49 | 38674.3443 | 31513.6888 |  | Substation Fences | 1.489 | 0.265 | 0.392 | 0.804 | 1.626 | 0.972 | 0.039 | 0.032
Substation Secondary Systems - Electro-mechanical | -4135744.28 | 0 | 0 | 0 | 0 | 0 | 0 | 0 | 0 | 0 | 0 | 0 | 0 | 0 | 0 | 0 | Substation Secondary Systems - Electro-mechanical | -4135744.28 | 0 | 0 | 0 | 0 | 0 | 0 | 0 |  | Substation Secondary Systems - Electro-mechanical | -4.136 | 0 | 0 | 0 | 0 | 0 | 0 | 0
Substation Secondary Systems - Electronic | 29544653.8962 | 17502627.4331 | 27926795.9232 | 15422028.2916 | 16584176.557 | 13921317.7733 | 13784448.7345 | 7741002.4794 | -95006.0605 | -164935.3438 | -107711.6519 | -106874.255 | -72355.0115 | -62136.1333 | -55166.9127 | -41690.7142 | Substation Secondary Systems - Electronic | 29449647.8357 | 17337692.0893 | 27819084.2713 | 15315154.0367 | 16511821.5455 | 13859181.64 | 13729281.8218 | 7699311.7652 |  | Substation Secondary Systems - Electronic | 29.45 | 17.338 | 27.819 | 15.315 | 16.512 | 13.859 | 13.729 | 7.699
Transmission lines - Overhead | 9827195.0728 | 11993740.1197 | 6334497.8047 | 1088528.3219 | 832228.4694 | 1031170.8094 | 10017396.8303 | 113819.6064 | -19185.8729 | -79512.0188 | -24431.7044 | -7543.473 | -3630.925 | -4602.5073 | -40090.7477 | -612.9982 | Transmission lines - Overhead | 9808009.1999 | 11914228.1009 | 6310066.1003 | 1080984.849 | 828597.5444 | 1026568.3021 | 9977306.0825 | 113206.6082 |  | Transmission lines - Overhead | 9.808 | 11.914 | 6.31 | 1.081 | 0.829 | 1.027 | 9.977 | 0.113
Transmission lines - Underground | 1761200.8426 | 535955.8815 | 1645273.475 | 349042.018 | 13002.6311 | 31969.772 | 49274.9074 | 77452.0647 | -13372.2341 | -16145.9981 | -6345.702 | -2418.8521 | -56.7291 | -142.6932 | -197.2037 | -417.1336 | Transmission lines - Underground | 1747828.6084 | 519809.8834 | 1638927.7731 | 346623.1659 | 12945.902 | 31827.0788 | 49077.7037 | 77034.9312 |  | Transmission lines - Underground | 1.748 | 0.52 | 1.639 | 0.347 | 0.013 | 0.032 | 0.049 | 0.077
Working Capital | F16: 0; F17: 0 | 0 | 0 | 0 | 0 | 0 | 0 | 0 | 0 | Working Capital | 0 | 0 | 0 | 0 | 0 | 0 | 0 | 0 |  | Working Capital | 0 | 0 | 0 | 0 | 0 | 0 | 0 | 0
Accelerated Depreciation | F16: 0; F17: 0 | 0 | 0 | 0 | 0 | 0 | 0 | 0 | 0 | Accelerated Depreciation | 0 | 0 | 0 | 0 | 0 | 0 | 0 | 0 |  | Accelerated Depreciation | 0 | 0 | 0 | 0 | 0 | 0 | 0 | 0
Refurbishment Projects 2008-2013 | F16: 0; F17: 0 | 0 | 0 | 0 | 0 | 0 | 0 | 0 | 0 | Refurbishment Projects 2008-2013 | 0 | 0 | 0 | 0 | 0 | 0 | 0 | 0 |  | Refurbishment Projects 2008-2013 | 0 | 0 | 0 | 0 | 0 | 0 | 0 | 0
Equity Raising Cost - 2003 Opening RAB and 2003-08 capex | F16: 0; F17: 0 | 0 | 0 | 0 | 0 | 0 | 0 | 0 | 0 | Equity Raising Cost - 2003 Opening RAB and 2003-08 capex | 0 | 0 | 0 | 0 | 0 | 0 | 0 | 0 |  | Equity Raising Cost - 2003 Opening RAB and 2003-08 capex | 0 | 0 | 0 | 0 | 0 | 0 | 0 | 0
Equity Raising Cost 2013-2018 | F16: 0; F17: 0 | 0 | 0 | 0 | 0 | 0 | 0 | 0 | 0 | Equity Raising Cost 2013-2018 | 0 | 0 | 0 | 0 | 0 | 0 | 0 | 0 |  | Equity Raising Cost 2013-2018 | 0 | 0 | 0 | 0 | 0 | 0 | 0 | 0
Transmission Line Refit - insulators replacement 2013-18 | 27253501.0895 | 23368360.796 | 9676558.8798 | 23770.9866 | 0 | 0 | 0 | 0 | -45225.1833 | -80890.2791 | -37321.7946 | -164.7323 | 0 | 0 | 0 | 0 | Transmission Line Refit - insulators replacement 2013-18 | 27208275.9063 | 23287470.5169 | 9639237.0852 | 23606.2543 | 0 | 0 | 0 | 0 |  | Transmission Line Refit - insulators replacement 2013-18 | 27.208 | 23.287 | 9.639 | 0.024 | 0 | 0 | 0 | 0
Communications - other (post 2018) |  |  |  | 13897740.9651 | 4204219.5642 | 4142411.1875 | 3669558.0568 | 2194566.9554 |  |  |  | -96310.9834 | -18342.5661 | -18489.1558 | -14685.9837 | -11819.2784 | Communications equipment - 2019 on |  |  | 0 | 13801429.9817 | 4185876.9981 | 4123922.0316 | 3654872.0731 | 2182747.677 |  | Communications equipment - 2019 on |  |  | 0 | 13.801 | 4.186 | 4.124 | 3.655 | 2.183
Transmission Line Refit 2018-2023 |  |  | 7994734.9321 | 10233104.3403 | 40300997.9549 | 52904396.5607 | 47397219.0178 | 24691725.6082 |  |  | -30835.1201 | -70915.1469 | -175828.9994 | -236132.4331 | -189688.9963 | -132982.2174 | Transmission Line Refit 2018-2023 |  |  | 7963899.812 | 10162189.1934 | 40125168.9555 | 52668264.1276 | 47207530.0215 | 24558743.3907 |  | Transmission Line Refit 2018-2023 |  |  | 7.964 | 10.162 | 40.125 | 52.668 | 47.208 | 24.559
Total | 167030089.02 | 151794642.85 | 175398641.6669 | 99542516.4349 | 105271828.7609 | 117288288.7522 | 111014006.1799 | 60422062.7481 | -681261.3326 | -1501478 | -676500 | -689827.05 | -459289.875 | -523502.219 | -444290.5269 | -325415.0809 | Total | 166348827.6874 | 150293164.85 | 174722141.6669 | 98852689.3849 | 104812538.886 | 116764786.5333 | 110569715.6529 | 60096647.6672 |  | Total | 166.348 | 150.292 | 174.721 | 98.851 | 104.814 | 116.766 | 110.572 | 60.096
| F18: 327193284.5169; F23: 493538702.876 | [11 empty] | 491364134.2043 |  |  |  |  | 491096378.1242 | 982460512.3285
Note: Communications - other (post 2018). New class proposed with 10 year life. Assets were previously allocated to "Communications - other", 15 year life. | F17: Check Total; F18: 175398641.6669; F22: Check total; F23: 493538702.876 | [8 empty] | 1000000 | [7 empty] | Check total | 663635780.4585
| F16: 0 |  |  | -850000 | -550000 | -288560.7702 | -356463.3135 | -415055.1243 | -684454.806
| RFM | RFM | RFM | PTRM | PTRM | PTRM | PTRM | PTRM | [9 empty] | RFM | RFM | RFM | PTRM | PTRM | PTRM | PTRM | PTRM |  | $m | RFM | RFM | RFM | PTRM | PTRM | PTRM | PTRM | PTRM
COMMISSIONED $Nominal | F16 | F17 | F18 | F19 | F20 | F21 | F22 | F23 | F16 | F17 | F18 | F19 | F20 | F21 | F22 | F23 | COMMISSIONED $Nominal | F16 | F17 | F18 | F19 | F20 | F21 | F22 | F23 |  | COMMISSIONED | F16 | F17 | F18 | F19 | F20 | F21 | F22 | F23
Commercial Buildings | 736864.0201 | 820244.6381 | 6482815.0542 | 3318183.3125 | 643616.39 | 1131890.3218 | 1110451.2862 | 134574.9987 | -2695.5124 | -3614.5843 | -18040.5603 | -13953.3336 | -2553.3057 | -4186.7834 | -4210.7949 | -516.2081 | Commercial Buildings | 734168.5078 | 816630.0537 | 6464774.4939 | 3304229.9789 | 641063.0842 | 1127703.5384 | 1106240.4913 | 134058.7906 |  | Commercial Buildings | 0.734 | 0.817 | 6.465 | 3.304 | 0.641 | 1.128 | 1.106 | 0.134
Communications - Civil | 5918203.1278 | 2970158.6632 | 1866065.3244 | 9995148.727 | 1919834.5824 | 1242475.3412 | 820430.7546 | 56888.5102 | -21129.1394 | -21047.714 | -5192.9391 | -42030.7232 | -7616.221 | -4595.8297 | -3111.0465 | -218.2152 | Communications - Civil | 5897073.9884 | 2949110.9492 | 1860872.3852 | 9953118.0038 | 1912218.3614 | 1237879.5115 | 817319.7081 | 56670.2951 |  | Communications - Civil | 5.897 | 2.949 | 1.861 | 9.953 | 1.912 | 1.238 | 0.817 | 0.057
Communications - Other | F16: 9510628.7205; F17: 11262795.2705; F18: 10667206.1726 | -32876.3412 | -83165.9592 | -29685.0018 | [5 empty] | Communications - Other | 9477752.3793 | 11179629.3113 | 10637521.1708 | [6 empty] | Communications - Other | 9.478 | 11.18 | 10.638
Computers, software, and office machines | 11114250.3673 | 13438115.8279 | 32817033.6777 | 23840224.9813 | 10476193.1055 | 14281909.0565 | 10229058.9406 | 14413829.001 | -51616.2661 | -158470.8704 | -91324.1656 | -100250.8241 | -41560.3524 | -52827.7862 | -38788.2564 | -55289.1304 | Computers, software, and office machines | 11062634.1013 | 13279644.9575 | 32725709.5121 | 23739974.1571 | 10434632.7531 | 14229081.2702 | 10190270.6841 | 14358539.8707 |  | Computers, software, and office machines | 11.063 | 13.28 | 32.726 | 23.74 | 10.435 | 14.229 | 10.19 | 14.359
Easement | 3497660.4571 | 6111094.1655 | 1962922.4368 | 10025.8962 | 0 | 0 | 0 | 0 | -14264.9223 | -6526.6469 | -5462.4758 | -42.16 | 0 | 0 | 0 | 0 | Easement | 3483395.5347 | 6104567.5187 | 1957459.961 | 9983.7362 | 0 | 0 | 0 | 0 |  | Easement | 3.483 | 6.105 | 1.957 | 0.01 | 0 | 0 | 0 | 0
Land | 955951.4 | 893363.8065 | 12829582.8934 | 13408.0971 | 111799.3703 | 43420.1008 | 0 | 0 | 0 | -6155.6381 | -35702.5246 | -56.3826 | -443.5219 | -160.6079 | 0 | 0 | Land | 955951.4 | 887208.1683 | 12793880.3688 | 13351.7146 | 111355.8484 | 43259.4929 | 0 | 0 |  | Land | 0.956 | 0.887 | 12.794 | 0.013 | 0.111 | 0.043 | 0 | 0
Network Switching Centres | 0 | 1657665.5722 | 968.7051 | 2875489.0527 | 0 | 0 | 0 | 1855197.063 | 0 | -17962.0884 | -2.6957 | -12091.7545 | 0 | 0 | 0 | -7116.2376 | Network Switching Centres | 0 | 1639703.4838 | 966.0093 | 2863397.2982 | 0 | 0 | 0 | 1848080.8254 |  | Network Switching Centres | 0 | 1.64 | 0.001 | 2.863 | 0 | 0 | 0 | 1.848
Office furniture, movable plant, and misc | 3366337.2229 | 3569014.151 | 11813532.3979 | 563183.9619 | 487797.4003 | 546210.1835 | 4032547.7865 | 2969967.9256 | -11042.6526 | -45918.9838 | -32875.0307 | -2368.2518 | -1935.1526 | -2020.3934 | -15291.2891 | -11392.3194 | Office furniture, movable plant, and misc | 3355294.5703 | 3523095.1672 | 11780657.3672 | 560815.7101 | 485862.2478 | 544189.7901 | 4017256.4974 | 2958575.6062 |  | Office furniture, movable plant, and misc | 3.355 | 3.523 | 11.781 | 0.561 | 0.486 | 0.544 | 4.017 | 2.959
Refurbishment | 0 | 0 | 0 | 0 | 0 | 0 | 0 | 0 | 0 | 0 | 0 | 0 | 0 | 0 | 0 | 0 | Refurbishment | 0 | 0 | 0 | 0 | 0 | 0 | 0 | 0 |  | Refurbishment | 0 | 0 | 0 | 0 | 0 | 0 | 0 | 0
Substation Primary Plant | 18468995.1325 | 53338356.5135 | 89474992.7144 | 23761379.6752 | 7495662.297 | 23601106.6975 | 5724656.0168 | 31985900.4141 | -119006.5681 | -301835.5426 | -248993.5298 | -99919.2708 | -29736.2184 | -87298.8488 | -21707.7081 | -122692.7708 | Substation Primary Plant | 18349988.5644 | 53036520.9709 | 89225999.1846 | 23661460.4044 | 7465926.0786 | 23513807.8487 | 5702948.3087 | 31863207.6434 |  | Substation Primary Plant | 18.35 | 53.037 | 89.226 | 23.661 | 7.466 | 23.514 | 5.703 | 31.863
Substation Demountable Buildings | 7134828.9455 | 0 | 4708609.193 | 3504330.3791 | 159277.252 | 221016.765 | 2267112.2479 | 0 | -25301.1139 | 0 | -13103.2503 | -14736.1029 | -631.8725 | -817.5256 | -8596.8154 | 0 | Substation Demountable Buildings | 7109527.8316 | 0 | 4695505.9427 | 3489594.2762 | 158645.3795 | 220199.2394 | 2258515.4325 | 0 |  | Substation Demountable Buildings | 7.11 | 0 | 4.696 | 3.49 | 0.159 | 0.22 | 2.259 | 0
Substation Establishment | 33162308.4171 | 37908538.1348 | 17036132.6849 | 19337452.3706 | 14818949.0489 | 10380543.3658 | 387311.0259 | 2226289.2512 | -118402.4488 | -267091.3324 | -47408.6299 | -81316.1595 | -58788.6017 | -38396.9065 | -1468.6707 | -8539.6876 | Substation Establishment | 33043905.9683 | 37641446.8024 | 16988724.055 | 19256136.2111 | 14760160.4472 | 10342146.4594 | 385842.3552 | 2217749.5637 |  | Substation Establishment | 33.044 | 37.641 | 16.989 | 19.256 | 14.76 | 10.342 | 0.386 | 2.218
Substation Fences | 276033.61 | 444766.4687 | 713883.3215 | 178309.0522 | 232055.4411 | 3184393.5693 | 57764.4159 | 49225.7312 | -10.5393 | -6645.5823 | -1986.6146 | -749.8096 | -920.5926 | -11778.8499 | -219.0408 | -188.822 | Substation Fences | 276023.0707 | 438120.8864 | 711896.7069 | 177559.2426 | 231134.8485 | 3172614.7195 | 57545.3751 | 49036.9092 |  | Substation Fences | 0.276 | 0.438 | 0.712 | 0.178 | 0.231 | 3.173 | 0.058 | 0.049
Substation Secondary Systems - Electro-mechanical | -4135744.28 | 0 | 0 | 0 | 0 | 0 | 0 | 0 | 0 | 0 | 0 | 0 | 0 | 0 | 0 | 0 | Substation Secondary Systems - Electro-mechanical | -4135744.28 | 0 | 0 | 0 | 0 | 0 | 0 | 0 |  | Substation Secondary Systems - Electro-mechanical | -4.136 | 0 | 0 | 0 | 0 | 0 | 0 | 0
Substation Secondary Systems - Electronic | 31318011.496 | 27590173.4449 | 34137587.0015 | 11138274.0567 | 11140204.0801 | 13142874.48 | 6394594.4414 | 38409216.4642 | -101053.105 | -161665.1246 | -94999.0386 | -46837.6936 | -44194.5659 | -48614.5767 | -24248.0926 | -147331.5783 | Substation Secondary Systems - Electronic | 31216958.391 | 27428508.3204 | 34042587.9629 | 11091436.363 | 11096009.5141 | 13094259.9033 | 6370346.3488 | 38261884.8859 |  | Substation Secondary Systems - Electronic | 31.217 | 27.429 | 34.043 | 11.091 | 11.096 | 13.094 | 6.37 | 38.262
Transmission lines - Overhead | 13212138.8078 | 8780816.0524 | 14996660.6852 | 720400.2166 | 237359.0825 | 710386.227 | 10982716.0353 | 162487.5688 | -42307.9874 | -44195.6805 | -41733.1297 | -3029.3638 | -941.6328 | -2627.6691 | -41646.0994 | -623.2762 | Transmission lines - Overhead | 13169830.8204 | 8736620.3719 | 14954927.5554 | 717370.8527 | 236417.4497 | 707758.5578 | 10941069.9359 | 161864.2926 |  | Transmission lines - Overhead | 13.17 | 8.737 | 14.955 | 0.717 | 0.236 | 0.708 | 10.941 | 0.162
Transmission lines - Underground | 0 | 0 | 4090950.6384 | 543108.4824 | 0 | 24674.7402 | 14084.7973 | 129009.2454 | 0 | 0 | -11384.4127 | -2283.8322 | 0 | -91.2701 | -53.4091 | -494.8587 | Transmission lines - Underground | 0 | 0 | 4079566.2258 | 540824.6502 | 0 | 24583.47 | 14031.3882 | 128514.3867 |  | Transmission lines - Underground | 0 | 0 | 4.08 | 0.541 | 0 | 0.025 | 0.014 | 0.129
Working Capital | F16: 0; F17: 0 | 0 | 0 | 0 | 0 | 0 | 0 | 0 | 0 | Working Capital | 0 | 0 | 0 | 0 | 0 | 0 | 0 | 0 |  | Working Capital | 0 | 0 | 0 | 0 | 0 | 0 | 0 | 0
Accelerated Depreciation | F16: 0 | 0 | 0 | 0 | 0 | 0 | 0 | 0 | 0 | Accelerated Depreciation | 0 |  | 0 | 0 | 0 | 0 | 0 | 0 |  | Accelerated Depreciation | 0 | 0 | 0 | 0 | 0 | 0 | 0 | 0
Refurbishment Projects 2008-2013 | F16: 0 | 0 | 0 | 0 | 0 | 0 | 0 | 0 | 0 | Refurbishment Projects 2008-2013 | 0 |  | 0 | 0 | 0 | 0 | 0 | 0 |  | Refurbishment Projects 2008-2013 | 0 | 0 | 0 | 0 | 0 | 0 | 0 | 0
Equity Raising Cost - 2003 Opening RAB and 2003-08 capex | F16: 0 | 0 | 0 | 0 | 0 | 0 | 0 | 0 | 0 | Equity Raising Cost - 2003 Opening RAB and 2003-08 capex | 0 |  | 0 | 0 | 0 | 0 | 0 | 0 |  | Equity Raising Cost - 2003 Opening RAB and 2003-08 capex | 0 | 0 | 0 | 0 | 0 | 0 | 0 | 0
Equity Raising Cost 2013-2018 | F16: 0 | 0 | 0 | 0 | 0 | 0 | 0 | 0 | 0 | Equity Raising Cost 2013-2018 | 0 |  | 0 | 0 | 0 | 0 | 0 | 0 |  | Equity Raising Cost 2013-2018 | 0 | 0 | 0 | 0 | 0 | 0 | 0 | 0
Transmission Line Refit - insulators replacement 2013-18 | 2525677.436 | 11405056.4941 | 61845716.1178 | 0 | 0 | 0 | 0 | 0 | -14505.6467 | -36120.7032 | -172106.0007 | 0 | 0 | 0 | 0 | 0 | Transmission Line Refit - insulators replacement 2013-18 | 2511171.7894 | 11368935.7909 | 61673610.1171 | 0 | 0 | 0 | 0 | 0 |  | Transmission Line Refit - insulators replacement 2013-18 | 2.511 | 11.369 | 61.674 | 0 | 0 | 0 | 0 | 0
Communications - other (post 2018) |  |  |  | 19788995.5748 | 14490266.7481 | 4158401.5236 | 303219.6439 | 10820959.119 |  |  |  | -83214.9494 | -57484.6784 | -15381.6374 | -1149.799 | -41507.4592 | Communications equipment - 2019 on |  |  | 0 | 19705780.6254 | 14432782.0696 | 4143019.8862 | 302069.8449 | 10779451.6598 |  | Communications equipment - 2019 on |  |  | 0 | 19.706 | 14.433 | 4.143 | 0.302 | 10.779
Transmission Line Refit 2018-2023 |  | 0 | 0 | 11205262.6972 | 10525019.8671 | 23699994.6834 | 67132463.4384 | 75223237.2526 |  |  |  | -47119.3884 | -41754.0542 | -87664.6286 | -254564.1022 | -288544.2425 | Transmission Line Refit 2018-2023 |  |  | 0 | 11158143.3089 | 10483265.8129 | 23612330.0547 | 66877899.3361 | 74934693.01 |  | Transmission Line Refit 2018-2023 |  |  | 0 | 11.158 | 10.483 | 23.612 | 66.878 | 74.935
Total | 137062144.8806 | 180190159.2034 | 305444659.0188 | 130793176.5335 | 72738034.6652 | 96369297.0556 | 109456410.8306 | 178436782.5451 | -554212.2431 | -1160416.4507 | -850000 | -550000 | -288560.7702 | -356463.3135 | -415055.1243 | -684454.806 | Total | 136507932.6375 | 179029742.7526 | 304594659.0188 | 130243176.5335 | 72449473.895 | 96012833.7421 | 109041355.7063 | 177752327.7391 | Total F18-F23 | Total | 136.508 | 179.032 | 304.598 | 130.242 | 72.449 | 96.013 | 109.041 | 177.754
| F18: 485634818.2222; F23: 587793701.63 | [11 empty] | 620132334.409 |  |  |  |  | 585499167.616 | 890093826.6348
Note: Communications - other (post 2018). New class proposed with 10 year life. Assets were previously allocated to "Communications - other", 15 year life. | F17: Check Total; F18: 485634820.8214; F22: Check total; F23: 582056677.4613 | [16 empty] | Check total F18-F23 | 893238360.6488
[25 empty] | Provisions F18-F23 | -3144534.014
890093826.6348
| F16: Before Provisions adjustment $m Nominal | Provisions adjustment $m Nominal | [8 empty] | After Provisions adjustment $m Nominal
| F16: Incurred | Incurred | [8 empty] | Incurred
INCURRED | F16 | F17 | F18 | F19 | F20 | F21 | F22 | F23 | F16 | F17 | F18 | F19 | F20 | F21 | F22 | F23 | INCURRED | F16 | F17 | F18 | F19 | F20 | F21 | F22 | F23
Commercial Buildings | 1.0891 | 0.61598 | 8.2579 | 1.5993 | 0.70278 | 1.0936 | 0.82325 | 0.34816 | -0.014754 | -0.0045974 | -0.03185 | -0.011083 | -0.0030662 | -0.004881 | -0.0032947 | -0.0018751 | Commercial Buildings | 1.0744 | 0.61138 | 8.226 | 1.5882 | 0.69972 | 1.0887 | 0.81996 | 0.34628
Communications - Civil | 4.0665 | 1.3474 | 8.2928 | 2.9379 | 0.96365 | 0.68716 | 0.76967 | 0.017153 | -0.015923 | -0.021351 | -0.031985 | -0.020359 | -0.0042043 | -0.0030671 | -0.0030803 | -9.2381e-05 | Communications - Civil | 4.0505 | 1.326 | 8.2608 | 2.9175 | 0.95944 | 0.68409 | 0.76659 | 0.017061
Communications - Other | 16.8226 | 6.2812 | 11.8423 | 0 | 0 | 0 | 0 | 0 | -0.046856 | -0.070936 | -0.045675 | 0 | 0 | 0 | 0 | 0 | Communications - Other | 16.7758 | 6.2102 | 11.7967 | 0 | 0 | 0 | 0 | 0
Computers, software, and office machines | 11.1534 | 16.8894 | 26.7235 | 17.7088 | 12.3646 | 13.9946 | 12.5538 | 10.5674 | -0.15248 | -0.31008 | -0.10307 | -0.12272 | -0.053945 | -0.062463 | -0.050242 | -0.056913 | Computers, software, and office machines | 11.0009 | 16.5793 | 26.6204 | 17.5861 | 12.3106 | 13.9321 | 12.5036 | 10.5105
Easement | 3.3828 | 1.1763 | 0.94796 | 0.0049689 | 0.00016679 | 0 | 0 | 0 | -0.0034146 | -0.0027239 | -0.0036562 | -3.4434e-05 | -7.277e-07 | 0 | 0 | 0 | Easement | 3.3794 | 1.1736 | 0.9443 | 0.0049345 | 0.00016606 | 0 | 0 | 0
Land | 2.406 | 5.9239 | 0.8127 | 0.054521 | 0.083075 | 0.012715 | 0 | 0 | -0.0076308 | -0.01366 | -0.0031345 | -0.00037783 | -0.00036245 | -5.6754e-05 | 0 | 0 | Land | 2.3984 | 5.9102 | 0.80956 | 0.054143 | 0.082713 | 0.012659 | 0 | 0
Network Switching Centres | 0.64644 | 0.097872 | 2.2284 | 0.48921 | 0 | 0 | 0 | 0 | -0.0021995 | -0.0023201 | -0.0085949 | -0.0033902 | 0 | 0 | 0 | 0 | Network Switching Centres | 0.64425 | 0.095552 | 2.2198 | 0.48582 | 0 | 0 | 0 | 0
Office furniture, movable plant, and misc | 1.2485 | 6.4353 | 7.6269 | 0.56928 | 1.8978 | 2.8563 | 1.8867 | 0.9057 | -0.012812 | -0.18717 | -0.029416 | -0.0039451 | -0.0082801 | -0.012749 | -0.0075507 | -0.0048778 | Office furniture, movable plant, and misc | 1.2357 | 6.2482 | 7.5975 | 0.56533 | 1.8896 | 2.8435 | 1.8791 | 0.90082
Refurbishment | 0 | 0 | 0 | 0 | 0 | 0 | 0 | 0 | 0 | 0 | 0 | 0 | 0 | 0 | 0 | 0 | Refurbishment | 0 | 0 | 0 | 0 | 0 | 0 | 0 | 0
Substation Primary Plant | 40.0726 | 38.3006 | 32.8236 | 17.2273 | 13.4909 | 19.172 | 17.6201 | 12.7984 | -0.17862 | -0.35503 | -0.1266 | -0.11938 | -0.05886 | -0.085572 | -0.070517 | -0.068928 | Substation Primary Plant | 39.894 | 37.9456 | 32.697 | 17.1079 | 13.4321 | 19.0865 | 17.5495 | 12.7295
Substation Demountable Buildings | 2.393 | 0.35164 | 4.1976 | 2.2768 | 0.34781 | 1.142 | 0.97758 | 0 | -0.0081014 | -0.0043334 | -0.01619 | -0.015778 | -0.0015175 | -0.0050971 | -0.0039124 | 0 | Substation Demountable Buildings | 2.3849 | 0.34731 | 4.1814 | 2.261 | 0.3463 | 1.1369 | 0.97367 | 0
Substation Establishment | 18.0039 | 20.7058 | 17.6734 | 14.8503 | 11.8534 | 5.3223 | 1.4262 | 0.93504 | -0.060664 | -0.18448 | -0.068165 | -0.10291 | -0.051715 | -0.023755 | -0.0057079 | -0.0050358 | Substation Establishment | 17.9432 | 20.5213 | 17.6052 | 14.7474 | 11.8017 | 5.2985 | 1.4205 | 0.93
Substation Fences | 1.4944 | 0.26861 | 0.3937 | 0.80995 | 1.6329 | 0.97649 | 0.03883 | 0.031684 | -0.0050106 | -0.0033155 | -0.0015185 | -0.005613 | -0.0071242 | -0.0043584 | -0.0001554 | -0.00017064 | Substation Fences | 1.4894 | 0.26529 | 0.39218 | 0.80434 | 1.6258 | 0.97213 | 0.038674 | 0.031514
Substation Secondary Systems - Electro-mechanical | -4.1357 | 0 | 0 | 0 | 0 | 0 | 0 | 0 | 0 | 0 | 0 | 0 | 0 | 0 | 0 | 0 | Substation Secondary Systems - Electro-mechanical | -4.1357 | 0 | 0 | 0 | 0 | 0 | 0 | 0
Substation Secondary Systems - Electronic | 29.5447 | 17.5026 | 27.9268 | 15.422 | 16.5842 | 13.9213 | 13.7844 | 7.741 | -0.095006 | -0.16494 | -0.10771 | -0.10687 | -0.072355 | -0.062136 | -0.055167 | -0.041691 | Substation Secondary Systems - Electronic | 29.4496 | 17.3377 | 27.8191 | 15.3152 | 16.5118 | 13.8592 | 13.7293 | 7.6993
Transmission lines - Overhead | 9.8272 | 11.9937 | 6.3345 | 1.0885 | 0.83223 | 1.0312 | 10.0174 | 0.11382 | -0.019186 | -0.079512 | -0.024432 | -0.0075435 | -0.0036309 | -0.0046025 | -0.040091 | -0.000613 | Transmission lines - Overhead | 9.808 | 11.9142 | 6.3101 | 1.081 | 0.8286 | 1.0266 | 9.9773 | 0.11321
Transmission lines - Underground | 1.7612 | 0.53596 | 1.6453 | 0.34904 | 0.013003 | 0.03197 | 0.049275 | 0.077452 | -0.013372 | -0.016146 | -0.0063457 | -0.0024189 | -5.6729e-05 | -0.00014269 | -0.0001972 | -0.00041713 | Transmission lines - Underground | 1.7478 | 0.51981 | 1.6389 | 0.34662 | 0.012946 | 0.031827 | 0.049078 | 0.077035
Working Capital | 0 | 0 | 0 | 0 | 0 | 0 | 0 | 0 | 0 | 0 | 0 | 0 | 0 | 0 | 0 | 0 | Working Capital | 0 | 0 | 0 | 0 | 0 | 0 | 0 | 0
Accelerated Depreciation | 0 | 0 | 0 | 0 | 0 | 0 | 0 | 0 | 0 | 0 | 0 | 0 | 0 | 0 | 0 | 0 | Accelerated Depreciation | 0 | 0 | 0 | 0 | 0 | 0 | 0 | 0
Refurbishment Projects 2008-2013 | 0 | 0 | 0 | 0 | 0 | 0 | 0 | 0 | 0 | 0 | 0 | 0 | 0 | 0 | 0 | 0 | Refurbishment Projects 2008-2013 | 0 | 0 | 0 | 0 | 0 | 0 | 0 | 0
Equity Raising Cost - 2003 Opening RAB and 2003-08 capex | 0 | 0 | 0 | 0 | 0 | 0 | 0 | 0 | 0 | 0 | 0 | 0 | 0 | 0 | 0 | 0 | Equity Raising Cost - 2003 Opening RAB and 2003-08 capex | 0 | 0 | 0 | 0 | 0 | 0 | 0 | 0
Equity Raising Cost 2013-2018 | 0 | 0 | 0 | 0 | 0 | 0 | 0 | 0 | 0 | 0 | 0 | 0 | 0 | 0 | 0 | 0 | Equity Raising Cost 2013-2018 | 0 | 0 | 0 | 0 | 0 | 0 | 0 | 0
Transmission Line Refit - insulators replacement 2013-18 | 27.2535 | 23.3684 | 9.6766 | 0.023771 | 0 | 0 | 0 | 0 | -0.045225 | -0.08089 | -0.037322 | -0.00016473 | 0 | 0 | 0 | 0 | Transmission Line Refit - insulators replacement 2013-18 | 27.2083 | 23.2875 | 9.6392 | 0.023606 | 0 | 0 | 0 | 0
Communications equipment - 2019 on (10 year life) | 0 | 0 | 0 | 13.8977 | 4.2042 | 4.1424 | 3.6696 | 2.1946 | 0 | 0 | 0 | -0.096311 | -0.018343 | -0.018489 | -0.014686 | -0.011819 | Communications equipment - 2019 on (10 year life) | 0 | 0 | 0 | 13.8014 | 4.1859 | 4.1239 | 3.6549 | 2.1827
Transmission Line Refit 2018-2023 | 0 | 0 | 7.9947 | 10.2331 | 40.301 | 52.9044 | 47.3972 | 24.6917 | [8 empty] | Transmission Line Refit 2018-2023 | 0 | 0 | 7.9639 | 10.1622 | 40.1252 | 52.6683 | 47.2075 | 24.5587
Total | 167.0301 | 151.7946 | 175.3986 | 99.5425 | 105.2718 | 117.2883 | 111.014 | 60.4221 | -0.68126 | -1.5015 | -0.64566 | -0.61891 | -0.28346 | -0.28737 | -0.2546 | -0.19243 | Total | 166.3488 | 150.2932 | 174.7221 | 98.8527 | 104.8125 | 116.7648 | 110.5697 | 60.0966
| Incurred F16: Before Provisions adjustment | Provisions adjustment $m | [8 empty] | After Provisions adjustment
| Incurred F16: Commissioned | Commissioned | [8 empty] | Commissioned
COMMISSIONED | F16 | F17 | F18 | F19 | F20 | F21 | F22 | F23 | F16 | F17 | F18 | F19 | F20 | F21 | F22 | F23 | COMMISSIONED | F16 | F17 | F18 | F19 | F20 | F21 | F22 | F23
Commercial Buildings | 0.73686 | 0.82024 | 6.4828 | 3.3182 | 0.64362 | 1.1319 | 1.1105 | 0.13457 | -0.0026955 | -0.0036146 | -0.018041 | -0.013953 | -0.0025533 | -0.0041868 | -0.0042108 | -0.00051621 | Commercial Buildings | 0.73417 | 0.81663 | 6.4648 | 3.3042 | 0.64106 | 1.1277 | 1.1062 | 0.13406
Communications - Civil | 5.9182 | 2.9702 | 1.8661 | 9.9951 | 1.9198 | 1.2425 | 0.82043 | 0.056889 | -0.021129 | -0.021048 | -0.0051929 | -0.042031 | -0.0076162 | -0.0045958 | -0.003111 | -0.00021822 | Communications - Civil | 5.8971 | 2.9491 | 1.8609 | 9.9531 | 1.9122 | 1.2379 | 0.81732 | 0.05667
Communications - Other | 9.5106 | 11.2628 | 10.6672 | 0 | 0 | 0 | 0 | 0 | -0.032876 | -0.083166 | -0.029685 | 0 | 0 | 0 | 0 | 0 | Communications - Other | 9.4778 | 11.1796 | 10.6375 | 0 | 0 | 0 | 0 | 0
Computers, software, and office machines | 11.1143 | 13.4381 | 32.817 | 23.8402 | 10.4762 | 14.2819 | 10.2291 | 14.4138 | -0.051616 | -0.15847 | -0.091324 | -0.10025 | -0.04156 | -0.052828 | -0.038788 | -0.055289 | Computers, software, and office machines | 11.0626 | 13.2796 | 32.7257 | 23.74 | 10.4346 | 14.2291 | 10.1903 | 14.3585
Easement | 3.4977 | 6.1111 | 1.9629 | 0.010026 | 0 | 0 | 0 | 0 | -0.014265 | -0.0065266 | -0.0054625 | -4.216e-05 | 0 | 0 | 0 | 0 | Easement | 3.4834 | 6.1046 | 1.9575 | 0.0099837 | 0 | 0 | 0 | 0
Land | 0.95595 | 0.89336 | 12.8296 | 0.013408 | 0.1118 | 0.04342 | 0 | 0 | 0 | -0.0061556 | -0.035703 | -5.6383e-05 | -0.00044352 | -0.00016061 | 0 | 0 | Land | 0.95595 | 0.88721 | 12.7939 | 0.013352 | 0.11136 | 0.043259 | 0 | 0
Network Switching Centres | 0 | 1.6577 | 0.00096871 | 2.8755 | 0 | 0 | 0 | 1.8552 | 0 | -0.017962 | -2.6957e-06 | -0.012092 | 0 | 0 | 0 | -0.0071162 | Network Switching Centres | 0 | 1.6397 | 0.00096601 | 2.8634 | 0 | 0 | 0 | 1.8481
Office furniture, movable plant, and misc | 3.3663 | 3.569 | 11.8135 | 0.56318 | 0.4878 | 0.54621 | 4.0325 | 2.97 | -0.011043 | -0.045919 | -0.032875 | -0.0023683 | -0.0019352 | -0.0020204 | -0.015291 | -0.011392 | Office furniture, movable plant, and misc | 3.3553 | 3.5231 | 11.7807 | 0.56082 | 0.48586 | 0.54419 | 4.0173 | 2.9586
Refurbishment | 0 | 0 | 0 | 0 | 0 | 0 | 0 | 0 | 0 | 0 | 0 | 0 | 0 | 0 | 0 | 0 | Refurbishment | 0 | 0 | 0 | 0 | 0 | 0 | 0 | 0
Substation Primary Plant | 18.469 | 53.3384 | 89.475 | 23.7614 | 7.4957 | 23.6011 | 5.7247 | 31.9859 | -0.11901 | -0.30184 | -0.24899 | -0.099919 | -0.029736 | -0.087299 | -0.021708 | -0.12269 | Substation Primary Plant | 18.35 | 53.0365 | 89.226 | 23.6615 | 7.4659 | 23.5138 | 5.7029 | 31.8632
Substation Demountable Buildings | 7.1348 | 0 | 4.7086 | 3.5043 | 0.15928 | 0.22102 | 2.2671 | 0 | -0.025301 | 0 | -0.013103 | -0.014736 | -0.00063187 | -0.00081753 | -0.0085968 | 0 | Substation Demountable Buildings | 7.1095 | 0 | 4.6955 | 3.4896 | 0.15865 | 0.2202 | 2.2585 | 0
Substation Establishment | 33.1623 | 37.9085 | 17.0361 | 19.3375 | 14.8189 | 10.3805 | 0.38731 | 2.2263 | -0.1184 | -0.26709 | -0.047409 | -0.081316 | -0.058789 | -0.038397 | -0.0014687 | -0.0085397 | Substation Establishment | 33.0439 | 37.6414 | 16.9887 | 19.2561 | 14.7602 | 10.3421 | 0.38584 | 2.2177
Substation Fences | 0.27603 | 0.44477 | 0.71388 | 0.17831 | 0.23206 | 3.1844 | 0.057764 | 0.049226 | -1.0539e-05 | -0.0066456 | -0.0019866 | -0.00074981 | -0.00092059 | -0.011779 | -0.00021904 | -0.00018882 | Substation Fences | 0.27602 | 0.43812 | 0.7119 | 0.17756 | 0.23113 | 3.1726 | 0.057545 | 0.049037
Substation Secondary Systems - Electro-mechanical | -4.1357 | 0 | 0 | 0 | 0 | 0 | 0 | 0 | 0 | 0 | 0 | 0 | 0 | 0 | 0 | 0 | Substation Secondary Systems - Electro-mechanical | -4.1357 | 0 | 0 | 0 | 0 | 0 | 0 | 0
Substation Secondary Systems - Electronic | 31.318 | 27.5902 | 34.1376 | 11.1383 | 11.1402 | 13.1429 | 6.3946 | 38.4092 | -0.10105 | -0.16167 | -0.094999 | -0.046838 | -0.044195 | -0.048615 | -0.024248 | -0.14733 | Substation Secondary Systems - Electronic | 31.217 | 27.4285 | 34.0426 | 11.0914 | 11.096 | 13.0943 | 6.3703 | 38.2619
Transmission lines - Overhead | 13.2121 | 8.7808 | 14.9967 | 0.7204 | 0.23736 | 0.71039 | 10.9827 | 0.16249 | -0.042308 | -0.044196 | -0.041733 | -0.0030294 | -0.00094163 | -0.0026277 | -0.041646 | -0.00062328 | Transmission lines - Overhead | 13.1698 | 8.7366 | 14.9549 | 0.71737 | 0.23642 | 0.70776 | 10.9411 | 0.16186
Transmission lines - Underground | 0 | 0 | 4.091 | 0.54311 | 0 | 0.024675 | 0.014085 | 0.12901 | 0 | 0 | -0.011384 | -0.0022838 | 0 | -9.127e-05 | -5.3409e-05 | -0.00049486 | Transmission lines - Underground | 0 | 0 | 4.0796 | 0.54082 | 0 | 0.024583 | 0.014031 | 0.12851
Working Capital | 0 | 0 | 0 | 0 | 0 | 0 | 0 | 0 | 0 | 0 | 0 | 0 | 0 | 0 | 0 | 0 | Working Capital | 0 | 0 | 0 | 0 | 0 | 0 | 0 | 0
Accelerated Depreciation | 0 | 0 | 0 | 0 | 0 | 0 | 0 | 0 | 0 | 0 | 0 | 0 | 0 | 0 | 0 | 0 | Accelerated Depreciation | 0 | 0 | 0 | 0 | 0 | 0 | 0 | 0
Refurbishment Projects 2008-2013 | 0 | 0 | 0 | 0 | 0 | 0 | 0 | 0 | 0 | 0 | 0 | 0 | 0 | 0 | 0 | 0 | Refurbishment Projects 2008-2013 | 0 | 0 | 0 | 0 | 0 | 0 | 0 | 0
Equity Raising Cost - 2003 Opening RAB and 2003-08 capex | 0 | 0 | 0 | 0 | 0 | 0 | 0 | 0 | 0 | 0 | 0 | 0 | 0 | 0 | 0 | 0 | Equity Raising Cost - 2003 Opening RAB and 2003-08 capex | 0 | 0 | 0 | 0 | 0 | 0 | 0 | 0
Equity Raising Cost 2013-2018 | 0 | 0 | 0 | 0 | 0 | 0 | 0 | 0 | 0 | 0 | 0 | 0 | 0 | 0 | 0 | 0 | Equity Raising Cost 2013-2018 | 0 | 0 | 0 | 0 | 0 | 0 | 0 | 0
Transmission Line Refit - insulators replacement 2013-18 | 2.5257 | 11.4051 | 61.8457 | 0 | 0 | 0 | 0 | 0 | -0.014506 | -0.036121 | -0.17211 | 0 | 0 | 0 | 0 | 0 | Transmission Line Refit - insulators replacement 2013-18 | 2.5112 | 11.3689 | 61.6736 | 0 | 0 | 0 | 0 | 0
Communications equipment - 2019 on (10 year life) | 0 | 0 | 0 | 19.789 | 14.4903 | 4.1584 | 0.30322 | 10.821 | 0 | 0 | 0 | -0.083215 | -0.057485 | -0.015382 | -0.0011498 | -0.041507 | Communications equipment - 2019 on (10 year life) | 0 | 0 | 0 | 19.7058 | 14.4328 | 4.143 | 0.30207 | 10.7795
Transmission Line Refit 2018-2023
Total | 137.0621 | 180.1902 | 305.4447 | 119.5879 | 62.213 | 72.6693 | 42.3239 | 103.2135 | -0.55421 | -1.1604 | -0.85 | -0.50288 | -0.24681 | -0.2688 | -0.16049 | -0.39591 | Total | 136.5079 | 179.0297 | 304.5947 | 119.085 | 61.9662 | 72.4005 | 42.1635 | 102.8176
Note on E31: Robertson, Ian (ENet): Proposed new asset class. Looks up T11 "Comms Other"
Note on E62: Robertson, Ian (ENet): Proposed new asset class. Looks up T41 "Comms Other"

## Incurred
| Note: Historic incurred spend data are not comprehensive. Annual historic spend is shown for projects which are active in financial years 2016 to 2023. | [15 empty] | 18 | 19 | 20 | 21 | 22 | 23 | [7 empty] | 31 |  |  | 34 |  |  |  | 38 | 39 | 40 | 41 | 42 | 43 | 44 | 45 | 46 | 47 | 48 | 49 | 50 | 51 | 52 | 53 | 54 | 55 | 56 | 57 | [10 empty] | 68 | hyj
[16 empty] | 7 | 8 | 9 | 10 | 11 | 12 | 13
[15 empty] | 167030089.02 | [8 empty] | Total F17-F23
[15 empty] | 167030089.02 | [10 empty] | Check to "Commissioned" | [10 empty] | Asset class splits
[26 empty] | Commissioned by Year | Per "Commissioned" | [9 empty] | Commercial Buildings | Communications - Civil | Communications - Other | Computers, software, and office machines | Easement | Land | Network Switching Centres | Office furniture, movable plant, and misc | Refurbishment | Substation Primary Plant | Substation Demountable Buildings | Substation Establishment | Substation Fences | Substation Secondary Systems - Electro-mechanical | Substation Secondary Systems - Electronic | Transmission lines - Overhead | Transmission lines - Underground | Refurbishment 2008-13 | Transmission Line Refit - insulators replacement 2013-18 | Transmission Line refit 2018-2023
|  |  | 2016 | [11 empty] | 0 | [8 empty] | 0
|  |  | 2017 | [12 empty] | 7: 0 |  | 0 |  | 75944362.7101 | 75944362.7101
| Incurred spend up to 2017 is always $Nominal |  | 2018 | [12 empty] | 8: 175398641.6669 |  | 175398641.6669 |  | 289035860.3581 | 289035860.3581 | [8 empty] | F18 | 8257895.3133 | 8292785.9074 | 11842330.9276 | 26723469.8528 | 947956.9857 | 812696.2448 | 2228421.7324 | 7626895.6332 | 0 | 32823605.8989 | 4197638.8692 | 17673381.07 | 393702.2169 | 0 | 27926795.9232 | 6334497.8047 | 1645273.475 | 0 | 9676558.8798 | 7994734.9321 | 175398641.6669
|  |  | 2019 | [12 empty] | 9: 99542516.4349 |  | 99542516.4349 |  | 125056152.3648 | 125056152.3648 | [8 empty] | F19 | 1599275.5166 | 2937850.4706 | 13897740.9651 | 17708828.8589 | 4968.8915 | 54520.9584 | 489212.3954 | 569276.8254 | 0 | 17227319.8845 | 2276798.1844 | 14850294.8438 | 809954.6817 | 0 | 15422028.2916 | 1088528.3219 | 349042.018 | 0 | 23770.9866 | 10233104.3403 | 99542516.4349
| Incurred spend from 2017-2023 is $Nominal when cell A21 is set to 0 and $Real 2017/18 when Cell A21 is set to 1 |  | 2020 | [12 empty] | 10: 105271828.7609 |  | 105271828.7609 |  | 72738034.6652 | 72738034.6652 | [8 empty] | F20 | 702783.279 | 963648.5924 | 4204219.5642 | 12364589.7303 | 166.7919 | 83075.0041 | 0 | 1897837.7136 | 0 | 13490942.4298 | 347814.4153 | 11853445.5648 | 1632900.0632 | 0 | 16584176.557 | 832228.4694 | 13002.6311 | 0 | 0 | 40300997.9549 | 105271828.7609
|  |  | 2021 | [12 empty] | 11: 117288288.7522 |  | 117288288.7522 |  | 96369297.0556 | 96369297.0556 | [8 empty] | F21 | 1093567.2852 | 687159.7398 | 4142411.1875 | 13994553.7592 | 0 | 12715.3692 | 0 | 2856259.175 | 0 | 19172028.5422 | 1141978.6908 | 5322272.1611 | 976487.9268 | 0 | 13921317.7733 | 1031170.8094 | 31969.772 | 0 | 0 | 52904396.5607 | 117288288.7522
|  |  | 2022 | [12 empty] | 12: 111014006.1799 |  | 111014006.1799 |  | 109456410.8306 | 109456410.8306 | [8 empty] | F22 | 823252.6715 | 769672.0445 | 3669558.0568 | 12553812.562 | 0 | 0 | 0 | 1886671.4034 | 0 | 17620057.7261 | 977583.7743 | 1426228.7059 | 38829.7454 | 0 | 13784448.7345 | 10017396.8303 | 49274.9074 | 0 | 0 | 47397219.0178 | 111014006.1799
| Incurred spend 2017-2023 is set to |  | 2023 | [12 empty] | 13: 60422062.7481 |  | 60422062.7481 |  | 178436782.5451 | 178436782.5451 | [8 empty] | F23 | 348158.6871 | 17153.0901 | 2194566.9554 | 10567381.9887 | 0 | 0 | 0 | 905695.9314 | 0 | 12798383.9487 | 0 | 935038.0569 | 31684.3311 | 0 | 7741002.4794 | 113819.6064 | 77452.0647 | 0 | 0 | 24691725.6082 | 60422062.7481
| $Nominal |  | Total | [11 empty] | 0 | 0 | 175398641.6669 | 99542516.4349 | 105271828.7609 | 117288288.7522 | 111014006.1799 | 60422062.7481 |  | 668937344.5429
2.126% |  |  | Check | [10 empty] | Check totals | -167030089.02 | -151794642.85 | 0 | 0 | 0 | 0 | 0 | 0
2.5% | <==Forecast cpi 2017/18-2022/23 |  | Cum Cpi F17-F23 | [12 empty] | 100% | 102.5% | 105.1% | 107.7% | 110.4% | 113.1% | 116% | 118.9%
2 | <===Proposal (1), Revised Proposal (2) Labour escalator |  | Cum labour escalator |  |  | 127.6% | 122.4% | 119.5% | 116.1% | [7 empty] | 0.65% | 1.242% | 1.883% | 2.623% | 3.702% | 4.915% | 5.727%
1 | <=== Labour Escalator applied = 1 |  | Cum cpi to $2017/18 |  | 134% | 130.8% | 125.4% | 122.4% | 119% | 115.2% | 113.4% | 110.6% | 107.5% | 106.1% | 104.7% | 102.5% | 100% | 97.56% | 95.18% | 92.86% | 90.6% | 88.39% | 86.23%
|  |  | Cum cpi to 2023 for commissioned calc (col AA) |  | 151.7% | 148% | 141.9% | 138.5% | 134.6% | 130.4% | 128.3% | 125.1% | 121.6% | 120% | 118.4% | 116% | 113.1% | 110.4% | 107.7% | 105.1% | 102.5% | 100% | 100%
0 | <===$17/18 Real = 1; $Nominal = 0 (Applies from 2017) |  | CPI from prior year |  | 102.9% | 102.5% | 104.3% | 102.4% | 102.9% | 103.3% | 101.6% | 102.5% | 102.9% | 101.3% | 101.3% | 102.1% | 102.5% | 102.5% | 102.5% | 102.5% | 102.5% | 102.5% | 102.5% | [11 empty] | Asset Class allocations =====> | [22 empty] | Labour Escalation
| Set to 0 (nominal) for RFM/PTRM table inputs |  | Incurred 2.5% cpi - base total | [12 empty] | 151794642.85 | 174833957.5467 | 98901741.04 | 104253869.73 | 115728526.63 | 108990066.79 | 58920948.16 | [13 empty] | Success VLU | 73 | 74 | 75 | 76 | 77 | 78 | 79 | 80 | 81 | 82 | 83 | 84 | 85 | 86 | 87 | 88 | 89 | 90 | 91 | 92 |  | Labour escalation factors derived form Success Estimator commodity report
347 |  |  |  |  | 92201.14 | 6125285.84 | 7596615.71 | 9617371.67 | 39173732.09 | 126300658.34 | 95543994.11 | 156925832.93 | 97931219.61 | 111700820.64 | 167030089.02 | 151794642.85 | 175398641.6669 | 99542516.4349 | 105271828.7609 | 117288288.7522 | 111014006.1799 | 60422062.7481 |  | 493538702.876 | [11 empty] | Project splits VLU | 3 | 4 | 5 | 6 | 7 | 8 | 9 | 10 | 11 | 12 | 13 | 14 | 15 | 16 | 17 | 18 | 19 | 20 | 21 | 22 |  | Linked to "Project Labour Content" worksheet
|  |  |  | Fiscal year | 2006 | 2007 | 2008 | 2009 | 2010 | 2011 | 2012 | 2013 | 2014 | 2015 | 2016 | 2017 | 2018 | 2019 | 2020 | 2021 | 2022 | 2023 | 2024 |  |  | Escalate to Capitalisation year
Project Definition | Title | BP Category | Project Category | Project Status | Actual 2006 | Actual 2007 | Actual 2008 | Actual 2009 | Actual 2010 | Actual 2011 | Actual 2012 | Actual 2013 | Actual 2014 | Actual 2015 | Actual 2016 | Actual 2017 | Plan 2018 | Plan 2019 | Plan 2020 | Plan 2021 | Plan 2022 | Plan 2023 | Plan 2024 | Total Nominal 2017-2023 | Absolute | Escalate to 2023 | Commissioned $ | End Year Factor | Last Spend year | AIS Date | AIS Year | Spare | Commissioned $ 2017/18 | Last spend year $ | Estimate basis | Estimates Asset Class $ | Commercial Buildings | Communications - Civil | Communications - Other | Computers, software, and office machines | Easement | Land | Network Switching Centres | Office furniture, movable plant, and misc | Refurbishment | Substation Primary Plant | Substation Demountable Buildings | Substation Establishment | Substation Fences | Substation Secondary Systems - Electro-mechanical | Substation Secondary Systems - Electronic | Transmission lines - Overhead | Transmission lines - Underground | Refurbishment 2008-13 | Transmission Line Refit - insulators replacement 2013-18 | Transmission Line refit 2018-2023 | Total | Labour Escalation Factor F18 | Labour Escalation Factor F19 | Labour Escalation Factor F20 | Labour Escalation Factor F21 | Labour Escalation Factor F22 | Labour Escalation Factor F23 | Labour Escalation Factor F24 | Escalator |  | Escalated inventory at June 2016 | Escalated inventory at June 2017
EC.10161 | Adelaide Central Reinforcement | ExAnte | Augmentation | Active | 14438.5 | 5643382.17 | 6634694.54 | 7459380.96 | 20848276.83 | 100800022.72 | 32862274.5 | 2236198.14 | 394226.32 | 137031.3 | 283719.84 | 128207.2 | 2018 Plan 2018: 777076.6567 | 178218929.6767 | 178218929.6767 | 234550474.0652 | 207308442.1634 | 1.1314 | 2018 | 2011-11-29 | Extra |  | 207308442.1634 | 777076.6567 |  | 0 | 0% | 0% | 4.487% | 0% | 0% | 0% | 0.07687% | 0% | 0% | 25.2% | 0% | 13.03% | 0% | 0% | 4.53% | 0% | 52.67% | 0% | 0% | 0% | 100% | 100.3% | 100.6% | 100.9% | 101.2% | 101.7% | 102.3% | 102.7% | Category |  |  | 503904.69
EC.10344 | Heywood Interconnector Upgrade | ExAnte | Augmentation | Active | 0 | 0 | 0 | 0 | 0 | 0 | 798544.67 | 913779.99 | 1978728.67 | 5687410.89 | 23030612.23 | 3368344.82 | 2018 Plan 2018: 1798969.9414 | 37576391.2114 | 37576391.2114 | 44615570.5305 | 39433663.3076 | 1.1314 | 2018 | 2016-07-25 | Extra |  | 39433663.3076 | 1798969.9414 |  | 26346858.3247 | 0% | 4.591% | 3.134% | 0% | 0% | 0.6073% | 0% | 0% | 0% | 55.82% | 2.716% | 18.53% | 2.265% | 0% | 8.502% | 3.84% | 0% | 0% | 0% | 0% | 100% | 100.3% | 100.6% | 100.9% | 101.2% | 101.7% | 102.3% | 102.7% | Category |  | 33348429.1957
EC.10370 | Clare North New 132_33 kV Substation | ExAnte | Connection | Active | 14316.59 | 182203.75 | 485896.08 | 1703092.27 | 14056261.11 | 5216315.03 | 228703 | 282437.38 | -151764.68 | 247663.51 | 88534.74 | 492156.87 | 2018 Plan 2018: 68416.4905 | 22914232.1405 | 23217761.5005 | 30573606.5544 | 27022613.2408 | 1.1314 | 2018 | 2010-12-13 | Extra |  | 27022613.2408 | 68416.4905 |  | 0 | 0% | 0% | 0.956% | 0% | 0% | 0% | 0% | 0% | 0% | 56.22% | 0% | 26.31% | 0% | 0% | 13.73% | 2.787% | 0% | 0% | 0% | 0% | 100% | 100.3% | 100.6% | 100.9% | 101.3% | 101.8% | 102.4% | 102.8% | Category |  |  | 695272.66
EC.10424 | Riverland Reinforcement Land and Easemen | ExAnte | Easements/Land | Deferred | 24174.52 | 1563.51 | 0 | 383.71 | 0 | 0 | 0 | 0 |  |  |  |  | 2018 Plan 2018: -617213.9368; 2024 Plan 2024: -0.040486 | -591092.1968 | 643335.6768 | 0 |  |  | 2018 | 2026-10-22 |  |  | 0 | -617213.9368 |  | 0 | 0% | 0% | 0% | 0% | 0% | 100% | 0% | 0% | 0% | 0% | 0% | 0% | 0% | 0% | 0% | 0% | 0% | 0% | 0% | 0% | 100% | 100.1% | 100.3% | 100.4% | 100.6% | 100.8% | 101% | 101.2% | Category
EC.10503 | Waterloo Substation Replacement | ExAnte | Replacement | Active | 21868.92 | 297382.73 | 171231.17 | 64637.61 | 0 | 61467.84 | 2533646.94 | 25051794.89 | 12265063.91 | 816930.73 | 209044.69 | 49626.89 | [7 empty] | 41542696.32 | 41542696.32 | 51683704.4603 | 44566696.3773 | 1.1597 | 2017 | 2013-10-29 | Extra |  | 45680863.7868 | 49626.89 |  | 0 | 0% | 0.5999% | 6.88% | 0% | 0% | 0% | 0% | 0% | 0% | 21.41% | 0% | 34.84% | 0% | 0% | 14.4% | 21.87% | 0% | 0% | 0% | 0% | 100% | 100.3% | 100.7% | 101% | 101.4% | 102% | 102.6% | 103% | Category
EC.10505 | Millbrook Pump Station Replacement | ExAnte | Replacement | Cancelled | 5492.33 | 0 | 130.92 | 245.68 | 0 | 0 | 0 | 0 |  |  |  | -5868.93 | [7 empty] | 0 | 11737.86 | 0 |  |  | 2017 |  |  |  | 0 | -5868.93 |  | 0 | 0% | 2.606% | 9.132% | 0% | 0% | 6.988% | 0% | 0% | 0% | 35.26% | 5.263% | 21.05% | 1.108% | 0% | 14.01% | 4.588% | 0% | 0% | 0% | 0% | 100% | 100.3% | 100.7% | 101% | 101.4% | 102% | 102.6% | 103% | Category
EC.10509 | Whyalla Terminal Substation Replac | ExAnte | Replacement | Active | 11910.28 | 753.68 | 110585 | 0 | 491172.67 | 2109341.8 | 13925378.63 | 20268858.55 | 4400650.94 | 1224600.41 | 922861.43 | 279428.7 | [7 empty] | 43745542.09 | 43745542.09 | 55051486.6722 | 47470724.4239 | 1.1597 | 2017 | 2015-12-07 | Extra |  | 48657492.5345 | 279428.7 |  | 0 | 0% | 0% | 3% | 0% | 0% | 0% | 0% | 0% | 0% | 57.6% | 0% | 12.19% | 0.28% | 0% | 26.93% | 0% | 0% | 0% | 0% | 0% | 100% | 100.3% | 100.7% | 101% | 101.4% | 102% | 102.6% | 103% | Category
EC.10517 | South East CB Upgrade | ExAnte | Security/Compliance | Active | 0 | 0 | 0 | 0 | 0 | 0 | 0 | 0 | 131231.91 | 1187948.25 | 3564305.29 | 373136.57 | 2018 Plan 2018: 15412.1615 | 5272034.1815 | 5272034.1815 | 6256464.709 | 5529803.1583 | 1.1314 | 2018 | 2015-12-23 | Extra |  | 5529803.1583 | 15412.1615 |  | 4308958.0093 | 0% | 0% | 4.641% | 0% | 0% | 0% | 0% | 0% | 0% | 56.04% | 0% | 5.911% | 0% | 0% | 23.82% | 9.59% | 0% | 0% | 0% | 0% | 100% | 100.3% | 100.6% | 100.9% | 101.2% | 101.8% | 102.3% | 102.7% | Category
EC.10615 | Ardrossan West 132kV Sub Rebuild 2x25MVA | ExAnte | Augmentation | Active | 0 | 0 | 38503 | 247149.1 | 673856.07 | 4689603.73 | 9839939.19 | 7572131.09 | 697035.34 | 230314.93 | 82087.88 | 27967.15 | [7 empty] | 24098587.48 | 24098587.48 | 30769119.5884 | 26532115.3895 | 1.1597 | 2017 | 2012-11-30 | Extra |  | 27195418.2742 | 27967.15 |  | 0 | 0% | 0% | 4.502% | 0% | 0% | 0% | 0% | 0% | 0% | 46.14% | 0% | 22.84% | 0% | 0% | 26.51% | 0% | 0% | 0% | 0% | 0% | 100% | 100.3% | 100.6% | 100.9% | 101.2% | 101.7% | 102.3% | 102.7% | Category
EC.10703 | SVC Secondary Systems Replacement (Para) | ExAnte | Replacement | Active | 0 | 0 | 0 | 0 | 0 | 0 | 0 | 0 |  | 301176.65 | 12290961.53 | 8690257.06 | 2018 Plan 2018: 435009.7083 | 21717404.9483 | 21717404.9483 | 25488318.4367 | 22527959.5343 | 1.1314 | 2018 | 2016-11-30 | Extra |  | 22527959.5343 | 435009.7083 |  | 10922581 | 0% | 0% | 0% | 0% | 0% | 0% | 0% | 0% | 0% | 0% | 0% | 2.374% | 0% | 0% | 97.63% | 0% | 0% | 0% | 0% | 0% | 100% | 100.3% | 100.7% | 101% | 101.4% | 102% | 102.6% | 103% | Category |  | 12863840.3312
EC.11101 | Cultana 275_132 kV Augmentation | ExAnte | Augmentation | Active | 0 | 0 | 77228 | 0 | 453453.13 | 1359903.97 | 14877728.73 | 37695811.99 | 11090338.27 | 1206213.96 | 1147486.3 | 989831.67 | 2018 Plan 2018: 32667.0525 | 68930663.0725 | 68930663.0725 | 86225549.5399 | 76210821.6623 | 1.1314 | 2018 | 2014-03-20 | Extra |  | 76210821.6623 | 32667.0525 |  | 0 | 0% | 0.1702% | 7.28% | 0% | 0% | 0% | 0% | 0% | 0% | 40.93% | 0% | 15.46% | 0% | 0% | 11.71% | 24.45% | 0% | 0% | 0% | 0% | 100% | 100.3% | 100.6% | 100.9% | 101.2% | 101.7% | 102.3% | 102.7% | Category
EC.11104 | Northern SA Region Voltage Support | Contingent - High | Augmentation | Active | 0 | 0 | 0 | 0 | 0 | 0 | 0 | 0 |  |  | 40538.91 | 73568.75 | 2018 Plan 2018: -114107.66 | 0 | 228215.32 | 0 |  |  | 2018 |  |  |  | 0 | -114107.66 |  | 2873691.8114 | 0% | 0% | 0% | 0% | 0% | 0% | 0% | 0% | 0% | 76.61% | 0% | 13.19% | 1.926% | 0% | 8.275% | 0% | 0% | 0% | 0% | 0% | 100% | 100.3% | 100.6% | 100.9% | 101.2% | 101.7% | 102.3% | 102.7% | Category
EC.11109 | TIPS 66kV Section Secondary Systems Upg. | ExAnte | Replacement | Closed | 0 | 0 | 18240 | 0 | 25691.19 | 263358.79 | 2199097.6 | 7683992.38 | 1100087.3 | 214079.04 | 16232.07 | [8 empty] | 11520778.37 | 11520778.37 | 14454207.8848 | 12046477.6415 | 1.1999 | 2016 | 2015-01-12 | 2015 |  | 12775413.613 | 16232.07 |  | 0 | 0% | 0% | 11.16% | 0% | 0% | 0% | 0% | 0% | 0% | 12.66% | 0% | 22.08% | 0% | 0% | 54.09% | 0% | 0% | 0% | 0% | 0% | 100% | 100.3% | 100.7% | 101% | 101.4% | 102% | 102.6% | 103% | Category
EC.11110 | CLSD Eyre Peninsula Land & Easement Acqu | ExAnte | Easements/Land | Closed | 0 | 0 | 0 | 0 | 4826.04 | 101717.9 | 9808.48 | 0 |  |  |  | -116945.18 | [7 empty] | -592.76 | 233297.6 | 0 |  |  | 2017 | 0 |  |  | 0 | -116945.18 |  | 0 | 0% | 0% | 0% | 0% | 100% | 0% | 0% | 0% | 0% | 0% | 0% | 0% | 0% | 0% | 0% | 0% | 0% | 0% | 0% | 0% | 100% | 100.1% | 100.3% | 100.4% | 100.6% | 100.8% | 101% | 101.2% | Category
EC.11112 | [CLSD] Para-PGW-TIPS Telecoms Bearer | ExAnte | Replacement | Closed | 0 | 0 | 0 | 34867.48 | 298117.36 | 814094.62 | 2193174.18 | 50167.8 | -74756.86 |  | 273.05 | [8 empty] | 3315937.63 | 3465451.35 | 4296359.8199 | 3349351.0137 | 1.2827 | 2016 | 2011-11-10 | 2012 |  | 3797356.0479 | 273.05 |  | 0 | 0% | 0% | 83.93% | 0% | 0% | 0% | 0% | 0% | 0% | 0% | 0% | 0% | 0% | 0% | 16.07% | 0% | 0% | 0% | 0% | 0% | 100% | 100.3% | 100.7% | 101% | 101.4% | 102% | 102.6% | 103% | Category
EC.11132 | Fleurieu Peninsula Reinforcement Land an | ExAnte | Easements/Land | Deferred | 0 | 0 | 0 | 0 | 15015.66 | 326471.92 | 138665.05 | 85507.51 | 174722.74 | 15657.66 |  | -756040.54 | [7 empty] | 0 | 1512081.08 | 0 |  |  | 2017 |  |  |  | 0 | -756040.54 |  | 0 | 0% | 0% | 0% | 0% | 95% | 5% | 0% | 0% | 0% | 0% | 0% | 0% | 0% | 0% | 0% | 0% | 0% | 0% | 0% | 0% | 100% | 100.1% | 100.3% | 100.4% | 100.6% | 100.8% | 101% | 101.2% | Category
EC.11134 | Integrated Budgeting & Forecasting | ExAnte | Information Technology | Deferred | 0 | 0 | 0 | 0 | 0 | 164575.43 | 240508.19 | 117943.46 |  | 39373.82 |  |  | 2018 Plan 2018: 596332.2785 | 1158733.1785 | 1158733.1785 | 1392591.0494 | 1230847.5699 | 1.1314 | 2018 | 2018-05-29 | 2018 |  | 1230847.5699 | 596332.2785 |  | 0 | 0% | 0% | 0% | 100% | 0% | 0% | 0% | 0% | 0% | 0% | 0% | 0% | 0% | 0% | 0% | 0% | 0% | 0% | 0% | 0% | 100% | 100.5% | 100.9% | 101.3% | 101.9% | 102.6% | 103.5% | 104.1% | Category
EC.11139 | Business Process Improvement - Stage 1 | ExAnte | Information Technology | Closed | 0 | 0 | 0 | 0 | 0 | 254962.77 | 0 | 0 |  |  | -234949.04 | [8 empty] | 20013.73 | 489911.81 | 54114.5768 |  |  | 2016 |  |  |  | 47829.4007 | -234949.04 |  | 0 | 0% | 0% | 0% | 100% | 0% | 0% | 0% | 0% | 0% | 0% | 0% | 0% | 0% | 0% | 0% | 0% | 0% | 0% | 0% | 0% | 100% | 100.5% | 100.9% | 101.3% | 101.9% | 102.6% | 103.5% | 104.1% | Category
EC.11201 | Eyre Peninsula Reinforcement | Contingent - Actual | Augmentation | Listed | 0 | 0 | 0 | 0 | 0 | 0 | 1413756.58 | 871332.2 | 45.45 | [10 empty] | 2285134.23 | 2285134.23 | 2903951.6113 | 2388495.9869 | 1.2158 | 2014 | 2011-07-22 | Future |  | 2566670.0827 | 45.45 |  | 0 | 0% | 0.0849% | 0.3425% | 0% | 0% | 0.09893% | 0% | 0% | 0% | 11.15% | 0.3221% | 3.33% | 0.1691% | 0% | 1.976% | 82.53% | 0% | 0% | 0% | 0% | 100% | 100.3% | 100.6% | 100.9% | 101.2% | 101.7% | 102.3% | 102.7% | Category
EC.11208 | Parafield Gardens West CB Complete Mesh | ExAnte | Security/Compliance | Closed | 0 | 0 | 5915 | 0 | 5170.29 | 166130.55 | 291183.75 | 2416906.69 | 116388.69 |  | -15090 | [8 empty] | 2986604.97 | 3016784.97 | 3753656.1587 | 2999500.7458 | 1.2514 | 2016 | 2013-04-17 | 2013 |  | 3317685.0901 | -15090 |  | 0 | 0% | 0% | 0% | 0% | 0% | 0% | 0% | 0% | 0% | 25.41% | 0% | 0% | 0% | 0% | 74.59% | 0% | 0% | 0% | 0% | 0% | 100% | 100.3% | 100.6% | 100.9% | 101.2% | 101.8% | 102.3% | 102.7% | Category
EC.11209 | Munno Para New 275_66 kV Connection Poin | ExAnte | Connection | Closed | 0 | 0 | 0 | 0 | 0 | 459297.58 | 1236085.37 | 4746280.52 | 7405961.06 | 18429504.32 | 37006.38 | 193768.15 | [7 empty] | 32507903.38 | 32507903.38 | 39509729.6893 | 34069116.0861 | 1.1597 | 2017 | 2015-08-03 | Extra |  | 34920843.9882 | 193768.15 |  | 0 | 0% | 1.212% | 7.499% | 0% | 0% | 0% | 0% | 0% | 0% | 27.2% | 0% | 8.958% | 0% | 0% | 17.73% | 37.39% | 0% | 0% | 0% | 0% | 100% | 100.3% | 100.6% | 100.9% | 101.3% | 101.8% | 102.4% | 102.8% | Category
EC.11216 | South East Dual Path Telecommunications | ExAnte | Security/Compliance | Closed | 0 | 0 | 0 | 107614.86 | 2026660.21 | 5821932.95 | 5526002.01 | 580408.01 | 546782.29 | 3550.71 | 148.43 | [8 empty] | 14613099.47 | 14613099.47 | 18950724.5961 | 16001017.8841 | 1.1843 | 2016 | 2012-08-13 | Extra |  | 16749679.1876 | 148.43 |  | 0 | 0% | 0% | 98.53% | 0% | 0% | 0% | 0% | 0% | 0% | 0% | 0% | 1.471% | 0% | 0% | 0% | 0% | 0% | 0% | 0% | 0% | 100% | 100.3% | 100.6% | 100.9% | 101.2% | 101.8% | 102.3% | 102.7% | Category
EC.11217 | Asset Data Capture | ExAnte | Information Technology | Closed | 0 | 0 | 0 | 0 | 238513.45 | 135131.38 | 94858.79 | 95193.71 | 182971.82 | 320398.09 | 344966.82 | 384962.43 | 2018 Plan 2018: 7229.1384 | 1804225.6284 | 1804225.6284 | 2208096.1357 | 1951635.237 | 1.1314 | 2018 | 2016-11-11 | Extra |  | 1951635.237 | 7229.1384 |  | 0 | 0% | 0% | 0% | 100% | 0% | 0% | 0% | 0% | 0% | 0% | 0% | 0% | 0% | 0% | 0% | 0% | 0% | 0% | 0% | 0% | 100% | 100.5% | 100.9% | 101.3% | 101.9% | 102.6% | 103.5% | 104.1% | Category
EC.11218 | Network Configuration Management System | ExAnte | Replacement | Active | 0 | 0 | 0 | 0 | 0 | 2703.28 | 236981.66 | 1081055.72 | 635020.11 | 650420.4 | 373843.75 | 716673.3 | 2018 Plan 2018: 358.8437 | 3697057.0637 | 3697057.0637 | 4487142.6619 | 3965980.2808 | 1.1314 | 2018 | 2017-03-20 | Extra |  | 3965980.2808 | 358.8437 |  | 0 | 0% | 0% | 0% | 100% | 0% | 0% | 0% | 0% | 0% | 0% | 0% | 0% | 0% | 0% | 0% | 0% | 0% | 0% | 0% | 0% | 100% | 100.3% | 100.7% | 101% | 101.4% | 102% | 102.6% | 103% | Category |  | 3152225.663
EC.11220 | Integrated Information Environment | ExAnte | Information Technology | Closed | 0 | 0 | 0 | 0 | 7039.44 | 10890.38 | 223367.44 | 1308235.09 | 493502.02 | 45049.86 | [9 empty] | 2088084.23 | 2088084.23 | 2601413.963 | 2243191.1073 | 1.1597 | 2015 | 2013-08-12 | 2017 |  | 2299270.885 | 45049.86 |  | 0 | 0% | 0% | 0% | 100% | 0% | 0% | 0% | 0% | 0% | 0% | 0% | 0% | 0% | 0% | 0% | 0% | 0% | 0% | 0% | 0% | 100% | 100.5% | 100.9% | 101.3% | 101.9% | 102.6% | 103.5% | 104.1% | Category
EC.11234 | Drawing Management System Tech Upgrade 1 | ExAnte | Information Technology | Closed | 0 | 0 | 0 | 0 | 0 | 0 | 12682.87 | 240717.04 | 542699.27 | 366767.58 | 313547.76 | [8 empty] | 1476414.52 | 1476414.52 | 1788748.7218 | 1510327.4887 | 1.1843 | 2016 | 2015-09-15 | 2016 |  | 1580993.2272 | 313547.76 |  | 0 | 0% | 0% | 0% | 100% | 0% | 0% | 0% | 0% | 0% | 0% | 0% | 0% | 0% | 0% | 0% | 0% | 0% | 0% | 0% | 0% | 100% | 100.5% | 100.9% | 101.3% | 101.9% | 102.6% | 103.5% | 104.1% | Category
EC.11236 | IEC 61850 Training & Development Facilit | ExAnte | Security/Compliance | Cancelled | 0 | 0 | 0 | 0 | 0 | 35526.65 | 197493.65 | 331133.13 | 501644.35 | 142192.95 | 30379.49 | -1238370.22 | [7 empty] | 0 | 2476740.44 | 0 |  |  | 2017 |  |  |  | 0 | -1238370.22 |  | 0 | 0% | 0% | 0% | 100% | 0% | 0% | 0% | 0% | 0% | 0% | 0% | 0% | 0% | 0% | 0% | 0% | 0% | 0% | 0% | 0% | 100% | 100.3% | 100.6% | 100.9% | 101.2% | 101.8% | 102.3% | 102.7% | Category
EC.11239 | CLSD SAEs for 2013-2018 Capital Projects | ExAnte | Augmentation | Closed | 0 | 0 | 0 | 0 | 0 | 2774905.31 | 380743.78 | 172163.75 | -633552.69 | 50000 | -2260000 | -370000 | [7 empty] | 114260.15 | 6641365.53 | 505286.2057 | 446599.3794 | 1.1314 | 2017 | 2013-05-29 | 2018 |  | 446599.3794 | -370000 |  | 0 | 2.214% | 5.381% | 11.13% | 9.097% | 7.454% | 1.175% | 0% | 0.06846% | 0% | 17.34% | 1.795% | 6.534% | 0.5675% | 0% | 18.79% | 4.49% | 1.192% | 0% | 12.76% | 0% | 100% | 100.3% | 100.6% | 100.9% | 101.2% | 101.7% | 102.3% | 102.7% | Category
EC.11242 | Aerial Services Implementation | ExAnte | Security/Compliance | Active | 0 | 0 | 0 | 0 | 0 | 0 | 54051.36 | 71052.52 | 18775.68 | 45776.79 | 108256.04 | 305955.33 | 2018 Plan 2018: 1120649.3744 | 1724517.0944 | 1724517.0944 | 1986943.6932 | 1756168.7024 | 1.1314 | 2018 | 2017-08-23 | 2018 |  | 1756168.7024 | 1120649.3744 |  | 0 | 0% | 0% | 0% | 0% | 0% | 0% | 0% | 100% | 0% | 0% | 0% | 0% | 0% | 0% | 0% | 0% | 0% | 0% | 0% | 0% | 100% | 100.3% | 100.6% | 100.9% | 101.2% | 101.8% | 102.3% | 102.7% | Category
EC.11302 | Para 275Kv Secondary Systems & Minor Pri | ExAnte | Replacement | Active | 0 | 0 | 54192 | 0 | 29678.64 | 732303.74 | 3901923.03 | 19554374.67 | 14103021.54 | 8009727.38 | 3145956.1 | 179069.77 | 2018 Plan 2018: 8320.5463 | 49718567.4163 | 49718567.4163 | 61247712.7 | 54134053.4762 | 1.1314 | 2018 | 2016-03-18 | Extra |  | 54134053.4762 | 8320.5463 |  | 0 | 0% | 5.48% | 9.16% | 0% | 0% | 0% | 0% | 0% | 0% | 10.1% | 0% | 30.88% | 0% | 0% | 44.38% | 0% | 0% | 0% | 0% | 0% | 100% | 100.3% | 100.7% | 101% | 101.4% | 102% | 102.6% | 103% | Category
EC.11316 | SA Water Pump Stations Transformer Repla | ExAnte | Replacement | Active | 0 | 0 | 0 | 0 | 0 | 0 | 406723.76 | 1683133.11 | 9006445.47 | 13834207.35 | 31162866.48 | -3055961.9308 | [7 empty] | 53037414.2392 | 59149338.1008 | 63541001.225 | 54791206.2163 | 1.1597 | 2017 | 2018-11-16 | 2017 |  | 56160986.3717 | -3055961.9308 | Actual capitalisation | 55413255.6207 | 0% | 0% | 4.261% | 0% | 0% | 0% | 0% | 0% | 0% | 35.3% | 0% | 36.89% | 0% | 0% | 13.98% | 9.563% | 0% | 0% | 0% | 0% | 100% | 100.3% | 100.7% | 101% | 101.4% | 102% | 102.6% | 103% | Category
EC.11330 | Alstom EMS Upgrade Stage 2 | ExAnte | Replacement | Closed | 0 | 0 | 0 | 0 | 0 | 0 | 0 | 20153.74 | 372949.98 | 731802.21 | 494183.48 | 20020.94 | [7 empty] | 1639110.35 | 1639110.35 | 1965225.781 | 1694608.0318 | 1.1597 | 2017 | 2016-08-01 | 2017 |  | 1736973.2326 | 20020.94 |  | 0 | 0% | 0% | 0% | 2.18% | 0% | 0% | 97.82% | 0% | 0% | 0% | 0% | 0% | 0% | 0% | 0% | 0% | 0% | 0% | 0% | 0% | 100% | 100.3% | 100.7% | 101% | 101.4% | 102% | 102.6% | 103% | Category
EC.11379 | Energy Management System Functional Enha | ExAnte | Information Technology | Active | 0 | 0 | 0 | 0 | 0 | 0 | 0 | 0 |  |  | 65315.69 | 436260.06 | 2018 Plan 2018: 3748666.9179; 2019 Plan 2019: 4516530.8539 | 8766773.5218 | 8766773.5218 | 9809961.7431 | 8887341.1666 | 1.1038 | 2019 | 2017-09-04 | 2019 |  | 8670576.7479 | 4516530.8539 | derived directly from competitive tender processes | 0 | 0% | 0% | 0% | 100% | 0% | 0% | 0% | 0% | 0% | 0% | 0% | 0% | 0% | 0% | 0% | 0% | 0% | 0% | 0% | 0% | 100% | 100.5% | 100.9% | 101.3% | 101.9% | 102.6% | 103.5% | 104.1% | Category
EC.11380 | Yadnarie Reactor Replacement | ExAnte | Replacement | Closed | 0 | 0 | 0 | 0 | 0 | 0 | 281060.9 | 3275383.8 | 213568.72 | 52025.41 | 41.02 | [8 empty] | 3822079.85 | 3822079.85 | 4781563.621 | 3932829.1405 | 1.2158 | 2016 | 2013-07-02 | 2014 |  | 4226205.5079 | 41.02 |  | 0 | 0% | 0% | 0.55% | 0% | 0% | 0% | 0% | 0% | 0% | 48.86% | 0% | 42.8% | 0% | 0% | 6.76% | 1.03% | 0% | 0% | 0% | 0% | 100% | 100.3% | 100.7% | 101% | 101.4% | 102% | 102.6% | 103% | Category
EC.11383 | Mt Barker South Triple Circuit Easement | ExAnte | Easements/Land | Active | 0 | 0 | 0 | 0 | 0 | 0 | 0 | 16390.89 | 28511.75 | 3753770.75 | 162824.4 | 1305116.01 | 2018 Plan 2018: 5146.3865 | 5271760.1865 | 5271760.1865 | 6271411.3158 | 5543013.7808 | 1.1314 | 2018 | 2017-05-08 | Extra |  | 5543013.7808 | 5146.3865 |  | 0 | 0% | 0% | 0% | 0% | 100% | 0% | 0% | 0% | 0% | 0% | 0% | 0% | 0% | 0% | 0% | 0% | 0% | 0% | 0% | 0% | 100% | 100.1% | 100.3% | 100.4% | 100.6% | 100.8% | 101% | 101.2% | Category |  | 4097681.4479
EC.11384 | Security and Video System Consolidation | ExAnte | Security/Compliance | Deferred | 0 | 0 | 0 | 0 | 0 | 0 | 0 | 151954.94 | 90876.98 | 209796.12 | 43076.15 | 6537.94 | 2018 Plan 2018: 54311.8549 | 556553.9849 | 556553.9849 | 672425.4247 | 594326.0947 | 1.1314 | 2018 | 2018-03-01 | 2018 |  | 594326.0947 | 54311.8549 |  | 0 | 0% | 0% | 0% | 100% | 0% | 0% | 0% | 0% | 0% | 0% | 0% | 0% | 0% | 0% | 0% | 0% | 0% | 0% | 0% | 0% | 100% | 100.3% | 100.6% | 100.9% | 101.2% | 101.8% | 102.3% | 102.7% | Category
EC.11386 | Business Process Improvement - Stage 2 | ExAnte | Information Technology | Closed | 0 | 0 | 0 | 0 | 0 | 0 | 437943.42 | 502383.83 | 301873.52 | 193602.4 | 253939.57 | [8 empty] | 1689742.74 | 1689742.74 | 2090535.8544 | 1719462.7071 | 1.2158 | 2016 | 2014-06-20 | 2014 |  | 1847729.0784 | 253939.57 |  | 0 | 0% | 0% | 0% | 0% | 0% | 0% | 0% | 100% | 0% | 0% | 0% | 0% | 0% | 0% | 0% | 0% | 0% | 0% | 0% | 0% | 100% | 100.5% | 100.9% | 101.3% | 101.9% | 102.6% | 103.5% | 104.1% | Category
EC.11390 | Tailem Bend 132kV Reactive Power Support | ExAnte | Augmentation | Deferred | 0 | 0 | 0 | 0 | 0 | 0 | 72170.82 | 445253.12 | 19278.75 | -92939.59 | -445452.24 | 1689.14 | 2018 Plan 2018: -1694.0719 | -1694.0719 | 1078477.7319 | 34175.3611 |  |  | 2018 |  |  |  | 0 | -1694.0719 |  | 0 | 0% | 0% | 0% | 0% | 0% | 0% | 0% | 0% | 0% | 59.12% | 0% | 2.538% | 0% | 0% | 38.34% | 0% | 0% | 0% | 0% | 0% | 100% | 100.3% | 100.6% | 100.9% | 101.2% | 101.7% | 102.3% | 102.7% | Category
EC.11398 | People Management System | ExAnte | Information Technology | Closed | 0 | 0 | 0 | 0 | 0 | 0 | 0 | 168164.17 | 572811.38 | 294210.18 | 281930.38 | 4171.92 | [7 empty] | 1321288.03 | 1321288.03 | 1598628.5725 | 1378492.4079 | 1.1597 | 2017 | 2016-04-12 | Extra |  | 1412954.7181 | 4171.92 |  | 0 | 0% | 0% | 0% | 100% | 0% | 0% | 0% | 0% | 0% | 0% | 0% | 0% | 0% | 0% | 0% | 0% | 0% | 0% | 0% | 0% | 100% | 100.5% | 100.9% | 101.3% | 101.9% | 102.6% | 103.5% | 104.1% | Category
EC.11399 | Risk Management System | ExAnte | Information Technology | Closed | 0 | 0 | 0 | 0 | 0 | 0 | 0 | 4774.95 | 5096.98 | 10581.42 | 31114.43 | 3969.64 | [7 empty] | 55537.42 | 55537.42 | 66322.5606 | 57189.7362 | 1.1597 | 2017 | 2016-06-03 | Extra |  | 58619.4796 | 3969.64 |  | 0 | 0% | 0% | 0% | 100% | 0% | 0% | 0% | 0% | 0% | 0% | 0% | 0% | 0% | 0% | 0% | 0% | 0% | 0% | 0% | 0% | 100% | 100.5% | 100.9% | 101.3% | 101.9% | 102.6% | 103.5% | 104.1% | Category
EC.11426 | Ex NCIPAP 4 W'oo East to Rob'town 132kv Upr | Ex Ante | Augmentation | Active | 0 | 0 | 0 | 0 | 0 | 0 | 0 | 0 |  |  |  | 103637.5 | 2018 Plan 2018: 849539.1781 | 953176.6781 | 953176.6781 | 1081363.3299 | 955767.6156 | 1.1314 | 2018 | 2017-12-11 | 2018 |  | 955767.6156 | 849539.1781 |  | 613634.6141 | 0% | 0% | 0% | 0% | 0% | 0% | 0% | 0% | 0% | 5.355% | 0% | 0% | 0% | 0% | 3.259% | 73.09% | 0% | 0% | 18.3% | 0% | 100% | 100.3% | 100.6% | 100.9% | 101.2% | 101.7% | 102.3% | 102.7% | Category
EC.11434 | Enterprise Capture of IED Data | ExAnte | Information Technology | Active | 0 | 0 | 0 | 0 | 0 | 0 | 2779.78 | 92423.92 | 103824.38 | 270251.33 | 892352.87 | 340965.75 | 2018 Plan 2018: 676511.8813 | 2379109.9113 | 2379109.9113 | 2787404.928 | 2463659.7969 | 1.1314 | 2018 | 2017-06-30 | 2018 |  | 2463659.7969 | 676511.8813 |  | 0 | 0% | 0% | 0% | 100% | 0% | 0% | 0% | 0% | 0% | 0% | 0% | 0% | 0% | 0% | 0% | 0% | 0% | 0% | 0% | 0% | 100% | 100.5% | 100.9% | 101.3% | 101.9% | 102.6% | 103.5% | 104.1% | Category
EC.11435 | Outage Optimisation Improvements | ExAnte | Information Technology | Active | 0 | 0 | 0 | 0 | 0 | 0 | 19050.56 | 39889.45 | 210929.43 | 210134.06 | 37989.52 | 76830.36 | 2018 Plan 2018: 215081.7709 | 809905.1509 | 809905.1509 | 960376.5408 | 848832.9233 | 1.1314 | 2018 | 2018-04-27 | 2018 |  | 848832.9233 | 215081.7709 |  | 0 | 0% | 0% | 0% | 100% | 0% | 0% | 0% | 0% | 0% | 0% | 0% | 0% | 0% | 0% | 0% | 0% | 0% | 0% | 0% | 0% | 100% | 100.5% | 100.9% | 101.3% | 101.9% | 102.6% | 103.5% | 104.1% | Category
EC.11437 | BUCC Hardware Replacement | ExAnte | Replacement | Closed | 0 | 0 | 0 | 0 | 0 | 0 | 0 | 0 | 66382.09 | 22057.79 | 61400.09 | [8 empty] | 149839.97 | 149839.97 | 179893.2185 | 151892.5881 | 1.1843 | 2016 | 2015-10-30 | 2016 |  | 158999.3925 | 61400.09 |  | 200000 | 0% | 0% | 0% | 100% | 0% | 0% | 0% | 0% | 0% | 0% | 0% | 0% | 0% | 0% | 0% | 0% | 0% | 0% | 0% | 0% | 100% | 100.3% | 100.7% | 101% | 101.4% | 102% | 102.6% | 103% | Category
EC.11439 | 300 Pirie St Emergency Supplies 2013-14 | ExAnte | Facilities | Closed | 0 | 0 | 0 | 0 | 0 | 0 | 0 | 0 | 29137.83 | 9379.84 | 1413.72 | [8 empty] | 39931.39 | 39931.39 | 48354.917 | 39771.849 | 1.2158 | 2016 | 2014-04-15 | 2014 |  | 42738.7007 | 1413.72 |  | 50000 | 100% | 0% | 0% | 0% | 0% | 0% | 0% | 0% | 0% | 0% | 0% | 0% | 0% | 0% | 0% | 0% | 0% | 0% | 0% | 0% | 100% | 100.2% | 100.4% | 100.5% | 100.8% | 101.1% | 101.4% | 101.7% | Category
EC.11441 | Para-Brinkworth-Davenport Hazard Mitiga | ExAnte | Refurbishment | Active | 0 | 0 | 0 | 0 | 0 | 0 | 0 | 0 | 754528.64 | 2820453.82 | 17958100.21 | 18595733.14 | 2018 Plan 2018: 8327235.7171; 2019 Plan 2019: 23770.9866 | 48479822.5137 | 48479822.5137 | 56583215.8506 | 50011317.9363 | 1.1314 | 2019 | 2018-01-24 | 2018 |  | 50011317.9363 | 23770.9866 |  | 0 | 0% | 0% | 0% | 0% | 0% | 0% | 0% | 0% | 0% | 0% | 0% | 0% | 0% | 0% | 0% | 0% | 0% | 0% | 100% | 0% | 100% | 100.3% | 100.6% | 100.9% | 101.3% | 101.8% | 102.4% | 102.8% | Category
EC.11444 | Penola West to South East Line Refurb | ExAnte | Refurbishment | Active | 0 | 0 | 0 | 0 | 0 | 0 | 0 | 0 | 81635.7 | 859178.68 | 876093.75 | 132655.29 | 2018 Plan 2018: 82044.5201 | 2031607.9401 | 2031607.9401 | 2414418.5945 | 2133994.2269 | 1.1314 | 2018 | 2016-11-15 | Extra |  | 2133994.2269 | 82044.5201 |  | 1254957.64 | 0% | 0% | 0% | 0% | 0% | 0% | 0% | 0% | 0% | 0% | 0% | 0% | 0% | 0% | 0% | 0% | 0% | 0% | 100% | 0% | 100% | 100.3% | 100.6% | 100.9% | 101.3% | 101.8% | 102.4% | 102.8% | Category |  | 1869246.863
EC.11445 | Tailem Bend to Keith #2 Line Refurb | ExAnte | Refurbishment | Active | 0 | 0 | 0 | 0 | 0 | 0 | 0 | 0 | 63183.77 | 543156.64 | 4514330.08 | 96723.91 | 2018 Plan 2018: 180155.3173 | 5397549.7173 | 5397549.7173 | 6391059.9842 | 5648765.7694 | 1.1314 | 2018 | 2017-01-20 | Extra |  | 5648765.7694 | 180155.3173 |  | 3630888.06 | 0% | 0% | 0% | 0% | 0% | 0% | 0% | 0% | 0% | 0% | 0% | 0% | 0% | 0% | 0% | 0% | 0% | 0% | 100% | 0% | 100% | 100.3% | 100.6% | 100.9% | 101.3% | 101.8% | 102.4% | 102.8% | Category |  | 5238505.7994
EC.11446 | Brinkworth to Mintaro Line Refurbishment | ExAnte | Refurbishment | Active | 0 | 0 | 0 | 0 | 0 | 0 | 0 | 0 | 469016.36 | 4049141.35 | 1166785.49 | 805076.99 | 2018 Plan 2018: 97474.3886 | 6587494.5786 | 6587494.5786 | 7854479.4522 | 6942215.3408 | 1.1314 | 2018 | 2017-05-15 | 2018 |  | 6942215.3408 | 97474.3886 |  | 5895290.9 | 0% | 0% | 0% | 0% | 0% | 0% | 0% | 0% | 0% | 0% | 0% | 0% | 0% | 0% | 0% | 0% | 0% | 0% | 100% | 0% | 100% | 100.3% | 100.6% | 100.9% | 101.3% | 101.8% | 102.4% | 102.8% | Category
EC.11447 | Magill to Happy Valley Line Reinsulation | ExAnte | Refurbishment | Active | 0 | 0 | 0 | 0 | 0 | 0 | 0 | 0 | 673197.8 | 1777892.24 | 43397.88 | 1645.95 | 2018 Plan 2018: 1381.0757 | 2497514.9457 | 2497514.9457 | 3006588.1034 | 2657385.7862 | 1.1314 | 2018 | 2014-12-05 | Extra |  | 2657385.7862 | 1381.0757 |  | 2184711.02 | 0% | 0% | 0% | 0% | 0% | 0% | 0% | 0% | 0% | 0% | 0% | 0% | 0% | 0% | 0% | 6.331% | 0% | 0% | 93.67% | 0% | 100% | 100.3% | 100.6% | 100.9% | 101.3% | 101.8% | 102.4% | 102.8% | Category
EC.11449 | (CLSD) Switching Manual Rewrite | ExAnte | Security/Compliance | Closed | 0 | 0 | 0 | 0 | 0 | 0 | 0 | 17934.27 | 179945.41 | 428936.92 | 339799.41 | [8 empty] | 966616.01 | 966616.01 | 1158330.7109 | 978034.9203 | 1.1843 | 2016 | 2015-11-02 | 2016 |  | 1023795.5653 | 339799.41 |  | 0 | 0% | 0% | 0% | 0% | 0% | 0% | 0% | 100% | 0% | 0% | 0% | 0% | 0% | 0% | 0% | 0% | 0% | 0% | 0% | 0% | 100% | 100.3% | 100.6% | 100.9% | 101.2% | 101.8% | 102.3% | 102.7% | Category
EC.11451 | BUCC Project Back Up Control Centre Upgr | ExAnte | Facilities | Closed | 0 | 0 | 0 | 0 | 0 | 0 | 0 | 52860.86 | 384185.78 |  | -987.77 | [8 empty] | 436058.87 | 438034.41 | 532077.6432 | 437633.0895 | 1.2158 | 2016 | 2013-12-20 | 2014 |  | 470279.1063 | -987.77 |  | 0 | 92.68% | 0% | 0% | 3.903% | 0% | 0% | 0% | 3.419% | 0% | 0% | 0% | 0% | 0% | 0% | 0% | 0% | 0% | 0% | 0% | 0% | 100% | 100.2% | 100.4% | 100.5% | 100.8% | 101.1% | 101.4% | 101.7% | Category
EC.11452 | Project Delivery Optimisation | ExAnte | Augmentation | Active | 0 | 0 | 0 | 0 | 0 | 0 | 0 | 0 | 2977.51 | 5378.36 | 405032.26 | 1351025.26 | 2018 Plan 2018: 626324.9386 | 2390738.3286 | 2390738.3286 | 2765175.6022 | 2444012.312 | 1.1314 | 2018 | 2017-01-09 | Extra |  | 2444012.312 | 626324.9386 |  | 1786947.3399 | 0% | 0% | 0% | 100% | 0% | 0% | 0% | 0% | 0% | 0% | 0% | 0% | 0% | 0% | 0% | 0% | 0% | 0% | 0% | 0% | 100% | 100.3% | 100.6% | 100.9% | 101.2% | 101.7% | 102.3% | 102.7% | Category |  | 422328.2751
EC.11454 | Safety in Design Processes | ExAnte | Security/Compliance | Closed | 0 | 0 | 0 | 0 | 0 | 0 | 0 | 0 | 89188.45 | [10 empty] | 89188.45 | 89188.45 | 108435.9968 | 95841.6207 | 1.1314 | 2014 | 2013-10-31 | 2018 |  | 95841.6207 | 89188.45 |  | 0 | 0% | 0% | 0% | 0% | 0% | 0% | 0% | 100% | 0% | 0% | 0% | 0% | 0% | 0% | 0% | 0% | 0% | 0% | 0% | 0% | 100% | 100.3% | 100.6% | 100.9% | 101.2% | 101.8% | 102.3% | 102.7% | Category
EC.11461 | Cultana to Stony Point Land and Easement | ExAnte | Easements/Land | Active | 0 | 0 | 0 | 0 | 0 | 0 | 0 | 134351.37 | 188691.28 | 163346.25 | 275845.47 | 13965.75 | [7 empty] | 776200.12 | 776200.12 | 936429.6752 | 807480.3741 | 1.1597 | 2017 | 2016-04-29 | 2017 |  | 827667.3835 | 13965.75 |  | 0 | 0% | 0% | 0% | 0% | 0% | 100% | 0% | 0% | 0% | 0% | 0% | 0% | 0% | 0% | 0% | 0% | 0% | 0% | 0% | 0% | 100% | 100.1% | 100.3% | 100.4% | 100.6% | 100.8% | 101% | 101.2% | Category
EC.11463 | Emergency Unit Asset Replacement 2013-18 | ExAnte | Replacement | Active | 0 | 0 | 0 | 0 | 0 | 0 | 0 | 0 | 277734.34 | 220787.11 | 827665.65 | 867407.92 | 2018 Plan 2018: 630786.8769; 2019 Plan 2019: 21680.4551 | 2846062.3521 | 2846062.3521 | 3326364.8702 | 2940021.8527 | 1.1314 | 2019 | 2018-06-20 | 2018 |  | 2940021.8527 | 21680.4551 |  | 0 | 0% | 0% | 0% | 0% | 0% | 0% | 0% | 0% | 0% | 93.42% | 0% | 3.993% | 0% | 0% | 0% | 2.59% | 0% | 0% | 0% | 0% | 100% | 100.3% | 100.7% | 101% | 101.4% | 102% | 102.6% | 103% | Category
EC.11470 | IT Hardware 1 | ExAnte | Information Technology | Closed | 0 | 0 | 0 | 0 | 0 | 0 | 0 | 607819.53 | 265317.2 | 140277.35 | 6212.29 | [8 empty] | 1019626.37 | 1019626.37 | 1258888.518 | 1035433.9795 | 1.2158 | 2016 | 2014-06-03 | 2014 |  | 1112674.0142 | 6212.29 |  | 0 | 0% | 0% | 0% | 100% | 0% | 0% | 0% | 0% | 0% | 0% | 0% | 0% | 0% | 0% | 0% | 0% | 0% | 0% | 0% | 0% | 100% | 100.5% | 100.9% | 101.3% | 101.9% | 102.6% | 103.5% | 104.1% | Category
EC.11471 | IT Software 1 | ExAnte | Information Technology | Closed | 0 | 0 | 0 | 0 | 0 | 0 | 0 | 1444350.77 | 1072130.25 | 98304.17 | 51373.36 | [8 empty] | 2666158.55 | 2666158.55 | 3289799.6545 | 2741796.5964 | 1.1999 | 2016 | 2014-07-08 | 2015 |  | 2907703.53 | 51373.36 |  | 0 | 0% | 0% | 0% | 100% | 0% | 0% | 0% | 0% | 0% | 0% | 0% | 0% | 0% | 0% | 0% | 0% | 0% | 0% | 0% | 0% | 100% | 100.5% | 100.9% | 101.3% | 101.9% | 102.6% | 103.5% | 104.1% | Category
EC.11504 | [CLSD]-Neuroodla Substation Replacement | ExAnte | Replacement | Closed | 0 | 0 | 0 | 0 | 0 | 0 | 9558.66 | 393759.8 | 643443.42 | 5618545.52 | 984885.6 | [8 empty] | 7650193 | 7650193 | 9195295.206 | 7764034.6835 | 1.1843 | 2016 | 2015-07-17 | Extra |  | 8127301.0937 | 984885.6 |  | 0 | 0% | 11.01% | 8.799% | 0% | 0% | 0% | 0% | 0% | 0% | 27.77% | 0% | 35.65% | 0% | 0% | 15.05% | 1.73% | 0% | 0% | 0% | 0% | 100% | 100.3% | 100.7% | 101% | 101.4% | 102% | 102.6% | 103% | Category
EC.11505 | [CLSD]-Mt Gunson Substation Replacement | ExAnte | Replacement | Closed | 0 | 0 | 0 | 0 | 0 | 0 | 10681.96 | 297096.37 | 617142.08 | 5327208.32 | 582613.27 | [8 empty] | 6834742 | 6834742 | 8217795.5348 | 6938684.1993 | 1.1843 | 2016 | 2015-06-29 | Extra |  | 7263333.8182 | 582613.27 |  | 0 | 0% | 0% | 10.78% | 0% | 0% | 0% | 0% | 0% | 0% | 39.15% | 0% | 30.94% | 0% | 0% | 19.14% | 0% | 0% | 0% | 0% | 0% | 100% | 100.3% | 100.7% | 101% | 101.4% | 102% | 102.6% | 103% | Category
EC.11509 | Bungama Second 275_132kV Transformer | ExAnte | Augmentation | Deferred | 0 | 0 | 0 | 0 | 0 | 0 | 203825.27 | 133765.42 |  |  |  | -337590.69 | [7 empty] | 0 | 675181.38 | 0 |  |  | 2017 |  |  |  | 0 | -337590.69 |  | 0 | 0% | 0% | 0% | 0% | 0% | 0% | 0% | 0% | 0% | 81.19% | 0% | 7.821% | 0% | 0% | 10.55% | 0.4462% | 0% | 0% | 0% | 0% | 100% | 100.3% | 100.6% | 100.9% | 101.2% | 101.7% | 102.3% | 102.7% | Category
EC.11513 | Business Reporting | ExAnte | Information Technology | Closed | 0 | 0 | 0 | 0 | 0 | 0 | 0 | 124347.76 | 154643.18 | 482919.11 | 18252.33 | 2.44 | [7 empty] | 780164.82 | 780164.82 | 944688.5649 | 814601.9889 | 1.1597 | 2017 | 2015-07-30 | Extra |  | 834967.0386 | 2.44 |  | 0 | 0% | 0% | 0% | 100% | 0% | 0% | 0% | 0% | 0% | 0% | 0% | 0% | 0% | 0% | 0% | 0% | 0% | 0% | 0% | 0% | 100% | 100.5% | 100.9% | 101.3% | 101.9% | 102.6% | 103.5% | 104.1% | Category
EC.11516 | Asset Managment Optimisation | ExAnte | Information Technology | Active | 0 | 0 | 0 | 0 | 0 | 0 | 0 | 0 |  |  |  | 621294.22 | 2018 Plan 2018: 2122713.3929; 2019 Plan 2019: 2843209.1967 | 5587216.8095 | 5587216.8095 | 6260537.146 | 5671737.6642 | 1.1038 | 2019 | 2019-04-15 | 2019 |  | 5533402.5992 | 2843209.1967 | based upon actual historical costs for similar projects | 600000 | 0% | 0% | 0% | 100% | 0% | 0% | 0% | 0% | 0% | 0% | 0% | 0% | 0% | 0% | 0% | 0% | 0% | 0% | 0% | 0% | 100% | 100.5% | 100.9% | 101.3% | 101.9% | 102.6% | 103.5% | 104.1% | Category |  |  | 636826.58
EC.11523 | IT Systems Management | ExAnte | Information Technology | Closed | 0 | 0 | 0 | 0 | 0 | 0 | 0 | 0 |  | 13918.48 | 356943.46 | 69180.3 | [7 empty] | 440042.24 | 440042.24 | 519672.4874 | 448111.9572 | 1.1597 | 2017 | 2016-09-12 | 2017 |  | 459314.7562 | 69180.3 |  | 499001 | 0% | 0% | 0% | 100% | 0% | 0% | 0% | 0% | 0% | 0% | 0% | 0% | 0% | 0% | 0% | 0% | 0% | 0% | 0% | 0% | 100% | 100.5% | 100.9% | 101.3% | 101.9% | 102.6% | 103.5% | 104.1% | Category
EC.11526 | Teleco Network Management Systems Upgrad | ExAnte | Replacement | Active | 0 | 0 | 0 | 0 | 0 | 0 | 0 | 0 |  | 111136.3 | 245766.33 | 683150.95 | 2018 Plan 2018: 276361.9619 | 1316415.5419 | 1316415.5419 | 1529345.0829 | 1351718.2087 | 1.1314 | 2018 | 2017-08-01 | 2018 |  | 1351718.2087 | 276361.9619 |  | 0 | 0% | 0% | 0% | 100% | 0% | 0% | 0% | 0% | 0% | 0% | 0% | 0% | 0% | 0% | 0% | 0% | 0% | 0% | 0% | 0% | 100% | 100.3% | 100.7% | 101% | 101.4% | 102% | 102.6% | 103% | Category
EC.11528 | South East Backbone Telecoms Stage 2 | ExAnte | Augmentation | Active | 0 | 0 | 0 | 0 | 0 | 0 | 481337.1 | 7208668.15 | 2012389.33 | -27559.39 | 52963.79 | [8 empty] | 9727798.98 | 9782917.76 | 12114892.0564 | 9964481.1385 | 1.2158 | 2016 | 2014-06-10 | 2014 |  | 10707799.288 | 52963.79 |  | 0 | 0% | 0% | 28.83% | 0% | 0% | 0% | 0% | 0% | 0% | 0% | 0% | 4.154% | 0% | 0% | 0% | 67.01% | 0% | 0% | 0% | 0% | 100% | 100.3% | 100.6% | 100.9% | 101.2% | 101.7% | 102.3% | 102.7% | Category
EC.11533 | Business Intelligence Upgrade 1 | ExAnte | Information Technology | Active | 0 | 0 | 0 | 0 | 0 | 0 | 0 | 0 |  | 43121.87 | 139423.98 | 354887.15 | 2018 Plan 2018: 53858.8643 | 591291.8643 | 591291.8643 | 689363.3798 | 609296.779 | 1.1314 | 2018 | 2017-06-01 | 2018 |  | 609296.779 | 53858.8643 |  | 1950000 | 0% | 0% | 0% | 100% | 0% | 0% | 0% | 0% | 0% | 0% | 0% | 0% | 0% | 0% | 0% | 0% | 0% | 0% | 0% | 0% | 100% | 100.5% | 100.9% | 101.3% | 101.9% | 102.6% | 103.5% | 104.1% | Category
EC.11543 | Magill Telecomms Bearer | ExAnte | Augmentation | Active | 0 | 0 | 0 | 0 | 0 | 0 | 15705.17 | 3381662.43 | 7363569.12 | 612351.55 | 83757.44 | 271.25 | [7 empty] | 11457316.96 | 11457316.96 | 14038987.2891 | 12105774.7406 | 1.1597 | 2017 | 2014-12-08 | Extra |  | 12408419.1092 | 271.25 |  | 0 | 0% | 0.05411% | 24.78% | 0% | 0% | 0% | 0% | 0% | 0% | 0% | 0% | 0.88% | 0% | 0% | 0% | 74.28% | 0% | 0% | 0% | 0% | 100% | 100.3% | 100.6% | 100.9% | 101.2% | 101.7% | 102.3% | 102.7% | Category
EC.11549 | Switching System Writer Application | ExAnte | Replacement | Closed | 0 | 0 | 0 | 0 | 0 | 0 | 0 | 0 | 129826.86 | 70181.26 | -50000 | [8 empty] | 150008.12 | 250008.12 | 182835.6309 | 165640.0577 | 1.1038 | 2016 | 2018-09-21 | 2019 |  | 161600.0563 | -50000 |  | 0 | 0% | 0% | 0% | 100% | 0% | 0% | 0% | 0% | 0% | 0% | 0% | 0% | 0% | 0% | 0% | 0% | 0% | 0% | 0% | 0% | 100% | 100.3% | 100.7% | 101% | 101.4% | 102% | 102.6% | 103% | Category
EC.11551 | Control Room Asset Replacement | ExAnte | Replacement | Potential | 0 | 0 | 0 | 0 | 0 | 0 | 0 | 0 |  |  |  |  | 2019 Plan 2019: 154628.8243; 2020 Plan 2020: 248897.8317 | 403526.6559 | 403526.6559 | 438717.031 | 407392.3765 | 1.0769 | 2020 | 2019-11-06 | 2020 |  | 387761.9289 | 248897.8317 | based upon actual historical costs for similar projects | 68400 | 0% | 0% | 0% | 100% | 0% | 0% | 0% | 0% | 0% | 0% | 0% | 0% | 0% | 0% | 0% | 0% | 0% | 0% | 0% | 0% | 100% | 100.3% | 100.7% | 101% | 101.4% | 102% | 102.6% | 103% | Category
EC.11553 | South East Substation to Heywood Telecom | ExAnte | Replacement | Active | 0 | 0 | 0 | 0 | 0 | 0 | 22293.77 | 2206.45 |  | 24922.94 | 1557029.81 | 1893126.4 | 2018 Plan 2018: 76860.2983 | 3576439.6683 | 3576439.6683 | 4187729.6783 | 3701342.8315 | 1.1314 | 2018 | 2016-11-01 | Extra |  | 3701342.8315 | 76860.2983 |  | 5531473.0311 | 0% | 52.86% | 37.73% | 0% | 0% | 0% | 0% | 0% | 0% | 0% | 9.408% | 0% | 0% | 0% | 0% | 0% | 0% | 0% | 0% | 0% | 100% | 100.3% | 100.7% | 101% | 101.4% | 102% | 102.6% | 103% | Category |  | 1642954.1201
EC.11558 | Electrical 300 Pirie Street 2014-15 | ExAnte | Facilities | Closed | 0 | 0 | 0 | 0 | 0 | 0 | 0 | 0 |  | 15748.67 | -2762.64 | [8 empty] | 12986.03 | 18511.31 | 15624.439 | 13192.4732 | 1.1843 | 2016 | 2016-12-06 | 2016 |  | 13809.7274 | -2762.64 |  | 15000 | 30% | 0% | 0% | 0% | 0% | 0% | 0% | 70% | 0% | 0% | 0% | 0% | 0% | 0% | 0% | 0% | 0% | 0% | 0% | 0% | 100% | 100.2% | 100.4% | 100.5% | 100.8% | 101.1% | 101.4% | 101.7% | Category
EC.11559 | Vehicle Purchases 2014-15 | ExAnte | Facilities | Closed | 0 | 0 | 0 | 0 | 0 | 0 | 0 | 0 |  | 118677.6 | 36888.41 | 6470.75 | [7 empty] | 162036.76 | 162036.76 | 193590.3874 | 166932.3843 | 1.1597 | 2017 | 2015-04-27 | Extra |  | 171105.6939 | 6470.75 |  | 170000 | 0% | 0% | 0% | 0% | 0% | 0% | 0% | 100% | 0% | 0% | 0% | 0% | 0% | 0% | 0% | 0% | 0% | 0% | 0% | 0% | 100% | 100.2% | 100.4% | 100.5% | 100.8% | 101.1% | 101.4% | 101.7% | Category
EC.11560 | Magill - East Terrace Cable Pit Construc | ExAnte | Replacement | Active | 0 | 0 | 0 | 0 | 0 | 0 | 0 | 0 |  | 329673.95 | 170681.92 | 469435.6 | 2018 Plan 2018: 685328.3925; 2019 Plan 2019: 27458.7901 | 1682578.6526 | 1682578.6526 | 1947809.0856 | 1721579.4118 | 1.1314 | 2019 | 2017-08-10 | 2018 |  | 1721579.4118 | 27458.7901 |  | 743218 | 0% | 0% | 0% | 0% | 0% | 0% | 0% | 0% | 0% | 0% | 0% | 0% | 0% | 0% | 0% | 0% | 100% | 0% | 0% | 0% | 100% | 100.3% | 100.7% | 101% | 101.4% | 102% | 102.6% | 103% | Category
EC.11562 | Transmission Line Inspection Data Analys | ExAnte | Information Technology | Potential | 0 | 0 | 0 | 0 | 0 | 0 | 0 | 0 |  |  |  |  | 2018 Plan 2018: 138643.3897; 2019 Plan 2019: 609870.5708; 2020 Plan 2020: 621711.0097 | 1370224.9702 | 1370224.9702 | 1499560.0252 | 1392490.5561 | 1.0769 | 2020 | 2020-02-21 | 2020 |  | 1325392.5578 | 621711.0097 | based upon actual historical costs for similar projects | 343870 | 0% | 0% | 0% | 100% | 0% | 0% | 0% | 0% | 0% | 0% | 0% | 0% | 0% | 0% | 0% | 0% | 0% | 0% | 0% | 0% | 100% | 100.5% | 100.9% | 101.3% | 101.9% | 102.6% | 103.5% | 104.1% | Category
EC.11566 | Integrated Project and Resource Model | ExAnte | Information Technology | Active | 0 | 0 | 0 | 0 | 0 | 0 | 0 | 0 |  | 25072.28 | 355103.46 | 95565.09 | 2018 Plan 2018: 9142.8473 | 484883.6773 | 484883.6773 | 571818.9633 | 505404.6425 | 1.1314 | 2018 | 2017-01-19 | Extra |  | 505404.6425 | 9142.8473 |  | 0 | 0% | 0% | 0% | 100% | 0% | 0% | 0% | 0% | 0% | 0% | 0% | 0% | 0% | 0% | 0% | 0% | 0% | 0% | 0% | 0% | 100% | 100.5% | 100.9% | 101.3% | 101.9% | 102.6% | 103.5% | 104.1% | Category |  | 388592.7589
EC.11567 | Accounts Payable Optimisation | ExAnte | Information Technology | Closed | 0 | 0 | 0 | 0 | 0 | 0 | 0 | 0 |  | 168079.52 | 507544.2 | 145338.8 | [7 empty] | 820962.52 | 820962.52 | 971329.4401 | 837574.332 | 1.1597 | 2017 | 2015-09-04 | Extra |  | 858513.6903 | 145338.8 |  | 0 | 0% | 0% | 0% | 100% | 0% | 0% | 0% | 0% | 0% | 0% | 0% | 0% | 0% | 0% | 0% | 0% | 0% | 0% | 0% | 0% | 100% | 100.5% | 100.9% | 101.3% | 101.9% | 102.6% | 103.5% | 104.1% | Category
EC.11575 | Substation Operational Data Network Repl | ExAnte | Replacement | Active | 0 | 0 | 0 | 0 | 0 | 0 | 0 | 0 |  |  | 28007.03 | 695453.93 | 2018 Plan 2018: 2160591.8891; 2019 Plan 2019: 918055.6326 | 3802108.4817 | 3802108.4817 | 4297556.3792 | 3893373.9728 | 1.1038 | 2019 | 2018-06-15 | 2019 |  | 3798413.632 | 918055.6326 | based upon actual historical costs for similar projects | 0 | 0% | 0% | 100% | 0% | 0% | 0% | 0% | 0% | 0% | 0% | 0% | 0% | 0% | 0% | 0% | 0% | 0% | 0% | 0% | 0% | 100% | 100.3% | 100.7% | 101% | 101.4% | 102% | 102.6% | 103% | Category
EC.11576 | PSS_E Computing Power Increase | ExAnte | Information Technology | Closed | 0 | 0 | 0 | 0 | 0 | 0 | 0 | 0 |  | 5520.76 | 41285.66 | [8 empty] | 46806.42 | 46806.42 | 55520.6572 | 46878.7895 | 1.1843 | 2016 | 2015-09-04 | 2016 |  | 49072.171 | 41285.66 |  | 0 | 0% | 0% | 0% | 100% | 0% | 0% | 0% | 0% | 0% | 0% | 0% | 0% | 0% | 0% | 0% | 0% | 0% | 0% | 0% | 0% | 100% | 100.5% | 100.9% | 101.3% | 101.9% | 102.6% | 103.5% | 104.1% | Category
EC.11581 | Furniture and Building Upgrades 2014-15 | ExAnte | Facilities | Closed | 0 | 0 | 0 | 0 | 0 | 0 | 0 | 0 |  | 180219.19 | -15569.69 | [8 empty] | 164649.5 | 195788.88 | 197799.7272 | 167011.9238 | 1.1843 | 2016 | 2016-05-05 | 2016 |  | 174826.137 | -15569.69 |  | 196000 | 40% | 0% | 0% | 0% | 0% | 0% | 0% | 60% | 0% | 0% | 0% | 0% | 0% | 0% | 0% | 0% | 0% | 0% | 0% | 0% | 100% | 100.2% | 100.4% | 100.5% | 100.8% | 101.1% | 101.4% | 101.7% | Category
EC.11594 | Inventory Purchases 2014-15 | ExAnte | Inventory/Spares | Closed | 0 | 0 | 0 | 0 | 0 | 0 | 0 | 0 |  | 1991085.2 |  | -16.18 | [7 empty] | 1991069.02 | 1991101.38 | 2389024.7602 | 2060048.5634 | 1.1597 | 2017 | 2014-07-01 | Extra |  | 2111549.7775 | -16.18 |  | 2000000 | 0% | 0% | 0% | 0% | 0% | 0% | 0% | 0% | 0% | 100% | 0% | 0% | 0% | 0% | 0% | 0% | 0% | 0% | 0% | 0% | 100% | 100% | 100.1% | 100.1% | 100.1% | 100.2% | 100.2% | 100.3% | Category
EC.11602 | Tailem Bend Substation Upgrade | ExAnte | Security/Compliance | Active | 0 | 0 | 0 | 0 | 0 | 0 | 0 | 0 | 73819.26 | 1176181.29 | 5432407.6 | 1522285.4 | 2018 Plan 2018: 739676.8644; 2019 Plan 2019: 75834.7345 | 9020205.149 | 9020205.149 | 10620827.3961 | 9387263.832 | 1.1314 | 2019 | 2017-11-20 | 2018 |  | 9387263.832 | 75834.7345 |  | 0 | 0% | 0% | 0% | 0% | 0% | 0% | 0% | 0% | 0% | 100% | 0% | 0% | 0% | 0% | 0% | 0% | 0% | 0% | 0% | 0% | 100% | 100.3% | 100.6% | 100.9% | 101.2% | 101.8% | 102.3% | 102.7% | Category
EC.11606 | IT Storage Computer Hardware Refurb19-20 | ExAnte | Information Technology | Potential | 0 | 0 | 0 | 0 | 0 | 0 | 0 | 0 |  |  |  |  | 2019 Plan 2019: 750812.355; 2020 Plan 2020: 969259.8821 | 1720072.2372 | 1720072.2372 | 1872543.2362 | 1738842.5461 | 1.0769 | 2020 | 2019-11-18 | 2020 |  | 1655055.3681 | 969259.8821 | based upon actual historical costs for similar projects | 310309 | 0% | 0% | 0% | 100% | 0% | 0% | 0% | 0% | 0% | 0% | 0% | 0% | 0% | 0% | 0% | 0% | 0% | 0% | 0% | 0% | 100% | 100.5% | 100.9% | 101.4% | 101.9% | 102.7% | 103.6% | 104.2% | Project
EC.11610 | LAN Corporate Refresh 17-18 | ExAnte | Information Technology | Active | 0 | 0 | 0 | 0 | 0 | 0 | 0 | 0 | 58928.5 | 11460.27 | -37171.56 | 937145.45 | 2018 Plan 2018: 234222.4667 | 1204585.1267 | 1278928.2467 | 1393175.2376 | 1231363.9072 | 1.1314 | 2018 | 2017-08-28 | 2018 |  | 1231363.9072 | 234222.4667 |  | 1100000 | 0% | 0% | 0% | 100% | 0% | 0% | 0% | 0% | 0% | 0% | 0% | 0% | 0% | 0% | 0% | 0% | 0% | 0% | 0% | 0% | 100% | 100.5% | 100.9% | 101.3% | 101.9% | 102.6% | 103.5% | 104.1% | Category
EC.11615 | Asset Design Manuals (ADM) Major Rewrite | ExAnte | Augmentation | Active | 0 | 0 | 0 | 0 | 0 | 0 | 0 | 0 |  | 9013.5 | 404991.72 | 1644815.36 | 2018 Plan 2018: 1582263.5027; 2019 Plan 2019: 13063.4322 | 3654147.5149 | 3654147.5149 | 4202551.9778 | 3714443.5845 | 1.1314 | 2019 | 2018-04-04 | 2018 |  | 3714443.5845 | 13063.4322 |  | 0 | 0% | 0% | 0% | 0% | 0% | 0% | 0% | 100% | 0% | 0% | 0% | 0% | 0% | 0% | 0% | 0% | 0% | 0% | 0% | 0% | 100% | 100.3% | 100.6% | 100.9% | 101.2% | 101.7% | 102.3% | 102.7% | Category
EC.11618 | Carpet - Keswick 2014-15 | ExAnte | Facilities | Closed | 0 | 0 | 0 | 0 | 0 | 0 | 0 | 0 |  | 188173.23 | 12484.04 | -2221.56 | [7 empty] | 198435.71 | 202878.83 | 237992.5064 | 205220.1924 | 1.1597 | 2017 | 2015-04-20 | Extra |  | 210350.6972 | -2221.56 |  | 210000 | 22% | 0% | 0% | 0% | 0% | 0% | 0% | 78% | 0% | 0% | 0% | 0% | 0% | 0% | 0% | 0% | 0% | 0% | 0% | 0% | 100% | 100.2% | 100.4% | 100.5% | 100.8% | 101.1% | 101.4% | 101.7% | Category
EC.11619 | Fire Protection 300 Pirie 2015-16 | ExAnte | Facilities | Active | 0 | 0 | 0 | 0 | 0 | 0 | 0 | 0 |  |  | 5363.33 | 19460.88 | [7 empty] | 24824.21 | 24824.21 | 28920.6872 | 24938.2179 | 1.1597 | 2017 | 2016-07-27 | 2017 |  | 25561.6734 | 19460.88 |  | 33480 | 100% | 0% | 0% | 0% | 0% | 0% | 0% | 0% | 0% | 0% | 0% | 0% | 0% | 0% | 0% | 0% | 0% | 0% | 0% | 0% | 100% | 100.2% | 100.4% | 100.5% | 100.8% | 101.1% | 101.4% | 101.7% | Category
EC.11623 | Robertstown Telecoms Bearer | ExAnte | Replacement | Active | 0 | 0 | 0 | 0 | 0 | 0 | 0 | 0 |  | 185599.88 | 57958.92 | 272461.01 | 2018 Plan 2018: 1865438.0802; 2019 Plan 2019: 5884056.514; 2020 Plan 2020: 20825.0748 | 8286339.4789 | 8286339.4789 | 9235206.0551 | 8366640.8805 | 1.1038 | 2020 | 2018-12-17 | 2019 |  | 8162576.4687 | 20825.0748 | derived directly from competitive tender processes | 0 | 0% | 8.992% | 91.01% | 0% | 0% | 0% | 0% | 0% | 0% | 0% | 0% | 0% | 0% | 0% | 0% | 0% | 0% | 0% | 0% | 0% | 100% | 100.3% | 100.7% | 101% | 101.4% | 102% | 102.6% | 103% | Category
EC.11624 | Mid North OPGW Bearer | ExAnte | Augmentation | Active | 0 | 0 | 0 | 0 | 0 | 0 | 0 | 0 |  | 213853.45 | 6982366.74 | 352979.84 | 2018 Plan 2018: 567791.8865; 2019 Plan 2019: 5529073.5574; 2020 Plan 2020: 142386.1857 | 13788451.6596 | 13788451.6596 | 15834276.8986 | 14703700.2004 | 1.0769 | 2020 | 2019-08-05 | 2020 |  | 13995193.5281 | 142386.1857 | derived directly from competitive tender processes | 0 | 0% | 8.992% | 91.01% | 0% | 0% | 0% | 0% | 0% | 0% | 0% | 0% | 0% | 0% | 0% | 0% | 0% | 0% | 0% | 0% | 0% | 100% | 100.3% | 100.6% | 100.9% | 101.2% | 101.7% | 102.3% | 102.7% | Category
EC.11630 | Eyre Peninsula Reinforcement Land and Ea | ExAnte | Easements/Land | Active | 0 | 0 | 0 | 0 | 0 | 0 | 25275.63 | 1818104.54 | 1336997.84 | 1345162.35 | 467414.19 | 5959798.77 | 2018 Plan 2018: 1085718.252 | 12038471.572 | 12038471.572 | 14240709.0112 | 12586711.7181 | 1.1314 | 2018 | 2014-10-31 | 2018 |  | 12586711.7181 | 1085718.252 |  | 0 | 0% | 0% | 0% | 0% | 0% | 100% | 0% | 0% | 0% | 0% | 0% | 0% | 0% | 0% | 0% | 0% | 0% | 0% | 0% | 0% | 100% | 100.1% | 100.3% | 100.4% | 100.6% | 100.8% | 101% | 101.2% | Category
EC.11645 | Reactive Plant Control Scheme | ExAnte | Augmentation | Active | 0 | 0 | 0 | 0 | 0 | 0 | 0 | 0 | 5538.17 | 366.94 | 59297.46 | 254711.33 | 2018 Plan 2018: 624659.6641; 2019 Plan 2019: 49350.8854; 2020 Plan 2020: 490174.7217; 2021 Plan 2021: 11742.402 | 1495841.5731 | 1495841.5731 | 1674209.9705 | 1554670.3923 | 1.0769 | 2021 | 2019-09-18 | 2020 |  | 1479757.6608 | 11742.402 |  | 2310800.03 | 0% | 0% | 0% | 36.78% | 0% | 0% | 0% | 0% | 0% | 0% | 0% | 0% | 0% | 0% | 63.22% | 0% | 0% | 0% | 0% | 0% | 100% | 100.3% | 100.6% | 101.6% | 102.3% | 102.1% | 102.8% | 102.7% | Adjusted
EC.11646 | Eyre Peninsula & Upper NorthVoltage | ExAnte | Security/Compliance | Active | 0 | 0 | 0 | 0 | 0 | 0 | 0 | 0 | 68794.92 | -68794.92 | 41663.27 | 90058.53 | 2018 Plan 2018: 908751.0491; 2019 Plan 2019: 152394.5241 | 1192867.3732 | 1330457.2132 | 1351263.8308 | 1224178.3388 | 1.1038 | 2019 | 2018-10-25 | 2019 |  | 1194320.3306 | 152394.5241 | based upon actual historical costs for similar projects | 2282535.5574 | 0% | 0% | 26.29% | 21.91% | 0% | 1.095% | 0% | 0% | 0% | 16.55% | 0% | 0.3286% | 0% | 0% | 33.83% | 0% | 0% | 0% | 0% | 0% | 100% | 100.3% | 100.6% | 100.9% | 101.2% | 101.8% | 102.3% | 102.7% | Category
EC.11648 | UPS & Battery Bank - BUCC 2015-16 | ExAnte | Facilities | Active | 0 | 0 | 0 | 0 | 0 | 0 | 0 | 0 |  |  | 26995.38 | 10361.02 | [7 empty] | 37356.4 | 37356.4 | 43987.4485 | 37930.2389 | 1.1597 | 2017 | 2016-05-05 | Extra |  | 38878.4949 | 10361.02 |  | 44000 | 90.91% | 0% | 0% | 0% | 0% | 0% | 0% | 9.091% | 0% | 0% | 0% | 0% | 0% | 0% | 0% | 0% | 0% | 0% | 0% | 0% | 100% | 100.2% | 100.4% | 100.5% | 100.8% | 101.1% | 101.4% | 101.7% | Category
EC.11649 | CLSD-Mechanical 300 Pirie Street 2015-16 | ExAnte | Facilities | Closed | 0 | 0 | 0 | 0 | 0 | 0 | 0 | 0 |  |  | 76855.67 | 160.64 | [7 empty] | 77016.31 | 77016.31 | 91209.9172 | 78650.0257 | 1.1597 | 2017 | 2016-03-22 | Extra |  | 80616.2764 | 160.64 |  | 58500 | 24.44% | 0% | 0% | 0% | 0% | 0% | 0% | 75.56% | 0% | 0% | 0% | 0% | 0% | 0% | 0% | 0% | 0% | 0% | 0% | 0% | 100% | 100.2% | 100.4% | 100.5% | 100.8% | 101.1% | 101.4% | 101.7% | Category
EC.11650 | Electrical 300 Pirie Street 2015-16 | ExAnte | Facilities | Active | 0 | 0 | 0 | 0 | 0 | 0 | 0 | 0 |  |  | 52854.23 | 119018.32 | [7 empty] | 171872.55 | 171872.55 | 200622.4023 | 172996.0688 | 1.1597 | 2017 | 2016-08-08 | 2017 |  | 177320.9705 | 119018.32 |  | 68000 | 25% | 0% | 0% | 0% | 0% | 0% | 0% | 75% | 0% | 0% | 0% | 0% | 0% | 0% | 0% | 0% | 0% | 0% | 0% | 0% | 100% | 100.2% | 100.4% | 100.5% | 100.8% | 101.1% | 101.4% | 101.7% | Category
EC.11652 | CLSD-Vehicle Purchases 2015-16 | ExAnte | Facilities | Closed | 0 | 0 | 0 | 0 | 0 | 0 | 0 | 0 |  |  | 152850.15 | 1448.55 | [7 empty] | 154298.7 | 154298.7 | 182707.1759 | 157547.8252 | 1.1597 | 2017 | 2016-05-05 | Extra |  | 161486.5208 | 1448.55 |  | 94000 | 0% | 0% | 0% | 0% | 0% | 0% | 0% | 100% | 0% | 0% | 0% | 0% | 0% | 0% | 0% | 0% | 0% | 0% | 0% | 0% | 100% | 100.2% | 100.4% | 100.5% | 100.8% | 101.1% | 101.4% | 101.7% | Category
EC.11656 | Vegetation Management Analysis Tools | ExAnte | Security/Compliance | Active | 0 | 0 | 0 | 0 | 0 | 0 | 0 | 0 |  |  | 15509.49 | 200798.96 | 2018 Plan 2018: 293995.9177 | 510304.3677 | 510304.3677 | 583863.2141 | 516050.0052 | 1.1314 | 2018 | 2017-08-07 | 2018 |  | 516050.0052 | 293995.9177 |  | 178838 | 0% | 0% | 0% | 100% | 0% | 0% | 0% | 0% | 0% | 0% | 0% | 0% | 0% | 0% | 0% | 0% | 0% | 0% | 0% | 0% | 100% | 100.3% | 100.6% | 100.9% | 101.2% | 101.8% | 102.3% | 102.7% | Category
EC.11659 | Substation and Telecommunication Buildin | ExAnte | Security/Compliance | Active | 0 | 0 | 0 | 0 | 0 | 0 | 0 | 0 |  | 34784.73 | 558714.83 | 1619551.99 | 2018 Plan 2018: 218225.4946 | 2431277.0446 | 2431277.0446 | 2828534.1391 | 2500012.0265 | 1.1314 | 2018 | 2017-09-18 | 2018 |  | 2500012.0265 | 218225.4946 |  | 0 | 0% | 0% | 0% | 0% | 0% | 0% | 0% | 0% | 0% | 0% | 0% | 100% | 0% | 0% | 0% | 0% | 0% | 0% | 0% | 0% | 100% | 100.3% | 100.6% | 100.9% | 101.2% | 101.8% | 102.3% | 102.7% | Category
EC.11660 | Substation Battery Charger Replacement | ExAnte | Replacement | Active | 0 | 0 | 0 | 0 | 0 | 0 | 0 | 0 |  | 9136.58 | 71459.93 | 546308.9 | 2018 Plan 2018: 140315.941 | 767221.351 | 767221.351 | 887901.3592 | 784775.4233 | 1.1314 | 2018 | 2017-09-28 | 2018 |  | 784775.4233 | 140315.941 |  | 840105 | 0% | 0% | 0% | 0% | 0% | 0% | 0% | 0% | 0% | 0% | 0% | 100% | 0% | 0% | 0% | 0% | 0% | 0% | 0% | 0% | 100% | 100.3% | 100.7% | 101% | 101.4% | 102% | 102.6% | 103% | Category
EC.11661 | Substation Computer Based Local Control | ExAnte | Replacement | Potential | 0 | 0 | 0 | 0 | 0 | 0 | 0 | 0 |  |  |  |  | 2019 Plan 2019: 1088563.3116; 2020 Plan 2020: 2062352.7693; 2021 Plan 2021: 6669.7135 | 3157585.7944 | 3157585.7944 | 3429505.946 | 3184637.2012 | 1.0769 | 2021 | 2020-04-13 | 2020 |  | 3031183.5348 | 6669.7135 | based upon actual historical costs for similar projects | 1602200.02 | 0% | 0% | 0% | 0% | 0% | 0% | 0% | 0% | 0% | 0% | 0% | 0% | 0% | 0% | 100% | 0% | 0% | 0% | 0% | 0% | 100% | 100.4% | 100.7% | 101.1% | 101.5% | 102.1% | 102.8% | 103.3% | Project
EC.11662 | Tower Fall Arrestor Replacement and Audi | ExAnte | Replacement | Deferred | 0 | 0 | 0 | 0 | 0 | 0 | 0 | 0 |  | 74100.3 | 93952.53 |  | 2018 Plan 2018: 23651.2538; 2019 Plan 2019: 99790.5033 | 291494.5871 | 291494.5871 | 337092.202 | 305388.8977 | 1.1038 | 2019 | 2018-10-04 | 2019 |  | 297940.388 | 99790.5033 |  | 0 | 0% | 0% | 0% | 0% | 0% | 0% | 0% | 100% | 0% | 0% | 0% | 0% | 0% | 0% | 0% | 0% | 0% | 0% | 0% | 0% | 100% | 100.3% | 100.7% | 101% | 101.4% | 102% | 102.6% | 103% | Category
EC.11670 | IT Hardware 2 | ExAnte | Information Technology | Active | 0 | 0 | 0 | 0 | 0 | 0 | 0 | 0 |  | 1132106.48 | 1936776 | 692825.16 | [7 empty] | 3761707.64 | 3761707.64 | 4455656.3105 | 3842098.4724 | 1.1597 | 2017 | 2016-12-12 | Extra |  | 3938150.9342 | 692825.16 |  | 1500000 | 0% | 0% | 0% | 100% | 0% | 0% | 0% | 0% | 0% | 0% | 0% | 0% | 0% | 0% | 0% | 0% | 0% | 0% | 0% | 0% | 100% | 100.5% | 100.9% | 101.3% | 101.9% | 102.6% | 103.5% | 104.1% | Category
EC.11671 | IT Software 2 | ExAnte | Information Technology | Active | 0 | 0 | 0 | 0 | 0 | 0 | 0 | 0 | 2789.9 | 1200719.51 | 975419.31 | 406569.87 | [7 empty] | 2585498.59 | 2585498.59 | 3070828.7039 | 2647965.9673 | 1.1597 | 2017 | 2016-05-02 | Extra |  | 2714165.1165 | 406569.87 |  | 2531002 | 0% | 0% | 0% | 100% | 0% | 0% | 0% | 0% | 0% | 0% | 0% | 0% | 0% | 0% | 0% | 0% | 0% | 0% | 0% | 0% | 100% | 100.5% | 100.9% | 101.3% | 101.9% | 102.6% | 103.5% | 104.1% | Category
EC.11672 | IT Security 2 | ExAnte | Information Technology | Active | 0 | 0 | 0 | 0 | 0 | 0 | 0 | 0 |  | 105135.8 | 1736547.31 | 354965.81 | 2018 Plan 2018: 38094.8037 | 2234743.7237 | 2234743.7237 | 2637572.6092 | 2331229.8595 | 1.1314 | 2018 | 2016-11-30 | Extra |  | 2331229.8595 | 38094.8037 |  | 1100000 | 0% | 0% | 0% | 100% | 0% | 0% | 0% | 0% | 0% | 0% | 0% | 0% | 0% | 0% | 0% | 0% | 0% | 0% | 0% | 0% | 100% | 100.5% | 100.9% | 101.3% | 101.9% | 102.6% | 103.5% | 104.1% | Category |  | 1882239.1225
EC.11673 | IT OCS Software 2 | ExAnte | Information Technology | Active | 0 | 0 | 0 | 0 | 0 | 0 | 0 | 0 |  | 376301.33 | 891785.15 | 475188.83 | 2018 Plan 2018: 15475.4938 | 1758750.8038 | 1758750.8038 | 2076276.3915 | 1835125.7909 | 1.1314 | 2018 | 2017-02-01 | Extra |  | 1835125.7909 | 15475.4938 |  | 1300000 | 0% | 0% | 0% | 100% | 0% | 0% | 0% | 0% | 0% | 0% | 0% | 0% | 0% | 0% | 0% | 0% | 0% | 0% | 0% | 0% | 100% | 100.5% | 100.9% | 101.3% | 101.9% | 102.6% | 103.5% | 104.1% | Category |  | 1300079.7525
EC.11681 | CLSC-Furniture and Building Upgr 2015-16 | ExAnte | Facilities | Closed | 0 | 0 | 0 | 0 | 0 | 0 | 0 | 0 |  |  | 276166.64 | [8 empty] | 276166.64 | 276166.64 | 327076.5632 | 276166.64 | 1.1843 | 2016 | 2016-02-10 | Extra |  | 289088.0228 | 276166.64 |  | 219300 | 30.23% | 0% | 0% | 0% | 0% | 0% | 0% | 69.77% | 0% | 0% | 0% | 0% | 0% | 0% | 0% | 0% | 0% | 0% | 0% | 0% | 100% | 100.2% | 100.4% | 100.5% | 100.8% | 101.1% | 101.4% | 101.7% | Category |  | 282037.0954
EC.11694 | Inventory Purchases 2015-16 | ExAnte | Inventory/Spares | Closed | 0 | 0 | 0 | 0 | 0 | 0 | 0 | 0 |  |  | 1433079.98 | 295783.41 | [7 empty] | 1728863.39 | 1728863.39 | 2040279.0994 | 1759326.2731 | 1.1597 | 2017 | 2016-06-10 | 2017 |  | 1803309.43 | 295783.41 |  | 1962985 | 0% | 0% | 0% | 0% | 0% | 0% | 0% | 0% | 0% | 100% | 0% | 0% | 0% | 0% | 0% | 0% | 0% | 0% | 0% | 0% | 100% | 100% | 100.1% | 100.1% | 100.1% | 100.2% | 100.2% | 100.3% | Category
EC.11709 | (CLSD)Yadnarie - Port Lincoln Backbone | ExAnte | Replacement | Closed | 0 | 0 | 0 | 0 | 0 | 0 | 23847.37 | 215992.62 | 3121327.19 | 1677702.37 | 123214.48 | [8 empty] | 5162084.03 | 5162084.03 | 6254775.7257 | 5212877.5601 | 1.1999 | 2016 | 2015-06-30 | 2015 |  | 5528310.3432 | 123214.48 |  | 0 | 0% | 37.49% | 22.52% | 0% | 0% | 0% | 0% | 0% | 0% | 0% | 0% | 39.99% | 0% | 0% | 0% | 0% | 0% | 0% | 0% | 0% | 100% | 100.3% | 100.7% | 101% | 101.4% | 102% | 102.6% | 103% | Category
EC.11712 | Engineering Systems Functional Upgrade | ExAnte | Augmentation | Deferred | 0 | 0 | 0 | 0 | 0 | 0 | 0 | 0 |  | 189979.94 | 69611.05 |  | 2018 Plan 2018: 330201.2612; 2019 Plan 2019: 441257.4847 | 1031049.7359 | 1031049.7359 | 1171052.856 | 1060916.09 | 1.1038 | 2019 | 2019-02-26 | 2019 |  | 1035040.0878 | 441257.4847 | based upon actual historical costs for similar projects | 2000000 | 0% | 0% | 0% | 100% | 0% | 0% | 0% | 0% | 0% | 0% | 0% | 0% | 0% | 0% | 0% | 0% | 0% | 0% | 0% | 0% | 100% | 100.3% | 100.6% | 100.9% | 101.2% | 101.7% | 102.3% | 102.7% | Category
EC.11717 | CLSD-UPS Battery Bank No1 -300 Pirie St | ExAnte | Facilities | Closed | 0 | 0 | 0 | 0 | 0 | 0 | 0 | 0 |  |  | 83668.19 | [8 empty] | 83668.19 | 83668.19 | 99091.9976 | 83668.19 | 1.1843 | 2016 | 2015-07-01 | Extra |  | 87582.887 | 83668.19 |  | 98700 | 6.383% | 0% | 0% | 0% | 0% | 0% | 0% | 93.62% | 0% | 0% | 0% | 0% | 0% | 0% | 0% | 0% | 0% | 0% | 0% | 0% | 100% | 100.2% | 100.4% | 100.5% | 100.8% | 101.1% | 101.4% | 101.7% | Category |  | 85446.719
EC.11731 | Vehicle Purchases 2016-17 | ExAnte | Facilities | Active | 0 | 0 | 0 | 0 | 0 | 0 | 0 | 0 |  |  |  | 258600.87 | [7 empty] | 258600.87 | 258600.87 | 299897.7269 | 258600.87 | 1.1597 | 2017 | 2017-05-01 | Extra |  | 265065.8917 | 258600.87 |  | 117120 | 0% | 0% | 0% | 0% | 0% | 0% | 0% | 100% | 0% | 0% | 0% | 0% | 0% | 0% | 0% | 0% | 0% | 0% | 0% | 0% | 100% | 100.2% | 100.4% | 100.5% | 100.8% | 101.1% | 101.4% | 101.7% | Category
EC.11732 | Outage Management Functional Upgrade 1 | ExAnte | Augmentation | Closed | 0 | 0 | 0 | 0 | 0 | 0 | 0 | 0 | [11 empty] | 0 | 0 | 0 | [6 empty] | 0 | 0 |  | 80000 | 0% | 0% | 0% | 100% | 0% | 0% | 0% | 0% | 0% | 0% | 0% | 0% | 0% | 0% | 0% | 0% | 0% | 0% | 0% | 0% | 100% | 100.3% | 100.6% | 100.9% | 101.2% | 101.7% | 102.3% | 102.7% | Category
EC.11733 | Online Asset Condition Monitoring Equipm | ExAnte | Replacement | Active | 0 | 0 | 0 | 0 | 0 | 0 | 0 | 0 |  |  | 9229.45 | 3056298.04 | 2018 Plan 2018: 4477960.9636 | 7543488.4536 | 7543488.4536 | 8621701.3847 | 7620327.7354 | 1.1314 | 2018 | 2018-01-05 | 2018 |  | 7620327.7354 | 4477960.9636 |  | 5706333.4 | 0% | 0% | 0% | 0% | 0% | 0% | 0% | 0% | 0% | 4.22% | 0% | 2.524% | 0% | 0% | 93.26% | 0% | 0% | 0% | 0% | 0% | 100% | 100.3% | 100.7% | 101% | 101.4% | 102% | 102.6% | 103% | Category
EC.11734 | Network Aerial Laser Survey 2013-18 | ExAnte | Security/Compliance | Active | 0 | 0 | 0 | 0 | 0 | 0 | 0 | 0 |  | 20669.35 | 91992.08 | 1594839.93 | 2018 Plan 2018: 556567.87; 2019 Plan 2019: 81524.2453 | 2345593.4752 | 2345593.4752 | 2702969.2308 | 2389030.9439 | 1.1314 | 2019 | 2018-05-30 | 2018 |  | 2389030.9439 | 81524.2453 |  | 4747884.8124 | 0% | 0% | 0% | 100% | 0% | 0% | 0% | 0% | 0% | 0% | 0% | 0% | 0% | 0% | 0% | 0% | 0% | 0% | 0% | 0% | 100% | 100.3% | 100.6% | 100.9% | 101.2% | 101.8% | 102.3% | 102.7% | Category
EC.11735 | Transmission Line Design | ExAnte | Security/Compliance | Deferred | 0 | 0 | 0 | 0 | 0 | 0 | 31134.87 | 53363.04 | 186355.87 | [10 empty] | 270853.78 | 270853.78 | 333290.9008 | 333290.9008 | 1 | 2014 | 2023-03-31 | 2023 |  | 294580.5917 | 186355.87 |  | 0 | 0% | 0% | 0% | 0% | 0% | 0% | 0% | 100% | 0% | 0% | 0% | 0% | 0% | 0% | 0% | 0% | 0% | 0% | 0% | 0% | 100% | 100.3% | 100.6% | 100.9% | 101.2% | 101.8% | 102.3% | 102.7% | Category
EC.11738 | Mallala to Para Easement Expansion | ExAnte | Easements/Land | Active | 0 | 0 | 0 | 0 | 0 | 0 | 0 | 0 | 607039.51 | 92274.96 | 141920.79 | 50298.3 | 2018 Plan 2018: 209475.9761 | 1101009.5361 | 1101009.5361 | 1312177.8384 | 1159774.0086 | 1.1314 | 2018 | 2016-05-11 | Extra |  | 1159774.0086 | 209475.9761 |  | 7024851 | 0% | 0% | 0% | 0% | 97.37% | 0% | 0% | 0% | 0% | 0% | 0% | 0% | 0% | 0% | 0% | 0% | 2.626% | 0% | 0% | 0% | 100% | 100.1% | 100.3% | 100.4% | 100.6% | 100.8% | 101% | 101.2% | Category |  | 876821.7317 | 950298.0325
EC.11739 | Templers to Para Easement Expansion | ExAnte | Easements/Land | Active | 0 | 0 | 0 | 0 | 0 | 0 | 0 | 0 | 99401.85 | 76064.54 | 3427784.1 | 684952.33 | 2018 Plan 2018: 903074.6538 | 5191277.4738 | 5191277.4738 | 6087880.6404 | 5380799.4065 | 1.1314 | 2018 | 2017-03-24 | Extra |  | 5380799.4065 | 903074.6538 |  | 6029289.25 | 0% | 0% | 0% | 0% | 80.31% | 19.69% | 0% | 0% | 0% | 0% | 0% | 0% | 0% | 0% | 0% | 0% | 0% | 0% | 0% | 0% | 100% | 100.1% | 100.3% | 100.4% | 100.6% | 100.8% | 101% | 101.2% | Category
EC.11741 | Database Platform Refresh 17-18 | ExAnte | Information Technology | Active | 0 | 0 | 0 | 0 | 0 | 0 | 0 | 0 |  |  |  | 700766.42 | 2018 Plan 2018: 1240086.3949 | 1940852.8149 | 1940852.8149 | 2215718.1369 | 1958371.9754 | 1.1314 | 2018 | 2017-07-31 | 2018 |  | 1958371.9754 | 1240086.3949 |  | 239970 | 0% | 0% | 0% | 100% | 0% | 0% | 0% | 0% | 0% | 0% | 0% | 0% | 0% | 0% | 0% | 0% | 0% | 0% | 0% | 0% | 100% | 100.5% | 100.9% | 101.3% | 101.9% | 102.6% | 103.5% | 104.1% | Category
EC.11742 | Baroota Substation Replacement | ExAnte | Replacement | Active | 0 | 0 | 0 | 0 | 0 | 0 | 0 | 37048.43 | 484827.3 | 138716.12 | 42278.81 | 3202479.63 | 2018 Plan 2018: 2427371.4163; 2019 Plan 2019: 486.9996 | 6333208.7059 | 6333208.7059 | 7313114.2044 | 6463727.3453 | 1.1314 | 2019 | 2017-11-01 | 2018 |  | 6463727.3453 | 486.9996 |  | 3516015.8326 | 0% | 6.196% | 5.449% | 0% | 0% | 0% | 0% | 0% | 0% | 24.22% | 9.704% | 15.32% | 2.684% | 0% | 35% | 1.422% | 0% | 0% | 0% | 0% | 100% | 100.3% | 100.7% | 101% | 101.4% | 102% | 102.6% | 103% | Category
EC.11744 | Bund Refurbishments | ExAnte | Security/Compliance | Active | 0 | 0 | 0 | 0 | 0 | 0 | 0 | 0 | 490301.42 | 531448.59 | 1053221.75 | 4814778.12 | 2018 Plan 2018: 1701099.0877; 2019 Plan 2019: 16979.501 | 8607828.4687 | 8607828.4687 | 10008205.4727 | 8845795.3183 | 1.1314 | 2019 | 2017-12-22 | 2018 |  | 8845795.3183 | 16979.501 |  | 0 | 0% | 0% | 0% | 0% | 0% | 0% | 0% | 0% | 0% | 100% | 0% | 0% | 0% | 0% | 0% | 0% | 0% | 0% | 0% | 0% | 100% | 100.3% | 100.6% | 100.9% | 101.2% | 101.8% | 102.3% | 102.7% | Category
EC.11745 | Riverland 132 kV Line Uprate | ExAnte | Augmentation | Closed | 0 | 0 | 0 | 0 | 0 | 0 | 0 | 0 | 8221.21 | 317591.37 | 1332108.63 | 1116.27 | [7 empty] | 1659037.48 | 1659037.48 | 1970034.4358 | 1698754.5198 | 1.1597 | 2017 | 2015-10-26 | Extra |  | 1741223.3828 | 1116.27 |  | 0 | 0% | 0% | 0% | 0% | 0% | 0% | 0% | 0% | 0% | 7.649% | 0% | 0% | 0% | 0% | 3.781% | 88.57% | 0% | 0% | 0% | 0% | 100% | 100.3% | 100.6% | 100.9% | 101.2% | 101.7% | 102.3% | 102.7% | Category
EC.11747 | Substation Lighting and Infrastructure R | ExAnte | Replacement | Active | 0 | 0 | 0 | 0 | 0 | 0 | 0 | 0 |  |  | 87606.14 | 272528.4 | 2018 Plan 2018: 5852842.9992; 2019 Plan 2019: 3715690.1395; 2020 Plan 2020: 6441.7412 | 9935109.4199 | 9935109.4199 | 11150123.6429 | 10353998.2464 | 1.0769 | 2020 | 2018-08-30 | Extra |  | 9855084.5891 | 6441.7412 | derived directly from competitive tender processes | 0 | 0% | 0% | 0% | 0% | 0% | 0% | 0% | 0% | 0% | 0% | 50% | 50% | 0% | 0% | 0% | 0% | 0% | 0% | 0% | 0% | 100% | 100.3% | 100.7% | 101% | 101.4% | 102% | 102.6% | 103% | Category
EC.11749 | AC Switchboard Replacement 2013-18 | ExAnte | Replacement | Active | 0 | 0 | 0 | 0 | 0 | 0 | 0 | 0 |  | 60003.55 | 414454.11 | 1183162.21 | 2018 Plan 2018: 7236472.8391; 2019 Plan 2019: 2416706.9898 | 11310799.699 | 11310799.699 | 12789955.6506 | 11587068.5686 | 1.1038 | 2019 | 2018-01-30 | 2019 |  | 11304457.1401 | 2416706.9898 | based upon actual historical costs for similar projects | 6032738 | 0% | 0% | 0% | 0% | 0% | 0% | 0% | 0% | 0% | 0% | 0% | 100% | 0% | 0% | 0% | 0% | 0% | 0% | 0% | 0% | 100% | 100.3% | 100.7% | 101% | 101.4% | 102% | 102.6% | 103% | Category
EC.11751 | Westinghouse RTU Replacement | ExAnte | Replacement | Active | 0 | 0 | 0 | 0 | 0 | 0 | 0 | 0 |  | 9388.55 | 231514.37 | 1693220.48 | 2018 Plan 2018: 377566.326; 2019 Plan 2019: 4557.791 | 2316247.517 | 2316247.517 | 2681287.15 | 2369867.1439 | 1.1314 | 2019 | 2017-09-29 | 2018 |  | 2369867.1439 | 4557.791 |  | 1232878 | 0% | 0% | 0% | 0% | 0% | 0% | 0% | 0% | 0% | 0% | 0% | 0% | 0% | 0% | 100% | 0% | 0% | 0% | 0% | 0% | 100% | 100.3% | 100.7% | 101% | 101.4% | 102% | 102.6% | 103% | Category
EC.11781 | Furniture and Building Upgrades 2016-17 | ExAnte | Facilities | Active | 0 | 0 | 0 | 0 | 0 | 0 | 0 | 0 |  |  |  | 375366.15 | 2018 Plan 2018: 32185.3542 | 407551.5042 | 407551.5042 | 471724.4276 | 416935.6579 | 1.1314 | 2018 | 2017-06-30 | Extra |  | 416935.6579 | 32185.3542 |  | 251120 | 30.23% | 0% | 0% | 0% | 0% | 0% | 0% | 69.77% | 0% | 0% | 0% | 0% | 0% | 0% | 0% | 0% | 0% | 0% | 0% | 0% | 100% | 100.2% | 100.4% | 100.5% | 100.8% | 101.1% | 101.4% | 101.7% | Category
EC.11794 | Inventory Purchases 2016-17 | ExAnte | Inventory/Spares | Active | 0 | 0 | 0 | 0 | 0 | 0 | 0 | 0 |  |  |  | 1122835.11 | 2018 Plan 2018: 817839.1433 | 1940674.2533 | 1940674.2533 | 2227454.4104 | 1968745.1311 | 1.1314 | 2018 | 2017-04-10 | Extra |  | 1968745.1311 | 817839.1433 |  | 1962985 | 0% | 0% | 0% | 0% | 0% | 0% | 0% | 0% | 0% | 100% | 0% | 0% | 0% | 0% | 0% | 0% | 0% | 0% | 0% | 0% | 100% | 100% | 100.1% | 100.1% | 100.1% | 100.2% | 100.2% | 100.3% | Category
EC.11808 | Windows Backoffice Mgmt Sys Refresh17-18 | ExAnte | Information Technology | Active | 0 | 0 | 0 | 0 | 0 | 0 | 0 | 0 |  |  |  | 422628.44 | 2018 Plan 2018: 454732.1653 | 877360.6053 | 877360.6053 | 1004607.1267 | 887926.3163 | 1.1314 | 2018 | 2018-01-23 | 2018 |  | 887926.3163 | 454732.1653 | based upon actual historical costs for similar projects | 179280 | 0% | 0% | 0% | 100% | 0% | 0% | 0% | 0% | 0% | 0% | 0% | 0% | 0% | 0% | 0% | 0% | 0% | 0% | 0% | 0% | 100% | 100.3% | 101% | 101.6% | 102.3% | 103.2% | 104.2% | 104.1% | Adjusted
EC.11809 | Common Information-Connectivity Model | ExAnte | Information Technology | Active | 0 | 0 | 0 | 0 | 0 | 0 | 0 | 0 |  | 8096.17 | 165269.04 | 265960.97 | 2018 Plan 2018: 85005.1398 | 524331.3198 | 524331.3198 | 610058.6033 | 539202.9122 | 1.1314 | 2018 | 2017-06-06 | 2018 |  | 539202.9122 | 85005.1398 |  | 1200000 | 0% | 0% | 0% | 100% | 0% | 0% | 0% | 0% | 0% | 0% | 0% | 0% | 0% | 0% | 0% | 0% | 0% | 0% | 0% | 0% | 100% | 100.5% | 100.9% | 101.3% | 101.9% | 102.6% | 103.5% | 104.1% | Category
EC.11811 | Outage Management Functional Upgrade 3 | ExAnte | Information Technology | Potential | 0 | 0 | 0 | 0 | 0 | 0 | 0 | 0 |  |  |  |  | 2020 Plan 2020: 236182.6745; 2021 Plan 2021: 489525.5161; 2022 Plan 2022: 632150.7961; 2023 Plan 2023: 290233.4084 | 1648092.3951 | 1648092.3951 | 1706838.6277 | 1706838.6277 | 1 | 2023 | 2022-11-21 | 2023 |  | 1508596.6393 | 290233.4084 | based upon actual historical costs for similar projects | 280000 | 0% | 0% | 0% | 100% | 0% | 0% | 0% | 0% | 0% | 0% | 0% | 0% | 0% | 0% | 0% | 0% | 0% | 0% | 0% | 0% | 100% | 100.5% | 100.9% | 101.4% | 101.9% | 102.7% | 103.6% | 104.2% | Project
EC.11816 | One IP Substation Network Stage 1 | ExAnte | Replacement | Active | 0 | 0 | 0 | 0 | 0 | 0 | 0 | 3325.07 | 665573.62 | 655963.36 | 2745396.56 | 3849743.01 | [7 empty] | 7920001.62 | 7920001.62 | 9316459.5162 | 8033553.8427 | 1.1597 | 2017 | 2017-05-08 | 2017 |  | 8234392.6888 | 3849743.01 | Actual capitalisation | 8237319.3732 | 0% | 0% | 42.48% | 0% | 0% | 0% | 0% | 0% | 0% | 0% | 0% | 57.52% | 0% | 0% | 0% | 0% | 0% | 0% | 0% | 0% | 100% | 100.3% | 100.7% | 101% | 101.4% | 102% | 102.6% | 103% | Category
EC.11822 | [CLSD]-Riverland Bearer | ExAnte | Replacement | Closed | 0 | 0 | 0 | 0 | 0 | 0 | 15962.64 | 500401.04 | 4492442.1 | 1076465.56 | 255005.82 | 9399.75 | [7 empty] | 6349676.91 | 6349676.91 | 7713171.1417 | 6651043.3021 | 1.1597 | 2017 | 2014-10-31 | Extra |  | 6817319.3847 | 9399.75 |  | 3112358.7982 | 0% | 47.8% | 44.24% | 0% | 0% | 0% | 0% | 0% | 0% | 0% | 7.959% | 0% | 0% | 0% | 0% | 0% | 0% | 0% | 0% | 0% | 100% | 100.3% | 100.7% | 101% | 101.4% | 102% | 102.6% | 103% | Category
EC.11824 | Weather Stations 2013-18 | ExAnte | Augmentation | Active | 0 | 0 | 0 | 0 | 0 | 0 | 0 | 0 | 235792.68 | 351063.65 | 1940704.88 | 736892.78 | 2018 Plan 2018: 61393.3839 | 3325847.3739 | 3325847.3739 | 3930403.9938 | 3473904.422 | 1.1314 | 2018 | 2016-06-30 | Extra |  | 3473904.422 | 61393.3839 |  | 2245065.0217 | 0% | 0% | 18.26% | 0% | 0% | 0.4454% | 0% | 0% | 0% | 0% | 0% | 16.6% | 0% | 0% | 64.7% | 0% | 0% | 0% | 0% | 0% | 100% | 100.3% | 100.6% | 100.9% | 101.2% | 101.7% | 102.3% | 102.7% | Category |  | 2592386.2816
EC.11826 | Dalrymple Substation Upgrade | ExAnte | Connection | Active | 0 | 0 | 0 | 0 | 0 | 0 | 68042.98 | 482239.01 | 984921.21 | 618196.63 | 2583838.58 | 3107491.93 | 2018 Plan 2018: -31219.954 | 7813510.386 | 7875950.294 | 9258570.5464 | 8183227.2746 | 1.1314 | 2018 | 2016-11-01 | Extra |  | 8183227.2746 | -31219.954 |  | 0 | 0% | 0% | 1.09% | 0% | 0% | 0% | 0% | 0% | 0% | 37.9% | 0% | 31.54% | 5.54% | 0% | 23.93% | 0% | 0% | 0% | 0% | 0% | 100% | 100.3% | 100.6% | 100.9% | 101.3% | 101.8% | 102.4% | 102.8% | Category |  | 4906602.9272
EC.11829 | Regional N-1 Secure Control Schemes | ExAnte | Security/Compliance | Potential | 0 | 0 | 0 | 0 | 0 | 0 | 0 | 0 |  |  |  |  | 2018 Plan 2018: 900893.9494; 2019 Plan 2019: 266430.6387 | 1167324.5881 | 1167324.5881 | 1313368.3867 | 1189846.9368 | 1.1038 | 2019 | 2018-07-16 | 2019 |  | 1160826.2798 | 266430.6387 | based upon actual historical costs for similar projects | 0 | 0% | 0% | 0% | 0% | 0% | 0% | 0% | 0% | 0% | 0% | 0% | 4.482% | 0% | 0% | 95.52% | 0% | 0% | 0% | 0% | 0% | 100% | 100.3% | 100.6% | 100.9% | 101.2% | 101.8% | 102.3% | 102.7% | Category
EC.11847 | NGM CT_VT Replacement Project | ExAnte | Replacement | Active | 0 | 0 | 0 | 0 | 0 | 0 | 0 | 0 | 553053.62 | 2539573.15 | 301859.86 | 30966.25 | 2018 Plan 2018: 31367.3019 | 3456820.1819 | 3456820.1819 | 4148471.3759 | 3666644.2126 | 1.1314 | 2018 | 2015-07-01 | Extra |  | 3666644.2126 | 31367.3019 |  | 0 | 0% | 0% | 0% | 0% | 0% | 0% | 0% | 0% | 0% | 0% | 0% | 0% | 0% | 0% | 100% | 0% | 0% | 0% | 0% | 0% | 100% | 100.3% | 100.7% | 101% | 101.4% | 102% | 102.6% | 103% | Category
EC.11852 | Historian Upgrade 2 | ExAnte | Replacement | Potential | 0 | 0 | 0 | 0 | 0 | 0 | 0 | 0 |  |  |  |  | 2021 Plan 2021: 119094.9078; 2022 Plan 2022: 157553.264; 2023 Plan 2023: 144542.3602 | 421190.532 | 421190.532 | 431158.5433 | 431158.5433 | 1 | 2023 | 2023-03-07 | 2023 |  | 381081.3272 | 144542.3602 | based upon actual historical costs for similar projects | 0 | 0% | 0% | 0% | 100% | 0% | 0% | 0% | 0% | 0% | 0% | 0% | 0% | 0% | 0% | 0% | 0% | 0% | 0% | 0% | 0% | 100% | 100.6% | 101.1% | 101.7% | 102.4% | 103.4% | 104.5% | 105.2% | Project
EC.11854 | Telco Asset Replacement 2013-18 | ExAnte | Replacement | Active | 0 | 0 | 0 | 0 | 0 | 0 | 0 | 0 |  | 157936.68 | 735154.39 | 2776255.09 | 2018 Plan 2018: 1565871.5702; 2019 Plan 2019: 92477.0139; 2020 Plan 2020: 10857.2326 | 5338551.9768 | 5338551.9768 | 6165193.9596 | 5585361.443 | 1.1038 | 2020 | 2018-07-31 | 2019 |  | 5449133.1151 | 10857.2326 | derived directly from competitive tender processes | 5624778.63 | 0% | 0% | 100% | 0% | 0% | 0% | 0% | 0% | 0% | 0% | 0% | 0% | 0% | 0% | 0% | 0% | 0% | 0% | 0% | 0% | 100% | 100.3% | 100.7% | 101% | 101.4% | 102% | 102.6% | 103% | Category
EC.11861 | Telecommunications Network Optimisation | ExAnte | Augmentation | Active | 0 | 0 | 0 | 0 | 0 | 0 | 0 | 185716.89 | 254436.19 | 414371.98 | 375632.94 | 353737.62 | 2018 Plan 2018: 347.7956 | 1584243.4156 | 1584243.4156 | 1894448.779 | 1674416.676 | 1.1314 | 2018 | 2017-08-14 | 2018 |  | 1674416.676 | 347.7956 |  | 1436800 | 0% | 0% | 100% | 0% | 0% | 0% | 0% | 0% | 0% | 0% | 0% | 0% | 0% | 0% | 0% | 0% | 0% | 0% | 0% | 0% | 100% | 100.3% | 100.6% | 100.9% | 101.2% | 101.7% | 102.3% | 102.7% | Category
EC.11862 | Substation VOIP Network Completion | ExAnte | Replacement | Active | 0 | 0 | 0 | 0 | 0 | 0 | 0 | 0 |  |  | 21297.82 | 746487.72 | 2018 Plan 2018: 372704.7517; 2019 Plan 2019: 20719.4209 | 1161209.7126 | 1161209.7126 | 1335472.442 | 1180363.0438 | 1.1314 | 2019 | 2017-11-01 | 2018 |  | 1180363.0438 | 20719.4209 |  | 0 | 0% | 0% | 0% | 100% | 0% | 0% | 0% | 0% | 0% | 0% | 0% | 0% | 0% | 0% | 0% | 0% | 0% | 0% | 0% | 0% | 100% | 100.3% | 100.7% | 101% | 101.4% | 102% | 102.6% | 103% | Category
EC.11865 | Network Config Mngmnt System Upgrade 1 | ExAnte | Replacement | Potential | 0 | 0 | 0 | 0 | 0 | 0 | 0 | 0 |  |  |  |  | 2020 Plan 2020: 151157.8613; 2021 Plan 2021: 418892.2356; 2022 Plan 2022: 420026.2701 | 990076.3671 | 990076.3671 | 1033406.0657 | 1008201.0397 | 1.025 | 2022 | 2022-02-02 | 2022 |  | 913380.382 | 420026.2701 | based upon actual historical costs for similar projects | 170000 | 0% | 0% | 0% | 100% | 0% | 0% | 0% | 0% | 0% | 0% | 0% | 0% | 0% | 0% | 0% | 0% | 0% | 0% | 0% | 0% | 100% | 100.5% | 100.9% | 101.4% | 101.9% | 102.7% | 103.6% | 104.2% | Project
EC.11870 | IT Hardware Refresh Maintain 16-18 | ExAnte | Information Technology | Active | 0 | 0 | 0 | 0 | 0 | 0 | 0 | 0 |  |  |  | 1296648.57 | 2018 Plan 2018: 1991416.0863 | 3288064.6563 | 3288064.6563 | 3756819.3277 | 3320480.8705 | 1.1314 | 2018 | 2017-11-03 | 2018 |  | 3320480.8705 | 1991416.0863 |  | 211833 | 0% | 0% | 0% | 100% | 0% | 0% | 0% | 0% | 0% | 0% | 0% | 0% | 0% | 0% | 0% | 0% | 0% | 0% | 0% | 0% | 100% | 100.5% | 100.9% | 101.3% | 101.9% | 102.6% | 103.5% | 104.1% | Category
EC.11871 | Licenses, Maintenance, Minor Soft 17-18 | ExAnte | Information Technology | Active | 0 | 0 | 0 | 0 | 0 | 0 | 0 | 0 |  |  |  | 1359944.46 | 2018 Plan 2018: 178498.8184; 2019 Plan 2019: 296275.1975 | 1834718.476 | 1834718.476 | 2106106.0508 | 1908028.1347 | 1.1038 | 2019 | 2018-10-23 | Extra |  | 1861490.8632 | 296275.1975 | based upon actual historical costs for similar projects | 449800 | 0% | 0% | 0% | 100% | 0% | 0% | 0% | 0% | 0% | 0% | 0% | 0% | 0% | 0% | 0% | 0% | 0% | 0% | 0% | 0% | 100% | 100.5% | 100.9% | 101.3% | 101.9% | 102.6% | 103.5% | 104.1% | Category |  |  | 1393943.07
EC.11872 | IT Security Technology Refresh 17-18 | ExAnte | Information Technology | Potential | 0 | 0 | 0 | 0 | 0 | 0 | 0 | 0 |  |  |  | 12916.74 | 2018 Plan 2018: 285079.7904; 2019 Plan 2019: 647392.7471; 2020 Plan 2020: 15701.2526 | 961090.53 | 961090.53 | 1069030.0657 | 968488.4773 | 1.1038 | 2020 | 2019-05-15 | 2019 |  | 944866.8072 | 15701.2526 | based upon actual historical costs for similar projects | 242337 | 0% | 0% | 0% | 100% | 0% | 0% | 0% | 0% | 0% | 0% | 0% | 0% | 0% | 0% | 0% | 0% | 0% | 0% | 0% | 0% | 100% | 100.5% | 100.9% | 101.3% | 101.9% | 102.6% | 103.5% | 104.1% | Category
EC.11873 | OT Software 3 | ExAnte | Replacement | Active | 0 | 0 | 0 | 0 | 0 | 0 | 0 | 0 |  |  |  | 89704.41 | 2018 Plan 2018: 441249.8521; 2019 Plan 2019: 739217.571 | 1270171.8332 | 1270171.8332 | 1419221.2044 | 1285744.3652 | 1.1038 | 2019 | 2018-11-05 | 2019 |  | 1254384.7466 | 739217.571 | based upon actual historical costs for similar projects | 210000 | 0% | 0% | 0% | 100% | 0% | 0% | 0% | 0% | 0% | 0% | 0% | 0% | 0% | 0% | 0% | 0% | 0% | 0% | 0% | 0% | 100% | 100.3% | 100.7% | 101% | 101.4% | 102% | 102.6% | 103% | Category
EC.11880 | Fire Protection 300 Pirie 2017-18 | ExAnte | Facilities | Potential | 0 | 0 | 0 | 0 | 0 | 0 | 0 | 0 |  |  |  |  | 2018 Plan 2018: 130160.1126 | 130160.1126 | 130160.1126 | 147264.2203 | 130160.1126 | 1.1314 | 2018 | 2018-01-16 | 2018 |  | 130160.1126 | 130160.1126 |  | 100500 | 100% | 0% | 0% | 0% | 0% | 0% | 0% | 0% | 0% | 0% | 0% | 0% | 0% | 0% | 0% | 0% | 0% | 0% | 0% | 0% | 100% | 100.2% | 100.4% | 100.5% | 100.8% | 101.1% | 101.4% | 101.7% | Category
EC.11881 | Furniture and Building Upgrades 2017-18 | ExAnte | Facilities | Potential | 0 | 0 | 0 | 0 | 0 | 0 | 0 | 0 |  |  |  |  | 2018 Plan 2018: 236328.5604 | 236328.5604 | 236328.5604 | 267384.0741 | 236328.5604 | 1.1314 | 2018 | 2018-03-09 | 2018 |  | 236328.5604 | 236328.5604 |  | 173720 | 30.23% | 0% | 0% | 0% | 0% | 0% | 0% | 69.77% | 0% | 0% | 0% | 0% | 0% | 0% | 0% | 0% | 0% | 0% | 0% | 0% | 100% | 100.2% | 100.4% | 100.5% | 100.8% | 101.1% | 101.4% | 101.7% | Category
EC.11882 | General Utility Upgrades 2017-18 | ExAnte | Facilities | Potential | 0 | 0 | 0 | 0 | 0 | 0 | 0 | 0 |  |  |  |  | 2018 Plan 2018: 145271.3723 | 145271.3723 | 145271.3723 | 164361.2237 | 145271.3723 | 1.1314 | 2018 | 2018-01-16 | 2018 |  | 145271.3723 | 145271.3723 |  | 106640 | 65.12% | 0% | 0% | 0% | 0% | 0% | 0% | 34.88% | 0% | 0% | 0% | 0% | 0% | 0% | 0% | 0% | 0% | 0% | 0% | 0% | 100% | 100.2% | 100.4% | 100.5% | 100.8% | 101.1% | 101.4% | 101.7% | Category
EC.11890 | Unit Asset Replacements 2013-18 | ExAnte | Replacement | Active | 0 | 0 | 0 | 0 | 0 | 0 | 0 | 0 | 1609920.14 | 9232886.6 | 14013854.38 |  | 2018 Plan 2018: 6255011.8355 | 31111672.9555 | 31111672.9555 | 36709826.7059 | 32446137.7314 | 1.1314 | 2018 | 2018-03-15 | 2018 |  | 32446137.7314 | 6255011.8355 | derived directly from competitive tender processes | 49095475 | 0% | 0% | 0% | 0% | 0% | 0% | 0% | 0% | 0% | 100% | 0% | 0% | 0% | 0% | 0% | 0% | 0% | 0% | 0% | 0% | 100% | 100.3% | 100.7% | 101% | 101.4% | 102% | 102.6% | 103% | Category
EC.11894 | Inventory Purchases 2017-18 | ExAnte | Inventory/Spares | Potential | 0 | 0 | 0 | 0 | 0 | 0 | 0 | 0 |  |  |  |  | 2018 Plan 2018: 449292.6506 | 449292.6506 | 449292.6506 | 508333.3949 | 449292.6506 | 1.1314 | 2018 | 2018-04-20 | 2018 |  | 449292.6506 | 449292.6506 |  | 1962985 | 0% | 0% | 0% | 0% | 0% | 0% | 0% | 0% | 0% | 100% | 0% | 0% | 0% | 0% | 0% | 0% | 0% | 0% | 0% | 0% | 100% | 100% | 100.1% | 100.1% | 100.1% | 100.2% | 100.2% | 100.3% | Category
EC.11895 | SAEs for 2018-23 Capital Projects | ExAnte | Replacement | Active | 0 | 0 | 0 | 0 | 0 | 0 | 0 | 0 |  | 1049455.56 | 1220165.2 | 782146.92 | 2018 Plan 2018: 68093.7888 | 3119861.4688 | 3119861.4688 | 3688399.2987 | 3260007.5346 | 1.1314 | 2018 | 2017-03-31 | 2018 |  | 3260007.5346 | 68093.7888 |  | 0 | 0% | 1.26% | 4.041% | 1.952% | 0% | 0.05275% | 0% | 0% | 0% | 20.54% | 0.06913% | 10.78% | 0.8185% | 0% | 13.44% | 30% | 0.0166% | 0% | 17.04% | 0% | 100% | 100.3% | 100.7% | 101% | 101.4% | 102% | 102.6% | 103% | Category
EC.11899 | Vehicle Purchases 2017-18 | ExAnte | Facilities | Potential | 0 | 0 | 0 | 0 | 0 | 0 | 0 | 0 |  |  |  |  | 2018 Plan 2018: 220411.6123 | 220411.6123 | 220411.6123 | 249375.5083 | 220411.6123 | 1.1314 | 2018 | 2018-01-12 | 2018 |  | 220411.6123 | 220411.6123 |  | 130560 | 0% | 0% | 0% | 0% | 0% | 0% | 0% | 100% | 0% | 0% | 0% | 0% | 0% | 0% | 0% | 0% | 0% | 0% | 0% | 0% | 100% | 100.2% | 100.4% | 100.5% | 100.8% | 101.1% | 101.4% | 101.7% | Category
EC.11900 | Intranet Platform Refresh 16-17 | ExAnte | Information Technology | Active | 0 | 0 | 0 | 0 | 0 | 0 | 0 | 0 |  |  |  | 278733.82 | 2018 Plan 2018: 1276992.3123 | 1555726.1323 | 1555726.1323 | 1768045.3664 | 1562694.4778 | 1.1314 | 2018 | 2017-07-12 | 2018 |  | 1562694.4778 | 1276992.3123 |  | 37400 | 0% | 0% | 0% | 100% | 0% | 0% | 0% | 0% | 0% | 0% | 0% | 0% | 0% | 0% | 0% | 0% | 0% | 0% | 0% | 0% | 100% | 100.5% | 100.9% | 101.3% | 101.9% | 102.6% | 103.5% | 104.1% | Category
EC.11905 | Yorke Peninsula Reinforcement Land & Eas | ExAnte | Easements/Land | Deferred | 0 | 0 | 0 | 0 | 0 | 0 | 0 | 3436.96 |  |  |  | -3436.96 | 2024 Plan 2024: 666307.4465 | 0 | 6873.92 | 0 |  |  | 2017 |  |  |  | 0 | -3436.96 |  | 0 | 0% | 0% | 0% | 0% | 0% | 100% | 0% | 0% | 0% | 0% | 0% | 0% | 0% | 0% | 0% | 0% | 0% | 0% | 0% | 0% | 100% | 100.1% | 100.3% | 100.4% | 100.6% | 100.8% | 101% | 101.2% | Category
EC.11907 | Intranet and Extranet Refresh 18-19 | ExAnte | Information Technology | Potential | 0 | 0 | 0 | 0 | 0 | 0 | 0 | 0 |  |  |  |  | 2019 Plan 2019: 215843.5916; 2020 Plan 2020: 58804.7172 | 274648.3089 | 274648.3089 | 301577.1875 | 280044.3987 | 1.0769 | 2020 | 2019-06-19 | 2020 |  | 266550.2902 | 58804.7172 | based upon actual historical costs for similar projects | 12500 | 0% | 0% | 0% | 100% | 0% | 0% | 0% | 0% | 0% | 0% | 0% | 0% | 0% | 0% | 0% | 0% | 0% | 0% | 0% | 0% | 100% | 100.6% | 101.1% | 101.6% | 102.3% | 103.2% | 104.3% | 105% | Project
EC.11915 | Furniture and Building Upgrades 2018-19 | ExAnte | Facilities | Potential | 0 | 0 | 0 | 0 | 0 | 0 | 0 | 0 |  |  |  |  | 2019 Plan 2019: 357049.441 | 357049.441 | 357049.441 | 394115.7756 | 357049.441 | 1.1038 | 2019 | 2019-04-16 | 2019 |  | 348340.9181 | 357049.441 | based upon actual historical costs for similar projects | 235500 | 69.85% | 0% | 0% | 0% | 0% | 0% | 0% | 30.15% | 0% | 0% | 0% | 0% | 0% | 0% | 0% | 0% | 0% | 0% | 0% | 0% | 100% | 100.2% | 100.4% | 100.7% | 100.9% | 101.3% | 101.8% | 102.1% | Project
EC.11916 | Vehicle Purchases 2018-19 | ExAnte | Facilities | Potential | 0 | 0 | 0 | 0 | 0 | 0 | 0 | 0 |  |  |  |  | 2019 Plan 2019: 150149.5852 | 150149.5852 | 150149.5852 | 165737.0476 | 150149.5852 | 1.1038 | 2019 | 2019-01-15 | 2019 |  | 146487.4002 | 150149.5852 | based upon actual historical costs for similar projects | 122000 | 0% | 0% | 0% | 0% | 0% | 0% | 0% | 100% | 0% | 0% | 0% | 0% | 0% | 0% | 0% | 0% | 0% | 0% | 0% | 0% | 100% | 100.1% | 100.1% | 100.2% | 100.3% | 100.4% | 100.6% | 100.7% | Project
EC.11917 | Investigation&Integration of New Technol | ExAnte | Replacement | Potential | 0 | 0 | 0 | 0 | 0 | 0 | 0 | 0 | [5 empty] | 93306.2394 | 573139.8535 | 589475.6599 | 610399.6562 | 504724.4186 |  | 2371045.8277 | 2371045.8277 | 2469903.4963 | 2469903.4963 | 1 | 2023 | 2023-01-31 | 2023 |  | 2183034.7952 | 504724.4186 | based upon actual historical costs for similar projects | 0 | 0% | 0% | 0% | 0% | 0% | 0% | 0% | 100% | 0% | 0% | 0% | 0% | 0% | 0% | 0% | 0% | 0% | 0% | 0% | 0% | 100% | 100.6% | 101.1% | 101.7% | 102.4% | 103.4% | 104.5% | 105.2% | Project
EC.11994 | Inventory Purchases 2018-19 | ExAnte | Inventory/Spares | Potential | 0 | 0 | 0 | 0 | 0 | 0 | 0 | 0 |  |  |  |  | 2019 Plan 2019: 2372450.3913 | 2372450.3913 | 2372450.3913 | 2618741.3243 | 2372450.3913 | 1.1038 | 2019 | 2019-04-17 | 2019 |  | 2314585.7476 | 2372450.3913 | based upon actual historical costs for similar projects | 2094358 | 0% | 0% | 0% | 0% | 0% | 0% | 0% | 0% | 0% | 100% | 0% | 0% | 0% | 0% | 0% | 0% | 0% | 0% | 0% | 0% | 100% | 100% | 100.1% | 100.1% | 100.1% | 100.2% | 100.2% | 100.3% | Project
EC.12002 | Local Area Network Equip Refresh 21-22 | ExAnte | Information Technology | Potential | 0 | 0 | 0 | 0 | 0 | 0 | 0 | 0 |  |  |  |  | 2021 Plan 2021: 99363.1363; 2022 Plan 2022: 2027483.6952 | 2126846.8315 | 2126846.8315 | 2182564.1826 | 2129330.9099 | 1.025 | 2022 | 2021-10-06 | 2022 |  | 1929068.7108 | 2027483.6952 | based upon actual historical costs for similar projects | 1141371 | 0% | 0% | 0% | 100% | 0% | 0% | 0% | 0% | 0% | 0% | 0% | 0% | 0% | 0% | 0% | 0% | 0% | 0% | 0% | 0% | 100% | 100.2% | 100.4% | 100.6% | 100.9% | 101.2% | 101.7% | 101.9% | Project
EC.12004 | Geospatial Systems Refresh 18-19 | ExAnte | Information Technology | Potential | 0 | 0 | 0 | 0 | 0 | 0 | 0 | 0 |  |  |  |  | 2018 Plan 2018: 560106.0072; 2019 Plan 2019: 632837.4075 | 1192943.4147 | 1192943.4147 | 1332242.6247 | 1206946.0649 | 1.1038 | 2019 | 2018-10-26 | 2019 |  | 1177508.356 | 632837.4075 | based upon actual historical costs for similar projects | 60250 | 0% | 0% | 0% | 100% | 0% | 0% | 0% | 0% | 0% | 0% | 0% | 0% | 0% | 0% | 0% | 0% | 0% | 0% | 0% | 0% | 100% | 100.6% | 101.1% | 101.6% | 102.3% | 103.2% | 104.3% | 105% | Project
EC.12005 | IT Storage and Virtualisation Refurb 2 | ExAnte | Information Technology | Potential | 0 | 0 | 0 | 0 | 0 | 0 | 0 | 0 |  |  |  |  | 2019 Plan 2019: 108577.4879; 2020 Plan 2020: 1285829.4979; 2021 Plan 2021: 1143444.2671; 2022 Plan 2022: 9033.1221 | 2546884.375 | 2546884.375 | 2715137.0456 | 2584306.5277 | 1.0506 | 2022 | 2021-02-19 | 2021 |  | 2399785.5192 | 9033.1221 | based upon actual historical costs for similar projects | 1769192 | 0% | 0% | 0% | 100% | 0% | 0% | 0% | 0% | 0% | 0% | 0% | 0% | 0% | 0% | 0% | 0% | 0% | 0% | 0% | 0% | 100% | 100.1% | 100.2% | 100.4% | 100.5% | 100.7% | 101% | 101.1% | Project
EC.12008 | Project Portfoilo Mgmt Sys Refresh 21-22 | ExAnte | Information Technology | Potential | 0 | 0 | 0 | 0 | 0 | 0 | 0 | 0 |  |  |  |  | 2021 Plan 2021: 62171.4057; 2022 Plan 2022: 828293.9894; 2023 Plan 2023: 434386.1813 | 1324851.5763 | 1324851.5763 | 1348706.3535 | 1348706.3535 | 1 | 2023 | 2022-09-07 | 2023 |  | 1192059.8932 | 434386.1813 | based upon actual historical costs for similar projects | 220000 | 0% | 0% | 0% | 100% | 0% | 0% | 0% | 0% | 0% | 0% | 0% | 0% | 0% | 0% | 0% | 0% | 0% | 0% | 0% | 0% | 100% | 100.5% | 100.9% | 101.4% | 101.9% | 102.7% | 103.6% | 104.2% | Project
EC.12010 | ERP Systems Refresh | ExAnte | Information Technology | Potential | 0 | 0 | 0 | 0 | 0 | 0 | 0 | 0 |  |  |  |  | 2022 Plan 2022: 1320966.4429; 2023 Plan 2023: 1197924.9602; 2024 Plan 2024: 1175321.9659 | 2518891.403 | 2518891.403 | 2551915.5641 | 2551915.5641 | 1 | 2024 | 2024-04-04 | 2024 |  | 2255521.513 | 1175321.9659 | based upon actual historical costs for similar projects | 0 | 0% | 0% | 0% | 100% | 0% | 0% | 0% | 0% | 0% | 0% | 0% | 0% | 0% | 0% | 0% | 0% | 0% | 0% | 0% | 0% | 100% | 100.6% | 101.1% | 101.7% | 102.4% | 103.4% | 104.5% | 105.2% | Project
EC.12013 | Design Standards Major Review Reset 4 | ExAnte | Replacement | Potential | 0 | 0 | 0 | 0 | 0 | 0 | 0 | 0 |  |  |  |  | 2020 Plan 2020: 811511.6828; 2021 Plan 2021: 1737017.9182; 2022 Plan 2022: 852560.1518 | 3401089.7528 | 3401089.7528 | 3572737.9292 | 3485597.9797 | 1.025 | 2022 | 2021-10-20 | 2022 |  | 3157779.7372 | 852560.1518 | based upon actual historical costs for similar projects | 0 | 0% | 0% | 0% | 0% | 0% | 0% | 0% | 100% | 0% | 0% | 0% | 0% | 0% | 0% | 0% | 0% | 0% | 0% | 0% | 0% | 100% | 100.6% | 101.1% | 101.7% | 102.4% | 103.4% | 104.5% | 105.2% | Project
EC.12014 | Protection System Modelling and Validati | ExAnte | Information Technology | Active | 0 | 0 | 0 | 0 | 0 | 0 | 0 | 0 |  |  |  | 43971.57 | 2018 Plan 2018: 401362.0874; 2019 Plan 2019: 486430.0278 | 931763.6852 | 931763.6852 | 1042025.6375 | 944023.7982 | 1.1038 | 2019 | 2018-08-10 | 2019 |  | 920998.8275 | 486430.0278 | based upon actual historical costs for similar projects | 300000 | 0% | 0% | 0% | 100% | 0% | 0% | 0% | 0% | 0% | 0% | 0% | 0% | 0% | 0% | 0% | 0% | 0% | 0% | 0% | 0% | 100% | 100.5% | 100.9% | 101.3% | 101.9% | 102.6% | 103.5% | 104.1% | Category
EC.12017 | Geospatial Systems Refresh 23-24 | ExAnte | Information Technology | Potential | 0 | 0 | 0 | 0 | 0 | 0 | 0 | 0 |  |  |  |  | 2023 Plan 2023: 406600.6358; 2024 Plan 2024: 681992.529 | 406600.6358 | 406600.6358 | 406600.6358 | 406600.6358 | 1 | 2024 | 2024-03-29 | 2024 |  | 359375.7153 | 681992.529 | based upon actual historical costs for similar projects | 176000 | 0% | 0% | 0% | 100% | 0% | 0% | 0% | 0% | 0% | 0% | 0% | 0% | 0% | 0% | 0% | 0% | 0% | 0% | 0% | 0% | 100% | 100.5% | 100.9% | 101.4% | 101.9% | 102.7% | 103.6% | 104.2% | Project
EC.12021 | Licenses, Maintenance, Minor Soft 22-23 | ExAnte | Information Technology | Potential | 0 | 0 | 0 | 0 | 0 | 0 | 0 | 0 |  |  |  |  | 2022 Plan 2022: 45237.3112; 2023 Plan 2023: 939166.9889; 2024 Plan 2024: 1531409.3974 | 984404.3001 | 984404.3001 | 985535.2329 | 985535.2329 | 1 | 2024 | 2024-06-25 | 2024 |  | 871069.5412 | 1531409.3974 | based upon actual historical costs for similar projects | 450000 | 0% | 0% | 0% | 100% | 0% | 0% | 0% | 0% | 0% | 0% | 0% | 0% | 0% | 0% | 0% | 0% | 0% | 0% | 0% | 0% | 100% | 100.5% | 100.9% | 101.4% | 101.9% | 102.7% | 103.6% | 104.2% | Project
EC.12027 | Mechanical 300 Pirie St 2018-19 | ExAnte | Facilities | Potential | 0 | 0 | 0 | 0 | 0 | 0 | 0 | 0 |  |  |  |  | 2019 Plan 2019: 663162.7292 | 663162.7292 | 663162.7292 | 732007.569 | 663162.7292 | 1.1038 | 2019 | 2018-12-05 | 2019 |  | 646988.0284 | 663162.7292 | based upon actual historical costs for similar projects | 455000 | 100% | 0% | 0% | 0% | 0% | 0% | 0% | 0% | 0% | 0% | 0% | 0% | 0% | 0% | 0% | 0% | 0% | 0% | 0% | 0% | 100% | 100.2% | 100.3% | 100.5% | 100.7% | 101% | 101.3% | 101.5% | Project
EC.12028 | Furniture and Gen Bldg Upgrades 2019-20 | ExAnte | Facilities | Potential | 0 | 0 | 0 | 0 | 0 | 0 | 0 | 0 |  |  |  |  | 2020 Plan 2020: 349839.3479 | 349839.3479 | 349839.3479 | 376738.714 | 349839.3479 | 1.0769 | 2020 | 2020-01-02 | 2020 |  | 332982.1277 | 349839.3479 | based upon actual historical costs for similar projects | 233000 | 69.96% | 0% | 0% | 0% | 0% | 0% | 0% | 30.04% | 0% | 0% | 0% | 0% | 0% | 0% | 0% | 0% | 0% | 0% | 0% | 0% | 100% | 100.2% | 100.4% | 100.7% | 100.9% | 101.3% | 101.8% | 102.1% | Project
EC.12030 | Vehicle Purchases 2019-20 | ExAnte | Facilities | Potential | 0 | 0 | 0 | 0 | 0 | 0 | 0 | 0 |  |  |  |  | 2020 Plan 2020: 211534.6888 | 211534.6888 | 211534.6888 | 227799.7232 | 211534.6888 | 1.0769 | 2020 | 2020-01-02 | 2020 |  | 201341.7621 | 211534.6888 | based upon actual historical costs for similar projects | 163000 | 0% | 0% | 0% | 0% | 0% | 0% | 0% | 100% | 0% | 0% | 0% | 0% | 0% | 0% | 0% | 0% | 0% | 0% | 0% | 0% | 100% | 100.1% | 100.1% | 100.2% | 100.3% | 100.4% | 100.6% | 100.7% | Project
EC.12070 | IT Hardware Refresh and Maintain 19-20 | ExAnte | Information Technology | Potential | 0 | 0 | 0 | 0 | 0 | 0 | 0 | 0 |  |  |  |  | 2019 Plan 2019: 672732.4959; 2020 Plan 2020: 669868.1553; 2021 Plan 2021: 214822.6925 | 1557423.3437 | 1557423.3437 | 1689643.6286 | 1608227.1302 | 1.0506 | 2021 | 2020-08-11 | 2021 |  | 1493398.7657 | 214822.6925 | based upon actual historical costs for similar projects | 336120 | 0% | 0% | 0% | 100% | 0% | 0% | 0% | 0% | 0% | 0% | 0% | 0% | 0% | 0% | 0% | 0% | 0% | 0% | 0% | 0% | 100% | 100.5% | 100.9% | 101.3% | 101.8% | 102.6% | 103.4% | 104% | Project
EC.12071 | Licenses, Maintenance, Minor Soft 19-20 | ExAnte | Information Technology | Potential | 0 | 0 | 0 | 0 | 0 | 0 | 0 | 0 |  |  |  |  | 2019 Plan 2019: 1223862.4887; 2020 Plan 2020: 1227169.4488; 2021 Plan 2021: 35460.3909 | 2486492.3284 | 2486492.3284 | 2709698.0392 | 2516224.003 | 1.0769 | 2021 | 2020-03-20 | 2020 |  | 2394978.2301 | 35460.3909 | based upon actual historical costs for similar projects | 460000 | 0% | 0% | 0% | 100% | 0% | 0% | 0% | 0% | 0% | 0% | 0% | 0% | 0% | 0% | 0% | 0% | 0% | 0% | 0% | 0% | 100% | 100.5% | 100.9% | 101.4% | 101.9% | 102.7% | 103.6% | 104.2% | Project
EC.12072 | IT Security 4 | ExAnte | Information Technology | Potential | 0 | 0 | 0 | 0 | 0 | 0 | 0 | 0 |  |  |  |  | 2019 Plan 2019: 330387.6025; 2020 Plan 2020: 648667.5343; 2021 Plan 2021: 483934.4048 | 1462989.5416 | 1462989.5416 | 1571663.665 | 1495932.1023 | 1.0506 | 2021 | 2021-01-11 | 2021 |  | 1389121.669 | 483934.4048 | based upon actual historical costs for similar projects | 260000 | 0% | 0% | 0% | 100% | 0% | 0% | 0% | 0% | 0% | 0% | 0% | 0% | 0% | 0% | 0% | 0% | 0% | 0% | 0% | 0% | 100% | 100.5% | 100.9% | 101.4% | 101.9% | 102.7% | 103.6% | 104.2% | Project
EC.12073 | OT Software 4 | ExAnte | Replacement | Potential | 0 | 0 | 0 | 0 | 0 | 0 | 0 | 0 |  |  |  |  | 2019 Plan 2019: 582181.1285; 2020 Plan 2020: 907720.0647; 2021 Plan 2021: 531507.8791 | 2021409.0723 | 2021409.0723 | 2178549.7276 | 2073574.9935 | 1.0506 | 2021 | 2020-11-13 | 2021 |  | 1925520.5175 | 531507.8791 | based upon actual historical costs for similar projects | 180000 | 0% | 0% | 0% | 100% | 0% | 0% | 0% | 0% | 0% | 0% | 0% | 0% | 0% | 0% | 0% | 0% | 0% | 0% | 0% | 0% | 100% | 100.5% | 101% | 101.5% | 102.2% | 103% | 104% | 104.7% | Project
EC.12094 | Inventory Purchases 2019-2020 | ExAnte | Inventory/Spares | Potential | 0 | 0 | 0 | 0 | 0 | 0 | 0 | 0 |  |  |  |  | 2020 Plan 2020: 2437265.5401 | 2437265.5401 | 2437265.5401 | 2624668.4108 | 2437265.5401 | 1.0769 | 2020 | 2020-04-03 | 2020 |  | 2319824.4284 | 2437265.5401 | based upon actual historical costs for similar projects | 2094358 | 0% | 0% | 0% | 0% | 0% | 0% | 0% | 0% | 0% | 100% | 0% | 0% | 0% | 0% | 0% | 0% | 0% | 0% | 0% | 0% | 100% | 100% | 100.1% | 100.1% | 100.1% | 100.2% | 100.2% | 100.3% | Project
EC.12101 | Records Management | ExAnte | Information Technology | Active | 0 | 0 | 0 | 0 | 0 | 0 | 0 | 0 |  |  | 27690.75 | 424318.46 | 2018 Plan 2018: 1699613.8572 | 2151623.0672 | 2151623.0672 | 2447831.8018 | 2163526.6334 | 1.1314 | 2018 | 2017-09-05 | 2018 |  | 2163526.6334 | 1699613.8572 |  | 107250 | 0% | 0% | 0% | 100% | 0% | 0% | 0% | 0% | 0% | 0% | 0% | 0% | 0% | 0% | 0% | 0% | 0% | 0% | 0% | 0% | 100% | 100.5% | 100.9% | 101.3% | 101.9% | 102.6% | 103.5% | 104.1% | Category
EC.12105 | Electrical 300 Pirie St 2020 - 2021 | ExAnte | Facilities | Potential | 0 | 0 | 0 | 0 | 0 | 0 | 0 | 0 |  |  |  |  | 2021 Plan 2021: 260689.2966 | 260689.2966 | 260689.2966 | 273886.6923 | 260689.2966 | 1.0506 | 2021 | 2021-01-01 | 2021 |  | 242075.9273 | 260689.2966 | based upon actual historical costs for similar projects | 171000 | 100% | 0% | 0% | 0% | 0% | 0% | 0% | 0% | 0% | 0% | 0% | 0% | 0% | 0% | 0% | 0% | 0% | 0% | 0% | 0% | 100% | 100.2% | 100.3% | 100.5% | 100.7% | 100.9% | 101.2% | 101.4% | Project
EC.12106 | Furniture and Gen Bldg Upgrades 2020-21 | ExAnte | Facilities | Potential | 0 | 0 | 0 | 0 | 0 | 0 | 0 | 0 |  |  |  |  | 2021 Plan 2021: 373933.06 | 373933.06 | 373933.06 | 392863.4211 | 373933.06 | 1.0506 | 2021 | 2021-01-01 | 2021 |  | 347234.0192 | 373933.06 | based upon actual historical costs for similar projects | 245000 | 76.33% | 0% | 0% | 0% | 0% | 0% | 0% | 23.67% | 0% | 0% | 0% | 0% | 0% | 0% | 0% | 0% | 0% | 0% | 0% | 0% | 100% | 100.2% | 100.4% | 100.6% | 100.9% | 101.2% | 101.6% | 101.9% | Project
EC.12108 | Mechanical Keswick North 2020-21 | ExAnte | Facilities | Potential | 0 | 0 | 0 | 0 | 0 | 0 | 0 | 0 |  |  |  |  | 2021 Plan 2021: 175194.4703 | 175194.4703 | 175194.4703 | 184063.6904 | 175194.4703 | 1.0506 | 2021 | 2021-01-01 | 2021 |  | 162685.4819 | 175194.4703 | based upon actual historical costs for similar projects | 114500 | 100% | 0% | 0% | 0% | 0% | 0% | 0% | 0% | 0% | 0% | 0% | 0% | 0% | 0% | 0% | 0% | 0% | 0% | 0% | 0% | 100% | 100.2% | 100.3% | 100.5% | 100.7% | 101% | 101.3% | 101.5% | Project
EC.12111 | Vehicle Purchases 2020-21 | ExAnte | Facilities | Potential | 0 | 0 | 0 | 0 | 0 | 0 | 0 | 0 |  |  |  |  | 2021 Plan 2021: 281498.4913 | 281498.4913 | 281498.4913 | 295749.3524 | 281498.4913 | 1.0506 | 2021 | 2021-02-02 | 2021 |  | 261399.3332 | 281498.4913 | based upon actual historical costs for similar projects | 217000 | 0% | 0% | 0% | 0% | 0% | 0% | 0% | 100% | 0% | 0% | 0% | 0% | 0% | 0% | 0% | 0% | 0% | 0% | 0% | 0% | 100% | 100.1% | 100.1% | 100.2% | 100.3% | 100.4% | 100.6% | 100.7% | Project
EC.12115 | Telecommunications Unit AssetReplacement | ExAnte | Replacement | Potential | 0 | 0 | 0 | 0 | 0 | 0 | 0 | 0 | [5 empty] | 580481.1399 | 1276815.6664 | 2087397.5423 | 2146135.6195 | 1339785.5611 |  | 7430615.5292 | 7430615.5292 | 7748380 | 7748380 | 1 | 2023 | 2022-12-14 | 2023 |  | 6848438.885 | 1339785.5611 | based upon actual historical costs for similar projects | 5155050.0829 | 0% | 0% | 100% | 0% | 0% | 0% | 0% | 0% | 0% | 0% | 0% | 0% | 0% | 0% | 0% | 0% | 0% | 0% | 0% | 0% | 100% | 100.1% | 100.2% | 100.3% | 100.5% | 100.7% | 100.9% | 101.1% | Project
EC.12203 | OT Software 5 | ExAnte | Information Technology | Potential | 0 | 0 | 0 | 0 | 0 | 0 | 0 | 0 |  |  |  |  | 2020 Plan 2020: 33195.5884; 2021 Plan 2021: 851647.4832; 2022 Plan 2022: 962367.9092; 2023 Plan 2023: 287084.4955 | 2134295.4763 | 2134295.4763 | 2204021.7574 | 2204021.7574 | 1 | 2023 | 2022-08-03 | 2023 |  | 1948034.0803 | 287084.4955 | based upon actual historical costs for similar projects | 180000 | 0% | 0% | 0% | 100% | 0% | 0% | 0% | 0% | 0% | 0% | 0% | 0% | 0% | 0% | 0% | 0% | 0% | 0% | 0% | 0% | 100% | 100.5% | 101% | 101.5% | 102.2% | 103% | 104% | 104.7% | Project
EC.12204 | Generator Replacemt 300 Pirie St 2021-22 | ExAnte | Facilities | Potential | 0 | 0 | 0 | 0 | 0 | 0 | 0 | 0 |  |  |  |  | 2022 Plan 2022: 385493.1793 | 385493.1793 | 385493.1793 | 395130.5088 | 385493.1793 | 1.025 | 2022 | 2022-01-03 | 2022 |  | 349237.7944 | 385493.1793 | based upon actual historical costs for similar projects | 245000 | 100% | 0% | 0% | 0% | 0% | 0% | 0% | 0% | 0% | 0% | 0% | 0% | 0% | 0% | 0% | 0% | 0% | 0% | 0% | 0% | 100% | 100.2% | 100.3% | 100.5% | 100.7% | 100.9% | 101.2% | 101.5% | Project
EC.12205 | Furniture and Gen Bldg Upgrades 2021-22 | ExAnte | Facilities | Potential | 0 | 0 | 0 | 0 | 0 | 0 | 0 | 0 |  |  |  |  | 2022 Plan 2022: 402301.796 | 402301.796 | 402301.796 | 412359.3409 | 402301.796 | 1.025 | 2022 | 2022-01-04 | 2022 |  | 364465.5715 | 402301.796 | based upon actual historical costs for similar projects | 256000 | 76.17% | 0% | 0% | 0% | 0% | 0% | 0% | 23.83% | 0% | 0% | 0% | 0% | 0% | 0% | 0% | 0% | 0% | 0% | 0% | 0% | 100% | 100.2% | 100.4% | 100.6% | 100.9% | 101.2% | 101.6% | 101.9% | Project
EC.12207 | Vehicle Purchases 2021-22 | ExAnte | Facilities | Potential | 0 | 0 | 0 | 0 | 0 | 0 | 0 | 0 |  |  |  |  | 2022 Plan 2022: 271501.1908 | 271501.1908 | 271501.1908 | 278288.7206 | 271501.1908 | 1.025 | 2022 | 2022-01-03 | 2022 |  | 245966.6789 | 271501.1908 | based upon actual historical costs for similar projects | 204000 | 0% | 0% | 0% | 0% | 0% | 0% | 0% | 100% | 0% | 0% | 0% | 0% | 0% | 0% | 0% | 0% | 0% | 0% | 0% | 0% | 100% | 100.1% | 100.1% | 100.2% | 100.3% | 100.4% | 100.6% | 100.7% | Project
EC.12210 | IT Hardware Refresh Maintain 21-22 | ExAnte | Information Technology | Potential | 0 | 0 | 0 | 0 | 0 | 0 | 0 | 0 |  |  |  |  | 2021 Plan 2021: 728258.2469; 2022 Plan 2022: 647434.2755; 2023 Plan 2023: 29605.3636 | 1405297.886 | 1405297.886 | 1458351.8167 | 1422782.2602 | 1.025 | 2023 | 2022-04-06 | 2022 |  | 1288970.506 | 29605.3636 | based upon actual historical costs for similar projects | 287760 | 0% | 0% | 0% | 100% | 0% | 0% | 0% | 0% | 0% | 0% | 0% | 0% | 0% | 0% | 0% | 0% | 0% | 0% | 0% | 0% | 100% | 100.5% | 100.9% | 101.3% | 101.8% | 102.6% | 103.4% | 104% | Project
EC.12211 | IT Security Technology Refresh 21-22 | ExAnte | Information Technology | Potential | 0 | 0 | 0 | 0 | 0 | 0 | 0 | 0 |  |  |  |  | 2021 Plan 2021: 332020.0519; 2022 Plan 2022: 727215.8936; 2023 Plan 2023: 497072.7337 | 1556308.6791 | 1556308.6791 | 1591297.5916 | 1591297.5916 | 1 | 2023 | 2023-01-24 | 2023 |  | 1406475.1992 | 497072.7337 | based upon actual historical costs for similar projects | 259900 | 0% | 0% | 0% | 100% | 0% | 0% | 0% | 0% | 0% | 0% | 0% | 0% | 0% | 0% | 0% | 0% | 0% | 0% | 0% | 0% | 100% | 100.5% | 100.9% | 101.4% | 101.9% | 102.7% | 103.6% | 104.2% | Project
EC.12301 | Automated Asset Condition Assessment | ExAnte | Replacement | Potential | 0 | 0 | 0 | 0 | 0 | 0 | 0 | 0 |  |  |  |  | 2020 Plan 2020: 184968.5482; 2021 Plan 2021: 852897.0021 | 1037865.5504 | 1037865.5504 | 1095265.8084 | 1042489.7641 | 1.0506 | 2021 | 2021-01-06 | 2021 |  | 968055.3808 | 852897.0021 | based upon actual historical costs for similar projects | 0 | 0% | 0% | 0% | 100% | 0% | 0% | 0% | 0% | 0% | 0% | 0% | 0% | 0% | 0% | 0% | 0% | 0% | 0% | 0% | 0% | 100% | 100.6% | 101.1% | 101.7% | 102.4% | 103.4% | 104.5% | 105.2% | Project
EC.12330 | One IP Substation Network - Stage 2 | ExAnte | Replacement | Potential | 0 | 0 | 0 | 0 | 0 | 0 | 0 | 0 |  |  |  |  | 2018 Plan 2018: 21384.6263; 2019 Plan 2019: 1892668.5135; 2020 Plan 2020: 2718964.4344; 2021 Plan 2021: 582595.713 | 5215613.2871 | 5215613.2871 | 5653463.5747 | 5381048.0188 | 1.0506 | 2021 | 2020-07-28 | 2021 |  | 4996838.0204 | 582595.713 | based upon actual historical costs for similar projects | 2432639.925 | 0% | 12.33% | 50.48% | 0% | 0% | 0% | 0% | 0% | 0% | 0% | 0% | 0% | 0% | 0% | 37.19% | 0% | 0% | 0% | 0% | 0% | 100% | 100.3% | 100.6% | 100.9% | 101.2% | 101.7% | 102.3% | 102.7% | Project
EC.12334 | Furniture and General Building upgrades | ExAnte | Facilities | Potential | 0 | 0 | 0 | 0 | 0 | 0 | 0 | 0 |  |  |  |  | 2023 Plan 2023: 305674.3177; 2024 Plan 2024: 139463.8955 | 305674.3177 | 305674.3177 | 305674.3177 | 305674.3177 | 1 | 2024 | 2023-07-27 | 2024 |  | 270171.5563 | 139463.8955 | based upon actual historical costs for similar projects | 275500 | 69.87% | 0% | 0% | 0% | 0% | 0% | 0% | 30.13% | 0% | 0% | 0% | 0% | 0% | 0% | 0% | 0% | 0% | 0% | 0% | 0% | 100% | 100.2% | 100.4% | 100.7% | 100.9% | 101.3% | 101.8% | 102.1% | Project
EC.12335 | Vehicle Purchases 2022-23 | ExAnte | Facilities | Potential | 0 | 0 | 0 | 0 | 0 | 0 | 0 | 0 |  |  |  |  | 2023 Plan 2023: 166773.5285; 2024 Plan 2024: 63.2022 | 166773.5285 | 166773.5285 | 166773.5285 | 166773.5285 | 1 | 2024 | 2023-05-04 | 2023 |  | 147403.4982 | 63.2022 | based upon actual historical costs for similar projects | 122000 | 0% | 0% | 0% | 0% | 0% | 0% | 0% | 100% | 0% | 0% | 0% | 0% | 0% | 0% | 0% | 0% | 0% | 0% | 0% | 0% | 100% | 100.1% | 100.1% | 100.2% | 100.3% | 100.4% | 100.6% | 100.7% | Project
EC.12336 | Carpet Upgrades Pirie and Rymill 2022-23 | ExAnte | Facilities | Potential | 0 | 0 | 0 | 0 | 0 | 0 | 0 | 0 |  |  |  |  | 2023 Plan 2023: 142107.355; 2024 Plan 2024: 64802.0611 | 142107.355 | 142107.355 | 142107.355 | 142107.355 | 1 | 2024 | 2023-07-27 | 2024 |  | 125602.195 | 64802.0611 | based upon actual historical costs for similar projects | 128500 | 0% | 0% | 0% | 0% | 0% | 0% | 0% | 100% | 0% | 0% | 0% | 0% | 0% | 0% | 0% | 0% | 0% | 0% | 0% | 0% | 100% | 100.2% | 100.4% | 100.6% | 100.8% | 101.1% | 101.4% | 101.7% | Project
EC.12400 | OT Software 6 | ExAnte | Information Technology | Potential | 0 | 0 | 0 | 0 | 0 | 0 | 0 | 0 |  |  |  |  | 2022 Plan 2022: 36257.8164; 2023 Plan 2023: 915620.7752; 2024 Plan 2024: 999221.8567 | 951878.5916 | 951878.5916 | 952785.037 | 952785.037 | 1 | 2024 | 2024-08-01 | 2025 |  | 842123.1401 | 999221.8567 | based upon actual historical costs for similar projects | 180000 | 0% | 0% | 0% | 100% | 0% | 0% | 0% | 0% | 0% | 0% | 0% | 0% | 0% | 0% | 0% | 0% | 0% | 0% | 0% | 0% | 100% | 100.5% | 101% | 101.5% | 102.2% | 103% | 104% | 104.7% | Project
EC.12402 | IT Hardware Refresh Maintain 22-23 | ExAnte | Information Technology | Potential | 0 | 0 | 0 | 0 | 0 | 0 | 0 | 0 |  |  |  |  | 2023 Plan 2023: 741824.4788; 2024 Plan 2024: 710038.3932 | 741824.4788 | 741824.4788 | 741824.4788 | 741824.4788 | 1 | 2024 | 2024-04-04 | 2024 |  | 655664.7462 | 710038.3932 | based upon actual historical costs for similar projects | 287760 | 0% | 0% | 0% | 100% | 0% | 0% | 0% | 0% | 0% | 0% | 0% | 0% | 0% | 0% | 0% | 0% | 0% | 0% | 0% | 0% | 100% | 100.5% | 100.9% | 101.3% | 101.8% | 102.6% | 103.4% | 104% | Project
EC.12403 | Licenses, Maintenance, Minor Soft 21-22 | ExAnte | Information Technology | Potential | 0 | 0 | 0 | 0 | 0 | 0 | 0 | 0 |  |  |  |  | 2020 Plan 2020: 26027.9842; 2021 Plan 2021: 1088169.2666; 2022 Plan 2022: 1591769.0803 | 2705966.3311 | 2705966.3311 | 2802850.4352 | 2734488.2294 | 1.025 | 2022 | 2022-01-21 | 2022 |  | 2477311.3746 | 1591769.0803 | based upon actual historical costs for similar projects | 460000 | 0% | 0% | 0% | 100% | 0% | 0% | 0% | 0% | 0% | 0% | 0% | 0% | 0% | 0% | 0% | 0% | 0% | 0% | 0% | 0% | 100% | 100.5% | 100.9% | 101.4% | 101.9% | 102.7% | 103.6% | 104.2% | Project
EC.12404 | Windows Backoffice Mgmt Sys Refresh20-21 | ExAnte | Information Technology | Potential | 0 | 0 | 0 | 0 | 0 | 0 | 0 | 0 | [6 empty] | 80203.9369 | 701147.4848 | 934696.7274 | 856823.3357 | 6883.2639 | 2572871.4848 | 2572871.4848 | 2637901.4252 | 2637901.4252 | 1 | 2024 | 2023-03-08 | 2023 |  | 2331520.485 | 6883.2639 | based upon actual historical costs for similar projects | 432300 | 0% | 0% | 0% | 100% | 0% | 0% | 0% | 0% | 0% | 0% | 0% | 0% | 0% | 0% | 0% | 0% | 0% | 0% | 0% | 0% | 100% | 100.5% | 100.9% | 101.4% | 101.9% | 102.7% | 103.6% | 104.2% | Project
EC.12406 | Intranet Platform Refresh 22-23 | ExAnte | Information Technology | Potential | 0 | 0 | 0 | 0 | 0 | 0 | 0 | 0 |  |  |  |  | 2022 Plan 2022: 247307.5825; 2023 Plan 2023: 238422.1626 | 485729.7451 | 485729.7451 | 491912.4347 | 491912.4347 | 1 | 2023 | 2023-04-04 | 2023 |  | 434778.9145 | 238422.1626 | based upon actual historical costs for similar projects | 80000 | 0% | 0% | 0% | 100% | 0% | 0% | 0% | 0% | 0% | 0% | 0% | 0% | 0% | 0% | 0% | 0% | 0% | 0% | 0% | 0% | 100% | 100.5% | 100.9% | 101.4% | 101.9% | 102.7% | 103.6% | 104.2% | Project
EC.12500 | VOIP Network Refresh 2018-23 | ExAnte | Replacement | Potential | 0 | 0 | 0 | 0 | 0 | 0 | 0 | 0 |  |  |  |  | 2020 Plan 2020: 154036.449; 2021 Plan 2021: 368302.5126; 2022 Plan 2022: 277465.7427; 2023 Plan 2023: 203022.5023 | 1002827.2065 | 1002827.2065 | 1040253.1236 | 1040253.1236 | 1 | 2023 | 2022-12-27 | 2023 |  | 919432.1835 | 203022.5023 | based upon actual historical costs for similar projects | 160000 | 0% | 0% | 0% | 100% | 0% | 0% | 0% | 0% | 0% | 0% | 0% | 0% | 0% | 0% | 0% | 0% | 0% | 0% | 0% | 0% | 100% | 100.5% | 100.9% | 101.4% | 101.9% | 102.7% | 103.6% | 104.2% | Project
EC.14006 | CLSD R/town-North West Bend LineCorridor | ExAnte | Augmentation | Closed | 0 | 0 | 0 | 0 | 0 | 0 | 0 | 0 | 227479.92 | 915419.84 | 110131.04 | -3441.67 | [7 empty] | 1249589.13 | 1256472.47 | 1501398.5383 | 1294651.2541 | 1.1597 | 2017 | 2014-10-31 | Extra |  | 1327017.5355 | -3441.67 |  | 0 | 0% | 0% | 0% | 0% | 0% | 0% | 0% | 0% | 0% | 0% | 0% | 0% | 0% | 0% | 100% | 0% | 0% | 0% | 0% | 0% | 100% | 100.3% | 100.6% | 100.9% | 101.2% | 101.7% | 102.3% | 102.7% | Category
EC.14007 | CLSD Supply Chain Management Procedure | ExAnte | Information Technology | Closed | 0 | 0 | 0 | 0 | 0 | 0 | 0 | 0 |  | 290805.39 | 29718.66 | -320524.05 | [7 empty] | 0 | 641048.1 | 0 |  |  | 2017 |  |  |  | 0 | -320524.05 |  | 0 | 0% | 0% | 0% | 100% | 0% | 0% | 0% | 0% | 0% | 0% | 0% | 0% | 0% | 0% | 0% | 0% | 0% | 0% | 0% | 0% | 100% | 100.5% | 100.9% | 101.3% | 101.9% | 102.6% | 103.5% | 104.1% | Category
EC.14008 | DEFD Eyre Peninsula Islanding Controls | ExAnte | Security/Compliance | Deferred | 0 | 0 | 0 | 0 | 0 | 0 | 0 | 0 |  |  |  |  | 2018 Plan 2018: 411632.9495; 2019 Plan 2019: 47948.6581 | 459581.6076 | 459581.6076 | 518651.2467 | 469872.4314 | 1.1038 | 2019 | 2018-05-31 | 2019 |  | 458412.1282 | 47948.6581 |  | 0 | 0% | 0% | 0% | 0% | 0% | 0% | 100% | 0% | 0% | 0% | 0% | 0% | 0% | 0% | 0% | 0% | 0% | 0% | 0% | 0% | 100% | 100.3% | 100.6% | 100.9% | 101.2% | 101.8% | 102.3% | 102.7% | Category
EC.14009 | SICAM PAS Substation Automation System M | ExAnte | Replacement | Active | 0 | 0 | 0 | 0 | 0 | 0 | 0 | 0 |  | 27587.72 | 206586.78 | 144434.71 | [7 empty] | 378609.21 | 378609.21 | 445271.6698 | 383956.3654 | 1.1597 | 2017 | 2016-05-30 | 2017 |  | 393555.2745 | 144434.71 |  | 0 | 0% | 0% | 0% | 0% | 0% | 0% | 0% | 0% | 0% | 0% | 0% | 0% | 0% | 0% | 100% | 0% | 0% | 0% | 0% | 0% | 100% | 100.3% | 100.7% | 101% | 101.4% | 102% | 102.6% | 103% | Category
EC.14010 | Automated IED configuration management | ExAnte | Information Technology | Potential | 0 | 0 | 0 | 0 | 0 | 0 | 0 | 0 |  |  |  |  | 2019 Plan 2019: 147873.1096; 2020 Plan 2020: 338875.2078; 2021 Plan 2021: 81522.4021 | 568270.7195 | 568270.7195 | 613805.2526 | 584228.6759 | 1.0506 | 2021 | 2020-07-16 | 2021 |  | 542514.4043 | 81522.4021 | based upon actual historical costs for similar projects | 0 | 0% | 0% | 0% | 100% | 0% | 0% | 0% | 0% | 0% | 0% | 0% | 0% | 0% | 0% | 0% | 0% | 0% | 0% | 0% | 0% | 100% | 100.5% | 100.9% | 101.3% | 101.9% | 102.6% | 103.5% | 104.1% | Category
EC.14011 | Dynamics ratings systems upgrade | ExAnte | Replacement | Potential | 0 | 0 | 0 | 0 | 0 | 0 | 0 | 0 |  |  |  |  | 2019 Plan 2019: 110149.574; 2020 Plan 2020: 298891.0051; 2021 Plan 2021: 155384.3954 | 564424.9744 | 564424.9744 | 606708.1713 | 577473.5717 | 1.0506 | 2021 | 2020-09-10 | 2021 |  | 536241.6185 | 155384.3954 | based upon actual historical costs for similar projects | 0 | 0% | 0% | 0% | 100% | 0% | 0% | 0% | 0% | 0% | 0% | 0% | 0% | 0% | 0% | 0% | 0% | 0% | 0% | 0% | 0% | 100% | 100.6% | 101.1% | 101.7% | 102.4% | 103.4% | 104.5% | 105.2% | Project
EC.14012 | Operational Data Network Architecture an | ExAnte | Security/Compliance | Active | 0 | 0 | 0 | 0 | 0 | 0 | 0 | 0 |  | 37898.5 | 285581.27 | 96251.93 | 2018 Plan 2018: 18734.86 | 438466.56 | 438466.56 | 516519.5124 | 456527.9857 | 1.1314 | 2018 | 2016-12-23 | 2018 |  | 456527.9857 | 18734.86 |  | 0 | 0% | 0% | 0% | 100% | 0% | 0% | 0% | 0% | 0% | 0% | 0% | 0% | 0% | 0% | 0% | 0% | 0% | 0% | 0% | 0% | 100% | 100.3% | 100.6% | 100.9% | 101.2% | 101.8% | 102.3% | 102.7% | Category
EC.14013 | System Switching Writer Enhancement 1 | ExAnte | Replacement | Potential | 0 | 0 | 0 | 0 | 0 | 0 | 0 | 0 |  |  |  |  | 2022 Plan 2022: 238026.385; 2023 Plan 2023: 873809.326 | 1111835.711 | 1111835.711 | 1117786.3706 | 1117786.3706 | 1 | 2023 | 2023-01-13 | 2023 |  | 987960.2763 | 873809.326 | based upon actual historical costs for similar projects | 0 | 0% | 0% | 0% | 100% | 0% | 0% | 0% | 0% | 0% | 0% | 0% | 0% | 0% | 0% | 0% | 0% | 0% | 0% | 0% | 0% | 100% | 100.6% | 101.1% | 101.7% | 102.4% | 103.4% | 104.5% | 105.2% | Project
EC.14014 | Energy Mngmnt System Technical Upgrade 2 | ExAnte | Replacement | Potential | 0 | 0 | 0 | 0 | 0 | 0 | 0 | 0 |  |  |  |  | 2021 Plan 2021: 182503.6359; 2022 Plan 2022: 700333.9933; 2023 Plan 2023: 945611.8375 | 1828449.4666 | 1828449.4666 | 1855197.063 | 1855197.063 | 1 | 2023 | 2022-12-28 | 2023 |  | 1639723.8785 | 945611.8375 | based upon actual historical costs for similar projects | 1500000 | 0% | 0% | 0% | 100% | 0% | 0% | 0% | 0% | 0% | 0% | 0% | 0% | 0% | 0% | 0% | 0% | 0% | 0% | 0% | 0% | 100% | 100.6% | 101.1% | 101.7% | 102.4% | 103.4% | 104.5% | 105.2% | Project
EC.14015 | IT Architecture Support Systems Implemen | ExAnte | Information Technology | Active | 0 | 0 | 0 | 0 | 0 | 0 | 0 | 0 |  |  |  | 1394.38 | 2018 Plan 2018: 264963.6798 | 266358.0598 | 266358.0598 | 301399.1367 | 266392.9193 | 1.1314 | 2018 | 2017-09-04 | 2018 |  | 266392.9193 | 264963.6798 |  | 0 | 0% | 0% | 0% | 100% | 0% | 0% | 0% | 0% | 0% | 0% | 0% | 0% | 0% | 0% | 0% | 0% | 0% | 0% | 0% | 0% | 100% | 100.5% | 100.9% | 101.3% | 101.9% | 102.6% | 103.5% | 104.1% | Category
EC.14016 | Asset Cost and Risk Optimisation | ExAnte | Information Technology | Active | 0 | 0 | 0 | 0 | 0 | 0 | 0 | 0 |  |  | 49993.08 | 1585770.66 | 2018 Plan 2018: 265313.1064 | 1901076.8464 | 1901076.8464 | 2198394.2762 | 1943060.2068 | 1.1314 | 2018 | 2017-07-07 | 2018 |  | 1943060.2068 | 265313.1064 |  | 0 | 0% | 0% | 0% | 100% | 0% | 0% | 0% | 0% | 0% | 0% | 0% | 0% | 0% | 0% | 0% | 0% | 0% | 0% | 0% | 0% | 100% | 100.5% | 100.9% | 101.3% | 101.9% | 102.6% | 103.5% | 104.1% | Category
EC.14017 | Automated IED Data Capture | ExAnte | Replacement | Potential | 0 | 0 | 0 | 0 | 0 | 0 | 0 | 0 |  |  |  |  | 2019 Plan 2019: 223799.907; 2020 Plan 2020: 783877.5529 | 1007677.4599 | 1007677.4599 | 1091183.6101 | 1013272.4575 | 1.0769 | 2020 | 2019-10-16 | 2020 |  | 964447.3124 | 783877.5529 | based upon actual historical costs for similar projects | 0 | 0% | 0% | 0% | 100% | 0% | 0% | 0% | 0% | 0% | 0% | 0% | 0% | 0% | 0% | 0% | 0% | 0% | 0% | 0% | 0% | 100% | 100.6% | 101.1% | 101.7% | 102.4% | 103.4% | 104.5% | 105.2% | Project
EC.14018 | Treasury and Risk Systems Implementation | ExAnte | Information Technology | Active | 0 | 0 | 0 | 0 | 0 | 0 | 0 | 0 |  |  |  | 72576.85 | 2018 Plan 2018: 597798.9621 | 670375.8121 | 670375.8121 | 760521.5506 | 672190.2333 | 1.1314 | 2018 | 2017-06-23 | 2018 |  | 672190.2333 | 597798.9621 |  | 0 | 0% | 0% | 0% | 100% | 0% | 0% | 0% | 0% | 0% | 0% | 0% | 0% | 0% | 0% | 0% | 0% | 0% | 0% | 0% | 0% | 100% | 100.5% | 100.9% | 101.3% | 101.9% | 102.6% | 103.5% | 104.1% | Category
EC.14019 | Estimating System Upgrade with Maint Enh | ExAnte | Information Technology | Potential | 0 | 0 | 0 | 0 | 0 | 0 | 0 | 0 |  |  |  |  | 2019 Plan 2019: 306448.4348; 2020 Plan 2020: 246961.6223 | 553410.0571 | 553410.0571 | 604212.3885 | 561071.268 | 1.0769 | 2020 | 2019-07-25 | 2020 |  | 534035.7102 | 246961.6223 | based upon actual historical costs for similar projects | 25000 | 0% | 0% | 0% | 100% | 0% | 0% | 0% | 0% | 0% | 0% | 0% | 0% | 0% | 0% | 0% | 0% | 0% | 0% | 0% | 0% | 100% | 100.6% | 101.1% | 101.6% | 102.3% | 103.2% | 104.3% | 105% | Project
EC.14020 | IT Service Operation System | ExAnte | Information Technology | Closed | 0 | 0 | 0 | 0 | 0 | 0 | 0 | 0 |  |  | 371613.36 | -0.01 | [7 empty] | 371613.35 | 371613.37 | 440118.3917 | 379512.7098 | 1.1597 | 2017 | 2016-04-15 | Extra |  | 389000.5275 | -0.01 |  | 19950 | 0% | 0% | 0% | 100% | 0% | 0% | 0% | 0% | 0% | 0% | 0% | 0% | 0% | 0% | 0% | 0% | 0% | 0% | 0% | 0% | 100% | 100.5% | 100.9% | 101.3% | 101.9% | 102.6% | 103.5% | 104.1% | Category
EC.14024 | SCADA and RTU configuration management | ExAnte | Information Technology | Deferred | 0 | 0 | 0 | 0 | 0 | 0 | 0 | 0 |  |  |  | 20214.56 | 2018 Plan 2018: 230066.88; 2019 Plan 2019: 468888.9191 | 719170.3591 | 719170.3591 | 801307.8829 | 725945.3932 | 1.1038 | 2019 | 2018-12-13 | 2019 |  | 708239.408 | 468888.9191 | based upon actual historical costs for similar projects | 0 | 0% | 0% | 0% | 100% | 0% | 0% | 0% | 0% | 0% | 0% | 0% | 0% | 0% | 0% | 0% | 0% | 0% | 0% | 0% | 0% | 100% | 100.5% | 100.9% | 101.3% | 101.9% | 102.6% | 103.5% | 104.1% | Category
EC.14026 | Inventory Purchases 2020-21 | ExAnte | Inventory/Spares | Potential | 0 | 0 | 0 | 0 | 0 | 0 | 0 | 0 |  |  |  |  | 2021 Plan 2021: 2481290.3576 | 2481290.3576 | 2481290.3576 | 2606905.6819 | 2481290.3576 | 1.0506 | 2021 | 2021-04-06 | 2021 |  | 2304124.7644 | 2481290.3576 | based upon actual historical costs for similar projects | 2094358 | 0% | 0% | 0% | 0% | 0% | 0% | 0% | 0% | 0% | 100% | 0% | 0% | 0% | 0% | 0% | 0% | 0% | 0% | 0% | 0% | 100% | 100% | 100.1% | 100.1% | 100.1% | 100.2% | 100.2% | 100.3% | Project
EC.14027 | Inventory Purchases 2021-22 | ExAnte | Inventory/Spares | Potential | 0 | 0 | 0 | 0 | 0 | 0 | 0 | 0 |  |  |  |  | 2022 Plan 2022: 2546728.7216 | 2546728.7216 | 2546728.7216 | 2610396.9397 | 2546728.7216 | 1.025 | 2022 | 2022-04-01 | 2022 |  | 2307210.5275 | 2546728.7216 | based upon actual historical costs for similar projects | 2094358 | 0% | 0% | 0% | 0% | 0% | 0% | 0% | 0% | 0% | 100% | 0% | 0% | 0% | 0% | 0% | 0% | 0% | 0% | 0% | 0% | 100% | 100% | 100.1% | 100.1% | 100.1% | 100.2% | 100.2% | 100.3% | Project
EC.14028 | Inventory Purchases 2022-23 | ExAnte | Inventory/Spares | Potential | 0 | 0 | 0 | 0 | 0 | 0 | 0 | 0 |  |  |  |  | 2023 Plan 2023: 2612414.5679 | 2612414.5679 | 2612414.5679 | 2612414.5679 | 2612414.5679 | 1 | 2023 | 2023-04-06 | 2023 |  | 2308993.8169 | 2612414.5679 | based upon actual historical costs for similar projects | 2094358 | 0% | 0% | 0% | 0% | 0% | 0% | 0% | 0% | 0% | 100% | 0% | 0% | 0% | 0% | 0% | 0% | 0% | 0% | 0% | 0% | 100% | 100% | 100.1% | 100.1% | 100.1% | 100.2% | 100.2% | 100.3% | Project
EC.14029 | System Control Centre Fire Suppression S | ExAnte | Replacement | Closed | 0 | 0 | 0 | 0 | 0 | 0 | 0 | 0 |  |  | 3110.54 | 83940.89 | [7 empty] | 87051.43 | 87051.43 | 101029.65 | 87117.5505 | 1.1597 | 2017 | 2016-10-06 | 2017 |  | 89295.4893 | 83940.89 |  | 0 | 94.61% | 0% | 0% | 2% | 0% | 0% | 0% | 3.39% | 0% | 0% | 0% | 0% | 0% | 0% | 0% | 0% | 0% | 0% | 0% | 0% | 100% | 100.3% | 100.7% | 101% | 101.4% | 102% | 102.6% | 103% | Category
EC.14030 | Asset Access Manual Rewrite | ExAnte | Security/Compliance | Active | 0 | 0 | 0 | 0 | 0 | 0 | 0 | 0 |  |  | 39283.25 | 437438.74 | 2018 Plan 2018: 907904.6788 | 1384626.6688 | 1384626.6688 | 1581030.5562 | 1397400.6359 | 1.1314 | 2018 | 2018-01-10 | 2018 |  | 1397400.6359 | 907904.6788 |  | 0 | 0% | 0% | 0% | 0% | 0% | 0% | 0% | 100% | 0% | 0% | 0% | 0% | 0% | 0% | 0% | 0% | 0% | 0% | 0% | 0% | 100% | 100.3% | 100.6% | 100.9% | 101.2% | 101.8% | 102.3% | 102.7% | Category
EC.14031 | Protection Systems Unit Asset Replacemen | ExAnte | Replacement | Potential | 0 | 0 | 0 | 0 | 0 | 0 | 0 | 0 |  |  |  |  | 342499.1264 | 3603113.324 | 7311057.5813 | 7121044.6607 | 7352382.6736 | 6400109.0657 |  | 32130206.4317 | 32130206.4317 | 33655727.4789 | 33655727.4789 | 1 | 2023 | 2023-03-06 | 2023 |  | 29746759.0348 | 6400109.0657 | based upon actual historical costs for similar projects | 15249000 | 0% | 0% | 1.999% | 0% | 0% | 0% | 0% | 0% | 0% | 0% | 0% | 0% | 0% | 0% | 98% | 0% | 0% | 0% | 0% | 0% | 100% | 100.4% | 100.7% | 101.1% | 101.5% | 102.1% | 102.8% | 103.3% | Project
EC.14032 | Instrument Transformer Unit Asset Replac | ExAnte | Replacement | Potential | 0 | 0 | 0 | 0 | 0 | 0 | 0 | 0 | [5 empty] | 94876.3411 | 108280.018 | 958390.4542 | 2422069.9478 | 1762528.6548 |  | 5346145.4158 | 5346145.4158 | 5473390.7867 | 5473390.7867 | 1 | 2023 | 2023-01-18 | 2023 |  | 4837679.9146 | 1762528.6548 | based upon competitive tender processes for similar projects | 2221795.1097 | 0% | 0% | 0% | 0% | 0% | 0% | 0% | 0% | 0% | 89.95% | 0% | 6.356% | 0% | 0% | 3.691% | 0% | 0% | 0% | 0% | 0% | 100% | 100.2% | 100.4% | 100.6% | 100.9% | 101.2% | 101.7% | 101.9% | Project
EC.14033 | Circuit Breaker Unit Asset Replacement 2 | ExAnte | Replacement | Potential | 0 | 0 | 0 | 0 | 0 | 0 | 0 | 0 | [5 empty] | 131078.9567 | 149623.245 | 974722.5707 | 2407478.3438 | 1757675.1774 |  | 5420578.2936 | 5420578.2936 | 5555222.8925 | 5555222.8925 | 1 | 2023 | 2023-01-18 | 2023 |  | 4910007.5722 | 1757675.1774 | based upon actual historical costs for similar projects | 3058550.1402 | 0% | 0% | 0% | 0% | 0% | 0% | 0% | 0% | 0% | 89.89% | 0% | 2.261% | 0% | 0% | 7.847% | 0% | 0% | 0% | 0% | 0% | 100% | 100.2% | 100.5% | 100.7% | 101% | 101.3% | 101.8% | 102.1% | Project
EC.14034 | Isolator Unit Asset Replacement 2018-23 | ExAnte | Replacement | Potential | 0 | 0 | 0 | 0 | 0 | 0 | 0 | 0 | [5 empty] | 206656.5712 | 346034.7137 | 2304752.7043 | 5435953.2057 | 3940669.0428 |  | 12234066.2376 | 12234066.2376 | 12534703.6149 | 12534703.6149 | 1 | 2023 | 2023-01-18 | 2023 |  | 11078851.5339 | 3940669.0428 | based upon actual historical costs for similar projects | 7361640.7496 | 0% | 0% | 0% | 0% | 0% | 0% | 0% | 0% | 0% | 89.72% | 0% | 3.429% | 0% | 0% | 6.846% | 0% | 0% | 0% | 0% | 0% | 100% | 100.2% | 100.5% | 100.7% | 101% | 101.4% | 101.8% | 102.1% | Project
EC.14038 | Ex NCIPAP 1 Riverland 132 kV Line Uprating | Ex Ante | Augmentation | Active | 0 | 0 | 0 | 0 | 0 | 0 | 0 | 0 |  |  | 339333.03 | 2599635.8 | 2018 Plan 2018: 821311.3096 | 3760280.1396 | 3760280.1396 | 4345906.2458 | 3841147.8689 | 1.1314 | 2018 | 2017-07-04 | 2018 |  | 3841147.8689 | 821311.3096 |  | 0 | 0% | 0% | 0% | 0% | 0% | 0% | 0% | 0% | 0% | 0% | 0% | 0% | 0% | 0% | 0% | 0% | 0% | 0% | 100% | 0% | 100% | 100.3% | 100.6% | 100.9% | 101.2% | 101.7% | 102.3% | 102.7% | Category
EC.14039 | NCIPAP 2 Upper South East Line Uprating | NCIPAP 2013-2018 | Augmentation | Closed | 0 | 0 | 0 | 0 | 0 | 0 | 0 | 0 |  |  | 1180071.65 | 1106476.86 | [7 empty] | 2286548.51 | 2286548.51 | 2680785.8217 | 2311633.2124 | 1.1597 | 2017 | 2016-08-02 | 2017 |  | 2369424.0427 | 1106476.86 |  | 1366642.3195 | 0% | 0% | 0% | 0% | 0% | 0% | 0% | 0% | 0% | 0% | 0% | 0% | 0% | 0% | 0% | 0% | 0% | 0% | 100% | 0% | 100% | 100.3% | 100.6% | 100.9% | 101.2% | 101.7% | 102.3% | 102.7% | Category
EC.14040 | NCIPAP 3 Lower South East 275 kV Line Up | NCIPAP 2013-2018 | Augmentation | Closed | 0 | 0 | 0 | 0 | 0 | 0 | 0 | 0 |  |  | 1394966.12 | 350484.65 | [7 empty] | 1745450.77 | 1745450.77 | 2058575.8101 | 1775103.4694 | 1.1597 | 2017 | 2016-06-30 | 2017 |  | 1819481.0561 | 350484.65 |  | 0 | 0% | 0% | 0% | 0% | 0% | 0% | 0% | 0% | 0% | 0% | 0% | 0% | 0% | 0% | 0% | 0% | 0% | 0% | 100% | 0% | 100% | 100.3% | 100.6% | 100.9% | 101.2% | 101.7% | 102.3% | 102.7% | Category
EC.14042 | Canowie CB Arrangement Upgrade | ExAnte | Security/Compliance | Potential | 0 | 0 | 0 | 0 | 0 | 0 | 0 | 0 |  |  |  |  | 2020 Plan 2020: 153960.0572; 2021 Plan 2021: 1586485.6566; 2022 Plan 2022: 4637.1313 | 1745082.845 | 1745082.845 | 1837352.6947 | 1748818.7457 | 1.0506 | 2022 | 2021-03-01 | 2021 |  | 1623952.057 | 4637.1313 | based upon actual historical costs for similar projects | 868848.2544 | 0% | 0% | 0% | 0% | 0% | 0% | 0% | 0% | 0% | 50.1% | 0% | 8.261% | 0% | 0% | 35.89% | 5.755% | 0% | 0% | 0% | 0% | 100% | 100.3% | 100.7% | 101% | 101.4% | 102% | 102.6% | 103.1% | Project
EC.14045 | Battery Charger Unit Asset Replacement 2 | ExAnte | Replacement | Potential | 0 | 0 | 0 | 0 | 0 | 0 | 0 | 0 |  |  |  |  | 2019 Plan 2019: 33235.3162; 2020 Plan 2020: 81864.3259; 2021 Plan 2021: 554247.9068; 2022 Plan 2022: 522181.4502 | 1191528.9992 | 1191528.9992 | 1242387.1891 | 1212085.0626 | 1.025 | 2022 | 2022-04-01 | 2022 |  | 1098089.244 | 522181.4502 | based upon actual historical costs for similar projects | 542545 | 0% | 0% | 0% | 0% | 0% | 0% | 0% | 0% | 0% | 15.92% | 0% | 0% | 0% | 0% | 84.08% | 0% | 0% | 0% | 0% | 0% | 100% | 100.5% | 100.9% | 101.3% | 101.8% | 102.6% | 103.4% | 104% | Project
EC.14046 | AC Board Unit Asset Replacement 2018-23 | ExAnte | Replacement | Potential | 0 | 0 | 0 | 0 | 0 | 0 | 0 | 0 |  |  |  |  | 72888.7694 | 517113.227 | 4598619.9409 | 4757621.2074 | 316923.6245 |  |  | 10263166.7691 | 10263166.7691 | 10928796.3966 | 10402185.7433 | 1.0506 | 2022 | 2021-05-27 | 2021 |  | 9659463.5535 | 316923.6245 | based upon actual historical costs for similar projects | 5026557.318 | 0% | 0% | 0% | 0% | 0% | 0% | 0% | 0% | 0% | 25.86% | 2.125% | 68.71% | 0% | 0% | 3.302% | 0% | 0% | 0% | 0% | 0% | 100% | 100.3% | 100.6% | 100.9% | 101.3% | 101.8% | 102.4% | 102.8% | Project
EC.14047 | Transformer Bushing Unit Asset Replaceme | ExAnte | Replacement | Potential | 0 | 0 | 0 | 0 | 0 | 0 | 0 | 0 |  |  |  |  | 2018 Plan 2018: 1363691.119; 2019 Plan 2019: 254601.1811; 2020 Plan 2020: 3715242.9458; 2021 Plan 2021: 3348318.6867 | 8681853.9326 | 8681853.9326 | 9342661.0157 | 8892479.2535 | 1.0506 | 2021 | 2021-04-07 | 2021 |  | 8257550.9964 | 3348318.6867 | based upon actual historical costs for similar projects | 3844158.4 | 0% | 0% | 0% | 0% | 0% | 0% | 0% | 0% | 0% | 96.63% | 0% | 3.373% | 0% | 0% | 0% | 0% | 0% | 0% | 0% | 0% | 100% | 100.3% | 100.5% | 100.7% | 101% | 101.4% | 101.9% | 102.2% | Project
EC.14049 | Leigh Creek South Transformer Replacemen | ExAnte | Replacement | Potential | 0 | 0 | 0 | 0 | 0 | 0 | 0 | 0 |  |  |  |  | 2019 Plan 2019: 1285492.8305; 2020 Plan 2020: 1693306.4878 | 2978799.3183 | 2978799.3183 | 3242449.4391 | 3010936.6391 | 1.0769 | 2020 | 2019-12-19 | 2020 |  | 2865852.8391 | 1693306.4878 | based upon actual historical costs for similar projects | 1565826.1947 | 0% | 0% | 0% | 0% | 0% | 0% | 0% | 0% | 0% | 69.84% | 0% | 12.11% | 0% | 0% | 18.05% | 0% | 0% | 0% | 0% | 0% | 100% | 100.3% | 100.6% | 100.9% | 101.3% | 101.8% | 102.3% | 102.7% | Project
EC.14051 | Operational Data Network Establishment | ExAnte | Security/Compliance | Active | 0 | 0 | 0 | 0 | 0 | 0 | 0 | 0 |  |  |  | 70129.34 | 2018 Plan 2018: 881893.9147; 2019 Plan 2019: 52033.9566 | 1004057.2112 | 1004057.2112 | 1136546.304 | 1029654.8569 | 1.1038 | 2019 | 2018-10-31 | 2019 |  | 1004541.3238 | 52033.9566 |  | 200000 | 0% | 0% | 0% | 100% | 0% | 0% | 0% | 0% | 0% | 0% | 0% | 0% | 0% | 0% | 0% | 0% | 0% | 0% | 0% | 0% | 100% | 100.3% | 100.6% | 100.9% | 101.2% | 101.8% | 102.3% | 102.7% | Category
EC.14053 | ElectraNet Corporate Website Functional | ExAnte | Information Technology | Closed | 0 | 0 | 0 | 0 | 0 | 0 | 0 | 0 |  |  | 257898.37 | 53481.43 | [7 empty] | 311379.8 | 311379.8 | 367462.6924 | 316861.928 | 1.1597 | 2017 | 2016-07-01 | 2017 |  | 324783.4762 | 53481.43 |  | 145691.77 | 0% | 0% | 0% | 100% | 0% | 0% | 0% | 0% | 0% | 0% | 0% | 0% | 0% | 0% | 0% | 0% | 0% | 0% | 0% | 0% | 100% | 100.5% | 100.9% | 101.3% | 101.9% | 102.6% | 103.5% | 104.1% | Category
EC.14056 | Para - Davenport Additional 275 kV Syste | ExAnte | Security/Compliance | Potential | 0 | 0 | 0 | 0 | 0 | 0 | 0 | 0 |  |  |  | 40611.67 | 2018 Plan 2018: 1662892.5026; 2019 Plan 2019: 3230856.5285 | 4934360.7011 | 4934360.7011 | 5494768.4049 | 4977988.9795 | 1.1038 | 2019 | 2018-10-04 | 2019 |  | 4856574.6141 | 3230856.5285 | based upon competitive tender processes for similar projects | 3030390.7716 | 0% | 0% | 0.99% | 0% | 0% | 0% | 0% | 0% | 0% | 79.7% | 0% | 13.31% | 0% | 0% | 5.009% | 0.66% | 0.33% | 0% | 0% | 0% | 100% | 100.2% | 100.5% | 100.7% | 101% | 101.4% | 101.9% | 102.2% | Project
EC.14057 | Pirie Precinct Led Lighting Upgrade | ExAnte | Facilities | Active | 0 | 0 | 0 | 0 | 0 | 0 | 0 | 0 |  |  |  | 172282.24 | 2018 Plan 2018: 18296.3025 | 190578.5425 | 190578.5425 | 220495.1667 | 194885.5985 | 1.1314 | 2018 | 2017-05-05 | Extra |  | 194885.5985 | 18296.3025 |  | 200000 | 100% | 0% | 0% | 0% | 0% | 0% | 0% | 0% | 0% | 0% | 0% | 0% | 0% | 0% | 0% | 0% | 0% | 0% | 0% | 0% | 100% | 100.2% | 100.4% | 100.5% | 100.8% | 101.1% | 101.4% | 101.7% | Category
EC.14058 | Server Room Critical Air Conditioning 20 | ExAnte | Facilities | Active | 0 | 0 | 0 | 0 | 0 | 0 | 0 | 0 |  |  |  | 125456.3 | 2018 Plan 2018: 8640.3656 | 134096.6656 | 134096.6656 | 155266.626 | 137233.0731 | 1.1314 | 2018 | 2017-05-19 | Extra |  | 137233.0731 | 8640.3656 |  | 120000 | 100% | 0% | 0% | 0% | 0% | 0% | 0% | 0% | 0% | 0% | 0% | 0% | 0% | 0% | 0% | 0% | 0% | 0% | 0% | 0% | 100% | 100.2% | 100.4% | 100.5% | 100.8% | 101.1% | 101.4% | 101.7% | Category
EC.14059 | CLSD-Keswick Precinct Led Lighting Upgra | ExAnte | Facilities | Closed | 0 | 0 | 0 | 0 | 0 | 0 | 0 | 0 |  |  | 111682.87 | 29039.79 | [7 empty] | 140722.66 | 140722.66 | 165948.2955 | 143096.6951 | 1.1597 | 2017 | 2016-06-22 | 2017 |  | 146674.1125 | 29039.79 |  | 0 | 100% | 0% | 0% | 0% | 0% | 0% | 0% | 0% | 0% | 0% | 0% | 0% | 0% | 0% | 0% | 0% | 0% | 0% | 0% | 0% | 100% | 100.2% | 100.4% | 100.5% | 100.8% | 101.1% | 101.4% | 101.7% | Category
EC.14060 | Workspace Layout Refresh Stage 1 | ExAnte | Facilities | Potential | 0 | 0 | 0 | 0 | 0 | 0 | 0 | 0 |  |  |  |  | 2019 Plan 2019: 350766.6745; 2020 Plan 2020: 210503.9122 | 561270.5868 | 561270.5868 | 613870.4665 | 570039.7536 | 1.0769 | 2020 | 2019-08-08 | 2020 |  | 542572.0439 | 210503.9122 | based upon actual historical costs for similar projects | 383000 | 69.97% | 0% | 0% | 0% | 0% | 0% | 0% | 30.03% | 0% | 0% | 0% | 0% | 0% | 0% | 0% | 0% | 0% | 0% | 0% | 0% | 100% | 100.2% | 100.4% | 100.7% | 100.9% | 101.3% | 101.8% | 102.1% | Project
EC.14061 | Workspace Layout Refresh Stage 2 | ExAnte | Facilities | Potential | 0 | 0 | 0 | 0 | 0 | 0 | 0 | 0 |  |  |  |  | 2020 Plan 2020: 444091.5075; 2021 Plan 2021: 131591.392 | 575682.8995 | 575682.8995 | 616491.1873 | 586785.1872 | 1.0506 | 2021 | 2020-06-26 | 2021 |  | 544888.3791 | 131591.392 | based upon actual historical costs for similar projects | 383000 | 69.97% | 0% | 0% | 0% | 0% | 0% | 0% | 30.03% | 0% | 0% | 0% | 0% | 0% | 0% | 0% | 0% | 0% | 0% | 0% | 0% | 100% | 100.2% | 100.4% | 100.7% | 100.9% | 101.3% | 101.8% | 102.1% | Project
EC.14062 | Workspace Layout Refresh Stage 3 | ExAnte | Facilities | Potential | 0 | 0 | 0 | 0 | 0 | 0 | 0 | 0 |  |  |  |  | 2021 Plan 2021: 400426.1719; 2022 Plan 2022: 187668.1007 | 588094.2726 | 588094.2726 | 613057.5501 | 598104.9269 | 1.025 | 2022 | 2021-07-27 | 2022 |  | 541853.5442 | 187668.1007 | based upon actual historical costs for similar projects | 383000 | 69.97% | 0% | 0% | 0% | 0% | 0% | 0% | 30.03% | 0% | 0% | 0% | 0% | 0% | 0% | 0% | 0% | 0% | 0% | 0% | 0% | 100% | 100.2% | 100.4% | 100.7% | 100.9% | 101.3% | 101.8% | 102.1% | Project
EC.14066 | Eastern Hills Telecommunications Tower C | ExAnte | Security/Compliance | Potential | 0 | 0 | 0 | 0 | 0 | 0 | 0 | 0 |  |  |  |  | 2019 Plan 2019: 107293.2714; 2020 Plan 2020: 1235517.0299; 2021 Plan 2021: 98847.6181 | 1441657.9194 | 1441657.9194 | 1552800.1813 | 1441929.3337 | 1.0769 | 2021 | 2020-06-03 | 2020 |  | 1372449.0981 | 98847.6181 | based upon actual historical costs for similar projects | 749999.9625 | 0% | 30% | 60% | 0% | 0% | 0% | 0% | 0% | 0% | 0% | 0% | 0% | 0% | 0% | 0% | 10% | 0% | 0% | 0% | 0% | 100% | 100.2% | 100.5% | 100.7% | 101% | 101.4% | 101.8% | 102.1% | Project
EC.14067 | Lift Upgrade 300 Pirie Street | ExAnte | Facilities | Potential | 0 | 0 | 0 | 0 | 0 | 0 | 0 | 0 |  |  |  |  | 2023 Plan 2023: 134574.9987; 2024 Plan 2024: 74.3947 | 134574.9987 | 134574.9987 | 134574.9987 | 134574.9987 | 1 | 2024 | 2023-05-04 | 2023 |  | 118944.6896 | 74.3947 | based upon actual historical costs for similar projects | 84000 | 100% | 0% | 0% | 0% | 0% | 0% | 0% | 0% | 0% | 0% | 0% | 0% | 0% | 0% | 0% | 0% | 0% | 0% | 0% | 0% | 100% | 100.1% | 100.3% | 100.4% | 100.6% | 100.8% | 101.1% | 101.2% | Project
EC.14068 | Murraylink Control Scheme Replacement | ExAnte | Replacement | Active | 0 | 0 | 0 | 0 | 0 | 0 | 0 | 0 |  |  |  | 125770.66 | 2018 Plan 2018: 709026.4673; 2019 Plan 2019: 50759.8291 | 885556.9565 | 885556.9565 | 1004083.1286 | 887463.1784 | 1.1314 | 2019 | 2018-03-15 | 2018 |  | 887463.1784 | 50759.8291 |  | 379700.015 | 0% | 0% | 7.901% | 0% | 0% | 0% | 0% | 0% | 0% | 0% | 0% | 0% | 0% | 0% | 92.1% | 0% | 0% | 0% | 0% | 0% | 100% | 100.3% | 100.7% | 101% | 101.4% | 102% | 102.6% | 103% | Category
EC.14069 | Telecoms Network Optimisation 2018-23 | ExAnte | Replacement | Potential | 0 | 0 | 0 | 0 | 0 | 0 | 0 | 0 | [5 empty] | 48473.6253 | 117303.9464 | 341589.6808 | 877808.5655 | 620960.6667 |  | 2006136.4846 | 2006136.4846 | 2059426.4373 | 2059426.4373 | 1 | 2023 | 2023-01-12 | 2023 |  | 1820232.8866 | 620960.6667 | based upon competitive tender processes for similar projects | 1086032.6175 | 0% | 2.762% | 97.24% | 0% | 0% | 0% | 0% | 0% | 0% | 0% | 0% | 0% | 0% | 0% | 0% | 0% | 0% | 0% | 0% | 0% | 100% | 100.2% | 100.4% | 100.6% | 100.8% | 101.2% | 101.5% | 101.8% | Project
EC.14070 | Substation Operational Data Network Repl | ExAnte | Replacement | Potential | 0 | 0 | 0 | 0 | 0 | 0 | 0 | 0 |  |  |  |  | 2019 Plan 2019: 305680.6799; 2020 Plan 2020: 1703791.6734; 2021 Plan 2021: 1659846.3902 | 3669318.7435 | 3669318.7435 | 3916087.6686 | 3727388.6197 | 1.0506 | 2021 | 2021-03-11 | 2021 |  | 3461250.8766 | 1659846.3902 | based upon actual historical costs for similar projects | 1785000 | 0% | 0% | 0% | 0% | 0% | 0% | 0% | 0% | 0% | 0% | 0% | 0% | 0% | 0% | 100% | 0% | 0% | 0% | 0% | 0% | 100% | 100.4% | 100.8% | 101.2% | 101.7% | 102.4% | 103.2% | 103.7% | Project
EC.14071 | Robertstown Circuit Breaker Arrangement | ExAnte | Security/Compliance | Potential | 0 | 0 | 0 | 0 | 0 | 0 | 0 | 0 |  |  |  |  | 2018 Plan 2018: 278043.3385; 2019 Plan 2019: 2827206.3823; 2020 Plan 2020: 4056086.9452 | 7161336.666 | 7161336.666 | 7803249.3714 | 7246092.7695 | 1.0769 | 2020 | 2019-12-16 | 2020 |  | 6896935.4142 | 4056086.9452 | based upon actual historical costs for similar projects | 3888801.5635 | 0% | 0% | 0% | 0% | 0% | 1.543% | 0% | 0% | 0% | 40.79% | 0% | 39.91% | 3.086% | 0% | 13.38% | 1.286% | 0% | 0% | 0% | 0% | 100% | 100.3% | 100.6% | 100.9% | 101.3% | 101.8% | 102.4% | 102.8% | Project
EC.14074 | Neutral Earthing Resistors and Reactors | ExAnte | Security/Compliance | Potential | 0 | 0 | 0 | 0 | 0 | 0 | 0 | 0 |  |  |  |  | 2021 Plan 2021: 43781.4585; 2022 Plan 2022: 142471.3938; 2023 Plan 2023: 774640.8417 | 960893.6941 | 960893.6941 | 966671.9152 | 966671.9152 | 1 | 2023 | 2023-02-06 | 2023 |  | 854397.117 | 774640.8417 | based upon actual historical costs for similar projects | 135493.1035 | 0% | 0% | 0% | 0% | 0% | 0% | 0% | 0% | 0% | 66.38% | 0% | 14.39% | 0% | 0% | 5.845% | 13.39% | 0% | 0% | 0% | 0% | 100% | 100.5% | 100.9% | 101.4% | 102% | 102.8% | 103.7% | 104.3% | Project
EC.14075 | Substation Air Conditioning Systems Unit | ExAnte | Replacement | Potential | 0 | 0 | 0 | 0 | 0 | 0 | 0 | 0 |  |  |  |  | 2019 Plan 2019: 29066.5248; 2020 Plan 2020: 101664.3001; 2021 Plan 2021: 627983.0425; 2022 Plan 2022: 587483.4626 | 1346197.3299 | 1346197.3299 | 1403510.5695 | 1369278.6044 | 1.025 | 2022 | 2022-04-01 | 2022 |  | 1240498.8346 | 587483.4626 | based upon actual historical costs for similar projects | 629369.34 | 0% | 0% | 0% | 0% | 0% | 0% | 0% | 0% | 0% | 0% | 61.09% | 4.935% | 0% | 0% | 33.97% | 0% | 0% | 0% | 0% | 0% | 100% | 100.3% | 100.6% | 101% | 101.3% | 101.9% | 102.5% | 102.9% | Project
EC.14076 | Line Support Systems Refurbishment 2018- | ExAnte | Refurbishment | Potential | 0 | 0 | 0 | 0 | 0 | 0 | 0 | 0 | [5 empty] | 836832.423 | 2315482.8857 | 2347273.2139 | 2422891.1973 | 1603397.3165 |  | 9525877.0364 | 9525877.0364 | 9970192.9418 | 9970192.9418 | 1 | 2023 | 2022-12-26 | 2023 |  | 8812197.7799 | 1603397.3165 | based upon actual historical costs for similar projects | 2994494.563 | 0% | 0% | 0% | 0% | 0% | 0% | 0% | 0% | 0% | 0% | 0% | 0% | 0% | 0% | 0% | 0% | 0% | 0% | 0% | 100% | 100% | 100.4% | 100.7% | 101.1% | 101.5% | 102.1% | 102.7% | 103.2% | Project
EC.14077 | Mannum Transformer 1 and 2 Replacement | ExAnte | Replacement | Potential | 0 | 0 | 0 | 0 | 0 | 0 | 0 | 0 |  |  |  |  | 2019 Plan 2019: 42933.322; 2020 Plan 2020: 131250.2495; 2021 Plan 2021: 1445935.4014; 2022 Plan 2022: 1355603.2158 | 2975722.1887 | 2975722.1887 | 3097361.6947 | 3021816.2875 | 1.025 | 2022 | 2022-04-01 | 2022 |  | 2737616.4142 | 1355603.2158 | based upon actual historical costs for similar projects | 2145445.3498 | 0% | 0% | 0% | 0% | 0% | 0% | 0% | 0% | 0% | 91.75% | 0% | 6.381% | 0% | 0% | 1.398% | 0% | 0.4661% | 0% | 0% | 0% | 100% | 100.2% | 100.3% | 100.4% | 100.6% | 100.9% | 101.1% | 101.3% | Project
EC.14079 | Building Security Upgrade Unit Asset Rep | ExAnte | Replacement | Potential | 0 | 0 | 0 | 0 | 0 | 0 | 0 | 0 |  |  |  |  | 2019 Plan 2019: 32137.8804; 2020 Plan 2020: 112168.4452; 2021 Plan 2021: 691177.7384; 2022 Plan 2022: 643538.1595 | 1479022.2235 | 1479022.2235 | 1542062.5787 | 1504451.2963 | 1.025 | 2022 | 2022-04-01 | 2022 |  | 1362958.6219 | 643538.1595 | based upon actual historical costs for similar projects | 1027459.6 | 0% | 0% | 0% | 0% | 0% | 0% | 0% | 0% | 0% | 0% | 95.09% | 1.071% | 3.84% | 0% | 0% | 0% | 0% | 0% | 0% | 0% | 100% | 100.1% | 100.2% | 100.3% | 100.5% | 100.6% | 100.9% | 101% | Project
EC.14080 | Substation Security Fencing 2018-23 | ExAnte | Replacement | Potential | 0 | 0 | 0 | 0 | 0 | 0 | 0 | 0 |  |  |  |  | 2019 Plan 2019: 935162.4957; 2020 Plan 2020: 2076157.8692; 2021 Plan 2021: 1288140.4478 | 4299460.8127 | 4299460.8127 | 4621391.9209 | 4398707.3608 | 1.0506 | 2021 | 2020-12-15 | 2021 |  | 4084637.064 | 1288140.4478 | based upon actual historical costs for similar projects | 2152747.9142 | 0% | 0% | 0% | 0% | 0% | 0.9871% | 0% | 0% | 0% | 0% | 0% | 27.09% | 71.93% | 0% | 0% | 0% | 0% | 0% | 0% | 0% | 100% | 100.4% | 100.7% | 101.1% | 101.5% | 102.1% | 102.7% | 103.2% | Project
EC.14081 | Line Insulator Systems Refurbishment 201 | ExAnte | Refurbishment | Potential | 0 | 0 | 0 | 0 | 0 | 0 | 0 | 0 |  |  |  |  | 2019 Plan 2019: 2974817.299 | 2974817.299 | 2974817.299 | 3283641.6819 | 2974817.299 | 1.1038 | 2019 | 2023-02-21 | 2019 |  | 2902260.7795 | 2974817.299 | based upon actual historical costs for similar projects | 0 | 0% | 0% | 0% | 0% | 0% | 0% | 0% | 0% | 0% | 0% | 0% | 0% | 0% | 0% | 0% | 0% | 0% | 0% | 0% | 100% | 100% | 100.3% | 100.6% | 100.9% | 101.2% | 101.7% | 102.2% | 102.6% | Project
EC.14084 | Line Conductor and Earthwire Refurbishme | ExAnte | Refurbishment | Potential | 0 | 0 | 0 | 0 | 0 | 0 | 0 | 0 |  |  |  |  | 2019 Plan 2019: 858624.1325; 2020 Plan 2020: 3057846.5384; 2021 Plan 2021: 5284574.6417 | 9201045.3126 | 9201045.3126 | 9792832.8885 | 9320959.3227 | 1.0506 | 2021 | 2022-12-13 | 2021 |  | 8655437.3363 | 5284574.6417 | based upon actual historical costs for similar projects | 0 | 0% | 0% | 0% | 0% | 0% | 0% | 0% | 0% | 0% | 0% | 0% | 0% | 0% | 0% | 0% | 0% | 0% | 0% | 0% | 100% | 100% | 100.4% | 100.8% | 101.3% | 101.8% | 102.5% | 103.3% | 103.9% | Project
EC.14085 | Gawler East Connection Point | ExAnte | Connection | Potential | 0 | 0 | 0 | 0 | 0 | 0 | 0 | 0 |  |  |  |  | 2019 Plan 2019: 86866.3198; 2020 Plan 2020: 1318767.4648; 2021 Plan 2021: 5388971.4146; 2022 Plan 2022: 7057.273 | 6801662.4723 | 6801662.4723 | 7185074.2803 | 6838857.1378 | 1.0506 | 2022 | 2021-04-19 | 2021 |  | 6350558.7095 | 7057.273 | based upon actual historical costs for similar projects | 3795258.1264 | 0% | 2.611% | 16.18% | 0% | 0% | 0% | 0% | 0% | 0% | 44.87% | 0% | 9.352% | 0% | 0% | 19.53% | 7.325% | 0.1317% | 0% | 0% | 0% | 100% | 100.3% | 100.6% | 100.9% | 101.3% | 101.8% | 102.4% | 102.8% | Category
EC.14086 | Stakeholder Management Sys Refresh 17-18 | ExAnte | Information Technology | Potential | 0 | 0 | 0 | 0 | 0 | 0 | 0 | 0 |  |  |  |  | 2018 Plan 2018: 353386.0615; 2019 Plan 2019: 2445.3661 | 355831.4276 | 355831.4276 | 402523.1189 | 364666.0791 | 1.1038 | 2019 | 2018-04-13 | Extra |  | 355771.7845 | 2445.3661 |  | 67400 | 0% | 0% | 0% | 100% | 0% | 0% | 0% | 0% | 0% | 0% | 0% | 0% | 0% | 0% | 0% | 0% | 0% | 0% | 0% | 0% | 100% | 100.5% | 100.9% | 101.3% | 101.9% | 102.6% | 103.5% | 104.1% | Category
EC.14088 | High Voltage Switching Training Facility | ExAnte | Security/Compliance | Active | 0 | 0 | 0 | 0 | 0 | 0 | 0 | 0 |  |  | 162054.02 | 305300.36 | 2018 Plan 2018: 2144241.9767; 2019 Plan 2019: 728117.2351 | 3339713.5918 | 3339713.5918 | 3775700.8498 | 3420598.6195 | 1.1038 | 2019 | 2018-09-14 | 2019 |  | 3337169.3848 | 728117.2351 | based upon actual historical costs for similar projects | 0 | 0% | 0% | 0% | 0% | 0% | 0% | 0% | 0% | 0% | 42% | 15% | 20% | 0% | 0% | 23% | 0% | 0% | 0% | 0% | 0% | 100% | 100.3% | 100.6% | 100.9% | 101.2% | 101.8% | 102.3% | 102.7% | Category
EC.14089 | Magill High Voltage Workshop Facility | ExAnte | Security/Compliance | Active | 0 | 0 | 0 | 0 | 0 | 0 | 0 | 0 |  |  | 51133.84 | 63043.92 | 2018 Plan 2018: 248341.351; 2019 Plan 2019: 1726163.0082; 2020 Plan 2020: 6470.2731 | 2095152.3923 | 2095152.3923 | 2326975.9242 | 2108125.339 | 1.1038 | 2020 | 2019-06-19 | 2019 |  | 2056707.6478 | 6470.2731 | based upon actual historical costs for similar projects | 0 | 0% | 0% | 0% | 0% | 0% | 0% | 0% | 0% | 0% | 35% | 0% | 50% | 0% | 0% | 15% | 0% | 0% | 0% | 0% | 0% | 100% | 100.3% | 100.6% | 100.9% | 101.2% | 101.8% | 102.3% | 102.7% | Category
EC.14090 | Mount Gambier Transformer 1 Replacement | ExAnte | Replacement | Potential | 0 | 0 | 0 | 0 | 0 | 0 | 0 | 0 |  |  |  |  | 2018 Plan 2018: 51540.024; 2019 Plan 2019: 63048.2387; 2020 Plan 2020: 1104098.2897; 2021 Plan 2021: 1043710.1513 | 2262396.7036 | 2262396.7036 | 2413447.3399 | 2297153.9226 | 1.0506 | 2021 | 2021-04-07 | 2021 |  | 2133135.7793 | 1043710.1513 | based upon actual historical costs for similar projects | 1447635.6098 | 0% | 0% | 0% | 0% | 0% | 0% | 0% | 0% | 0% | 71.51% | 0% | 13.87% | 0% | 0% | 11.25% | 3.373% | 0% | 0% | 0% | 0% | 100% | 100.2% | 100.4% | 100.6% | 100.9% | 101.2% | 101.6% | 101.9% | Project
EC.14091 | Online Asset Condition Assessment Equipm | ExAnte | Replacement | Potential | 0 | 0 | 0 | 0 | 0 | 0 | 0 | 0 |  |  |  | 809856.5 | 2018 Plan 2018: 109274.6112; 2019 Plan 2019: 1611120.0238; 2020 Plan 2020: 1741536.8835; 2021 Plan 2021: 595345.7492 | 4867133.7676 | 4867133.7676 | 5342124.3665 | 5084710.8783 | 1.0506 | 2021 | 2020-09-07 | 2021 |  | 4721659.5263 | 595345.7492 | based upon actual historical costs for similar projects | 2610802.5394 | 0% | 0% | 0% | 0% | 0% | 0% | 0% | 0% | 0% | 9.167% | 0% | 0.1443% | 0% | 0% | 90.69% | 0% | 0% | 0% | 0% | 0% | 100% | 100.4% | 100.7% | 101% | 101.5% | 102.1% | 102.7% | 103.2% | Project
EC.14099 | Stakeholder Mgmt Systems Refresh 23-24 | ExAnte | Information Technology | Potential | 0 | 0 | 0 | 0 | 0 | 0 | 0 | 0 |  |  |  |  | 2023 Plan 2023: 20318.9956; 2024 Plan 2024: 364414.0145 | 20318.9956 | 20318.9956 | 20318.9956 | 20318.9956 | 1 | 2024 | 2024-02-12 | 2024 |  | 17959.0314 | 364414.0145 | based upon actual historical costs for similar projects | 62000 | 0% | 0% | 0% | 100% | 0% | 0% | 0% | 0% | 0% | 0% | 0% | 0% | 0% | 0% | 0% | 0% | 0% | 0% | 0% | 0% | 100% | 100.5% | 100.9% | 101.4% | 101.9% | 102.7% | 103.6% | 104.2% | Project
EC.14100 | Asset Data Capture 2 | ExAnte | Information Technology | Active | 0 | 0 | 0 | 0 | 0 | 0 | 0 | 0 |  |  |  | 433604.87 | 2018 Plan 2018: 683446.0836; 2019 Plan 2019: 124096.2299 | 1241147.1835 | 1241147.1835 | 1413084.2442 | 1280184.5822 | 1.1038 | 2019 | 2017-07-06 | Extra |  | 1248960.568 | 124096.2299 | based upon actual historical costs for similar projects | 0 | 0% | 0% | 0% | 100% | 0% | 0% | 0% | 0% | 0% | 0% | 0% | 0% | 0% | 0% | 0% | 0% | 0% | 0% | 0% | 0% | 100% | 100.5% | 100.9% | 101.3% | 101.9% | 102.6% | 103.5% | 104.1% | Category |  |  | 444444.99
EC.14101 | CLSD-Workplace Accommod Alterations 2015 | ExAnte | Facilities | Closed | 0 | 0 | 0 | 0 | 0 | 0 | 0 | 0 |  | 129615.27 | 55209.26 | 163.02 | [7 empty] | 184987.55 | 184987.55 | 221097.3432 | 190651.5461 | 1.1597 | 2017 | 2015-09-21 | Extra |  | 195417.8348 | 163.02 |  | 0 | 31.02% | 0% | 0% | 13.86% | 0% | 0% | 0% | 55.12% | 0% | 0% | 0% | 0% | 0% | 0% | 0% | 0% | 0% | 0% | 0% | 0% | 100% | 100.2% | 100.4% | 100.5% | 100.8% | 101.1% | 101.4% | 101.7% | Category
EC.14102 | Telecoms Management Systems Replacement | ExAnte | Replacement | Potential | 0 | 0 | 0 | 0 | 0 | 0 | 0 | 0 |  |  |  |  | 2021 Plan 2021: 1039833.3858; 2022 Plan 2022: 118012.659 | 1157846.0448 | 1157846.0448 | 1213437.9264 | 1183841.8794 | 1.025 | 2022 | 2021-05-21 | 2022 |  | 1072502.314 | 118012.659 | based upon actual historical costs for similar projects | 200000 | 0% | 0% | 0% | 100% | 0% | 0% | 0% | 0% | 0% | 0% | 0% | 0% | 0% | 0% | 0% | 0% | 0% | 0% | 0% | 0% | 100% | 100.5% | 100.9% | 101.4% | 101.9% | 102.7% | 103.6% | 104.2% | Project
EC.14103 | Operational Data Network Environment Rep | ExAnte | Replacement | Potential | 0 | 0 | 0 | 0 | 0 | 0 | 0 | 0 |  |  |  |  | 2022 Plan 2022: 291357.391; 2023 Plan 2023: 995126.4261 | 1286483.8171 | 1286483.8171 | 1293767.7519 | 1293767.7519 | 1 | 2023 | 2023-02-13 | 2023 |  | 1143502.1747 | 995126.4261 | based upon actual historical costs for similar projects | 200000 | 0% | 0% | 0% | 100% | 0% | 0% | 0% | 0% | 0% | 0% | 0% | 0% | 0% | 0% | 0% | 0% | 0% | 0% | 0% | 0% | 100% | 100.5% | 100.9% | 101.4% | 101.9% | 102.7% | 103.6% | 104.2% | Project
EC.14104 | Operational Data Network Security Standa | ExAnte | Replacement | Potential | 0 | 0 | 0 | 0 | 0 | 0 | 0 | 0 |  |  |  |  | 2021 Plan 2021: 461207.3058 | 461207.3058 | 461207.3058 | 484555.9257 | 461207.3058 | 1.0506 | 2021 | 2021-03-11 | 2021 |  | 428276.8325 | 461207.3058 | based upon actual historical costs for similar projects | 80000 | 0% | 0% | 0% | 100% | 0% | 0% | 0% | 0% | 0% | 0% | 0% | 0% | 0% | 0% | 0% | 0% | 0% | 0% | 0% | 0% | 100% | 100.5% | 100.9% | 101.4% | 101.9% | 102.7% | 103.6% | 104.2% | Project
EC.14105 | Brinkworth - Waterloo Bearer Replacement | ExAnte | Replacement | Potential | 0 | 0 | 0 | 0 | 0 | 0 | 0 | 0 |  |  |  |  | 2020 Plan 2020: 558675.6239; 2021 Plan 2021: 528399.875; 2022 Plan 2022: 11185556.1722 | 12272631.6711 | 12272631.6711 | 12621977.737 | 12314124.6215 | 1.025 | 2022 | 2022-02-10 | 2022 |  | 11155989.1409 | 11185556.1722 | based upon actual historical costs for similar projects | 8255447.2791 | 0% | 6.663% | 2.462% | 0% | 0% | 0% | 0% | 0% | 0% | 1.545% | 0% | 0.1423% | 0% | 0% | 0% | 89.19% | 0% | 0% | 0% | 0% | 100% | 100.4% | 100.7% | 101.1% | 101.5% | 102.2% | 102.9% | 103.4% | Project
EC.14108 | Advanced Analytics for Bus Intelligence | ExAnte | Information Technology | Potential | 0 | 0 | 0 | 0 | 0 | 0 | 0 | 0 |  |  |  |  | 2020 Plan 2020: 78125.3778; 2021 Plan 2021: 565076.1817; 2022 Plan 2022: 141689.2602 | 784890.8197 | 784890.8197 | 823047.142 | 802972.8215 | 1.025 | 2022 | 2021-07-08 | 2022 |  | 727453.7454 | 141689.2602 | based upon actual historical costs for similar projects | 0 | 0% | 0% | 0% | 100% | 0% | 0% | 0% | 0% | 0% | 0% | 0% | 0% | 0% | 0% | 0% | 0% | 0% | 0% | 0% | 0% | 100% | 100.6% | 101.1% | 101.7% | 102.4% | 103.4% | 104.5% | 105.2% | Project
EC.14111 | Treasury and Risk Systems Refresh | ExAnte | Information Technology | Potential | 0 | 0 | 0 | 0 | 0 | 0 | 0 | 0 |  |  |  |  | 2023 Plan 2023: 550185.0215; 2024 Plan 2024: 8141.6802 | 550185.0215 | 550185.0215 | 550185.0215 | 550185.0215 | 1 | 2024 | 2023-04-28 | 2023 |  | 486283.3902 | 8141.6802 | based upon actual historical costs for similar projects | 90000 | 0% | 0% | 0% | 100% | 0% | 0% | 0% | 0% | 0% | 0% | 0% | 0% | 0% | 0% | 0% | 0% | 0% | 0% | 0% | 0% | 100% | 100.5% | 100.9% | 101.4% | 101.9% | 102.7% | 103.6% | 104.2% | Project
EC.14113 | Project Opex Resource Modelling Sys Refr | ExAnte | Information Technology | Potential | 0 | 0 | 0 | 0 | 0 | 0 | 0 | 0 |  |  |  |  | 2019 Plan 2019: 109843.8301; 2020 Plan 2020: 159105.8968; 2021 Plan 2021: 20340.7861 | 289290.513 | 289290.513 | 313957.2227 | 291540.492 | 1.0769 | 2021 | 2020-06-08 | 2020 |  | 277492.4374 | 20340.7861 | based upon actual historical costs for similar projects | 52000 | 0% | 0% | 0% | 100% | 0% | 0% | 0% | 0% | 0% | 0% | 0% | 0% | 0% | 0% | 0% | 0% | 0% | 0% | 0% | 0% | 100% | 100.5% | 100.9% | 101.4% | 101.9% | 102.7% | 103.6% | 104.2% | Project
EC.14114 | Kilburn Substation Land Acquisition | ExAnte | Easements/Land | Deferred | 0 | 0 | 0 | 0 | 0 | 0 | 0 | 0 |  |  | 8906.79 | -8906.79 | [7 empty] | 0 | 17813.58 | 0 |  |  | 2017 |  |  |  | 0 | -8906.79 |  | 0 | 0% | 0% | 0% | 0% | 0% | 100% | 0% | 0% | 0% | 0% | 0% | 0% | 0% | 0% | 0% | 0% | 0% | 0% | 0% | 0% | 100% | 100.1% | 100.3% | 100.4% | 100.6% | 100.8% | 101% | 101.2% | Category
EC.14115 | IT Backup and Archiving Systems Replace | ExAnte | Information Technology | Potential | 0 | 0 | 0 | 0 | 0 | 0 | 0 | 0 |  |  |  |  | 2020 Plan 2020: 467418.3667; 2021 Plan 2021: 235070.8841 | 702489.2507 | 702489.2507 | 750329.8046 | 714174.7099 | 1.0506 | 2021 | 2020-09-22 | 2021 |  | 663182.2149 | 235070.8841 | based upon actual historical costs for similar projects | 117800 | 0% | 0% | 0% | 100% | 0% | 0% | 0% | 0% | 0% | 0% | 0% | 0% | 0% | 0% | 0% | 0% | 0% | 0% | 0% | 0% | 100% | 100.5% | 100.9% | 101.4% | 101.9% | 102.7% | 103.6% | 104.2% | Project
EC.14116 | Virtual Application Capability Refresh | ExAnte | Information Technology | Potential | 0 | 0 | 0 | 0 | 0 | 0 | 0 | 0 |  |  |  |  | 2019 Plan 2019: 38578.7148; 2020 Plan 2020: 251030.4579; 2021 Plan 2021: 432219.4286; 2022 Plan 2022: 199132.9549 | 920961.5563 | 920961.5563 | 971127.8454 | 947441.8004 | 1.025 | 2022 | 2021-09-30 | 2022 |  | 858335.51 | 199132.9549 | based upon actual historical costs for similar projects | 152000 | 0% | 0% | 0% | 100% | 0% | 0% | 0% | 0% | 0% | 0% | 0% | 0% | 0% | 0% | 0% | 0% | 0% | 0% | 0% | 0% | 100% | 100.5% | 100.9% | 101.4% | 101.9% | 102.7% | 103.6% | 104.2% | Project
EC.14118 | Database Platform Refresh 19-20 | ExAnte | Information Technology | Potential | 0 | 0 | 0 | 0 | 0 | 0 | 0 | 0 |  |  |  |  | 2019 Plan 2019: 423310.5432; 2020 Plan 2020: 528354.3295; 2021 Plan 2021: 2153990.4482 | 3105655.3209 | 3105655.3209 | 3299271.6731 | 3140294.2754 | 1.0506 | 2021 | 2021-01-13 | 2021 |  | 2916075.4143 | 2153990.4482 | based upon actual historical costs for similar projects | 545265 | 0% | 0% | 0% | 100% | 0% | 0% | 0% | 0% | 0% | 0% | 0% | 0% | 0% | 0% | 0% | 0% | 0% | 0% | 0% | 0% | 100% | 100.5% | 100.9% | 101.4% | 101.9% | 102.7% | 103.6% | 104.2% | Project
EC.14119 | NCIPAP Load Model Enhancements Capex Com | ExAnte | Augmentation | Closed | 0 | 0 | 0 | 0 | 0 | 0 | 0 | 0 |  |  | 40481.32 | [8 empty] | 40481.32 | 40481.32 | 47943.8466 | 40481.32 | 1.1843 | 2016 | 2015-11-17 | 2016 |  | 42375.3744 | 40481.32 |  | 0 | 0% | 0% | 0% | 0% | 0% | 0% | 0% | 100% | 0% | 0% | 0% | 0% | 0% | 0% | 0% | 0% | 0% | 0% | 0% | 0% | 100% | 100.3% | 100.6% | 100.9% | 101.2% | 101.7% | 102.3% | 102.7% | Category
EC.14120 | Back Up Control and Data Centre | ExAnte | Security/Compliance | Active | 0 | 0 | 0 | 0 | 0 | 0 | 0 | 0 |  |  | 48019.06 | 195473.35 | 2018 Plan 2018: 4540478.6186; 2019 Plan 2019: 1103159.3433 | 5887130.3719 | 5887130.3719 | 6638376.5914 | 6014041.5534 | 1.1038 | 2019 | 2018-09-17 | 2019 |  | 5867357.6131 | 1103159.3433 | based upon actual historical costs for similar projects | 0 | 40% | 0% | 0% | 20% | 0% | 0% | 40% | 0% | 0% | 0% | 0% | 0% | 0% | 0% | 0% | 0% | 0% | 0% | 0% | 0% | 100% | 100.3% | 100.7% | 101.1% | 101.6% | 102.1% | 102.8% | 102.7% | Adjusted
EC.14121 | Project Delivery Optimisation 2 | ExAnte | Augmentation | Potential | 0 | 0 | 0 | 0 | 0 | 0 | 0 | 0 |  |  |  |  | 2019 Plan 2019: 50978.2466; 2020 Plan 2020: 1512242.6007; 2021 Plan 2021: 142426.7201 | 1705647.5674 | 1705647.5674 | 1834427.398 | 1703448.2011 | 1.0769 | 2021 | 2020-06-10 | 2020 |  | 1621366.521 | 142426.7201 | based upon actual historical costs for similar projects | 0 | 0% | 0% | 0% | 100% | 0% | 0% | 0% | 0% | 0% | 0% | 0% | 0% | 0% | 0% | 0% | 0% | 0% | 0% | 0% | 0% | 100% | 100.6% | 101.1% | 101.7% | 102.4% | 103.4% | 104.5% | 105.2% | Project
EC.14122 | Davenport Under-voltage Load Shedding | ExAnte | Security/Compliance | Closed | 0 | 0 | 0 | 0 | 0 | 0 | 0 | 0 |  |  | 187262.35 | 29471.98 | [7 empty] | 216734.33 | 216734.33 | 255961.6783 | 220714.953 | 1.1597 | 2017 | 2016-07-07 | 2017 |  | 226232.8268 | 29471.98 |  | 161800.005 | 0% | 0% | 0% | 0% | 0% | 0% | 0% | 0% | 0% | 0% | 0% | 0% | 0% | 0% | 93.82% | 6.18% | 0% | 0% | 0% | 0% | 100% | 100.3% | 100.6% | 100.9% | 101.2% | 101.8% | 102.3% | 102.7% | Category
EC.14126 | Monash and Berri Relay Replacement | ExAnte | Replacement | Active | 0 | 0 | 0 | 0 | 0 | 0 | 0 | 0 |  |  |  | 198898.81 | 2018 Plan 2018: 1132529.2946; 2019 Plan 2019: 49107.2154 | 1380535.32 | 1380535.32 | 1566219.7635 | 1384310.0533 | 1.1314 | 2019 | 2018-03-01 | 2018 |  | 1384310.0533 | 49107.2154 |  | 1114310.001 | 0% | 0% | 0% | 0% | 0% | 0% | 0% | 0% | 0% | 0% | 0% | 0% | 0% | 0% | 100% | 0% | 0% | 0% | 0% | 0% | 100% | 100.3% | 100.7% | 101% | 101.4% | 102% | 102.6% | 103% | Category
EC.14127 | GE D20 RTU Product Upgrades | ExAnte | Replacement | Active | 0 | 0 | 0 | 0 | 0 | 0 | 0 | 0 |  |  |  | 288956.69 | 2018 Plan 2018: 2288213.898; 2019 Plan 2019: 477747.2936 | 3054917.8816 | 3054917.8816 | 3451348.7897 | 3050489.4258 | 1.1314 | 2019 | 2018-06-18 | 2018 |  | 3050489.4258 | 477747.2936 | based upon actual historical costs for similar projects | 1489691 | 0% | 0% | 0% | 0% | 0% | 0% | 0% | 0% | 0% | 0% | 0% | 0% | 0% | 0% | 100% | 0% | 0% | 0% | 0% | 0% | 100% | 100.3% | 100.7% | 101% | 101.4% | 102% | 102.6% | 103% | Category
EC.14128 | SDM Framework for C50 RTU Upgrades | ExAnte | Security/Compliance | Potential | 0 | 0 | 0 | 0 | 0 | 0 | 0 | 0 | [11 empty] | 0 | 0 | 0 | [6 empty] | 0 | 0 |  | 0 | 0% | 0% | 0% | 0% | 0% | 0% | 0% | 0% | 0% | 0% | 0% | 0% | 0% | 0% | 100% | 0% | 0% | 0% | 0% | 0% | 100% | 100.3% | 100.6% | 100.9% | 101.2% | 101.8% | 102.3% | 102.7% | Category
EC.14129 | HV Test Equipment 2015-16 | ExAnte | Replacement | Closed | 0 | 0 | 0 | 0 | 0 | 0 | 0 | 0 |  |  | 420650.41 | 62007.65 | [7 empty] | 482658.06 | 482658.06 | 570105.049 | 491599.797 | 1.1597 | 2017 | 2016-12-23 | 2017 |  | 503889.7919 | 62007.65 |  | 0 | 0% | 0% | 0% | 0% | 0% | 0% | 0% | 100% | 0% | 0% | 0% | 0% | 0% | 0% | 0% | 0% | 0% | 0% | 0% | 0% | 100% | 100.3% | 100.7% | 101% | 101.4% | 102% | 102.6% | 103% | Category
EC.14130 | Magill Substation TF Fire Extinguishing | ExAnte | Replacement | Active | 0 | 0 | 0 | 0 | 0 | 0 | 0 | 0 |  |  | 1350.18 | 62981.9 | 2018 Plan 2018: 311222.0621; 2019 Plan 2019: 1326893.7991 | 1702447.9413 | 1702447.9413 | 1891400.4508 | 1713515.458 | 1.1038 | 2019 | 2019-01-28 | 2019 |  | 1671722.3981 | 1326893.7991 | based upon actual historical costs for similar projects | 1320000 | 0% | 0% | 0% | 0% | 0% | 0% | 0% | 0% | 0% | 100% | 0% | 0% | 0% | 0% | 0% | 0% | 0% | 0% | 0% | 0% | 100% | 100.3% | 100.7% | 101% | 101.4% | 102% | 102.6% | 103% | Category
EC.14131 | Motorised Isolator LOPA Improvement | ExAnte | Security/Compliance | Active | 0 | 0 | 0 | 0 | 0 | 0 | 0 | 0 |  |  |  | 1158691.86 | 2018 Plan 2018: 7797297.2977; 2019 Plan 2019: 3866307.055; 2020 Plan 2020: 4102.6236 | 12826398.8363 | 12826398.8363 | 14437751.1681 | 13079889.9802 | 1.1038 | 2020 | 2018-07-11 | 2019 |  | 12760868.2734 | 4102.6236 | based upon actual historical costs for similar projects | 5261396.834 | 0% | 0% | 0% | 0% | 0% | 0% | 0% | 0% | 0% | 53.95% | 0% | 0.4347% | 0% | 0% | 45.62% | 0% | 0% | 0% | 0% | 0% | 100% | 100.3% | 100.7% | 101.1% | 101.6% | 102.1% | 102.8% | 102.7% | Adjusted
EC.14132 | Isolator Status Indication | ExAnte | Security/Compliance | Active | 0 | 0 | 0 | 0 | 0 | 0 | 0 | 0 |  |  |  | 1717.95 | 2018 Plan 2018: 660080.5268; 2019 Plan 2019: 259420.3853 | 921218.8621 | 921218.8621 | 1035164.3899 | 937807.8465 | 1.1038 | 2019 | 2018-07-09 | 2019 |  | 914934.4844 | 259420.3853 | based upon actual historical costs for similar projects | 880087.2 | 0% | 0% | 0% | 0% | 0% | 0% | 0% | 0% | 0% | 80.3% | 0% | 0% | 0% | 0% | 3.79% | 15.91% | 0% | 0% | 0% | 0% | 100% | 100.3% | 100.6% | 100.9% | 101.2% | 101.8% | 102.3% | 102.7% | Category
EC.14133 | Dalrymple ESCRI Energy Storage | NCIPAP 2013-2018 | Augmentation | Potential | 0 | 0 | 0 | 0 | 0 | 0 | 0 | 0 |  |  |  | 159351.11 | 2018 Plan 2018: 5876837.632; 2019 Plan 2019: 0; 2020 Plan 2020: 0 | 6036188.742 | 6036188.742 | 6833900.7961 | 6040172.5197 | 1.1314 |  | 2018-04-05 | 2018 |  | 6040172.5197 | 0 | based upon actual historical costs for similar projects | 16603181.2064 | 0% | 0.03493% | 0.5729% | 0% | 0% | 2.289% | 0% | 0% | 0% | 2.392% | 0% | 5.118% | 0.8522% | 0% | 88.19% | 0.09034% | 0.4556% | 0% | 0% | 0% | 100% | 100.3% | 100.6% | 100.9% | 101.2% | 101.7% | 102.3% | 102.7% | Category
EC.14134 | Spare 160 MVA 275_132 kV Transformer | ExAnte | Inventory/Spares | Active | 0 | 0 | 0 | 0 | 0 | 0 | 0 | 0 |  |  | 334653.6 | 2606238.6 | 2018 Plan 2018: 473273.3278 | 3414165.5278 | 3414165.5278 | 3954248.3791 | 3494979.3842 | 1.1314 | 2018 | 2017-06-27 | 2018 |  | 3494979.3842 | 473273.3278 |  | 0 | 0% | 0% | 0% | 0% | 0% | 0% | 0% | 0% | 0% | 100% | 0% | 0% | 0% | 0% | 0% | 0% | 0% | 0% | 0% | 0% | 100% | 100% | 100.1% | 100.1% | 100.1% | 100.2% | 100.2% | 100.3% | Category
EC.14135 | Electric Vehicle Fleet and Charging Infr | ExAnte | Facilities | Active | 0 | 0 | 0 | 0 | 0 | 0 | 0 | 0 |  |  |  | 6110.72 | 2018 Plan 2018: 279929.1049 | 286039.8249 | 286039.8249 | 323800.65 | 286192.5929 | 1.1314 | 2018 | 2017-10-24 | 2018 |  | 286192.5929 | 279929.1049 |  | 0 | 0% | 0% | 0% | 0% | 0% | 0% | 0% | 100% | 0% | 0% | 0% | 0% | 0% | 0% | 0% | 0% | 0% | 0% | 0% | 0% | 100% | 100.2% | 100.4% | 100.5% | 100.8% | 101.1% | 101.4% | 101.7% | Category
EC.14136 | Rymill Building Accommodation Security a | ExAnte | Facilities | Active | 0 | 0 | 0 | 0 | 0 | 0 | 0 | 0 |  |  |  | 14198.62 | 2018 Plan 2018: 836883.288 | 851081.908 | 851081.908 | 963322.6714 | 851436.8735 | 1.1314 | 2018 | 2017-07-07 | 2018 |  | 851436.8735 | 836883.288 |  | 0 | 50% | 0% | 0% | 0% | 0% | 0% | 0% | 50% | 0% | 0% | 0% | 0% | 0% | 0% | 0% | 0% | 0% | 0% | 0% | 0% | 100% | 100.2% | 100.4% | 100.5% | 100.8% | 101.1% | 101.4% | 101.7% | Category
EC.14137 | Cultana - Yadnarie F1810 132 kV Line Con | ExAnte | Refurbishment | Potential | 0 | 0 | 0 | 0 | 0 | 0 | 0 | 0 |  |  |  |  | 2019 Plan 2019: 981622.436; 2020 Plan 2020: 11593858.0427; 2021 Plan 2021: 16637908.7675; 2022 Plan 2022: 8982024.2991 | 38195413.5453 | 38195413.5453 | 40255622.3378 | 39273777.8905 | 1.025 | 2022 | 2021-11-12 | 2022 |  | 35580104.4036 | 8982024.2991 | based upon actual historical costs for similar projects | 27344228.4015 | 0% | 0% | 0% | 0% | 0% | 0% | 0% | 0% | 0% | 0% | 0% | 0% | 0% | 0% | 0% | 0% | 0% | 0% | 0% | 100% | 100% | 100.3% | 100.6% | 101% | 101.4% | 101.9% | 102.6% | 103% | Project
EC.14145 | Yadnarie - Pt Lincoln F1811 132 kV Line | ExAnte | Refurbishment | Potential | 0 | 0 | 0 | 0 | 0 | 0 | 0 | 0 | [5 empty] | 893060.8427 | 8769708.8522 | 12367911.4054 | 12762936.4848 | 6852911.7944 |  | 41646529.3794 | 41646529.3794 | 43358747.9287 | 43358747.9287 | 1 | 2023 | 2022-11-11 | 2023 |  | 38322815.2622 | 6852911.7944 | based upon actual historical costs for similar projects | 29930532.4675 | 0% | 0% | 0% | 0% | 0% | 0% | 0% | 0% | 0% | 0% | 0% | 0% | 0% | 0% | 0% | 0% | 0% | 0% | 0% | 100% | 100% | 100.3% | 100.7% | 101% | 101.4% | 101.9% | 102.6% | 103% | Project
EC.14164 | CLSD-300 Pirie Street L1 West Upgrade | ExAnte | Facilities | Closed | 0 | 0 | 0 | 0 | 0 | 0 | 0 | 0 |  |  |  | 185471.46 | [7 empty] | 185471.46 | 185471.46 | 215090.0314 | 185471.46 | 1.1597 | 2017 | 2016-09-02 | 2017 |  | 190108.2465 | 185471.46 |  | 0 | 0% | 0% | 0% | 0% | 0% | 0% | 0% | 100% | 0% | 0% | 0% | 0% | 0% | 0% | 0% | 0% | 0% | 0% | 0% | 0% | 100% | 100.2% | 100.4% | 100.5% | 100.8% | 101.1% | 101.4% | 101.7% | Category
EC.14170 | Kilburn 275 kV Emergency Bypass | ExAnte | Security/Compliance | Potential | 0 | 0 | 0 | 0 | 0 | 0 | 0 | 0 |  |  |  |  | 2019 Plan 2019: 138269.7033 | 138269.7033 | 138269.7033 | 152623.8809 | 138269.7033 | 1.1038 | 2019 | 2019-04-08 | 2019 |  | 134897.2715 | 138269.7033 | based upon actual historical costs for similar projects | 25000 | 0% | 0% | 0% | 0% | 0% | 0% | 0% | 0% | 0% | 0% | 0% | 0% | 0% | 0% | 0% | 100% | 0% | 0% | 0% | 0% | 100% | 100.5% | 101% | 101.5% | 102% | 102.9% | 103.8% | 104.4% | Project
EC.14171 | South Australia Energy Transformation | Contingent - High | Augmentation | Active | 0 | 0 | 0 | 0 | 0 | 0 | 0 | 0 |  |  |  | 1402875.54 | 2018 Plan 2018: 1048730.8433 | 2451606.3833 | 2451606.3833 | 2813448.2195 | 2486678.2718 | 1.1314 | 2018 |  | Future |  | 2486678.2718 | 1048730.8433 |  | 0 | 0% | 4.591% | 3.134% | 0% | 0% | 0.6073% | 0% | 0% | 0% | 55.82% | 2.716% | 18.53% | 2.265% | 0% | 8.502% | 3.84% | 0% | 0% | 0% | 0% | 100% | 100.3% | 100.6% | 100.9% | 101.2% | 101.7% | 102.3% | 102.7% | Category
EC.14172 | Eyre Peninsula Transmission Supply | Contingent - High | Augmentation | Active | 0 | 0 | 0 | 0 | 0 | 0 | 0 | 0 |  |  |  | 110928.9 | 2018 Plan 2018: 398209.8137 | 509138.7137 | 509138.7137 | 579181.3689 | 511911.9362 | 1.1314 | 2018 |  | Future |  | 511911.9362 | 398209.8137 |  | 0 | 0% | 0% | 0% | 0% | 0% | 0% | 0% | 0% | 0% | 10% | 0% | 0% | 0% | 0% | 10% | 80% | 0% | 0% | 0% | 0% | 100% | 100.3% | 100.6% | 100.9% | 101.2% | 101.7% | 102.3% | 102.7% | Category
EC.14174 | Templers Plant Limit Increase | ExAnte | Augmentation | Potential | 0 | 0 | 0 | 0 | 0 | 0 | 0 | 0 |  |  |  |  | 2018 Plan 2018: 26426.3905; 2019 Plan 2019: 584.7222 | 27011.1127 | 27011.1127 | 30544.4592 | 26996.8512 | 1.1314 | 2019 | 2018-05-01 | 2018 |  | 26996.8512 | 584.7222 |  | 334426.1989 | 0% | 0% | 0% | 0% | 0% | 0% | 0% | 0% | 0% | 93.65% | 0% | 6.35% | 0% | 0% | 0% | 0% | 0% | 0% | 0% | 0% | 100% | 100.3% | 100.6% | 100.9% | 101.2% | 101.7% | 102.3% | 102.7% | Category
EC.14176 | Surge Arrester Unit Asset Replacement 20 | ExAnte | Replacement | Potential | 0 | 0 | 0 | 0 | 0 | 0 | 0 | 0 |  |  |  |  | 2019 Plan 2019: 20456.3834; 2021 Plan 2021: 140156.2366; 2022 Plan 2022: 1376849.6001; 2023 Plan 2023: 1307853.949 | 2845316.169 | 2845316.169 | 2888956.4548 | 2888956.4548 | 1 | 2023 | 2023-01-25 | 2023 |  | 2553416.5493 | 1307853.949 | based upon actual historical costs for similar projects | 1459312.3068 | 0% | 0% | 0% | 0% | 0% | 0% | 0% | 0% | 0% | 100% | 0% | 0% | 0% | 0% | 0% | 0% | 0% | 0% | 0% | 0% | 100% | 100.3% | 100.6% | 100.9% | 101.2% | 101.7% | 102.2% | 102.6% | Project
EC.14178 | Elevating Work Platform Procurement for | ExAnte | Facilities | Active | 0 | 0 | 0 | 0 | 0 | 0 | 0 | 0 |  |  |  | 57915.38 | 2018 Plan 2018: 1936654.9689 | 1994570.3489 | 1994570.3489 | 2258311.4224 | 1996018.2334 | 1.1314 | 2018 | 2018-03-19 | 2018 |  | 1996018.2334 | 1936654.9689 |  | 3398556.74 | 0% | 0% | 0% | 0% | 0% | 0% | 0% | 100% | 0% | 0% | 0% | 0% | 0% | 0% | 0% | 0% | 0% | 0% | 0% | 0% | 100% | 100.2% | 100.4% | 100.5% | 100.8% | 101.1% | 101.4% | 101.7% | Category
EC.14179 | Live Line Manual Development | ExAnte | Replacement | Active | 0 | 0 | 0 | 0 | 0 | 0 | 0 | 0 |  |  |  | 126987.51 | 2018 Plan 2018: 638480.2872 | 765467.7972 | 765467.7972 | 869648.4202 | 768642.4849 | 1.1314 | 2018 | 2017-06-29 | 2018 |  | 768642.4849 | 638480.2872 |  | 0 | 0% | 0% | 0% | 0% | 0% | 0% | 0% | 100% | 0% | 0% | 0% | 0% | 0% | 0% | 0% | 0% | 0% | 0% | 0% | 0% | 100% | 100.3% | 100.7% | 101% | 101.4% | 102% | 102.6% | 103% | Category
EC.14180 | Pimba PLC Replacement | ExAnte | Replacement | Potential | 0 | 0 | 0 | 0 | 0 | 0 | 0 | 0 |  |  |  | 93300.67 | 2018 Plan 2018: 2599125.4504 | 2692426.1204 | 2692426.1204 | 3048872.0538 | 2762127.6031 | 1.1038 | 2018 | 2018-07-10 | 2019 |  | 2694758.6371 | 2599125.4504 | based upon competitive tender processes for similar projects | 1999024.1811 | 0% | 56.42% | 40.69% | 0% | 0% | 0% | 0% | 0% | 0% | 0% | 0% | 0% | 2.889% | 0% | 0% | 0% | 0% | 0% | 0% | 0% | 100% | 100.3% | 100.6% | 100.9% | 101.4% | 101.9% | 102.4% | 102.4% | Adjusted
EC.14182 | South East SVC Computer Control System R | ExAnte | Replacement | Potential | 0 | 0 | 0 | 0 | 0 | 0 | 0 | 0 |  |  |  |  | 2021 Plan 2021: 973733.7276; 2022 Plan 2022: 3985327.7143 | 4959061.442 | 4959061.442 | 5107989.9048 | 4983404.7851 | 1.025 | 2022 | 2022-04-08 | 2022 |  | 4514718.7784 | 3985327.7143 | based upon estimates obtained from contractors or manufacturers | 3205211 | 0% | 0% | 0% | 0% | 0% | 0% | 0% | 0% | 0% | 0.4418% | 0% | 1.872% | 0% | 0% | 97.69% | 0% | 0% | 0% | 0% | 0% | 100% | 100.1% | 100.3% | 100.4% | 100.6% | 100.8% | 101.1% | 101.3% | Project
EC.14184 | Secondary Injection Test Unit | ExAnte | Replacement | Closed | 0 | 0 | 0 | 0 | 0 | 0 | 0 | 0 |  |  |  | 53395.19 | [7 empty] | 53395.19 | 53395.19 | 61922.0504 | 53395.19 | 1.1597 | 2017 | 2016-11-30 | 2017 |  | 54730.0697 | 53395.19 |  | 0 | 0% | 0% | 0% | 0% | 0% | 0% | 0% | 100% | 0% | 0% | 0% | 0% | 0% | 0% | 0% | 0% | 0% | 0% | 0% | 0% | 100% | 100.3% | 100.7% | 101% | 101.4% | 102% | 102.6% | 103% | Category
EC.14185 | SF6 Trailer Mounted Service Cart | ExAnte | Facilities | Active | 0 | 0 | 0 | 0 | 0 | 0 | 0 | 0 |  |  |  | 115672.59 | 2018 Plan 2018: 13224.7581 | 128897.3481 | 128897.3481 | 149107.3412 | 131789.1628 | 1.1314 | 2018 | 2017-04-21 | Extra |  | 131789.1628 | 13224.7581 |  | 0 | 0% | 0% | 0% | 0% | 0% | 0% | 0% | 100% | 0% | 0% | 0% | 0% | 0% | 0% | 0% | 0% | 0% | 0% | 0% | 0% | 100% | 100.2% | 100.4% | 100.5% | 100.8% | 101.1% | 101.4% | 101.7% | Category
EC.14187 | SA Over-Frequency Generation Shedding (OFGS) Scheme | ExAnte | Security/Compliance | Active | [11 empty] | 112917.27 | 2018 Plan 2018: 466456.1655 | 579373.4355 | 579373.4355 | 658701.7514 | 582196.3672 | 1.1314 | 2018 | 2017-06-26 | 2018 |  | 582196.3672 | 466456.1655 |  | 0 | 0% | 0% | 0% | 0% | 0% | 0% | 0% | 0% | 0% | 0% | 0% | 0% | 0% | 0% | 100% | 0% | 0% | 0% | 0% | 0% | 100% | 100.3% | 100.6% | 100.9% | 101.2% | 101.8% | 102.3% | 102.7% | Category
EC.14188 | Warehousing project | ExAnte | Facilities | Active | [11 empty] | 33336.53 | 2018 Plan 2018: 5690391.5036 | 5723728.0336 | 5723728.0336 | 6476815.8362 | 5724561.4469 | 1.1314 | 2018 | 2018-05-04 | 2018 |  | 5724561.4469 | 5690391.5036 |  | 0 | 100% | 0% | 0% | 0% | 0% | 0% | 0% | 0% | 0% | 0% | 0% | 0% | 0% | 0% | 0% | 0% | 0% | 0% | 0% | 0% | 100% | 100.2% | 100.4% | 100.5% | 100.8% | 101.1% | 101.4% | 101.7% | Category
EC.14189 | Temporary Transmission Structures Acquisition | ExAnte | Inventory/Spares | Active | [11 empty] | 1148062.34 | 2018 Plan 2018: 1824284.9417 | 2972347.2817 | 2972347.2817 | 3395411.3051 | 3001048.8402 | 1.1314 | 2018 | 2017-08-16 | 2018 |  | 3001048.8402 | 1824284.9417 |  | 0 | 0% | 0% | 0% | 0% | 0% | 0% | 0% | 0% | 0% | 0% | 0% | 0% | 0% | 0% | 0% | 100% | 0% | 0% | 0% | 0% | 100% | 100% | 100.1% | 100.1% | 100.1% | 100.2% | 100.2% | 100.3% | Category
EC.14190 | Yorke Peninsula Telecoms Bearer | ExAnte | Augmentation | Active | [11 empty] | 177945.1 | 2018 Plan 2018: 2842992.0726; 2019 Plan 2019: 523764.4056 | 3544701.5782 | 3544701.5782 | 4001084.2439 | 3624784.8507 | 1.1038 | 2019 | 2018-06-19 | 2019 |  | 3536375.4641 | 523764.4056 | based upon actual historical costs for similar projects | 3954701.0815 | 0% | 99.95% | 0.0531% | 0% | 0% | 0% | 0% | 0% | 0% | 0% | 0% | 0% | 0% | 0% | 0% | 0% | 0% | 0% | 0% | 0% | 100% | 100.3% | 100.6% | 100.9% | 101.2% | 101.7% | 102.3% | 102.7% | Category
EC.14191 | Davenport-Cultana Telecoms Bearer | ExAnte | Augmentation | Active | [11 empty] | 56209.28 | 2018 Plan 2018: 2731781.2206; 2019 Plan 2019: 1020157.0057 | 3808147.5063 | 3808147.5063 | 4282007.6942 | 3879287.6316 | 1.1038 | 2019 | 2018-06-27 | 2019 |  | 3784670.8601 | 1020157.0057 | based upon actual historical costs for similar projects | 5306398.702 | 0% | 99.96% | 0.03957% | 0% | 0% | 0% | 0% | 0% | 0% | 0% | 0% | 0% | 0% | 0% | 0% | 0% | 0% | 0% | 0% | 0% | 100% | 100.3% | 100.6% | 100.9% | 101.2% | 101.7% | 102.3% | 102.7% | Category
EC.14193 | Transformer GIC Monitoring | ExAnte | Security/Compliance | Potential | [12 empty] | 2018 Plan 2018: 21909.7086; 2019 Plan 2019: 411028.9257 | 432938.6343 | 432938.6343 | 478487.8509 | 433486.3771 | 1.1038 | 2019 | 2019-03-01 | 2019 |  | 422913.5386 | 411028.9257 | based upon competitive tender processes for similar projects | 215160 | 0% | 0% | 0% | 0% | 0% | 0% | 0% | 0% | 0% | 6.581% | 0% | 0% | 0% | 0% | 86.45% | 0% | 6.972% | 0% | 0% | 0% | 100% | 100.4% | 100.7% | 101.1% | 101.6% | 102.2% | 103% | 103.4% | Project
EC.14196 | East Terrace 275 kV GIS Gas Monitoring S | ExAnte | Replacement | Active | [11 empty] | 32144.98 | 2018 Plan 2018: 931056.0527 | 963201.0327 | 963201.0327 | 1090682.7864 | 964004.6572 | 1.1314 | 2018 | 2017-09-29 | 2018 |  | 964004.6572 | 931056.0527 |  | 0 | 0% | 0% | 0% | 0% | 0% | 0% | 0% | 0% | 0% | 0% | 0% | 0% | 0% | 0% | 100% | 0% | 0% | 0% | 0% | 0% | 100% | 100.3% | 100.7% | 101% | 101.4% | 102% | 102.6% | 103% | Category
EC.14198 | Substation Access Roads and Drainage Upg | ExAnte | Security/Compliance | Active | [11 empty] | 37331.14 | 2018 Plan 2018: 1936235.8345 | 1973566.9745 | 1973566.9745 | 2233965.8026 | 1974500.253 | 1.1314 | 2018 | 2018-05-09 | 2018 |  | 1974500.253 | 1936235.8345 |  | 1860929.1815 | 0% | 0.5374% | 0% | 0% | 0% | 0% | 0% | 0% | 0% | 0% | 0% | 99.46% | 0% | 0% | 0% | 0% | 0% | 0% | 0% | 0% | 100% | 100.3% | 100.6% | 100.9% | 101.2% | 101.8% | 102.3% | 102.7% | Category
EC.14199 | East Terrace, Northfield and Kilburn Eme | ExAnte | Security/Compliance | Potential | [11 empty] | 19135.87 | 2018 Plan 2018: 621427.8123; 2019 Plan 2019: 1899988.9885; 2020 Plan 2020: 6434.9405 | 2546987.6112 | 2546987.6112 | 2829442.3376 | 2563335.1102 | 1.1038 | 2020 | 2018-02-28 | 2019 |  | 2500814.7416 | 6434.9405 |  | 2046241.48 | 0% | 0% | 0% | 0% | 0% | 0% | 0% | 0% | 0% | 94.32% | 0% | 0% | 0% | 0% | 0% | 0% | 5.681% | 0% | 0% | 0% | 100% | 100.3% | 100.6% | 100.9% | 101.2% | 101.8% | 102.3% | 102.7% | Category
EC.14200 | 160 MVA 275_132 kV Emergency Transformer | ExAnte | Security/Compliance | Potential | [11 empty] | 36152.02 | 2018 Plan 2018: 214686.6119 | 250838.6319 | 250838.6319 | 284823.4555 | 251742.4324 | 1.1314 | 2018 | 2018-02-28 | 2018 |  | 251742.4324 | 214686.6119 |  | 874921.8277 | 0% | 0% | 0% | 0% | 0% | 0% | 0% | 0% | 0% | 47.21% | 0% | 12.55% | 0% | 0% | 36.81% | 3.429% | 0% | 0% | 0% | 0% | 100% | 100.3% | 100.6% | 100.9% | 101.2% | 101.8% | 102.3% | 102.7% | Category
EC.14201 | Re-deployable Telecommunication Site | ExAnte | Security/Compliance | Potential | [11 empty] | 4901.73 | 2018 Plan 2018: 578615.8189; 2019 Plan 2019: 590.809 | 584108.358 | 584108.358 | 660987.3363 | 584216.4912 | 1.1314 | 2019 | 2018-03-20 | 2018 |  | 584216.4912 | 590.809 |  | 663206.2172 | 0% | 6.785% | 63.06% | 0% | 0% | 0% | 0% | 0% | 0% | 0% | 30.16% | 0% | 0% | 0% | 0% | 0% | 0% | 0% | 0% | 0% | 100% | 100.3% | 100.6% | 100.9% | 101.2% | 101.8% | 102.3% | 102.7% | Category
EC.14202 | Revenue Meter Replacement 2018-23 | ExAnte | Replacement | Potential | [12 empty] | 2021 Plan 2021: 78469.7674; 2022 Plan 2022: 874259.3339; 2023 Plan 2023: 440047.3628 | 1392776.4642 | 1392776.4642 | 1418605.4795 | 1418605.4795 | 1 | 2023 | 2022-10-19 | 2023 |  | 1253840.5355 | 440047.3628 | based upon competitive tender processes for similar projects | 587549.6392 | 0% | 0% | 24.51% | 0% | 0% | 0% | 0% | 0% | 0% | 0% | 0% | 0% | 0% | 0% | 75.49% | 0% | 0% | 0% | 0% | 0% | 100% | 100.3% | 100.7% | 101% | 101.4% | 102% | 102.6% | 103% | Category
EC.14203 | Telco DC Power Systems Upgrade | ExAnte | Security/Compliance | Potential | [11 empty] | 3990.84 | 2018 Plan 2018: 359276.2114 | 363267.0514 | 363267.0514 | 411116.2072 | 363366.8224 | 1.1314 | 2018 | 2018-03-20 | 2018 |  | 363366.8224 | 359276.2114 |  | 612419.7834 | 0% | 2.939% | 92.16% | 0% | 0% | 0% | 0% | 0% | 0% | 0% | 0% | 0% | 0% | 0% | 0% | 4.899% | 0% | 0% | 0% | 0% | 100% | 100.3% | 100.6% | 100.9% | 101.2% | 101.8% | 102.3% | 102.7% | Category
EC.14205 | Secondary Systems Product Evaluation 201 | ExAnte | Replacement | Potential | [13 empty] | 464552.3842 | 433788.4702 | 443751.9556 | 457843.627 | 371186.5757 |  | 2171123.0126 | 2171123.0126 | 2286614.8385 | 2286614.8385 | 1 | 2023 | 2023-02-17 | 2023 |  | 2021034.3291 | 371186.5757 | based upon actual historical costs for similar projects | 340000 | 0% | 0% | 0% | 0% | 0% | 0% | 0% | 0% | 0% | 0% | 0% | 0% | 0% | 0% | 100% | 0% | 0% | 0% | 0% | 0% | 100% | 100.3% | 100.7% | 101% | 101.4% | 102% | 102.6% | 103% | Category
EC.14206 | Renewable Microgrid Demonstration Testbe | ExAnte | Security/Compliance | Potential | [11 empty] | 3215.52 | 2018 Plan 2018: 247273.0989 | 250488.6189 | 250488.6189 | 283495.8323 | 250569.0069 | 1.1314 | 2018 | 2018-01-10 | 2018 |  | 250569.0069 | 247273.0989 |  | 95000 | 0% | 0% | 0% | 0% | 0% | 0% | 0% | 100% | 0% | 0% | 0% | 0% | 0% | 0% | 0% | 0% | 0% | 0% | 0% | 0% | 100% | 100.3% | 100.6% | 100.9% | 101.2% | 101.8% | 102.3% | 102.7% | Category
EC.14207 | Special Protection and Wide Area Monitor | ExAnte | Security/Compliance | Potential | [12 empty] | 2018 Plan 2018: 2116374.3376; 2019 Plan 2019: 2644173.3629; 2020 Plan 2020: 650082.6192 | 5410630.3197 | 5410630.3197 | 6013223.8282 | 5583876.1046 | 1.0769 | 2020 | 2019-07-26 | 2020 |  | 5314813.6629 | 650082.6192 | based upon actual historical costs for similar projects | 3282320.12 | 0% | 0% | 2.228% | 0% | 0% | 0% | 0% | 0% | 0% | 0% | 0% | 0% | 0% | 0% | 97.77% | 0% | 0% | 0% | 0% | 0% | 100% | 100.3% | 100.6% | 100.9% | 101.2% | 101.8% | 102.3% | 102.7% | Category
EC.14209 | Substation Improvements for System Black | ExAnte | Security/Compliance | Potential | [12 empty] | 2019 Plan 2019: 4228096.7617; 2020 Plan 2020: 3625979.388 | 7854076.1497 | 7854076.1497 | 8571810.9177 | 7959778.5687 | 1.0769 | 2020 | 2019-08-09 | 2020 |  | 7576231.8322 | 3625979.388 | based upon actual historical costs for similar projects | 1949000 | 0% | 0% | 0% | 0% | 0% | 0% | 0% | 0% | 0% | 0% | 2.001% | 98% | 0% | 0% | 0% | 0% | 0% | 0% | 0% | 0% | 100% | 100.3% | 100.6% | 100.9% | 101.2% | 101.8% | 102.3% | 102.7% | Category
EC.14210 | High Risk Substation Environmental Inves | ExAnte | Security/Compliance | Potential | [11 empty] | 16201.47 | 2018 Plan 2018: 1331219.0376; 2019 Plan 2019: 1110383.0314; 2020 Plan 2020: 3761.2822 | 2461564.8212 | 2461564.8212 | 2754646.4836 | 2434706.1054 | 1.1314 | 2020 | 2018-02-19 | 2018 |  | 2434706.1054 | 3761.2822 |  | 1110000 | 0% | 0% | 0% | 0% | 0% | 0% | 0% | 0% | 0% | 86.49% | 0% | 13.51% | 0% | 0% | 0% | 0% | 0% | 0% | 0% | 0% | 100% | 100.3% | 100.6% | 100.9% | 101.2% | 101.8% | 102.3% | 102.7% | Category
EC.14214 | Transmission Line Access Track Upgrade | ExAnte | Security/Compliance | Potential | [12 empty] | 2019 Plan 2019: 1632133.4071; 2020 Plan 2020: 2088721.3702 | 3720854.7773 | 3720854.7773 | 4050894.3558 | 3761658.1125 | 1.0769 | 2020 | 2019-10-10 | 2020 |  | 3580400.345 | 2088721.3702 | based upon actual historical costs for similar projects | 2166900 | 0% | 0% | 0% | 0% | 0% | 0% | 0% | 0% | 0% | 0% | 0% | 100% | 0% | 0% | 0% | 0% | 0% | 0% | 0% | 0% | 100% | 100.3% | 100.6% | 100.9% | 101.2% | 101.8% | 102.3% | 102.7% | Category
EC.14215 | Para 275 kV 50 MVar Reactor | ExAnte | Security/Compliance | Potential | [12 empty] | 2021 Plan 2021: 292810.1529; 2022 Plan 2022: 3094514.0579; 2023 Plan 2023: 1535183.756 | 4922507.9668 | 4922507.9668 | 5014694.3323 | 5014694.3323 | 1 | 2023 | 2022-10-19 | 2023 |  | 4432259.0866 | 1535183.756 | based upon competitive tender processes for similar projects | 0 | 0% | 0% | 0.99% | 0% | 0% | 0% | 0% | 0% | 0% | 79.7% | 0% | 13.31% | 0% | 0% | 5.009% | 0.66% | 0.33% | 0% | 0% | 0% | 100% | 100.3% | 100.6% | 100.9% | 101.2% | 101.8% | 102.3% | 102.7% | Category
EC.14216 | Blyth West 275 kV 50 Mvar Reactor | ExAnte | Security/Compliance | Potential | [12 empty] | 2019 Plan 2019: 41864.8086; 2020 Plan 2020: 1348898.885; 2021 Plan 2021: 3179956.354; 2022 Plan 2022: 144059.1707 | 4714779.2183 | 4714779.2183 | 4987429.7731 | 4747107.458 | 1.0506 | 2022 | 2021-05-21 | 2021 |  | 4408161.1891 | 144059.1707 | based upon competitive tender processes for similar projects | 3030390.7716 | 0% | 0% | 0.99% | 0% | 0% | 0% | 0% | 0% | 0% | 79.7% | 0% | 13.31% | 0% | 0% | 5.009% | 0.66% | 0.33% | 0% | 0% | 0% | 100% | 100.3% | 100.6% | 100.9% | 101.2% | 101.8% | 102.3% | 102.7% | Category
EC.11316F18 | SA Water Pump Stations Transformer Repla | ExAnte | Replacement | Active | [11 empty] | 31714256.3208 | 2018 Plan 2018: 7526150.3333 | 39240406.6541 | 39240406.6541 | 45293962.6173 | 40033263.0621 | 1.1314 | 2018 | 2018-11-16 | 2018 |  | 40033263.0621 | 7526150.3333 | derived directly from competitive tender processes | 55413255.6207 | 0% | 2.074% | 14.01% | 0% | 0.1173% | 0% | 0% | 0% | 0% | 32.34% | 3.909% | 15.87% | 1.153% | 0% | 21.74% | 4.681% | 4.105% | 0% | 0% | 0% | 100% | 100.3% | 100.7% | 101% | 101.4% | 102% | 102.6% | 103% | Category
EC.11890F18 | Unit Asset Replacements 2013-18 | ExAnte | Replacement | Active | [11 empty] | 7659944.34 | 2018 Plan 2018: 4411985.3973 | 12071929.7373 | 12071929.7373 | 13874943.5486 | 12263428.3458 | 1.1314 | 2018 | 2018-03-15 | 2018 |  | 12263428.3458 | 4411985.3973 | derived directly from competitive tender processes | 49095475 | 0% | 0% | 0% | 0% | 0% | 0% | 0% | 0% | 0% | 100% | 0% | 0% | 0% | 0% | 0% | 0% | 0% | 0% | 0% | 0% | 100% | 100.3% | 100.7% | 101% | 101.4% | 102% | 102.6% | 103% | Category
EC.11316F19 | SA Water Pump Stations Transformer Repla | ExAnte | Replacement | Active | [12 empty] | 2018 Plan 2018: 4070664.7007; 2019 Plan 2019: 4236037.772; 2020 Plan 2020: 142192.0648 | 8448894.5376 | 8448894.5376 | 9434501.8738 | 8547193.056 | 1.1038 | 2020 | 2018-11-16 | 2019 |  | 8338724.9327 | 142192.0648 | derived directly from competitive tender processes | 55413255.6207 | 0% | 2.074% | 14.01% | 0% | 0.1173% | 0% | 0% | 0% | 0% | 32.34% | 3.909% | 15.87% | 1.153% | 0% | 21.74% | 4.681% | 4.105% | 0% | 0% | 0% | 100% | 100.3% | 100.7% | 101% | 101.4% | 102% | 102.6% | 103% | Category
EC.11890F19 | Unit Asset Replacements 2013-18 | ExAnte | Replacement | Active | [12 empty] | 2019 Plan 2019: 311158.1055 | 311158.1055 | 311158.1055 | 343460.3279 | 311158.1055 | 1.1038 | 2019 | 2018-03-15 | 2019 |  | 303568.8834 | 311158.1055 | derived directly from competitive tender processes | 49095475 | 0% | 0% | 0% | 0% | 0% | 0% | 0% | 0% | 0% | 100% | 0% | 0% | 0% | 0% | 0% | 0% | 0% | 0% | 0% | 0% | 100% | 100.3% | 100.7% | 101% | 101.4% | 102% | 102.6% | 103% | Category
EC.14081F20 | Line Insulator Systems Refurbishment 201 | ExAnte | Refurbishment | Potential | [12 empty] | 2019 Plan 2019: 3688147.2073; 2020 Plan 2020: 6744668.9796 | 10432816.1869 | 10432816.1869 | 11334295.2228 | 10525019.8671 | 1.0769 | 2020 | 2023-02-21 | 2020 |  | 10017865.4297 | 6744668.9796 | based upon actual historical costs for similar projects | 0 | 0% | 0% | 0% | 0% | 0% | 0% | 0% | 0% | 0% | 0% | 0% | 0% | 0% | 0% | 0% | 0% | 0% | 0% | 0% | 100% | 100% | 100.3% | 100.6% | 100.9% | 101.2% | 101.7% | 102.2% | 102.6% | Project
EC.14081F21 | Line Insulator Systems Refurbishment 201 | ExAnte | Refurbishment | Potential | [12 empty] | 2020 Plan 2020: 7819432.6563; 2021 Plan 2021: 5303610.3439 | 13123043.0002 | 13123043.0002 | 13992779.3379 | 13318528.8166 | 1.0506 | 2021 | 2023-02-21 | 2021 |  | 12367578.0134 | 5303610.3439 | based upon actual historical costs for similar projects | 0 | 0% | 0% | 0% | 0% | 0% | 0% | 0% | 0% | 0% | 0% | 0% | 0% | 0% | 0% | 0% | 0% | 0% | 0% | 0% | 100% | 100% | 100.3% | 100.6% | 100.9% | 101.2% | 101.7% | 102.2% | 102.6% | Project
EC.14081F22 | Line Insulator Systems Refurbishment 201 | ExAnte | Refurbishment | Potential | [12 empty] | 2021 Plan 2021: 9449139.0902; 2022 Plan 2022: 9704541.825 | 19153680.9151 | 19153680.9151 | 19874657.1272 | 19389909.3924 | 1.025 | 2022 | 2023-02-21 | 2022 |  | 17566300.9166 | 9704541.825 | based upon actual historical costs for similar projects | 0 | 0% | 0% | 0% | 0% | 0% | 0% | 0% | 0% | 0% | 0% | 0% | 0% | 0% | 0% | 0% | 0% | 0% | 0% | 0% | 100% | 100% | 100.3% | 100.6% | 100.9% | 101.2% | 101.7% | 102.2% | 102.6% | Project
EC.14084F22 | Line Conductor and Earthwire Refurbishme | ExAnte | Refurbishment | Potential | [12 empty] | 2021 Plan 2021: 453472.554; 2022 Plan 2022: 5913770.0354 | 6367242.5894 | 6367242.5894 | 6538043.8883 | 6378579.4032 | 1.025 | 2022 | 2022-12-13 | 2022 |  | 5778678.1233 | 5913770.0354 | based upon actual historical costs for similar projects | 0 | 0% | 0% | 0% | 0% | 0% | 0% | 0% | 0% | 0% | 0% | 0% | 0% | 0% | 0% | 0% | 0% | 0% | 0% | 0% | 100% | 100% | 100.4% | 100.8% | 101.3% | 101.8% | 102.5% | 103.3% | 103.9% | Project
EC.14081F23 | Line Insulator Systems Refurbishment 201 | ExAnte | Refurbishment | Potential | [12 empty] | 2022 Plan 2022: 5506629.1253; 2023 Plan 2023: 12521121.0819 | 18027750.2072 | 18027750.2072 | 18165415.9353 | 18165415.9353 | 1 | 2023 | 2023-02-21 | 2023 |  | 16055580.7607 | 12521121.0819 | based upon actual historical costs for similar projects | 0 | 0% | 0% | 0% | 0% | 0% | 0% | 0% | 0% | 0% | 0% | 0% | 0% | 0% | 0% | 0% | 0% | 0% | 0% | 0% | 100% | 100% | 100.3% | 100.6% | 100.9% | 101.2% | 101.7% | 102.2% | 102.6% | Project
EC.14084F23 | Line Conductor and Earthwire Refurbishme | ExAnte | Refurbishment | Potential | [12 empty] | 2022 Plan 2022: 16399.3109; 2023 Plan 2023: 3712071.153 | 3728470.4639 | 3728470.4639 | 3728880.4467 | 3728880.4467 | 1 | 2023 | 2022-12-13 | 2023 |  | 3295786.9708 | 3712071.153 | based upon actual historical costs for similar projects | 0 | 0% | 0% | 0% | 0% | 0% | 0% | 0% | 0% | 0% | 0% | 0% | 0% | 0% | 0% | 0% | 0% | 0% | 0% | 0% | 100% | 100% | 100.4% | 100.8% | 101.3% | 101.8% | 102.5% | 103.3% | 103.9% | Project
EC.11816F18 | One IP Substation Network Stage 1 | ExAnte | Replacement | Active | [12 empty] | 2018 Plan 2018: 3432572.8232; 2019 Plan 2019: 70097.46 | 3502670.2833 | 3502670.2833 | 3961015.5636 | 3500960.5891 | 1.1314 | 2019 | 2017-05-08 | 2018 |  | 3500960.5891 | 70097.46 |  | 8237319.3732 | 0% | 11.75% | 52.64% | 34.13% | 0% | 0% | 0% | 0% | 0% | 0% | 0% | 0% | 0% | 0% | 1.481% | 0% | 0% | 0% | 0% | 0% | 100% | 100.3% | 100.7% | 101% | 101.4% | 102% | 102.6% | 103% | Category
EC.14198F19 | Substation Access Roads and Drainage Upg | ExAnte | Security/Compliance | Active | [12 empty] | 645411.9448 | 565119.6425 | 1671.7931 | 0 | 0 | 0 |  | 1212203.3805 | 1212203.3805 | 1355811.0596 | 1228297.9037 | 1.1038 |  | 2018-05-09 | 2019 |  | 1198339.4182 | 0 |  | 1860929.1815 | 0% | 0.5374% | 0% | 0% | 0% | 0% | 0% | 0% | 0% | 0% | 0% | 99.46% | 0% | 0% | 0% | 0% | 0% | 0% | 0% | 0% | 100% | 100.3% | 100.6% | 100.9% | 101.2% | 101.8% | 102.3% | 102.7% | Category
EC.14180F20 | Pimba Telecoms Bearer | ExAnte | Replacement | [13 empty] | 2018 Plan 2018: 0; 2019 Plan 2019: 0; 2020 Plan 2020: 292729.8467 | 292729.8467 | 292729.8467 | 315238.0276 | 292729.8467 | 1.0769 | 2020 | 2020-06-30 | 2020 |  | 278624.4823 | 292729.8467 |  | 1999024.1811 | 0% | 56.42% | 40.69% | 0% | 0% | 0% | 0% | 0% | 0% | 0% | 0% | 0% | 2.889% | 0% | 0% | 0% | 0% | 0% | 0% | 0% | 100% | 100.3% | 100.6% | 100.9% | 101.4% | 101.9% | 102.4% | 102.4% | Adjusted
EC.14180F21 | Pimba Telecoms Bearer | ExAnte | Replacement | [13 empty] | 2018 Plan 2018: 0; 2019 Plan 2019: 0; 2020 Plan 2020: 0; 2021 Plan 2021: 709545.3143 | 709545.3143 | 709545.3143 | 745466.0458 | 709545.3143 | 1.0506 | 2021 | 2021-06-30 | 2021 |  | 658883.3609 | 709545.3143 |  | 1999024.1811 | 0% | 56.42% | 40.69% | 0% | 0% | 0% | 0% | 0% | 0% | 0% | 0% | 0% | 2.889% | 0% | 0% | 0% | 0% | 0% | 0% | 0% | 100% | 100.3% | 100.6% | 100.9% | 101.4% | 101.9% | 102.4% | 102.4% | Adjusted
EC.14221F21 | Davenport - Pimba 132 kV line Low Span U | ExAnte | Refurbishment | [13 empty] | 2018 Plan 2018: 0; 2019 Plan 2019: 0; 2020 Plan 2020: 0; 2021 Plan 2021: 1060506.5441 | 1060506.5441 | 1060506.5441 | 1114194.6878 | 1060506.5441 | 1.0506 | 2021 | 2021-06-30 | 2021 |  | 984785.7521 | 1060506.5441 |  | 0 | 0% | 0% | 0% | 0% | 0% | 0% | 0% | 0% | 0% | 0% | 0% | 0% | 0% | 0% | 0% | 0% | 0% | 0% | 0% | 100% | 0% | 100.3% | 100.7% | 101.1% | 101.4% | 101.9% | 102.4% | 102.8% | Adjusted
EC.14221F22 | Davenport - Pimba 132 kV line Low Span U | ExAnte | Refurbishment | [13 empty] | 0 | 0 | 0 | 0 | 2088026.7401 | 2224.2624 |  | 2090251.0025 | 2090251.0025 | 2142451.671 | 2090196.7522 | 1.025 | 2023 | 2022-06-30 | 2022 |  | 1893615.0954 | 2224.2624 |  | 0 | 0% | 0% | 0% | 0% | 0% | 0% | 0% | 0% | 0% | 0% | 0% | 0% | 0% | 0% | 0% | 0% | 0% | 0% | 0% | 100% | 0% | 100.3% | 100.7% | 101.1% | 101.4% | 101.9% | 102.4% | 102.8% | Adjusted
EC.14218 | Spencer Gulf Crossing Bypass | ExAnte | Security/Compliance | Potential | [11 empty] | 2281.92 | 2018 Plan 2018: 2714578.5489; 2019 Plan 2019: 640122.909 | 3356983.3779 | 3356983.3779 | 3780518.7109 | 3341427.672 | 1.1314 | 2019 | 2018-06-05 | 2018 |  | 3341427.672 | 640122.909 | based upon actual historical costs for similar projects | 2682824.9984 | 0% | 0% | 0% | 0% | 0% | 0% | 0% | 0% | 0% | 0% | 0% | 0% | 0% | 0% | 1.118% | 98.88% | 0% | 0% | 0% | 0% | 100% | 100.3% | 100.6% | 100.9% | 101.2% | 101.8% | 102.3% | 102.7% | Category
EC.14055 | Torrens Island North Substation Tie Bus | ExAnte | Security/Compliance | Potential | [12 empty] | 2021 Plan 2021: 96399.2217; 2022 Plan 2022: 466188.0608; 2023 Plan 2023: 1046045.3112 | 1608632.5937 | 1608632.5937 | 1625167.5058 | 1625167.5058 | 1 | 2023 | 2023-03-06 | 2023 |  | 1436411.2681 | 1046045.3112 | based upon actual historical costs for similar projects | 762637.1101 | 0% | 0% | 0% | 0% | 0% | 0% | 0% | 0% | 0% | 41.99% | 0% | 31.76% | 3.029% | 0% | 16.3% | 0% | 6.92% | 0% | 0% | 0% | 100% | 100.3% | 100.6% | 100.9% | 101.2% | 101.8% | 102.3% | 102.7% | Category
EC.10643 | Line Ratings Tool | ExAnte | Augmentation | Active | [11 empty] | 267107.65 | 2018 Plan 2018: 361375.8637 | 628483.5137 | 628483.5137 | 718626.6037 | 635161.2049 | 1.1314 | 2018 | 2018-02-20 | Extra |  | 635161.2049 | 361375.8637 |  | 0 | 0% | 0% | 0% | 100% | 0% | 0% | 0% | 0% | 0% | 0% | 0% | 0% | 0% | 0% | 0% | 0% | 0% | 0% | 0% | 0% | 100% | 100.3% | 100.6% | 100.9% | 101.2% | 101.7% | 102.3% | 102.7% | Category
EC.14004 | Wind Risk Model Development | ExAnte | Security/Compliance | Active | [11 empty] | 72701.73 | 2018 Plan 2018: 1521958.2047 | 1594659.9347 | 1594659.9347 | 1806267.7302 | 1596477.4779 | 1.1314 | 2018 | 2018-05-08 | 2018 |  | 1596477.4779 | 1521958.2047 |  | 0 | 0% | 0% | 0% | 100% | 0% | 0% | 0% | 0% | 0% | 0% | 0% | 0% | 0% | 0% | 0% | 0% | 0% | 0% | 0% | 0% | 100% | 100.3% | 100.6% | 100.9% | 101.2% | 101.8% | 102.3% | 102.7% | Category
EC.14221 | Davenport - Pimba 132 kV line Low Span U | ExAnte | Refurbishment | Active | [11 empty] | 34115.02 | 2018 Plan 2018: 7994734.9321 | 8028849.9521 | 8028849.9521 | 9084871.7262 | 8230445.3983 | 1.1038 | 2018 | 2018-10-31 | 2019 |  | 8029702.8276 | 7994734.9321 |  | 0 | 0% | 0% | 0% | 0% | 0% | 0% | 0% | 0% | 0% | 0% | 0% | 0% | 0% | 0% | 0% | 0% | 0% | 0% | 0% | 100% | 100% | 100.3% | 100.7% | 101.1% | 101.4% | 101.9% | 102.4% | 102.8% | Adjusted
EC.14222 | Group Corporate Financial Model Replace. | ExAnte | Information Technology | Active | [11 empty] | 190856.07 | 2018 Plan 2018: 53819.6741 | 244675.7441 | 244675.7441 | 282226.5495 | 249447.1458 | 1.1314 | 2018 | 2017-12-04 | 2018 |  | 249447.1458 | 53819.6741 |  | 0 | 0% | 0% | 0% | 100% | 0% | 0% | 0% | 0% | 0% | 0% | 0% | 0% | 0% | 0% | 0% | 0% | 0% | 0% | 0% | 0% | 100% | 100.5% | 100.9% | 101.3% | 101.9% | 102.6% | 103.5% | 104.1% | Category
EC.14227 | F1919 & F1920 Tower Replacement | ExAnte | Replacement | Active | [11 empty] | 3906700 | [7 empty] | 3906700 | 3906700 | 4530574.2769 | 4004367.5 | 1.1314 | 2017 | 2017-06-29 | 2018 |  | 4004367.5 | 3906700 |  | 0 | 0% | 0% | 0% | 0% | 0% | 0% | 0% | 0% | 0% | 0% | 0% | 0% | 0% | 0% | 0% | 100% | 0% | 0% | 0% | 0% | 100% | 100.3% | 100.7% | 101% | 101.4% | 102% | 102.6% | 103% | Category
Projects with capitalisations in more than one year. These projects have been split to facilitate this.
[15 empty] | Includes NCIPAP | [42 empty] | Adjust labour esacalation for 2018-2023 project spend reallocations
|  |  | Project Category | [9 empty] | Project Category |  | Actual 2016 | Plan 2017 | Plan 2018 | Plan 2019 | Plan 2020 | Plan 2021 | Plan 2022 | Plan 2023 | [33 empty] | Old | EC.11645 | 622763.67 | 49035.16 | Nil | Nil | Nil | Nil |  | 100.3% | 100.6% | 101.1% | 101.5% | 102.1% | 102.8%
|  |  | Augmentation | [9 empty] | Augmentation |  | 36650442.99 | 14908778.47 | 21243098.6752 | 7628229.7397 | 2144803.5081 | 154169.1221 | 0 | 0 | [34 empty] | EC.11808 | 708.0904 | 50262.19 | 482403.6 | 11474.56 | Nil | Nil |  | 100.5% | 101% | 101.6% | 102.3% | 103.2% | 104.2%
|  |  | Connection | [9 empty] | Connection |  | 2709379.7 | 3793416.95 | 37196.5365 | 86866.3198 | 1318767.4648 | 5388971.4146 | 7057.273 | 0 | [34 empty] | EC.14120 | 4526528.69 | 1045591.29 | Nil | Nil | Nil | Nil |  | 100.3% | 100.7% | 101.1% | 101.6% | 102.1% | 102.8%
|  |  | Easements/Land | [9 empty] | Easements/Land |  | 4484695.74 | 7128801.69 | 1586201.3317 | 0 | 0 | 0 | 0 | 0 | [34 empty] | EC.14131 | 8225968.29 | 3841270.77 | 4059 | Nil | Nil | Nil |  | 100.3% | 100.7% | 101.1% | 101.6% | 102.1% | 102.8%
|  |  | Replacement | [9 empty] | Replacement |  | 74080413.98 | 75356559.24 | 65421842.4799 | 34867277.2396 | 36729844.6888 | 39719663.4757 | 45613130.2292 | 21607652.9267 | [34 empty] | EC.14180 | 2592119.357 | Nil | 289996.41 | 1746240.31 | 2049431.53 | 2171.2 |  | 100.3% | 100.6% | 100.9% | 101.4% | 101.9% | 102.4%
|  |  | Refurbishment | [9 empty] | Refurbishment |  | 24558707.41 | 19665950.3 | 16683025.9508 | 10256875.3269 | 40300997.9549 | 52904396.5607 | 47397219.0178 | 24691725.6082 | [34 empty] | EC.14221 | 7969000 | Nil | Nil | Nil | Nil | Nil |  | 100.3% | 100.7% | 101.1% | 101.6% | 102.3% | 102.9%
|  |  | Security/Compliance | [9 empty] | Security/Compliance |  | 12037717.62 | 11996533.16 | 38836548.9743 | 27853441.8169 | 13181687.2073 | 5298280.4618 | 3851869.8145 | 3355869.9089
|  |  | Inventory/Spares | [9 empty] | Inventory/Spares |  | 1767733.58 | 5172903.28 | 3564690.0634 | 2372450.3913 | 2437265.5401 | 2481290.3576 | 2546728.7216 | 2612414.5679 | [33 empty] | New | EC.11645 | 622763.67 | 49035.16 | 482404 | 11475 | Nil | Nil |  | 100.3% | 100.6% | 101.6% | 102.3% | 102.1% | 102.8%
|  |  | Information Technology | [9 empty] | Information Technology |  | 9867886.21 | 12243387.49 | 18477660.3519 | 14956247.1707 | 7942492.9406 | 9718184.4776 | 10351036.8569 | 7405269.5366 | [34 empty] | EC.11808 | 453335.07 | 0 | 0 | 0 | Nil | Nil |  | 100.3% | 101% | 101.6% | 102.3% | 103.2% | 104.2%
|  |  | Facilities | [9 empty] | Facilities |  | 873111.79 | 1528312.27 | 9548377.3032 | 1521128.4299 | 1215969.4564 | 1623332.8821 | 1246964.2668 | 749130.1998 | [34 empty] | EC.14120 | 4526528.69 | 1095853.29 | Nil | Nil | Nil | Nil |  | 100.3% | 1.0067 | 101.1% | 101.6% | 102.1% | 102.8%
|  |  | Total | [9 empty] | Total |  | 167030089.02 | 151794642.85 | 175398641.6669 | 99542516.4349 | 105271828.7609 | 117288288.7522 | 111014006.1799 | 60422062.7481 | [34 empty] | EC.14131 | 7773341.29 | 3841270.77 | 4059 | Nil | Nil | Nil |  | 100.3% | 100.7% | 101.1% | 101.6% | 102.1% | 102.8%
[57 empty] | EC.14180 | 2592119.357 | Nil | 289996.41 | 700000.31 | 0 | 0 |  | 100.3% | 100.6% | 100.9% | 101.4% | 101.9% | 102.4%
[57 empty] | EC.14221 | 7969000 | 0 | Nil | 1046240.31 | 2049431.53 | 2171.2 |  | 100.3% | 100.7% | 101.1% | 101.4% | 101.9% | 102.4%
Excludes NCIPAP | bar: Plan 2017 to Plan 2018
|  |  | Project Category | [9 empty] | Project Category |  | Actual 2016 | Plan 2017 | Plan 2018 | Plan 2019 | Plan 2020 | Plan 2021 | Plan 2022 | Plan 2023
|  | NCIPAP 2013-2018 | Augmentation | [9 empty] | Augmentation |  | 34075405.22 | 13292465.85 | 15366261.0432 | 7628229.7397 | 2144803.5081 | 154169.1221 | 0 | 0
|  |  | Connection | [9 empty] | Connection |  | 2709379.7 | 3793416.95 | 37196.5365 | 86866.3198 | 1318767.4648 | 5388971.4146 | 7057.273 | 0
|  |  | Easements/Land | [9 empty] | Easements/Land |  | 4484695.74 | 7128801.69 | 1586201.3317 | 0 | 0 | 0 | 0 | 0
|  |  | Replacement | [9 empty] | Replacement |  | 74080413.98 | 75356559.24 | 65421842.4799 | 34867277.2396 | 36729844.6888 | 39719663.4757 | 45613130.2292 | 21607652.9267
|  |  | Refurbishment | [9 empty] | Refurbishment |  | 24558707.41 | 19665950.3 | 16683025.9508 | 10256875.3269 | 40300997.9549 | 52904396.5607 | 47397219.0178 | 24691725.6082
|  |  | Security/Compliance | [9 empty] | Security/Compliance |  | 12037717.62 | 11996533.16 | 38836548.9743 | 27853441.8169 | 13181687.2073 | 5298280.4618 | 3851869.8145 | 3355869.9089
|  |  | Inventory/Spares | [9 empty] | Inventory/Spares |  | 1767733.58 | 5172903.28 | 3564690.0634 | 2372450.3913 | 2437265.5401 | 2481290.3576 | 2546728.7216 | 2612414.5679
|  |  | Information Technology | [9 empty] | Information Technology |  | 9867886.21 | 12243387.49 | 18477660.3519 | 14956247.1707 | 7942492.9406 | 9718184.4776 | 10351036.8569 | 7405269.5366
|  |  | Facilities | [9 empty] | Facilities |  | 873111.79 | 1528312.27 | 9548377.3032 | 1521128.4299 | 1215969.4564 | 1623332.8821 | 1246964.2668 | 749130.1998
|  |  | Total | [9 empty] | Total |  | 164455051.25 | 150178330.23 | 169521804.0349 | 99542516.4349 | 105271828.7609 | 117288288.7522 | 111014006.1799 | 60422062.7481
Note on A16: Robertson, Ian (ENet): cpi escalator 2015/16 to 2016/17
Note on AC25: Robertson, Ian (ENet): End year factor discounts the commissioned project capex from 2023 back to year of capitalisation
Note on AE25: Robertson, Ian (ENet): Asset in Service date (for capitalisation).
Note on AF25: Robertson, Ian (ENet): Pre 2017 projects with ongoing spend after Asset in Service capitalisation are included on "Commissioned Extra" worksheet.
Note on AK25: Robertson, Ian (ENet):If >$0, estimate comes from current Success Estimator projects
Note on R29: Robertson, Ian (ENet): Project cancelled
Note on AF29: Robertson, Ian (ENet): WIP W/off
Note on AF31: Robertson, Ian (ENet): WIP W/off
Note on R37: Robertson, Ian (ENet): Manual adjustment - cancelled project
Note on AF37: Robertson, Ian (ENet): WIP W/off
Note on AF39: Robertson, Ian (ENet): Transferred to EC.11630
Note on Q41: Robertson, Ian (ENet): Written off
Note on AF41: Robertson, Ian (ENet): WIP W/off
Note on AF43: Robertson, Ian (ENet): Transferred to EC.11386
Note on AF44: Robertson, Ian (ENet): RE Eyre Peninsula RIT-T
Note on AF52: Robertson, Ian (ENet): WIP W/off
Note on AF61: Robertson, Ian (ENet): Date not correct in Project Centre
Note on AF86: Robertson, Ian (ENet): WIP W/off
Note on AF137: Robertson, Ian (ENet): Transferred to EC.11516
Note on AF178: Robertson, Ian (ENet): WIP W/off
Note on AF225: Robertson, Ian (ENet): WIP W/off
Note on AF296: Robertson, Ian (ENet): WIP W/off
Note on AF311: Robertson, Ian (ENet): Assumed to be WIP at June 2023 - checkwith Laurie. Project on hold
Note on AF319: Robertson, Ian (ENet): RIT-T
Note on AF320: Robertson, Ian (ENet): RIT-T

## Incurred 2.5% cpi
[17 empty] | 18 | 19 | 20 | 21 | 22 | 23 | 24
[15 empty] | 6 | 7 | 8 | 9 | 10 | 11 | 12 | 13 | 14
Projects with capitalisations in more than one year
Estimate data for revenue proposal was forecast in February 2017 and applied 2.5% cpi annually from 2017/18 onwards. The revised revenue proposal continues to be based on that forecast. This
cpi built into initial estimate data | Note: Historic incurred spend data are not comprehensive. Annual historic spend is shown for projects which are active in financial years 2016 to 2023.
2.5% |  |  |  | Cum Cpi F17-F23 | [11 empty] | 100% | 102.5% | 105.1% | 107.7% | 110.4% | 113.1% | 116% | 118.9%
| Initial project forecast data assumes 2.5% cpi. This is amended to 2.13% on the "Incurred" worksheet |  |  |  | 133.2% | 130% | 124.7% | 121.7% | 118.2% | 114.5% | 112.7% | 109.9% | 106.8% | 105.4%
|  |  |  | Cumulative cpi to 2023 | 152.2% | 148.5% | 142.4% | 139% | 135.1% | 130.8% | 128.7% | 125.6% | 122% | 120.4% | 118.9% | 116% | 113.1% | 110.4% | 107.7% | 105.1% | 102.5% | 100% | 100%
|  |  |  | CPI from prior year | 102.9% | 102.5% | 104.3% | 102.4% | 102.9% | 103.3% | 101.6% | 102.5% | 102.9% | 101.3% | 101.3% | 102.5% | 102.5% | 102.5% | 102.5% | 102.5% | 102.5% | 102.5% | 102.5%
[5 empty] | 92201.14 | 6125285.84 | 7596615.71 | 9617371.67 | 39173732.09 | 126300658.34 | 95543994.11 | 156925832.93 | 97931219.61 | 111700820.64 | 167030089.02 | 151794642.85 | 174833957.5467 | 98901741.04 | 104253869.73 | 115728526.63 | 108990066.79 | 58920948.16 |  | Part capitalisation splits applied
|  |  |  | Fiscal year | 2006 | 2007 | 2008 | 2009 | 2010 | 2011 | 2012 | 2013 | 2014 | 2015 | 2016 | 2017 | 2018 | 2019 | 2020 | 2021 | 2022 | 2023 | 2024 | 2017 | 2018 | 2019 | 2020 | 2021 | 2022 | 2023
Project Definition | Title | BP Category | Project Category | Project Status | Actual 2006 | Actual 2007 | Actual 2008 | Actual 2009 | Actual 2010 | Actual 2011 | Actual 2012 | Actual 2013 | Actual 2014 | Actual 2015 | Actual 2016 | Actual 2017 | Plan 2018 | Plan 2019 | Plan 2020 | Plan 2021 | Plan 2022 | Plan 2023 | Plan 2024
EC.10161 | Adelaide Central Reinforcement | ExAnte | Augmentation | Active | 14438.5 | 5643382.17 | 6634694.54 | 7459380.96 | 20848276.83 | 100800022.72 | 32862274.5 | 2236198.14 | 394226.32 | 137031.3 | 283719.84 | 128207.2 | 2018 Plan 2018: 774718.04
EC.10344 | Heywood Interconnector Upgrade | ExAnte | Augmentation | Active | 0 | 0 | 0 | 0 | 0 | 0 | 798544.67 | 913779.99 | 1978728.67 | 5687410.89 | 23030612.23 | 3368344.82 | 1793509.63 | Nil | Nil | Nil | Nil | Nil | Nil
EC.10370 | Clare North New 132_33 kV Substation | ExAnte | Connection | Active | 14316.59 | 182203.75 | 485896.08 | 1703092.27 | 14056261.11 | 5216315.03 | 228703 | 282437.38 | -151764.68 | 247663.51 | 88534.74 | 492156.87 | 68203.54 | Nil | Nil | Nil | Nil | Nil | Nil
EC.10424 | Riverland Reinforcement Land and Easemen | ExAnte | Easements/Land | Deferred | 24174.52 | 1563.51 | 0 | 383.71 | 0 | 0 | 0 | 0 |  |  |  | Nil | -616364.04 | Nil | Nil | Nil | Nil | Nil | -0.04
EC.10503 | Waterloo Substation Replacement | ExAnte | Replacement | Active | 21868.92 | 297382.73 | 171231.17 | 64637.61 | 0 | 61467.84 | 2533646.94 | 25051794.89 | 12265063.91 | 816930.73 | 209044.69 | 49626.89 | Nil | Nil | Nil | Nil | Nil | Nil | Nil
EC.10505 | Millbrook Pump Station Replacement | ExAnte | Replacement | Cancelled | 5492.33 | 0 | 130.92 | 245.68 | 0 | 0 | 0 | 0 |  |  |  | -5868.93 | Nil | Nil | Nil | Nil | Nil | Nil | Nil
EC.10509 | Whyalla Terminal Substation Replac | ExAnte | Replacement | Active | 11910.28 | 753.68 | 110585 | 0 | 491172.67 | 2109341.8 | 13925378.63 | 20268858.55 | 4400650.94 | 1224600.41 | 922861.43 | 279428.7 | Nil | Nil | Nil | Nil | Nil | Nil | Nil
EC.10517 | South East CB Upgrade | ExAnte | Security/Compliance | Active | 0 | 0 | 0 | 0 | 0 | 0 | 0 | 0 | 131231.91 | 1187948.25 | 3564305.29 | 373136.57 | 15364.81 | Nil | Nil | Nil | Nil | Nil | Nil
EC.10615 | Ardrossan West 132kV Sub Rebuild 2x25MVA | ExAnte | Augmentation | Active | 0 | 0 | 38503 | 247149.1 | 673856.07 | 4689603.73 | 9839939.19 | 7572131.09 | 697035.34 | 230314.93 | 82087.88 | 27967.15 | Nil | Nil | Nil | Nil | Nil | Nil | Nil
EC.10703 | SVC Secondary Systems Replacement (Para) | ExAnte | Replacement | Active | 0 | 0 | 0 | 0 | 0 | 0 | 0 | 0 |  | 301176.65 | 12290961.53 | 8690257.06 | 433514.13 | Nil | Nil | Nil | Nil | Nil | Nil
EC.11101 | Cultana 275_132 kV Augmentation | ExAnte | Augmentation | Active | 0 | 0 | 77228 | 0 | 453453.13 | 1359903.97 | 14877728.73 | 37695811.99 | 11090338.27 | 1206213.96 | 1147486.3 | 989831.67 | 32567.9 | Nil | Nil | Nil | Nil | Nil | Nil
EC.11104 | Northern SA Region Voltage Support | Contingent - High | Augmentation | Active | 0 | 0 | 0 | 0 | 0 | 0 | 0 | 0 |  |  | 40538.91 | 73568.75 | -114107.66 | Nil | Nil | Nil | Nil | Nil | Nil
EC.11109 | TIPS 66kV Section Secondary Systems Upg. | ExAnte | Replacement | Closed | 0 | 0 | 18240 | 0 | 25691.19 | 263358.79 | 2199097.6 | 7683992.38 | 1100087.3 | 214079.04 | 16232.07 | Nil | Nil | Nil | Nil | Nil | Nil | Nil | Nil
EC.11110 | CLSD Eyre Peninsula Land & Easement Acqu | ExAnte | Easements/Land | Closed | 0 | 0 | 0 | 0 | 4826.04 | 101717.9 | 9808.48 | 0 |  |  |  | -116945.18 | Nil | Nil | Nil | Nil | Nil | Nil | Nil
EC.11112 | [CLSD] Para-PGW-TIPS Telecoms Bearer | ExAnte | Replacement | Closed | 0 | 0 | 0 | 34867.48 | 298117.36 | 814094.62 | 2193174.18 | 50167.8 | -74756.86 |  | 273.05 | Nil | Nil | Nil | Nil | Nil | Nil | Nil | Nil
EC.11132 | Fleurieu Peninsula Reinforcement Land an | ExAnte | Easements/Land | Deferred | 0 | 0 | 0 | 0 | 15015.66 | 326471.92 | 138665.05 | 85507.51 | 174722.74 | 15657.66 |  | -756040.54 | Nil | Nil | Nil | Nil | Nil | Nil | Nil
EC.11134 | Integrated Budgeting & Forecasting | ExAnte | Information Technology | Deferred | 0 | 0 | 0 | 0 | 0 | 164575.43 | 240508.19 | 117943.46 |  | 39373.82 |  | Nil | 593590.44 | Nil | Nil | Nil | Nil | Nil | Nil
EC.11139 | Business Process Improvement - Stage 1 | ExAnte | Information Technology | Closed | 0 | 0 | 0 | 0 | 0 | 254962.77 | 0 | 0 |  |  | -234949.04 | Nil | Nil | Nil | Nil | Nil | Nil | Nil | Nil
EC.11201 | Eyre Peninsula Reinforcement | Contingent - Other | Augmentation | Listed | 0 | 0 | 0 | 0 | 0 | 0 | 1413756.58 | 871332.2 | 45.45 |  |  | Nil | Nil | Not listed | Not listed | Not listed | Not listed | Not listed | Not listed
EC.11208 | Parafield Gardens West CB Complete Mesh | ExAnte | Security/Compliance | Closed | 0 | 0 | 5915 | 0 | 5170.29 | 166130.55 | 291183.75 | 2416906.69 | 116388.69 |  | -15090 | Nil | Nil | Nil | Nil | Nil | Nil | Nil | Nil
EC.11209 | Munno Para New 275_66 kV Connection Poin | ExAnte | Connection | Closed | 0 | 0 | 0 | 0 | 0 | 459297.58 | 1236085.37 | 4746280.52 | 7405961.06 | 18429504.32 | 37006.38 | 193768.15 | Nil | Nil | Nil | Nil | Nil | Nil | Nil
EC.11216 | South East Dual Path Telecommunications | ExAnte | Security/Compliance | Closed | 0 | 0 | 0 | 107614.86 | 2026660.21 | 5821932.95 | 5526002.01 | 580408.01 | 546782.29 | 3550.71 | 148.43 | Nil | Nil | Nil | Nil | Nil | Nil | Nil | Nil
EC.11217 | Asset Data Capture | ExAnte | Information Technology | Closed | 0 | 0 | 0 | 0 | 238513.45 | 135131.38 | 94858.79 | 95193.71 | 182971.82 | 320398.09 | 344966.82 | 384962.43 | 7195.9 | Nil | Nil | Nil | Nil | Nil | Nil
EC.11218 | Network Configuration Management System | ExAnte | Replacement | Active | 0 | 0 | 0 | 0 | 0 | 2703.28 | 236981.66 | 1081055.72 | 635020.11 | 650420.4 | 373843.75 | 716673.3 | 357.61 | Nil | Nil | Nil | Nil | Nil | Nil
EC.11220 | Integrated Information Environment | ExAnte | Information Technology | Closed | 0 | 0 | 0 | 0 | 7039.44 | 10890.38 | 223367.44 | 1308235.09 | 493502.02 | 45049.86 |  | Nil | Nil | Nil | Nil | Nil | Nil | Nil | Nil
EC.11234 | Drawing Management System Tech Upgrade 1 | ExAnte | Information Technology | Closed | 0 | 0 | 0 | 0 | 0 | 0 | 12682.87 | 240717.04 | 542699.27 | 366767.58 | 313547.76 | Nil | Nil | Nil | Nil | Nil | Nil | Nil | Nil
EC.11236 | IEC 61850 Training & Development Facilit | ExAnte | Security/Compliance | Cancelled | 0 | 0 | 0 | 0 | 0 | 35526.65 | 197493.65 | 331133.13 | 501644.35 | 142192.95 | 30379.49 | -1238370.22 | Nil | Nil | Nil | Nil | Nil | Nil | Nil
EC.11239 | CLSD SAEs for 2013-2018 Capital Projects | ExAnte | Augmentation | Closed | 0 | 0 | 0 | 0 | 0 | 2774905.31 | 380743.78 | 172163.75 | -633552.69 | 50000 | -2260000 | -370000 | Nil | Nil | Nil | Nil | Nil | Nil | Nil
EC.11242 | Aerial Services Implementation | ExAnte | Security/Compliance | Active | 0 | 0 | 0 | 0 | 0 | 0 | 54051.36 | 71052.52 | 18775.68 | 45776.79 | 108256.04 | 305955.33 | 1117206.35 | Nil | Nil | Nil | Nil | Nil | Nil
EC.11302 | Para 275Kv Secondary Systems & Minor Pri | ExAnte | Replacement | Active | 0 | 0 | 54192 | 0 | 29678.64 | 732303.74 | 3901923.03 | 19554374.67 | 14103021.54 | 8009727.38 | 3145956.1 | 179069.77 | 8291.94 | Nil | Nil | Nil | Nil | Nil | Nil
EC.11316 | SA Water Pump Stations Transformer Repla | ExAnte | Replacement | Active | 0 | 0 | 0 | 0 | 0 | 0 | 406723.76 | 1683133.11 | 9006445.47 | 13834207.35 | 31162866.48 | -3055961.9308 | Nil | Nil | Nil | Nil | Nil | Nil | Nil | -10.66% | 0 | 0 | 0 | 0 | 0 | 0
EC.11330 | Alstom EMS Upgrade Stage 2 | ExAnte | Replacement | Closed | 0 | 0 | 0 | 0 | 0 | 0 | 0 | 20153.74 | 372949.98 | 731802.21 | 494183.48 | 20020.94 | Nil | Nil | Nil | Nil | Nil | Nil | Nil
EC.11379 | Energy Management System Functional Enha | ExAnte | Information Technology | Active | 0 | 0 | 0 | 0 | 0 | 0 | 0 | 0 |  |  | 65315.69 | 436260.06 | 3731431.159 | 4477012.74 | Nil | Nil | Nil | Nil | Nil
EC.11380 | Yadnarie Reactor Replacement | ExAnte | Replacement | Closed | 0 | 0 | 0 | 0 | 0 | 0 | 281060.9 | 3275383.8 | 213568.72 | 52025.41 | 41.02 | Nil | Nil | Nil | Nil | Nil | Nil | Nil | Nil
EC.11383 | Mt Barker South Triple Circuit Easement | ExAnte | Easements/Land | Active | 0 | 0 | 0 | 0 | 0 | 0 | 0 | 16390.89 | 28511.75 | 3753770.75 | 162824.4 | 1305116.01 | 5139.3 | Nil | Nil | Nil | Nil | Nil | Nil
EC.11384 | Security and Video System Consolidation | ExAnte | Security/Compliance | Deferred | 0 | 0 | 0 | 0 | 0 | 0 | 0 | 151954.94 | 90876.98 | 209796.12 | 43076.15 | 6537.94 | 54144.99 | Nil | Nil | Nil | Nil | Nil | Nil
EC.11386 | Business Process Improvement - Stage 2 | ExAnte | Information Technology | Closed | 0 | 0 | 0 | 0 | 0 | 0 | 437943.42 | 502383.83 | 301873.52 | 193602.4 | 253939.57 | Nil | Nil | Nil | Nil | Nil | Nil | Nil | Nil
EC.11390 | Tailem Bend 132kV Reactive Power Support | ExAnte | Augmentation | Deferred | 0 | 0 | 0 | 0 | 0 | 0 | 72170.82 | 445253.12 | 19278.75 | -92939.59 | -445452.24 | 1689.14 | -1688.93 | 0.12 | 0.12 | 0.12 | 0.12 | 0.12 | 0.12
EC.11398 | People Management System | ExAnte | Information Technology | Closed | 0 | 0 | 0 | 0 | 0 | 0 | 0 | 168164.17 | 572811.38 | 294210.18 | 281930.38 | 4171.92 | Nil | Nil | Nil | Nil | Nil | Nil | Nil
EC.11399 | Risk Management System | ExAnte | Information Technology | Closed | 0 | 0 | 0 | 0 | 0 | 0 | 0 | 4774.95 | 5096.98 | 10581.42 | 31114.43 | 3969.64 | Nil | Nil | Nil | Nil | Nil | Nil | Nil
EC.11426 | NCIPAP 4 W'oo East to Rob'town 132kv Upr | NCIPAP 2013-2018 | Augmentation | Active | 0 | 0 | 0 | 0 | 0 | 0 | 0 | 0 |  |  |  | 103637.5 | 846960.62 | Nil | Nil | Nil | Nil | Nil | Nil
EC.11434 | Enterprise Capture of IED Data | ExAnte | Information Technology | Active | 0 | 0 | 0 | 0 | 0 | 0 | 2779.78 | 92423.92 | 103824.38 | 270251.33 | 892352.87 | 340965.75 | 673401.39 | Nil | Nil | Nil | Nil | Nil | Nil
EC.11435 | Outage Optimisation Improvements | ExAnte | Information Technology | Active | 0 | 0 | 0 | 0 | 0 | 0 | 19050.56 | 39889.45 | 210929.43 | 210134.06 | 37989.52 | 76830.36 | 214092.86 | Nil | Nil | Nil | Nil | Nil | Nil
EC.11437 | BUCC Hardware Replacement | ExAnte | Replacement | Closed | 0 | 0 | 0 | 0 | 0 | 0 | 0 | 0 | 66382.09 | 22057.79 | 61400.09 | Nil | Nil | Nil | Nil | Nil | Nil | Nil | Nil
EC.11439 | 300 Pirie St Emergency Supplies 2013-14 | ExAnte | Facilities | Closed | 0 | 0 | 0 | 0 | 0 | 0 | 0 | 0 | 29137.83 | 9379.84 | 1413.72 | Nil | Nil | Nil | Nil | Nil | Nil | Nil | Nil
EC.11441 | Para-Brinkworth-Davenport Hazard Mitiga | ExAnte | Refurbishment | Active | 0 | 0 | 0 | 0 | 0 | 0 | 0 | 0 | 754528.64 | 2820453.82 | 17958100.21 | 18595733.14 | 8300430.47 | 23625.19 | Nil | Nil | Nil | Nil | Nil
EC.11444 | Penola West to South East Line Refurb | ExAnte | Refurbishment | Active | 0 | 0 | 0 | 0 | 0 | 0 | 0 | 0 | 81635.7 | 859178.68 | 876093.75 | 132655.29 | 81780.42 | Nil | Nil | Nil | Nil | Nil | Nil
EC.11445 | Tailem Bend to Keith #2 Line Refurb | ExAnte | Refurbishment | Active | 0 | 0 | 0 | 0 | 0 | 0 | 0 | 0 | 63183.77 | 543156.64 | 4514330.08 | 96723.91 | 179575.4 | Nil | Nil | Nil | Nil | Nil | Nil
EC.11446 | Brinkworth to Mintaro Line Refurbishment | ExAnte | Refurbishment | Active | 0 | 0 | 0 | 0 | 0 | 0 | 0 | 0 | 469016.36 | 4049141.35 | 1166785.49 | 805076.99 | 97160.62 | Nil | Nil | Nil | Nil | Nil | Nil
EC.11447 | Magill to Happy Valley Line Reinsulation | ExAnte | Refurbishment | Active | 0 | 0 | 0 | 0 | 0 | 0 | 0 | 0 | 673197.8 | 1777892.24 | 43397.88 | 1645.95 | 1376.63 | Nil | Nil | Nil | Nil | Nil | Nil
EC.11449 | (CLSD) Switching Manual Rewrite | ExAnte | Security/Compliance | Closed | 0 | 0 | 0 | 0 | 0 | 0 | 0 | 17934.27 | 179945.41 | 428936.92 | 339799.41 | Nil | Nil | Nil | Nil | Nil | Nil | Nil | Nil
EC.11451 | BUCC Project Back Up Control Centre Upgr | ExAnte | Facilities | Closed | 0 | 0 | 0 | 0 | 0 | 0 | 0 | 52860.86 | 384185.78 |  | -987.77 | Nil | Nil | Nil | Nil | Nil | Nil | Nil | Nil
EC.11452 | Project Delivery Optimisation | ExAnte | Augmentation | Active | 0 | 0 | 0 | 0 | 0 | 0 | 0 | 0 | 2977.51 | 5378.36 | 405032.26 | 1351025.26 | 624423.89 | Nil | Nil | Nil | Nil | Nil | Nil
EC.11454 | Safety in Design Processes | ExAnte | Security/Compliance | Closed | 0 | 0 | 0 | 0 | 0 | 0 | 0 | 0 | 89188.45 |  |  | Nil | Nil | Nil | Nil | Nil | Nil | Nil | Nil
EC.11461 | Cultana to Stony Point Land and Easement | ExAnte | Easements/Land | Active | 0 | 0 | 0 | 0 | 0 | 0 | 0 | 134351.37 | 188691.28 | 163346.25 | 275845.47 | 13965.75 | Nil | Nil | Nil | Nil | Nil | Nil | Nil
EC.11463 | Emergency Unit Asset Replacement 2013-18 | ExAnte | Replacement | Active | 0 | 0 | 0 | 0 | 0 | 0 | 0 | 0 | 277734.34 | 220787.11 | 827665.65 | 867407.92 | 628618.21 | 21538.46 | Nil | Nil | Nil | Nil | Nil
EC.11470 | IT Hardware 1 | ExAnte | Information Technology | Closed | 0 | 0 | 0 | 0 | 0 | 0 | 0 | 607819.53 | 265317.2 | 140277.35 | 6212.29 | Nil | Nil | Nil | Nil | Nil | Nil | Nil | Nil
EC.11471 | IT Software 1 | ExAnte | Information Technology | Closed | 0 | 0 | 0 | 0 | 0 | 0 | 0 | 1444350.77 | 1072130.25 | 98304.17 | 51373.36 | Nil | Nil | Nil | Nil | Nil | Nil | Nil | Nil
EC.11504 | [CLSD]-Neuroodla Substation Replacement | ExAnte | Replacement | Closed | 0 | 0 | 0 | 0 | 0 | 0 | 9558.66 | 393759.8 | 643443.42 | 5618545.52 | 984885.6 | Nil | Nil | Nil | Nil | Nil | Nil | Nil | Nil
EC.11505 | [CLSD]-Mt Gunson Substation Replacement | ExAnte | Replacement | Closed | 0 | 0 | 0 | 0 | 0 | 0 | 10681.96 | 297096.37 | 617142.08 | 5327208.32 | 582613.27 | Nil | Nil | Nil | Nil | Nil | Nil | Nil | Nil
EC.11509 | Bungama Second 275_132kV Transformer | ExAnte | Augmentation | Deferred | 0 | 0 | 0 | 0 | 0 | 0 | 203825.27 | 133765.42 |  |  |  | -337590.69 | Nil | Nil | Nil | Nil | Nil | Nil | Nil
EC.11513 | Business Reporting | ExAnte | Information Technology | Closed | 0 | 0 | 0 | 0 | 0 | 0 | 0 | 124347.76 | 154643.18 | 482919.11 | 18252.33 | 2.44 | Nil | Nil | Nil | Nil | Nil | Nil | Nil
EC.11516 | Asset Managment Optimisation | ExAnte | Information Technology | Active | 0 | 0 | 0 | 0 | 0 | 0 | 0 | 0 |  |  |  | 621294.22 | 2112953.503 | 2818332.08 | Nil | Nil | Nil | Nil | Nil
EC.11523 | IT Systems Management | ExAnte | Information Technology | Closed | 0 | 0 | 0 | 0 | 0 | 0 | 0 | 0 |  | 13918.48 | 356943.46 | 69180.3 | Nil | Nil | Nil | Nil | Nil | Nil | Nil
EC.11526 | Teleco Network Management Systems Upgrad | ExAnte | Replacement | Active | 0 | 0 | 0 | 0 | 0 | 0 | 0 | 0 |  | 111136.3 | 245766.33 | 683150.95 | 275411.82 | Nil | Nil | Nil | Nil | Nil | Nil
EC.11528 | South East Backbone Telecoms Stage 2 | ExAnte | Augmentation | Active | 0 | 0 | 0 | 0 | 0 | 0 | 481337.1 | 7208668.15 | 2012389.33 | -27559.39 | 52963.79 | Nil | Nil | Nil | Nil | Nil | Nil | Nil | Nil
EC.11533 | Business Intelligence Upgrade 1 | ExAnte | Information Technology | Active | 0 | 0 | 0 | 0 | 0 | 0 | 0 | 0 |  | 43121.87 | 139423.98 | 354887.15 | 53611.23 | Nil | Nil | Nil | Nil | Nil | Nil
EC.11543 | Magill Telecomms Bearer | ExAnte | Augmentation | Active | 0 | 0 | 0 | 0 | 0 | 0 | 15705.17 | 3381662.43 | 7363569.12 | 612351.55 | 83757.44 | 271.25 | Nil | Nil | Nil | Nil | Nil | Nil | Nil
EC.11549 | Switching System Writer Application | ExAnte | Replacement | Closed | 0 | 0 | 0 | 0 | 0 | 0 | 0 | 0 | 129826.86 | 70181.26 | -50000 | Nil | Nil | Nil | Nil | Nil | Nil | Nil | Nil
EC.11551 | Control Room Asset Replacement | ExAnte | Replacement | Potential | 0 | 0 | 0 | 0 | 0 | 0 | 0 | 0 |  |  |  | Nil | Nil | 153616.09 | 246434.98 | Nil | Nil | Nil | Nil
EC.11553 | South East Substation to Heywood Telecom | ExAnte | Replacement | Active | 0 | 0 | 0 | 0 | 0 | 0 | 22293.77 | 2206.45 |  | 24922.94 | 1557029.81 | 1893126.4 | 76596.05 | Nil | Nil | Nil | Nil | Nil | Nil
EC.11558 | Electrical 300 Pirie Street 2014-15 | ExAnte | Facilities | Closed | 0 | 0 | 0 | 0 | 0 | 0 | 0 | 0 |  | 15748.67 | -2762.64 | Nil | Nil | Nil | Nil | Nil | Nil | Nil | Nil
EC.11559 | Vehicle Purchases 2014-15 | ExAnte | Facilities | Closed | 0 | 0 | 0 | 0 | 0 | 0 | 0 | 0 |  | 118677.6 | 36888.41 | 6470.75 | Nil | Nil | Nil | Nil | Nil | Nil | Nil
EC.11560 | Magill - East Terrace Cable Pit Construc | ExAnte | Replacement | Active | 0 | 0 | 0 | 0 | 0 | 0 | 0 | 0 |  | 329673.95 | 170681.92 | 469435.6 | 682972.21 | 27278.95 | Nil | Nil | Nil | Nil | Nil
EC.11562 | Transmission Line Inspection Data Analys | ExAnte | Information Technology | Potential | 0 | 0 | 0 | 0 | 0 | 0 | 0 | 0 |  |  |  | Nil | 138005.93 | 604534.41 | 613501.81 | Nil | Nil | Nil | Nil
EC.11566 | Integrated Project and Resource Model | ExAnte | Information Technology | Active | 0 | 0 | 0 | 0 | 0 | 0 | 0 | 0 |  | 25072.28 | 355103.46 | 95565.09 | 9100.81 | Nil | Nil | Nil | Nil | Nil | Nil
EC.11567 | Accounts Payable Optimisation | ExAnte | Information Technology | Closed | 0 | 0 | 0 | 0 | 0 | 0 | 0 | 0 |  | 168079.52 | 507544.2 | 145338.8 | Nil | Nil | Nil | Nil | Nil | Nil | Nil
EC.11575 | Substation Operational Data Network Repl | ExAnte | Replacement | Active | 0 | 0 | 0 | 0 | 0 | 0 | 0 | 0 |  |  | 28007.03 | 695453.93 | 2153163.7 | 912042.87 | Nil | Nil | Nil | Nil | Nil
EC.11576 | PSS_E Computing Power Increase | ExAnte | Information Technology | Closed | 0 | 0 | 0 | 0 | 0 | 0 | 0 | 0 |  | 5520.76 | 41285.66 | Nil | Nil | Nil | Nil | Nil | Nil | Nil | Nil
EC.11581 | Furniture and Building Upgrades 2014-15 | ExAnte | Facilities | Closed | 0 | 0 | 0 | 0 | 0 | 0 | 0 | 0 |  | 180219.19 | -15569.69 | Nil | Nil | Nil | Nil | Nil | Nil | Nil | Nil
EC.11594 | Inventory Purchases 2014-15 | ExAnte | Inventory/Spares | Closed | 0 | 0 | 0 | 0 | 0 | 0 | 0 | 0 |  | 1991085.2 |  | -16.18 | Nil | Nil | Nil | Nil | Nil | Nil | Nil
EC.11602 | Tailem Bend Substation Upgrade | ExAnte | Security/Compliance | Active | 0 | 0 | 0 | 0 | 0 | 0 | 0 | 0 | 73819.26 | 1176181.29 | 5432407.6 | 1522285.4 | 737404.32 | 75390.74 | Nil | Nil | Nil | Nil | Nil
EC.11606 | IT Storage Computer Hardware Refurb19-20 | ExAnte | Information Technology | Potential | 0 | 0 | 0 | 0 | 0 | 0 | 0 | 0 |  |  |  | Nil | Nil | 744066.42 | 956119.15 | Nil | Nil | Nil | Nil
EC.11610 | LAN Corporate Refresh 17-18 | ExAnte | Information Technology | Active | 0 | 0 | 0 | 0 | 0 | 0 | 0 | 0 | 58928.5 | 11460.27 | -37171.56 | 937145.45 | 233145.55 | Nil | Nil | Nil | Nil | Nil | Nil
EC.11615 | Asset Design Manuals (ADM) Major Rewrite | ExAnte | Augmentation | Active | 0 | 0 | 0 | 0 | 0 | 0 | 0 | 0 |  | 9013.5 | 404991.72 | 1644815.36 | 1577460.948 | 12987.87 | Nil | Nil | Nil | Nil | Nil
EC.11618 | Carpet - Keswick 2014-15 | ExAnte | Facilities | Closed | 0 | 0 | 0 | 0 | 0 | 0 | 0 | 0 |  | 188173.23 | 12484.04 | -2221.56 | Nil | Nil | Nil | Nil | Nil | Nil | Nil
EC.11619 | Fire Protection 300 Pirie 2015-16 | ExAnte | Facilities | Active | 0 | 0 | 0 | 0 | 0 | 0 | 0 | 0 |  |  | 5363.33 | 19460.88 | Nil | Nil | Nil | Nil | Nil | Nil | Nil
EC.11623 | Robertstown Telecoms Bearer | ExAnte | Replacement | Active | 0 | 0 | 0 | 0 | 0 | 0 | 0 | 0 |  | 185599.88 | 57958.92 | 272461.01 | 1859024.64 | 5845519.16 | 20619.01 | Nil | Nil | Nil | Nil
EC.11624 | Mid North OPGW Bearer | ExAnte | Augmentation | Active | 0 | 0 | 0 | 0 | 0 | 0 | 0 | 0 |  | 213853.45 | 6982366.74 | 352979.84 | 566068.5 | 5497092 | 141141.39 | Nil | Nil | Nil | Nil
EC.11630 | Eyre Peninsula Reinforcement Land and Ea | ExAnte | Easements/Land | Active | 0 | 0 | 0 | 0 | 0 | 0 | 25275.63 | 1818104.54 | 1336997.84 | 1345162.35 | 467414.19 | 5959798.77 | 1084223.23 | Nil | Nil | Nil | Nil | Nil | Nil
EC.11645 | Reactive Plant Control Scheme | ExAnte | Augmentation | Active | 0 | 0 | 0 | 0 | 0 | 0 | 0 | 0 | 5538.17 | 366.94 | 59297.46 | 254711.33 | 622763.67 | 49035.16 | 482404 | 11475 | Nil | Nil | Nil
EC.11646 | Eyre Peninsula & Upper NorthVoltage | ExAnte | Security/Compliance | Active | 0 | 0 | 0 | 0 | 0 | 0 | 0 | 0 | 68794.92 | -68794.92 | 41663.27 | 90058.53 | 905959.05 | 151502.29 | Nil | Nil | Nil | Nil | Nil
EC.11648 | UPS & Battery Bank - BUCC 2015-16 | ExAnte | Facilities | Active | 0 | 0 | 0 | 0 | 0 | 0 | 0 | 0 |  |  | 26995.38 | 10361.02 | Nil | Nil | Nil | Nil | Nil | Nil | Nil
EC.11649 | CLSD-Mechanical 300 Pirie Street 2015-16 | ExAnte | Facilities | Closed | 0 | 0 | 0 | 0 | 0 | 0 | 0 | 0 |  |  | 76855.67 | 160.64 | Nil | Nil | Nil | Nil | Nil | Nil | Nil
EC.11650 | Electrical 300 Pirie Street 2015-16 | ExAnte | Facilities | Active | 0 | 0 | 0 | 0 | 0 | 0 | 0 | 0 |  |  | 52854.23 | 119018.32 | Nil | Nil | Nil | Nil | Nil | Nil | Nil
EC.11652 | CLSD-Vehicle Purchases 2015-16 | ExAnte | Facilities | Closed | 0 | 0 | 0 | 0 | 0 | 0 | 0 | 0 |  |  | 152850.15 | 1448.55 | Nil | Nil | Nil | Nil | Nil | Nil | Nil
EC.11656 | Vegetation Management Analysis Tools | ExAnte | Security/Compliance | Active | 0 | 0 | 0 | 0 | 0 | 0 | 0 | 0 |  |  | 15509.49 | 200798.96 | 293092.66 | Nil | Nil | Nil | Nil | Nil | Nil
EC.11659 | Substation and Telecommunication Buildin | ExAnte | Security/Compliance | Active | 0 | 0 | 0 | 0 | 0 | 0 | 0 | 0 |  | 34784.73 | 558714.83 | 1619551.99 | 217555.03 | Nil | Nil | Nil | Nil | Nil | Nil
EC.11660 | Substation Battery Charger Replacement | ExAnte | Replacement | Active | 0 | 0 | 0 | 0 | 0 | 0 | 0 | 0 |  | 9136.58 | 71459.93 | 546308.9 | 139833.53 | Nil | Nil | Nil | Nil | Nil | Nil
EC.11661 | Substation Computer Based Local Control | ExAnte | Replacement | Potential | 0 | 0 | 0 | 0 | 0 | 0 | 0 | 0 |  |  |  | Nil | Nil | 1080778.84 | 2040077.85 | 6569.78 | Nil | Nil | Nil
EC.11662 | Tower Fall Arrestor Replacement and Audi | ExAnte | Replacement | Deferred | 0 | 0 | 0 | 0 | 0 | 0 | 0 | 0 |  | 74100.3 | 93952.53 | Nil | 23569.94 | 99136.93 | Nil | Nil | Nil | Nil | Nil
EC.11670 | IT Hardware 2 | ExAnte | Information Technology | Active | 0 | 0 | 0 | 0 | 0 | 0 | 0 | 0 |  | 1132106.48 | 1936776 | 692825.16 | Nil | Nil | Nil | Nil | Nil | Nil | Nil
EC.11671 | IT Software 2 | ExAnte | Information Technology | Active | 0 | 0 | 0 | 0 | 0 | 0 | 0 | 0 | 2789.9 | 1200719.51 | 975419.31 | 406569.87 | Nil | Nil | Nil | Nil | Nil | Nil | Nil
EC.11672 | IT Security 2 | ExAnte | Information Technology | Active | 0 | 0 | 0 | 0 | 0 | 0 | 0 | 0 |  | 105135.8 | 1736547.31 | 354965.81 | 37919.65 | Nil | Nil | Nil | Nil | Nil | Nil
EC.11673 | IT OCS Software 2 | ExAnte | Information Technology | Active | 0 | 0 | 0 | 0 | 0 | 0 | 0 | 0 |  | 376301.33 | 891785.15 | 475188.83 | 15404.34 | Nil | Nil | Nil | Nil | Nil | Nil
EC.11681 | CLSC-Furniture and Building Upgr 2015-16 | ExAnte | Facilities | Closed | 0 | 0 | 0 | 0 | 0 | 0 | 0 | 0 |  |  | 276166.64 | Nil | Nil | Nil | Nil | Nil | Nil | Nil | Nil
EC.11694 | Inventory Purchases 2015-16 | ExAnte | Inventory/Spares | Closed | 0 | 0 | 0 | 0 | 0 | 0 | 0 | 0 |  |  | 1433079.98 | 295783.41 | Nil | Nil | Nil | Nil | Nil | Nil | Nil
EC.11709 | (CLSD)Yadnarie - Port Lincoln Backbone | ExAnte | Replacement | Closed | 0 | 0 | 0 | 0 | 0 | 0 | 23847.37 | 215992.62 | 3121327.19 | 1677702.37 | 123214.48 | Nil | Nil | Nil | Nil | Nil | Nil | Nil | Nil
EC.11712 | Engineering Systems Functional Upgrade | ExAnte | Augmentation | Deferred | 0 | 0 | 0 | 0 | 0 | 0 | 0 | 0 |  | 189979.94 | 69611.05 | Nil | 329199.02 | 438705.14 | Nil | Nil | Nil | Nil | Nil
EC.11717 | CLSD-UPS Battery Bank No1 -300 Pirie St | ExAnte | Facilities | Closed | 0 | 0 | 0 | 0 | 0 | 0 | 0 | 0 |  |  | 83668.19 | Nil | Nil | Nil | Nil | Nil | Nil | Nil | Nil
EC.11731 | Vehicle Purchases 2016-17 | ExAnte | Facilities | Active | 0 | 0 | 0 | 0 | 0 | 0 | 0 | 0 |  |  |  | 258600.87 | Nil | Nil | Nil | Nil | Nil | Nil | Nil
EC.11732 | Outage Management Functional Upgrade 1 | ExAnte | Augmentation | Closed | 0 | 0 | 0 | 0 | 0 | 0 | 0 | 0 |  |  |  | Nil | Nil | Nil | Nil | Nil | Nil | Nil | Nil
EC.11733 | Online Asset Condition Monitoring Equipm | ExAnte | Replacement | Active | 0 | 0 | 0 | 0 | 0 | 0 | 0 | 0 |  |  | 9229.45 | 3056298.04 | 4462565.58 | Nil | Nil | Nil | Nil | Nil | Nil
EC.11734 | Network Aerial Laser Survey 2013-18 | ExAnte | Security/Compliance | Active | 0 | 0 | 0 | 0 | 0 | 0 | 0 | 0 |  | 20669.35 | 91992.08 | 1594839.93 | 554857.9 | 81046.94 | Nil | Nil | Nil | Nil | Nil
EC.11735 | Transmission Line Design | ExAnte | Security/Compliance | Deferred | 0 | 0 | 0 | 0 | 0 | 0 | 31134.87 | 53363.04 | 186355.87 |  |  | Nil | Nil | Nil | Nil | Nil | Nil | Nil | Nil
EC.11738 | Mallala to Para Easement Expansion | ExAnte | Easements/Land | Active | 0 | 0 | 0 | 0 | 0 | 0 | 0 | 0 | 607039.51 | 92274.96 | 141920.79 | 50298.3 | 209187.53 | Nil | Nil | Nil | Nil | Nil | Nil
EC.11739 | Templers to Para Easement Expansion | ExAnte | Easements/Land | Active | 0 | 0 | 0 | 0 | 0 | 0 | 0 | 0 | 99401.85 | 76064.54 | 3427784.1 | 684952.33 | 901831.13 | Nil | Nil | Nil | Nil | Nil | Nil
EC.11741 | Database Platform Refresh 17-18 | ExAnte | Information Technology | Active | 0 | 0 | 0 | 0 | 0 | 0 | 0 | 0 |  |  |  | 700766.42 | 1234384.68 | Nil | Nil | Nil | Nil | Nil | Nil
EC.11742 | Baroota Substation Replacement | ExAnte | Replacement | Active | 0 | 0 | 0 | 0 | 0 | 0 | 0 | 37048.43 | 484827.3 | 138716.12 | 42278.81 | 3202479.63 | 2419026.03 | 483.81 | Nil | Nil | Nil | Nil | Nil
EC.11744 | Bund Refurbishments | ExAnte | Security/Compliance | Active | 0 | 0 | 0 | 0 | 0 | 0 | 0 | 0 | 490301.42 | 531448.59 | 1053221.75 | 4814778.12 | 1695872.72 | 16880.09 | Nil | Nil | Nil | Nil | Nil
EC.11745 | Riverland 132 kV Line Uprate | ExAnte | Augmentation | Closed | 0 | 0 | 0 | 0 | 0 | 0 | 0 | 0 | 8221.21 | 317591.37 | 1332108.63 | 1116.27 | Nil | Nil | Nil | Nil | Nil | Nil | Nil
EC.11747 | Substation Lighting and Infrastructure R | ExAnte | Replacement | Active | 0 | 0 | 0 | 0 | 0 | 0 | 0 | 0 |  |  | 87606.14 | 272528.4 | 5832720.724 | 3691354.4 | 6378 | Nil | Nil | Nil | Nil
EC.11749 | AC Switchboard Replacement 2013-18 | ExAnte | Replacement | Active | 0 | 0 | 0 | 0 | 0 | 0 | 0 | 0 |  | 60003.55 | 414454.11 | 1183162.21 | 7211593.597 | 2400878.88 | Nil | Nil | Nil | Nil | Nil
EC.11751 | Westinghouse RTU Replacement | ExAnte | Replacement | Active | 0 | 0 | 0 | 0 | 0 | 0 | 0 | 0 |  | 9388.55 | 231514.37 | 1693220.48 | 376268.24 | 4527.94 | Nil | Nil | Nil | Nil | Nil
EC.11781 | Furniture and Building Upgrades 2016-17 | ExAnte | Facilities | Active | 0 | 0 | 0 | 0 | 0 | 0 | 0 | 0 |  |  |  | 375366.15 | 32125.1 | Nil | Nil | Nil | Nil | Nil | Nil
EC.11794 | Inventory Purchases 2016-17 | ExAnte | Inventory/Spares | Active | 0 | 0 | 0 | 0 | 0 | 0 | 0 | 0 |  |  |  | 1122835.11 | 817606.31 | Nil | Nil | Nil | Nil | Nil | Nil
EC.11808 | Windows Backoffice Mgmt Sys Refresh17-18 | ExAnte | Information Technology | Active | 0 | 0 | 0 | 0 | 0 | 0 | 0 | 0 |  |  |  | 422628.44 | 453335.07 | Nil | Nil | Nil | Nil | Nil | Nil
EC.11809 | Common Information-Connectivity Model | ExAnte | Information Technology | Active | 0 | 0 | 0 | 0 | 0 | 0 | 0 | 0 |  | 8096.17 | 165269.04 | 265960.97 | 84614.3 | Nil | Nil | Nil | Nil | Nil | Nil
EC.11811 | Outage Management Functional Upgrade 3 | ExAnte | Information Technology | Potential | 0 | 0 | 0 | 0 | 0 | 0 | 0 | 0 |  |  |  | Nil | Nil | Nil | 232980.63 | 480328.71 | 615520.34 | 280182.5 | Nil
EC.11816 | One IP Substation Network Stage 1 | ExAnte | Replacement | Active | 0 | 0 | 0 | 0 | 0 | 0 | 0 | 3325.07 | 665573.62 | 655963.36 | 2745396.56 | 3849743.01 | Nil | Nil | Nil | Nil | Nil | Nil | Nil | 25% | 0% | 0% | 0% | 0% | 0% | 0%
EC.11822 | [CLSD]-Riverland Bearer | ExAnte | Replacement | Closed | 0 | 0 | 0 | 0 | 0 | 0 | 15962.64 | 500401.04 | 4492442.1 | 1076465.56 | 255005.82 | 9399.75 | Nil | Nil | Nil | Nil | Nil | Nil | Nil
EC.11824 | Weather Stations 2013-18 | ExAnte | Augmentation | Active | 0 | 0 | 0 | 0 | 0 | 0 | 0 | 0 | 235792.68 | 351063.65 | 1940704.88 | 736892.78 | 61207.04 | Nil | Nil | Nil | Nil | Nil | Nil
EC.11826 | Dalrymple Substation Upgrade | ExAnte | Connection | Active | 0 | 0 | 0 | 0 | 0 | 0 | 68042.98 | 482239.01 | 984921.21 | 618196.63 | 2583838.58 | 3107491.93 | -31122.78 | Nil | Nil | Nil | Nil | Nil | Nil
EC.11829 | Regional N-1 Secure Control Schemes | ExAnte | Security/Compliance | Potential | 0 | 0 | 0 | 0 | 0 | 0 | 0 | 0 |  |  |  | Nil | 898126.09 | 264870.75 | Nil | Nil | Nil | Nil | Nil
EC.11847 | NGM CT_VT Replacement Project | ExAnte | Replacement | Active | 0 | 0 | 0 | 0 | 0 | 0 | 0 | 0 | 553053.62 | 2539573.15 | 301859.86 | 30966.25 | 31259.46 | Nil | Nil | Nil | Nil | Nil | Nil
EC.11852 | Historian Upgrade 2 | ExAnte | Replacement | Potential | 0 | 0 | 0 | 0 | 0 | 0 | 0 | 0 |  |  |  | Nil | Nil | Nil | Nil | 116311.16 | 152406.03 | 138339.11 | Nil
EC.11854 | Telco Asset Replacement 2013-18 | ExAnte | Replacement | Active | 0 | 0 | 0 | 0 | 0 | 0 | 0 | 0 |  | 157936.68 | 735154.39 | 2776255.09 | 1560488.05 | 91871.34 | 10749.8 | Nil | Nil | Nil | Nil
EC.11861 | Telecommunications Network Optimisation | ExAnte | Augmentation | Active | 0 | 0 | 0 | 0 | 0 | 0 | 0 | 185716.89 | 254436.19 | 414371.98 | 375632.94 | 353737.62 | 346.74 | Nil | Nil | Nil | Nil | Nil | Nil
EC.11862 | Substation VOIP Network Completion | ExAnte | Replacement | Active | 0 | 0 | 0 | 0 | 0 | 0 | 0 | 0 |  |  | 21297.82 | 746487.72 | 371423.38 | 20583.72 | Nil | Nil | Nil | Nil | Nil
EC.11865 | Network Config Mngmnt System Upgrade 1 | ExAnte | Replacement | Potential | 0 | 0 | 0 | 0 | 0 | 0 | 0 | 0 |  |  |  | Nil | Nil | Nil | 149108.54 | 411022.43 | 408976.33 | Nil | Nil
EC.11870 | IT Hardware Refresh Maintain 16-18 | ExAnte | Information Technology | Active | 0 | 0 | 0 | 0 | 0 | 0 | 0 | 0 |  |  |  | 1296648.57 | 1982259.88 | Nil | Nil | Nil | Nil | Nil | Nil
EC.11871 | Licenses, Maintenance, Minor Soft 17-18 | ExAnte | Information Technology | Active | 0 | 0 | 0 | 0 | 0 | 0 | 0 | 0 |  |  |  | 1359944.46 | 177678.11 | 293682.89 | Nil | Nil | Nil | Nil | Nil
EC.11872 | IT Security Technology Refresh 17-18 | ExAnte | Information Technology | Potential | 0 | 0 | 0 | 0 | 0 | 0 | 0 | 0 |  |  |  | 12916.74 | 283769.04 | 641728.28 | 15493.93 | Nil | Nil | Nil | Nil
EC.11873 | OT Software 3 | ExAnte | Replacement | Active | 0 | 0 | 0 | 0 | 0 | 0 | 0 | 0 |  |  |  | 89704.41 | 439732.82 | 734376.1 | Nil | Nil | Nil | Nil | Nil
EC.11880 | Fire Protection 300 Pirie 2017-18 | ExAnte | Facilities | Potential | 0 | 0 | 0 | 0 | 0 | 0 | 0 | 0 |  |  |  | Nil | 129916.44 | Nil | Nil | Nil | Nil | Nil | Nil
EC.11881 | Furniture and Building Upgrades 2017-18 | ExAnte | Facilities | Potential | 0 | 0 | 0 | 0 | 0 | 0 | 0 | 0 |  |  |  | Nil | 235886.13 | Nil | Nil | Nil | Nil | Nil | Nil
EC.11882 | General Utility Upgrades 2017-18 | ExAnte | Facilities | Potential | 0 | 0 | 0 | 0 | 0 | 0 | 0 | 0 |  |  |  | Nil | 144999.41 | Nil | Nil | Nil | Nil | Nil | Nil
EC.11890 | Unit Asset Replacements 2013-18 | ExAnte | Replacement | Active | 0 | 0 | 0 | 0 | 0 | 0 | 0 | 0 | 1609920.14 | 9232886.6 | 14013854.38 | Nil | 6233506.89 | Nil | Nil | Nil | Nil | Nil | Nil | 50% | 0 | 0 | 0 | 0 | 0 | 0
EC.11894 | Inventory Purchases 2017-18 | ExAnte | Inventory/Spares | Potential | 0 | 0 | 0 | 0 | 0 | 0 | 0 | 0 |  |  |  | Nil | 449164.74 | Nil | Nil | Nil | Nil | Nil | Nil
EC.11895 | SAEs for 2018-23 Capital Projects | ExAnte | Replacement | Active | 0 | 0 | 0 | 0 | 0 | 0 | 0 | 0 |  | 1049455.56 | 1220165.2 | 782146.92 | 67859.68 | Nil | Nil | Nil | Nil | Nil | Nil
EC.11899 | Vehicle Purchases 2017-18 | ExAnte | Facilities | Potential | 0 | 0 | 0 | 0 | 0 | 0 | 0 | 0 |  |  |  | Nil | 219998.98 | Nil | Nil | Nil | Nil | Nil | Nil
EC.11900 | Intranet Platform Refresh 16-17 | ExAnte | Information Technology | Active | 0 | 0 | 0 | 0 | 0 | 0 | 0 | 0 |  |  |  | 278733.82 | 1271120.91 | Nil | Nil | Nil | Nil | Nil | Nil
EC.11905 | Yorke Peninsula Reinforcement Land & Eas | ExAnte | Easements/Land | Deferred | 0 | 0 | 0 | 0 | 0 | 0 | 0 | 3436.96 |  |  |  | -3436.96 | Nil | Nil | Nil | Nil | Nil | Nil | 658309.81
EC.11907 | Intranet and Extranet Refresh 18-19 | ExAnte | Information Technology | Potential | 0 | 0 | 0 | 0 | 0 | 0 | 0 | 0 |  |  |  | Nil | Nil | 213544.52 | 57860.39 | Nil | Nil | Nil | Nil
EC.11915 | Furniture and Building Upgrades 2018-19 | ExAnte | Facilities | Potential | 0 | 0 | 0 | 0 | 0 | 0 | 0 | 0 |  |  |  | Nil | Nil | 355454.37 | Nil | Nil | Nil | Nil | Nil
EC.11916 | Vehicle Purchases 2018-19 | ExAnte | Facilities | Potential | 0 | 0 | 0 | 0 | 0 | 0 | 0 | 0 |  |  |  | Nil | Nil | 149936.11 | Nil | Nil | Nil | Nil | Nil
EC.11917 | Investigation&Integration of New Technol | ExAnte | Replacement | Potential | 0 | 0 | 0 | 0 | 0 | 0 | 0 | 0 |  |  |  | Nil | Nil | 92260.66 | 563459.74 | 575697.14 | 590458.02 | 483063.42 | Nil
EC.11994 | Inventory Purchases 2018-19 | ExAnte | Inventory/Spares | Potential | 0 | 0 | 0 | 0 | 0 | 0 | 0 | 0 |  |  |  | Nil | Nil | 2371160.02 | Nil | Nil | Nil | Nil | Nil
EC.12002 | Local Area Network Equip Refresh 21-22 | ExAnte | Information Technology | Potential | 0 | 0 | 0 | 0 | 0 | 0 | 0 | 0 |  |  |  | Nil | Nil | Nil | Nil | 98490.85 | 2002457.79 | Nil | Nil
EC.12004 | Geospatial Systems Refresh 18-19 | ExAnte | Information Technology | Potential | 0 | 0 | 0 | 0 | 0 | 0 | 0 | 0 |  |  |  | Nil | 556968.09 | 626096.7 | Nil | Nil | Nil | Nil | Nil
EC.12005 | IT Storage and Virtualisation Refurb 2 | ExAnte | Information Technology | Potential | 0 | 0 | 0 | 0 | 0 | 0 | 0 | 0 |  |  |  | Nil | Nil | 108307.37 | 1280986.47 | 1137453.3 | 8966.48 | Nil | Nil
EC.12008 | Project Portfoilo Mgmt Sys Refresh 21-22 | ExAnte | Information Technology | Potential | 0 | 0 | 0 | 0 | 0 | 0 | 0 | 0 |  |  |  | Nil | Nil | Nil | Nil | 61003.38 | 806503.45 | 419343.2 | Nil
EC.12010 | ERP Systems Refresh | ExAnte | Information Technology | Potential | 0 | 0 | 0 | 0 | 0 | 0 | 0 | 0 |  |  |  | Nil | Nil | Nil | Nil | Nil | 1277810.73 | 1146514.23 | 1116960.29
EC.12013 | Design Standards Major Review Reset 4 | ExAnte | Replacement | Potential | 0 | 0 | 0 | 0 | 0 | 0 | 0 | 0 |  |  |  | Nil | Nil | Nil | 797805.56 | 1696416.52 | 824707.18 | Nil | Nil
EC.12014 | Protection System Modelling and Validati | ExAnte | Information Technology | Active | 0 | 0 | 0 | 0 | 0 | 0 | 0 | 0 |  |  |  | 43971.57 | 399516.69 | 482173.93 | Nil | Nil | Nil | Nil | Nil
EC.12017 | Geospatial Systems Refresh 23-24 | ExAnte | Information Technology | Potential | 0 | 0 | 0 | 0 | 0 | 0 | 0 | 0 |  |  |  | Nil | Nil | Nil | Nil | Nil | Nil | 392519.88 | 654628.81
EC.12021 | Licenses, Maintenance, Minor Soft 22-23 | ExAnte | Information Technology | Potential | 0 | 0 | 0 | 0 | 0 | 0 | 0 | 0 |  |  |  | Nil | Nil | Nil | Nil | Nil | 44047.22 | 906643.23 | 1469964.36
EC.12027 | Mechanical 300 Pirie St 2018-19 | ExAnte | Facilities | Potential | 0 | 0 | 0 | 0 | 0 | 0 | 0 | 0 |  |  |  | Nil | Nil | 660999.23 | Nil | Nil | Nil | Nil | Nil
EC.12028 | Furniture and Gen Bldg Upgrades 2019-20 | ExAnte | Facilities | Potential | 0 | 0 | 0 | 0 | 0 | 0 | 0 | 0 |  |  |  | Nil | Nil | Nil | 347473.95 | Nil | Nil | Nil | Nil
EC.12030 | Vehicle Purchases 2019-20 | ExAnte | Facilities | Potential | 0 | 0 | 0 | 0 | 0 | 0 | 0 | 0 |  |  |  | Nil | Nil | Nil | 211079.11 | Nil | Nil | Nil | Nil
EC.12070 | IT Hardware Refresh and Maintain 19-20 | ExAnte | Information Technology | Potential | 0 | 0 | 0 | 0 | 0 | 0 | 0 | 0 |  |  |  | Nil | Nil | 666987.57 | 661234.41 | 210984.86 | Nil | Nil | Nil
EC.12071 | Licenses, Maintenance, Minor Soft 19-20 | ExAnte | Information Technology | Potential | 0 | 0 | 0 | 0 | 0 | 0 | 0 | 0 |  |  |  | Nil | Nil | 1212866.27 | 1210532.11 | 34794.19 | Nil | Nil | Nil
EC.12072 | IT Security 4 | ExAnte | Information Technology | Potential | 0 | 0 | 0 | 0 | 0 | 0 | 0 | 0 |  |  |  | Nil | Nil | 327419.12 | 639873.23 | 474842.64 | Nil | Nil | Nil
EC.12073 | OT Software 4 | ExAnte | Replacement | Potential | 0 | 0 | 0 | 0 | 0 | 0 | 0 | 0 |  |  |  | Nil | Nil | 576303.07 | 893898.78 | 520300.47 | Nil | Nil | Nil
EC.12094 | Inventory Purchases 2019-2020 | ExAnte | Inventory/Spares | Potential | 0 | 0 | 0 | 0 | 0 | 0 | 0 | 0 |  |  |  | Nil | Nil | Nil | 2435256.56 | Nil | Nil | Nil | Nil
EC.12101 | Records Management | ExAnte | Information Technology | Active | 0 | 0 | 0 | 0 | 0 | 0 | 0 | 0 |  |  | 27690.75 | 424318.46 | 1691799.31 | Nil | Nil | Nil | Nil | Nil | Nil
EC.12105 | Electrical 300 Pirie St 2020 - 2021 | ExAnte | Facilities | Potential | 0 | 0 | 0 | 0 | 0 | 0 | 0 | 0 |  |  |  | Nil | Nil | Nil | Nil | 258998.01 | Nil | Nil | Nil
EC.12106 | Furniture and Gen Bldg Upgrades 2020-21 | ExAnte | Facilities | Potential | 0 | 0 | 0 | 0 | 0 | 0 | 0 | 0 |  |  |  | Nil | Nil | Nil | Nil | 370700.41 | Nil | Nil | Nil
EC.12108 | Mechanical Keswick North 2020-21 | ExAnte | Facilities | Potential | 0 | 0 | 0 | 0 | 0 | 0 | 0 | 0 |  |  |  | Nil | Nil | Nil | Nil | 173999.09 | Nil | Nil | Nil
EC.12111 | Vehicle Purchases 2020-21 | ExAnte | Facilities | Potential | 0 | 0 | 0 | 0 | 0 | 0 | 0 | 0 |  |  |  | Nil | Nil | Nil | Nil | 280654.61 | Nil | Nil | Nil
EC.12115 | Telecommunications Unit AssetReplacement | ExAnte | Replacement | Potential | 0 | 0 | 0 | 0 | 0 | 0 | 0 | 0 |  |  |  | Nil | Nil | 579145.18 | 1272366.33 | 2077277.82 | 2131482.87 | 1327667.61 | Nil
EC.12203 | OT Software 5 | ExAnte | Information Technology | Potential | 0 | 0 | 0 | 0 | 0 | 0 | 0 | 0 |  |  |  | Nil | Nil | Nil | 32690.14 | 833689.59 | 933978.83 | 275948.11 | Nil
EC.12204 | Generator Replacemt 300 Pirie St 2021-22 | ExAnte | Facilities | Potential | 0 | 0 | 0 | 0 | 0 | 0 | 0 | 0 |  |  |  | Nil | Nil | Nil | Nil | Nil | 381901.19 | Nil | Nil
EC.12205 | Furniture and Gen Bldg Upgrades 2021-22 | ExAnte | Facilities | Potential | 0 | 0 | 0 | 0 | 0 | 0 | 0 | 0 |  |  |  | Nil | Nil | Nil | Nil | Nil | 397381.16 | Nil | Nil
EC.12207 | Vehicle Purchases 2021-22 | ExAnte | Facilities | Potential | 0 | 0 | 0 | 0 | 0 | 0 | 0 | 0 |  |  |  | Nil | Nil | Nil | Nil | Nil | 270354.08 | Nil | Nil
EC.12210 | IT Hardware Refresh Maintain 21-22 | ExAnte | Information Technology | Potential | 0 | 0 | 0 | 0 | 0 | 0 | 0 | 0 |  |  |  | Nil | Nil | Nil | Nil | 715248.2 | 631232.06 | 28629.69 | Nil
EC.12211 | IT Security Technology Refresh 21-22 | ExAnte | Information Technology | Potential | 0 | 0 | 0 | 0 | 0 | 0 | 0 | 0 |  |  |  | Nil | Nil | Nil | Nil | 325782.33 | 708084.49 | 479858.89 | Nil
EC.12301 | Automated Asset Condition Assessment | ExAnte | Replacement | Potential | 0 | 0 | 0 | 0 | 0 | 0 | 0 | 0 |  |  |  | Nil | Nil | Nil | 181844.5 | 832961.22 | Nil | Nil | Nil
EC.12330 | One IP Substation Network - Stage 2 | ExAnte | Replacement | Potential | 0 | 0 | 0 | 0 | 0 | 0 | 0 | 0 |  |  |  | Nil | 21319.53 | 1881689.09 | 2695125.45 | 575504.05 | Nil | Nil | Nil
EC.12334 | Furniture and General Building upgrades | ExAnte | Facilities | Potential | 0 | 0 | 0 | 0 | 0 | 0 | 0 | 0 |  |  |  | Nil | Nil | Nil | Nil | Nil | Nil | 300328.9 | 136630.24
EC.12335 | Vehicle Purchases 2022-23 | ExAnte | Facilities | Potential | 0 | 0 | 0 | 0 | 0 | 0 | 0 | 0 |  |  |  | Nil | Nil | Nil | Nil | Nil | Nil | 165839.28 | 62.79
EC.12336 | Carpet Upgrades Pirie and Rymill 2022-23 | ExAnte | Facilities | Potential | 0 | 0 | 0 | 0 | 0 | 0 | 0 | 0 |  |  |  | Nil | Nil | Nil | Nil | Nil | Nil | 140080.64 | 63727.68
EC.12400 | OT Software 6 | ExAnte | Information Technology | Potential | 0 | 0 | 0 | 0 | 0 | 0 | 0 | 0 |  |  |  | Nil | Nil | Nil | Nil | Nil | 35188.24 | 880102.64 | 954343.47
EC.12402 | IT Hardware Refresh Maintain 22-23 | ExAnte | Information Technology | Potential | 0 | 0 | 0 | 0 | 0 | 0 | 0 | 0 |  |  |  | Nil | Nil | Nil | Nil | Nil | Nil | 717376.93 | 682919.43
EC.12403 | Licenses, Maintenance, Minor Soft 21-22 | ExAnte | Information Technology | Potential | 0 | 0 | 0 | 0 | 0 | 0 | 0 | 0 |  |  |  | Nil | Nil | Nil | 25675.11 | 1067725.63 | 1549893.24 | Nil | Nil
EC.12404 | Windows Backoffice Mgmt Sys Refresh20-21 | ExAnte | Information Technology | Potential | 0 | 0 | 0 | 0 | 0 | 0 | 0 | 0 |  |  |  | Nil | Nil | Nil | 79116.47 | 687973.66 | 910104.68 | 827148.43 | 6607.06
EC.12406 | Intranet Platform Refresh 22-23 | ExAnte | Information Technology | Potential | 0 | 0 | 0 | 0 | 0 | 0 | 0 | 0 |  |  |  | Nil | Nil | Nil | Nil | Nil | 240801.48 | 230165.5 | Nil
EC.12500 | VOIP Network Refresh 2018-23 | ExAnte | Replacement | Potential | 0 | 0 | 0 | 0 | 0 | 0 | 0 | 0 |  |  |  | Nil | Nil | Nil | 151947.96 | 361382.68 | 270165.76 | 195991.28 | Nil
EC.14006 | CLSD R/town-North West Bend LineCorridor | ExAnte | Augmentation | Closed | 0 | 0 | 0 | 0 | 0 | 0 | 0 | 0 | 227479.92 | 915419.84 | 110131.04 | -3441.67 | Nil | Nil | Nil | Nil | Nil | Nil | Nil
EC.14007 | CLSD Supply Chain Management Procedure | ExAnte | IT | Closed | 0 | 0 | 0 | 0 | 0 | 0 | 0 | 0 |  | 290805.39 | 29718.66 | -320524.05 | Nil | Nil | Nil | Nil | Nil | Nil | Nil
EC.14008 | DEFD Eyre Peninsula Islanding Controls | ExAnte | Security/Compliance | Deferred | 0 | 0 | 0 | 0 | 0 | 0 | 0 | 0 |  |  |  | Nil | 410368.27 | 47667.93 | Nil | Nil | Nil | Nil | Nil
EC.14009 | SICAM PAS Substation Automation System M | ExAnte | Replacement | Active | 0 | 0 | 0 | 0 | 0 | 0 | 0 | 0 |  | 27587.72 | 206586.78 | 144434.71 | Nil | Nil | Nil | Nil | Nil | Nil | Nil
EC.14010 | Automated IED configuration management | ExAnte | Information Technology | Potential | 0 | 0 | 0 | 0 | 0 | 0 | 0 | 0 |  |  |  | Nil | Nil | 146579.27 | 334400.63 | 80030.53 | Nil | Nil | Nil
EC.14011 | Dynamics ratings systems upgrade | ExAnte | Replacement | Potential | 0 | 0 | 0 | 0 | 0 | 0 | 0 | 0 |  |  |  | Nil | Nil | 108915.25 | 293842.85 | 151752.41 | Nil | Nil | Nil
EC.14012 | Operational Data Network Architecture an | ExAnte | Security/Compliance | Active | 0 | 0 | 0 | 0 | 0 | 0 | 0 | 0 |  | 37898.5 | 285581.27 | 96251.93 | 18677.3 | Nil | Nil | Nil | Nil | Nil | Nil
EC.14013 | System Switching Writer Enhancement 1 | ExAnte | Replacement | Potential | 0 | 0 | 0 | 0 | 0 | 0 | 0 | 0 |  |  |  | Nil | Nil | Nil | Nil | Nil | 230250.11 | 836308.5 | Nil
EC.14014 | Energy Mngmnt System Technical Upgrade 2 | ExAnte | Replacement | Potential | 0 | 0 | 0 | 0 | 0 | 0 | 0 | 0 |  |  |  | Nil | Nil | Nil | Nil | 178237.76 | 677454.22 | 905029.5 | Nil
EC.14015 | IT Architecture Support Systems Implemen | ExAnte | Information Technology | Active | 0 | 0 | 0 | 0 | 0 | 0 | 0 | 0 |  |  |  | 1394.38 | 263745.42 | Nil | Nil | Nil | Nil | Nil | Nil
EC.14016 | Asset Cost and Risk Optimisation | ExAnte | Information Technology | Active | 0 | 0 | 0 | 0 | 0 | 0 | 0 | 0 |  |  | 49993.08 | 1585770.66 | 264093.24 | Nil | Nil | Nil | Nil | Nil | Nil
EC.14017 | Automated IED Data Capture | ExAnte | Replacement | Potential | 0 | 0 | 0 | 0 | 0 | 0 | 0 | 0 |  |  |  | Nil | Nil | 221292.03 | 770638.16 | Nil | Nil | Nil | Nil
EC.14018 | Treasury and Risk Systems Implementation | ExAnte | Information Technology | Active | 0 | 0 | 0 | 0 | 0 | 0 | 0 | 0 |  |  |  | 72576.85 | 595050.38 | Nil | Nil | Nil | Nil | Nil | Nil
EC.14019 | Estimating System Upgrade with Maint Enh | ExAnte | Information Technology | Potential | 0 | 0 | 0 | 0 | 0 | 0 | 0 | 0 |  |  |  | Nil | Nil | 303184.28 | 242995.74 | Nil | Nil | Nil | Nil
EC.14020 | IT Service Operation System | ExAnte | Information Technology | Closed | 0 | 0 | 0 | 0 | 0 | 0 | 0 | 0 |  |  | 371613.36 | -0.01 | Nil | Nil | Nil | Nil | Nil | Nil | Nil
EC.14024 | SCADA and RTU configuration management | ExAnte | Information Technology | Deferred | 0 | 0 | 0 | 0 | 0 | 0 | 0 | 0 |  |  |  | 20214.56 | 229009.07 | 464786.3 | Nil | Nil | Nil | Nil | Nil
EC.14026 | Inventory Purchases 2020-21 | ExAnte | Inventory/Spares | Potential | 0 | 0 | 0 | 0 | 0 | 0 | 0 | 0 |  |  |  | Nil | Nil | Nil | Nil | 2478441.96 | Nil | Nil | Nil
EC.14027 | Inventory Purchases 2021-22 | ExAnte | Inventory/Spares | Potential | 0 | 0 | 0 | 0 | 0 | 0 | 0 | 0 |  |  |  | Nil | Nil | Nil | Nil | Nil | 2542605.24 | Nil | Nil
EC.14028 | Inventory Purchases 2022-23 | ExAnte | Inventory/Spares | Potential | 0 | 0 | 0 | 0 | 0 | 0 | 0 | 0 |  |  |  | Nil | Nil | Nil | Nil | Nil | Nil | 2606801.56 | Nil
EC.14029 | System Control Centre Fire Suppression S | ExAnte | Replacement | Closed | 0 | 0 | 0 | 0 | 0 | 0 | 0 | 0 |  |  | 3110.54 | 83940.89 | Nil | Nil | Nil | Nil | Nil | Nil | Nil
EC.14030 | Asset Access Manual Rewrite | ExAnte | Security/Compliance | Active | 0 | 0 | 0 | 0 | 0 | 0 | 0 | 0 |  |  | 39283.25 | 437438.74 | 905115.28 | Nil | Nil | Nil | Nil | Nil | Nil
EC.14031 | Protection Systems Unit Asset Replacemen | ExAnte | Replacement | Potential | 0 | 0 | 0 | 0 | 0 | 0 | 0 | 0 |  |  |  | Nil | 341229.17 | 3577668.72 | 7233075.35 | 7015670.82 | 7199785.52 | 6224937.18 | Nil
EC.14032 | Instrument Transformer Unit Asset Replac | ExAnte | Replacement | Potential | 0 | 0 | 0 | 0 | 0 | 0 | 0 | 0 |  |  |  | Nil | Nil | 94481.33 | 107598.08 | 950002.5 | 2392263.95 | 1733846.76 | Nil
EC.14033 | Circuit Breaker Unit Asset Replacement 2 | ExAnte | Replacement | Potential | 0 | 0 | 0 | 0 | 0 | 0 | 0 | 0 |  |  |  | Nil | Nil | 130488.16 | 148603.31 | 965490.84 | 2375427.46 | 1726741.74 | Nil
EC.14034 | Isolator Unit Asset Replacement 2018-23 | ExAnte | Replacement | Potential | 0 | 0 | 0 | 0 | 0 | 0 | 0 | 0 |  |  |  | Nil | Nil | 205723.75 | 343672.41 | 2282891.84 | 5363477.62 | 3871215.38 | Nil
EC.14038 | NCIPAP 1 Riverland 132 kV Line Uprating | NCIPAP 2013-2018 | Augmentation | Active | 0 | 0 | 0 | 0 | 0 | 0 | 0 | 0 |  |  | 339333.03 | 2599635.8 | 818818.43 | Nil | Nil | Nil | Nil | Nil | Nil
EC.14039 | NCIPAP 2 Upper South East Line Uprating | NCIPAP 2013-2018 | Augmentation | Closed | 0 | 0 | 0 | 0 | 0 | 0 | 0 | 0 |  |  | 1180071.65 | 1106476.86 | Nil | Nil | Nil | Nil | Nil | Nil | Nil
EC.14040 | NCIPAP 3 Lower South East 275 kV Line Up | NCIPAP 2013-2018 | Augmentation | Closed | 0 | 0 | 0 | 0 | 0 | 0 | 0 | 0 |  |  | 1394966.12 | 350484.65 | Nil | Nil | Nil | Nil | Nil | Nil | Nil
EC.14042 | Canowie CB Arrangement Upgrade | Ex Ante | Security/Compliance | Potential | 0 | 0 | 0 | 0 | 0 | 0 | 0 | 0 |  |  |  | Nil | Nil | Nil | 152419.88 | 1564462.22 | 4546.81 | Nil | Nil
EC.14045 | Battery Charger Unit Asset Replacement 2 | ExAnte | Replacement | Potential | 0 | 0 | 0 | 0 | 0 | 0 | 0 | 0 |  |  |  | Nil | Nil | 32951 | 80807.36 | 544329.03 | 509090.85 | Nil | Nil
EC.14046 | AC Board Unit Asset Replacement 2018-23 | ExAnte | Replacement | Potential | 0 | 0 | 0 | 0 | 0 | 0 | 0 | 0 |  |  |  | Nil | 72656.08 | 513967.7 | 4556348.06 | 4696914.28 | 311246.95 | Nil | Nil
EC.14047 | Transformer Bushing Unit Asset Replaceme | ExAnte | Replacement | Potential | 0 | 0 | 0 | 0 | 0 | 0 | 0 | 0 |  |  |  | Nil | 1360278.063 | 253386.25 | 3688433.51 | 3314753.59 | Nil | Nil | Nil
EC.14049 | Leigh Creek South Transformer Replacemen | ExAnte | Replacement | Potential | 0 | 0 | 0 | 0 | 0 | 0 | 0 | 0 |  |  |  | Nil | Nil | 1277907.29 | 1678205.36 | Nil | Nil | Nil | Nil
EC.14051 | Operational Data Network Establishment | ExAnte | Security/Compliance | Active | 0 | 0 | 0 | 0 | 0 | 0 | 0 | 0 |  |  |  | 70129.34 | 879184.43 | 51729.31 | Nil | Nil | Nil | Nil | Nil
EC.14053 | ElectraNet Corporate Website Functional | ExAnte | Information Technology | Closed | 0 | 0 | 0 | 0 | 0 | 0 | 0 | 0 |  |  | 257898.37 | 53481.43 | Nil | Nil | Nil | Nil | Nil | Nil | Nil
EC.14056 | Para - Davenport Additional 275 kV Syste | ExAnte | Security/Compliance | Potential | 0 | 0 | 0 | 0 | 0 | 0 | 0 | 0 |  |  |  | 40611.67 | 1658748.15 | 3215504.06 | Nil | Nil | Nil | Nil | Nil
EC.14057 | Pirie Precinct Led Lighting Upgrade | ExAnte | Facilities | Active | 0 | 0 | 0 | 0 | 0 | 0 | 0 | 0 |  |  |  | 172282.24 | 18262.05 | Nil | Nil | Nil | Nil | Nil | Nil
EC.14058 | Server Room Critical Air Conditioning 20 | ExAnte | Facilities | Active | 0 | 0 | 0 | 0 | 0 | 0 | 0 | 0 |  |  |  | 125456.3 | 8624.19 | Nil | Nil | Nil | Nil | Nil | Nil
EC.14059 | CLSD-Keswick Precinct Led Lighting Upgra | ExAnte | Facilities | Closed | 0 | 0 | 0 | 0 | 0 | 0 | 0 | 0 |  |  | 111682.87 | 29039.79 | Nil | Nil | Nil | Nil | Nil | Nil | Nil
EC.14060 | Workspace Layout Refresh Stage 1 | ExAnte | Facilities | Potential | 0 | 0 | 0 | 0 | 0 | 0 | 0 | 0 |  |  |  | Nil | Nil | 349198.91 | 209080.93 | Nil | Nil | Nil | Nil
EC.14061 | Workspace Layout Refresh Stage 2 | ExAnte | Facilities | Potential | 0 | 0 | 0 | 0 | 0 | 0 | 0 | 0 |  |  |  | Nil | Nil | Nil | 441089.5 | 130355.43 | Nil | Nil | Nil
EC.14062 | Workspace Layout Refresh Stage 3 | ExAnte | Facilities | Potential | 0 | 0 | 0 | 0 | 0 | 0 | 0 | 0 |  |  |  | Nil | Nil | Nil | Nil | 396665.2 | 185190.35 | Nil | Nil
EC.14066 | Eastern Hills Telecommunications Tower C | ExAnte | Security/Compliance | Potential | 0 | 0 | 0 | 0 | 0 | 0 | 0 | 0 |  |  |  | Nil | Nil | 106802.46 | 1226969.43 | 97897.51 | Nil | Nil | Nil
EC.14067 | Lift Upgrade 300 Pirie Street | ExAnte | Facilities | Potential | 0 | 0 | 0 | 0 | 0 | 0 | 0 | 0 |  |  |  | Nil | Nil | Nil | Nil | Nil | Nil | 133152.53 | 73.48
EC.14068 | Murraylink Control Scheme Replacement | ExAnte | Replacement | Active | 0 | 0 | 0 | 0 | 0 | 0 | 0 | 0 |  |  |  | 125770.66 | 706588.81 | 50427.38 | Nil | Nil | Nil | Nil | Nil
EC.14069 | Telecoms Network Optimisation 2018-23 | ExAnte | Replacement | Potential | 0 | 0 | 0 | 0 | 0 | 0 | 0 | 0 |  |  |  | Nil | Nil | 48285.34 | 116614.61 | 338799.63 | 867724.99 | 611525.5 | Nil
EC.14070 | Substation Operational Data Network Repl | ExAnte | Replacement | Potential | 0 | 0 | 0 | 0 | 0 | 0 | 0 | 0 |  |  |  | Nil | Nil | 303240.56 | 1683258.7 | 1632110.54 | Nil | Nil | Nil
EC.14071 | Robertstown Circuit Breaker Arrangement | ExAnte | Security/Compliance | Potential | 0 | 0 | 0 | 0 | 0 | 0 | 0 | 0 |  |  |  | Nil | 277152.8 | 2809952.56 | 4018680.46 | Nil | Nil | Nil | Nil
EC.14074 | Neutral Earthing Resistors and Reactors | ExAnte | Security/Compliance | Potential | 0 | 0 | 0 | 0 | 0 | 0 | 0 | 0 |  |  |  | Nil | Nil | Nil | Nil | 42939.83 | 138636.95 | 747202.11 | Nil
EC.14075 | Substation Air Conditioning Systems Unit | ExAnte | Replacement | Potential | 0 | 0 | 0 | 0 | 0 | 0 | 0 | 0 |  |  |  | Nil | Nil | 28884.11 | 100700.23 | 619717.66 | 576630.95 | Nil | Nil
EC.14076 | Line Support Systems Refurbishment 2018- | ExAnte | Refurbishment | Potential | 0 | 0 | 0 | 0 | 0 | 0 | 0 | 0 |  |  |  | Nil | Nil | 831071.34 | 2291403.55 | 2313405.52 | 2373851.18 | 1560592.83 | Nil
EC.14077 | Mannum Transformer 1 and 2 Replacement | ExAnte | Replacement | Potential | 0 | 0 | 0 | 0 | 0 | 0 | 0 | 0 |  |  |  | Nil | Nil | 42810.2 | 130680.51 | 1437206.18 | 1344083.39 | Nil | Nil
EC.14079 | Building Security Upgrade Unit Asset Rep | ExAnte | Replacement | Potential | 0 | 0 | 0 | 0 | 0 | 0 | 0 | 0 |  |  |  | Nil | Nil | 32068.83 | 111803.51 | 688048.99 | 639435.07 | Nil | Nil
EC.14080 | Substation Security Fencing 2018-23 | ExAnte | Replacement | Potential | 0 | 0 | 0 | 0 | 0 | 0 | 0 | 0 |  |  |  | Nil | Nil | 928727.28 | 2054576.73 | 1269562.53 | Nil | Nil | Nil
EC.14081 | Line Insulator Systems Refurbishment 201 | ExAnte | Refurbishment | Potential | 0 | 0 | 0 | 0 | 0 | 0 | 0 | 0 |  |  |  | Nil | Nil | 2958201.882 | Nil | Nil | Nil | Nil | Nil | 0% | 100% | 44.65% | 0% | 0% | 0% | 0%
EC.14084 | Line Conductor and Earthwire Refurbishme | ExAnte | Refurbishment | Potential | 0 | 0 | 0 | 0 | 0 | 0 | 0 | 0 |  |  |  | Nil | Nil | 851471.14 | 3019394.9 | 5192453.6722 | Nil | Nil | Nil | 0% | 100% | 100% | 100% | 92.1% | 0% | 0%
EC.14085 | Gawler East Connection Point | ExAnte | Connection | Potential | 0 | 0 | 0 | 0 | 0 | 0 | 0 | 0 |  |  |  | Nil | Nil | 86351.1 | 1306946.32 | 5321911.9 | 6933.98 | Nil | Nil
EC.14086 | Stakeholder Management Sys Refresh 17-18 | ExAnte | Information Technology | Potential | 0 | 0 | 0 | 0 | 0 | 0 | 0 | 0 |  |  |  | Not listed | 351761.25 | 2423.97 | Nil | Nil | Nil | Nil | Nil
EC.14088 | High Voltage Switching Training Facility | ExAnte | Security/Compliance | Active | 0 | 0 | 0 | 0 | 0 | 0 | 0 | 0 |  |  | 162054.02 | 305300.36 | 2137654.12 | 723854.28 | Nil | Nil | Nil | Nil | Nil
EC.14089 | Magill High Voltage Workshop Facility | ExAnte | Security/Compliance | Active | 0 | 0 | 0 | 0 | 0 | 0 | 0 | 0 |  |  | 51133.84 | 63043.92 | 247578.36 | 1716056.73 | 6413.02 | Nil | Nil | Nil | Nil
EC.14090 | Mount Gambier Transformer 1 Replacement | ExAnte | Replacement | Potential | 0 | 0 | 0 | 0 | 0 | 0 | 0 | 0 |  |  |  | Nil | 51431.25 | 62794.45 | 1097374.98 | 1034877.16 | Nil | Nil | Nil
EC.14091 | Online Asset Condition Assessment Equipm | ExAnte | Replacement | Potential | 0 | 0 | 0 | 0 | 0 | 0 | 0 | 0 |  |  |  | 809856.5 | 108882.2 | 1600099.95 | 1723542.52 | 586810.75 | Nil | Nil | Nil
EC.14099 | Stakeholder Mgmt Systems Refresh 23-24 | ExAnte | Information Technology | Potential | 0 | 0 | 0 | 0 | 0 | 0 | 0 | 0 |  |  |  | Nil | Nil | Nil | Nil | Nil | Nil | 19615.34 | 349792.56
EC.14100 | Asset Data Capture 2 | ExAnte | Information Technology | Active | 0 | 0 | 0 | 0 | 0 | 0 | 0 | 0 |  |  |  | 433604.87 | 680303.71 | 123010.43 | Nil | Nil | Nil | Nil | Nil
EC.14101 | CLSD-Workplace Accommod Alterations 2015 | ExAnte | Facilities | Closed | 0 | 0 | 0 | 0 | 0 | 0 | 0 | 0 |  | 129615.27 | 55209.26 | 163.02 | Nil | Nil | Nil | Nil | Nil | Nil | Nil
EC.14102 | Telecoms Management Systems Replacement | ExAnte | Replacement | Potential | 0 | 0 | 0 | 0 | 0 | 0 | 0 | 0 |  |  |  | Nil | Nil | Nil | Nil | 1020297 | 114907.88 | Nil | Nil
EC.14103 | Operational Data Network Environment Rep | ExAnte | Replacement | Potential | 0 | 0 | 0 | 0 | 0 | 0 | 0 | 0 |  |  |  | Nil | Nil | Nil | Nil | Nil | 283604.2 | 960271.48 | Nil
EC.14104 | Operational Data Network Security Standa | ExAnte | Replacement | Potential | 0 | 0 | 0 | 0 | 0 | 0 | 0 | 0 |  |  |  | Nil | Nil | Nil | Nil | 452543.86 | Nil | Nil | Nil
EC.14105 | Brinkworth - Waterloo Bearer Replacement | ExAnte | Replacement | Potential | 0 | 0 | 0 | 0 | 0 | 0 | 0 | 0 |  |  |  | Nil | Nil | Nil | 552578.16 | 520399.99 | 10948065.2 | Nil | Nil
EC.14108 | Advanced Analytics for Bus Intelligence | ExAnte | Information Technology | Potential | 0 | 0 | 0 | 0 | 0 | 0 | 0 | 0 |  |  |  | Nil | Nil | Nil | 76805.87 | 551867.98 | 137060.3 | Nil | Nil
EC.14111 | Treasury and Risk Systems Refresh | ExAnte | Information Technology | Potential | 0 | 0 | 0 | 0 | 0 | 0 | 0 | 0 |  |  |  | Nil | Nil | Nil | Nil | Nil | Nil | 531109 | 7814.62
EC.14113 | Project Opex Resource Modelling Sys Refr | ExAnte | Information Technology | Potential | 0 | 0 | 0 | 0 | 0 | 0 | 0 | 0 |  |  |  | Nil | Nil | 108856.9 | 156948.82 | 19958.64 | Nil | Nil | Nil
EC.14114 | Kilburn Substation Land Acquisition | ExAnte | Easements/Land | Deferred | 0 | 0 | 0 | 0 | 0 | 0 | 0 | 0 |  |  | 8906.79 | -8906.79 | Nil | Nil | Nil | Nil | Nil | Nil | Nil
EC.14115 | IT Backup and Archiving Systems Replace | ExAnte | Information Technology | Potential | 0 | 0 | 0 | 0 | 0 | 0 | 0 | 0 |  |  |  | Nil | Nil | Nil | 461004 | 230600.95 | Nil | Nil | Nil
EC.14116 | Virtual Application Capability Refresh | ExAnte | Information Technology | Potential | 0 | 0 | 0 | 0 | 0 | 0 | 0 | 0 |  |  |  | Nil | Nil | 38227.76 | 247584.79 | 423998.8 | 193829.92 | Nil | Nil
EC.14118 | Database Platform Refresh 19-20 | ExAnte | Information Technology | Potential | 0 | 0 | 0 | 0 | 0 | 0 | 0 | 0 |  |  |  | Nil | Nil | 419507.05 | 521190.96 | 2113521.85 | Nil | Nil | Nil
EC.14119 | NCIPAP Load Model Enhancements Capex Com | ExAnte | Augmentation | Closed | 0 | 0 | 0 | 0 | 0 | 0 | 0 | 0 |  |  | 40481.32 | Nil | Nil | Nil | Nil | Nil | Nil | Nil | Nil
EC.14120 | Back Up Control and Data Centre | ExAnte | Security/Compliance | Active | 0 | 0 | 0 | 0 | 0 | 0 | 0 | 0 |  |  | 48019.06 | 195473.35 | 4526528.69 | 1095853.29 | Nil | Nil | Nil | Nil | Nil
EC.14121 | Project Delivery Optimisation 2 | ExAnte | Augmentation | Potential | 0 | 0 | 0 | 0 | 0 | 0 | 0 | 0 |  |  |  | Nil | Nil | 50406.99 | 1486701.4 | 139097.61 | Nil | Nil | Nil
EC.14122 | Davenport Under-voltage Load Shedding | ExAnte | Security/Compliance | Closed | 0 | 0 | 0 | 0 | 0 | 0 | 0 | 0 |  |  | 187262.35 | 29471.98 | Nil | Nil | Nil | Nil | Nil | Nil | Nil
EC.14126 | Monash and Berri Relay Replacement | ExAnte | Replacement | Active | 0 | 0 | 0 | 0 | 0 | 0 | 0 | 0 |  |  |  | 198898.81 | 1128635.62 | 48785.59 | Nil | Nil | Nil | Nil | Nil
EC.14127 | GE D20 RTU Product Upgrades | ExAnte | Replacement | Active | 0 | 0 | 0 | 0 | 0 | 0 | 0 | 0 |  |  |  | 288956.69 | 2280346.94 | 474618.31 | Nil | Nil | Nil | Nil | Nil
EC.14128 | SDM Framework for C50 RTU Upgrades | ExAnte | Security/Compliance | Potential | 0 | 0 | 0 | 0 | 0 | 0 | 0 | 0 |  |  |  | Nil | Nil | Nil | Nil | Nil | Nil | Nil | Nil
EC.14129 | HV Test Equipment 2015-16 | ExAnte | Replacement | Closed | 0 | 0 | 0 | 0 | 0 | 0 | 0 | 0 |  |  | 420650.41 | 62007.65 | Nil | Nil | Nil | Nil | Nil | Nil | Nil
EC.14130 | Magill Substation TF Fire Extinguishing | ExAnte | Replacement | Active | 0 | 0 | 0 | 0 | 0 | 0 | 0 | 0 |  |  | 1350.18 | 62981.9 | 310152.07 | 1318203.37 | Nil | Nil | Nil | Nil | Nil
EC.14131 | Motorised Isolator LOPA Improvement | ExAnte | Security/Compliance | Active | 0 | 0 | 0 | 0 | 0 | 0 | 0 | 0 |  |  |  | 1158691.86 | 7773341.29 | 3841270.77 | 4059 | Nil | Nil | Nil | Nil
EC.14132 | Isolator Status Indication | ExAnte | Security/Compliance | Active | 0 | 0 | 0 | 0 | 0 | 0 | 0 | 0 |  |  |  | 1717.95 | 658052.53 | 257901.54 | Nil | Nil | Nil | Nil | Nil
EC.14133 | Dalrymple ESCRI Energy Storage | ExAnte | Augmentation | Potential | 0 | 0 | 0 | 0 | 0 | 0 | 0 | 0 |  |  |  | 159351.11 | 5859000 | 0 | 0 | Nil | Nil | Nil | Nil
EC.14134 | Spare 160 MVA 275_132 kV Transformer | ExAnte | Inventory/Spares | Active | 0 | 0 | 0 | 0 | 0 | 0 | 0 | 0 |  |  | 334653.6 | 2606238.6 | 473138.59 | Nil | Nil | Nil | Nil | Nil | Nil
EC.14135 | Electric Vehicle Fleet and Charging Infr | ExAnte | Facilities | Active | 0 | 0 | 0 | 0 | 0 | 0 | 0 | 0 |  |  |  | 6110.72 | 279405.05 | Nil | Nil | Nil | Nil | Nil | Nil
EC.14136 | Rymill Building Accommodation Security a | ExAnte | Facilities | Active | 0 | 0 | 0 | 0 | 0 | 0 | 0 | 0 |  |  |  | 14198.62 | 835316.56 | Nil | Nil | Nil | Nil | Nil | Nil
EC.14137 | Cultana - Yadnarie F1810 132 kV Line Con | ExAnte | Refurbishment | Potential | 0 | 0 | 0 | 0 | 0 | 0 | 0 | 0 |  |  |  | Nil | Nil | 975336.26 | 11481678.25 | 16414485.97 | 8812756.16 | Nil | Nil
EC.14145 | Yadnarie - Pt Lincoln F1811 132 kV Line | ExAnte | Refurbishment | Potential | 0 | 0 | 0 | 0 | 0 | 0 | 0 | 0 |  |  |  | Nil | Nil | 887277.43 | 8683903.02 | 12199972.38 | 12519743.26 | 6680615.83 | Nil
EC.14164 | CLSD-300 Pirie Street L1 West Upgrade | ExAnte | Facilities | Closed | 0 | 0 | 0 | 0 | 0 | 0 | 0 | 0 |  |  |  | 185471.46 | Nil | Nil | Nil | Nil | Nil | Nil | Nil
EC.14170 | Kilburn 275 kV Emergency Bypass | ExAnte | Security/Compliance | Potential | 0 | 0 | 0 | 0 | 0 | 0 | 0 | 0 |  |  |  | Nil | Nil | 136949.44 | Nil | Nil | Nil | Nil | Nil
EC.14171 | South Australia Energy Transformation | Contingent - High | Augmentation | Active | 0 | 0 | 0 | 0 | 0 | 0 | 0 | 0 |  |  |  | 1402875.54 | 1045547.69 | Nil | Nil | Nil | Nil | Nil | Nil
EC.14172 | Eyre Peninsula Transmission Supply | Contingent - High | Augmentation | Active | 0 | 0 | 0 | 0 | 0 | 0 | 0 | 0 |  |  |  | 110928.9 | 397001.15 | Nil | Nil | Nil | Nil | Nil | Nil
EC.14174 | Templers Plant Limit Increase | ExAnte | Augmentation | Potential | 0 | 0 | 0 | 0 | 0 | 0 | 0 | 0 |  |  |  | Nil | 26346.18 | 581.34 | Nil | Nil | Nil | Nil | Nil
EC.14176 | Surge Arrester Unit Asset Replacement 20 | ExAnte | Replacement | Potential | 0 | 0 | 0 | 0 | 0 | 0 | 0 | 0 |  |  |  | Nil | Nil | 20342.24 | Nil | 138514.83 | 1354204.85 | 1279448.06 | Nil
EC.14178 | Elevating Work Platform Procurement for | ExAnte | Facilities | Active | 0 | 0 | 0 | 0 | 0 | 0 | 0 | 0 |  |  |  | 57915.38 | 1933029.36 | Nil | Nil | Nil | Nil | Nil | Nil
EC.14179 | Live Line Manual Development | ExAnte | Replacement | Active | 0 | 0 | 0 | 0 | 0 | 0 | 0 | 0 |  |  |  | 126987.51 | 636285.17 | Nil | Nil | Nil | Nil | Nil | Nil
EC.14180 | Pimba PLC Replacement | ExAnte | Replacement | Potential | 0 | 0 | 0 | 0 | 0 | 0 | 0 | 0 |  |  |  | 93300.67 | 2592119.357 | Nil | Nil | Nil | Nil | Nil | Nil
EC.14182 | South East SVC Computer Control System R | ExAnte | Replacement | Potential | 0 | 0 | 0 | 0 | 0 | 0 | 0 | 0 |  |  |  | Nil | Nil | Nil | Nil | 967953.2 | 3952023.75 | Nil | Nil
EC.14184 | Secondary Injection Test Unit | ExAnte | Replacement | Closed | 0 | 0 | 0 | 0 | 0 | 0 | 0 | 0 |  |  |  | 53395.19 | Nil | Nil | Nil | Nil | Nil | Nil | Nil
EC.14185 | SF6 Trailer Mounted Service Cart | ExAnte | Facilities | Active | 0 | 0 | 0 | 0 | 0 | 0 | 0 | 0 |  |  |  | 115672.59 | 13200 | Nil | Nil | Nil | Nil | Nil | Nil
EC.14187 | SA Over-Frequency Generation Shedding (OFGS) Scheme | ExAnte | Security/Compliance | Active | [11 empty] | 112917.27 | 465023.05 | Nil | Nil | Nil | Nil | Nil | Nil
EC.14188 | Warehousing project | ExAnte | Facilities | Active | [11 empty] | 33336.53 | 5679738.53 | Nil | Nil | Nil | Nil | Nil | Nil
EC.14189 | Temporary Transmission Structures Acquisition | ExAnte | Inventory/Spares | Active | [11 empty] | 1148062.34 | 1823765.58 | Nil | Nil | Nil | Nil | Nil | Nil
EC.14190 | Yorke Peninsula Telecoms Bearer | ExAnte | Augmentation | Active | [11 empty] | 177945.1 | 2834362.9 | 520734.82 | Nil | Nil | Nil | Nil | Nil
EC.14191 | Davenport-Cultana Telecoms Bearer | ExAnte | Augmentation | Active | [11 empty] | 56209.28 | 2723489.6 | 1014256.16 | Nil | Nil | Nil | Nil | Nil
EC.14193 | Transformer GIC Monitoring | ExAnte | Security/Compliance | Potential | [11 empty] | Nil | 21824.36 | 407980 | Nil | Nil | Nil | Nil | Nil
EC.14196 | East Terrace 275 kV GIS Gas Monitoring S | ExAnte | Replacement | Active | [11 empty] | 32144.98 | 927855.05 | Nil | Nil | Nil | Nil | Nil | Nil
EC.14198 | Substation Access Roads and Drainage Upg | ExAnte | Security/Compliance | Active | [11 empty] | 37331.14 | 1930287.045 | Nil | Nil | Nil | Nil | Nil | Nil | 100% | 100% | 75% | 0% | 0%
EC.14199 | East Terrace, Northfield and Kilburn Eme | ExAnte | Security/Compliance | Potential | [11 empty] | 19135.87 | 619518.57 | 1888865 | 6378 | Nil | Nil | Nil | Nil
EC.14200 | 160 MVA 275_132 kV Emergency Transformer | ExAnte | Security/Compliance | Potential | [11 empty] | 36152.02 | 214027.02 | Nil | Nil | Nil | Nil | Nil | Nil
EC.14201 | Re-deployable Telecommunication Site | ExAnte | Security/Compliance | Potential | [11 empty] | 4901.73 | 576838.11 | 587.35 | Nil | Nil | Nil | Nil | Nil
EC.14202 | Revenue Meter Replacement 2018-23 | ExAnte | Replacement | Potential | [11 empty] | Nil | Nil | Nil | Nil | 77392.25 | 857413.96 | 428860.49 | Nil
EC.14203 | Telco DC Power Systems Upgrade | ExAnte | Security/Compliance | Potential | [11 empty] | 3990.84 | 358172.39 | Nil | Nil | Nil | Nil | Nil | Nil
EC.14205 | Secondary Systems Product Evaluation 201 | ExAnte | Replacement | Potential | [11 empty] | Nil | Nil | 461509.82 | 429496.12 | 437658.52 | 449021.82 | 361750.28 | Nil
EC.14206 | Renewable Microgrid Demonstration Testbe | ExAnte | Security/Compliance | Potential | [11 empty] | 3215.52 | 246513.39 | Nil | Nil | Nil | Nil | Nil | Nil
EC.14207 | Special Protection and Wide Area Monitor | ExAnte | Security/Compliance | Potential | [11 empty] | Nil | 2109872.1 | 2628692.35 | 644330.27 | Nil | Nil | Nil | Nil
EC.14209 | Substation Improvements for System Black | ExAnte | Security/Compliance | Potential | [11 empty] | Nil | Nil | 4203342.25 | 3593894.39 | Nil | Nil | Nil | Nil
EC.14210 | High Risk Substation Environmental Inves | ExAnte | Security/Compliance | Potential | [11 empty] | 16201.47 | 1327129.07 | 1103882 | 3728 | Nil | Nil | Nil | Nil
EC.14214 | Transmission Line Access Track Upgrade | ExAnte | Security/Compliance | Potential | [11 empty] | Nil | Nil | 1622577.65 | 2070239.02 | Nil | Nil | Nil | Nil
EC.14215 | Para 275 kV 50 MVar Reactor | ExAnte | Security/Compliance | Potential | [11 empty] | Nil | Nil | Nil | Nil | 289213.11 | 3041140.35 | 1500225.48 | Nil
EC.14216 | Blyth West 275 kV 50 Mvar Reactor | ExAnte | Security/Compliance | Potential | [11 empty] | Nil | Nil | 41619.7 | 1336962.96 | 3140892 | 141574.46 | Nil | Nil
EC.11316F18 | SA Water Pump Stations Transformer Repla | ExAnte | Replacement | Active | [11 empty] | 31714256.3208 | 7500275.17 | Nil | Nil | Nil | Nil | Nil | Nil | 110.7% | 50% | 0% | 0% | 0% | 0% | 0%
EC.11890F18 | Unit Asset Replacements 2013-18 | ExAnte | Replacement | Active | [11 empty] | 7659944.34 | 4396816.84 | Nil | Nil | Nil | Nil | Nil | Nil | 100% | 100% | 0% | 0% | 0% | 0% | 0%
EC.11316F19 | SA Water Pump Stations Transformer Repla | ExAnte | Replacement | Active | [11 empty] | Nil | 4056669.6157 | 4208294.04 | 140785.07 | Nil | Nil | Nil | Nil | 0% | 50% | 100% | 100% | 0% | 0% | 0%
EC.11890F19 | Unit Asset Replacements 2013-18 | ExAnte | Replacement | Active | [11 empty] | Nil | Nil | 309120.19 | Nil | Nil | Nil | Nil | Nil | 0% | 0% | 100% | 0% | 0% | 0% | 0%
EC.14081F20 | Line Insulator Systems Refurbishment 201 | ExAnte | Refurbishment | Potential | [11 empty] | Nil | Nil | 3667547.588 | 6687726.1542 | Nil | Nil | Nil | Nil | 0% | 0% | 55.35% | 46.31% | 0% | 0% | 0%
EC.14081F21 | Line Insulator Systems Refurbishment 201 | ExAnte | Refurbishment | Potential | [11 empty] | Nil | Nil | Nil | 7753415.9858 | 5241437.3377 | Nil | Nil | Nil | 0% | 0% | 0% | 53.69% | 35.95% | 0% | 0%
EC.14081F22 | Line Insulator Systems Refurbishment 201 | ExAnte | Refurbishment | Potential | [11 empty] | Nil | Nil | Nil | Nil | 9338369.0023 | 9544777.2334 | Nil | Nil | 0% | 0% | 0% | 0% | 64.05% | 63.8% | 0%
EC.14084F22 | Line Conductor and Earthwire Refurbishme | ExAnte | Refurbishment | Potential | [11 empty] | Nil | Nil | Nil | Nil | 445567.5978 | 5769334.24 | Nil | Nil | 0% | 0% | 0% | 0% | 7.903% | 99.72% | 0%
EC.14081F23 | Line Insulator Systems Refurbishment 201 | ExAnte | Refurbishment | Potential | [11 empty] | Nil | Nil | Nil | Nil | Nil | 5415974.2166 | 12248904.52 | Nil | 0% | 0% | 0% | 0% | 0% | 36.2% | 100%
EC.14084F23 | Line Conductor and Earthwire Refurbishme | ExAnte | Refurbishment | Potential | [11 empty] | Nil | Nil | Nil | Nil | Nil | 15998.78 | 3592653.9 | Nil | 0% | 0% | 0% | 0% | 0% | 0.2765% | 100%
EC.11816F18 | One IP Substation Network Stage 1 | ExAnte | Replacement | Active | [11 empty] | Nil | 3420771.52 | 69638.36 | Nil | Nil | Nil | Nil | Nil | 75% | 100% | 100% | 0% | 0% | 0% | 0%
EC.14198F19 | Substation Access Roads and Drainage Upg | ExAnte | Security/Compliance | Active | [11 empty] | Nil | 643429.015 | 561811 | 1657 | 0 | 0 | 0 | 0 |  |  | 25% | 100% | 100%
EC.14180F20 | Pimba Telecoms Bearer | ExAnte | Replacement | [12 empty] | Nil | 0 | 0 | 289996.41 | Nil | Nil | Nil | Nil
EC.14180F21 | Pimba Telecoms Bearer | ExAnte | Replacement | [12 empty] | Nil | 0 | 0 | 0 | 700000.31 | Nil | Nil | Nil
EC.14221F21 | Davenport - Pimba 132 kV line Low Span U | ExAnte | Refurbishment | [12 empty] | Nil | 0 | 0 | 0 | 1046240.31 | Nil | Nil | Nil
EC.14221F22 | Davenport - Pimba 132 kV line Low Span U | ExAnte | Refurbishment | [12 empty] | Nil | 0 | 0 | 0 | 0 | 2049431.53 | 2171.2 | Nil
EC.14218 | Spencer Gulf Crossing Bypass | ExAnte | Security/Compliance | Potential | [11 empty] | 2281.92 | 2706238.42 | 636375.14 | Nil | Nil | Nil | Nil | Nil |  |  | .
EC.14055 | Torrens Island North Substation Tie Bus | ExAnte | Security/Compliance | Potential | [11 empty] | Nil | Nil | Nil | Nil | 95215 | 458147.32 | 1022225.4 | Nil
EC.10643 | Line Ratings Tool | ExAnte | Augmentation | Active | [11 empty] | 267107.65 | 360279 | Not listed | Not listed | Not listed | Not listed | Not listed | Not listed
EC.14004 | Wind Risk Model Development | ExAnte | Security/Compliance | Active | [11 empty] | 72701.73 | 1517282.22 | Not listed | Not listed | Not listed | Not listed | Not listed | Not listed
EC.14221 | Davenport - Pimba 132 kV line Low Span U | ExAnte | Refurbishment | Active | [11 empty] | 34115.02 | 7969000 | Nil | Nil | Nil | Nil | Nil | Nil
EC.14222 | Group Corporate Financial Model Replace. | ExAnte | Information Technology | Active | [11 empty] | 190856.07 | 53572.22 | Not listed | Not listed | Not listed | Not listed | Not listed | Not listed
EC.14227 | F1919 & F1920 Tower Replacement | ExAnte | Replacement | Active | [11 empty] | 3906700 | Nil | Not listed | Not listed | Not listed | Not listed | Not listed | Not listed

## Commissioned
[11 empty] | Success VLU | 73 | 74 | 75 | 76 | 77 | 78 | 79 | 80 | 81 | 82 | 83 | 84 | 85 | 86 | 87 | 88 | 89 | 90 | 91 | 92
|  | 104245799.0925 | 208242988.6264 | 134946009.4703 | 73302810.2936 | 92714543.4259 | 109254729.4371 | 174726836.273 | 1046202115.1792 |  | Project splits VLU | 3 | 4 | 5 | 6 | 7 | 8 | 9 | 10 | 11 | 12 | 13 | 14 | 15 | 16 | 17 | 18 | 19 | 20 | 21 | 22
|  | 180190161.8026 | -80792871.7317 | 9889857.1056 | 564775.6284 | -3654753.6298 | -201681.3936 | -3709946.2721 | 99165214.6497
| This colour denotes projects which have capitalisations in more than one year. The projects have been split to facilitate this. | [10 empty] | Commercial Buildings | Communications - Civil | Communications - Other | Computers, software, and office machines | Easement | Land | Network Switching Centres | Office furniture, movable plant, and misc | Refurbishment | Substation Primary Plant | Substation Demountable Buildings | Substation Establishment | Substation Fences | Substation Secondary Systems - Electro-mechanical | Substation Secondary Systems - Electronic | Transmission lines - Overhead | Transmission lines - Underground | Refurbishment 2008-13 | Transmission Line Refit - insulators replacement 2013-18 | Transmission Line refit 2018-2023
| 2014 | [7 empty] | 0
| 2015 | [7 empty] | 0
2016
| 2017 | 75944362.7101 | [6 empty] | 75944362.7101 |  | F17 | 423452.8985 | 0 | 5747195.5176 | 3046849.7946 | 0 | 807480.3741 | 1657665.5722 | 733419.7385 | 0 | 20844197.5415 | 0 | 24832733.1499 | 0 | 0 | 8372997.0988 | 5391634.3426 | 0 | 0 | 4086736.6818 | 0 | 75944362.7101
| 2018 |  | 289035860.3581 | [5 empty] | 289035860.3581 |  | F18 | 6456369.8168 | 1770229.0015 | 10467577.8537 | 29330895.2364 | 80249.4031 | 12731921.9875 | 0 | 11127269.1248 | 0 | 87658192.6545 | 2378742.6158 | 13954078.017 | 715616.5052 | 0 | 33304341.5066 | 14079995.217 | 3398246.2135 | 0 | 61582135.2048 | 0 | 289035860.3581
| 2019 |  |  | 125056152.3648 |  |  |  |  | 125056152.3648 |  | F19 | 3318183.3125 | 9995148.727 | 19788995.5748 | 23417408.1877 | 10025.8962 | 13408.0971 | 2875489.0527 | 563183.9619 | 0 | 23761379.6752 | 847226.6915 | 16680348.683 | 178309.0522 | 0 | 11138274.0567 | 720400.2166 | 543108.4824 | 0 | 0 | 11205262.6972 | 125056152.3648
| 2020 |  |  |  | 72738034.6652 |  |  |  | 72738034.6652 |  | F20 | 643616.39 | 1919834.5824 | 14490266.7481 | 10476193.1055 | 0 | 111799.3703 | 0 | 487797.4003 | 0 | 7495662.297 | 159277.252 | 14818949.0489 | 232055.4411 | 0 | 11140204.0801 | 237359.0825 | 0 | 0 | 0 | 10525019.8671 | 72738034.6652
| 2021 |  |  |  |  | 96369297.0556 |  |  | 96369297.0556 |  | F21 | 1131890.3218 | 1242475.3412 | 4158401.5236 | 14281909.0565 | 0 | 43420.1008 | 0 | 546210.1835 | 0 | 23601106.6975 | 221016.765 | 10380543.3658 | 3184393.5693 | 0 | 13142874.48 | 710386.227 | 24674.7402 | 0 | 0 | 23699994.6834 | 96369297.0556
| 2022 | [5 empty] | 109456410.8306 |  | 109456410.8306 |  | F22 | 1110451.2862 | 820430.7546 | 303219.6439 | 10229058.9406 | 0 | 0 | 0 | 4032547.7865 | 0 | 5724656.0168 | 2267112.2479 | 387311.0259 | 57764.4159 | 0 | 6394594.4414 | 10982716.0353 | 14084.7973 | 0 | 0 | 67132463.4384 | 109456410.8306
| 2023 | [6 empty] | 178436782.5451 | 178436782.5451 |  | F23 | 134574.9987 | 56888.5102 | 10820959.119 | 14413829.001 | 0 | 0 | 1855197.063 | 2969967.9256 | 0 | 31985900.4141 | 0 | 2226289.2512 | 49225.7312 | 0 | 38409216.4642 | 162487.5688 | 129009.2454 | 0 | 0 | 75223237.2526 | 178436782.5451
BP Category | (All) | 75944362.7101 | 289035860.3581 | 125056152.3648 | 72738034.6652 | 96369297.0556 | 109456410.8306 | 178436782.5451 | 947036900.5295 | [22 empty] | 947036900.5295
| Check | 0 | 0 | 0 | 0 | 0 | 0 | 0 |  |  | Total commissioned F17 | 820244.9114 | 2970158.8022 | 11262792.3316 | 13438117.9926 | 6111094.1093 | 893363.8427 | 1657665.5722 | 3569014.7918 | 0 | 53338355.3668 | 0 | 37908538.8799 | 444766.8645 | 0 | 27590174.4582 | 8780817.3853 | 0 | 0 | 11405056.4941 | 0 | 180190161.8026
Sum of Commissioned $ |  | AIS Year
Project Definition | Title | 2017 | 2018 | 2019 | 2020 | 2021 | 2022 | 2023 | Grand Total | Capitalisation year | Estimates Asset Class $ | Commercial Buildings | Communications - Civil | Communications - Other | Computers, software, and office machines | Easement | Land | Network Switching Centres | Office furniture, movable plant, and misc | Refurbishment | Substation Primary Plant | Substation Demountable Buildings | Substation Establishment | Substation Fences | Substation Secondary Systems - Electro-mechanical | Substation Secondary Systems - Electronic | Transmission lines - Overhead | Transmission lines - Underground | Refurbishment 2008-13 | Transmission Line Refit - insulators replacement 2013-18 | Transmission Line refit 2018-2023 | Total
EC.11134 | Integrated Budgeting & Forecasting | AIS Year 2018: 1230847.5699 | 1230847.5699 | 2018 | 0 | 0% | 0% | 0% | 100% | 0% | 0% | 0% | 0% | 0% | 0% | 0% | 0% | 0% | 0% | 0% | 0% | 0% | 0% | 0% | 0% | 100%
EC.11220 | Integrated Information Environment | AIS Year 2017: 2243191.1073 | 2243191.1073 | 2017 | 0 | 0% | 0% | 0% | 100% | 0% | 0% | 0% | 0% | 0% | 0% | 0% | 0% | 0% | 0% | 0% | 0% | 0% | 0% | 0% | 0% | 100%
EC.11239 | CLSD SAEs for 2013-2018 Capital Projects | AIS Year 2018: 446599.3794 | 446599.3794 | 2018 | 0 | 2.214% | 5.381% | 11.13% | 9.097% | 7.454% | 1.175% | 0% | 0.06846% | 0% | 17.34% | 1.795% | 6.534% | 0.5675% | 0% | 18.79% | 4.49% | 1.192% | 0% | 12.76% | 0% | 100%
EC.11242 | Aerial Services Implementation | AIS Year 2018: 1756168.7024 | 1756168.7024 | 2018 | 0 | 0% | 0% | 0% | 0% | 0% | 0% | 0% | 100% | 0% | 0% | 0% | 0% | 0% | 0% | 0% | 0% | 0% | 0% | 0% | 0% | 100%
EC.11316 | SA Water Pump Stations Transformer Repla | AIS Year 2017: 54791206.2163 | 54791206.2163 | 2017 | 0 | 0% | 0% | 4.261% | 0% | 0% | 0% | 0% | 0% | 0% | 35.3% | 0% | 36.89% | 0% | 0% | 13.98% | 9.563% | 0% | 0% | 0% | 0% | 100%
EC.11316F18 | SA Water Pump Stations Transformer Repla | AIS Year 2018: 40033263.0621 | 40033263.0621 | 2018 | 55413255.6207 | 0% | 2.074% | 14.01% | 0% | 0.1173% | 0% | 0% | 0% | 0% | 32.34% | 3.909% | 15.87% | 1.153% | 0% | 21.74% | 4.681% | 4.105% | 0% | 0% | 0% | 100%
EC.11316F19 | SA Water Pump Stations Transformer Repla | AIS Year 2019: 8547193.056 | 8547193.056 | 2019 | 55413255.6207 | 0% | 2.074% | 14.01% | 0% | 0.1173% | 0% | 0% | 0% | 0% | 32.34% | 3.909% | 15.87% | 1.153% | 0% | 21.74% | 4.681% | 4.105% | 0% | 0% | 0% | 100%
EC.11330 | Alstom EMS Upgrade Stage 2 | AIS Year 2017: 1694608.0318 | 1694608.0318 | 2017 | 0 | 0% | 0% | 0% | 2.18% | 0% | 0% | 97.82% | 0% | 0% | 0% | 0% | 0% | 0% | 0% | 0% | 0% | 0% | 0% | 0% | 0% | 100%
EC.11379 | Energy Management System Functional Enha | AIS Year 2019: 8887341.1666 | 8887341.1666 | 2019 | 0 | 0% | 0% | 0% | 100% | 0% | 0% | 0% | 0% | 0% | 0% | 0% | 0% | 0% | 0% | 0% | 0% | 0% | 0% | 0% | 0% | 100%
EC.11384 | Security and Video System Consolidation | AIS Year 2018: 594326.0947 | 594326.0947 | 2018 | 0 | 0% | 0% | 0% | 100% | 0% | 0% | 0% | 0% | 0% | 0% | 0% | 0% | 0% | 0% | 0% | 0% | 0% | 0% | 0% | 0% | 100%
EC.11426 | Ex NCIPAP 4 W'oo East to Rob'town 132kv Upr | AIS Year 2018: 955767.6156 | 955767.6156 | 2018 | 613634.6141 | 0% | 0% | 0% | 0% | 0% | 0% | 0% | 0% | 0% | 5.355% | 0% | 0% | 0% | 0% | 3.259% | 73.09% | 0% | 0% | 18.3% | 0% | 100%
EC.11434 | Enterprise Capture of IED Data | AIS Year 2018: 2463659.7969 | 2463659.7969 | 2018 | 0 | 0% | 0% | 0% | 100% | 0% | 0% | 0% | 0% | 0% | 0% | 0% | 0% | 0% | 0% | 0% | 0% | 0% | 0% | 0% | 0% | 100%
EC.11435 | Outage Optimisation Improvements | AIS Year 2018: 848832.9233 | 848832.9233 | 2018 | 0 | 0% | 0% | 0% | 100% | 0% | 0% | 0% | 0% | 0% | 0% | 0% | 0% | 0% | 0% | 0% | 0% | 0% | 0% | 0% | 0% | 100%
EC.11441 | Para-Brinkworth-Davenport Hazard Mitiga | AIS Year 2018: 50011317.9363 | 50011317.9363 | 2018 | 0 | 0% | 0% | 0% | 0% | 0% | 0% | 0% | 0% | 0% | 0% | 0% | 0% | 0% | 0% | 0% | 0% | 0% | 0% | 100% | 0% | 100%
EC.11446 | Brinkworth to Mintaro Line Refurbishment | AIS Year 2018: 6942215.3408 | 6942215.3408 | 2018 | 5895290.9 | 0% | 0% | 0% | 0% | 0% | 0% | 0% | 0% | 0% | 0% | 0% | 0% | 0% | 0% | 0% | 0% | 0% | 0% | 100% | 0% | 100%
EC.11454 | Safety in Design Processes | AIS Year 2018: 95841.6207 | 95841.6207 | 2018 | 0 | 0% | 0% | 0% | 0% | 0% | 0% | 0% | 100% | 0% | 0% | 0% | 0% | 0% | 0% | 0% | 0% | 0% | 0% | 0% | 0% | 100%
EC.11461 | Cultana to Stony Point Land and Easement | AIS Year 2017: 807480.3741 | 807480.3741 | 2017 | 0 | 0% | 0% | 0% | 0% | 0% | 100% | 0% | 0% | 0% | 0% | 0% | 0% | 0% | 0% | 0% | 0% | 0% | 0% | 0% | 0% | 100%
EC.11463 | Emergency Unit Asset Replacement 2013-18 | AIS Year 2018: 2940021.8527 | 2940021.8527 | 2018 | 0 | 0% | 0% | 0% | 0% | 0% | 0% | 0% | 0% | 0% | 93.42% | 0% | 3.993% | 0% | 0% | 0% | 2.59% | 0% | 0% | 0% | 0% | 100%
EC.11516 | Asset Managment Optimisation | AIS Year 2019: 5671737.6642 | 5671737.6642 | 2019 | 600000 | 0% | 0% | 0% | 100% | 0% | 0% | 0% | 0% | 0% | 0% | 0% | 0% | 0% | 0% | 0% | 0% | 0% | 0% | 0% | 0% | 100%
EC.11523 | IT Systems Management | AIS Year 2017: 448111.9572 | 448111.9572 | 2017 | 0 | 0% | 0% | 0% | 100% | 0% | 0% | 0% | 0% | 0% | 0% | 0% | 0% | 0% | 0% | 0% | 0% | 0% | 0% | 0% | 0% | 100%
EC.11526 | Teleco Network Management Systems Upgrad | AIS Year 2018: 1351718.2087 | 1351718.2087 | 2018 | 0 | 0% | 0% | 0% | 100% | 0% | 0% | 0% | 0% | 0% | 0% | 0% | 0% | 0% | 0% | 0% | 0% | 0% | 0% | 0% | 0% | 100%
EC.11533 | Business Intelligence Upgrade 1 | AIS Year 2018: 609296.779 | 609296.779 | 2018 | 1950000 | 0% | 0% | 0% | 100% | 0% | 0% | 0% | 0% | 0% | 0% | 0% | 0% | 0% | 0% | 0% | 0% | 0% | 0% | 0% | 0% | 100%
EC.11549 | Switching System Writer Application | AIS Year 2019: 165640.0577 | 165640.0577 | 2019 | 0 | 0% | 0% | 0% | 100% | 0% | 0% | 0% | 0% | 0% | 0% | 0% | 0% | 0% | 0% | 0% | 0% | 0% | 0% | 0% | 0% | 100%
EC.11551 | Control Room Asset Replacement | AIS Year 2020: 407392.3765 | 407392.3765 | 2020 | 68400 | 0% | 0% | 0% | 100% | 0% | 0% | 0% | 0% | 0% | 0% | 0% | 0% | 0% | 0% | 0% | 0% | 0% | 0% | 0% | 0% | 100%
EC.11560 | Magill - East Terrace Cable Pit Construc | AIS Year 2018: 1721579.4118 | 1721579.4118 | 2018 | 743218 | 0% | 0% | 0% | 0% | 0% | 0% | 0% | 0% | 0% | 0% | 0% | 0% | 0% | 0% | 0% | 0% | 100% | 0% | 0% | 0% | 100%
EC.11562 | Transmission Line Inspection Data Analys | AIS Year 2020: 1392490.5561 | 1392490.5561 | 2020 | 343870 | 0% | 0% | 0% | 100% | 0% | 0% | 0% | 0% | 0% | 0% | 0% | 0% | 0% | 0% | 0% | 0% | 0% | 0% | 0% | 0% | 100%
EC.11575 | Substation Operational Data Network Repl | AIS Year 2019: 3893373.9728 | 3893373.9728 | 2019 | 0 | 0% | 0% | 100% | 0% | 0% | 0% | 0% | 0% | 0% | 0% | 0% | 0% | 0% | 0% | 0% | 0% | 0% | 0% | 0% | 0% | 100%
EC.11602 | Tailem Bend Substation Upgrade | AIS Year 2018: 9387263.832 | 9387263.832 | 2018 | 0 | 0% | 0% | 0% | 0% | 0% | 0% | 0% | 0% | 0% | 100% | 0% | 0% | 0% | 0% | 0% | 0% | 0% | 0% | 0% | 0% | 100%
EC.11606 | IT Storage Computer Hardware Refurb19-20 | AIS Year 2020: 1738842.5461 | 1738842.5461 | 2020 | 310309 | 0% | 0% | 0% | 100% | 0% | 0% | 0% | 0% | 0% | 0% | 0% | 0% | 0% | 0% | 0% | 0% | 0% | 0% | 0% | 0% | 100%
EC.11610 | LAN Corporate Refresh 17-18 | AIS Year 2018: 1231363.9072 | 1231363.9072 | 2018 | 1100000 | 0% | 0% | 0% | 100% | 0% | 0% | 0% | 0% | 0% | 0% | 0% | 0% | 0% | 0% | 0% | 0% | 0% | 0% | 0% | 0% | 100%
EC.11615 | Asset Design Manuals (ADM) Major Rewrite | AIS Year 2018: 3714443.5845 | 3714443.5845 | 2018 | 0 | 0% | 0% | 0% | 0% | 0% | 0% | 0% | 100% | 0% | 0% | 0% | 0% | 0% | 0% | 0% | 0% | 0% | 0% | 0% | 0% | 100%
EC.11619 | Fire Protection 300 Pirie 2015-16 | AIS Year 2017: 24938.2179 | 24938.2179 | 2017 | 0 | 100% | 0% | 0% | 0% | 0% | 0% | 0% | 0% | 0% | 0% | 0% | 0% | 0% | 0% | 0% | 0% | 0% | 0% | 0% | 0% | 100%
EC.11623 | Robertstown Telecoms Bearer | AIS Year 2019: 8366640.8805 | 8366640.8805 | 2019 | 0 | 0% | 8.992% | 91.01% | 0% | 0% | 0% | 0% | 0% | 0% | 0% | 0% | 0% | 0% | 0% | 0% | 0% | 0% | 0% | 0% | 0% | 100%
EC.11624 | Mid North OPGW Bearer | AIS Year 2020: 14703700.2004 | 14703700.2004 | 2020 | 0 | 0% | 8.992% | 91.01% | 0% | 0% | 0% | 0% | 0% | 0% | 0% | 0% | 0% | 0% | 0% | 0% | 0% | 0% | 0% | 0% | 0% | 100%
EC.11630 | Eyre Peninsula Reinforcement Land and Ea | AIS Year 2018: 12586711.7181 | 12586711.7181 | 2018 | 0 | 0% | 0% | 0% | 0% | 0% | 100% | 0% | 0% | 0% | 0% | 0% | 0% | 0% | 0% | 0% | 0% | 0% | 0% | 0% | 0% | 100%
EC.11645 | Reactive Plant Control Scheme | AIS Year 2020: 1554670.3923 | 1554670.3923 | 2020 | 2310800.03 | 0% | 0% | 0% | 36.78% | 0% | 0% | 0% | 0% | 0% | 0% | 0% | 0% | 0% | 0% | 63.22% | 0% | 0% | 0% | 0% | 0% | 100%
EC.11646 | Eyre Peninsula & Upper NorthVoltage | AIS Year 2019: 1224178.3388 | 1224178.3388 | 2019 | 2282535.5574 | 0% | 0% | 26.29% | 21.91% | 0% | 1.095% | 0% | 0% | 0% | 16.55% | 0% | 0.3286% | 0% | 0% | 33.83% | 0% | 0% | 0% | 0% | 0% | 100%
EC.11650 | Electrical 300 Pirie Street 2015-16 | AIS Year 2017: 172996.0688 | 172996.0688 | 2017 | 0 | 100% | 0% | 0% | 0% | 0% | 0% | 0% | 0% | 0% | 0% | 0% | 0% | 0% | 0% | 0% | 0% | 0% | 0% | 0% | 0% | 100%
EC.11656 | Vegetation Management Analysis Tools | AIS Year 2018: 516050.0052 | 516050.0052 | 2018 | 178838 | 0% | 0% | 0% | 100% | 0% | 0% | 0% | 0% | 0% | 0% | 0% | 0% | 0% | 0% | 0% | 0% | 0% | 0% | 0% | 0% | 100%
EC.11659 | Substation and Telecommunication Buildin | AIS Year 2018: 2500012.0265 | 2500012.0265 | 2018 | 0 | 0% | 0% | 0% | 0% | 0% | 0% | 0% | 0% | 0% | 0% | 0% | 100% | 0% | 0% | 0% | 0% | 0% | 0% | 0% | 0% | 100%
EC.11660 | Substation Battery Charger Replacement | AIS Year 2018: 784775.4233 | 784775.4233 | 2018 | 840105 | 0% | 0% | 0% | 0% | 0% | 0% | 0% | 0% | 0% | 0% | 0% | 100% | 0% | 0% | 0% | 0% | 0% | 0% | 0% | 0% | 100%
EC.11661 | Substation Computer Based Local Control | AIS Year 2020: 3184637.2012 | 3184637.2012 | 2020 | 1602200.02 | 0% | 0% | 0% | 0% | 0% | 0% | 0% | 0% | 0% | 0% | 0% | 0% | 0% | 0% | 100% | 0% | 0% | 0% | 0% | 0% | 100%
EC.11662 | Tower Fall Arrestor Replacement and Audi | AIS Year 2019: 305388.8977 | 305388.8977 | 2019 | 0 | 0% | 0% | 0% | 0% | 0% | 0% | 0% | 100% | 0% | 0% | 0% | 0% | 0% | 0% | 0% | 0% | 0% | 0% | 0% | 0% | 100%
EC.11694 | Inventory Purchases 2015-16 | AIS Year 2017: 1759326.2731 | 1759326.2731 | 2017 | 0 | 0% | 0% | 0% | 0% | 0% | 0% | 0% | 0% | 0% | 85.28% | 0% | 0% | 0% | 0% | 6.09% | 8.63% | 0% | 0% | 0% | 0% | 100%
EC.11712 | Engineering Systems Functional Upgrade | AIS Year 2019: 1060916.09 | 1060916.09 | 2019 | 2000000 | 0% | 0% | 0% | 100% | 0% | 0% | 0% | 0% | 0% | 0% | 0% | 0% | 0% | 0% | 0% | 0% | 0% | 0% | 0% | 0% | 100%
EC.11733 | Online Asset Condition Monitoring Equipm | AIS Year 2018: 7620327.7354 | 7620327.7354 | 2018 | 5706333.4 | 0% | 0% | 0% | 0% | 0% | 0% | 0% | 0% | 0% | 4.22% | 0% | 2.524% | 0% | 0% | 93.26% | 0% | 0% | 0% | 0% | 0% | 100%
EC.11734 | Network Aerial Laser Survey 2013-18 | AIS Year 2018: 2389030.9439 | 2389030.9439 | 2018 | 4747884.8124 | 0% | 0% | 0% | 100% | 0% | 0% | 0% | 0% | 0% | 0% | 0% | 0% | 0% | 0% | 0% | 0% | 0% | 0% | 0% | 0% | 100%
EC.11735 | Transmission Line Design | AIS Year 2023: 333290.9008 | 333290.9008 | 2023 | 0 | 0% | 0% | 0% | 0% | 0% | 0% | 0% | 100% | 0% | 0% | 0% | 0% | 0% | 0% | 0% | 0% | 0% | 0% | 0% | 0% | 100%
EC.11741 | Database Platform Refresh 17-18 | AIS Year 2018: 1958371.9754 | 1958371.9754 | 2018 | 239970 | 0% | 0% | 0% | 100% | 0% | 0% | 0% | 0% | 0% | 0% | 0% | 0% | 0% | 0% | 0% | 0% | 0% | 0% | 0% | 0% | 100%
EC.11742 | Baroota Substation Replacement | AIS Year 2018: 6463727.3453 | 6463727.3453 | 2018 | 3516015.8326 | 0% | 6.196% | 5.449% | 0% | 0% | 0% | 0% | 0% | 0% | 24.22% | 9.704% | 15.32% | 2.684% | 0% | 35% | 1.422% | 0% | 0% | 0% | 0% | 100%
EC.11744 | Bund Refurbishments | AIS Year 2018: 8845795.3183 | 8845795.3183 | 2018 | 0 | 0% | 0% | 0% | 0% | 0% | 0% | 0% | 0% | 0% | 100% | 0% | 0% | 0% | 0% | 0% | 0% | 0% | 0% | 0% | 0% | 100%
EC.11749 | AC Switchboard Replacement 2013-18 | AIS Year 2019: 11587068.5686 | 11587068.5686 | 2019 | 6032738 | 0% | 0% | 0% | 0% | 0% | 0% | 0% | 0% | 0% | 0% | 0% | 100% | 0% | 0% | 0% | 0% | 0% | 0% | 0% | 0% | 100%
EC.11751 | Westinghouse RTU Replacement | AIS Year 2018: 2369867.1439 | 2369867.1439 | 2018 | 1232878 | 0% | 0% | 0% | 0% | 0% | 0% | 0% | 0% | 0% | 0% | 0% | 0% | 0% | 0% | 100% | 0% | 0% | 0% | 0% | 0% | 100%
EC.11808 | Windows Backoffice Mgmt Sys Refresh17-18 | AIS Year 2018: 887926.3163 | 887926.3163 | 2018 | 179280 | 0% | 0% | 0% | 100% | 0% | 0% | 0% | 0% | 0% | 0% | 0% | 0% | 0% | 0% | 0% | 0% | 0% | 0% | 0% | 0% | 100%
EC.11809 | Common Information-Connectivity Model | AIS Year 2018: 539202.9122 | 539202.9122 | 2018 | 1200000 | 0% | 0% | 0% | 100% | 0% | 0% | 0% | 0% | 0% | 0% | 0% | 0% | 0% | 0% | 0% | 0% | 0% | 0% | 0% | 0% | 100%
EC.11811 | Outage Management Functional Upgrade 3 | AIS Year 2023: 1706838.6277 | 1706838.6277 | 2023 | 280000 | 0% | 0% | 0% | 100% | 0% | 0% | 0% | 0% | 0% | 0% | 0% | 0% | 0% | 0% | 0% | 0% | 0% | 0% | 0% | 0% | 100%
EC.11816 | One IP Substation Network Stage 1 | AIS Year 2017: 8033553.8427 | 8033553.8427 | 2017 | 0 | 0% | 0% | 42.48% | 0% | 0% | 0% | 0% | 0% | 0% | 0% | 0% | 57.52% | 0% | 0% | 0% | 0% | 0% | 0% | 0% | 0% | 100%
EC.11816F18 | One IP Substation Network Stage 1 | AIS Year 2018: 3500960.5891 | 3500960.5891 | 2018 | 8237319.3732 | 0% | 11.75% | 52.64% | 34.13% | 0% | 0% | 0% | 0% | 0% | 0% | 0% | 0% | 0% | 0% | 1.481% | 0% | 0% | 0% | 0% | 0% | 100%
EC.11829 | Regional N-1 Secure Control Schemes | AIS Year 2019: 1189846.9368 | 1189846.9368 | 2019 | 0 | 0% | 0% | 0% | 0% | 0% | 0% | 0% | 0% | 0% | 0% | 0% | 4.482% | 0% | 0% | 95.52% | 0% | 0% | 0% | 0% | 0% | 100%
EC.11852 | Historian Upgrade 2 | AIS Year 2023: 431158.5433 | 431158.5433 | 2023 | 0 | 0% | 0% | 0% | 100% | 0% | 0% | 0% | 0% | 0% | 0% | 0% | 0% | 0% | 0% | 0% | 0% | 0% | 0% | 0% | 0% | 100%
EC.11854 | Telco Asset Replacement 2013-18 | AIS Year 2019: 5585361.443 | 5585361.443 | 2019 | 5624778.63 | 0% | 0% | 100% | 0% | 0% | 0% | 0% | 0% | 0% | 0% | 0% | 0% | 0% | 0% | 0% | 0% | 0% | 0% | 0% | 0% | 100%
EC.11861 | Telecommunications Network Optimisation | AIS Year 2018: 1674416.676 | 1674416.676 | 2018 | 1436800 | 0% | 0% | 100% | 0% | 0% | 0% | 0% | 0% | 0% | 0% | 0% | 0% | 0% | 0% | 0% | 0% | 0% | 0% | 0% | 0% | 100%
EC.11862 | Substation VOIP Network Completion | AIS Year 2018: 1180363.0438 | 1180363.0438 | 2018 | 0 | 0% | 0% | 0% | 100% | 0% | 0% | 0% | 0% | 0% | 0% | 0% | 0% | 0% | 0% | 0% | 0% | 0% | 0% | 0% | 0% | 100%
EC.11865 | Network Config Mngmnt System Upgrade 1 | AIS Year 2022: 1008201.0397 | 1008201.0397 | 2022 | 170000 | 0% | 0% | 0% | 100% | 0% | 0% | 0% | 0% | 0% | 0% | 0% | 0% | 0% | 0% | 0% | 0% | 0% | 0% | 0% | 0% | 100%
EC.11870 | IT Hardware Refresh Maintain 16-18 | AIS Year 2018: 3320480.8705 | 3320480.8705 | 2018 | 211833 | 0% | 0% | 0% | 100% | 0% | 0% | 0% | 0% | 0% | 0% | 0% | 0% | 0% | 0% | 0% | 0% | 0% | 0% | 0% | 0% | 100%
EC.11872 | IT Security Technology Refresh 17-18 | AIS Year 2019: 968488.4773 | 968488.4773 | 2019 | 242337 | 0% | 0% | 0% | 100% | 0% | 0% | 0% | 0% | 0% | 0% | 0% | 0% | 0% | 0% | 0% | 0% | 0% | 0% | 0% | 0% | 100%
EC.11873 | OT Software 3 | AIS Year 2019: 1285744.3652 | 1285744.3652 | 2019 | 210000 | 0% | 0% | 0% | 100% | 0% | 0% | 0% | 0% | 0% | 0% | 0% | 0% | 0% | 0% | 0% | 0% | 0% | 0% | 0% | 0% | 100%
EC.11880 | Fire Protection 300 Pirie 2017-18 | AIS Year 2018: 130160.1126 | 130160.1126 | 2018 | 100500 | 100% | 0% | 0% | 0% | 0% | 0% | 0% | 0% | 0% | 0% | 0% | 0% | 0% | 0% | 0% | 0% | 0% | 0% | 0% | 0% | 100%
EC.11881 | Furniture and Building Upgrades 2017-18 | AIS Year 2018: 236328.5604 | 236328.5604 | 2018 | 173720 | 30.23% | 0% | 0% | 0% | 0% | 0% | 0% | 69.77% | 0% | 0% | 0% | 0% | 0% | 0% | 0% | 0% | 0% | 0% | 0% | 0% | 100%
EC.11882 | General Utility Upgrades 2017-18 | AIS Year 2018: 145271.3723 | 145271.3723 | 2018 | 106640 | 65.12% | 0% | 0% | 0% | 0% | 0% | 0% | 34.88% | 0% | 0% | 0% | 0% | 0% | 0% | 0% | 0% | 0% | 0% | 0% | 0% | 100%
EC.11890 | Unit Asset Replacements 2013-18 | AIS Year 2018: 32446137.7314 | 32446137.7314 | 2018 | 49095475 | 0% | 0% | 0% | 0% | 0% | 0% | 0% | 0% | 0% | 100% | 0% | 0% | 0% | 0% | 0% | 0% | 0% | 0% | 0% | 0% | 100%
EC.11890F18 | Unit Asset Replacements 2013-18 | AIS Year 2018: 12263428.3458 | 12263428.3458 | 2018 | 49095475 | 0% | 0% | 0% | 0% | 0% | 0% | 0% | 0% | 0% | 100% | 0% | 0% | 0% | 0% | 0% | 0% | 0% | 0% | 0% | 0% | 100%
EC.11890F19 | Unit Asset Replacements 2013-18 | AIS Year 2019: 311158.1055 | 311158.1055 | 2019 | 49095475 | 0% | 0% | 0% | 0% | 0% | 0% | 0% | 0% | 0% | 100% | 0% | 0% | 0% | 0% | 0% | 0% | 0% | 0% | 0% | 0% | 100%
EC.11894 | Inventory Purchases 2017-18 | AIS Year 2018: 449292.6506 | 449292.6506 | 2018 | 1962985 | 0% | 0% | 0% | 0% | 0% | 0% | 0% | 0% | 0% | 100% | 0% | 0% | 0% | 0% | 0% | 0% | 0% | 0% | 0% | 0% | 100%
EC.11895 | SAEs for 2018-23 Capital Projects | AIS Year 2018: 3260007.5346 | 3260007.5346 | 2018 | 0 | 0% | 1.26% | 4.041% | 1.952% | 0% | 0.05275% | 0% | 0% | 0% | 20.54% | 0.06913% | 10.78% | 0.8185% | 0% | 13.44% | 30% | 0.0166% | 0% | 17.04% | 0% | 100%
EC.11899 | Vehicle Purchases 2017-18 | AIS Year 2018: 220411.6123 | 220411.6123 | 2018 | 130560 | 0% | 0% | 0% | 0% | 0% | 0% | 0% | 100% | 0% | 0% | 0% | 0% | 0% | 0% | 0% | 0% | 0% | 0% | 0% | 0% | 100%
EC.11900 | Intranet Platform Refresh 16-17 | AIS Year 2018: 1562694.4778 | 1562694.4778 | 2018 | 37400 | 0% | 0% | 0% | 100% | 0% | 0% | 0% | 0% | 0% | 0% | 0% | 0% | 0% | 0% | 0% | 0% | 0% | 0% | 0% | 0% | 100%
EC.11907 | Intranet and Extranet Refresh 18-19 | AIS Year 2020: 280044.3987 | 280044.3987 | 2020 | 12500 | 0% | 0% | 0% | 100% | 0% | 0% | 0% | 0% | 0% | 0% | 0% | 0% | 0% | 0% | 0% | 0% | 0% | 0% | 0% | 0% | 100%
EC.11915 | Furniture and Building Upgrades 2018-19 | AIS Year 2019: 357049.441 | 357049.441 | 2019 | 235500 | 69.85% | 0% | 0% | 0% | 0% | 0% | 0% | 30.15% | 0% | 0% | 0% | 0% | 0% | 0% | 0% | 0% | 0% | 0% | 0% | 0% | 100%
EC.11916 | Vehicle Purchases 2018-19 | AIS Year 2019: 150149.5852 | 150149.5852 | 2019 | 122000 | 0% | 0% | 0% | 0% | 0% | 0% | 0% | 100% | 0% | 0% | 0% | 0% | 0% | 0% | 0% | 0% | 0% | 0% | 0% | 0% | 100%
EC.11917 | Investigation&Integration of New Technol | AIS Year 2023: 2469903.4963 | 2469903.4963 | 2023 | 0 | 0% | 0% | 0% | 0% | 0% | 0% | 0% | 100% | 0% | 0% | 0% | 0% | 0% | 0% | 0% | 0% | 0% | 0% | 0% | 0% | 100%
EC.11994 | Inventory Purchases 2018-19 | AIS Year 2019: 2372450.3913 | 2372450.3913 | 2019 | 2094358 | 0% | 0% | 0% | 0% | 0% | 0% | 0% | 0% | 0% | 100% | 0% | 0% | 0% | 0% | 0% | 0% | 0% | 0% | 0% | 0% | 100%
EC.12002 | Local Area Network Equip Refresh 21-22 | AIS Year 2022: 2129330.9099 | 2129330.9099 | 2022 | 1141371 | 0% | 0% | 0% | 100% | 0% | 0% | 0% | 0% | 0% | 0% | 0% | 0% | 0% | 0% | 0% | 0% | 0% | 0% | 0% | 0% | 100%
EC.12004 | Geospatial Systems Refresh 18-19 | AIS Year 2019: 1206946.0649 | 1206946.0649 | 2019 | 60250 | 0% | 0% | 0% | 100% | 0% | 0% | 0% | 0% | 0% | 0% | 0% | 0% | 0% | 0% | 0% | 0% | 0% | 0% | 0% | 0% | 100%
EC.12005 | IT Storage and Virtualisation Refurb 2 | AIS Year 2021: 2584306.5277 | 2584306.5277 | 2021 | 1769192 | 0% | 0% | 0% | 100% | 0% | 0% | 0% | 0% | 0% | 0% | 0% | 0% | 0% | 0% | 0% | 0% | 0% | 0% | 0% | 0% | 100%
EC.12008 | Project Portfoilo Mgmt Sys Refresh 21-22 | AIS Year 2023: 1348706.3535 | 1348706.3535 | 2023 | 220000 | 0% | 0% | 0% | 100% | 0% | 0% | 0% | 0% | 0% | 0% | 0% | 0% | 0% | 0% | 0% | 0% | 0% | 0% | 0% | 0% | 100%
EC.12013 | Design Standards Major Review Reset 4 | AIS Year 2022: 3485597.9797 | 3485597.9797 | 2022 | 0 | 0% | 0% | 0% | 0% | 0% | 0% | 0% | 100% | 0% | 0% | 0% | 0% | 0% | 0% | 0% | 0% | 0% | 0% | 0% | 0% | 100%
EC.12014 | Protection System Modelling and Validati | AIS Year 2019: 944023.7982 | 944023.7982 | 2019 | 300000 | 0% | 0% | 0% | 100% | 0% | 0% | 0% | 0% | 0% | 0% | 0% | 0% | 0% | 0% | 0% | 0% | 0% | 0% | 0% | 0% | 100%
EC.12027 | Mechanical 300 Pirie St 2018-19 | AIS Year 2019: 663162.7292 | 663162.7292 | 2019 | 455000 | 100% | 0% | 0% | 0% | 0% | 0% | 0% | 0% | 0% | 0% | 0% | 0% | 0% | 0% | 0% | 0% | 0% | 0% | 0% | 0% | 100%
EC.12028 | Furniture and Gen Bldg Upgrades 2019-20 | AIS Year 2020: 349839.3479 | 349839.3479 | 2020 | 233000 | 69.96% | 0% | 0% | 0% | 0% | 0% | 0% | 30.04% | 0% | 0% | 0% | 0% | 0% | 0% | 0% | 0% | 0% | 0% | 0% | 0% | 100%
EC.12030 | Vehicle Purchases 2019-20 | AIS Year 2020: 211534.6888 | 211534.6888 | 2020 | 163000 | 0% | 0% | 0% | 0% | 0% | 0% | 0% | 100% | 0% | 0% | 0% | 0% | 0% | 0% | 0% | 0% | 0% | 0% | 0% | 0% | 100%
EC.12070 | IT Hardware Refresh and Maintain 19-20 | AIS Year 2021: 1608227.1302 | 1608227.1302 | 2021 | 336120 | 0% | 0% | 0% | 100% | 0% | 0% | 0% | 0% | 0% | 0% | 0% | 0% | 0% | 0% | 0% | 0% | 0% | 0% | 0% | 0% | 100%
EC.12071 | Licenses, Maintenance, Minor Soft 19-20 | AIS Year 2020: 2516224.003 | 2516224.003 | 2020 | 460000 | 0% | 0% | 0% | 100% | 0% | 0% | 0% | 0% | 0% | 0% | 0% | 0% | 0% | 0% | 0% | 0% | 0% | 0% | 0% | 0% | 100%
EC.12072 | IT Security 4 | AIS Year 2021: 1495932.1023 | 1495932.1023 | 2021 | 260000 | 0% | 0% | 0% | 100% | 0% | 0% | 0% | 0% | 0% | 0% | 0% | 0% | 0% | 0% | 0% | 0% | 0% | 0% | 0% | 0% | 100%
EC.12073 | OT Software 4 | AIS Year 2021: 2073574.9935 | 2073574.9935 | 2021 | 180000 | 0% | 0% | 0% | 100% | 0% | 0% | 0% | 0% | 0% | 0% | 0% | 0% | 0% | 0% | 0% | 0% | 0% | 0% | 0% | 0% | 100%
EC.12094 | Inventory Purchases 2019-2020 | AIS Year 2020: 2437265.5401 | 2437265.5401 | 2020 | 2094358 | 0% | 0% | 0% | 0% | 0% | 0% | 0% | 0% | 0% | 100% | 0% | 0% | 0% | 0% | 0% | 0% | 0% | 0% | 0% | 0% | 100%
EC.12101 | Records Management | AIS Year 2018: 2163526.6334 | 2163526.6334 | 2018 | 107250 | 0% | 0% | 0% | 100% | 0% | 0% | 0% | 0% | 0% | 0% | 0% | 0% | 0% | 0% | 0% | 0% | 0% | 0% | 0% | 0% | 100%
EC.12105 | Electrical 300 Pirie St 2020 - 2021 | AIS Year 2021: 260689.2966 | 260689.2966 | 2021 | 171000 | 100% | 0% | 0% | 0% | 0% | 0% | 0% | 0% | 0% | 0% | 0% | 0% | 0% | 0% | 0% | 0% | 0% | 0% | 0% | 0% | 100%
EC.12106 | Furniture and Gen Bldg Upgrades 2020-21 | AIS Year 2021: 373933.06 | 373933.06 | 2021 | 245000 | 76.33% | 0% | 0% | 0% | 0% | 0% | 0% | 23.67% | 0% | 0% | 0% | 0% | 0% | 0% | 0% | 0% | 0% | 0% | 0% | 0% | 100%
EC.12108 | Mechanical Keswick North 2020-21 | AIS Year 2021: 175194.4703 | 175194.4703 | 2021 | 114500 | 100% | 0% | 0% | 0% | 0% | 0% | 0% | 0% | 0% | 0% | 0% | 0% | 0% | 0% | 0% | 0% | 0% | 0% | 0% | 0% | 100%
EC.12111 | Vehicle Purchases 2020-21 | AIS Year 2021: 281498.4913 | 281498.4913 | 2021 | 217000 | 0% | 0% | 0% | 0% | 0% | 0% | 0% | 100% | 0% | 0% | 0% | 0% | 0% | 0% | 0% | 0% | 0% | 0% | 0% | 0% | 100%
EC.12115 | Telecommunications Unit AssetReplacement | AIS Year 2023: 7748380 | 7748380 | 2023 | 5155050.0829 | 0% | 0% | 100% | 0% | 0% | 0% | 0% | 0% | 0% | 0% | 0% | 0% | 0% | 0% | 0% | 0% | 0% | 0% | 0% | 0% | 100%
EC.12203 | OT Software 5 | AIS Year 2023: 2204021.7574 | 2204021.7574 | 2023 | 180000 | 0% | 0% | 0% | 100% | 0% | 0% | 0% | 0% | 0% | 0% | 0% | 0% | 0% | 0% | 0% | 0% | 0% | 0% | 0% | 0% | 100%
EC.12204 | Generator Replacemt 300 Pirie St 2021-22 | AIS Year 2022: 385493.1793 | 385493.1793 | 2022 | 245000 | 100% | 0% | 0% | 0% | 0% | 0% | 0% | 0% | 0% | 0% | 0% | 0% | 0% | 0% | 0% | 0% | 0% | 0% | 0% | 0% | 100%
EC.12205 | Furniture and Gen Bldg Upgrades 2021-22 | AIS Year 2022: 402301.796 | 402301.796 | 2022 | 256000 | 76.17% | 0% | 0% | 0% | 0% | 0% | 0% | 23.83% | 0% | 0% | 0% | 0% | 0% | 0% | 0% | 0% | 0% | 0% | 0% | 0% | 100%
EC.12207 | Vehicle Purchases 2021-22 | AIS Year 2022: 271501.1908 | 271501.1908 | 2022 | 204000 | 0% | 0% | 0% | 0% | 0% | 0% | 0% | 100% | 0% | 0% | 0% | 0% | 0% | 0% | 0% | 0% | 0% | 0% | 0% | 0% | 100%
EC.12210 | IT Hardware Refresh Maintain 21-22 | AIS Year 2022: 1422782.2602 | 1422782.2602 | 2022 | 287760 | 0% | 0% | 0% | 100% | 0% | 0% | 0% | 0% | 0% | 0% | 0% | 0% | 0% | 0% | 0% | 0% | 0% | 0% | 0% | 0% | 100%
EC.12211 | IT Security Technology Refresh 21-22 | AIS Year 2023: 1591297.5916 | 1591297.5916 | 2023 | 259900 | 0% | 0% | 0% | 100% | 0% | 0% | 0% | 0% | 0% | 0% | 0% | 0% | 0% | 0% | 0% | 0% | 0% | 0% | 0% | 0% | 100%
EC.12301 | Automated Asset Condition Assessment | AIS Year 2021: 1042489.7641 | 1042489.7641 | 2021 | 0 | 0% | 0% | 0% | 100% | 0% | 0% | 0% | 0% | 0% | 0% | 0% | 0% | 0% | 0% | 0% | 0% | 0% | 0% | 0% | 0% | 100%
EC.12330 | One IP Substation Network - Stage 2 | AIS Year 2021: 5381048.0188 | 5381048.0188 | 2021 | 2432639.925 | 0% | 12.33% | 50.48% | 0% | 0% | 0% | 0% | 0% | 0% | 0% | 0% | 0% | 0% | 0% | 37.19% | 0% | 0% | 0% | 0% | 0% | 100%
EC.12335 | Vehicle Purchases 2022-23 | AIS Year 2023: 166773.5285 | 166773.5285 | 2023 | 122000 | 0% | 0% | 0% | 0% | 0% | 0% | 0% | 100% | 0% | 0% | 0% | 0% | 0% | 0% | 0% | 0% | 0% | 0% | 0% | 0% | 100%
EC.12403 | Licenses, Maintenance, Minor Soft 21-22 | AIS Year 2022: 2734488.2294 | 2734488.2294 | 2022 | 460000 | 0% | 0% | 0% | 100% | 0% | 0% | 0% | 0% | 0% | 0% | 0% | 0% | 0% | 0% | 0% | 0% | 0% | 0% | 0% | 0% | 100%
EC.12404 | Windows Backoffice Mgmt Sys Refresh20-21 | AIS Year 2023: 2637901.4252 | 2637901.4252 | 2023 | 432300 | 0% | 0% | 0% | 100% | 0% | 0% | 0% | 0% | 0% | 0% | 0% | 0% | 0% | 0% | 0% | 0% | 0% | 0% | 0% | 0% | 100%
EC.12406 | Intranet Platform Refresh 22-23 | AIS Year 2023: 491912.4347 | 491912.4347 | 2023 | 80000 | 0% | 0% | 0% | 100% | 0% | 0% | 0% | 0% | 0% | 0% | 0% | 0% | 0% | 0% | 0% | 0% | 0% | 0% | 0% | 0% | 100%
EC.12500 | VOIP Network Refresh 2018-23 | AIS Year 2023: 1040253.1236 | 1040253.1236 | 2023 | 160000 | 0% | 0% | 0% | 100% | 0% | 0% | 0% | 0% | 0% | 0% | 0% | 0% | 0% | 0% | 0% | 0% | 0% | 0% | 0% | 0% | 100%
EC.14004 | Wind Risk Model Development | AIS Year 2018: 1596477.4779 | 1596477.4779 | 2018 | 0 | 0% | 0% | 0% | 100% | 0% | 0% | 0% | 0% | 0% | 0% | 0% | 0% | 0% | 0% | 0% | 0% | 0% | 0% | 0% | 0% | 100%
EC.14008 | DEFD Eyre Peninsula Islanding Controls | AIS Year 2019: 469872.4314 | 469872.4314 | 2019 | 0 | 0% | 0% | 0% | 0% | 0% | 0% | 100% | 0% | 0% | 0% | 0% | 0% | 0% | 0% | 0% | 0% | 0% | 0% | 0% | 0% | 100%
EC.14009 | SICAM PAS Substation Automation System M | AIS Year 2017: 383956.3654 | 383956.3654 | 2017 | 0 | 0% | 0% | 0% | 0% | 0% | 0% | 0% | 0% | 0% | 0% | 0% | 0% | 0% | 0% | 100% | 0% | 0% | 0% | 0% | 0% | 100%
EC.14010 | Automated IED configuration management | AIS Year 2021: 584228.6759 | 584228.6759 | 2021 | 0 | 0% | 0% | 0% | 100% | 0% | 0% | 0% | 0% | 0% | 0% | 0% | 0% | 0% | 0% | 0% | 0% | 0% | 0% | 0% | 0% | 100%
EC.14011 | Dynamics ratings systems upgrade | AIS Year 2021: 577473.5717 | 577473.5717 | 2021 | 0 | 0% | 0% | 0% | 100% | 0% | 0% | 0% | 0% | 0% | 0% | 0% | 0% | 0% | 0% | 0% | 0% | 0% | 0% | 0% | 0% | 100%
EC.14012 | Operational Data Network Architecture an | AIS Year 2018: 456527.9857 | 456527.9857 | 2018 | 0 | 0% | 0% | 0% | 100% | 0% | 0% | 0% | 0% | 0% | 0% | 0% | 0% | 0% | 0% | 0% | 0% | 0% | 0% | 0% | 0% | 100%
EC.14013 | System Switching Writer Enhancement 1 | AIS Year 2023: 1117786.3706 | 1117786.3706 | 2023 | 0 | 0% | 0% | 0% | 100% | 0% | 0% | 0% | 0% | 0% | 0% | 0% | 0% | 0% | 0% | 0% | 0% | 0% | 0% | 0% | 0% | 100%
EC.14014 | Energy Mngmnt System Technical Upgrade 2 | AIS Year 2023: 1855197.063 | 1855197.063 | 2023 | 0 | 0% | 0% | 0% | 0% | 0% | 0% | 100% | 0% | 0% | 0% | 0% | 0% | 0% | 0% | 0% | 0% | 0% | 0% | 0% | 0% | 100%
EC.14015 | IT Architecture Support Systems Implemen | AIS Year 2018: 266392.9193 | 266392.9193 | 2018 | 0 | 0% | 0% | 0% | 100% | 0% | 0% | 0% | 0% | 0% | 0% | 0% | 0% | 0% | 0% | 0% | 0% | 0% | 0% | 0% | 0% | 100%
EC.14016 | Asset Cost and Risk Optimisation | AIS Year 2018: 1943060.2068 | 1943060.2068 | 2018 | 0 | 0% | 0% | 0% | 100% | 0% | 0% | 0% | 0% | 0% | 0% | 0% | 0% | 0% | 0% | 0% | 0% | 0% | 0% | 0% | 0% | 100%
EC.14017 | Automated IED Data Capture | AIS Year 2020: 1013272.4575 | 1013272.4575 | 2020 | 0 | 0% | 0% | 0% | 100% | 0% | 0% | 0% | 0% | 0% | 0% | 0% | 0% | 0% | 0% | 0% | 0% | 0% | 0% | 0% | 0% | 100%
EC.14018 | Treasury and Risk Systems Implementation | AIS Year 2018: 672190.2333 | 672190.2333 | 2018 | 0 | 0% | 0% | 0% | 100% | 0% | 0% | 0% | 0% | 0% | 0% | 0% | 0% | 0% | 0% | 0% | 0% | 0% | 0% | 0% | 0% | 100%
EC.14019 | Estimating System Upgrade with Maint Enh | AIS Year 2020: 561071.268 | 561071.268 | 2020 | 25000 | 0% | 0% | 0% | 100% | 0% | 0% | 0% | 0% | 0% | 0% | 0% | 0% | 0% | 0% | 0% | 0% | 0% | 0% | 0% | 0% | 100%
EC.14024 | SCADA and RTU configuration management | AIS Year 2019: 725945.3932 | 725945.3932 | 2019 | 0 | 0% | 0% | 0% | 100% | 0% | 0% | 0% | 0% | 0% | 0% | 0% | 0% | 0% | 0% | 0% | 0% | 0% | 0% | 0% | 0% | 100%
EC.14026 | Inventory Purchases 2020-21 | AIS Year 2021: 2481290.3576 | 2481290.3576 | 2021 | 2094358 | 0% | 0% | 0% | 0% | 0% | 0% | 0% | 0% | 0% | 100% | 0% | 0% | 0% | 0% | 0% | 0% | 0% | 0% | 0% | 0% | 100%
EC.14027 | Inventory Purchases 2021-22 | AIS Year 2022: 2546728.7216 | 2546728.7216 | 2022 | 2094358 | 0% | 0% | 0% | 0% | 0% | 0% | 0% | 0% | 0% | 100% | 0% | 0% | 0% | 0% | 0% | 0% | 0% | 0% | 0% | 0% | 100%
EC.14028 | Inventory Purchases 2022-23 | AIS Year 2023: 2612414.5679 | 2612414.5679 | 2023 | 2094358 | 0% | 0% | 0% | 0% | 0% | 0% | 0% | 0% | 0% | 100% | 0% | 0% | 0% | 0% | 0% | 0% | 0% | 0% | 0% | 0% | 100%
EC.14029 | System Control Centre Fire Suppression S | AIS Year 2017: 87117.5505 | 87117.5505 | 2017 | 0 | 94.61% | 0% | 0% | 2% | 0% | 0% | 0% | 3.39% | 0% | 0% | 0% | 0% | 0% | 0% | 0% | 0% | 0% | 0% | 0% | 0% | 100%
EC.14030 | Asset Access Manual Rewrite | AIS Year 2018: 1397400.6359 | 1397400.6359 | 2018 | 0 | 0% | 0% | 0% | 0% | 0% | 0% | 0% | 100% | 0% | 0% | 0% | 0% | 0% | 0% | 0% | 0% | 0% | 0% | 0% | 0% | 100%
EC.14031 | Protection Systems Unit Asset Replacemen | AIS Year 2023: 33655727.4789 | 33655727.4789 | 2023 | 15249000 | 0% | 0% | 1.999% | 0% | 0% | 0% | 0% | 0% | 0% | 0% | 0% | 0% | 0% | 0% | 98% | 0% | 0% | 0% | 0% | 0% | 100%
EC.14032 | Instrument Transformer Unit Asset Replac | AIS Year 2023: 5473390.7867 | 5473390.7867 | 2023 | 2221795.1097 | 0% | 0% | 0% | 0% | 0% | 0% | 0% | 0% | 0% | 89.95% | 0% | 6.356% | 0% | 0% | 3.691% | 0% | 0% | 0% | 0% | 0% | 100%
EC.14033 | Circuit Breaker Unit Asset Replacement 2 | AIS Year 2023: 5555222.8925 | 5555222.8925 | 2023 | 3058550.1402 | 0% | 0% | 0% | 0% | 0% | 0% | 0% | 0% | 0% | 89.89% | 0% | 2.261% | 0% | 0% | 7.847% | 0% | 0% | 0% | 0% | 0% | 100%
EC.14034 | Isolator Unit Asset Replacement 2018-23 | AIS Year 2023: 12534703.6149 | 12534703.6149 | 2023 | 7361640.7496 | 0% | 0% | 0% | 0% | 0% | 0% | 0% | 0% | 0% | 89.72% | 0% | 3.429% | 0% | 0% | 6.846% | 0% | 0% | 0% | 0% | 0% | 100%
EC.14038 | Ex NCIPAP 1 Riverland 132 kV Line Uprating | AIS Year 2018: 3841147.8689 | 3841147.8689 | 2018 | 0 | 0% | 0% | 0% | 0% | 0% | 0% | 0% | 0% | 0% | 0% | 0% | 0% | 0% | 0% | 0% | 0% | 0% | 0% | 100% | 0% | 100%
EC.14039 | NCIPAP 2 Upper South East Line Uprating | AIS Year 2017: 2311633.2124 | 2311633.2124 | 2017 | 0 | 0% | 0% | 0% | 0% | 0% | 0% | 0% | 0% | 0% | 0% | 0% | 0% | 0% | 0% | 0% | 0% | 0% | 0% | 100% | 0% | 100%
EC.14040 | NCIPAP 3 Lower South East 275 kV Line Up | AIS Year 2017: 1775103.4694 | 1775103.4694 | 2017 | 0 | 0% | 0% | 0% | 0% | 0% | 0% | 0% | 0% | 0% | 0% | 0% | 0% | 0% | 0% | 0% | 0% | 0% | 0% | 100% | 0% | 100%
EC.14042 | Canowie CB Arrangement Upgrade | AIS Year 2021: 1748818.7457 | 1748818.7457 | 2021 | 868848.2544 | 0% | 0% | 0% | 0% | 0% | 0% | 0% | 0% | 0% | 50.1% | 0% | 8.261% | 0% | 0% | 35.89% | 5.755% | 0% | 0% | 0% | 0% | 100%
EC.14045 | Battery Charger Unit Asset Replacement 2 | AIS Year 2022: 1212085.0626 | 1212085.0626 | 2022 | 542545 | 0% | 0% | 0% | 0% | 0% | 0% | 0% | 0% | 0% | 15.92% | 0% | 0% | 0% | 0% | 84.08% | 0% | 0% | 0% | 0% | 0% | 100%
EC.14046 | AC Board Unit Asset Replacement 2018-23 | AIS Year 2021: 10402185.7433 | 10402185.7433 | 2021 | 5026557.318 | 0% | 0% | 0% | 0% | 0% | 0% | 0% | 0% | 0% | 25.86% | 2.125% | 68.71% | 0% | 0% | 3.302% | 0% | 0% | 0% | 0% | 0% | 100%
EC.14047 | Transformer Bushing Unit Asset Replaceme | AIS Year 2021: 8892479.2535 | 8892479.2535 | 2021 | 3844158.4 | 0% | 0% | 0% | 0% | 0% | 0% | 0% | 0% | 0% | 96.63% | 0% | 3.373% | 0% | 0% | 0% | 0% | 0% | 0% | 0% | 0% | 100%
EC.14049 | Leigh Creek South Transformer Replacemen | AIS Year 2020: 3010936.6391 | 3010936.6391 | 2020 | 1565826.1947 | 0% | 0% | 0% | 0% | 0% | 0% | 0% | 0% | 0% | 69.84% | 0% | 12.11% | 0% | 0% | 18.05% | 0% | 0% | 0% | 0% | 0% | 100%
EC.14051 | Operational Data Network Establishment | AIS Year 2019: 1029654.8569 | 1029654.8569 | 2019 | 200000 | 0% | 0% | 0% | 100% | 0% | 0% | 0% | 0% | 0% | 0% | 0% | 0% | 0% | 0% | 0% | 0% | 0% | 0% | 0% | 0% | 100%
EC.14053 | ElectraNet Corporate Website Functional | AIS Year 2017: 316861.928 | 316861.928 | 2017 | 0 | 0% | 0% | 0% | 100% | 0% | 0% | 0% | 0% | 0% | 0% | 0% | 0% | 0% | 0% | 0% | 0% | 0% | 0% | 0% | 0% | 100%
EC.14055 | Torrens Island North Substation Tie Bus | AIS Year 2023: 1625167.5058 | 1625167.5058 | 2023 | 762637.1101 | 0% | 0% | 0% | 0% | 0% | 0% | 0% | 0% | 0% | 41.99% | 0% | 31.76% | 3.029% | 0% | 16.3% | 0% | 6.92% | 0% | 0% | 0% | 100%
EC.14056 | Para - Davenport Additional 275 kV Syste | AIS Year 2019: 4977988.9795 | 4977988.9795 | 2019 | 3030390.7716 | 0% | 0% | 0.99% | 0% | 0% | 0% | 0% | 0% | 0% | 79.7% | 0% | 13.31% | 0% | 0% | 5.009% | 0.66% | 0.33% | 0% | 0% | 0% | 100%
EC.14059 | CLSD-Keswick Precinct Led Lighting Upgra | AIS Year 2017: 143096.6951 | 143096.6951 | 2017 | 0 | 100% | 0% | 0% | 0% | 0% | 0% | 0% | 0% | 0% | 0% | 0% | 0% | 0% | 0% | 0% | 0% | 0% | 0% | 0% | 0% | 100%
EC.14060 | Workspace Layout Refresh Stage 1 | AIS Year 2020: 570039.7536 | 570039.7536 | 2020 | 383000 | 69.97% | 0% | 0% | 0% | 0% | 0% | 0% | 30.03% | 0% | 0% | 0% | 0% | 0% | 0% | 0% | 0% | 0% | 0% | 0% | 0% | 100%
EC.14061 | Workspace Layout Refresh Stage 2 | AIS Year 2021: 586785.1872 | 586785.1872 | 2021 | 383000 | 69.97% | 0% | 0% | 0% | 0% | 0% | 0% | 30.03% | 0% | 0% | 0% | 0% | 0% | 0% | 0% | 0% | 0% | 0% | 0% | 0% | 100%
EC.14062 | Workspace Layout Refresh Stage 3 | AIS Year 2022: 598104.9269 | 598104.9269 | 2022 | 383000 | 69.97% | 0% | 0% | 0% | 0% | 0% | 0% | 30.03% | 0% | 0% | 0% | 0% | 0% | 0% | 0% | 0% | 0% | 0% | 0% | 0% | 100%
EC.14066 | Eastern Hills Telecommunications Tower C | AIS Year 2020: 1441929.3337 | 1441929.3337 | 2020 | 749999.9625 | 0% | 30% | 60% | 0% | 0% | 0% | 0% | 0% | 0% | 0% | 0% | 0% | 0% | 0% | 0% | 10% | 0% | 0% | 0% | 0% | 100%
EC.14067 | Lift Upgrade 300 Pirie Street | AIS Year 2023: 134574.9987 | 134574.9987 | 2023 | 84000 | 100% | 0% | 0% | 0% | 0% | 0% | 0% | 0% | 0% | 0% | 0% | 0% | 0% | 0% | 0% | 0% | 0% | 0% | 0% | 0% | 100%
EC.14068 | Murraylink Control Scheme Replacement | AIS Year 2018: 887463.1784 | 887463.1784 | 2018 | 379700.015 | 0% | 0% | 7.901% | 0% | 0% | 0% | 0% | 0% | 0% | 0% | 0% | 0% | 0% | 0% | 92.1% | 0% | 0% | 0% | 0% | 0% | 100%
EC.14069 | Telecoms Network Optimisation 2018-23 | AIS Year 2023: 2059426.4373 | 2059426.4373 | 2023 | 1086032.6175 | 0% | 2.762% | 97.24% | 0% | 0% | 0% | 0% | 0% | 0% | 0% | 0% | 0% | 0% | 0% | 0% | 0% | 0% | 0% | 0% | 0% | 100%
EC.14070 | Substation Operational Data Network Repl | AIS Year 2021: 3727388.6197 | 3727388.6197 | 2021 | 1785000 | 0% | 0% | 0% | 0% | 0% | 0% | 0% | 0% | 0% | 0% | 0% | 0% | 0% | 0% | 100% | 0% | 0% | 0% | 0% | 0% | 100%
EC.14071 | Robertstown Circuit Breaker Arrangement | AIS Year 2020: 7246092.7695 | 7246092.7695 | 2020 | 3888801.5635 | 0% | 0% | 0% | 0% | 0% | 1.543% | 0% | 0% | 0% | 40.79% | 0% | 39.91% | 3.086% | 0% | 13.38% | 1.286% | 0% | 0% | 0% | 0% | 100%
EC.14074 | Neutral Earthing Resistors and Reactors | AIS Year 2023: 966671.9152 | 966671.9152 | 2023 | 135493.1035 | 0% | 0% | 0% | 0% | 0% | 0% | 0% | 0% | 0% | 66.38% | 0% | 14.39% | 0% | 0% | 5.845% | 13.39% | 0% | 0% | 0% | 0% | 100%
EC.14075 | Substation Air Conditioning Systems Unit | AIS Year 2022: 1369278.6044 | 1369278.6044 | 2022 | 629369.34 | 0% | 0% | 0% | 0% | 0% | 0% | 0% | 0% | 0% | 0% | 61.09% | 4.935% | 0% | 0% | 33.97% | 0% | 0% | 0% | 0% | 0% | 100%
EC.14076 | Line Support Systems Refurbishment 2018- | AIS Year 2023: 9970192.9418 | 9970192.9418 | 2023 | 2994494.563 | 0% | 0% | 0% | 0% | 0% | 0% | 0% | 0% | 0% | 0% | 0% | 0% | 0% | 0% | 0% | 0% | 0% | 0% | 0% | 100% | 0%
EC.14077 | Mannum Transformer 1 and 2 Replacement | AIS Year 2022: 3021816.2875 | 3021816.2875 | 2022 | 2145445.3498 | 0% | 0% | 0% | 0% | 0% | 0% | 0% | 0% | 0% | 91.75% | 0% | 6.381% | 0% | 0% | 1.398% | 0% | 0.4661% | 0% | 0% | 0% | 100%
EC.14079 | Building Security Upgrade Unit Asset Rep | AIS Year 2022: 1504451.2963 | 1504451.2963 | 2022 | 1027459.6 | 0% | 0% | 0% | 0% | 0% | 0% | 0% | 0% | 0% | 0% | 95.09% | 1.071% | 3.84% | 0% | 0% | 0% | 0% | 0% | 0% | 0% | 100%
EC.14080 | Substation Security Fencing 2018-23 | AIS Year 2021: 4398707.3608 | 4398707.3608 | 2021 | 2152747.9142 | 0% | 0% | 0% | 0% | 0% | 0.9871% | 0% | 0% | 0% | 0% | 0% | 27.09% | 71.93% | 0% | 0% | 0% | 0% | 0% | 0% | 0% | 100%
EC.14081 | Line Insulator Systems Refurbishment 201 | AIS Year 2019: 2974817.299 | 2974817.299 | 2019 | 0 | 0% | 0% | 0% | 0% | 0% | 0% | 0% | 0% | 0% | 0% | 0% | 0% | 0% | 0% | 0% | 0% | 0% | 0% | 0% | 100% | 0%
EC.14081F20 | Line Insulator Systems Refurbishment 201 | AIS Year 2020: 10525019.8671 | 10525019.8671 | 2020 | 0 | 0% | 0% | 0% | 0% | 0% | 0% | 0% | 0% | 0% | 0% | 0% | 0% | 0% | 0% | 0% | 0% | 0% | 0% | 0% | 100% | 0%
EC.14081F21 | Line Insulator Systems Refurbishment 201 | AIS Year 2021: 13318528.8166 | 13318528.8166 | 2021 | 0 | 0% | 0% | 0% | 0% | 0% | 0% | 0% | 0% | 0% | 0% | 0% | 0% | 0% | 0% | 0% | 0% | 0% | 0% | 0% | 100% | 0%
EC.14081F22 | Line Insulator Systems Refurbishment 201 | AIS Year 2022: 19389909.3924 | 19389909.3924 | 2022 | 0 | 0% | 0% | 0% | 0% | 0% | 0% | 0% | 0% | 0% | 0% | 0% | 0% | 0% | 0% | 0% | 0% | 0% | 0% | 0% | 100% | 0%
EC.14081F23 | Line Insulator Systems Refurbishment 201 | AIS Year 2023: 18165415.9353 | 18165415.9353 | 2023 | 0 | 0% | 0% | 0% | 0% | 0% | 0% | 0% | 0% | 0% | 0% | 0% | 0% | 0% | 0% | 0% | 0% | 0% | 0% | 0% | 100% | 0%
EC.14084 | Line Conductor and Earthwire Refurbishme | AIS Year 2021: 9320959.3227 | 9320959.3227 | 2021 | 0 | 0% | 0% | 0% | 0% | 0% | 0% | 0% | 0% | 0% | 0% | 0% | 0% | 0% | 0% | 0% | 0% | 0% | 0% | 0% | 100% | 0%
EC.14084F22 | Line Conductor and Earthwire Refurbishme | AIS Year 2022: 6378579.4032 | 6378579.4032 | 2022 | 0 | 0% | 0% | 0% | 0% | 0% | 0% | 0% | 0% | 0% | 0% | 0% | 0% | 0% | 0% | 0% | 0% | 0% | 0% | 0% | 100% | 0%
EC.14084F23 | Line Conductor and Earthwire Refurbishme | AIS Year 2023: 3728880.4467 | 3728880.4467 | 2023 | 0 | 0% | 0% | 0% | 0% | 0% | 0% | 0% | 0% | 0% | 0% | 0% | 0% | 0% | 0% | 0% | 0% | 0% | 0% | 0% | 100% | 0%
EC.14085 | Gawler East Connection Point | AIS Year 2021: 6838857.1378 | 6838857.1378 | 2021 | 3795258.1264 | 0% | 2.611% | 16.18% | 0% | 0% | 0% | 0% | 0% | 0% | 44.87% | 0% | 9.352% | 0% | 0% | 19.53% | 7.325% | 0.1317% | 0% | 0% | 0% | 100%
EC.14088 | High Voltage Switching Training Facility | AIS Year 2019: 3420598.6195 | 3420598.6195 | 2019 | 0 | 0% | 0% | 0% | 0% | 0% | 0% | 0% | 0% | 0% | 42% | 15% | 20% | 0% | 0% | 23% | 0% | 0% | 0% | 0% | 0% | 100%
EC.14089 | Magill High Voltage Workshop Facility | AIS Year 2019: 2108125.339 | 2108125.339 | 2019 | 0 | 0% | 0% | 0% | 0% | 0% | 0% | 0% | 0% | 0% | 35% | 0% | 50% | 0% | 0% | 15% | 0% | 0% | 0% | 0% | 0% | 100%
EC.14090 | Mount Gambier Transformer 1 Replacement | AIS Year 2021: 2297153.9226 | 2297153.9226 | 2021 | 1447635.6098 | 0% | 0% | 0% | 0% | 0% | 0% | 0% | 0% | 0% | 71.51% | 0% | 13.87% | 0% | 0% | 11.25% | 3.373% | 0% | 0% | 0% | 0% | 100%
EC.14091 | Online Asset Condition Assessment Equipm | AIS Year 2021: 5084710.8783 | 5084710.8783 | 2021 | 2610802.5394 | 0% | 0% | 0% | 0% | 0% | 0% | 0% | 0% | 0% | 9.167% | 0% | 0.1443% | 0% | 0% | 90.69% | 0% | 0% | 0% | 0% | 0% | 100%
EC.14102 | Telecoms Management Systems Replacement | AIS Year 2022: 1183841.8794 | 1183841.8794 | 2022 | 200000 | 0% | 0% | 0% | 100% | 0% | 0% | 0% | 0% | 0% | 0% | 0% | 0% | 0% | 0% | 0% | 0% | 0% | 0% | 0% | 0% | 100%
EC.14103 | Operational Data Network Environment Rep | AIS Year 2023: 1293767.7519 | 1293767.7519 | 2023 | 200000 | 0% | 0% | 0% | 100% | 0% | 0% | 0% | 0% | 0% | 0% | 0% | 0% | 0% | 0% | 0% | 0% | 0% | 0% | 0% | 0% | 100%
EC.14104 | Operational Data Network Security Standa | AIS Year 2021: 461207.3058 | 461207.3058 | 2021 | 80000 | 0% | 0% | 0% | 100% | 0% | 0% | 0% | 0% | 0% | 0% | 0% | 0% | 0% | 0% | 0% | 0% | 0% | 0% | 0% | 0% | 100%
EC.14105 | Brinkworth - Waterloo Bearer Replacement | AIS Year 2022: 12314124.6215 | 12314124.6215 | 2022 | 8255447.2791 | 0% | 6.663% | 2.462% | 0% | 0% | 0% | 0% | 0% | 0% | 1.545% | 0% | 0.1423% | 0% | 0% | 0% | 89.19% | 0% | 0% | 0% | 0% | 100%
EC.14108 | Advanced Analytics for Bus Intelligence | AIS Year 2022: 802972.8215 | 802972.8215 | 2022 | 0 | 0% | 0% | 0% | 100% | 0% | 0% | 0% | 0% | 0% | 0% | 0% | 0% | 0% | 0% | 0% | 0% | 0% | 0% | 0% | 0% | 100%
EC.14111 | Treasury and Risk Systems Refresh | AIS Year 2023: 550185.0215 | 550185.0215 | 2023 | 90000 | 0% | 0% | 0% | 100% | 0% | 0% | 0% | 0% | 0% | 0% | 0% | 0% | 0% | 0% | 0% | 0% | 0% | 0% | 0% | 0% | 100%
EC.14113 | Project Opex Resource Modelling Sys Refr | AIS Year 2020: 291540.492 | 291540.492 | 2020 | 52000 | 0% | 0% | 0% | 100% | 0% | 0% | 0% | 0% | 0% | 0% | 0% | 0% | 0% | 0% | 0% | 0% | 0% | 0% | 0% | 0% | 100%
EC.14115 | IT Backup and Archiving Systems Replace | AIS Year 2021: 714174.7099 | 714174.7099 | 2021 | 117800 | 0% | 0% | 0% | 100% | 0% | 0% | 0% | 0% | 0% | 0% | 0% | 0% | 0% | 0% | 0% | 0% | 0% | 0% | 0% | 0% | 100%
EC.14116 | Virtual Application Capability Refresh | AIS Year 2022: 947441.8004 | 947441.8004 | 2022 | 152000 | 0% | 0% | 0% | 100% | 0% | 0% | 0% | 0% | 0% | 0% | 0% | 0% | 0% | 0% | 0% | 0% | 0% | 0% | 0% | 0% | 100%
EC.14118 | Database Platform Refresh 19-20 | AIS Year 2021: 3140294.2754 | 3140294.2754 | 2021 | 545265 | 0% | 0% | 0% | 100% | 0% | 0% | 0% | 0% | 0% | 0% | 0% | 0% | 0% | 0% | 0% | 0% | 0% | 0% | 0% | 0% | 100%
EC.14120 | Back Up Control and Data Centre | AIS Year 2019: 6014041.5534 | 6014041.5534 | 2019 | 0 | 40% | 0% | 0% | 20% | 0% | 0% | 40% | 0% | 0% | 0% | 0% | 0% | 0% | 0% | 0% | 0% | 0% | 0% | 0% | 0% | 100%
EC.14121 | Project Delivery Optimisation 2 | AIS Year 2020: 1703448.2011 | 1703448.2011 | 2020 | 0 | 0% | 0% | 0% | 100% | 0% | 0% | 0% | 0% | 0% | 0% | 0% | 0% | 0% | 0% | 0% | 0% | 0% | 0% | 0% | 0% | 100%
EC.14122 | Davenport Under-voltage Load Shedding | AIS Year 2017: 220714.953 | 220714.953 | 2017 | 0 | 0% | 0% | 0% | 0% | 0% | 0% | 0% | 0% | 0% | 0% | 0% | 0% | 0% | 0% | 100% | 0% | 0% | 0% | 0% | 0% | 100%
EC.14126 | Monash and Berri Relay Replacement | AIS Year 2018: 1384310.0533 | 1384310.0533 | 2018 | 1114310.001 | 0% | 0% | 0% | 0% | 0% | 0% | 0% | 0% | 0% | 0% | 0% | 0% | 0% | 0% | 100% | 0% | 0% | 0% | 0% | 0% | 100%
EC.14127 | GE D20 RTU Product Upgrades | AIS Year 2018: 3050489.4258 | 3050489.4258 | 2018 | 1489691 | 0% | 0% | 0% | 0% | 0% | 0% | 0% | 0% | 0% | 0% | 0% | 0% | 0% | 0% | 100% | 0% | 0% | 0% | 0% | 0% | 100%
EC.14129 | HV Test Equipment 2015-16 | AIS Year 2017: 491599.797 | 491599.797 | 2017 | 0 | 0% | 0% | 0% | 0% | 0% | 0% | 0% | 100% | 0% | 0% | 0% | 0% | 0% | 0% | 0% | 0% | 0% | 0% | 0% | 0% | 100%
EC.14130 | Magill Substation TF Fire Extinguishing | AIS Year 2019: 1713515.458 | 1713515.458 | 2019 | 1320000 | 0% | 0% | 0% | 0% | 0% | 0% | 0% | 0% | 0% | 100% | 0% | 0% | 0% | 0% | 0% | 0% | 0% | 0% | 0% | 0% | 100%
EC.14131 | Motorised Isolator LOPA Improvement | AIS Year 2019: 13079889.9802 | 13079889.9802 | 2019 | 5261396.834 | 0% | 0% | 0% | 0% | 0% | 0% | 0% | 0% | 0% | 53.95% | 0% | 0.4347% | 0% | 0% | 45.62% | 0% | 0% | 0% | 0% | 0% | 100%
EC.14132 | Isolator Status Indication | AIS Year 2019: 937807.8465 | 937807.8465 | 2019 | 880087.2 | 0% | 0% | 0% | 0% | 0% | 0% | 0% | 0% | 0% | 80.3% | 0% | 0% | 0% | 0% | 3.79% | 15.91% | 0% | 0% | 0% | 0% | 100%
EC.14133 | Dalrymple ESCRI Energy Storage | AIS Year 2018: 6040172.5197 | 6040172.5197 | 2018 | 16603181.2064 | 0% | 0.03493% | 0.5729% | 0% | 0% | 2.289% | 0% | 0% | 0% | 2.392% | 0% | 5.118% | 0.8522% | 0% | 88.19% | 0.09034% | 0.4556% | 0% | 0% | 0% | 100%
EC.14134 | Spare 160 MVA 275_132 kV Transformer | AIS Year 2018: 3494979.3842 | 3494979.3842 | 2018 | 0 | 0% | 0% | 0% | 0% | 0% | 0% | 0% | 0% | 0% | 100% | 0% | 0% | 0% | 0% | 0% | 0% | 0% | 0% | 0% | 0% | 100%
EC.14135 | Electric Vehicle Fleet and Charging Infr | AIS Year 2018: 286192.5929 | 286192.5929 | 2018 | 0 | 0% | 0% | 0% | 0% | 0% | 0% | 0% | 100% | 0% | 0% | 0% | 0% | 0% | 0% | 0% | 0% | 0% | 0% | 0% | 0% | 100%
EC.14136 | Rymill Building Accommodation Security a | AIS Year 2018: 851436.8735 | 851436.8735 | 2018 | 0 | 50% | 0% | 0% | 0% | 0% | 0% | 0% | 50% | 0% | 0% | 0% | 0% | 0% | 0% | 0% | 0% | 0% | 0% | 0% | 0% | 100%
EC.14137 | Cultana - Yadnarie F1810 132 kV Line Con | AIS Year 2022: 39273777.8905 | 39273777.8905 | 2022 | 27344228.4015 | 0% | 0% | 0% | 0% | 0% | 0% | 0% | 0% | 0% | 0% | 0% | 0% | 0% | 0% | 0% | 0% | 0% | 0% | 0% | 100% | 0%
EC.14145 | Yadnarie - Pt Lincoln F1811 132 kV Line | AIS Year 2023: 43358747.9287 | 43358747.9287 | 2023 | 29930532.4675 | 0% | 0% | 0% | 0% | 0% | 0% | 0% | 0% | 0% | 0% | 0% | 0% | 0% | 0% | 0% | 0% | 0% | 0% | 0% | 100% | 0%
EC.14164 | CLSD-300 Pirie Street L1 West Upgrade | AIS Year 2017: 185471.46 | 185471.46 | 2017 | 0 | 0% | 0% | 0% | 0% | 0% | 0% | 0% | 100% | 0% | 0% | 0% | 0% | 0% | 0% | 0% | 0% | 0% | 0% | 0% | 0% | 100%
EC.14170 | Kilburn 275 kV Emergency Bypass | AIS Year 2019: 138269.7033 | 138269.7033 | 2019 | 25000 | 0% | 0% | 0% | 0% | 0% | 0% | 0% | 0% | 0% | 0% | 0% | 0% | 0% | 0% | 0% | 100% | 0% | 0% | 0% | 0% | 100%
EC.14174 | Templers Plant Limit Increase | AIS Year 2018: 26996.8512 | 26996.8512 | 2018 | 334426.1989 | 0% | 0% | 0% | 0% | 0% | 0% | 0% | 0% | 0% | 93.65% | 0% | 6.35% | 0% | 0% | 0% | 0% | 0% | 0% | 0% | 0% | 100%
EC.14176 | Surge Arrester Unit Asset Replacement 20 | AIS Year 2023: 2888956.4548 | 2888956.4548 | 2023 | 1459312.3068 | 0% | 0% | 0% | 0% | 0% | 0% | 0% | 0% | 0% | 100% | 0% | 0% | 0% | 0% | 0% | 0% | 0% | 0% | 0% | 0% | 100%
EC.14178 | Elevating Work Platform Procurement for | AIS Year 2018: 1996018.2334 | 1996018.2334 | 2018 | 3398556.74 | 0% | 0% | 0% | 0% | 0% | 0% | 0% | 100% | 0% | 0% | 0% | 0% | 0% | 0% | 0% | 0% | 0% | 0% | 0% | 0% | 100%
EC.14179 | Live Line Manual Development | AIS Year 2018: 768642.4849 | 768642.4849 | 2018 | 0 | 0% | 0% | 0% | 0% | 0% | 0% | 0% | 100% | 0% | 0% | 0% | 0% | 0% | 0% | 0% | 0% | 0% | 0% | 0% | 0% | 100%
EC.14180 | Pimba PLC Replacement | AIS Year 2019: 2762127.6031 | 2762127.6031 | 2019 | 1999024.1811 | 0% | 56.42% | 40.69% | 0% | 0% | 0% | 0% | 0% | 0% | 0% | 0% | 0% | 2.889% | 0% | 0% | 0% | 0% | 0% | 0% | 0% | 100%
EC.14180F20 | Pimba Telecoms Bearer | AIS Year 2020: 292729.8467 | 292729.8467 | 2020 | 1999024.1811 | 0% | 56.42% | 40.69% | 0% | 0% | 0% | 0% | 0% | 0% | 0% | 0% | 0% | 2.889% | 0% | 0% | 0% | 0% | 0% | 0% | 0% | 100%
EC.14180F21 | Pimba Telecoms Bearer | AIS Year 2021: 709545.3143 | 709545.3143 | 2021 | 1999024.1811 | 0% | 56.42% | 40.69% | 0% | 0% | 0% | 0% | 0% | 0% | 0% | 0% | 0% | 2.889% | 0% | 0% | 0% | 0% | 0% | 0% | 0% | 100%
EC.14182 | South East SVC Computer Control System R | AIS Year 2022: 4983404.7851 | 4983404.7851 | 2022 | 3205211 | 0% | 0% | 0% | 0% | 0% | 0% | 0% | 0% | 0% | 0.4418% | 0% | 1.872% | 0% | 0% | 97.69% | 0% | 0% | 0% | 0% | 0% | 100%
EC.14184 | Secondary Injection Test Unit | AIS Year 2017: 53395.19 | 53395.19 | 2017 | 0 | 0% | 0% | 0% | 0% | 0% | 0% | 0% | 100% | 0% | 0% | 0% | 0% | 0% | 0% | 0% | 0% | 0% | 0% | 0% | 0% | 100%
EC.14187 | SA Over-Frequency Generation Shedding (OFGS) Scheme | AIS Year 2018: 582196.3672 | 582196.3672 | 2018 | 0 | 0% | 0% | 0% | 0% | 0% | 0% | 0% | 0% | 0% | 0% | 0% | 0% | 0% | 0% | 100% | 0% | 0% | 0% | 0% | 0% | 100%
EC.14188 | Warehousing project | AIS Year 2018: 5724561.4469 | 5724561.4469 | 2018 | 0 | 100% | 0% | 0% | 0% | 0% | 0% | 0% | 0% | 0% | 0% | 0% | 0% | 0% | 0% | 0% | 0% | 0% | 0% | 0% | 0% | 100%
EC.14189 | Temporary Transmission Structures Acquisition | AIS Year 2018: 3001048.8402 | 3001048.8402 | 2018 | 0 | 0% | 0% | 0% | 0% | 0% | 0% | 0% | 0% | 0% | 0% | 0% | 0% | 0% | 0% | 0% | 100% | 0% | 0% | 0% | 0% | 100%
EC.14190 | Yorke Peninsula Telecoms Bearer | AIS Year 2019: 3624784.8507 | 3624784.8507 | 2019 | 3954701.0815 | 0% | 99.95% | 0.0531% | 0% | 0% | 0% | 0% | 0% | 0% | 0% | 0% | 0% | 0% | 0% | 0% | 0% | 0% | 0% | 0% | 0% | 100%
EC.14191 | Davenport-Cultana Telecoms Bearer | AIS Year 2019: 3879287.6316 | 3879287.6316 | 2019 | 5306398.702 | 0% | 99.96% | 0.03957% | 0% | 0% | 0% | 0% | 0% | 0% | 0% | 0% | 0% | 0% | 0% | 0% | 0% | 0% | 0% | 0% | 0% | 100%
EC.14193 | Transformer GIC Monitoring | AIS Year 2019: 433486.3771 | 433486.3771 | 2019 | 215160 | 0% | 0% | 0% | 0% | 0% | 0% | 0% | 0% | 0% | 6.581% | 0% | 0% | 0% | 0% | 86.45% | 0% | 6.972% | 0% | 0% | 0% | 100%
EC.14196 | East Terrace 275 kV GIS Gas Monitoring S | AIS Year 2018: 964004.6572 | 964004.6572 | 2018 | 0 | 0% | 0% | 0% | 0% | 0% | 0% | 0% | 0% | 0% | 0% | 0% | 0% | 0% | 0% | 100% | 0% | 0% | 0% | 0% | 0% | 100%
EC.14198 | Substation Access Roads and Drainage Upg | AIS Year 2018: 1974500.253 | 1974500.253 | 2018 | 1860929.1815 | 0% | 0.5374% | 0% | 0% | 0% | 0% | 0% | 0% | 0% | 0% | 0% | 99.46% | 0% | 0% | 0% | 0% | 0% | 0% | 0% | 0% | 100%
EC.14198F19 | Substation Access Roads and Drainage Upg | AIS Year 2019: 1228297.9037 | 1228297.9037 | 2019 | 1860929.1815 | 0% | 0.5374% | 0% | 0% | 0% | 0% | 0% | 0% | 0% | 0% | 0% | 99.46% | 0% | 0% | 0% | 0% | 0% | 0% | 0% | 0% | 100%
EC.14199 | East Terrace, Northfield and Kilburn Eme | AIS Year 2019: 2563335.1102 | 2563335.1102 | 2019 | 2046241.48 | 0% | 0% | 0% | 0% | 0% | 0% | 0% | 0% | 0% | 94.32% | 0% | 0% | 0% | 0% | 0% | 0% | 5.681% | 0% | 0% | 0% | 100%
EC.14200 | 160 MVA 275_132 kV Emergency Transformer | AIS Year 2018: 251742.4324 | 251742.4324 | 2018 | 874921.8277 | 0% | 0% | 0% | 0% | 0% | 0% | 0% | 0% | 0% | 47.21% | 0% | 12.55% | 0% | 0% | 36.81% | 3.429% | 0% | 0% | 0% | 0% | 100%
EC.14201 | Re-deployable Telecommunication Site | AIS Year 2018: 584216.4912 | 584216.4912 | 2018 | 663206.2172 | 0% | 6.785% | 63.06% | 0% | 0% | 0% | 0% | 0% | 0% | 0% | 30.16% | 0% | 0% | 0% | 0% | 0% | 0% | 0% | 0% | 0% | 100%
EC.14202 | Revenue Meter Replacement 2018-23 | AIS Year 2023: 1418605.4795 | 1418605.4795 | 2023 | 587549.6392 | 0% | 0% | 24.51% | 0% | 0% | 0% | 0% | 0% | 0% | 0% | 0% | 0% | 0% | 0% | 75.49% | 0% | 0% | 0% | 0% | 0% | 100%
EC.14203 | Telco DC Power Systems Upgrade | AIS Year 2018: 363366.8224 | 363366.8224 | 2018 | 612419.7834 | 0% | 2.939% | 92.16% | 0% | 0% | 0% | 0% | 0% | 0% | 0% | 0% | 0% | 0% | 0% | 0% | 4.899% | 0% | 0% | 0% | 0% | 100%
EC.14205 | Secondary Systems Product Evaluation 201 | AIS Year 2023: 2286614.8385 | 2286614.8385 | 2023 | 340000 | 0% | 0% | 0% | 0% | 0% | 0% | 0% | 0% | 0% | 0% | 0% | 0% | 0% | 0% | 100% | 0% | 0% | 0% | 0% | 0% | 100%
EC.14206 | Renewable Microgrid Demonstration Testbe | AIS Year 2018: 250569.0069 | 250569.0069 | 2018 | 95000 | 0% | 0% | 0% | 0% | 0% | 0% | 0% | 100% | 0% | 0% | 0% | 0% | 0% | 0% | 0% | 0% | 0% | 0% | 0% | 0% | 100%
EC.14207 | Special Protection and Wide Area Monitor | AIS Year 2020: 5583876.1046 | 5583876.1046 | 2020 | 3282320.12 | 0% | 0% | 2.228% | 0% | 0% | 0% | 0% | 0% | 0% | 0% | 0% | 0% | 0% | 0% | 97.77% | 0% | 0% | 0% | 0% | 0% | 100%
EC.14209 | Substation Improvements for System Black | AIS Year 2020: 7959778.5687 | 7959778.5687 | 2020 | 1949000 | 0% | 0% | 0% | 0% | 0% | 0% | 0% | 0% | 0% | 0% | 2.001% | 98% | 0% | 0% | 0% | 0% | 0% | 0% | 0% | 0% | 100%
EC.14210 | High Risk Substation Environmental Inves | AIS Year 2018: 2434706.1054 | 2434706.1054 | 2018 | 1110000 | 0% | 0% | 0% | 0% | 0% | 0% | 0% | 0% | 0% | 86.49% | 0% | 13.51% | 0% | 0% | 0% | 0% | 0% | 0% | 0% | 0% | 100%
EC.14214 | Transmission Line Access Track Upgrade | AIS Year 2020: 3761658.1125 | 3761658.1125 | 2020 | 2166900 | 0% | 0% | 0% | 0% | 0% | 0% | 0% | 0% | 0% | 0% | 0% | 100% | 0% | 0% | 0% | 0% | 0% | 0% | 0% | 0% | 100%
EC.14215 | Para 275 kV 50 MVar Reactor | AIS Year 2023: 5014694.3323 | 5014694.3323 | 2023 | 0 | 0% | 0% | 0.99% | 0% | 0% | 0% | 0% | 0% | 0% | 79.7% | 0% | 13.31% | 0% | 0% | 5.009% | 0.66% | 0.33% | 0% | 0% | 0% | 100%
EC.14216 | Blyth West 275 kV 50 Mvar Reactor | AIS Year 2021: 4747107.458 | 4747107.458 | 2021 | 3030390.7716 | 0% | 0% | 0.99% | 0% | 0% | 0% | 0% | 0% | 0% | 79.7% | 0% | 13.31% | 0% | 0% | 5.009% | 0.66% | 0.33% | 0% | 0% | 0% | 100%
EC.14218 | Spencer Gulf Crossing Bypass | AIS Year 2018: 3341427.672 | 3341427.672 | 2018 | 2682824.9984 | 0% | 0% | 0% | 0% | 0% | 0% | 0% | 0% | 0% | 0% | 0% | 0% | 0% | 0% | 1.118% | 98.88% | 0% | 0% | 0% | 0% | 100%
EC.14221 | Davenport - Pimba 132 kV line Low Span U | AIS Year 2019: 8230445.3983 | 8230445.3983 | 2019 | 0 | 0% | 0% | 0% | 0% | 0% | 0% | 0% | 0% | 0% | 0% | 0% | 0% | 0% | 0% | 0% | 0% | 0% | 0% | 0% | 100% | 0%
EC.14221F21 | Davenport - Pimba 132 kV line Low Span U | AIS Year 2021: 1060506.5441 | 1060506.5441 | 2021 | 0 | 0% | 0% | 0% | 0% | 0% | 0% | 0% | 0% | 0% | 0% | 0% | 0% | 0% | 0% | 0% | 0% | 0% | 0% | 0% | 100% | 0%
EC.14221F22 | Davenport - Pimba 132 kV line Low Span U | AIS Year 2022: 2090196.7522 | 2090196.7522 | 2022 | 0 | 0% | 0% | 0% | 0% | 0% | 0% | 0% | 0% | 0% | 0% | 0% | 0% | 0% | 0% | 0% | 0% | 0% | 0% | 0% | 100% | 0%
EC.14222 | Group Corporate Financial Model Replace. | AIS Year 2018: 249447.1458 | 249447.1458 | 2018 | 0 | 0% | 0% | 0% | 100% | 0% | 0% | 0% | 0% | 0% | 0% | 0% | 0% | 0% | 0% | 0% | 0% | 0% | 0% | 0% | 0% | 100%
EC.14227 | F1919 & F1920 Tower Replacement | AIS Year 2018: 4004367.5 | 4004367.5 | 2018 | 0 | 0% | 0% | 0% | 0% | 0% | 0% | 0% | 0% | 0% | 0% | 0% | 0% | 0% | 0% | 0% | 100% | 0% | 0% | 0% | 0% | 100%
Grand Total |  | 75944362.7101 | 289035860.3581 | 125056152.3648 | 72738034.6652 | 96369297.0556 | 109456410.8306 | 178436782.5451 | 947036900.5295
Note on M18: Robertson, Ian (ENet):If >$0, estimate comes from Success Estimator projects
Note on N23: Robertson, Ian (ENet): Actual asset split applied to part project commissioned in 2017
Note on N24: Robertson, Ian (ENet): Forecast split retained for future commissioning
Note on N25: Robertson, Ian (ENet): Forecast split retained for future commissioning
Note on N75: Robertson, Ian (ENet): Actual asset split applied to part project commissioned in 2017
Note on N76: Robertson, Ian (ENet): Forecast split retained for future commissioning

## Commissioned Extra
| This worksheet shows projects capitalised up to Jun 2017 but with ongoing spend which will be capitalised annually. Adjusted for CWIP WIP balances. | [6 empty] | 73 | 74 | 75 | 76 | 77 | 78 | 79 | 80 | 81 | 82 | 83 | 84 | 85 | 86 | 87 | 88 | 89 | 90 | 91 | 92
| And projects part-capitalised in 2018 | [6 empty] | 3 | 4 | 5 | 6 | 7 | 8 | 9 | 10 | 11 | 12 | 13 | 14 | 15 | 16 | 17 | 18 | 19 | 20 | 21 | 22
|  | 17 | 18 | 19
|  | Agreed to Regulatory Financial Report | 92353161.3708 |  | Total F16-F23 |  |  | Commercial Buildings | Communications - Civil | Communications - Other | Computers, software, and office machines | Easement | Land | Network Switching Centres | Office furniture, movable plant, and misc | Refurbishment | Substation Primary Plant | Substation Demountable Buildings | Substation Establishment | Substation Fences | Substation Secondary Systems - Electro-mechanical | Substation Secondary Systems - Electronic | Transmission lines - Overhead | Transmission lines - Underground | Refurbishment 2008-13 | Transmission Line Refit - insulators replacement 2013-18 | Transmission Line Refit 2018-2023
| 2014 |  |  |  | 0 |  | F14
| 2015 |  |  |  | 0 |  | F15
| 2016 |  |  |  | 0 |  | F16
| 2017 | 104245799.0925 |  |  | 104245799.0925 |  | F17 | 396792.013 | 2970158.8022 | 5515596.814 | 10391268.198 | 6111094.1093 | 85883.4686 | 0 | 2835595.0533 | 0 | 32494157.8253 | 0 | 13075805.73 | 444766.8645 | 0 | 19217177.3594 | 3389183.0427 | 0 | 0 | 7318319.8123 | 0 |  |  | 104245799.0925
| 2018 |  | 16408798.6607 |  | 16408798.6607 |  | F18 | 26445.2375 | 95836.3229 | 199628.3189 | 3486138.4414 | 1882673.0337 | 97660.9059 | 968.7051 | 686263.2731 | 0 | 1816800.0599 | 2329866.5772 | 3082054.6679 | -1733.1837 | 0 | 833245.4949 | 916665.4682 | 692704.4249 | 0 | 263580.913 | 0 |  |  | 16408798.6607
| 2019 |  |  | 5737024.1687 | 5737024.1687 |  | F19 | 0 | 0 | 0 | 422816.7936 | 0 | 0 | 0 | 0 | 0 | 0 | 2657103.6876 | 2657103.6876 | 0 | 0 | 0 | 0 | 0 | 0 | 0 |  |  |  | 5737024.1687
| 2020 |  |  |  | 0 |  | F20 | [22 empty] | 0
| 2021 |  |  |  | 0 |  | F21 | [22 empty] | 0
| 2022 |  |  |  | 0 |  | F22 | [22 empty] | 0
| 2023 |  |  |  | 0 |  | F23 | [22 empty] | 0
|  | 104245799.0925 | 16408798.6607 | 5737024.1687 | 126391621.9219 | [24 empty] | 126391621.9219
| Check | 0 | 0 | 0
Sum of Commissioned $ |  | 104245799.0925 | 16408798.6607 | 5737024.1687 | 126391621.9219
Project Definition | Title | 2017 | 2018 | 2019 | Grand Total | 1st commiss. year | Estimates Asset Class $ | Commercial Buildings | Communications - Civil | Communications - Other | Computers, software, and office machines | Easement | Land | Network Switching Centres | Office furniture, movable plant, and misc | Refurbishment | Substation Primary Plant | Substation Demountable Buildings | Substation Establishment | Substation Fences | Substation Secondary Systems - Electro-mechanical | Substation Secondary Systems - Electronic | Transmission lines - Overhead | Transmission lines - Underground | Refurbishment 2008-13 | Transmission Line Refit - insulators replacement 2013-18 | Transmission Line Refit 2018-2023 | Total | WIP at Jun 2016 | WIP at Jun 2017
EC.10161 | Adelaide Central Reinforcement | 0 | 1260193.2167 |  | 1260193.2167 | 2018 |  | 0% | 0% | 4.487% | 0% | 0% | 0% | 0.07687% | 0% | 0% | 25.2% | 0% | 13.03% | 0% | 0% | 4.53% | 0% | 52.67% | 0% | 0% | 0% | 100% | 354909.36 | 483116.56
EC.10344 | Heywood Interconnector Upgrade | 36716774.0157 | 1798969.9414 |  | 38515743.9572 | 2017 |  | 0% | 3.344% | 2.946% | 0% | 0% | 0% | 0% | 0% | 0% | 45.37% | 0% | 17.71% | 0% | 0% | 25.25% | 5.383% | 0% | 0% | 0% | 0% | 100% | 33348429.1957 | 0 | No capitalisation at June 2016
EC.10370 | Clare North New 132_33 kV Substation | 0 | 741643.5805 |  | 741643.5805 | 2018 |  | 0% | 0% | 0.956% | 0% | 0% | 0% | 0% | 0% | 0% | 56.22% | 0% | 26.31% | 0% | 0% | 13.73% | 2.787% | 0% | 0% | 0% | 0% | 100% | 181070.22 | 673227.09
EC.10503 | Waterloo Substation Replacement | 49626.89 | 0 |  | 49626.89 | 2017 |  | 0% | 0.5999% | 6.88% | 0% | 0% | 0% | 0% | 0% | 0% | 21.41% | 0% | 34.84% | 0% | 0% | 14.4% | 21.87% | 0% | 0% | 0% | 0% | 100% | 0 | 0
EC.10509 | Whyalla Terminal Substation Replac | 279428.7 | 0 |  | 279428.7 | 2017 |  | 0% | 0% | 3% | 0% | 0% | 0% | 0% | 0% | 0% | 57.6% | 0% | 12.19% | 0.28% | 0% | 26.93% | 0% | 0% | 0% | 0% | 0% | 100% | 0 | 0
EC.10517 | South East CB Upgrade | 373136.07 | 15412.6615 |  | 388548.7315 | 2017 |  | 0% | 0% | 0% | 0% | 0% | 0% | 0% | 0% | 0% | 61.19% | 0% | 13.74% | 0% | 0% | 25.07% | 0% | 0% | 0% | 0% | 0% | 100% | 0 | 0.5
EC.10615 | Ardrossan West 132kV Sub Rebuild 2x25MVA | 27967.15 | 0 |  | 27967.15 | 2017 |  | 0% | 0% | 4.502% | 0% | 0% | 0% | 0% | 0% | 0% | 46.14% | 0% | 22.84% | 0% | 0% | 26.51% | 0% | 0% | 0% | 0% | 0% | 100% | 0 | 0
EC.10643 | Line Ratings Tool | 266994.53 | 361488.9837 |  | 628483.5137 | 2017 |  | 0% | 0% | 0% | 100% | 0% | 0% | 0% | 0% | 0% | 0% | 0% | 0% | 0% | 0% | 0% | 0% | 0% | 0% | 0% | 0% | 100% | 0 | 113.12
EC.10703 | SVC Secondary Systems Replacement (Para) | 21554097.3912 | 435009.7083 |  | 21989107.0995 | 2017 |  | 0% | 0% | 0.06648% | 0% | 0% | 0% | 0% | 0.5698% | 0% | 55.17% | 0% | 8.851% | 0% | 0% | 35.34% | 0% | 0% | 0% | 0% | 0% | 100% | 12863840.3312 | 0 | No capitalisation at June 2016
EC.11101 | Cultana 275_132 kV Augmentation | 989557.03 | 32941.6925 |  | 1022498.7225 | 2017 |  | 0% | 0.1702% | 7.28% | 0% | 0% | 0% | 0% | 0% | 0% | 40.93% | 0% | 15.46% | 0% | 0% | 11.71% | 24.45% | 0% | 0% | 0% | 0% | 100% | 0 | 274.64
EC.11209 | Munno Para New 275_66 kV Connection Poin | 193768.15 | 0 |  | 193768.15 | 2017 |  | 0% | 1.212% | 7.499% | 0% | 0% | 0% | 0% | 0% | 0% | 27.2% | 0% | 8.958% | 0% | 0% | 17.73% | 37.39% | 0% | 0% | 0% | 0% | 100% | 0 | 0
EC.11216 | South East Dual Path Telecommunications | 857760.69 | 0 |  | 857760.69 | 2017 |  | 0% | 0% | 98.53% | 0% | 0% | 0% | 0% | 0% | 0% | 0% | 0% | 1.471% | 0% | 0% | 0% | 0% | 0% | 0% | 0% | 0% | 100% | 857760.69 | 0
EC.11217 | Asset Data Capture | 384962.43 | 7229.1384 |  | 392191.5684 | 2017 |  | 0% | 0% | 0% | 100% | 0% | 0% | 0% | 0% | 0% | 0% | 0% | 0% | 0% | 0% | 0% | 0% | 0% | 0% | 0% | 0% | 100% | 0 | 0
EC.11218 | Network Configuration Management System | 3868898.963 | 358.8437 |  | 3869257.8068 | 2017 |  | 0% | 0% | 0% | 100% | 0% | 0% | 0% | 0% | 0% | 0% | 0% | 0% | 0% | 0% | 0% | 0% | 0% | 0% | 0% | 0% | 100% | 3152225.663 | 0 | No capitalisation at June 2016
EC.11302 | Para 275Kv Secondary Systems & Minor Pri | 178986.46 | 8403.8563 |  | 187390.3163 | 2017 |  | 0% | 5.48% | 9.16% | 0% | 0% | 0% | 0% | 0% | 0% | 10.1% | 0% | 30.88% | 0% | 0% | 44.38% | 0% | 0% | 0% | 0% | 0% | 100% | 0 | 83.31
EC.11383 | Mt Barker South Triple Circuit Easement | 5402797.4579 | 5152.9765 | 0 | 5407950.4344 | 2017 |  | 0% | 0% | 0% | 0% | 100% | 0% | 0% | 0% | 0% | 0% | 0% | 0% | 0% | 0% | 0% | 0% | 0% | 0% | 0% | 0% | 100% | 4097688.0379 | 6.59 | No capitalisation at June 2016
EC.11398 | People Management System | 4171.92 | 0 |  | 4171.92 | 2017 |  | 0% | 0% | 0% | 100% | 0% | 0% | 0% | 0% | 0% | 0% | 0% | 0% | 0% | 0% | 0% | 0% | 0% | 0% | 0% | 0% | 100% | 0 | 0
EC.11399 | Risk Management System | 3969.64 | 0 |  | 3969.64 | 2017 |  | 0% | 0% | 0% | 100% | 0% | 0% | 0% | 0% | 0% | 0% | 0% | 0% | 0% | 0% | 0% | 0% | 0% | 0% | 0% | 0% | 100% | 0 | 0
EC.11444 | Penola West to South East Line Refurb | 1991673.153 | 82044.5201 |  | 2073717.673 | 2017 |  | 0% | 0% | 0% | 0% | 0% | 0% | 0% | 0% | 0% | 0% | 0% | 0% | 0% | 0% | 0% | 0% | 0% | 0% | 100% | 0% | 100% | 1859017.863 | 0 | Part cost of vehicle capitalised $10,000
EC.11445 | Tailem Bend to Keith #2 Line Refurb | 5325000.7094 | 180155.3173 |  | 5505156.0266 | 2017 |  | 0% | 0% | 0% | 0% | 0% | 0% | 0% | 0% | 0% | 0% | 0% | 0% | 0% | 0% | 0% | 0% | 0% | 0% | 100% | 0% | 100% | 5228276.7994 | 0 | Part cost of vehicle capitalised $10,000
EC.11447 | Magill to Happy Valley Line Reinsulation | 1645.95 | 1381.0757 |  | 3027.0257 | 2017 |  | 0% | 0% | 0% | 0% | 0% | 0% | 0% | 0% | 0% | 0% | 0% | 0% | 0% | 0% | 0% | 0% | 0% | 0% | 100% | 0% | 100% | 0 | 0
EC.11452 | Project Delivery Optimisation | 1771510.5151 | 628167.9586 |  | 2399678.4736 | 2017 |  | 0% | 0% | 0% | 0% | 0% | 0% | 0% | 100% | 0% | 0% | 0% | 0% | 0% | 0% | 0% | 0% | 0% | 0% | 0% | 0% | 100% | 422328.2751 | 1843.02 | No capitalisation at June 2016
EC.11504 | Neuroodla Substation Aged Asset Replacem | -556.56 | 0 |  | -556.56 | 2017 |  | 0% | 11.01% | 8.799% | 0% | 0% | 0% | 0% | 0% | 0% | 27.77% | 0% | 35.65% | 0% | 0% | 15.05% | 1.73% | 0% | 0% | 0% | 0% | 100% | -556.56 | 0
EC.11505 | [CLSD]-Mt Gunson Substation Replacement | -429.37 | 0 |  | -429.37 | 2017 |  | 0% | 0% | 10.78% | 0% | 0% | 0% | 0% | 0% | 0% | 39.15% | 0% | 30.94% | 0% | 0% | 19.14% | 0% | 0% | 0% | 0% | 0% | 100% | -429.37 | 0
EC.11513 | Business Reporting | 2.44 | 0 |  | 2.44 | 2017 |  | 0% | 0% | 0% | 100% | 0% | 0% | 0% | 0% | 0% | 0% | 0% | 0% | 0% | 0% | 0% | 0% | 0% | 0% | 0% | 0% | 100% | 0 | 0
EC.11543 | Magill Telecomms Bearer | 271.25 | 0 |  | 271.25 | 2017 |  | 0% | 0.05411% | 24.78% | 0% | 0% | 0% | 0% | 0% | 0% | 0% | 0% | 0.88% | 0% | 0% | 0% | 74.28% | 0% | 0% | 0% | 0% | 100% | 0 | 0
EC.11553 | South East Substation to Heywood Telecom | 3536025.5901 | 76915.2283 |  | 3612940.8185 | 2017 |  | 0% | 28.32% | 47.23% | 0% | 0% | 0% | 0% | 0% | 0% | 0% | 0% | 24.45% | 0% | 0% | 0% | 0% | 0% | 0% | 0% | 0% | 100% | 1642954.1201 | 54.93 | No capitalisation at June 2016
EC.11559 | Vehicle Purchases 2014-15 | 0 | 7323.17 |  | 7323.17 | 2018 |  | 0% | 0% | 0% | 0% | 0% | 0% | 0% | 100% | 0% | 0% | 0% | 0% | 0% | 0% | 0% | 0% | 0% | 0% | 0% | 0% | 100% | 852.42 | 7323.17
EC.11566 | Integrated Project and Resource Model | 484157.8489 | 9142.8473 |  | 493300.6962 | 2017 |  | 0% | 0% | 0% | 100% | 0% | 0% | 0% | 0% | 0% | 0% | 0% | 0% | 0% | 0% | 0% | 0% | 0% | 0% | 0% | 0% | 100% | 388592.7589 | 0 | No capitalisation at June 2016
EC.11567 | Accounts Payable Optimisation | 145338.8 | 0 |  | 145338.8 | 2017 |  | 0% | 0% | 0% | 100% | 0% | 0% | 0% | 0% | 0% | 0% | 0% | 0% | 0% | 0% | 0% | 0% | 0% | 0% | 0% | 0% | 100% | 0 | 0
EC.11618 | Carpet - Keswick 2014-15 | -2221.56 | 0 |  | -2221.56 | 2017 |  | 46.72% | 0% | 0% | 20.94% | 0% | 0% | 0% | 32.34% | 0% | 0% | 0% | 0% | 0% | 0% | 0% | 0% | 0% | 0% | 0% | 0% | 100% | 0 | 0
EC.11648 | UPS & Battery Bank - BUCC 2015-16 | 10361.02 | 0 |  | 10361.02 | 2017 |  | 0% | 0% | 0% | 0% | 0% | 0% | 0% | 100% | 0% | 0% | 0% | 0% | 0% | 0% | 0% | 0% | 0% | 0% | 0% | 0% | 100% | 0 | 0
EC.11649 | CLSD-Mechanical 300 Pirie Street 2015-16 | 160.64 | 0 |  | 160.64 | 2017 |  | 100% | 0% | 0% | 0% | 0% | 0% | 0% | 0% | 0% | 0% | 0% | 0% | 0% | 0% | 0% | 0% | 0% | 0% | 0% | 0% | 100% | 0 | 0
EC.11652 | CLSD-Vehicle Purchases 2015-16 | 1448.55 | 0 |  | 1448.55 | 2017 |  | 0% | 0% | 0% | 0% | 0% | 0% | 0% | 100% | 0% | 0% | 0% | 0% | 0% | 0% | 0% | 0% | 0% | 0% | 0% | 0% | 100% | 0 | 0
EC.11670 | IT Hardware 2 | 730031.56 | 0 |  | 730031.56 | 2017 |  | 0.03904% | 0% | 0% | 99.96% | 0% | 0% | 0% | 0% | 0% | 0% | 0% | 0% | 0% | 0% | 0% | 0% | 0% | 0% | 0% | 0% | 100% | 37206.4 | 0
EC.11671 | IT Software 2 | 406569.87 | 0 |  | 406569.87 | 2017 |  | 0% | 0% | 0% | 100% | 0% | 0% | 0% | 0% | 0% | 0% | 0% | 0% | 0% | 0% | 0% | 0% | 0% | 0% | 0% | 0% | 100% | 0 | 0
EC.11672 | IT Security 2 | 2237204.9325 | 38094.8037 |  | 2275299.7362 | 2017 |  | 0% | 0% | 0% | 100% | 0% | 0% | 0% | 0% | 0% | 0% | 0% | 0% | 0% | 0% | 0% | 0% | 0% | 0% | 0% | 0% | 100% | 1882239.1225 | 0 | No capitalisation at June 2016
EC.11673 | IT OCS Software 2 | 1775154.5025 | 15589.5738 |  | 1790744.0763 | 2017 |  | 0% | 0% | 0% | 100% | 0% | 0% | 0% | 0% | 0% | 0% | 0% | 0% | 0% | 0% | 0% | 0% | 0% | 0% | 0% | 0% | 100% | 1300079.7525 | 114.08 | No capitalisation at June 2016
EC.11681 | CLSD-Furniture and Building Upg 2015-16 | 282037.0954 | 0 |  | 282037.0954 | 2017 |  | 41.64% | 0% | 0% | 6.3% | 0% | 0% | 0% | 52.06% | 0% | 0% | 0% | 0% | 0% | 0% | 0% | 0% | 0% | 0% | 0% | 0% | 100% | 282037.0954 | 0 | No capitalisation at June 2016
EC.11717 | CLSD-UPS Battery Bank No1 -300 Pirie St | 85446.719 | 0 |  | 85446.719 | 2017 |  | 25.08% | 0% | 0% | 67.62% | 0% | 0% | 0% | 7.3% | 0% | 0% | 0% | 0% | 0% | 0% | 0% | 0% | 0% | 0% | 0% | 0% | 100% | 85446.719 | 0 | No capitalisation at June 2016
EC.11731 | Vehicle Purchases 2016-17 | 258512.14 | 88.73 |  | 258600.87 | 2017 |  | 0% | 0% | 0% | 1.35% | 0% | 0% | 0% | 98.65% | 0% | 0% | 0% | 0% | 0% | 0% | 0% | 0% | 0% | 0% | 0% | 0% | 100% | 0 | 88.73
EC.11738 | Mallala to Para Easement Expansion | 0 | 1101009.5361 |  | 1101009.5361 | 2018 |  | 0% | 0% | 0% | 0% | 97.37% | 0% | 0% | 0% | 0% | 0% | 0% | 0% | 0% | 0% | 0% | 0% | 2.626% | 0% | 0% | 0% | 100% | 0 | 891533.56 | No capitalisation at June 2016
EC.11739 | Templers to Para Easement Expansion | 794180.12 | 903088.2338 |  | 1697268.3538 | 2017 |  | 0% | 0% | 0% | 0% | 89.19% | 10.81% | 0% | 0% | 0% | 0% | 0% | 0% | 0% | 0% | 0% | 0% | 0% | 0% | 0% | 0% | 100% | 109241.37 | 13.58
EC.11745 | Riverland 132 kV Line Uprate | 1116.27 | 0 |  | 1116.27 | 2017 |  | 0% | 0% | 0% | 0% | 0% | 0% | 0% | 0% | 0% | 7.649% | 0% | 0% | 0% | 0% | 3.781% | 88.57% | 0% | 0% | 0% | 0% | 100% | 0 | 0
EC.11747 | Substation Lighting and Infrastructure R | 0 | 4659733.1544 | 5314207.3751 | 9973940.5295 | 2017 |  | 0% | 0% | 0% | 0% | 0% | 0% | 0% | 0% | 0% | 0% | 50% | 50% | 0% | 0% | 0% | 0% | 0% | 0% | 0% | 0% | 100% | 87606.14 | 360134.54
EC.11781 | Furniture and Building Upgrades 2016-17 | 372723.37 | 34828.1342 |  | 407551.5042 | 2017 |  | 23.15% | 0% | 0% | 1.476% | 0% | 0% | 0% | 75.38% | 0% | 0% | 0% | 0% | 0% | 0% | 0% | 0% | 0% | 0% | 0% | 0% | 100% | 0 | 2642.78
EC.11794 | Inventory Purchases 2016-17 | 1122835.11 | 817839.1433 |  | 1940674.2533 | 2017 |  | 0% | 0% | 1.53% | 0% | 0% | 0% | 0% | 0% | 0% | 1.74% | 0% | 0% | 0% | 0% | 0% | 96.73% | 0% | 0% | 0% | 0% | 100% | 0 | 0
EC.11822 | [CLSD]-Riverland Bearer | 9399.75 | 0 |  | 9399.75 | 2017 |  | 0% | 23.74% | 36.07% | 0% | 0% | 0% | 0% | 0% | 0% | 0% | 0% | 32.25% | 0% | 0% | 7.94% | 0% | 0% | 0% | 0% | 0% | 100% | 0 | 0
EC.11824 | Weather Stations 2013-18 | 3329184.4316 | 61488.0139 |  | 3390672.4455 | 2017 |  | 0% | 21.77% | 50.48% | 0% | 0% | 0% | 0% | 0% | 0% | 0% | 0% | 27.75% | 0% | 0% | 0% | 0% | 0% | 0% | 0% | 0% | 100% | 2592386.2816 | 94.63 | No capitalisation at June 2016
EC.11826 | Dalrymple Substation Upgrade | 8014159.8072 | -31284.904 |  | 7982874.9032 | 2017 |  | 0% | 0% | 1.09% | 0% | 0% | 0% | 0% | 0% | 0% | 37.9% | 0% | 31.54% | 5.54% | 0% | 23.93% | 0% | 0% | 0% | 0% | 0% | 100% | 4906602.9272 | -64.95 | No capitalisation at June 2016
EC.11847 | NGM CT_VT Replacement Project | 0 | 62333.5519 |  | 62333.5519 | 2018 |  | 0% | 0% | 0% | 0% | 0% | 0% | 0% | 0% | 0% | 0% | 0% | 0% | 0% | 0% | 100% | 0% | 0% | 0% | 0% | 0% | 100% | 0 | 30966.25
EC.14006 | CLSD R/town-North West Bend LineCorridor | -3441.67 | 0 |  | -3441.67 | 2017 |  | 0% | 0% | 0% | 0% | 0% | 0% | 0% | 0% | 0% | 0% | 0% | 0% | 0% | 0% | 100% | 0% | 0% | 0% | 0% | 0% | 100% | 0 | 0
EC.14020 | IT Service Operation System | -0.01 | 0 |  | -0.01 | 2017 |  | 0% | 0% | 0% | 100% | 0% | 0% | 0% | 0% | 0% | 0% | 0% | 0% | 0% | 0% | 0% | 0% | 0% | 0% | 0% | 0% | 100% | 0 | 0
EC.14057 | Pirie Precinct Led Lighting Upgrade | 172194.48 | 18384.0625 |  | 190578.5425 | 2017 |  | 100% | 0% | 0% | 0% | 0% | 0% | 0% | 0% | 0% | 0% | 0% | 0% | 0% | 0% | 0% | 0% | 0% | 0% | 0% | 0% | 100% | 0 | 87.76
EC.14058 | Server Room Critical Air Conditioning 20 | 125368.54 | 8728.1256 |  | 134096.6656 | 2017 |  | 0% | 0% | 0% | 0% | 0% | 0% | 0% | 100% | 0% | 0% | 0% | 0% | 0% | 0% | 0% | 0% | 0% | 0% | 0% | 0% | 100% | 0 | 87.76
EC.14101 | CLSD-Workplace Accommod Alterations 2015 | 163.02 | 0 |  | 163.02 | 2017 |  | 31.02% | 0% | 0% | 13.86% | 0% | 0% | 0% | 55.12% | 0% | 0% | 0% | 0% | 0% | 0% | 0% | 0% | 0% | 0% | 0% | 0% | 100% | 0 | 0
EC.11871 | Licenses, Maintenance, Minor Soft 17-18 | 0 | 1572441.8899 | 296275.1975 | 1868717.0875 | 2017 |  | 0% | 0% | 0% | 100% | 0% | 0% | 0% | 0% | 0% | 0% | 0% | 0% | 0% | 0% | 0% | 0% | 0% | 0% | 0% | 0% | 100% | 0 | 1393943.0715
EC.14086 | Stakeholder Management Sys Refresh 17-18 | 0 | 353386.0615 | 2445.3661 | 355831.4276 | 2017 |  | 0% | 0% | 0% | 100% | 0% | 0% | 0% | 0% | 0% | 0% | 0% | 0% | 0% | 0% | 0% | 0% | 0% | 0% | 0% | 0% | 100% | 0 | 0
EC.14100 | Asset Data Capture 2 | 0 | 1127891.0753 | 124096.2299 | 1251987.3053 | 2017 |  | 0% | 0% | 0% | 100% | 0% | 0% | 0% | 0% | 0% | 0% | 0% | 0% | 0% | 0% | 0% | 0% | 0% | 0% | 0% | 0% | 100% | 0 | 444444.9917
EC.14185 | SF6 Trailer Mounted Service Cart | 115672.59 | 13224.7581 | 0 | 128897.3481 | 2017 |  | 0% | 0% | 0% | 0% | 0% | 0% | 0% | 100% | 0% | 0% | 0% | 0% | 0% | 0% | 0% | 0% | 0% | 0% | 0% | 0% | 100% | 0 | 0
|  | 104245799.0925 | 16408798.6607 | 5737024.1687
Note on AG37: Robertson, Ian (ENet): Vehicle cost shared across 5 projects. Purchased in 2013/14
Note on AG38: Robertson, Ian (ENet): Vehicle cost shared across 5 projects. Purchased in 2013/14

## F17 Commiss & CWIP
Project | $
[6 empty] | Incl Provn Cr Adjustment | -1157783.1064
[6 empty] | 179338671.534 |  |  | CWIP at June 2016 | 239325269.28 |  | CWIP at Jun 2017 | 215187395.18 | F17 Capitalised per Reg Accounts
Project | $ | Commissioned | Commissioned Extra | CWIP |  | Reg Accounts | Reg accs - Reset | WBS element | Description | Bk.val.FY end | WBS element | Description | Bk.val.FY end | Project Definition | Title | Commissioned w Prov n Adjustment
EC.10344 | 35777421.27 | 0 | 36716774.0157 | 0 | -939352.7457 | 36575720.6408 | 798299.3708 | EC.10161 | Adelaide Central Reinforcement | 354909.36 | EC.10161 | Adelaide Central Reinforcement | 483116.56 | EC.10344 | Heywood Interconnector Upgrade | 36575720.6408
EC.10503 | 49626.89 | 0 | 49626.89 | 0 | 0 | 46740.89 | -2886 | EC.10344 | Heywood-Tungkillo 300MW Interconnection | 32409076.45 | EC.10370 | Clare North New 132_33 kV Substation | 673227.09 | EC.10503 | Waterloo Substation Replacement | 46740.89
EC.10509 | 279428.7 | 0 | 279428.7 | 0 | 0 | 275469.7 | -3959 | EC.10370 | Clare North New 132_33 kV Substation | 181070.22 | EC.10424 | Riverland Reinforcement Land and Easemen | 616364.03 | EC.10509 | Whyalla Terminal Substation Replac | 275469.7
EC.10517 | 373136.07 | 0 | 373136.07 | 0.5 | -0.5 | 362730.62 | -10405.45 | EC.10424 | Riverland Reinforcement Land and Easemen | 616364.03 | EC.10517 | South East Substation Secondary System R | 0.5 | EC.10517 | South East CB Upgrade | 362730.62
EC.10615 | 27967.15 | 0 | 27967.15 | 0 | 0 | 26097.15 | -1870 | EC.10505 | Millbrook Substation Replacement | 5868.93 | EC.10643 | Line Ratings Tool | 113.12 | EC.10615 | Ardrossan West 132kV Sub Rebuild 2x25MVA | 26097.15
EC.10643 | 266994.53 | 0 | 266994.53 | 113.12 | -113.12 | 264745.65 | -2248.88 | EC.10703 | SVC Secondary Systems Replacement (Para) | 12592138.18 | EC.11101 | Cultana 275_132 kV Augmentation | 274.64 | EC.10643 | Line Ratings Tool | 264745.65
EC.10703 | 21282395.24 | 0 | 21554097.3912 | 0 | -271702.1512 | 21474525.3209 | 192130.0809 | EC.11104 | Northern SA Region Voltage Support | 40538.91 | EC.11104 | Northern SA Region Voltage Support | 114107.66 | EC.10703 | SVC Secondary Systems Replacement (Para) | 21474525.3209
EC.11101 | 989557.03 | 0 | 989557.03 | 274.64 | -274.64 | 979720.67 | -9836.36 | EC.11110 | CLSD Eyre Peninsula Land & Easement Acqu | 116352.42 | EC.11110 | CLSD Eyre Peninsula Land & Easement Acqu | -592.76 | EC.11101 | Cultana 275_132 kV Augmentation | 979720.67
EC.11209 | 193768.15 | 0 | 193768.15 | 0 | 0 | 183435.15 | -10333 | EC.11132 | Fleurieu Peninsula Reinforcement Land an | 756040.54 | EC.11134.1 | Project Costs - Prior to JUNE 2014 | 479189.2 | EC.11209 | Munno Para New 275_66 kV Connection Poin | 183435.15
EC.11216 | 857760.69 | 0 | 857760.69 | 0 | 0 | 857760.69 | 0 | EC.11134 | Integrated Budgeting & Forecasting (BPC) | 562400.9 | EC.11134.1.002 | Ph1 Business Requirements | 43837.88 | EC.11216 | South East Dual Path Telecommunications | 857760.69
EC.11217 | 384962.43 | 0 | 384962.43 | 0 | 0 | 383416.43 | -1546 | EC.11201 | Eyre Peninsula Reinforcement | 2285134.23 | EC.11134.2 | Project Costs - After JUNE 2014 Restart | 39373.82 | EC.11217 | Asset Data Capture | 383416.43
EC.11218 | 3696698.22 | 0 | 3868898.963 | 0 | -172200.743 | 3843576.0084 | 146877.7884 | EC.11216 | South East Dual Path Telecommunications | 857760.69 | EC.11201 | Eyre Peninsula Reinforcement | 2285134.23 | EC.11218 | Network Configuration Management System | 3843576.0084
EC.11220 | 2088084.23 | 2243191.1073 | 0 | 0 | -155106.8773 | 2227333.9435 | 139249.7135 | EC.11218 | Network Configuration Management System | 2980024.92 | EC.11239 | CLSD SAEs for 2013-2018 Capital Projects | 114395.22 | EC.11220 | Integrated Information Environment | 2227333.9435
EC.11302 | 178986.46 | 0 | 178986.46 | 83.31 | -83.31 | 169610.77 | -9375.69 | EC.11220 | Applications Integration | 2088084.23 | EC.11242 | Aerial Services Implementation - Stage 1 | 603867.72 | EC.11302 | Para 275Kv Secondary Systems & Minor Pri | 169610.77
EC.11316 | 53037413.59 | 54791206.2163 | 0 | 31714256.97 | -33468049.5963 | 54615365.5946 | 1577952.0046 | EC.11236 | IEC 61850 Training & Development Facilit | 1238370.22 | EC.11302 | Para 275kV Secondary Systems & Minor Pri | 83.31 | EC.11316 | SA Water Pump Stations Transformer Repla | 54615365.5946
EC.11330 | 1639110.35 | 1694608.0318 | 0 | 0 | -55497.6818 | 1685136.864 | 46026.514 | EC.11239 | CLSD SAEs for 2013-2018 Capital Projects | 484395.22 | EC.11316 | SA Water Pump Stations Transformer Repla | 31714256.97 | EC.11330 | Alstom EMS Upgrade Stage 2 | 1685136.864
EC.11383 | 5266607.21 | 0 | 5402797.4579 | 6.59 | -136196.8379 | 5428415.5344 | 161808.3244 | EC.11242 | Aerial Services Implementation - Stage 1 | 297912.39 | EC.11379 | Energy Management System Functional Enha | 501575.75 | EC.11383 | Mt Barker South Triple Circuit Easement | 5428415.5344
EC.11398 | 4171.92 | 0 | 4171.92 | 0 | 0 | 4171.92 | 0 | EC.11316 | SA Water Pump Stations Transformer Repla | 56093376.17 | EC.11383 | Mt Barker Triple Circuit Easement Expans | 6.59 | EC.11398 | People Management System | 4171.92
EC.11399 | 3969.64 | 0 | 3969.64 | 0 | 0 | 3648.64 | -321 | EC.11330 | Alstom EMS Upgrade Stage 2 | 1619089.41 | EC.11384 | Security and Video System Consolidation | 502242.13 | EC.11399 | Risk Management System | 3648.64
EC.11444 | 1939334.7 | 0 | 1991673.153 | 228.72 | -52567.173 | 1986927.4614 | 47592.7614 | EC.11379 | Energy Management System Functional Enha | 65315.69 | EC.11425 | Riverland Reactive Support Stage 1 (Mona | 264580.51 | EC.11444 | Penola West to South East Line Refurb | 1997156.4614
EC.11445 | 5207165.68 | 0 | 5325000.7094 | 228.72 | -118063.7494 | 5317036.9728 | 109871.2928 | EC.11383 | Mt Barker Triple Circuit Easement Expans | 3961497.79 | EC.11426 | NCIPAP 4 W'oo East to Rob'town 132kv Upr | 103637.5 | EC.11444 | Penola West to South East Line Refurb | -10229
EC.11447 | 1645.95 | 0 | 1645.95 | 0 | 0 | 1536.95 | -109 | EC.11384 | Security and Video System Consolidation | 495704.19 | EC.11434 | Enterprise Capture of IED Data | 1702598.03 | EC.11445 | Tailem Bend to Keith #2 Line Refurb | 5327265.9728
EC.11452 | 1762570.37 | 0 | 1771510.5151 | 1843.02 | -10783.1651 | 1735814.188 | -26756.182 | EC.11390 | Tailem Bend 132kV Reactive Power Support | -1689.14 | EC.11435 | Outage Optimisation Improvements | 594823.38 | EC.11445 | Tailem Bend to Keith #2 Line Refurb | -10229
EC.11461 | 776200.12 | 807480.3741 | 0 | 0 | -31280.2541 | 803202.413 | 27002.293 | EC.11425 | Riverland Reactive Support Stage 1 (Mona | 264580.51 | EC.11441 | Para-Brinkworth-Davenport Hazard Mitiga | 40106031.97 | EC.11447 | Magill to Happy Valley Line Reinsulation | 1536.95
EC.11504 | -556.56 | 0 | -556.56 | 0 | 0 | -556.56 | 0 | EC.11434 | Enterprise Capture of IED Data | 1361632.28 | EC.11444 | Penola West to South East Line Refurb | 228.72 | EC.11452 | Project Delivery Optimisation | 1737657.188
EC.11505 | -429.37 | 0 | -429.37 | 0 | 0 | -429.37 | 0 | EC.11435 | Outage Optimisation Improvements | 517993.02 | EC.11445 | Tailem Bend to Keith #2 Line Refurb | 228.72 | EC.11452 | Project Delivery Optimisation | -1843
EC.11513 | 2.44 | 0 | 2.44 | 0 | 0 | 0 | -2.44 | EC.11441 | Para-Brinkworth-Davenport Hazard Mitiga | 21510298.83 | EC.11446 | Brinkworth to Mintaro Line Refurbishment | 6480020.19 | EC.11461 | Cultana to Stony Point Land and Easement | 803202.413
EC.11523 | 440042.24 | 448111.9572 | 0 | 0 | -8069.7172 | 446315.7955 | 6273.5555 | EC.11444 | Penola West to South East Line Refurb | 1806908.13 | EC.11452 | Project Delivery Optimisation | 1843.02 | EC.11504 | Neuroodla Substation Aged Asset Replacem | -556.56
EC.11528 | 207.06 | 0 | 0 | 0 | 207.06 | 0 | -207.06 | EC.11445 | Tailem Bend to Keith #2 Line Refurb | 5110670.49 | EC.11454 | Safety in Design Processes | 89188.45 | EC.11505 | [CLSD]-Mt Gunson Substation Replacement | -429.37
EC.11543 | 64.19 | 0 | 271.25 | 0 | -207.06 | 253.25 | 189.06 | EC.11446 | Brinkworth to Mintaro Line Refurbishment | 5674943.2 | EC.11463 | Emergency Unit Asset Replacement 2013-18 | 1695115.32 | EC.11523 | IT Systems Management | 446315.7955
EC.11553 | 3499524.44 | 0 | 3536025.5901 | 54.93 | -36556.0801 | 3510683.5846 | 11159.1446 | EC.11452 | Project Delivery Optimisation | 413388.13 | EC.11516 | Asset Managment Optimisation | 621294.22 | EC.11543 | Magill Telecomms Bearer | 253.25
EC.11566 | 475740.83 | 0 | 484157.8489 | 0 | -8417.0189 | 474247.8747 | -1492.9553 | EC.11454 | Safety in Design Processes | 89188.45 | EC.11526 | Teleco Network Management Systems Upgrad | 1040053.58 | EC.11553 | South East Substation to Heywood Telecom | 3510738.5846
EC.11567 | 145338.8 | 0 | 145338.8 | 0 | 0 | 141579.8 | -3759 | EC.11461 | Cultana to Stony Point Land and Easement | 762234.37 | EC.11533 | Business Intelligence Upgrade 1 | 537433 | EC.11553 | South East Substation to Heywood Telecom | -55
EC.11618 | -2221.56 | 0 | -2221.56 | 0 | 0 | -2221.55 | 0.01 | EC.11463 | Emergency Unit Asset Replacement 2013-18 | 827707.4 | EC.11549 | Switching System Writer Application | 150008.12 | EC.11566 | Integrated Project and Resource Model | 474247.8747
EC.11619 | 24824.21 | 24938.2179 | 0 | 0 | -114.0079 | 24859.2179 | 35.0079 | EC.11504 | Neuroodla Substation Aged Asset Replacem | -556.56 | EC.11553 | South East Substation to Heywood Telecom | 54.93 | EC.11567 | Accounts Payable Optimisation | 141579.8
EC.11648 | 10361.02 | 0 | 10361.02 | 0 | 0 | 10294.02 | -67 | EC.11505 | [CLSD]-Mt Gunson Substation Replacement | -429.37 | EC.11559 | Vehicle Purchases 2014-15 | 7323.17 | EC.11594 | Inventory Purchases 2014-15 | 0.01
EC.11649 | 160.64 | 0 | 160.64 | 0 | 0 | 136.64 | -24 | EC.11509 | Bungama Second 275_132kV Transformer | 337590.69 | EC.11560 | Magill - East Terrace Cable Pit Construc | 969791.47 | EC.11618 | Carpet - Keswick 2014-15 | -2221.55
EC.11650 | 171872.55 | 172996.0688 | 0 | 0 | -1123.5188 | 172846.1792 | 973.6292 | EC.11523 | IT Systems Management | 370861.94 | EC.11575 | Substation Operational Data Network Repl | 723460.96 | EC.11619 | Fire Protection 300 Pirie 2015-16 | 24859.2179
EC.11652 | 1448.55 | 0 | 1448.55 | 0 | 0 | 1400.55 | -48 | EC.11526 | Teleco Network Management Systems Upgrad | 356902.63 | EC.11602 | Tailem Bend Substation Upgrade | 8204693.55 | EC.11648 | UPS & Battery Bank - BUCC 2015-16 | 10294.02
EC.11670 | 730031.56 | 0 | 730031.56 | 0 | 0 | 714341.58 | -15689.98 | EC.11533 | Business Intelligence Upgrade 1 | 182545.85 | EC.11610 | LAN Corporate Refresh 17-18 | 970362.66 | EC.11649 | CLSD-Mechanical 300 Pirie Street 2015-16 | 136.64
EC.11671 | 406569.87 | 0 | 406569.87 | 0 | 0 | 387512.87 | -19057 | EC.11549 | Switching System Writer Application | 150008.12 | EC.11615 | Asset Design Manuals (ADM) Major Rewrite | 2058820.58 | EC.11650 | Electrical 300 Pirie Street 2015-16 | 172846.1792
EC.11672 | 2196648.92 | 0 | 2237204.9325 | 0 | -40556.0125 | 2215817.7676 | 19168.8476 | EC.11553 | South East Substation to Heywood Telecom | 1606452.97 | EC.11623 | Robertstown Telecoms Bearer | 516019.81 | EC.11652 | CLSD-Vehicle Purchases 2015-16 | 1400.55
EC.11673 | 1743161.23 | 0 | 1775154.5025 | 114.08 | -32107.3525 | 1743107.5797 | -53.6503 | EC.11559 | Vehicle Purchases 2014-15 | 852.42 | EC.11624 | Mid North OPGW Bearer | 7549200.03 | EC.11670 | IT Hardware 2 | 714341.58
EC.11681 | 276166.64 | 0 | 282037.0954 | 0 | -5870.4554 | 281214.9368 | 5048.2968 | EC.11560 | Magill - East Terrace Cable Pit Construc | 500355.87 | EC.11625 | Mount Barker 2nd 225MV.A 275/66kV Transf | 319512.74 | EC.11671 | IT Software 2 | 387512.87
EC.11694 | 1728863.39 | 1759326.2731 | 0 | 0 | -30462.8831 | 1759002.8114 | 30139.4214 | EC.11566 | Integrated Project and Resource Modeling | 380175.74 | EC.11630 | Eyre Peninsula Reinforcement Land and Ea | 10952753.32 | EC.11672 | IT Security 2 | 2215817.7676
EC.11717 | 83668.19 | 0 | 85446.719 | 0 | -1778.529 | 85370.4924 | 1702.3024 | EC.11575 | Substation Operational Data Network Repl | 28007.03 | EC.11645 | Reactive Plant Control Scheme | 319913.9 | EC.11673 | IT OCS Software 2 | 1743221.5797
EC.11731 | 258512.14 | 0 | 258512.14 | 88.73 | -88.73 | 257168.87 | -1343.27 | EC.11594 | Inventory Purchases 2014-15 | 16.18 | EC.11646 | Eyre Peninsula & Upper NorthVoltage | 131721.8 | EC.11673 | IT OCS Software 2 | -114
EC.11739 | 794166.54 | 0 | 794180.12 | 13.58 | -27.16 | 793246.12 | -920.42 | EC.11602 | Tailem Bend Substation Upgrade | 6682408.15 | EC.11656 | Vegetation Management Analysis Tools | 216308.45 | EC.11681 | CLSC-Furniture and Building Upgr 2015-16 | 281214.9368
EC.11745 | 1116.27 | 0 | 1116.27 | 0 | 0 | 1031.27 | -85 | EC.11610 | LAN Corporate Refresh 17-18 | 33217.21 | EC.11659 | Substation and Telecommunication Buildin | 2213051.55 | EC.11694 | Inventory Purchases 2015-16 | 1759002.8114
EC.11781 | 372723.37 | 0 | 372723.37 | 2642.78 | -2642.78 | 368737.16 | -3986.21 | EC.11615 | Asset Design Manuals (ADM) Major Rewrite | 414005.22 | EC.11660 | Substation Battery Charger Replacement | 626905.41 | EC.11717 | CLSD-UPS Battery Bank No1 -300 Pirie St | 85370.4924
EC.11794 | 1122835.11 | 0 | 1122835.11 | 0 | 0 | 1122489.11 | -346 | EC.11619 | Fire Protection 300 Pirie 2015-16 | 5363.33 | EC.11662 | Tower Fall Arrestor Replacement and Audi | 168052.83 | EC.11731 | Vehicle Purchases 2016-17 | 257257.87
EC.11816 | 7920001.62 | 8033553.8427 | 0 | 0 | -113552.2227 | 7968697.0934 | 48695.4734 | EC.11623 | Robertstown Telecoms Bearer | 243558.8 | EC.11673 | IT OCS Software 2 | 114.08 | EC.11731 | Vehicle Purchases 2016-17 | -89
EC.11822 | 9399.75 | 0 | 9399.75 | 0 | 0 | 9399.75 | 0 | EC.11624 | Mid North OPGW Bearer | 7196220.19 | EC.11712 | Engineering Systems Functional Upgrade | 259590.99 | EC.11739 | Templers to Para Easement Expansion | 793246.12
EC.11824 | 3264359.36 | 0 | 3329184.4316 | 94.63 | -64919.7016 | 3306703.9083 | 42344.5483 | EC.11625 | Mount Barker 2nd 225MV.A 275/66kV Transf | 319512.74 | EC.11731 | Vehicle Purchases 2016-17 | 88.73 | EC.11745 | Riverland 132 kV Line Uprate | 1031.27
EC.11826 | 7844795.29 | 0 | 8014159.8072 | -64.95 | -169299.5672 | 7937835.9415 | 93040.6515 | EC.11630 | Eyre Peninsula Reinforcement Land and Ea | 4992954.55 | EC.11733 | Online Asset Condition Monitoring Equipm | 3065527.49 | EC.11781 | Furniture and Building Upgrades 2016-17 | 371380.16
EC.14006 | -3441.67 | 0 | -3441.67 | 0 | 0 | -3441.66 | 0.01 | EC.11645 | Reactive Plant Control Scheme | 65202.57 | EC.11734 | Network Aerial Laser Survey 2013-18 | 1707501.36 | EC.11781 | Furniture and Building Upgrades 2016-17 | -2643
EC.14009 | 378609.21 | 383956.3654 | 0 | 0 | -5347.1554 | 379722.2812 | 1113.0712 | EC.11646 | Eyre Peninsula & Upper NorthVoltage | 41663.27 | EC.11735 | Transmission Line Design | 270853.78 | EC.11794 | Inventory Purchases 2016-17 | 1122489.11
EC.14020 | -0.01 | 0 | -0.01 | 0 | 0 | 0 | 0.01 | EC.11650 | Electrical 300 Pirie Street 2015-16 | 52854.23 | EC.11738 | Mallala to Para Easement Expansion | 891533.56 | EC.11816 | One IP Substation Network Stage 1 | 7968697.0934
EC.14029 | 87051.43 | 87117.5505 | 0 | 0 | -66.1205 | 86872.9896 | -178.4404 | EC.11656 | Vegetation Management Analysis Tools | 15509.49 | EC.11739 | Templers to Para Easement Expansion | 13.58 | EC.11822 | [CLSD]-Riverland Bearer | 9399.75
EC.14039 | 2286548.51 | 2311633.2124 | 0 | 0 | -25084.7024 | 2306590.8739 | 20042.3639 | EC.11659 | Substation and Telecommunication Buildin | 593499.56 | EC.11741 | Database Platform Refresh 17-18 | 700766.42 | EC.11824 | Weather Stations 2013-18 | 3306798.9083
EC.14040 | 1745450.77 | 1775103.4694 | 0 | 0 | -29652.6994 | 1769540.536 | 24089.766 | EC.11660 | Substation Battery Charger Replacement | 80596.51 | EC.11742 | Baroota Substation Replacement | 3905350.29 | EC.11824 | Weather Stations 2013-18 | -95
EC.14053 | 311379.8 | 316861.928 | 0 | 0 | -5482.128 | 311307.4384 | -72.3616 | EC.11662 | Tower Fall Arrestor Replacement and Audi | 168052.83 | EC.11744 | Bund Refurbishments | 6404382.88 | EC.11826 | Dalrymple Substation Upgrade | 7937770.9415
EC.14057 | 172194.48 | 0 | 172194.48 | 87.76 | -87.76 | 171794.25 | -400.23 | EC.11670 | IT Hardware 2 | 37206.4 | EC.11747 | Substation Lighting and Infrastructure R | 360134.54 | EC.11826 | Dalrymple Substation Upgrade | 65
EC.14058 | 125368.54 | 0 | 125368.54 | 87.76 | -87.76 | 125204.3 | -164.24 | EC.11672 | IT Security 2 | 1841683.11 | EC.11749 | AC Switchboard Replacement 2013-18 | 1657619.87 | EC.14006 | CLSD R/town-North West Bend LineCorridor | -3441.66
EC.14059 | 140722.66 | 143096.6951 | 0 | 0 | -2374.0351 | 142958.8566 | 2236.1966 | EC.11673 | IT OCS Software 2 | 1268086.48 | EC.11751 | Westinghouse RTU Replacement | 1934123.4 | EC.14009 | SICAM PAS Substation Automation System M | 379722.2812
EC.14101 | 163.02 | 0 | 163.02 | 0 | 0 | 151.02 | -12 | EC.11681 | CLSD-Furniture and Building Upg 2015-16 | 276166.64 | EC.11781 | Furniture and Building Upgrades 2016-17 | 2642.78 | EC.14029 | System Control Centre Fire Suppression S | 86872.9896
EC.14122 | 216734.33 | 220714.953 | 0 | 0 | -3980.623 | 218808.973 | 2074.643 | EC.11694 | Inventory Purchases 2015-16 | 1433079.98 | EC.11808 | Windows Backoffice Mgmt Sys Refresh17-18 | 422628.44 | EC.14039 | NCIPAP 2 Upper South East Line Uprating | 2306590.8739
EC.14129 | 482658.06 | 491599.797 | 0 | 0 | -8941.737 | 491456.5704 | 8798.5104 | EC.11712 | Engineering Systems Functional Upgrade | 259590.99 | EC.11809 | Asset Data Governance Framework and Tool | 439326.18 | EC.14040 | NCIPAP 3 Lower South East 275 kV Line Up | 1769540.536
EC.14164 | 185471.46 | 185471.46 | 0 | 0 | 0 | 185410.46 | -61 | EC.11717 | CLSD-UPS Battery Bank No1 -300 Pirie St | 83668.19 | EC.11824 | Weather Stations 2013-18 | 94.63 | EC.14053 | ElectraNet Corporate Website Functional | 311307.4384
EC.14184 | 53395.19 | 53395.19 | 0 | 0 | 0 | 53395.19 | 0 | EC.11733 | Online Asset Condition Monitoring Equipm | 9229.45 | EC.11826 | Dalrymple Substation Upgrade | -64.95 | EC.14057 | Pirie Precinct Led Lighting Upgrade | 171882.25
EC.14185 | 115672.59 | 0 | 115672.59 | 0 | 0 | 115672.59 | 0 | EC.11734 | Network Aerial Laser Survey 2013-18 | 112661.43 | EC.11847 | NGM CT_VT Replacement Project | 30966.25 | EC.14057 | Pirie Precinct Led Lighting Upgrade | -88
Grand Total | 175902353.69 | 75944362.7101 | 0 | 0 |  | 0 |  | EC.11735 | Transmission Line Design | 270853.78 | EC.11854 | Telco Asset Replacement 2013-18 | 3669346.16 | EC.14058 | Server Room Critical Air Conditioning 20 | 125292.3
[8 empty] | EC.11738 | Mallala to Para Easement Expansion | 841235.26 | EC.11861 | Telecommunications Network Optimisation | 1583895.62 | EC.14058 | Server Room Critical Air Conditioning 20 | -88
[8 empty] | EC.11739 | Templers to Para Easement Expansion | 109227.79 | EC.11862 | Substation VOIP Network Completion | 767785.54 | EC.14059 | CLSD-Keswick Precinct Led Lighting Upgra | 142958.8566
[8 empty] | EC.11742 | Baroota Substation Replacement | 702870.66 | EC.11870 | IT Hardware Refresh Maintain 17-18 | 1296648.57 | EC.14101 | CLSD-Workplace Accommod Alterations 2015 | 151.02
[8 empty] | EC.11744 | Bund Refurbishments | 1589604.76 | EC.11871 | Licenses, Maintenance, Minor Soft 17-18 | 1359944.46 | EC.14122 | Davenport Under-voltage Load Shedding | 218808.973
[8 empty] | EC.11747 | Substation Lighting and Infrastructure R | 87606.14 | EC.11872 | IT Security Technology Refresh 17-18 | 12916.74 | EC.14129 | HV Test Equipment 2015-16 | 491456.5704
[8 empty] | EC.11749 | AC Switchboard Replacement 2013-18 | 474457.66 | EC.11873 | Network Operations Software 2017-19 | 89704.41 | EC.14164 | CLSD-300 Pirie Street L1 West Upgrade | 185410.46
[8 empty] | EC.11751 | Westinghouse RTU Replacement | 240902.92 | EC.11890 | Unit Asset Replacements 2013-18 | 32516605.46 | EC.14184 | Secondary Injection Test Unit | 53395.19
[8 empty] | EC.11809 | Common Information-Connectivity Model | 173365.21 | EC.11895 | SAEs for 2018-23 Capital Projects | 3051767.68 | EC.14185 | SF6 Trailer Mounted Service Cart | 115672.59
[8 empty] | EC.11816 | One IP Substation Network Stage 1 | 4070258.61 | EC.11900 | Intranet Platform Refresh 17-18 | 278733.82 |  |  | 179338671.544
[8 empty] | EC.11824 | Weather Stations 2013-18 | 2527561.21 | EC.11902 | Yorke Peninsula Reinforcement | 121364.06
[8 empty] | EC.11826 | Dalrymple Substation Upgrade | 4737238.41 | EC.12014 | Protection System Modelling and Validati | 43971.57
[8 empty] | EC.11854 | Telco Asset Replacement 2013-18 | 893091.07 | EC.12101 | Records Management | 75627.88
[8 empty] | EC.11861 | Telecommunications Network Optimisation | 1230158 | EC.12101.D | DEFINITION | 376381.33
[8 empty] | EC.11862 | Substation VOIP Network Completion | 21297.82 | EC.14004 | Wind Risk Model Development | 72701.73
[8 empty] | EC.11890 | Unit Asset Replacements 2013-18 | 24856661.12 | EC.14012 | Operational Data Network Architecture an | 419731.7
[8 empty] | EC.11895 | SAEs for 2018-23 Capital Projects | 2269620.76 | EC.14015 | IT Architecture Support Systems Implemen | 1394.38
[8 empty] | EC.11902 | Yorke Peninsula Reinforcement | 121364.06 | EC.14016 | Asset Cost and Risk Optimisation | 1635763.74
[8 empty] | EC.11905 | Yorke Peninsula Reinforcement Land & Eas | 3436.96 | EC.14018 | Treasury and Risk Systems Implementation | 72576.85
[8 empty] | EC.12101 | Records Management | 27690.75 | EC.14024 | SCADA and RTU configuration management | 20214.56
[8 empty] | EC.14007 | Supply Chain Management Procedure Develo | 320524.05 | EC.14030 | Asset Access Manual Rewrite | 476721.99
[8 empty] | EC.14009 | SICAM PAS Substation Automation System M | 234174.5 | EC.14038 | NCIPAP 1 Riverland 132 kV Line Uprating | 2938968.83
[8 empty] | EC.14012 | Operational Data Network Architecture an | 323479.77 | EC.14051 | Operational Data Network Establishment | 70129.34
[8 empty] | EC.14016 | Asset Cost and Risk Optimisation | 49993.08 | EC.14056 | Templers West 275kV Reactor | 40611.67
[8 empty] | EC.14029 | System Control Centre Fire Suppression S | 3110.54 | EC.14057 | Pirie Precinct Led Lighting Upgrade | 87.76
[8 empty] | EC.14030 | Asset Access Manual Rewrite | 39283.25 | EC.14058 | Server Room Critical Air Conditioning 20 | 87.76
[8 empty] | EC.14038 | NCIPAP 1 Riverland 132 kV Line Uprating | 339333.03 | EC.14068 | Murraylink Control Scheme Replacement | 125770.66
[8 empty] | EC.14039 | NCIPAP 2 Upper South East Line Uprating | 1180071.65 | EC.14088 | High Voltage Switching Training Facility | 467354.38
[8 empty] | EC.14040 | NCIPAP 3 Lower South East 275 kV Line Up | 1394966.12 | EC.14089 | Magill High Voltage Workshop Facility | 114177.76
[8 empty] | EC.14053 | ElectraNet Corporate Website Functional | 257898.37 | EC.14091 | Online Asset Condition Assessment Equipm | 809856.5
[8 empty] | EC.14059 | CLSD-Keswick Precinct Led Lighting Upgra | 111682.87 | EC.14100 | Asset Data Capture 2 | 433604.87
[8 empty] | EC.14088 | High Voltage Switching Training Facility | 162054.02 | EC.14120 | Back Up Control and Data Centre | 243492.41
[8 empty] | EC.14089 | Magill High Voltage Workshop Facility | 51133.84 | EC.14126 | Monash and Berri Relay Replacement | 198898.81
[8 empty] | EC.14114 | Kilburn Substation Land Acquisition | 8906.79 | EC.14127 | GE D20 RTU Product Upgrades | 288956.69
[8 empty] | EC.14120 | Back Up Control and Data Centre | 48019.06 | EC.14130 | Magill Substation TF Fire Extinguishing | 64332.08
[8 empty] | EC.14122 | Davenport Under-voltage Load Shedding | 187262.35 | EC.14131 | Motorised Isolator LOPA Improvement | 1158691.86
[8 empty] | EC.14129 | HV Test Equipment 2015-16 | 420650.41 | EC.14132 | Isolator Status Indication | 1717.95
[8 empty] | EC.14130 | Magill Substation TF Fire Extinguishing | 1350.18 | EC.14133 | Dalrymple ESCRI Energy Storage | 159351.11
[8 empty] | EC.14134 | Spare 160 MVA 275_132 kV Transformer | 334653.6 | EC.14134 | Spare 160 MVA 275_132 kV Transformer | 2940892.2
[8 empty] | EC.40880 | South East Fibre Interfaces | 22688.41 | EC.14135 | Electric Vehicle Fleet and Charging Infr | 6110.72
[8 empty] | EC.40904 | Osborne SCADA Upgrade Implementation | 7280.62 | EC.14136 | Rymill Building Accommodation Security a | 14198.62
[8 empty] | EC.89998 | Clearing Account Project | 194.23 | EC.14171 | South Australia Energy Transformation | 1402875.54
[11 empty] | EC.14172 | Eyre Peninsula Transmission Supply | 110928.9
[11 empty] | EC.14178 | Elevating Work Platform Procurement for | 57915.38
[11 empty] | EC.14179 | Live Line Manual Development | 126987.51
[11 empty] | EC.14180 | Pimba PLC Replacement | 93300.67
[11 empty] | EC.14187 | SA Over-Frequency Generation Shedding (O | 112917.27
[11 empty] | EC.14188 | Supply Chain Management | 33336.53
[11 empty] | EC.14189 | Temporary Transmission Structures Acquis | 1148062.34
[11 empty] | EC.14190 | Yorke Peninsula Telecoms Bearer | 136309.76
[11 empty] | EC.14190.1 | Phase 0 | 41635.34
[11 empty] | EC.14191 | Davenport-Cultana Telecoms Bearer | 56209.28
[11 empty] | EC.14196 | East Terrace 275 kV GIS Gas Monitoring S | 32144.98
[11 empty] | EC.14198 | Substation Access Roads and Drainage Upg | 37331.14
[11 empty] | EC.14199 | East Terrace, Northfield and Kilburn Eme | 19135.87
[11 empty] | EC.14200 | 160 MVA 275_132 kV Emergency Transformer | 36152.02
[11 empty] | EC.14201 | Re-deployable Telecommunication Site | 4901.73
[11 empty] | EC.14203 | Telco DC Power Systems Upgrade | 3990.84
[11 empty] | EC.14206 | Renewable Microgrid Demonstration Testbe | 3215.52
[11 empty] | EC.14210 | Substation Environmental Investigation | 16201.47
[11 empty] | EC.14218 | Spencer Gulf Crossing Bypass | 2281.92
[11 empty] | EC.14221 | Davenport - Pimba 132 kV line Low Span U | 34115.02
[11 empty] | EC.14222 | Group Corporate Financial Model Replace. | 190856.07
[11 empty] | EC.14227 | F1919 & F1920 Tower Replacement | 3906700
215187395.18
Note on J4: WBS element
Note on K4: Description
Note on L4: Bk.val.FY end

## Success Asset Classes
| Spare 1 | Name |  | Description | Region | Contingent Status | Preferred Option | Network Non Network | Revenue Reset | Category | Reset Period | Estimators Name | Project Manager | Project Status | Project Size | Capex Opex | Business Plan | Dual Contractor | Priority | Estimate Type | Revision Number | Start Date | End Date | Commission Date | Land Easements | Escalation Type | Risk Included | 10000 | 10001 | 10002 | 10003 | 10004 | 10005 | 10013 | 10014 | 10015 | 10020 | 10100 | 10101 | 10103 | 10104 | 10200 | 10201 | 20000 | 20001 | 20002 | 30004 | 30005 | 30200 | 30201 | 30300 | 30400 | 90001 | 90002 | 90003 | 90004 | 90005 | 90006 | 90007 | 90008 | 90009 | 90010 | 90011 | 90012 | 90013 | 90014 | 90015 | 90016 | Total
All Projects Details - Asset Classes
| Parameter |  | Selection
| Printed |  | 21/02/2017
| Preferred Option |  | Y
| Revenue Reset Period |  | 2018-2023
| Category |  | ,Augmentation,Connection,Easement/Land,Facilities,Information Technology,Inventory/Spares,Other,Refurbishment,Replacement,Security/Compliance
| Network Status |  | ,Network,Non Network | [24 empty] | 10000 | 10001 | 10002 | 10003 | 10004 | 10005 | 10013 | 10014 | 10015 | 10020 | 10100 | 10101 | 10103 |  | 10200 | 10201 | 20000 | 20001 | 20002 | 30004 | 30005 | 30200 | 30201 | 30300 | 30400 | 90001 | 90002 | 90003 | 90004 | 90005 | 90006 | 90007 | 90008 | 90009 | 90010 | 90011 | 90012 | 90013 | 90014 | 90015 | 90016 | Total
| Contingent Status |  | ,Non Contingent
| CAPEX / OPEX | CAPEX / OPEX | Regulated Capex | [24 empty] | Substation Primary Plant | Substation Primary Plant | Substation Primary Plant | Substation Primary Plant | Substation Primary Plant | Substation Establishment | Substation Demountable Buildings | Substation Fences | Substation Secondary Systems - Electronic | Substation Secondary Systems - Electronic | Transmission lines - Underground | Transmission lines - Overhead | Transmission Line Refit - insulators replacement 2013-18 | Transmission Line Refit 2018-2023 | Communications - Other | Communications - Civil | Land | Easement | Commercial Buildings | Computers, software, and office machines | Computers, software, and office machines | Office furniture, movable plant, and misc | Office furniture, movable plant, and misc | Office furniture, movable plant, and misc | Office furniture, movable plant, and misc
|  | Estimate(s) | 135 Estimates Selected | [67 empty] | 73 | 74 | 75 | 76 | 77 | 78 | 79 | 80 | 81 | 82 | 83 | 84 | 85 | 86 | 87 | 88 | 89 | 90 | 91
=VLOOKUP(RIGHT(A20,5),'Q:\Planning & Finance\Month End Reporting\Monthly RAB calc\F17\[161201 F17 WIP for RAB calc v2.xlsx]Project splits'!$C$5:$C$783,1,FALSE)
Project ID | in Mthly RAB Calc | Name |  | Description | Region | Contingent Status | Preferred Option | Network Non Network | Revenue Reset | Category | Reset Period | Estimators Name | Project Manager | Project Status | Project Size | Capex Opex | Business Plan | Dual Contractor | Priority | Estimate Type | Revision Number | Start Date | End Date | Commission Date | Land Easements | Escalation Type | Risk Included | 10000 | 10001 | 10002 | 10003 | 10004 | 10005 | 10013 | 10014 | 10015 | 10020 | 10100 | 10101 | 10103 | 10104 | 10200 | 10201 | 20000 | 20001 | 20002 | 30004 | 30005 | 30200 | 30201 | 30300 | 30400 | 90001 | 90002 | 90003 | 90004 | 90005 | 90006 | 90007 | 90008 | 90009 | 90010 | 90011 | 90012 | 90013 | 90014 | 90015 | 90016 | Total | Total Classes | Commercial Buildings | Communications - Civil | Communications - Other | Computers, software, and office machines | Easement | Land | Network Switching Centres | Office furniture, movable plant, and misc | Refurbishment | Substation Primary Plant | Substation Demountable Buildings | Substation Establishment | Substation Fences | Substation Secondary Systems - Electro-mechanical | Substation Secondary Systems - Electronic | Transmission lines - Overhead | Transmission lines - Underground | Refurbishment 2008-13 | Transmission Line Refit - insulators replacement 2013-18 | Transmission Line Refit 2018-2023 | Total Classes
EC.11606 | 11606 | EC.11606 Enterprise Integration Platform Refresh |  | Rev Reset 2018-2023 |  | Non Contingent | Y | Non Network | Yes | Information Technology | 2018-2023 | Kristian Masters |  |  | M ($1-$5M) | Regulated Capex | Yes |  |  | ICT | 2 | 2018-09-01 | 2020-02-11 | 2020 | [22 empty] | 310309 | [10 empty] | 1241236 | [10 empty] | 1551545 | 310309 | 0% | 0% | 0% | 100% | 0% | 0% | 0% | 0% | 0% | 0% | 0% | 0% | 0% | 0% | 0% | 0% | 0% | 0% | 0% | 0% | 100%
EC.11661 | 11661 | EC.11661 Substation Computer Based Local Control Facilities Replacement rev 3 |  |  |  | Non Contingent | Y | Network | Yes | Replacement | 2018-2023 | Claudia Sakamoto |  | Level A | M ($1-$5M) | Regulated Capex | Yes |  | Medium | Network | 3 | 2017-07-01 | 2020-08-04 | 2021 | Not applicable |  | No | [8 empty] | 1602200.02 | [16 empty] | 240330.003 |  | 248741.5531 | 5750.9968 | 116159.5015 | 670245.7332 | [10 empty] | 2883427.8076 | 1602200.02 | 0% | 0% | 0% | 0% | 0% | 0% | 0% | 0% | 0% | 0% | 0% | 0% | 0% | 0% | 100% | 0% | 0% | 0% | 0% | 0% | 100%
EC.11811 | 11811 | EC.11811 Outage Management Functional Upgrade 2 rev 2 |  | Rev Reset 2018-2023 |  | Non Contingent | Y | Non Network | Yes | Information Technology | 2018-2023 | Kristian Masters |  |  | S (<$1M) | Regulated Capex | Yes |  |  | ICT | 2 | 2019-09-01 | 2023-01-19 | 2024 | [22 empty] | 280000 | [10 empty] | 1120000 | [10 empty] | 1400000 | 280000 | 0% | 0% | 0% | 100% | 0% | 0% | 0% | 0% | 0% | 0% | 0% | 0% | 0% | 0% | 0% | 0% | 0% | 0% | 0% | 0% | 100%
EC.11852 | 11852 | EC.11852 Operational Historian Upgrade rev 2 |  | Rev Reset 2018-2023 |  | Non Contingent | Y | Non Network | Yes | Replacement | 2018-2023 | Kristian Masters |  |  | S (<$1M) | Regulated Capex | Yes |  |  | ICT | 2 | 2020-07-01 | 2023-06-30 | 2028 | [22 empty] | 0 | [10 empty] | 350000 | [10 empty] | 350000 | 0 | 0% | 0% | 0% | 100% | 0% | 0% | 0% | 0% | 0% | 0% | 0% | 0% | 0% | 0% | 0% | 0% | 0% | 0% | 0% | 0% | 100%
EC.11865 | 11865 | EC.11865 network Configuration Management Upgrade 1 rev 2 |  | Rev Reset 2018-2023 |  | Non Contingent | Y | Non Network | Yes | Replacement | 2018-2023 | Kristian Masters |  |  | S (<$1M) | Regulated Capex | Yes |  |  | ICT | 2 | 2019-09-01 | 2022-05-27 | 2022 | [22 empty] | 170000 | [10 empty] | 680000 | [10 empty] | 850000 | 170000 | 0% | 0% | 0% | 100% | 0% | 0% | 0% | 0% | 0% | 0% | 0% | 0% | 0% | 0% | 0% | 0% | 0% | 0% | 0% | 0% | 100%
EC.11907 | 11907 | EC.11907 Intranet & Extranet Refresh 18-19 |  | Rev Reset 2018-2023 |  | Non Contingent | Y | Non Network | Yes | Information Technology | 2018-2023 | Kristian Masters |  |  | S (<$1M) | Regulated Capex | Yes |  |  | ICT | 2 | 2018-10-01 | 2019-08-29 | 2020 | [22 empty] | 12500 | [10 empty] | 237500 | [10 empty] | 250000 | 12500 | 0% | 0% | 0% | 100% | 0% | 0% | 0% | 0% | 0% | 0% | 0% | 0% | 0% | 0% | 0% | 0% | 0% | 0% | 0% | 0% | 100%
EC.11915 | 11915 | EC.11915 Furniture and Building Upgrades 2018-2019 rev 3 |  | Rev Reset 2018-2023 | Near Metropolitan | Non Contingent | Y | Non Network | Yes | Facilities | 2018-2023 | Claudia Sakamoto |  |  | S (<$1M) | Regulated Capex | Yes |  |  | Facilities | 3 | 2018-07-01 | 2019-06-24 | 2019 | Not applicable | CPI | No | [18 empty] | 164500 |  |  | 71000 |  |  |  | 30615 |  |  |  |  | 47988.6067 | [10 empty] | 314103.6067 | 235500 | 69.85% | 0% | 0% | 0% | 0% | 0% | 0% | 30.15% | 0% | 0% | 0% | 0% | 0% | 0% | 0% | 0% | 0% | 0% | 0% | 0% | 100%
EC.11916 | 11916 | EC.11916 Vehicle Purchases 2018-2019 rev 4 |  | Rev Reset 2018-2023 | Near Metropolitan | Non Contingent | Y | Non Network | Yes | Facilities | 2018-2023 | Claudia Sakamoto |  |  | S (<$1M) | Regulated Capex | Yes |  |  | Facilities | 4 | 2018-07-01 | 2019-04-10 | 2019 | Not applicable | CPI | No | [23 empty] | 122000 | [6 empty] | 17529.37 | [10 empty] | 139529.37 | 122000 | 0% | 0% | 0% | 0% | 0% | 0% | 0% | 100% | 0% | 0% | 0% | 0% | 0% | 0% | 0% | 0% | 0% | 0% | 0% | 0% | 100%
EC.11917 | 11917 | EC.11917 Investigation and Integration of New Technologies rev 2 |  | Rev Reset 2018-2023 |  | Non Contingent | Y | Non Network | Yes | Replacement | 2018-2023 | Kristian Masters |  |  | M ($1-$5M) | Regulated Capex | Yes |  |  | Engineering | rev 2 | 2018-07-01 | 2023-06-19 | 2023 | [22 empty] | 0 | [10 empty] | 2013795.9466 | [10 empty] | 2013795.9466 | 0 | 0% | 0% | 0% | 0% | 0% | 0% | 0% | 100% | 0% | 0% | 0% | 0% | 0% | 0% | 0% | 0% | 0% | 0% | 0% | 0% | 100%
EC.11994 | 11994 | EC.11994 Inventory Purchase 2018-19 rev 4 |  | Rev Reset 2018-2023 | Main Grid | Non Contingent | Y | Network | Yes | Inventory/Spares | 2018-2023 | Claudia Sakamoto |  | Level A | M ($1-$5M) | Regulated Capex | Yes |  |  | Network | 4 | 2018-07-01 | 2019-06-27 | 2019 | Not applicable | [5 empty] | 2094358 | [26 empty] | 105641.8535 | [10 empty] | 2199999.8535 | 2094358 | 0% | 0% | 0% | 0% | 0% | 0% | 0% | 0% | 0% | 100% | 0% | 0% | 0% | 0% | 0% | 0% | 0% | 0% | 0% | 0% | 100%
EC.12002 | 12002 | EC.12002 Local Area Network Equipment Refresh 21-22 |  | Rev Reset 2018-2023 |  | Non Contingent | Y | Non Network | Yes | Information Technology | 2018-2023 | Kristian Masters |  |  | M ($1-$5M) | Regulated Capex | Yes |  |  | ICT | 4 | 2021-05-01 | 2022-02-17 | 2022 | [22 empty] | 1141371 | [10 empty] | 670458.7111 | [10 empty] | 1811829.7111 | 1141371 | 0% | 0% | 0% | 100% | 0% | 0% | 0% | 0% | 0% | 0% | 0% | 0% | 0% | 0% | 0% | 0% | 0% | 0% | 0% | 0% | 100%
EC.12004 | 12004 | EC.12004 Geospatial Systems Refresh 18-19 |  | Rev Reset 2018-2023 |  | Non Contingent | Y | Non Network | Yes | Information Technology | 2018-2023 | Kristian Masters |  |  | S (<$1M) | Regulated Capex | Yes |  |  | ICT | 2 | 2017-08-01 | 2019-03-18 | 2020 | [22 empty] | 60250 | [10 empty] | 1144750 | [10 empty] | 1205000 | 60250 | 0% | 0% | 0% | 100% | 0% | 0% | 0% | 0% | 0% | 0% | 0% | 0% | 0% | 0% | 0% | 0% | 0% | 0% | 0% | 0% | 100%
EC.12005 | 12005 | EC.12005 IT Storage & Computer Hardware Refurb 19-20 rev 5 |  | Rev Reset 2018-2023 |  | Non Contingent | Y | Non Network | Yes | Information Technology | 2018-2023 | Kristian Masters |  |  | M ($1-$5M) | Regulated Capex | Yes |  |  | ICT | 5 | 2018-10-01 | 2021-08-24 | 2022 | [22 empty] | 1769192 | [10 empty] | 499561.2423 | [10 empty] | 2268753.2423 | 1769192 | 0% | 0% | 0% | 100% | 0% | 0% | 0% | 0% | 0% | 0% | 0% | 0% | 0% | 0% | 0% | 0% | 0% | 0% | 0% | 0% | 100%
EC.12008 | 12008 | EC.12008 Project and Portfolio Management Systems Refresh 21-22 |  | Rev Reset 2018-2023 |  | Non Contingent | Y | Non Network | Yes | Information Technology | 2018-2023 | Kristian Masters |  |  | S (<$1M) | Regulated Capex | Yes |  |  | ICT | 2 | 2021-05-03 | 2022-11-30 | 2023 | [22 empty] | 220000 | [10 empty] | 880000 | [10 empty] | 1100000 | 220000 | 0% | 0% | 0% | 100% | 0% | 0% | 0% | 0% | 0% | 0% | 0% | 0% | 0% | 0% | 0% | 0% | 0% | 0% | 0% | 0% | 100%
EC.12010 | 12010 | EC.12010 ERP Systems Refresh |  | Rev Reset 2018-2023 |  | Non Contingent | Y | Non Network | Yes | Information Technology | 2018-2023 | Kristian Masters |  |  | M ($1-$5M) | Regulated Capex | Yes |  |  | ICT | 2 | 2021-07-01 | 2024-06-28 | 2025 | [22 empty] | 0 | [10 empty] | 2999368.2581 | [10 empty] | 2999368.2581 | 0 | 0% | 0% | 0% | 100% | 0% | 0% | 0% | 0% | 0% | 0% | 0% | 0% | 0% | 0% | 0% | 0% | 0% | 0% | 0% | 0% | 100%
EC.12013 | 12013 | EC.12013 Standards Major Review 2018-2023 rev 5 |  | Rev Reset 2018-2023 |  | Non Contingent | Y | Non Network | Yes | Replacement | 2018-2023 | Kristian Masters |  |  | M ($1-$5M) | Regulated Capex | Yes |  |  | Engineering | 5 | 2019-07-01 | 2022-03-24 | 2022 | No | [21 empty] | 0 | [10 empty] | 2924949.777 | [10 empty] | 2924949.777 | 0 | 0% | 0% | 0% | 0% | 0% | 0% | 0% | 100% | 0% | 0% | 0% | 0% | 0% | 0% | 0% | 0% | 0% | 0% | 0% | 0% | 100%
EC.12017 | 12017 | EC.12017 Geospatial Systems Refresh 23-24 rev 3 |  | Rev Reset 2018-2023 |  | Non Contingent | Y | Non Network | Yes | Information Technology | 2018-2023 | Kristian Masters |  |  | S (<$1M) | Regulated Capex | Yes |  |  | ICT | 3 | 2022-10-01 | 2024-06-24 | 2024 | [22 empty] | 176000 | [10 empty] | 702748.4347 | [10 empty] | 878748.4347 | 176000 | 0% | 0% | 0% | 100% | 0% | 0% | 0% | 0% | 0% | 0% | 0% | 0% | 0% | 0% | 0% | 0% | 0% | 0% | 0% | 0% | 100%
EC.12021 | 12021 | EC.12021 Licenses, Maintenance, Minor Software 22-23 rev 3 |  | Rev Reset 2018-2023 |  | Non Contingent | Y | Non Network | Yes | Information Technology | 2018-2023 | Kristian Masters |  |  | M ($1-$5M) | Regulated Capex | Yes |  |  | ICT | 3 | 2022-05-02 | 2024-09-19 | 2025 | [22 empty] | 450000 | [10 empty] | 1800873.1121 | [10 empty] | 2250873.1121 | 450000 | 0% | 0% | 0% | 100% | 0% | 0% | 0% | 0% | 0% | 0% | 0% | 0% | 0% | 0% | 0% | 0% | 0% | 0% | 0% | 0% | 100%
EC.12027 | 12027 | EC.12027 Mechanical 300 Pirie St 2018-2019 rev 3 |  | Rev Reset 2018-2023 | Near Metropolitan | Non Contingent | Y | Non Network | Yes | Facilities | 2018-2023 | Claudia Sakamoto |  |  | S (<$1M) | Regulated Capex | Yes |  |  | Facilities | 3 | 2018-07-01 | 2019-03-12 | 2019 | Not applicable | CPI | No | [18 empty] | 455000 | [6 empty] | 59150 |  |  |  |  | 92716.841 | [10 empty] | 606866.841 | 455000 | 100% | 0% | 0% | 0% | 0% | 0% | 0% | 0% | 0% | 0% | 0% | 0% | 0% | 0% | 0% | 0% | 0% | 0% | 0% | 0% | 100%
EC.12028 | 12028 | EC.12028 Furniture and Building Upgrades 2019-2020 rev 3 |  | Rev Reset 2018-2023 | Near Metropolitan | Non Contingent | Y | Non Network | Yes | Facilities | 2018-2023 | Claudia Sakamoto |  |  | S (<$1M) | Regulated Capex | Yes |  |  | Facilities | 3 | 2019-07-01 | 2020-03-27 | 2020 | Not applicable | CPI | No | [18 empty] | 163000 |  |  | 70000 |  |  |  | 30290 |  |  |  |  | 47479.1735 | [10 empty] | 310769.1735 | 233000 | 69.96% | 0% | 0% | 0% | 0% | 0% | 0% | 30.04% | 0% | 0% | 0% | 0% | 0% | 0% | 0% | 0% | 0% | 0% | 0% | 0% | 100%
EC.12030 | 12030 | EC.12030 Vehicle Purhases 2019-2020 rev 4 |  | Rev Reset 2018-2023 | Near Metropolitan | Non Contingent | Y | Non Network | Yes | Facilities | 2018-2023 | Claudia Sakamoto |  |  | S (<$1M) | Regulated Capex | Yes |  |  | Facilities | 4 | 2019-07-01 | 2020-03-30 | 2020 | Not applicable | CPI | No | [23 empty] | 163000 | [6 empty] | 23420.3878 | [10 empty] | 186420.3878 | 163000 | 0% | 0% | 0% | 0% | 0% | 0% | 0% | 100% | 0% | 0% | 0% | 0% | 0% | 0% | 0% | 0% | 0% | 0% | 0% | 0% | 100%
EC.12070 | 12070 | EC.12070 Refresh and Maintain IT Hardware 19-20 |  | Rev Reset 2018-2023 |  | Non Contingent | Y | Non Network | Yes | Information Technology | 2018-2023 | Kristian Masters |  |  | L (>$5M) | Regulated Capex | Yes |  |  | ICT | 3 | 2018-07-01 | 2020-12-28 | 2021 | [22 empty] | 336120 | [10 empty] | 1064509.0363 | [10 empty] | 1400629.0363 | 336120 | 0% | 0% | 0% | 100% | 0% | 0% | 0% | 0% | 0% | 0% | 0% | 0% | 0% | 0% | 0% | 0% | 0% | 0% | 0% | 0% | 100%
EC.12071 | 12071 | EC.12071 Licenses, Maintenance, Minor Software 19-20 -rev 5 |  | Rev Reset 2018-2023 |  | Non Contingent | Y | Non Network | Yes | Information Technology | 2018-2023 | Kristian Masters |  |  | M ($1-$5M) | Regulated Capex | Yes |  |  | ICT | 5 | 2018-06-01 | 2020-09-28 | 2021 | [22 empty] | 460000 | [10 empty] | 1839712.8147 | [10 empty] | 2299712.8147 | 460000 | 0% | 0% | 0% | 100% | 0% | 0% | 0% | 0% | 0% | 0% | 0% | 0% | 0% | 0% | 0% | 0% | 0% | 0% | 0% | 0% | 100%
EC.12072 | 12072 | EC.12072 IT Security Technology Refresh 19-20 |  | Rev Reset 2018-2023 |  | Non Contingent | Y | Non Network | Yes | Information Technology | 2018-2023 | Kristian Masters |  |  | M ($1-$5M) | Regulated Capex | Yes |  |  | ICT | 2 | 2019-03-01 | 2021-05-03 | 2021 | [22 empty] | 260000 | [10 empty] | 1040000 | [10 empty] | 1300000 | 260000 | 0% | 0% | 0% | 100% | 0% | 0% | 0% | 0% | 0% | 0% | 0% | 0% | 0% | 0% | 0% | 0% | 0% | 0% | 0% | 0% | 100%
EC.12073 | 12073 | EC.12073 IT OCS Software 4 rev 2 |  | Rev Reset 2018-2023 |  | Non Contingent | Y | Non Network | Yes | Replacement | 2018-2023 | Kristian Masters |  |  | M ($1-$5M) | Regulated Capex |  |  |  | ICT | 2 | 2018-08-01 | 2021-01-27 | 2021 | [22 empty] | 180000 | [10 empty] | 1620000 | [10 empty] | 1800000 | 180000 | 0% | 0% | 0% | 100% | 0% | 0% | 0% | 0% | 0% | 0% | 0% | 0% | 0% | 0% | 0% | 0% | 0% | 0% | 0% | 0% | 100%
EC.12094 | 12094 | EC.12094 Inventory Purchases 2019-2020 rev 4 |  | Rev Reset 2018-2023 | Main Grid | Non Contingent | Y | Network | Yes | Inventory/Spares | 2018-2023 | Claudia Sakamoto |  | Level A | M ($1-$5M) | Regulated Capex |  |  |  | Network | 4 | 2019-07-01 | 2020-06-26 | 2020 | Not applicable | [5 empty] | 2094358 | [26 empty] | 105641.8535 | [10 empty] | 2199999.8535 | 2094358 | 0% | 0% | 0% | 0% | 0% | 0% | 0% | 0% | 0% | 100% | 0% | 0% | 0% | 0% | 0% | 0% | 0% | 0% | 0% | 0% | 100%
EC.12105 | 12105 | EC.12105 Electrical 300 Pirie St 2020-2021 rev 3 |  | Rev Reset 2018-2023 | Near Metropolitan | Non Contingent | Y | Non Network | Yes | Facilities | 2018-2023 | Claudia Sakamoto |  | Level A | S (<$1M) | Regulated Capex | Yes |  |  | Facilities | 3 | 2020-07-01 | 2021-03-29 | 2021 | Not applicable | CPI | No | [18 empty] | 171000 | [6 empty] | 22230 |  |  |  |  | 34845.2304 | [10 empty] | 228075.2304 | 171000 | 100% | 0% | 0% | 0% | 0% | 0% | 0% | 0% | 0% | 0% | 0% | 0% | 0% | 0% | 0% | 0% | 0% | 0% | 0% | 0% | 100%
EC.12106 | 12106 | EC.12106 Furniture Building Upgrades 2020-2021 rev 3 |  | Rev Reset 2018-2023 | Near Metropolitan | Non Contingent | Y | Non Network | Yes | Facilities | 2018-2023 | Claudia Sakamoto |  |  | S (<$1M) | Regulated Capex | Yes |  |  | Facilities | 3 | 2020-07-01 | 2021-03-29 | 2021 | Not applicable | CPI | No | [18 empty] | 187000 |  |  | 58000 |  |  |  | 31850 |  |  |  |  | 49924.4528 | [10 empty] | 326774.4528 | 245000 | 76.33% | 0% | 0% | 0% | 0% | 0% | 0% | 23.67% | 0% | 0% | 0% | 0% | 0% | 0% | 0% | 0% | 0% | 0% | 0% | 0% | 100%
EC.12108 | 12108 | EC.12108 Mechanical Keswick North 2020-2021 rev 3 |  | Rev Reset 2018-2023 | Near Metropolitan | Non Contingent | Y | Non Network | Yes | Facilities | 2018-2023 | Claudia Sakamoto |  |  | S (<$1M) | Regulated Capex | Yes |  |  | Facilities | 3 | 2020-07-01 | 2021-03-29 | 2021 | Not applicable | CPI | No | [18 empty] | 114500 | [6 empty] | 14885 |  |  |  |  | 23332.0402 | [10 empty] | 152717.0402 | 114500 | 100% | 0% | 0% | 0% | 0% | 0% | 0% | 0% | 0% | 0% | 0% | 0% | 0% | 0% | 0% | 0% | 0% | 0% | 0% | 0% | 100%
EC.12110 | 12110 | EC.12110 Mechanical Keswick South 2020-2021 rev 3 |  | Rev Reset 2018-2023 | Near Metropolitan | Non Contingent | Y | Non Network | Yes | Facilities | 2018-2023 | Claudia Sakamoto |  |  | S (<$1M) | Regulated Capex | Yes |  |  | Facilities | 3 | 2020-07-01 | 2021-03-29 | 2021 | Not applicable | CPI | No | [18 empty] | 176000 | [6 empty] | 22880 |  |  |  |  | 35864.0967 | [10 empty] | 234744.0967 | 176000 | 100% | 0% | 0% | 0% | 0% | 0% | 0% | 0% | 0% | 0% | 0% | 0% | 0% | 0% | 0% | 0% | 0% | 0% | 0% | 0% | 100%
EC.12111 | 12111 | EC.12111 Vehicle Purchases 2020-2021 rev 4 |  | Rev Reset 2018-2023 | Near Metropolitan | Non Contingent | Y | Non Network | Yes | Facilities | 2018-2023 | Claudia Sakamoto |  |  | S (<$1M) | Regulated Capex | Yes |  |  | Facilities | 4 | 2020-07-01 | 2021-03-29 | 2021 | Not applicable | CPI | No | [23 empty] | 217000 | [6 empty] | 31179.2893 | [10 empty] | 248179.2893 | 217000 | 0% | 0% | 0% | 0% | 0% | 0% | 0% | 100% | 0% | 0% | 0% | 0% | 0% | 0% | 0% | 0% | 0% | 0% | 0% | 0% | 100%
EC.12115 | 12115 | EC.12115 Telco Asset Replacement 2018-2023 rev 2 |  | Rev Reset 2018-2023 |  | Non Contingent | Y | Network | Yes | Replacement | 2018-2023 | Kristian Masters |  |  | L (>$5M) | Regulated Capex | Yes |  |  | Telco | 2 | 2018-07-02 | 2023-05-09 | 2023 | [17 empty] | 5155050.0829 | [10 empty] | 0 | 0 | 0 | 0 | 0 | 1317463.0915 | [10 empty] | 6472513.1744 | 5155050.0829 | 0% | 0% | 100% | 0% | 0% | 0% | 0% | 0% | 0% | 0% | 0% | 0% | 0% | 0% | 0% | 0% | 0% | 0% | 0% | 0% | 100%
EC.12203 | 12203 | EC.12203 IT OCS Software 5 rev 2 |  | Rev Reset 2018-2023 |  | Non Contingent | Y | Non Network | Yes | Replacement | 2018-2023 | Kristian Masters |  |  | M ($1-$5M) | Regulated Capex | Yes |  |  | ICT | 2 | 2020-05-01 | 2022-10-28 | 2023 | [22 empty] | 180000 | [10 empty] | 1620000 | [10 empty] | 1800000 | 180000 | 0% | 0% | 0% | 100% | 0% | 0% | 0% | 0% | 0% | 0% | 0% | 0% | 0% | 0% | 0% | 0% | 0% | 0% | 0% | 0% | 100%
EC.12204 | 12204 | EC.12204 Generator Replacement 300 Pirie St 2021-2022 rev 3 |  | Rev Reset 2018-2023 | Near Metropolitan | Non Contingent | Y | Non Network | Yes | Facilities | 2018-2023 | Claudia Sakamoto |  |  | S (<$1M) | Regulated Capex | Yes |  |  | Facilities | 3 | 2021-07-01 | 2022-03-29 | 2022 | Not applicable | CPI | No | [18 empty] | 245000 | [6 empty] | 31850 |  |  |  |  | 49924.4528 | [10 empty] | 326774.4528 | 245000 | 100% | 0% | 0% | 0% | 0% | 0% | 0% | 0% | 0% | 0% | 0% | 0% | 0% | 0% | 0% | 0% | 0% | 0% | 0% | 0% | 100%
EC.12205 | 12205 | EC.12205 Furniture and Building Upgrades 2021-2022 rev 3 |  | Rev Reset 2018-2023 | Near Metropolitan | Non Contingent | Y | Non Network | Yes | Facilities | 2018-2023 | Claudia Sakamoto |  |  | S (<$1M) | Regulated Capex | Yes |  |  | Facilities | 3 | 2021-07-01 | 2022-03-29 | 2022 | Not applicable | CPI | No | [18 empty] | 195000 |  |  | 61000 |  |  |  | 33280 |  |  |  |  | 52165.9589 | [10 empty] | 341445.9589 | 256000 | 76.17% | 0% | 0% | 0% | 0% | 0% | 0% | 23.83% | 0% | 0% | 0% | 0% | 0% | 0% | 0% | 0% | 0% | 0% | 0% | 0% | 100%
EC.12207 | 12207 | EC.12207 Vehicle Purchases 2021-2022 rev 4 |  | Rev Reset 2018-2023 | Near Metropolitan | Non Contingent | Y | Non Network | Yes | Facilities | 2018-2023 | Claudia Sakamoto |  |  | S (<$1M) | Regulated Capex | Yes |  |  | Facilities | 4 | 2021-07-01 | 2022-03-29 | 2022 | Not applicable | CPI | No | [23 empty] | 204000 | [6 empty] | 29311.4056 | [10 empty] | 233311.4056 | 204000 | 0% | 0% | 0% | 0% | 0% | 0% | 0% | 100% | 0% | 0% | 0% | 0% | 0% | 0% | 0% | 0% | 0% | 0% | 0% | 0% | 100%
EC.12210 | 12210 | EC.12210 Refresh and Maintain IT Hardware 21-22 |  | Rev Reset 2018-2023 |  | Non Contingent | Y | Non Network | Yes | Information Technology | 2018-2023 | Kristian Masters |  |  | M ($1-$5M) | Regulated Capex | Yes |  |  | ICT | 2 | 2020-07-01 | 2022-08-03 | 2023 | [22 empty] | 287760 | [10 empty] | 911240 | [10 empty] | 1199000 | 287760 | 0% | 0% | 0% | 100% | 0% | 0% | 0% | 0% | 0% | 0% | 0% | 0% | 0% | 0% | 0% | 0% | 0% | 0% | 0% | 0% | 100%
EC.12211 | 12211 | EC.12211 IT Security Technology Refresh 21-22 |  | Rev Reset 2018-2023 |  | Non Contingent | Y | Non Network | Yes | Information Technology | 2018-2023 | Kristian Masters |  |  | M ($1-$5M) | Regulated Capex | Yes |  |  | ICT | 2 | 2021-03-01 | 2023-05-16 | 2023 | [22 empty] | 259900 | [10 empty] | 1039600 | [10 empty] | 1299500 | 259900 | 0% | 0% | 0% | 100% | 0% | 0% | 0% | 0% | 0% | 0% | 0% | 0% | 0% | 0% | 0% | 0% | 0% | 0% | 0% | 0% | 100%
EC.12301 | 12301 | EC.12301 Automated Asset Health Monitoring & Assement rev 3 |  | Rev Reset 2018-2023 |  | Non Contingent | Y | Non Network | Yes | Replacement | 2018-2023 | Kristian Masters |  |  | S (<$1M) | Regulated Capex | Yes |  |  | ICT | 3 | 2019-07-01 | 2021-04-30 | 2021 | [22 empty] | 0 | [10 empty] | 899999.8571 | [10 empty] | 899999.8571 | 0 | 0% | 0% | 0% | 100% | 0% | 0% | 0% | 0% | 0% | 0% | 0% | 0% | 0% | 0% | 0% | 0% | 0% | 0% | 0% | 0% | 100%
EC.12330 | 12330 | EC.12330 One IP Substation Network Stage 2 rev 2 |  | Rev Reset 2018-2023 |  | Non Contingent | Y | Network | Yes | Replacement | 2018-2023 | Kristian Masters |  |  | M ($1-$5M) | Regulated Capex | Yes |  |  | Telco | 2 | 2018-03-01 | 2020-10-22 | 2021 | [11 empty] | 904640 | [5 empty] | 1228000 | 299999.925 | [9 empty] | 358895.9887 |  | 371457.3484 | 8698.2315 | 0 | 1340421.8066 | [10 empty] | 4512113.3002 | 2432639.925 | 0% | 12.33% | 50.48% | 0% | 0% | 0% | 0% | 0% | 0% | 0% | 0% | 0% | 0% | 0% | 37.19% | 0% | 0% | 0% | 0% | 0% | 100%
EC.12334 | 12334 | EC.12334 Furniture and Building Upgrade 2022-2023 rev 2 |  | Rev Reset 2018-2023 |  | Non Contingent | Y | Non Network | Yes | Facilities | 2018-2023 | Claudia Sakamoto |  |  | S (<$1M) | Regulated Capex | Yes |  |  | Facilities | 2 | 2022-07-01 | 2023-10-20 | 2024 | Not applicable | CPI | No | [18 empty] | 192500 |  |  | 83000 |  |  |  | 35815 |  |  |  |  | 56139.5378 | [10 empty] | 367454.5378 | 275500 | 69.87% | 0% | 0% | 0% | 0% | 0% | 0% | 30.13% | 0% | 0% | 0% | 0% | 0% | 0% | 0% | 0% | 0% | 0% | 0% | 0% | 100%
EC.12335 | 12335 | EC.12335 Vehicle Purchases 2022-2023 rev 3 |  | Rev Reset 2018-2023 |  | Non Contingent | Y | Non Network | Yes | Facilities | 2018-2023 | Claudia Sakamoto |  | Level A | S (<$1M) | Regulated Capex | Yes |  |  | Facilities | 3 | 2022-07-01 | 2023-07-31 | 2024 | Not applicable | CPI | No | [23 empty] | 122000 | [6 empty] | 17529.37 | [10 empty] | 139529.37 | 122000 | 0% | 0% | 0% | 0% | 0% | 0% | 0% | 100% | 0% | 0% | 0% | 0% | 0% | 0% | 0% | 0% | 0% | 0% | 0% | 0% | 100%
EC.12336 | 12336 | EC.12336 Carpet Upgrades to Pirie and Rymill 2022-2023 rev 2 |  | Rev Reset 2018-2023 |  | Non Contingent | Y | Non Network | Yes | Facilities | 2018-2023 | Claudia Sakamoto |  |  | S (<$1M) | Regulated Capex | Yes |  |  | Facilities | 2 | 2022-07-01 | 2023-10-20 | 2024 | Not applicable | CPI | No | [21 empty] | 128500 |  |  |  | 16705 |  |  |  |  | 26184.8661 | [10 empty] | 171389.8661 | 128500 | 0% | 0% | 0% | 0% | 0% | 0% | 0% | 100% | 0% | 0% | 0% | 0% | 0% | 0% | 0% | 0% | 0% | 0% | 0% | 0% | 100%
EC.12400 | 12400 | EC.12400 IT OCS Software 6 rev 2 |  | Rev Reset 2018-2023 |  | Non Contingent | Y | Non Network | Yes | Replacement | 2018-2023 | Kristian Masters |  |  | M ($1-$5M) | Regulated Capex | Yes |  |  | ICT | 2 | 2022-05-01 | 2024-10-28 | 2025 | [22 empty] | 180000 | [10 empty] | 1620000 | [10 empty] | 1800000 | 180000 | 0% | 0% | 0% | 100% | 0% | 0% | 0% | 0% | 0% | 0% | 0% | 0% | 0% | 0% | 0% | 0% | 0% | 0% | 0% | 0% | 100%
EC.12402 | 12402 | EC.12402 Refresh and Maintain IT Hardware 22-23 |  | Rev Reset 2018-2023 |  | Non Contingent | Y | Non Network | Yes | Information Technology | 2018-2023 | Kristian Masters |  |  | M ($1-$5M) | Regulated Capex | Yes |  |  | ICT | 2 | 2022-07-01 | 2024-08-01 | 2025 | [22 empty] | 287760 | [10 empty] | 911240 | [10 empty] | 1199000 | 287760 | 0% | 0% | 0% | 100% | 0% | 0% | 0% | 0% | 0% | 0% | 0% | 0% | 0% | 0% | 0% | 0% | 0% | 0% | 0% | 0% | 100%
EC.12403 | 12403 | EC.12403 Licenses, Maintenance, Minor Software 21-22 rev 3 |  | Rev Reset 2018-2023 |  | Non Contingent | Y | Non Network | Yes | Information Technology | 2018-2023 | Kristian Masters |  |  | M ($1-$5M) | Regulated Capex | Yes |  |  | ICT | 3 | 2020-06-01 | 2022-04-18 | 2022 | [22 empty] | 460000 | [10 empty] | 1839712.8147 | [10 empty] | 2299712.8147 | 460000 | 0% | 0% | 0% | 100% | 0% | 0% | 0% | 0% | 0% | 0% | 0% | 0% | 0% | 0% | 0% | 0% | 0% | 0% | 0% | 0% | 100%
EC.12404 | 12404 | EC.12404 Windows Backoffice Management Systems Refresh 20-21 |  | Rev Reset 2018-2023 |  | Non Contingent | Y | Non Network | Yes | Information Technology | 2018-2023 | Kristian Masters |  |  | M ($1-$5M) | Regulated Capex | Yes |  |  | ICT | 3 | 2020-05-01 | 2023-07-11 | 2024 | [22 empty] | 432300 | [10 empty] | 1730028.303 | [10 empty] | 2162328.303 | 432300 | 0% | 0% | 0% | 100% | 0% | 0% | 0% | 0% | 0% | 0% | 0% | 0% | 0% | 0% | 0% | 0% | 0% | 0% | 0% | 0% | 100%
EC.12406 | 12406 | EC.12406 Intranet Platform Refresh 22-23 rev 3 |  | Rev Reset 2018-2023 |  | Non Contingent | Y | Non Network | Yes | Information Technology | 2018-2023 | Kristian Masters |  |  | S (<$1M) | Regulated Capex | Yes |  |  | ICT | 3 | 2021-07-01 | 2023-06-30 | 2024 | [22 empty] | 80000 | [10 empty] | 320428.8473 | [10 empty] | 400428.8473 | 80000 | 0% | 0% | 0% | 100% | 0% | 0% | 0% | 0% | 0% | 0% | 0% | 0% | 0% | 0% | 0% | 0% | 0% | 0% | 0% | 0% | 100%
EC.12500 | 12500 | EC.12500 VOIP Network Refresh rev 1 |  | Rev Reset 2018-2023 |  | Non Contingent | Y | Network | Yes | Replacement | 2018-2023 | Kristian Masters |  |  | S (<$1M) | Regulated Capex | Yes |  |  | Telco |  | 2020-02-01 | 2023-03-28 | 2023 | [22 empty] | 160000 | [10 empty] | 640219.4221 | [10 empty] | 800219.4221 | 160000 | 0% | 0% | 0% | 100% | 0% | 0% | 0% | 0% | 0% | 0% | 0% | 0% | 0% | 0% | 0% | 0% | 0% | 0% | 0% | 0% | 100%
EC.14011 | 14011 | EC.14011 Dynamics Ratings System Upgrade rev 2 |  | Rev Reset 2018-2023 |  | Non Contingent | Y | Non Network | Yes | Replacement | 2018-2023 | Kristian Masters |  |  | S (<$1M) | Regulated Capex | Yes |  |  | ICT | 2 | 2018-09-03 | 2021-03-05 | 2021 | [22 empty] | 0 | [10 empty] | 500000 | [10 empty] | 500000 | 0 | 0% | 0% | 0% | 100% | 0% | 0% | 0% | 0% | 0% | 0% | 0% | 0% | 0% | 0% | 0% | 0% | 0% | 0% | 0% | 0% | 100%
EC.14013 | 14013 | EC.14013 System Switching Writer Enhancement 1 rev 2 |  | Rev Reset 2018-2023 |  | Non Contingent | Y | Non Network | Yes | Replacement | 2018-2023 | Kristian Masters |  |  | S (<$1M) | Regulated Capex | Yes |  |  | ICT | 2 | 2021-08-02 | 2023-06-12 | 2023 | [22 empty] | 0 | [10 empty] | 900000 | [10 empty] | 900000 | 0 | 0% | 0% | 0% | 100% | 0% | 0% | 0% | 0% | 0% | 0% | 0% | 0% | 0% | 0% | 0% | 0% | 0% | 0% | 0% | 0% | 100%
EC.14014 | 14014 | EC.14014 Energy Management System Technical Upgrade 2 rev 2 |  | Rev Reset 2018-2023 |  | Non Contingent | Y | Non Network | Yes | Replacement | 2018-2023 | Kristian Masters |  |  | M ($1-$5M) | Regulated Capex | Yes |  |  | ICT | 2 | 2021-03-01 | 2023-06-22 | 2023 | [22 empty] | 0 | [10 empty] | 1500000 | [10 empty] | 1500000 | 1500000 | 0% | 0% | 0% | 100% | 0% | 0% | 0% | 0% | 0% | 0% | 0% | 0% | 0% | 0% | 0% | 0% | 0% | 0% | 0% | 0% | 100%
EC.14017 | 14017 | EC.14017 Automated IED data capture rev 2 |  | Rev Reset 2018-2023 |  | Non Contingent | Y | Non Network | Yes | Replacement | 2018-2023 | Kristian Masters |  |  | S (<$1M) | Regulated Capex | Yes |  |  | ICT | 2 | 2018-08-13 | 2020-02-13 | 2020 | [22 empty] | 0 | [10 empty] | 900000 | [10 empty] | 900000 | 0 | 0% | 0% | 0% | 100% | 0% | 0% | 0% | 0% | 0% | 0% | 0% | 0% | 0% | 0% | 0% | 0% | 0% | 0% | 0% | 0% | 100%
EC.14019 | 14019 | EC.14019 Estimating System Upgrade with Maintenance Enhancements |  | Rev Reset 2018-2023 |  | Non Contingent | Y | Non Network | Yes | Information Technology | 2018-2023 | Kristian Masters |  |  | S (<$1M) | Regulated Capex | Yes |  |  | ICT | 2 | 2018-10-01 | 2019-10-16 | 2020 | [22 empty] | 25000 | [10 empty] | 475000 | [10 empty] | 500000 | 25000 | 0% | 0% | 0% | 100% | 0% | 0% | 0% | 0% | 0% | 0% | 0% | 0% | 0% | 0% | 0% | 0% | 0% | 0% | 0% | 0% | 100%
EC.14026 | 14026 | EC.14026 Inventory Purchases 2020-21 rev 4 |  | Rev Reset 2018-2023 | Main Grid | Non Contingent | Y | Network | Yes | Inventory/Spares | 2018-2023 | Claudia Sakamoto |  | Level A | M ($1-$5M) | Regulated Capex | Yes |  |  | Network | 4 | 2020-07-01 | 2021-06-30 | 2021 | Not applicable | [5 empty] | 2094358 | [26 empty] | 105641.8535 | [10 empty] | 2199999.8535 | 2094358 | 0% | 0% | 0% | 0% | 0% | 0% | 0% | 0% | 0% | 100% | 0% | 0% | 0% | 0% | 0% | 0% | 0% | 0% | 0% | 0% | 100%
EC.14027 | 14027 | EC.14027 Inventory Purchases 2021-2022 rev 4 |  | Rev Reset 2018-2023 | Main Grid | Non Contingent | Y | Network | Yes | Inventory/Spares | 2018-2023 | Claudia Sakamoto |  | Level A | M ($1-$5M) | Regulated Capex | Yes |  |  | Network | 4 | 2021-07-01 | 2022-06-27 | 2022 | Not applicable | [5 empty] | 2094358 | [26 empty] | 105641.8535 | [10 empty] | 2199999.8535 | 2094358 | 0% | 0% | 0% | 0% | 0% | 0% | 0% | 0% | 0% | 100% | 0% | 0% | 0% | 0% | 0% | 0% | 0% | 0% | 0% | 0% | 100%
EC.14028 | 14028 | EC.14028 Inventory Purchases 2022-2023 rev 4 |  | Rev Reset 2018-2023 | Main Grid | Non Contingent | Y | Network | Yes | Inventory/Spares | 2018-2023 | Claudia Sakamoto |  | Level A | M ($1-$5M) | Regulated Capex | Yes |  |  | Network | 4 | 2022-07-01 | 2023-06-30 | 2023 | Not applicable | [5 empty] | 2094358 | [26 empty] | 105641.8535 | [10 empty] | 2199999.8535 | 2094358 | 0% | 0% | 0% | 0% | 0% | 0% | 0% | 0% | 0% | 100% | 0% | 0% | 0% | 0% | 0% | 0% | 0% | 0% | 0% | 0% | 100%
EC.14031 | 14031 | EC.14031 Protection Systems Unit Asset Replacement 2018-23 rev 5 |  |  |  | Non Contingent | Y | Network | No | Replacement | 2018-2023 | Claudia Sakamoto |  | Level A | L (>$5M) | Regulated Capex | Yes |  | Medium | Network | 5 | 2017-07-03 | 2023-06-20 | 2023 | No |  | No | [8 empty] | 14944200 | [5 empty] | 304800 | [10 empty] | 2287350 |  | 2367407.25 | 54735.3324 | 1689866 | 6556044.4117 | [10 empty] | 28204402.9941 | 15249000 | 0% | 0% | 1.999% | 0% | 0% | 0% | 0% | 0% | 0% | 0% | 0% | 0% | 0% | 0% | 98% | 0% | 0% | 0% | 0% | 0% | 100%
EC.14032 | 14032 | EC.14032 Instrument Transformer Unit Asset Replacement 2018-23 rev 8 |  | Rev Reset 2018-2023 |  | Non Contingent | Y | Network | Yes | Replacement | 2018-2023 | Claudia Sakamoto |  | Level A | L (>$5M) | Regulated Capex | Yes |  | Medium | Network | 8 | 2018-07-01 | 2023-06-30 | 2023 | No |  | No |  |  |  | 1998570.2833 |  | 141224.8264 |  |  | 82000 |  |  | 0 | [13 empty] | 165841.7717 | 110561.1811 | 186571.9931 | 6811.1177 | 64735.0236 | 771738.61 | [7 empty] | 1000000 |  |  | 4528054.8069 | 2221795.1097 | 0% | 0% | 0% | 0% | 0% | 0% | 0% | 0% | 0% | 89.95% | 0% | 6.356% | 0% | 0% | 3.691% | 0% | 0% | 0% | 0% | 0% | 100%
EC.14033 | 14033 | EC.14033 Circuit Breaker Unit Asset Replacement 2018-23 rev 5 |  |  |  | Non Contingent | Y | Network | Yes | Replacement | 2018-2023 | Claudia Sakamoto |  | Level A | M ($1-$5M) | Regulated Capex | Yes |  | Medium | Network | 5 | 2018-07-01 | 2023-06-30 | 2023 | No |  | No |  |  |  | 2749405.537 |  | 69144.6032 |  |  | 240000 | [16 empty] | 156914.2605 | 104609.507 | 176528.5431 | 9615.6567 | 13250.0143 | 1065844.7487 | [10 empty] | 4585312.8706 | 3058550.1402 | 0% | 0% | 0% | 0% | 0% | 0% | 0% | 0% | 0% | 89.89% | 0% | 2.261% | 0% | 0% | 7.847% | 0% | 0% | 0% | 0% | 0% | 100%
EC.14034 | 14034 | EC.14034 Isolator Unit Asset Replacement 2018-23 rev 9 |  |  |  | Non Contingent | Y | Network | Yes | Replacement | 2018-2023 | Claudia Sakamoto |  | Level A | L (>$5M) | Regulated Capex | Yes |  | Medium | Network | 9 | 2018-07-01 | 2023-06-30 | 2023 | No |  | No |  |  |  | 6605194.688 |  | 252446.0616 |  |  | 504000 | [16 empty] | 530921.2258 | 352987.9066 | 591975.1191 | 23716.0743 | 8636.195 | 1545482.3063 | [10 empty] | 10415359.5767 | 7361640.7496 | 0% | 0% | 0% | 0% | 0% | 0% | 0% | 0% | 0% | 89.72% | 0% | 3.429% | 0% | 0% | 6.846% | 0% | 0% | 0% | 0% | 0% | 100%
EC.14042 | 14042 | EC.14042 Canowie Circuit Breaker Arranagement Upgrade rev 5 |  | 2018-2023 Rev Reset |  | Non Contingent | Y | Network | Yes | Security/Compliance | 2018-2023 | Kristian Masters |  |  | M ($1-$5M) | Regulated Capex | Yes |  |  | Network | 5 | 2019-07-01 | 2021-07-23 | 2021 | [6 empty] | 435273.2494 |  | 71775 |  |  | 311800.005 |  |  | 50000 | [13 empty] | 86742.2797 | 57828.1865 | 97585.0647 | 2904.0104 | 64828.1865 | 348915.8939 | [10 empty] | 1527651.8762 | 868848.2544 | 0% | 0% | 0% | 0% | 0% | 0% | 0% | 0% | 0% | 50.1% | 0% | 8.261% | 0% | 0% | 35.89% | 5.755% | 0% | 0% | 0% | 0% | 100%
EC.14045 | 14045 | EC.14045 110v Battery Charger Unit Asset Replacement 2018-2023 - rev 3 |  | Rev Reset 2018-2023 |  | Non Contingent | Y | Network | Yes | Replacement | 2018-2023 | Kristian Masters |  |  | S (<$1M) | Regulated Capex | Yes |  |  | Network | 3 | 2018-07-01 | 2022-06-24 | 2022 | [6 empty] | 86400 |  |  |  |  | 456145 | [16 empty] | 87131.75 | 54754.5 | 92398.2187 | 2136.281 | 0 | 235903.9847 | [10 empty] | 1014869.7344 | 542545 | 0% | 0% | 0% | 0% | 0% | 0% | 0% | 0% | 0% | 15.92% | 0% | 0% | 0% | 0% | 84.08% | 0% | 0% | 0% | 0% | 0% | 100%
EC.14046 | 14046 | EC.14046 AC Board Unit Asset Replacement 2018-2023 rev 4 |  |  |  | Non Contingent | Y | Network | Yes | Replacement | 2018-2023 | Kristian Masters |  | Level A | M ($1-$5M) | Regulated Capex | Yes |  | Medium | Network | 4 | 2018-03-01 | 2021-08-19 | 2022 | No |  | No |  |  |  | 1300078.91 |  | 3453678.408 | 106800 |  | 166000 | [16 empty] | 690983.5977 | 460655.7318 |  | 16165.0408 | 676957.6996 | 2026416.3176 | [10 empty] | 8897735.7054 | 5026557.318 | 0% | 0% | 0% | 0% | 0% | 0% | 0% | 0% | 0% | 25.86% | 2.125% | 68.71% | 0% | 0% | 3.302% | 0% | 0% | 0% | 0% | 0% | 100%
EC.14047 | 14047 | EC.14047 Transformer Bushing Unit Asset Replacement 2018-2023 rev 6 |  |  |  | Non Contingent | Y | Network | Yes | Replacement | 2018-2023 | Claudia Sakamoto |  | Level A | M ($1-$5M) | Regulated Capex | Yes |  | Medium | Network | 6 | 2017-07-01 | 2021-06-30 | 2022 | Not applicable |  | No |  | 2790000 |  | 924483.4 |  | 129675 | [19 empty] | 742024.76 | 156189.84 | 263570.355 | 13766.3442 | 0 | 1520181.754 | [10 empty] | 6539891.4533 | 3844158.4 | 0% | 0% | 0% | 0% | 0% | 0% | 0% | 0% | 0% | 96.63% | 0% | 3.373% | 0% | 0% | 0% | 0% | 0% | 0% | 0% | 0% | 100%
EC.14049 | 14049 | EC.14049 Leigh Creek South Transformer Replacement (5MVA 132/11kV) rev 12 |  |  | Upper North | Non Contingent | Y | Network | Yes | Refurbishment | 2018-2023 | Rachelle Gansan |  |  | M ($1-$5M) | Regulated Capex |  |  |  | Network | 12 | 2017-07-01 | 2020-06-30 | 2020 |  |  |  |  | 787000 |  | 306523.1898 |  | 189602.9999 |  |  | 282700.005 | [16 empty] | 120643.7542 | 80429.1695 | 135724.2235 | 5149.7142 | 263787.5084 | 664946.6872 | [8 empty] | 20000 |  | 2856507.2517 | 1565826.1947 | 0% | 0% | 0% | 0% | 0% | 0% | 0% | 0% | 0% | 69.84% | 0% | 12.11% | 0% | 0% | 18.05% | 0% | 0% | 0% | 0% | 0% | 100%
EC.14055 | #N/A | EC.14055 Torrens Island North Substation Tie Bus Installation rev2 |  |  | Near Metropolitan | Non Contingent | Y | Network | Yes | Security/Compliance | 2018-2023 | Rachelle Gansan |  |  | S (<$1M) | Regulated Capex | Yes |  |  | Network | 2 | 2020-07-01 | 2023-06-30 | 2023 | No | [5 empty] | 320213.416 |  | 242249.3692 |  | 23100 | 124300.0049 |  | 52774.3199 | [14 empty] | 92094.1665 | 61396.111 | 103605.9373 | 2804.2666 | 0 | 317494.1654 | [10 empty] | 1340031.7569 | 762637.1101 | 0% | 0% | 0% | 0% | 0% | 0% | 0% | 0% | 0% | 41.99% | 0% | 31.76% | 3.029% | 0% | 16.3% | 0% | 6.92% | 0% | 0% | 0% | 100%
EC.14056 | 14056 | EC.14056 Templers West 275kV Reactor Option 1 rev 6 |  | Single Cap Bank | Near Metropolitan | Non Contingent | Y | Network | Yes | Security/Compliance | 2018-2023 | Claudia Sakamoto |  | Level A | L (>$5M) | Regulated Capex | Yes |  | Medium | Network | 6 | 2017-03-01 | 2019-02-25 | 2023 | No |  | No |  | 130005 | 1500000 | 785152.3197 |  | 403433.4469 |  |  | 151800.005 |  | 10000 | 20000 |  |  | 30000 | [10 empty] | 173564.9103 | 115709.9402 | 195260.5241 | 9446.0469 | 0 | 1078779.8012 | [10 empty] | 4603151.9942 | 3030390.7716 | 0% | 0% | 0.99% | 0% | 0% | 0% | 0% | 0% | 0% | 79.7% | 0% | 13.31% | 0% | 0% | 5.009% | 0.66% | 0.33% | 0% | 0% | 0% | 100%
EC.14060 | 14060 | EC.14060 Workspace Layout Refresh Stage 1 rev 2 |  |  |  | Non Contingent | Y | Non Network | Yes | Facilities | 2018-2023 | Claudia Sakamoto |  | Level A | S (<$1M) | Regulated Capex | Yes |  |  | Facilities | 2 | 2018-07-01 | 2019-11-01 | 2020 | Not applicable |  | No | [18 empty] | 268000 |  |  | 115000 |  |  |  | 49790 |  |  |  |  | 78045.1651 | [10 empty] | 510835.1651 | 383000 | 69.97% | 0% | 0% | 0% | 0% | 0% | 0% | 30.03% | 0% | 0% | 0% | 0% | 0% | 0% | 0% | 0% | 0% | 0% | 0% | 0% | 100%
EC.14061 | 14061 | EC.14061 Workspace Layout Refresh Stage 2 rev 2 |  | Rev Reset 2018-2023 |  | Non Contingent | Y | Non Network | Yes | Facilities | 2018-2023 | Claudia Sakamoto |  | Level A | S (<$1M) | Regulated Capex | Yes |  |  | Facilities | 2 | 2019-07-01 | 2020-09-21 | 2021 | Not applicable |  | No | [18 empty] | 268000 |  |  | 115000 |  |  |  | 49790 |  |  |  |  | 78045.1651 | [10 empty] | 510835.1651 | 383000 | 69.97% | 0% | 0% | 0% | 0% | 0% | 0% | 30.03% | 0% | 0% | 0% | 0% | 0% | 0% | 0% | 0% | 0% | 0% | 0% | 0% | 100%
EC.14062 | 14062 | EC.14062 Workspace Layout Refresh Stage 3 rev 2 |  | Rev Reset 2018-2023 |  | Non Contingent | Y | Non Network | Yes | Facilities | 2018-2023 | Claudia Sakamoto |  | Level A | S (<$1M) | Regulated Capex | Yes |  |  | Facilities | 2 | 2020-07-01 | 2021-10-20 | 2022 | Not applicable |  | No | [18 empty] | 268000 |  |  | 115000 |  |  |  | 49790 |  |  |  |  | 78045.1651 | [10 empty] | 510835.1651 | 383000 | 69.97% | 0% | 0% | 0% | 0% | 0% | 0% | 30.03% | 0% | 0% | 0% | 0% | 0% | 0% | 0% | 0% | 0% | 0% | 0% | 0% | 100%
EC.14066 | 14066 | EC.14066 Telco Tower Capacity Increase rev 2 |  | Rev Reset 2018-2023 |  | Non Contingent | Y | Network | Yes | Security/Compliance | 2018-2023 | Kristian Masters |  |  | S (<$1M) | Regulated Capex | Yes |  |  | Telco | 2 | 2018-07-01 | 2020-09-09 | 2021 | [14 empty] | 75000 |  |  | 450000 | 224999.9625 | [9 empty] | 101249.9944 | 75000 | 104793.7442 | 2422.8702 | 0 | 225785.3137 | [10 empty] | 1259251.8849 | 749999.9625 | 0% | 30% | 60% | 0% | 0% | 0% | 0% | 0% | 0% | 0% | 0% | 0% | 0% | 0% | 0% | 10% | 0% | 0% | 0% | 0% | 100%
EC.14067 | 14067 | EC.14067 Lift Upgrade Pirie Street rev 2 |  | Rev Reset 2018-2023 |  | Non Contingent | Y | Non Network | Yes | Facilities | 2018-2023 | Claudia Sakamoto |  | Level A | S (<$1M) | Regulated Capex | Yes |  |  | Facilities | 2 | 2022-07-01 | 2023-07-31 | 2024 | Not applicable |  | No | [18 empty] | 84000 | [6 empty] | 10920 |  |  |  |  | 17116.9553 | [10 empty] | 112036.9553 | 84000 | 100% | 0% | 0% | 0% | 0% | 0% | 0% | 0% | 0% | 0% | 0% | 0% | 0% | 0% | 0% | 0% | 0% | 0% | 0% | 0% | 100%
EC.14069 | 14069 | EC.14069 Telecoms Network Optimisation 2018-2023 rev 1 |  | Rev Reset 2018-2023 |  | Non Contingent | Y | Network | Yes | Augmentation | 2018-2023 | Kristian Masters |  |  | M ($1-$5M) | Regulated Capex | Yes |  |  | Telco | 1 | 2018-07-01 | 2023-06-26 | 2023 | [17 empty] | 1056032.625 | 29999.9925 | [10 empty] | 108603.2617 | 161275.8437 | 3728.7572 | 0 | 347479.8734 | [10 empty] | 1707120.3536 | 1086032.6175 | 0% | 2.762% | 97.24% | 0% | 0% | 0% | 0% | 0% | 0% | 0% | 0% | 0% | 0% | 0% | 0% | 0% | 0% | 0% | 0% | 0% | 100%
EC.14070 | 14070 | EC.14070 Substation Operational Data Network Replacement rev 4 |  | Rev Reset 2018-2023 |  | Non Contingent | Y | Network | Yes | Replacement | 2018-2023 | Kristian Masters |  |  | M ($1-$5M) | Regulated Capex | Yes |  |  | Telco | 4 | 2018-07-01 | 2021-06-30 | 2024 | [11 empty] | 1785000 | [16 empty] | 267750 | 178500 | 301218.75 | 6964.2891 | 0 | 654907.3086 | [10 empty] | 3194340.3477 | 1785000 | 0% | 0% | 0% | 0% | 0% | 0% | 0% | 0% | 0% | 0% | 0% | 0% | 0% | 0% | 100% | 0% | 0% | 0% | 0% | 0% | 100%
EC.14071 | 14071 | EC.14071 Robertstown Circuit Breaker Arrangement Upgrade Option 1 rev 6 |  | Expand Substation | Mid North | Non Contingent | Y | Network | Yes | Security/Compliance | 2018-2023 | Claudia Sakamoto |  | Level A | L (>$5M) | Regulated Capex | Yes |  | Medium | Network | 6 | 2017-07-01 | 2020-05-08 | 2020 | Yes |  | No |  |  |  | 1586227.7617 |  | 1552173.7868 |  | 120000 | 520400.015 |  |  | 50000 |  |  |  |  | 60000 | [8 empty] | 464273.477 | 309515.6513 | 522307.6617 | 13955.9705 | 314515.6513 | 964700.4169 | [10 empty] | 6478070.3923 | 3888801.5635 | 0% | 0% | 0% | 0% | 0% | 1.543% | 0% | 0% | 0% | 40.79% | 0% | 39.91% | 3.086% | 0% | 13.38% | 1.286% | 0% | 0% | 0% | 0% | 100%
EC.14074 | 14074 | EC.14074 Neutral Earthing Resistors and Reactors Fault Ratings Protection rev 4 |  |  |  | Non Contingent | Y | Network | Yes | Security/Compliance | 2018-2023 | Claudia Sakamoto |  | Level A | S (<$1M) | Regulated Capex | No |  | Medium | Network | 4 | 2020-07-01 | 2023-06-30 | 2023 | No |  | No |  |  |  | 89937 |  | 19500 |  |  | 7920 |  |  | 18136.1035 | [13 empty] | 292298.2155 |  | 62206.8281 | 1468.4949 | 28264.0078 | 222735.5418 | 44000 | [9 empty] | 786466.1916 | 135493.1035 | 0% | 0% | 0% | 0% | 0% | 0% | 0% | 0% | 0% | 66.38% | 0% | 14.39% | 0% | 0% | 5.845% | 13.39% | 0% | 0% | 0% | 0% | 100%
EC.14075 | 14075 | EC.14075 Substation Air Conditioning System Unit Asset replacement 2018-2013 .rev 7 |  |  |  | Non Contingent | Y | Network | Yes | Replacement | 2018-2023 | Claudia Sakamoto |  | Level A | M ($1-$5M) | Regulated Capex | Yes |  | Medium | Network | 7 | 2018-07-01 | 2022-06-24 | 2022 | Not applicable |  | No | [5 empty] | 31057.5 | 384500 |  | 213811.84 | [16 empty] | 169149.651 | 69436.434 | 117173.9824 | 2709.1059 | 0 | 176365.533 | [10 empty] | 1164204.0462 | 629369.34 | 0% | 0% | 0% | 0% | 0% | 0% | 0% | 0% | 0% | 0% | 61.09% | 4.935% | 0% | 0% | 33.97% | 0% | 0% | 0% | 0% | 0% | 100%
EC.14076 | 14076 | EC.14076 Line Support Systems Refurbishment 2018-2023 rev 1 |  | Rev Reset 2018-2023 |  | Non Contingent | Y | Network | Yes | Refurbishment | 2018-2023 | Kristian Masters |  |  | L (>$5M) | Regulated Capex | Yes |  |  | Network | 1 | 2017-07-03 | 2023-06-20 | 2023 | [6 empty] | 0 | [7 empty] | 0 | 0 | 2994494.563 | [11 empty] | 2862449.1845 | 509299.4563 | 859442.8325 | 19870.6366 | 0 | 1293598.5459 | [10 empty] | 8539155.2188 | 2994494.563 | [19 empty] | 100% | 100% | bar: 73 to 91
EC.14077 | 14077 | EC.14077 Mannum Transformer 1 and 2 Replacement rev 10 |  |  | Eastern Hills | Non Contingent | Y | Network | Yes | Replacement | 2018-2023 | Kristian Masters |  | Level A | M ($1-$5M) | Regulated Capex | Yes |  | Medium | Network | 10 | 2018-07-01 | 2022-06-24 | 2022 | No |  | No |  | 1668927 |  | 299618.3498 |  | 136900 |  |  | 30000 |  | 10000 | [14 empty] | 67117.0455 | 44744.697 | 75506.6761 | 5933.9879 | 0 | 250226.0914 | [10 empty] | 2588973.8477 | 2145445.3498 | 0% | 0% | 0% | 0% | 0% | 0% | 0% | 0% | 0% | 91.75% | 0% | 6.381% | 0% | 0% | 1.398% | 0% | 0.4661% | 0% | 0% | 0% | 100%
EC.14079 | 14079 | EC.14079 Building Security Upgrade Unit Asset Replacement 2018-2023 rev 2 |  | Rev reset 2018-2023 |  | Non Contingent | Y | Network | Yes | Replacement | 2018-2023 | Kristian Masters |  |  | M ($1-$5M) | Regulated Capex | Yes |  |  | Network | 2 | 2018-07-01 | 2022-06-24 | 2022 | [8 empty] | 11000 | 977009.6 | 39450 | [17 empty] | 69300 |  |  |  | 0 | 195811.9559 | [10 empty] | 1292571.5559 | 1027459.6 | 0% | 0% | 0% | 0% | 0% | 0% | 0% | 0% | 0% | 0% | 95.09% | 1.071% | 3.84% | 0% | 0% | 0% | 0% | 0% | 0% | 0% | 100%
EC.14080 | 14080 | EC.14080 Substation Security Fencing 2018-2023 ENET works rev 6 |  | Only ENET works |  | Non Contingent | Y | Network | Yes | Replacement | 2018-2023 | Claudia Sakamoto |  | Level A | L (>$5M) | Regulated Capex | Yes |  | Medium | Network | 6 | 2017-07-01 | 2021-03-09 | 2021 | No |  | No | [5 empty] | 583072.7142 |  | 1548425.1999 | [8 empty] | 21250 | [8 empty] | 304724.6871 | 203149.7914 | 342815.273 | 7926.0161 | 186909.2614 | 852481.617 | [10 empty] | 4050754.5602 | 2152747.9142 | 0% | 0% | 0% | 0% | 0% | 0.9871% | 0% | 0% | 0% | 0% | 0% | 27.09% | 71.93% | 0% | 0% | 0% | 0% | 0% | 0% | 0% | 100%
EC.14085 | 14085 | EC.14085 Gawler East Substation Establishment - Option 2 EN TF - rev 5 |  | Template Sub over 25M | Mid North | Non Contingent | Y | Network | Yes | Connection | 2018-2023 | Kristian Masters |  |  | M ($1-$5M) | Regulated Capex | Yes |  |  | Network | 5 | 2018-11-01 | 2021-09-29 | 2022 | No |  |  |  | 985000 |  | 717930.0808 |  | 354933.8745 |  |  | 741350.0149 |  | 5000 | 278000 |  |  | 613961.7319 | 99082.4243 | [9 empty] | 386019.5695 | 257346.3796 | 434272.0156 | 13290.4643 | 190041.964 | 899152.1541 | [10 empty] | 5975380.6735 | 3795258.1264 | 0% | 2.611% | 16.18% | 0% | 0% | 0% | 0% | 0% | 0% | 44.87% | 0% | 9.352% | 0% | 0% | 19.53% | 7.325% | 0.1317% | 0% | 0% | 0% | 100%
EC.14090 | 14090 | EC.14090 Mount Gambier Transformer 1 Replacement rev 9 |  | Rev Reset 2018-2023 | South East | Non Contingent | Y | Network | Yes | Replacement | 2018-2023 | Kristian Masters |  | Level A | M ($1-$5M) | Regulated Capex | Yes |  | Medium | Network | 9 | 2017-07-01 | 2021-06-30 | 2021 | No |  | No |  | 960000 |  | 75219.1049 |  | 200792.9999 |  |  | 162800.005 |  |  | 48823.5 | [13 empty] | 78168.1635 | 52112.109 | 87939.1839 | 2078.6014 | 82668.1635 | 261012.7004 | [10 empty] | 2011614.5314 | 1447635.6098 | 0% | 0% | 0% | 0% | 0% | 0% | 0% | 0% | 0% | 71.51% | 0% | 13.87% | 0% | 0% | 11.25% | 3.373% | 0% | 0% | 0% | 0% | 100%
EC.14091 | 14091 | EC.14091 Online Asset Condition Assessment Equipment Replacement 2018-2023 rev 13 |  |  |  | Non Contingent | Y | Network | Yes | Replacement | 2018-2023 | Kristian Masters |  | Level A | M ($1-$5M) | Regulated Capex | Yes |  | Medium | Network | 13 | 2017-04-03 | 2022-03-31 | 2022 | Not applicable |  | No |  |  |  | 239320.54 |  | 3767.9994 |  |  | 2367714 |  |  | 0 | [13 empty] | 820154.2809 |  | 491650.1307 | 11460.9191 | 0 | 740183.9078 | 250000 | [6 empty] | 200000 |  |  | 5124251.7779 | 2610802.5394 | 0% | 0% | 0% | 0% | 0% | 0% | 0% | 0% | 0% | 9.167% | 0% | 0.1443% | 0% | 0% | 90.69% | 0% | 0% | 0% | 0% | 0% | 100%
EC.14099 | 14099 | EC.14099 Stakeholder Management Systems Refresh 23-24 |  | Rev Reset 2018-2023 |  | Non Contingent | Y | Non Network | Yes | Information Technology | 2018-2023 | Kristian Masters |  |  | S (<$1M) | Regulated Capex | Yes |  |  | ICT | 2 | 2023-05-01 | 2024-05-07 | 2024 | [22 empty] | 62000 | [10 empty] | 248000 | [10 empty] | 310000 | 62000 | 0% | 0% | 0% | 100% | 0% | 0% | 0% | 0% | 0% | 0% | 0% | 0% | 0% | 0% | 0% | 0% | 0% | 0% | 0% | 0% | 100%
EC.14102 | 14102 | EC.14102 Telecoms Management Systems Replacement 2018-2023 rev 1 |  | Rev Reset 2018-2023 |  | Non Contingent | Y | Network | Yes | Replacement | 2018-2023 | Kristian Masters |  |  | S (<$1M) | Regulated Capex | Yes |  |  | Telco |  | 2020-07-01 | 2021-08-12 | 2022 | [22 empty] | 200000 | [10 empty] | 800176.2233 | [10 empty] | 1000176.2233 | 200000 | 0% | 0% | 0% | 100% | 0% | 0% | 0% | 0% | 0% | 0% | 0% | 0% | 0% | 0% | 0% | 0% | 0% | 0% | 0% | 0% | 100%
EC.14103 | 14103 | EC.14103 OT Data Centre Replacement 2018-23 rev 2 |  | Rev Reset 2018-2023 |  | Non Contingent | Y | Network | Yes | Replacement | 2018-2023 | Kristian Masters |  |  | S (<$1M) | Regulated Capex | Yes |  |  | Telco | 2 | 2021-07-01 | 2023-06-30 | 2023 | [22 empty] | 200000 | [10 empty] | 849655.2432 | [10 empty] | 1049655.2432 | 200000 | 0% | 0% | 0% | 100% | 0% | 0% | 0% | 0% | 0% | 0% | 0% | 0% | 0% | 0% | 0% | 0% | 0% | 0% | 0% | 0% | 100%
EC.14104 | 14104 | EC.14104 OT Network Architecture and Security Standards Refresh 2018-23 rev2 |  | Rev Reset 2018-2023 |  | Non Contingent | Y | Network | Yes | Replacement | 2018-2023 | Kristian Masters |  |  | S (<$1M) | Regulated Capex | Yes |  |  | Telco | 2 | 2020-07-01 | 2021-06-30 | 2021 | [22 empty] | 80000 | [10 empty] | 319747.83 | [10 empty] | 399747.83 | 80000 | 0% | 0% | 0% | 100% | 0% | 0% | 0% | 0% | 0% | 0% | 0% | 0% | 0% | 0% | 0% | 0% | 0% | 0% | 0% | 0% | 100%
EC.14105 | 14105 | EC.14105 Brinkworth to Waterloo Bearer Replacement rev 4 |  | Rev Reset 2018-2023 | Mid North | Non Contingent | Y | Network | Yes | Replacement | 2018-2023 | Kristian Masters |  |  | L (>$5M) | Regulated Capex | Yes |  |  | Telco | 4 | 2019-07-01 | 2022-06-30 | 2022 | [6 empty] | 127532.0698 |  | 11750 | [5 empty] | 7362864.6776 | 0 |  | 203279.8807 | 550020.651 | [9 empty] | 10341.3555 | 6894.237 | 11634.0249 | 308.4171 | 0 | 2114725.0305 | [10 empty] | 10399350.342 | 8255447.2791 | 0% | 6.663% | 2.462% | 0% | 0% | 0% | 0% | 0% | 0% | 1.545% | 0% | 0.1423% | 0% | 0% | 0% | 89.19% | 0% | 0% | 0% | 0% | 100%
EC.14108 | 14108 | EC.14108 Advanced Analytics for Business Intelligence Implementation |  | Rev Reset 2018-2023 |  | Non Contingent | Y | Non Network | Yes | Information Technology | 2018-2023 | Kristian Masters |  |  | S (<$1M) | Regulated Capex | Yes |  |  | ICT | 2 | 2020-03-01 | 2021-10-01 | 2022 | [22 empty] | 0 | [10 empty] | 675000 | [10 empty] | 675000 | 0 | 0% | 0% | 0% | 100% | 0% | 0% | 0% | 0% | 0% | 0% | 0% | 0% | 0% | 0% | 0% | 0% | 0% | 0% | 0% | 0% | 100%
EC.14111 | 14111 | EC.14111 Treasury and Risk Systems Refresh |  | Rev Reset 2018-2023 |  | Non Contingent | Y | Non Network | Yes | Information Technology | 2018-2023 | Kristian Masters |  |  | S (<$1M) | Regulated Capex | Yes |  |  | ICT | 2 | 2022-07-01 | 2023-07-24 | 2024 | [22 empty] | 90000 | [10 empty] | 362250 | [10 empty] | 452250 | 90000 | 0% | 0% | 0% | 100% | 0% | 0% | 0% | 0% | 0% | 0% | 0% | 0% | 0% | 0% | 0% | 0% | 0% | 0% | 0% | 0% | 100%
EC.14113 | 14113 | EC.14113 Project and Opex Resource Modelling Systems Refresh |  | Rev Reset 2018-2023 |  | Non Contingent | Y | Non Network | Yes | Information Technology | 2018-2023 | Kristian Masters |  |  | S (<$1M) | Regulated Capex | Yes |  |  | ICT | 3 | 2018-07-01 | 2020-09-01 | 2021 | [22 empty] | 52000 | [10 empty] | 208000 | [10 empty] | 260000 | 52000 | 0% | 0% | 0% | 100% | 0% | 0% | 0% | 0% | 0% | 0% | 0% | 0% | 0% | 0% | 0% | 0% | 0% | 0% | 0% | 0% | 100%
EC.14115 | 14115 | EC.14115 IT Backup and Archiving Systems Replacement |  | Rev Reset 2018-2023 |  | Non Contingent | Y | Non Network | Yes | Information Technology | 2018-2023 | Kristian Masters |  |  | S (<$1M) | Regulated Capex | Yes |  |  | ICT | 3 | 2019-08-01 | 2021-01-27 | 2021 | [22 empty] | 117800 | [10 empty] | 501874.6437 | [10 empty] | 619674.6437 | 117800 | 0% | 0% | 0% | 100% | 0% | 0% | 0% | 0% | 0% | 0% | 0% | 0% | 0% | 0% | 0% | 0% | 0% | 0% | 0% | 0% | 100%
EC.14116 | 14116 | EC.14116 Virtual Application Capability Refresh |  | Rev Reset 2018-2023 |  | Non Contingent | Y | Non Network | Yes | Information Technology | 2018-2023 | Kristian Masters |  |  | S (<$1M) | Regulated Capex | Yes |  |  | ICT | 3 | 2019-05-08 | 2022-03-02 | 2022 | [22 empty] | 152000 | [10 empty] | 648368.3749 | [10 empty] | 800368.3749 | 152000 | 0% | 0% | 0% | 100% | 0% | 0% | 0% | 0% | 0% | 0% | 0% | 0% | 0% | 0% | 0% | 0% | 0% | 0% | 0% | 0% | 100%
EC.14118 | 14118 | EC.14118 Database Platform Refresh 19-20 -REV4 |  | Rev Reset 2018-2023 |  | Non Contingent | Y | Non Network | Yes | Information Technology | 2018-2023 | Kristian Masters |  |  | L (>$5M) | Regulated Capex | Yes |  |  | ICT | 4 | 2018-07-01 | 2021-05-04 | 2021 | [22 empty] | 545265 | [10 empty] | 2181557.5613 | [10 empty] | 2726822.5613 | 545265 | 0% | 0% | 0% | 100% | 0% | 0% | 0% | 0% | 0% | 0% | 0% | 0% | 0% | 0% | 0% | 0% | 0% | 0% | 0% | 0% | 100%
EC.14121 | 14121 | EC.14121 Project Delivery Optimisation 2 |  | Rev Reset 2018-2023 |  | Non Contingent | Y | Non Network | Yes |  | 2018-2023 | Kristian Masters |  |  | M ($1-$5M) | Regulated Capex | Yes |  |  | Engineering |  | 2019-05-01 | 2020-10-27 | 2021 | [22 empty] | 0 | [10 empty] | 1510742.8533 | [10 empty] | 1510742.8533 | 0 | [19 empty] | 0% | 0% | bar: 73 to 91
EC.14137 | 14137 | EC.14137 Cultana - Yadnarie F1810 132 kV Line Conductor and Earthwire Refurbishment Live Line Option 3 rev 2 |  | Rev Reset 2018-2023 |  | Non Contingent | Y | Network | Yes | Refurbishment | 2018-2023 | Kristian Masters |  |  | L (>$5M) | Regulated Capex | Yes |  |  | Network |  | 2018-01-01 | 2022-03-31 | 2022 | [8 empty] | 0 | [5 empty] | 0 | 0 | 27344228.4015 |  | 0 | [11 empty] | 2509105.5857 | 58011.4504 | 0 | 3762960.4261 | [10 empty] | 33674305.8638 | 27344228.4015 | [19 empty] | 100% | 100% | bar: 73 to 91
EC.14138 | #N/A | EC.14138 MWPS1 – NWB F1854 132 kV Line Conductor and Earthwire Refurbishment |  | Re Reset 2018-2023 |  | Non Contingent | Y | Network | Yes | Refurbishment | 2018-2023 | Kristian Masters |  |  | L (>$5M) | Regulated Capex | No |  |  |  |  | 2018-01-01 | 2021-03-30 | 2021 | [14 empty] | 1277963.4979 | 10984.32 | [16 empty] | 0 | 230124.6265 | [10 empty] | 1519072.4443 | 1288947.8179 | 0% | 0% | 0% | 0% | 0% | 0% | 0% | 0% | 0% | 0% | 0% | 0% | 0% | 0% | 0% | 99.15% | 0% | 0% | 0.8522% | 0% | 100%
EC.14139 | #N/A | EC.14139 MWPS3 – MWPS2 F1849 132 kV Line Conductor and Earthwire Refurbishment |  | Rev Reset 2018-2023 |  | Non Contingent | Y | Network | Yes | Refurbishment | 2018-2023 | Kristian Masters |  |  | M ($1-$5M) | Regulated Capex | Yes |  |  | Network |  | 2018-01-01 | 2021-03-30 | 2021 | [14 empty] | 3288995.9338 | 18942.6 | [16 empty] | 0 | 590588.7802 | [10 empty] | 3898527.314 | 3307938.5338 | 0% | 0% | 0% | 0% | 0% | 0% | 0% | 0% | 0% | 0% | 0% | 0% | 0% | 0% | 0% | 99.43% | 0% | 0% | 0.5726% | 0% | 100%
EC.14140 | #N/A | EC.14140 MWPS4 - Robertstown F1855 132 kV Line Conductor and Earthwire Refurbishment |  | Rev Reset 2018-2023 |  | Non Contingent | Y | Network | Yes | Refurbishment | 2018-2023 | Kristian Masters |  |  | M ($1-$5M) | Regulated Capex | Yes |  |  | Network |  | 2018-01-01 | 2020-03-30 | 2020 | [14 empty] | 1320154.7934 | 12154.32 | [16 empty] | 0 | 237866.2137 | [10 empty] | 1570175.327 | 1332309.1134 | 0% | 0% | 0% | 0% | 0% | 0% | 0% | 0% | 0% | 0% | 0% | 0% | 0% | 0% | 0% | 99.09% | 0% | 0% | 0.9123% | 0% | 100%
EC.14141 | #N/A | EC.14141 MWPS2 – MWPS1 F1853 132 kV Line Conductor and Earthwire Refurbishment |  | Rev Reset 2018-2023 |  | Non Contingent | Y | Network | Yes | Refurbishment | 2018-2023 | Kristian Masters |  |  | M ($1-$5M) | Regulated Capex | Yes |  |  | Network |  | 2018-01-01 | 2021-03-30 | 2021 | [14 empty] | 3294297.0137 | 21982.32 | [16 empty] | 0 | 592077.92 | [10 empty] | 3908357.2537 | 3316279.3337 | 0% | 0% | 0% | 0% | 0% | 0% | 0% | 0% | 0% | 0% | 0% | 0% | 0% | 0% | 0% | 99.34% | 0% | 0% | 0.6629% | 0% | 100%
EC.14142 | #N/A | EC.14142 Robertstown – MWPS3 F1847 132 kV Line Conductor and Earthwire Refurbishment |  | Rev Reset 2018-2023 |  | Non Contingent | Y | Network | Yes | Refurbishment | 2018-2023 | Kristian Masters |  |  | M ($1-$5M) | Regulated Capex | Yes |  |  | Network |  | 2018-01-01 | 2021-03-30 | 2021 | [14 empty] | 1301220.0934 | 11530.32 | [16 empty] | 0 | 234374.2659 | [10 empty] | 1547124.6792 | 1312750.4134 | 0% | 0% | 0% | 0% | 0% | 0% | 0% | 0% | 0% | 0% | 0% | 0% | 0% | 0% | 0% | 99.12% | 0% | 0% | 0.8783% | 0% | 100%
EC.14143 | #N/A | EC.14143 Waterloo – Waterloo East F1806 132 kV Line Conductor and Earthwire Refurbishment |  | Rev Reset 2018-2023 |  | Non Contingent | Y | Network | Yes | Refurbishment | 2018-2023 | Kristian Masters |  |  | M ($1-$5M) | Regulated Capex | Yes |  |  | Network |  | 2021-01-01 | 2023-03-30 | 2023 | [14 empty] | 1329863.2434 | 11452.32 | [16 empty] | 0 | 239474.1965 | [10 empty] | 1580789.7599 | 1341315.5634 | 0% | 0% | 0% | 0% | 0% | 0% | 0% | 0% | 0% | 0% | 0% | 0% | 0% | 0% | 0% | 99.15% | 0% | 0% | 0.8538% | 0% | 100%
EC.14144 | #N/A | EC.14144 Waterloo East - MWPS4 F1888 132 kV Line Conductor and Earthwire Refurbishment |  | Rev Reset 2018-2023 |  | Non Contingent | Y | Network | Yes | Refurbishment | 2018-2023 | Kristian Masters |  |  | M ($1-$5M) | Regulated Capex | Yes |  |  | Network |  | 2018-01-01 | 2020-03-30 | 2020 | [14 empty] | 2147001.4299 | 13324.32 | [16 empty] | 0 | 385697.6593 | [10 empty] | 2546023.4092 | 2160325.7499 | 0% | 0% | 0% | 0% | 0% | 0% | 0% | 0% | 0% | 0% | 0% | 0% | 0% | 0% | 0% | 99.38% | 0% | 0% | 0.6168% | 0% | 100%
EC.14145 | 14145 | EC.14145 Yadnarie – Port Lincoln F1811 132 kV Line Conductor and Earthwire Refurbishment Option 3 rev 2 |  | Rev Reset 2018-2023 |  | Non Contingent | Y | Network | Yes | Refurbishment | 2018-2023 | Kristian Masters |  |  | L (>$5M) | Regulated Capex | Yes |  |  | Network | 2 | 2018-01-01 | 2023-03-30 | 2023 | [8 empty] | 0 | [5 empty] | 0 | 0 | 29930532.4675 |  | 0 | [11 empty] | 2963735.39 | 68522.6599 | 0 | 3181509.8458 | [10 empty] | 36144300.3632 | 29930532.4675 | [19 empty] | 100% | 100% | bar: 73 to 91
EC.14146 | #N/A | EC.14146 Cherry Gardens - Happy Valley F1906 275kV Line Insulator Systems Refurbishment - Rev 1 |  | Line Refurbishment | Near Metropolitan | Non Contingent | Y | Network | Yes | Refurbishment | 2018-2023 | Jeff Ashworth |  |  | M ($1-$5M) | Regulated Capex | Yes |  |  | Network | Rev 1 | 2017-07-03 | 2019-06-28 | 2019 | No | Weighted Average | No | [12 empty] | 851198.72 | [12 empty] | 68350.308 | 45566.872 | 76894.0965 | 1777.82 | 0 | 186354.5429 | [10 empty] | 1230142.3594 | 851198.72 | 0% | 0% | 0% | 0% | 0% | 0% | 0% | 0% | 0% | 0% | 0% | 0% | 0% | 0% | 0% | 0% | 0% | 0% | 100% | 0% | 100%
EC.14147 | #N/A | EC.14147 TIPS - New Osborne No3 F1714 66 kV Line Insulator Systems Refurbishment - Rev 1 |  | Line Refurbishment | Near Metropolitan | Non Contingent | Y | Network | Yes | Refurbishment | 2018-2023 | Jeff Ashworth |  |  | S (<$1M) | Regulated Capex | Yes |  |  | Network | Rev 1 | 2017-07-03 | 2019-10-10 | 2020 | No | Weighted Average | No | [12 empty] | 509023.52 | [12 empty] | 28895.178 | 19263.452 | 32507.0753 | 751.5756 | 0 | 105415.4147 | [10 empty] | 695856.2156 | 509023.52 | 0% | 0% | 0% | 0% | 0% | 0% | 0% | 0% | 0% | 0% | 0% | 0% | 0% | 0% | 0% | 0% | 0% | 0% | 100% | 0% | 100%
EC.14148 | #N/A | EC.14148 TIPS - New Osborne No4 F1715 66 kV Line Insulator Systems Refurbishment - Rev 1 |  | Line Refurbishment | Near Metropolitan | Non Contingent | Y | Network | Yes | Refurbishment | 2018-2023 | Jeff Ashworth |  |  | S (<$1M) | Regulated Capex | Yes |  |  | Network | Rev 1 | 2017-07-03 | 2019-10-10 | 2020 | No | Weighted Average | Yes | [12 empty] | 509023.52 | [12 empty] | 28895.178 | 19263.452 | 32507.0753 | 751.5756 | 0 | 105415.4147 | [10 empty] | 695856.2156 | 509023.52 | 0% | 0% | 0% | 0% | 0% | 0% | 0% | 0% | 0% | 0% | 0% | 0% | 0% | 0% | 0% | 0% | 0% | 0% | 100% | 0% | 100%
EC.14149 | #N/A | EC.14149 Waterloo – Mintaro F1805 132 kV Line Insulator Systems Refurbishment - Rev 1 |  | Line Refurbishment | Mid North | Non Contingent | Y | Network | Yes | Refurbishment | 2018-2023 | Jeff Ashworth |  |  | M ($1-$5M) | Regulated Capex | Yes |  |  | Network | Rev 1 | 2017-07-03 | 2022-10-10 | 2023 | No | Weighted Average | No | [12 empty] | 1730121.28 | [12 empty] | 117642.192 | 78428.128 | 132347.466 | 3059.9224 | 0 | 368071.2986 | [10 empty] | 2429670.287 | 1730121.28 | 0% | 0% | 0% | 0% | 0% | 0% | 0% | 0% | 0% | 0% | 0% | 0% | 0% | 0% | 0% | 0% | 0% | 0% | 100% | 0% | 100%
EC.14150 | #N/A | EC.14150 Davenport - Leigh Creek F1813 132 kV Line Insulator Systems Refurbishment - Rev 1 |  | Line Refurbishment | Far North | Non Contingent | Y | Network | Yes | Refurbishment | 2018-2023 | Jeff Ashworth |  |  | M ($1-$5M) | Regulated Capex | Yes |  |  | Network | Rev 1 | 2017-07-03 | 2022-10-10 | 2023 | No | Weighted Average | No | [12 empty] | 1010042 | [12 empty] | 75463.05 | 50308.7 | 84895.9312 | 1962.8254 | 0 | 218292.0441 | [10 empty] | 1440964.5507 | 1010042 | 0% | 0% | 0% | 0% | 0% | 0% | 0% | 0% | 0% | 0% | 0% | 0% | 0% | 0% | 0% | 0% | 0% | 0% | 100% | 0% | 100%
EC.14151 | #N/A | EC.14151 NWB - Monash No1 F1820 132 kV Line Insulator Systems Refurbishment - Rev 1 |  | Line Refurbishment | Riverland | Non Contingent | Y | Network | Yes | Refurbishment | 2018-2023 | Jeff Ashworth |  |  | L (>$5M) | Regulated Capex | Yes |  |  | Network | Rev 1 | 2017-07-03 | 2022-10-10 | 2023 | No | Weighted Average | No | [12 empty] | 7649820.92 | [12 empty] | 500664.888 | 333776.592 | 563247.999 | 13022.5023 | 0 | 1617638.6047 | [10 empty] | 10678171.5061 | 7649820.92 | 0% | 0% | 0% | 0% | 0% | 0% | 0% | 0% | 0% | 0% | 0% | 0% | 0% | 0% | 0% | 0% | 0% | 0% | 100% | 0% | 100%
EC.14152 | #N/A | EC.14152 Keith - Kincraig F1828 132 kV Line Insulator Systems Refurbishment - Rev 1 |  | Line Refurbishment | South East | Non Contingent | Y | Network | Yes | Refurbishment | 2018-2023 | Jeff Ashworth |  |  | L (>$5M) | Regulated Capex | Yes |  |  | Network | Rev 1 | 2017-07-03 | 2021-10-08 | 2022 | No | Weighted Average | No | [12 empty] | 6351868.36 | [12 empty] | 423934.254 | 282622.836 | 476926.0358 | 11026.7066 | 0 | 1347306.2592 | [10 empty] | 8893684.4515 | 6351868.36 | 0% | 0% | 0% | 0% | 0% | 0% | 0% | 0% | 0% | 0% | 0% | 0% | 0% | 0% | 0% | 0% | 0% | 0% | 100% | 0% | 100%
EC.14153 | #N/A | EC.14153 South East - Mount Gambier F1829 132 kV Line Insulator Systems Refurbishment - Rev 1 |  | Line Refurbishment | South East | Non Contingent | Y | Network | Yes | Refurbishment | 2018-2023 | Jeff Ashworth |  |  | M ($1-$5M) | Regulated Capex | Yes |  |  | Network | Rev 1 | 2017-07-03 | 2021-10-08 | 2022 | No | Weighted Average | No | [12 empty] | 1229836.76 | [12 empty] | 87716.514 | 58477.676 | 98681.0783 | 2281.5431 | 0 | 263697.7147 | [10 empty] | 1740691.286 | 1229836.76 | 0% | 0% | 0% | 0% | 0% | 0% | 0% | 0% | 0% | 0% | 0% | 0% | 0% | 0% | 0% | 0% | 0% | 0% | 100% | 0% | 100%
EC.14154 | #N/A | EC.14154 Kincraig - Penola West F1831 132 kV Line Insulator Systems Refurbishment - Rev 1 |  | Line Refurbishment | South East | Non Contingent | Y | Network | Yes | Refurbishment | 2018-2023 | Jeff Ashworth |  |  | L (>$5M) | Regulated Capex | Yes |  |  | Network | Rev 1 | 2017-07-03 | 2021-10-08 | 2022 | No | Weighted Average | No | [12 empty] | 3747418.24 | [12 empty] | 259045.236 | 172696.824 | 291425.8905 | 6737.8745 | 0 | 799367.1379 | [10 empty] | 5276691.2029 | 3747418.24 | 0% | 0% | 0% | 0% | 0% | 0% | 0% | 0% | 0% | 0% | 0% | 0% | 0% | 0% | 0% | 0% | 0% | 0% | 100% | 0% | 100%
EC.14155 | 14155 | EC.14155 MBHPS3-Kanmantoo-Back Callington F1850 132 kV Line Insulator Systems Refurbishment - Rev 2 |  | Line Refurbishment | Eastern Hills | Non Contingent | Y | Network | Yes | Refurbishment | 2018-2023 | Jeff Ashworth |  |  | M ($1-$5M) | Regulated Capex | Yes |  |  | Network | Rev 2 | 2017-07-03 | 2019-06-28 | 2019 | No | Weighted Average | No | [12 empty] | 565388.04 | [12 empty] | 43666.206 | 29110.804 | 49124.4818 | 1135.7762 | 0 | 122909.2556 | [10 empty] | 811334.5636 | 565388.04 | 0% | 0% | 0% | 0% | 0% | 0% | 0% | 0% | 0% | 0% | 0% | 0% | 0% | 0% | 0% | 0% | 0% | 0% | 100% | 0% | 100%
EC.14156 | #N/A | EC.14156 Pelican Point – PGW F1901 275 kV Line Insulator Systems Refurbishment - Rev 1 |  | Line Refurbishment | Near Metropolitan | Non Contingent | Y | Network | Yes | Refurbishment | 2018-2023 | Jeff Ashworth |  |  | M ($1-$5M) | Regulated Capex | Yes |  |  | Network | Rev 1 | 2017-07-03 | 2020-10-09 | 2021 | No | Weighted Average | No | [12 empty] | 875299.92 | [12 empty] | 70122.738 | 46748.492 | 78888.0803 | 1823.9216 | 0 | 191549.1311 | [10 empty] | 1264432.283 | 875299.92 | 0% | 0% | 0% | 0% | 0% | 0% | 0% | 0% | 0% | 0% | 0% | 0% | 0% | 0% | 0% | 0% | 0% | 0% | 100% | 0% | 100%
EC.14157 | #N/A | EC.14157 TIPS - Para No4 F1902 275 kV Line Insulator Systems Refurbishment - Rev 1 |  | Line Refurbishment | Near Metropolitan | Non Contingent | Y | Network | Yes | Refurbishment | 2018-2023 | Jeff Ashworth |  |  | M ($1-$5M) | Regulated Capex | Yes |  |  | Network | Rev 1 | 2017-07-03 | 2019-06-28 | 2019 | No | Weighted Average | No | [12 empty] | 2062521.14 | [12 empty] | 145166.421 | 96777.614 | 163312.2236 | 3775.8391 | 0 | 441263.2209 | [10 empty] | 2912816.4586 | 2062521.14 | 0% | 0% | 0% | 0% | 0% | 0% | 0% | 0% | 0% | 0% | 0% | 0% | 0% | 0% | 0% | 0% | 0% | 0% | 100% | 0% | 100%
EC.14158 | #N/A | EC.14158 TIPS - Cherry Gardens F1903 275kV Line Insulator Systems Refurbishment - Rev 2 |  | Line Refurbishment | Near Metropolitan | Non Contingent | Y | Network | Yes | Refurbishment | 2018-2023 | Jeff Ashworth |  |  | L (>$5M) | Regulated Capex | Yes |  |  | Network | Rev 2 | 2017-07-03 | 2020-06-30 | 2020 | No | Weighted Average | No | [12 empty] | 4243851.28 | [12 empty] | 288899.442 | 192599.628 | 325011.8723 | 7514.3949 | 0 | 903017.1363 | [10 empty] | 5960893.7534 | 4243851.28 | 0% | 0% | 0% | 0% | 0% | 0% | 0% | 0% | 0% | 0% | 0% | 0% | 0% | 0% | 0% | 0% | 0% | 0% | 100% | 0% | 100%
EC.14159 | #N/A | EC.14159 TIPS - Magill F1912 275 kV Line Insulator Systems Refurbishment - Rev 1 |  | Line Refurbishment | Near Metropolitan | Non Contingent | Y | Network | Yes | Refurbishment | 2018-2023 | Jeff Ashworth |  |  | M ($1-$5M) | Regulated Capex | Yes |  |  | Network | Rev 1 | 2017-07-03 | 2021-06-30 | 2021 | No | Weighted Average | No | [12 empty] | 3453360.64 | [12 empty] | 237279.096 | 158186.064 | 266938.983 | 6171.7282 | 0 | 735917.3792 | [10 empty] | 4857853.8903 | 3453360.64 | 0% | 0% | 0% | 0% | 0% | 0% | 0% | 0% | 0% | 0% | 0% | 0% | 0% | 0% | 0% | 0% | 0% | 0% | 100% | 0% | 100%
EC.14160 | #N/A | EC.14160 Para - Tungkillo F1921 275 kV Line Insulator Systems Refurbishment - Rev 1 |  | Line Refurbishment | Near Metropolitan | Non Contingent | Y | Network | Yes | Refurbishment | 2018-2023 | Jeff Ashworth |  |  | M ($1-$5M) | Regulated Capex | Yes |  |  | Network | Rev 1 | 2017-07-03 | 2021-06-30 | 2021 | No | Weighted Average | No | [12 empty] | 2671621.6 | [12 empty] | 185850.99 | 123900.66 | 209082.3638 | 4834.0617 | 0 | 570476.8128 | [10 empty] | 3765766.4883 | 2671621.6 | 0% | 0% | 0% | 0% | 0% | 0% | 0% | 0% | 0% | 0% | 0% | 0% | 0% | 0% | 0% | 0% | 0% | 0% | 100% | 0% | 100%
EC.14161 | #N/A | EC.14161 PGW - Para F1940 275 kV Line Insulator Systems Refurbishment - Rev 1 |  | Line Refurbishment | Near Metropolitan | Non Contingent | Y | Network | Yes | Refurbishment | 2018-2023 | Jeff Ashworth |  |  | M ($1-$5M) | Regulated Capex | Yes |  |  | Network | Rev 1 | 2017-07-03 | 2020-06-30 | 2020 | No | Weighted Average | No | [12 empty] | 1552770.92 | [12 empty] | 109912.638 | 73275.092 | 123651.7178 | 2858.8735 | 0 | 332519.3096 | [10 empty] | 2194988.5508 | 1552770.92 | 0% | 0% | 0% | 0% | 0% | 0% | 0% | 0% | 0% | 0% | 0% | 0% | 0% | 0% | 0% | 0% | 0% | 0% | 100% | 0% | 100%
EC.14162 | #N/A | EC.14162 Para – Robertstown F1945 275 kV Line Insulator Systems Refurbishment - Rev 2 |  | Line Refurbishment | Near Metropolitan | Non Contingent | Y | Network | Yes | Refurbishment | 2018-2023 | Jeff Ashworth |  |  | S (<$1M) | Regulated Capex | Yes |  |  | Network | Rev 2 | 2017-07-03 | 2020-10-09 | 2021 | No | Weighted Average | No | [12 empty] | 514832.8 | [12 empty] | 53764.17 | 35842.78 | 60484.6913 | 1398.4285 | 0 | 118963.1569 | [10 empty] | 785286.0266 | 514832.8 | 0% | 0% | 0% | 0% | 0% | 0% | 0% | 0% | 0% | 0% | 0% | 0% | 0% | 0% | 0% | 0% | 0% | 0% | 100% | 0% | 100%
EC.14163 | #N/A | EC.14163 Para – Munno Para F1956 275 kV Line Insulator Systems Refurbishment - Rev 2 |  | Line Refurbishment | Near Metropolitan | Non Contingent | Y | Network | Yes | Refurbishment | 2018-2023 | Jeff Ashworth |  |  | S (<$1M) | Regulated Capex | Yes |  |  | Network | Rev 2 | 2017-07-03 | 2020-10-09 | 2021 |  | Weighted Average | No | [12 empty] | 397094.9 | [12 empty] | 36326.235 | 24217.49 | 40867.0144 | 944.8605 | 0 | 89170.297 | [10 empty] | 588620.7969 | 397094.9 | 0% | 0% | 0% | 0% | 0% | 0% | 0% | 0% | 0% | 0% | 0% | 0% | 0% | 0% | 0% | 0% | 0% | 0% | 100% | 0% | 100%
EC.14170 | 14170 | EC14170 Kilburn Substation Emergency Bypass |  | Rev Reset 2018-2023 | Main Grid | Non Contingent | Y | Network | Yes | Security/Compliance | 2018-2023 | Kristian Masters |  | Level A | S (<$1M) | Regulated Capex | Yes |  |  | Network |  | 2018-07-02 | 2019-06-28 | 2019 | [14 empty] | 25000 | [18 empty] | 101907.5521 | [10 empty] | 126907.5521 | 25000 | 0% | 0% | 0% | 0% | 0% | 0% | 0% | 0% | 0% | 0% | 0% | 0% | 0% | 0% | 0% | 100% | 0% | 0% | 0% | 0% | 100%
EC.14176 | 14176 | EC.14176 Surge Arrestor Unit Asset Replacement 2018-23 rev3 (wo stand& exc 11 extra SA) |  | Rev Reset 2018-2023 |  | Non Contingent | Y | Network | Yes | Replacement | 2018-2023 | Rachelle Gansan |  | Level A | M ($1-$5M) | Regulated Capex |  |  |  | Network | 3 | 2018-07-05 | 2023-06-27 | 2023 | [6 empty] | 1459312.3068 | [21 empty] | 129194.638 | 86129.7587 | 145343.9677 | 5004.9468 | 82112.1996 | 475672.3795 | [10 empty] | 2382770.1971 | 1459312.3068 | 0% | 0% | 0% | 0% | 0% | 0% | 0% | 0% | 0% | 100% | 0% | 0% | 0% | 0% | 0% | 0% | 0% | 0% | 0% | 0% | 100%
EC.14180 | 14180 | EC.14180 Pimba Telecoms Bearer rev 2 |  |  |  | Non Contingent | Y | Network |  | Augmentation | 2018-2023 | Kristian Masters |  |  | M ($1-$5M) | Regulated Capex |  |  |  | Telco | 2 | 2019-12-02 | 2022-09-08 | 2020 | [10 empty] | 57750 | [6 empty] | 813417.1317 | 1127857.0494 | [9 empty] | 299853.6272 | 199902.4181 | 337335.3306 | 7799.3178 | 0 | 726812.1206 | [10 empty] | 3570726.9954 | 1999024.1811 | 0% | 56.42% | 40.69% | 0% | 0% | 0% | 0% | 0% | 0% | 0% | 0% | 0% | 2.889% | 0% | 0% | 0% | 0% | 0% | 0% | 0% | 100%
EC.14182 | 14182 | EC.14182 South East SVC Computer Control System Replacement Rev 3 |  |  |  | Non Contingent | Y | Network | Yes | Refurbishment | 2018-2023 | Rachelle Gansan |  |  | M ($1-$5M) | Regulated Capex |  |  |  | Network | 3 | 2020-07-01 | 2022-06-30 | 2022 | No | [5 empty] | 14160 |  | 60000 |  |  | 3131051 | [16 empty] | 37181.65 |  | 21923.0077 | 8976.8681 | 0 | 991292.3001 | [10 empty] | 4264584.8259 | 3205211 | 0% | 0% | 0% | 0% | 0% | 0% | 0% | 0% | 0% | 0.4418% | 0% | 1.872% | 0% | 0% | 97.69% | 0% | 0% | 0% | 0% | 0% | 100%
EC.14193 | #N/A | EC.14193 Transformer GIC Monitoring |  | Rev Reset 2018-2023 |  | Non Contingent | Y | Network | Yes | Security/Compliance | 2018-2023 | Kristian Masters |  |  | S (<$1M) | Regulated Capex | Yes |  |  | Network |  | 2018-02-01 | 2019-06-25 | 2019 | [6 empty] | 14160 |  |  |  |  | 186000 |  | 15000 | [14 empty] | 32274 | 21516 | 36308.25 | 839.4602 | 0 | 92699.4153 | [10 empty] | 398797.1255 | 215160 | 0% | 0% | 0% | 0% | 0% | 0% | 0% | 0% | 0% | 6.581% | 0% | 0% | 0% | 0% | 86.45% | 0% | 6.972% | 0% | 0% | 0% | 100%
EC.14202 | #N/A | EC.14202 Revenue Meter Replacement 2018-23 |  | Rev Reset 2018-2023 |  | Non Contingent | Y | Network | Yes | Refurbishment | 2018-2023 | Rachelle Gansan |  | Level A | M ($1-$5M) | Regulated Capex |  |  |  | Network |  | 2020-07-01 | 2023-02-07 | 2023 | No | [10 empty] | 443549.64 | [5 empty] | 143999.9993 | [10 empty] | 88132.4459 | 58754.9639 | 99149.0016 | 2292.3616 | 60965.0099 | 271602.3612 | [10 empty] | 1168445.7834 | 587549.6392 | 0% | 0% | 24.51% | 0% | 0% | 0% | 0% | 0% | 0% | 0% | 0% | 0% | 0% | 0% | 75.49% | 0% | 0% | 0% | 0% | 0% | 100%
EC.14205 | #N/A | EC.14205 Secondary Systems Product Evaluation 2018-2023 |  | Rev Reset 2018-2023 |  | Non Contingent | Y | Non Network | Yes | Replacement | 2018-2023 | Kristian Masters |  | Level A | M ($1-$5M) | Regulated Capex | Yes |  |  | Network |  | 2018-07-02 | 2023-06-08 | 2023 | No | [10 empty] | 340000 | [10 empty] | 0 | [10 empty] | 1551163.0217 | [10 empty] | 1891163.0217 | 340000 | 0% | 0% | 0% | 0% | 0% | 0% | 0% | 0% | 0% | 0% | 0% | 0% | 0% | 0% | 100% | 0% | 0% | 0% | 0% | 0% | 100%
EC.14209 | #N/A | EC.14209 Substation Improvements for System Black Conditions rev 3 |  | Rev Reset 2018-2023 |  | Non Contingent | Y | Network | Yes | Security/Compliance | 2018-2023 | Rachelle Gansan |  | Level A | L (>$5M) | Regulated Capex |  |  |  | Network | 3 | 2018-07-02 | 2019-10-31 | 2020 | No | [7 empty] | 1910000 | 39000 | [18 empty] | 198000 | 92000 | 155250 | 3589.4375 | 178600 | 1401151.1221 | [8 empty] | 3140000 |  | 7117590.5596 | 1949000 | 0% | 0% | 0% | 0% | 0% | 0% | 0% | 0% | 0% | 0% | 2.001% | 98% | 0% | 0% | 0% | 0% | 0% | 0% | 0% | 0% | 100%
EC.14214 | #N/A | EC.14214 Transmission Line Access Track Upgrade rev3 (based on 10km access track at F1810) |  | Rev Reset 2018-2023 |  | Non Contingent | Y | Network | Yes | Security/Compliance | 2018-2023 | Rachelle Gansan |  | Level A | M ($1-$5M) | Regulated Capex |  |  |  | Network | 3 | 2018-07-02 | 2020-01-01 | 2020 | No | [7 empty] | 2166900 | [19 empty] | 325035 |  | 336411.225 | 7777.9521 | 216690 | 316442.6671 | [10 empty] | 3369256.8442 | 2166900 | 0% | 0% | 0% | 0% | 0% | 0% | 0% | 0% | 0% | 0% | 0% | 100% | 0% | 0% | 0% | 0% | 0% | 0% | 0% | 0% | 100%
EC.14215 | #N/A | EC.14215 Para 275kV 50MVar Reactor - Copy |  | Rev Reset |  | Non Contingent | Y | Network | Yes | Security/Compliance | 2018-2023 | Kristian Masters |  |  | M ($1-$5M) | Regulated Capex | Yes |  |  | Network |  | 2020-07-01 | 2023-02-07 | 2023 | [45 empty] | 0 | [19 empty] | 0% | 0% | bar: 73 to 91
EC.14216 | #N/A | EC.14216 Blythe West 275kV 50MVar Reactor |  | Rev Reset 2018-2023 |  | Non Contingent | Y | Network | Yes | Security/Compliance | 2018-2023 | Kristian Masters |  | Level A | M ($1-$5M) | Regulated Capex | Yes |  |  | Network |  | 2019-02-01 | 2021-09-09 | 2022 |  |  |  |  | 130005 | 1500000 | 785152.3197 |  | 403433.4469 |  |  | 151800.005 |  | 10000 | 20000 |  |  | 30000 | [10 empty] | 173564.9103 | 115709.9402 | 195260.5241 | 9446.0469 | 0 | 620303.3141 | [10 empty] | 4144675.5071 | 3030390.7716 | 0% | 0% | 0.99% | 0% | 0% | 0% | 0% | 0% | 0% | 79.7% | 0% | 13.31% | 0% | 0% | 5.009% | 0.66% | 0.33% | 0% | 0% | 0% | 100%
EC.10344 | 10344 | EC.10344 Black Range Series 132kV Series Compensation - Option B - Rev 11 |  | Compensation Site | South East |  | Y | Non Network | No | Augmentation | 2013-2018 | Jeff Ashworth | Dorin Costan | Approved (Phase 3/4) | L (>$5M) | Regulated Capex |  |  |  | Network | 11 | 2013-08-09 | 2016-07-19 |  |  |  |  | 13280000 | 66666.66 |  | 1359510.6673 |  | 4881353.3687 | 715601.4345 | 596749.9999 | 2239999.9999 |  |  | 1011689.9944 |  |  | 825722.6255 | 1209563.5745 | 160000 | [8 empty] | 613896.0227 | 409264.0109 | 690633.0244 | 46256.7913 | 1053078.0552 | [9 empty] | 2700000 |  | 31859986.2291 | 26346858.3247 | 0% | 4.591% | 3.134% | 0% | 0% | 0.6073% | 0% | 0% | 0% | 55.82% | 2.716% | 18.53% | 2.265% | 0% | 8.502% | 3.84% | 0% | 0% | 0% | 0% | 100%
EC.10517 | 10517 | EC.10517 South East CB Upgrade Compliance and Security - Rev 17 |  | Revenue Reset 2013-2018 | South East | Non Contingent | Y | Network | Yes | Security/Compliance | 2013-2018 |  |  | Created (Phase 0) | L (>$5M) | Regulated Capex | Yes |  |  | Network | 17 | 2015-07-01 | 2017-09-26 | 2017 |  | Weighted Average | Yes |  |  |  | 2414631.9943 |  | 254700 |  |  | 1026400.015 |  |  | 413226 |  |  | 200000 | [10 empty] | 400289.9126 | 266859.9417 | 450326.1517 | 14358.9435 | 431039.9126 | 141670.8218 | 113336.6574 | 56668.3287 | 170004.9861 | 85002.4931 | 170004.9861 | 113336.6574 |  |  |  |  | 6721857.8022 | 4308958.0093 | 0% | 0% | 4.641% | 0% | 0% | 0% | 0% | 0% | 0% | 56.04% | 0% | 5.911% | 0% | 0% | 23.82% | 9.59% | 0% | 0% | 0% | 0% | 100%
EC.10703 | 10703 | EC.10703 Para SVC Secondary System Replacement - rev 8 BP072013 |  | Revenue Reset 2013-2018 | Main Grid | Non Contingent | Y | Network | Yes | Replacement | 2013-2018 |  |  | Level A | L (>$5M) | Regulated Capex | Yes |  |  | Network | 8 | 2014-11-01 | 2018-05-04 | 2018 | No | Weighted Average | Yes | [5 empty] | 259250 |  |  | 10663331 | [18 empty] | 1474548.435 | 34092.1059 |  | 310780.5385 | 248624.4308 | 124312.2154 | 372936.6462 | 186468.3231 | 372936.6462 | 248624.4308 |  |  |  |  | 14295904.7721 | 10922581 | 0% | 0% | 0% | 0% | 0% | 0% | 0% | 0% | 0% | 0% | 0% | 2.374% | 0% | 0% | 97.63% | 0% | 0% | 0% | 0% | 0% | 100%
EC.11134 | 11134 | EC.11134 Integrated Budgeting and Forecasting |  | Rev Reset 2013-2018 |  | Non Contingent | Y | Non Network | Yes | Information Technology | 2013-2018 | Kristian Masters |  |  | S (<$1M) | Regulated Capex | Yes |  |  | ICT |  | 2016-07-01 | 2017-06-13 | 2017 | [22 empty] | 0 | [10 empty] | 800000 | [10 empty] | 800000 | 0 | [19 empty] | 0% | 0% | bar: 73 to 91
EC.11316 | 11316 | EC.11316 SA Water Pump Stations Replacement (8 sites) level 2 Umbrella - rev 1 |  |  | Riverland | Non Contingent | Y | Network | Yes | Replacement | 2013-2018 | Kristian Masters | Michael Forder | Concept Endorsed (Phase 2) | L (>$5M) | Regulated Capex | Yes |  |  | Network | 1 | 2012-01-31 | 2020-01-07 | 2016 | Yes |  |  |  | 9644239.2 | 59040 | 8215206.9562 |  | 8794358.9375 | 2166280 | 638684.9999 | 12049555.1851 |  | 2274600 | 2593899.0988 |  |  | 7763314.6114 | 1149076.6316 |  | 65000 | [7 empty] | 5794027.6809 | 3971560.7206 | 6518281.141 | 194723.4442 | 1908314.3232 | 10560319 | 5204173 |  | 1511378 | 351636 |  |  | 9280000 | 2244800 |  | 2525134 | 105477602.9307 | 55413255.6207 | 0% | 2.074% | 14.01% | 0% | 0.1173% | 0% | 0% | 0% | 0% | 32.34% | 3.909% | 15.87% | 1.153% | 0% | 21.74% | 4.681% | 4.105% | 0% | 0% | 0% | 100%
EC.11379 | 11379 | EC.11379 Energy Management System Upgrade 1 - Level 1 - rev 5 |  |  |  | Non Contingent | Y | Non Network | Yes | Information Technology | 2013-2018 | Claudia Sakamoto |  | Level A | S (<$1M) | Regulated Capex | Yes |  |  | ICT | 4 | 2016-03-01 | 2017-11-21 | 2017 | Not applicable | [32 empty] | 3431793.8882 | [10 empty] | 3431793.8882 | 0 | 0% | 0% | 0% | 100% | 0% | 0% | 0% | 0% | 0% | 0% | 0% | 0% | 0% | 0% | 0% | 0% | 0% | 0% | 0% | 0% | 100%
EC.11399 | 11399 | EC.11399 Risk Management System rev 1 |  |  | Main Grid | Non Contingent | Y | Non Network | No | Other | 2013-2018 | Claudia Sakamoto | Maya Lothian | Concept Endorsed (Phase 2) | S (<$1M) | Regulated Capex | Yes | Other | Medium | ICT | 1 |  |  | 2016 | No | CPI | No | [42 empty] | 0 | [19 empty] | 0% | 0% | bar: 73 to 91
EC.11426 | 11426 | EC.11426 NCIPAP 4 Waterloo East to Robertstown 132kV Line Uprate rev 1 |  |  |  | Non Contingent | Y | Network |  | Other | 2013-2018 | Kristian Masters |  |  | S (<$1M) | Regulated Capex | Yes |  |  | Network | 1 | 2016-07-01 | 2018-06-29 | 2018 | [6 empty] | 32860 |  |  |  |  | 20000 |  |  | 448498.6041 | 112276.01 | [12 empty] | 240845.1921 | 72563.4614 | 90704.3268 | 2798.8059 | 0 | 303661.3624 | [10 empty] | 1324207.7626 | 613634.6141 | 0% | 0% | 0% | 0% | 0% | 0% | 0% | 0% | 0% | 5.355% | 0% | 0% | 0% | 0% | 3.259% | 73.09% | 0% | 0% | 18.3% | 0% | 100%
EC.11437 | 11437 | EC.11437 BUCC Refurishment - Rev 2 BP072013 |  | BUCC Refurishment | Near Metropolitan | Non Contingent | Y | Network | Yes | Replacement | 2013-2018 |  |  |  | S (<$1M) | Regulated Capex | Yes |  |  | Operations | 2 | 2013-07-01 | 2014-07-11 | 2014 | No | CPI | No | [19 empty] | 80000 | 120000 | [20 empty] | 200000 | 200000 | 0% | 0% | 0% | 100% | 0% | 0% | 0% | 0% | 0% | 0% | 0% | 0% | 0% | 0% | 0% | 0% | 0% | 0% | 0% | 0% | 100%
EC.11439 | 11439 | EC.11439 Emergency Supplies 300 Pirie St rev1 BP072013 |  | Revenue Reset 2013-2018 | Near Metropolitan | Non Contingent | Y | Non Network | Yes | Facilities | 2013-2018 | Jeff Ashworth |  |  | S (<$1M) | Regulated Capex |  | Other |  | Facilities | 1 | 2013-07-01 | 2014-05-12 | 2014 | Not applicable | CPI | No | [18 empty] | 50000 | [22 empty] | 50000 | 50000 | 100% | 0% | 0% | 0% | 0% | 0% | 0% | 0% | 0% | 0% | 0% | 0% | 0% | 0% | 0% | 0% | 0% | 0% | 0% | 0% | 100%
EC.11442 | 11442 | EC.11442 Fleet Replacement Vehicles 2013-2014 rev1 BP072013 |  | Revenue Reset 2013-2018 | Near Metropolitan | Non Contingent | Y | Non Network | Yes | Facilities | 2013-2018 | Rachelle Gansan |  |  | S (<$1M) | Regulated Capex |  |  |  | Facilities | 1 | 2013-07-01 | 2014-05-12 | 2014 | Not applicable | CPI | No | [23 empty] | 340000 | [17 empty] | 340000 | 340000 | 0% | 0% | 0% | 0% | 0% | 0% | 0% | 100% | 0% | 0% | 0% | 0% | 0% | 0% | 0% | 0% | 0% | 0% | 0% | 0% | 100%
EC.11444 | 11444 | EC.11444 Penola West to South East Line Refurbishment - Level 2 - rev 8A |  | Line Refurbishment | South East | Non Contingent | Y | Network | Yes | Refurbishment | 2013-2018 | Jeff Ashworth |  |  | M ($1-$5M) | Regulated Capex | Yes |  |  | Network | rev 8 | 2013-08-01 | 2015-09-23 | 2015 | No | Weighted Average | Yes | [12 empty] | 1254957.64 | [12 empty] | 151338 | 100892 | 170255.25 | 4612.9679 |  | 42051.3964 | 33641.1172 | 16820.5586 | 50461.6757 | 25230.8379 | 50461.6757 | 33641.1172 |  |  |  | 300000 | 2234364.2366 | 1254957.64 | 0% | 0% | 0% | 0% | 0% | 0% | 0% | 0% | 0% | 0% | 0% | 0% | 0% | 0% | 0% | 0% | 0% | 0% | 100% | 0% | 100%
EC.11445 | 11445 | EC.11445 Tailem Bend to Keith No 2 Line Refurbishment - Level 2 - rev 9 for tender comparison |  | Line Refurbishment |  | Non Contingent | Y | Network | Yes | Refurbishment | 2013-2018 | Jeff Ashworth |  |  | L (>$5M) | Regulated Capex | Yes |  |  | Operations | rev 8 | 2013-08-01 | 2015-09-23 | 2015 | No | Weighted Average | Yes | [11 empty] | 0 | 3630888.06 | [12 empty] | 501140.709 | 334093.806 | 563783.2976 | 13832.2411 |  | 126093.4528 | 100874.7623 | 50437.3811 | 151312.1434 | 75656.0717 | 151312.1434 | 100874.7623 | 700000 |  |  | 600000 | 7100298.8308 | 3630888.06 | 0% | 0% | 0% | 0% | 0% | 0% | 0% | 0% | 0% | 0% | 0% | 0% | 0% | 0% | 0% | 0% | 0% | 0% | 100% | 0% | 100%
EC.11446 | 11446 | EC.11446 Brinkworth to Mintaro Line Refurbishment - Level 2 - rev 9 |  | Line Refurbishment | Mid North | Non Contingent | Y | Network | Yes | Refurbishment | 2013-2018 | Jeff Ashworth | David Tansell | Concept Endorsed (Phase 2) | M ($1-$5M) | Regulated Capex | Yes | Other | High | Network | rev 9 | 2013-07-01 | 2015-01-20 | 2015 | No | Weighted Average | Yes | [11 empty] | 0 | 5895290.9 | [12 empty] | 735200.022 | 490133.348 | 827100.0247 | 21827.4608 |  | 198977.1484 | 159181.7187 | 79590.8594 | 238772.5781 | 119386.289 | 238772.5781 | 159181.7187 | 1000000 |  |  | 200000 | 10363414.6458 | 5895290.9 | 0% | 0% | 0% | 0% | 0% | 0% | 0% | 0% | 0% | 0% | 0% | 0% | 0% | 0% | 0% | 0% | 0% | 0% | 100% | 0% | 100%
EC.11447 | 11447 | EC.11447 Magill to Happy Valley Line Refurbishment - Level 2 - rev 8 I4 VERSION KM |  | Line Refurbishment |  | Non Contingent | Y | Network | Yes | Refurbishment | 2013-2018 | Jeff Ashworth |  |  | M ($1-$5M) | Regulated Capex | Yes |  |  | Network | rev 8 | 2013-07-01 | 2015-01-20 | 2015 | No | Weighted Average | Yes | [11 empty] | 138319.52 | 2046391.5 | [12 empty] | 206933.403 | 137955.602 | 232800.0784 | 7533.4603 |  | 158119.1946 | 163115.0617 | 10241.5276 | 22481.4021 | 10241.5276 |  | 10491.321 | 500000 | 200000 |  | 250000 | 4094623.5982 | 2184711.02 | 0% | 0% | 0% | 0% | 0% | 0% | 0% | 0% | 0% | 0% | 0% | 0% | 0% | 0% | 0% | 6.331% | 0% | 0% | 93.67% | 0% | 100%
EC.11448 | 11448 | EC.11448 Cultana to Stony Point Line Refurbishment - rev 5 BP072013 |  | Line Refurbishment |  | Non Contingent | Y | Network | Yes | Refurbishment | 2013-2018 |  |  |  | M ($1-$5M) | Regulated Capex | Yes |  |  | Operations | rev 5 | 2013-08-01 | 2015-09-23 | 2015 |  | Weighted Average | Yes | [12 empty] | 2367463.6 | [15 empty] | 6510.5249 |  | 59349.3531 | 47479.4825 | 23739.7412 | 71219.2237 | 35609.6119 | 71219.2237 | 47479.4825 |  |  |  |  | 2730070.2436 | 2367463.6 | 0% | 0% | 0% | 0% | 0% | 0% | 0% | 0% | 0% | 0% | 0% | 0% | 0% | 0% | 0% | 0% | 0% | 0% | 100% | 0% | 100%
EC.11452 | 11452 | EC.11452 Project Delivery Optimisation NOT COMPLETE |  |  |  | Non Contingent | Y | Non Network |  | Other | 2013-2018 | Kristian Masters | Elena Zagorenko | Concept Endorsed (Phase 2) | M ($1-$5M) | Regulated Capex | Yes |  |  |  |  | 2014-01-24 | 2017-04-05 | 2018 | [33 empty] | 1686947.3399 | [6 empty] | 100000 |  |  |  | 1786947.3399 | 0 | 0% | 0% | 0% | 100% | 0% | 0% | 0% | 0% | 0% | 0% | 0% | 0% | 0% | 0% | 0% | 0% | 0% | 0% | 0% | 0% | 100%
EC.11481 | 11481 | EC.11481 Furniture and General Building Upgrades 2013 - 2014 - rev2 BP072013 |  | Revenue Reset 2013-2018 | Near Metropolitan | Non Contingent | Y | Non Network | Yes | Facilities | 2013-2018 |  |  |  | M ($1-$5M) | Regulated Capex | Yes |  |  | Facilities | 2 | 2013-07-01 | 2014-05-12 | 2014 | Not applicable | CPI | No | [18 empty] | 76000 |  |  | 114000 | [19 empty] | 190000 | 190000 | 40% | 0% | 0% | 0% | 0% | 0% | 0% | 60% | 0% | 0% | 0% | 0% | 0% | 0% | 0% | 0% | 0% | 0% | 0% | 0% | 100%
EC.11482 | 11482 | EC.11482 General Utility Upgrade 2013 - 2014 rev1 BP072013 |  | Revenue Reset 2013-2018 | Near Metropolitan | Non Contingent | Y | Non Network | Yes | Facilities | 2013-2018 |  |  |  | M ($1-$5M) | Regulated Capex | Yes |  |  | Facilities | 1 | 2013-07-01 | 2014-05-12 | 2015 | Not applicable | CPI | No | [18 empty] | 79100 |  |  | 33900 | [19 empty] | 113000 | 113000 | 70% | 0% | 0% | 0% | 0% | 0% | 0% | 30% | 0% | 0% | 0% | 0% | 0% | 0% | 0% | 0% | 0% | 0% | 0% | 0% | 100%
EC.11494 | 11494 | EC.11494 Inventory Replenishment 2013-2014 rev1 BP072013 |  | Revenue Reset 2013-2018 | Main Grid | Non Contingent | Y | Network | Yes | Inventory/Spares | 2013-2018 | Kristian Masters |  |  | M ($1-$5M) | Regulated Capex | Yes |  |  | Operations | 1 | 2013-07-01 | 2014-10-14 | 2014 |  | Weighted Average | Yes |  |  |  | 2000000 | [26 empty] | 20000 |  |  | 42000 | [7 empty] | 2062000 | 2000000 | 0% | 0% | 0% | 0% | 0% | 0% | 0% | 0% | 0% | 100% | 0% | 0% | 0% | 0% | 0% | 0% | 0% | 0% | 0% | 0% | 100%
EC.11505 | 11505 | EC.11505 Mt Gunson Substation Replacement (based on contractors scope) rev 7 L2 |  |  | Upper North | Non Contingent | Y | Network | Yes | Replacement | 2013-2018 | Claudia Sakamoto | Chris Markopoulos | Concept Endorsed (Phase 2) | L (>$5M) | Regulated Capex | Yes |  |  | Network | 7 |  |  | 2017 | No | [44 empty] | 0 | [19 empty] | 0% | 0% | bar: 73 to 91
EC.11515 | 11515 | EC.11515 Data Quality |  | Data Quality | Near Metropolitan | Non Contingent | Y | Non Network | Yes | Information Technology | 2013-2018 |  |  |  | M ($1-$5M) | Regulated Capex | Yes |  |  | ICT | 1 | 2016-12-01 | 2018-12-27 | 2018 | Not applicable | CPI | No | [19 empty] | 62445 | 594868 | [20 empty] | 657313 | 657313 | 0% | 0% | 0% | 100% | 0% | 0% | 0% | 0% | 0% | 0% | 0% | 0% | 0% | 0% | 0% | 0% | 0% | 0% | 0% | 0% | 100%
EC.11516 | 11516 | EC.11516 SAP Functional Upgrade 1 rev 2 |  | Rev Reset 2013-2018 |  | Non Contingent | Y | Non Network | Yes | Information Technology | 2013-2018 | Kristian Masters |  |  | M ($1-$5M) | Regulated Capex | Yes |  |  | ICT | 2 | 2017-05-24 | 2019-06-28 | 2019 | [22 empty] | 600000 | [10 empty] | 2400000 | [10 empty] | 3000000 | 600000 | 0% | 0% | 0% | 100% | 0% | 0% | 0% | 0% | 0% | 0% | 0% | 0% | 0% | 0% | 0% | 0% | 0% | 0% | 0% | 0% | 100%
EC.11517 | 11517 | EC.11517 SAP Upgrade Technology |  | SAP Upgrade Technology | Near Metropolitan | Non Contingent | Y | Non Network | Yes | Information Technology | 2013-2018 |  |  |  | M ($1-$5M) | Regulated Capex | Yes |  |  | ICT | 1 | 2015-04-01 | 2016-04-30 | 2015 | Not applicable | CPI | No | [19 empty] | 353875 | 3371127 | [20 empty] | 3725002 | 3725002 | 0% | 0% | 0% | 100% | 0% | 0% | 0% | 0% | 0% | 0% | 0% | 0% | 0% | 0% | 0% | 0% | 0% | 0% | 0% | 0% | 100%
EC.11523 | 11523 | EC.11523 ICT Systems Management 2014-2015 - rev 2 BP072013 |  | ICT Systems Management 2014-2015 | Near Metropolitan | Non Contingent | Y | Non Network | Yes | Information Technology | 2013-2018 |  |  |  | M ($1-$5M) | Regulated Capex | Yes |  |  | ICT | 2 | 2019-03-01 | 2020-02-27 | 2020 | Not applicable | CPI | No | [19 empty] | 421157 | 77844 | [20 empty] | 499001 | 499001 | 0% | 0% | 0% | 100% | 0% | 0% | 0% | 0% | 0% | 0% | 0% | 0% | 0% | 0% | 0% | 0% | 0% | 0% | 0% | 0% | 100%
EC.11524 | 11524 | EC.11524 IT Storage and Virtualisation Refurbishment - rev 2 BP072013 |  | IT Storage and Virtualisation Refurbishment | Near Metropolitan | Non Contingent | Y | Non Network | Yes | Information Technology | 2013-2018 |  |  |  | S (<$1M) | Regulated Capex | Yes |  |  | ICT | 2 | 2013-01-29 | 2014-09-11 | 2014 | Not applicable | CPI | No | [19 empty] | 2144640 | 89360 | [20 empty] | 2234000 | 2234000 | 0% | 0% | 0% | 100% | 0% | 0% | 0% | 0% | 0% | 0% | 0% | 0% | 0% | 0% | 0% | 0% | 0% | 0% | 0% | 0% | 100%
EC.11532 | 11532 | EC.11532 Fire Protection Rymill 2014 - 2015 |  | Revenue Reset 2013-2018 | Near Metropolitan | Non Contingent | Y | Non Network | Yes | Facilities | 2013-2018 |  |  |  | M ($1-$5M) | Regulated Capex | Yes |  |  | Facilities | 1 | 2014-07-01 | 2015-06-29 | 2014 | Not applicable | CPI | No | [18 empty] | 9200 |  |  |  | 13800 | [18 empty] | 23000 | 23000 | 40% | 0% | 0% | 0% | 0% | 0% | 0% | 60% | 0% | 0% | 0% | 0% | 0% | 0% | 0% | 0% | 0% | 0% | 0% | 0% | 100%
EC.11533 | 11533 | EC.11533 Business Intelligence Technology Upgrade 2014-2015 rev1 BP072013 |  | Business Intelligence Technology Upgrade 2014-2015 | Near Metropolitan | Non Contingent | Y | Non Network | Yes | Information Technology | 2013-2018 |  |  |  | M ($1-$5M) | Regulated Capex | Yes |  |  | ICT | 1 | 2016-12-01 | 2018-11-28 | 2018 | Not applicable | CPI | No | [19 empty] | 185250 | 1764750 | [20 empty] | 1950000 | 1950000 | 0% | 0% | 0% | 100% | 0% | 0% | 0% | 0% | 0% | 0% | 0% | 0% | 0% | 0% | 0% | 0% | 0% | 0% | 0% | 0% | 100%
EC.11538 | 11538 | EC.11538 Project and Portfolio Management System Functional Upgrade 1 rev 3 |  | Rev Reset 2013-2018 |  | Non Contingent | Y | Non Network | Yes | Information Technology | 2013-2018 | Kristian Masters |  |  | M ($1-$5M) | Regulated Capex | Yes |  |  | ICT | 3 | 2017-08-01 | 2019-04-03 | 2019 | [22 empty] | 232581 | [10 empty] | 930519.0881 | [10 empty] | 1163100.0881 | 232581 | 0% | 0% | 0% | 100% | 0% | 0% | 0% | 0% | 0% | 0% | 0% | 0% | 0% | 0% | 0% | 0% | 0% | 0% | 0% | 0% | 100%
EC.11549 | 11549 | EC.11549 Switching System Writer rev5 Phase 2/3 - Option 2 |  | Information Technology | Near Metropolitan | Non Contingent | Y | Non Network | Yes | Replacement | 2013-2018 | Claudia Sakamoto | Alex Trento | Concept Endorsed (Phase 2) | M ($1-$5M) | Regulated Capex | Yes | Other | Medium | ICT | 5 |  |  | 2014 | Not applicable | CPI | Yes | [42 empty] | 0 | [19 empty] | 0% | 0% | bar: 73 to 91
EC.11551 | 11551 | EC.11551 Control Room Asset Replacement version rev 2 |  | Control Room Refurbishment version 1 | Near Metropolitan | Non Contingent | Y | Network | Yes | Refurbishment | 2013-2018 | Claudia Sakamoto |  | Level A | S (<$1M) | Regulated Capex | Yes |  |  | Operations | 2 | 2017-07-01 | 2018-06-28 | 2018 | Not applicable | CPI | No | [19 empty] | 68400 | [10 empty] | 112068.935 | [10 empty] | 180468.935 | 68400 | 0% | 0% | 0% | 100% | 0% | 0% | 0% | 0% | 0% | 0% | 0% | 0% | 0% | 0% | 0% | 0% | 0% | 0% | 0% | 0% | 100%
EC.11553 | 11553 | EC.11553 South East Substation to Heywood Telecommunications Bearer rev 4 BP072013 |  | Telecommunications | Main Grid | Non Contingent | Y | Network | Yes | Replacement | 2013-2018 |  |  |  | L (>$5M) | Regulated Capex | Yes |  |  | Telco | 4 | 2012-03-22 | 2020-04-14 | 2020 | No | CPI | No | [6 empty] | 520405.6994 | [7 empty] | 2087099.1974 | 2923968.1343 | [14 empty] | 691434.1289 | 663776.7637 | 55314.7303 | 165944.1909 | 82972.0955 | 165944.1909 | 110629.4606 |  |  |  |  | 7467488.592 | 5531473.0311 | 0% | 52.86% | 37.73% | 0% | 0% | 0% | 0% | 0% | 0% | 0% | 9.408% | 0% | 0% | 0% | 0% | 0% | 0% | 0% | 0% | 0% | 100%
EC.11554 | 11554 | EC.11554 UPS Battery Bank No.2 - rev2 BP072013 |  | Revenue Reset 2013-2018 | Near Metropolitan | Non Contingent | Y | Non Network | Yes | Facilities | 2013-2018 | Jeff Ashworth |  |  | S (<$1M) | Regulated Capex |  |  |  | Facilities | 2 | 2013-07-01 | 2014-05-12 | 2014 | Not applicable | CPI | No | [24 empty] | 105000 | [16 empty] | 105000 | 105000 | 0% | 0% | 0% | 0% | 0% | 0% | 0% | 100% | 0% | 0% | 0% | 0% | 0% | 0% | 0% | 0% | 0% | 0% | 0% | 0% | 100%
EC.11558 | 11558 | EC.11558 Electrical 300 Pirie St. 2014-2015 rev1 BP072013 |  | Revenue Reset 2013-2018 | Near Metropolitan | Non Contingent | Y | Non Network | Yes | Facilities | 2013-2018 | Rachelle Gansan |  |  | S (<$1M) | Regulated Capex |  |  |  | Facilities | 1 | 2014-07-01 | 2015-05-07 | 2015 | Not applicable | CPI | No | [18 empty] | 4500 |  |  | 10500 | [19 empty] | 15000 | 15000 | 30% | 0% | 0% | 0% | 0% | 0% | 0% | 70% | 0% | 0% | 0% | 0% | 0% | 0% | 0% | 0% | 0% | 0% | 0% | 0% | 100%
EC.11559 | 11559 | EC.11559 Fleet Replacement Vehicles 2014-2015 rev1 BP072013 |  | Revenue Reset 2013-2018 | Near Metropolitan | Non Contingent | Y | Non Network | Yes | Facilities | 2013-2018 | Rachelle Gansan |  |  | S (<$1M) | Regulated Capex |  |  |  | Facilities | 1 | 2014-07-01 | 2015-05-07 | 2015 | Not applicable | CPI | No | [23 empty] | 170000 | [17 empty] | 170000 | 170000 | 0% | 0% | 0% | 0% | 0% | 0% | 0% | 100% | 0% | 0% | 0% | 0% | 0% | 0% | 0% | 0% | 0% | 0% | 0% | 0% | 100%
EC.11560 | 11560 | EC.11560 Magill/East Terrace Cable Pit Construction - C45 - Rev3 BP072013 |  | Revenue Reset 2013-2018 | Near Metropolitan | Non Contingent | Y | Network | Yes | Replacement | 2013-2018 | Jeff Ashworth |  |  | M ($1-$5M) | Regulated Capex | Yes |  |  | Network | 3 | 2014-07-01 | 2018-02-05 | 2018 | No | Weighted Average | Yes | [10 empty] | 743218 | [14 empty] | 111482.7 | 74321.8 | 125418.0375 | 2899.7115 |  | 26433.5062 | 105734.0249 | 12688.083 | 21146.805 | 15860.1037 | 95160.6224 | 21146.805 |  |  |  |  | 1355510.1992 | 743218 | 0% | 0% | 0% | 0% | 0% | 0% | 0% | 0% | 0% | 0% | 0% | 0% | 0% | 0% | 0% | 0% | 100% | 0% | 0% | 0% | 100%
EC.11561 | 11561 | EC.11561 Magill/East Terrace Cable Instrument Replacement - C45 - Rev3 BP072013 |  | Revenue Reset 2013-2018 | Near Metropolitan | Non Contingent | Y | Network | Yes | Replacement | 2013-2018 | Jeff Ashworth |  |  | S (<$1M) | Regulated Capex | Yes |  |  | Network | 3 | 2014-07-01 | 2018-02-05 | 2018 | No | CPI | No | [8 empty] | 126030 |  |  | 15000 | [13 empty] | 17248.5 | 40798.8 | 19715.0355 | 486.1789 |  | 4431.9629 | 14182.2812 | 1772.7851 | 5318.3554 | 2659.1777 | 8863.9257 | 3545.5703 |  |  |  |  | 260052.5727 | 141030 | 0% | 0% | 0% | 0% | 0% | 0% | 0% | 0% | 0% | 0% | 0% | 0% | 0% | 0% | 89.36% | 10.64% | 0% | 0% | 0% | 0% | 100%
EC.11562 | 11562 | EC.11562 Transmission Line Inspection Data Analysis Tool rev 2 |  | Information Technology |  | Non Contingent | Y | Network | Yes | Augmentation | 2013-2018 | Claudia Sakamoto |  | Level A | M ($1-$5M) | Regulated Capex | Yes |  |  | ICT | 2 | 2016-10-01 | 2019-06-24 | 2019 | Not applicable | CPI | No | [19 empty] | 343870 | [10 empty] | 1026197.4551 | [10 empty] | 1370067.4551 | 343870 | 0% | 0% | 0% | 100% | 0% | 0% | 0% | 0% | 0% | 0% | 0% | 0% | 0% | 0% | 0% | 0% | 0% | 0% | 0% | 0% | 100%
EC.11564 | 11564 | EC.11564 Magill/East Terrace Cable Joint Monitoring C45 - Rev 3 BP072013 |  | Revenue Reset 2013-2018 | Near Metropolitan | Non Contingent | Y | Network | Yes | Security/Compliance | 2013-2018 | Jeff Ashworth |  |  | M ($1-$5M) | Regulated Capex | Yes |  |  | Network | 3 | 2014-07-01 | 2018-02-05 | 2018 | No | CPI | No | [10 empty] | 2593097.8478 | [14 empty] | 353700 | 235800 | 397912.5 | 9340.6844 |  | 85148.8296 | 119208.3615 | 34059.5318 | 68119.0637 | 51089.2978 | 238416.7229 | 68119.0637 |  |  |  |  | 4254011.9031 | 2593097.8478 | 0% | 0% | 0% | 0% | 0% | 0% | 0% | 0% | 0% | 0% | 0% | 0% | 0% | 0% | 0% | 0% | 100% | 0% | 0% | 0% | 100%
EC.11566 | 11566 | EC.11566 Workforce and Business Planning rev 1 |  |  | Main Grid | Non Contingent | Y | Non Network | No | Information Technology | 2013-2018 | Claudia Sakamoto | Maya Lothian | Level A | S (<$1M) | Regulated Capex | Yes | Other | High | ICT | 1 |  |  | 2016 | Not applicable |  | No | [42 empty] | 0 | 0% | 0% | 0% | 100% | 0% | 0% | 0% | 0% | 0% | 0% | 0% | 0% | 0% | 0% | 0% | 0% | 0% | 0% | 0% | 0% | 100%
EC.11567 | 11567 | EC.11567 Accounts Payable Optimisation rev 5 level 3 |  |  | Main Grid | Non Contingent | Y | Non Network | No | Other | 2013-2018 | Claudia Sakamoto | Raghav Bhartinder | Approved (Phase 3/4) | S (<$1M) | Regulated Capex | Yes | Other | Medium | ICT | 5 |  |  | 2015 | No | CPI | No | [42 empty] | 0 | [19 empty] | 0% | 0% | bar: 73 to 91
EC.11581 | 11581 | EC.11581 Furniture and General Building Upgrades 2014 - 2015 - rev2 BP072013 |  | Revenue Reset 2013-2018 | Near Metropolitan | Non Contingent | Y | Non Network | Yes | Facilities | 2013-2018 |  |  |  | M ($1-$5M) | Regulated Capex | Yes |  |  | Facilities | 2 | 2014-07-01 | 2015-05-07 | 2015 | Not applicable | CPI | No | [18 empty] | 78400 |  |  | 117600 | [19 empty] | 196000 | 196000 | 40% | 0% | 0% | 0% | 0% | 0% | 0% | 60% | 0% | 0% | 0% | 0% | 0% | 0% | 0% | 0% | 0% | 0% | 0% | 0% | 100%
EC.11594 | 11594 | EC.11594 Inventory Replenishment 2014-2015 rev1 BP072013 |  | Revenue Reset 2013-2018 | Main Grid | Non Contingent | Y | Network | Yes | Inventory/Spares | 2013-2018 | Kristian Masters |  |  | M ($1-$5M) | Regulated Capex | Yes |  |  |  | 1 | 2014-07-01 | 2015-09-08 | 2015 | No | Weighted Average | Yes |  |  |  | 2000000 | [26 empty] | 20000 |  |  | 42000 | [7 empty] | 2062000 | 2000000 | 0% | 0% | 0% | 0% | 0% | 0% | 0% | 0% | 0% | 100% | 0% | 0% | 0% | 0% | 0% | 0% | 0% | 0% | 0% | 0% | 100%
EC.11602 | 11602 | EC.11602 Tailem Bend CB Upgrade rev 1 |  |  |  | Non Contingent | Y | Network | Yes | Augmentation | 2013-2018 | Kristian Masters | Jim Eliades | Concept Endorsed (Phase 2) | L (>$5M) | Regulated Capex | Yes |  |  | Network | 1 | [48 empty] | 0 | [19 empty] | 0% | 0% | bar: 73 to 91
EC.11602 | 11602 | EC.11602 Tailem Bend CB Upgrade Level 3 |  |  | Mid North | Non Contingent | Y | Network | Yes | Refurbishment | 2013-2018 | Kristian Masters | Jim Eliades | Approved (Phase 3/4) | L (>$5M) | Regulated Capex | Yes | Other |  | Network |  | 2014-01-06 | 2018-08-31 | 2018 | Yes | [5 empty] | 9339202.46 | [25 empty] | 0 | [11 empty] | 9339202.46 | 9339202.46 | 0% | 0% | 0% | 0% | 0% | 0% | 0% | 0% | 0% | 100% | 0% | 0% | 0% | 0% | 0% | 0% | 0% | 0% | 0% | 0% | 100%
EC.11610 | 11610 | EC.11610 One Network Refresh 2013-2016 rev1 BP072013 |  | One Network Refresh 2013-2016 | Near Metropolitan | Non Contingent | Y | Non Network | Yes | Information Technology | 2013-2018 |  |  |  | M ($1-$5M) | Regulated Capex | Yes |  |  | ICT | 1 | 2013-07-01 | 2015-08-21 | 2015 | Not applicable | CPI | No | [19 empty] | 1056000 | 44000 | [20 empty] | 1100000 | 1100000 | 0% | 0% | 0% | 100% | 0% | 0% | 0% | 0% | 0% | 0% | 0% | 0% | 0% | 0% | 0% | 0% | 0% | 0% | 0% | 0% | 100%
EC.11615 | 11615 | EC.11615 Asset Design Manuals (ADM) Major Rewrite |  |  |  | Non Contingent | Y | Non Network | Yes | Other | 2013-2018 | Kristian Masters |  | Approved (Phase 3/4) | M ($1-$5M) | Regulated Capex | Yes |  |  | Engineering | 2 | 2015-04-07 | 2018-08-06 | 2018 | [22 empty] | 0 | [10 empty] | 3139910.8611 | [10 empty] | 3139910.8611 | 0 | [19 empty] | 0% | 0% | bar: 73 to 91
EC.11618 | 11618 | EC.11618 Carpet Keswick 2015 -2016 - rev2 BP072013 |  | Revenue Reset 2013-2018 | Near Metropolitan | Non Contingent | Y | Non Network | Yes | Facilities | 2013-2018 |  |  |  | S (<$1M) | Regulated Capex |  |  |  | Facilities | 2 | 2014-07-01 | 2015-05-07 | 2015 | Not applicable | CPI | No | [18 empty] | 46200 |  |  | 163800 | [19 empty] | 210000 | 210000 | 22% | 0% | 0% | 0% | 0% | 0% | 0% | 78% | 0% | 0% | 0% | 0% | 0% | 0% | 0% | 0% | 0% | 0% | 0% | 0% | 100%
EC.11619 | 11619 | EC.11619 Fire Protection 300 Pirie 2015 - 2016 rev 2 |  | Revenue Reset 2013-2018 | Near Metropolitan | Non Contingent | Y | Non Network | Yes | Facilities | 2013-2018 | Claudia Sakamoto |  | Level A | S (<$1M) | Regulated Capex | Yes |  |  | Facilities | 2 | 2015-07-01 | 2016-05-30 | 2016 | Not applicable | CPI | No | [18 empty] | 33480 | [6 empty] | 720 | 0 |  |  |  | 6167.2974 | [10 empty] | 40367.2974 | 33480 | 100% | 0% | 0% | 0% | 0% | 0% | 0% | 0% | 0% | 0% | 0% | 0% | 0% | 0% | 0% | 0% | 0% | 0% | 0% | 0% | 100%
EC.11632 | 11632 | EC.11632 OPSWAN Implementation 2014-2016 - rev 2 |  | Information Technology | Near Metropolitan | Non Contingent | Y | Network | Yes | Augmentation | 2013-2018 |  |  |  | M ($1-$5M) | Regulated Capex | Yes |  |  | ICT | 2 | 2014-05-04 | 2016-05-04 | 2015 | Not applicable | CPI | No | [14 empty] | 1776000 | [26 empty] | 1776000 | 1776000 | 0% | 0% | 100% | 0% | 0% | 0% | 0% | 0% | 0% | 0% | 0% | 0% | 0% | 0% | 0% | 0% | 0% | 0% | 0% | 0% | 100%
EC.11638 | 11638 | EC.11638 Operational Logging and Fault Investigation Systems rev 3 |  | Information Technology | Near Metropolitan | Non Contingent | Y | Network | Yes | Replacement | 2013-2018 |  |  | Level A | M ($1-$5M) | Regulated Capex | Yes |  |  | ICT | 3 | 2015-01-01 | 2017-06-28 | 2017 | Not applicable | [21 empty] | 37000 | [10 empty] | 702941.2092 | [10 empty] | 739941.2092 | 37000 | 0% | 0% | 0% | 100% | 0% | 0% | 0% | 0% | 0% | 0% | 0% | 0% | 0% | 0% | 0% | 0% | 0% | 0% | 0% | 0% | 100%
EC.11645 | 11645 | EC.11645 Reactive Plant Control Systems - Rev 6 BP072013 |  | Revenue Reset 2013-2018 | South East | Non Contingent | Y | Network | Yes | Augmentation | 2013-2018 | Jeff Ashworth |  |  | L (>$5M) | Regulated Capex |  |  |  | Network | 6 | 2014-07-01 | 2017-05-04 | 2017 | Yes | Weighted Average | Yes | [8 empty] | 1460800.03 | [11 empty] | 850000 |  |  |  |  | 219120.0045 | 146080.003 | 246510.0051 | 5699.4026 | 118220.002 | 54910.7362 | 43928.5889 | 21964.2945 | 65892.8834 | 32946.4417 | 65892.8834 | 98839.3251 |  |  |  |  | 3430804.6005 | 2310800.03 | 0% | 0% | 0% | 36.78% | 0% | 0% | 0% | 0% | 0% | 0% | 0% | 0% | 0% | 0% | 63.22% | 0% | 0% | 0% | 0% | 0% | 100%
EC.11646 | 11646 | EC.11646 Upper North and Eyre Peninsula Voltage Control Scheme - Rev6 |  | Revenue Reset 2013-2018 | Upper North | Non Contingent | Y | Network | Yes | Security/Compliance | 2013-2018 | Claudia Sakamoto | Faraz Sabetzadeh | Level A | M ($1-$5M) | Regulated Capex |  |  |  | Network | 6 | 2013-09-01 | 2017-10-20 | 2017 | No | CPI | Yes |  |  |  | 377835.5377 |  | 7500 |  |  | 772200.0198 | [5 empty] | 599999.9999 |  | 25000 |  |  |  | 500000 |  |  |  |  | 135581.3357 | 90387.5571 | 152529.0027 | 5647.217 | 0 | 226509.8737 | 172979.413 | 158556.9116 | 51479.5167 | 20591.8067 |  | 169867.2268 | 365000 |  |  | 178000 | 4009665.4184 | 2282535.5574 | 0% | 0% | 26.29% | 21.91% | 0% | 1.095% | 0% | 0% | 0% | 16.55% | 0% | 0.3286% | 0% | 0% | 33.83% | 0% | 0% | 0% | 0% | 0% | 100%
EC.11647 | 11647 | EC.11647 Eyre Peninsula Voltage Control Scheme Rev4 BP072013 |  | Revenue Rest 2013-2018 | Eyre Peninsula | Non Contingent | Y | Network | Yes | Security/Compliance | 2013-2018 | Rachelle Gansan |  |  | S (<$1M) | Regulated Capex |  |  |  | Network | 4 | 2013-09-01 | 2016-06-22 | 2016 |  | CPI | No | [8 empty] | 125000 | [11 empty] | 250000 |  |  |  |  | 8250 | 5500 | 9281.25 | 214.5859 |  | 1956.1459 | 1564.9167 | 782.4584 | 2347.3751 | 1173.6875 | 2347.3751 | 51564.9167 |  |  |  |  | 459982.7113 | 375000 | 0% | 0% | 0% | 66.67% | 0% | 0% | 0% | 0% | 0% | 0% | 0% | 0% | 0% | 0% | 33.33% | 0% | 0% | 0% | 0% | 0% | 100%
EC.11648 | 11648 | EC.11648 UPS & Battery Bank BUCC 2015-2016 rev 2 |  | Revenue Reset 2013-2018 | Near Metropolitan | Non Contingent | Y | Non Network | Yes | Facilities | 2013-2018 | Claudia Sakamoto |  | Level A | S (<$1M) | Regulated Capex | Yes |  |  | Facilities | 2 | 2015-07-01 | 2016-05-30 | 2016 | Not applicable | CPI | No | [18 empty] | 40000 |  |  | 4000 |  |  |  | 1000 | 0 |  |  |  | 8114.865 | [10 empty] | 53114.865 | 44000 | 90.91% | 0% | 0% | 0% | 0% | 0% | 0% | 9.091% | 0% | 0% | 0% | 0% | 0% | 0% | 0% | 0% | 0% | 0% | 0% | 0% | 100%
EC.11649 | 11649 | EC.11649 Mechanical 300 Pirie St. 2015-2016 rev 2 |  |  | Near Metropolitan | Non Contingent | Y | Non Network | Yes | Facilities | 2013-2018 | Claudia Sakamoto |  | Level A | S (<$1M) | Regulated Capex | Yes |  |  | Facilities | 2 | 2015-07-01 | 2016-05-30 | 2016 | Not applicable | CPI | No | [18 empty] | 14300 |  |  | 44200 |  |  |  | 1300 | 0 |  |  |  | 10783.7539 | [10 empty] | 70583.7539 | 58500 | 24.44% | 0% | 0% | 0% | 0% | 0% | 0% | 75.56% | 0% | 0% | 0% | 0% | 0% | 0% | 0% | 0% | 0% | 0% | 0% | 0% | 100%
EC.11650 | 11650 | EC.11650 Electrical 300 Pirie St. & Keswick 2015-2016 rev 2 |  |  | Near Metropolitan | Non Contingent | Y | Non Network | Yes | Facilities | 2013-2018 | Claudia Sakamoto |  | Level A | S (<$1M) | Regulated Capex | Yes |  |  | Facilities | 2 | 2015-07-01 | 2016-05-30 | 2016 | Not applicable | CPI | No | [18 empty] | 17000 |  |  | 51000 |  |  |  | 8500 | 0 |  |  |  | 13795.2705 | [10 empty] | 90295.2705 | 68000 | 25% | 0% | 0% | 0% | 0% | 0% | 0% | 75% | 0% | 0% | 0% | 0% | 0% | 0% | 0% | 0% | 0% | 0% | 0% | 0% | 100%
EC.11651 | 11651 | EC.11651 Carpet 300 & 276 Pirie St. 2015-2016 rev1 BP072013 |  | Revenue Reset 2013-2018 | Near Metropolitan | Non Contingent | Y | Non Network | Yes | Facilities | 2013-2018 | Rachelle Gansan |  |  | S (<$1M) | Regulated Capex |  |  |  | Facilities | 1 | 2015-07-01 | 2016-05-30 | 2016 | Not applicable | CPI | No | [18 empty] | 7650 |  |  | 37350 | [19 empty] | 45000 | 45000 | 17% | 0% | 0% | 0% | 0% | 0% | 0% | 83% | 0% | 0% | 0% | 0% | 0% | 0% | 0% | 0% | 0% | 0% | 0% | 0% | 100%
EC.11652 | 11652 | EC.11652 Fleet Replacement Vehicles 2015-2016 rev 3 |  | Revenue Reset 2013-2018 | Near Metropolitan | Non Contingent | Y | Non Network | Yes | Facilities | 2013-2018 | Claudia Sakamoto |  | Level A | S (<$1M) | Regulated Capex | Yes |  |  | Facilities | 3 | 2015-07-01 | 2016-05-30 | 2016 | Not applicable | CPI | No | [23 empty] | 94000 | [6 empty] | 13506.2359 | [10 empty] | 107506.2359 | 94000 | 0% | 0% | 0% | 0% | 0% | 0% | 0% | 100% | 0% | 0% | 0% | 0% | 0% | 0% | 0% | 0% | 0% | 0% | 0% | 0% | 100%
EC.11656 | 11656 | EC.11656 Transmission Line Vegetation Management System rev 2 |  | Information Technology |  | Non Contingent | Y | Network |  | Augmentation | 2013-2018 | Claudia Sakamoto |  | Level A | M ($1-$5M) | Regulated Capex |  |  |  | ICT | 2 | 2013-10-01 | 2017-02-21 | 2017 | Not applicable | CPI | No | [19 empty] | 178838 | [10 empty] | 533772.4508 | [10 empty] | 712610.4508 | 178838 | 0% | 0% | 0% | 100% | 0% | 0% | 0% | 0% | 0% | 0% | 0% | 0% | 0% | 0% | 0% | 0% | 0% | 0% | 0% | 0% | 100%
EC.11657 | 11657 | EC.11657 Meduim Term Accomodation |  | Revenue Reset 2013-2018 | Near Metropolitan | Non Contingent | Y | Non Network | Yes | Facilities | 2013-2018 |  |  |  | M ($1-$5M) | Regulated Capex | No |  |  | Facilities |  | 2015-01-31 | 2016-01-31 | 2015 | Not applicable | CPI | No | [18 empty] | 2150000 | [22 empty] | 2150000 | 2150000 | 100% | 0% | 0% | 0% | 0% | 0% | 0% | 0% | 0% | 0% | 0% | 0% | 0% | 0% | 0% | 0% | 0% | 0% | 0% | 0% | 100%
EC.11659 | 11659 | EC.11659 Substation Building Refurbishment rev 2 |  | Level 3 Estimate | Main Grid | Non Contingent | Y | Network | Yes | Replacement | 2013-2018 | Kristian Masters | Minh Nguyen | Approved (Phase 3/4) | M ($1-$5M) | Regulated Capex | Yes |  |  | Network | rev 2 | 2014-11-26 | 2018-05-31 | 2018 | [45 empty] | 0 | [19 empty] | 0% | 0% | bar: 73 to 91
EC.11660 | 11660 | EC.11660 Substation 110V Battery Charger Replacements Level 3 |  |  |  | Non Contingent | Y | Network | Yes | Replacement | 2013-2018 | Kristian Masters | Peter Van Schaijik | Approved (Phase 3/4) | L (>$5M) | Regulated Capex | Yes |  |  | Network |  | 2015-03-17 | 2018-02-22 | 2018 | No | [7 empty] | 840105 | [31 empty] | 50000 |  |  |  | 890105 | 840105 | 0% | 0% | 0% | 0% | 0% | 0% | 0% | 0% | 0% | 0% | 0% | 100% | 0% | 0% | 0% | 0% | 0% | 0% | 0% | 0% | 100%
EC.11670 | 11670 | EC.11670 ICT Hardware 2014-2016 rev 1 BP072013 |  | ICT Hardware 2014-2016 | Near Metropolitan | Non Contingent | Y | Non Network | Yes | Information Technology | 2013-2018 |  |  |  | M ($1-$5M) | Regulated Capex | Yes |  |  | ICT | 1 | 2014-05-01 | 2016-10-10 | 2016 | Not applicable | CPI | No | [19 empty] | 1440000 | 60000 | [20 empty] | 1500000 | 1500000 | 0% | 0% | 0% | 100% | 0% | 0% | 0% | 0% | 0% | 0% | 0% | 0% | 0% | 0% | 0% | 0% | 0% | 0% | 0% | 0% | 100%
EC.11671 | 11671 | EC.11671 ICT Software 2014-2016 - rev 2 BP072013 |  | ICT Software 2014-2016 | Near Metropolitan | Non Contingent | Y | Non Network | Yes | Information Technology | 2013-2018 |  |  |  | M ($1-$5M) | Regulated Capex | Yes |  |  | ICT | 2 | 2014-08-01 | 2017-02-08 | 2017 | Not applicable | CPI | No | [19 empty] | 240445 | 2290557 | [20 empty] | 2531002 | 2531002 | 0% | 0% | 0% | 100% | 0% | 0% | 0% | 0% | 0% | 0% | 0% | 0% | 0% | 0% | 0% | 0% | 0% | 0% | 0% | 0% | 100%
EC.11672 | 11672 | EC.11672 ICT Security 2014-2016 rev 1 BP072013 |  | Information Technology | Near Metropolitan | Non Contingent | Y | Network | Yes | Security/Compliance | 2013-2018 |  |  |  | M ($1-$5M) | Regulated Capex | Yes |  |  | ICT | 1 | 2014-07-01 | 2016-06-08 | 2015 | Not applicable | CPI | No | [19 empty] | 1056000 | 44000 | [20 empty] | 1100000 | 1100000 | 0% | 0% | 0% | 100% | 0% | 0% | 0% | 0% | 0% | 0% | 0% | 0% | 0% | 0% | 0% | 0% | 0% | 0% | 0% | 0% | 100%
EC.11673 | 11673 | EC.11673 IT OCS Software 2014-2016 |  | Information Technology | Near Metropolitan | Non Contingent | Y | Network | Yes | Augmentation | 2013-2018 |  |  | Level A | M ($1-$5M) | Regulated Capex | Yes |  |  | ICT | 1 | 2014-05-01 | 2016-09-26 | 2016 | Not applicable | CPI | No | [19 empty] | 123500 | 1176500 | [20 empty] | 1300000 | 1300000 | 0% | 0% | 0% | 100% | 0% | 0% | 0% | 0% | 0% | 0% | 0% | 0% | 0% | 0% | 0% | 0% | 0% | 0% | 0% | 0% | 100%
EC.11681 | 11681 | EC.11681 Furniture and General Building Upgrades 2015 -2016 - rev 3 |  | Revenue Reset 2013-2018 | Near Metropolitan | Non Contingent | Y | Non Network | Yes | Facilities | 2013-2018 | Claudia Sakamoto |  | Level A | S (<$1M) | Regulated Capex | Yes |  |  | Facilities | 3 | 2015-06-01 | 2016-03-29 | 2016 | Not applicable | CPI | No | [18 empty] | 66300 |  |  | 153000 |  |  |  | 20400 | 0 |  |  |  | 43225.181 | [10 empty] | 282925.181 | 219300 | 30.23% | 0% | 0% | 0% | 0% | 0% | 0% | 69.77% | 0% | 0% | 0% | 0% | 0% | 0% | 0% | 0% | 0% | 0% | 0% | 0% | 100%
EC.11694 | 11694 | EC.11694 Inventory Replenishment 2015-2016 rev 3 |  |  | Main Grid | Non Contingent | Y | Network | Yes | Inventory/Spares | 2013-2018 | Claudia Sakamoto |  | Level A | M ($1-$5M) | Regulated Capex | Yes |  |  | Network | 3 | 2015-07-01 | 2016-08-29 | 2016 | Not applicable | Weighted Average | Yes |  |  |  | 1962985 | [26 empty] | 99015.4977 | [10 empty] | 2062000.4977 | 1962985 | 0% | 0% | 0% | 0% | 0% | 0% | 0% | 0% | 0% | 100% | 0% | 0% | 0% | 0% | 0% | 0% | 0% | 0% | 0% | 0% | 100%
EC.11705 | 11705 | EC.11705 Drawing Management Systems Augmentation 2015-2017 |  | Drawing Management Systems Augmentation 2015-2017 | Near Metropolitan | Non Contingent | Y | Non Network | Yes | Information Technology | 2013-2018 |  |  |  | M ($1-$5M) | Regulated Capex | Yes |  |  | ICT | 1 | 2014-07-01 | 2015-06-30 | 2014 | Not applicable | CPI | No | [19 empty] | 18050 | 171950 | [20 empty] | 190000 | 190000 | 0% | 0% | 0% | 100% | 0% | 0% | 0% | 0% | 0% | 0% | 0% | 0% | 0% | 0% | 0% | 0% | 0% | 0% | 0% | 0% | 100%
EC.11706 | 11706 | EC.11706 Archiving Solutions 2013-2015 - rev 2 BP072013 |  | Archiving Solutions 2016-2018 | Near Metropolitan | Non Contingent | Y | Non Network | Yes | Information Technology | 2013-2018 |  |  |  | M ($1-$5M) | Regulated Capex | Yes |  |  | ICT | 2 | 2013-06-28 | 2014-01-15 | 2014 | Not applicable | CPI | No | [19 empty] | 846719 | 35280 | [20 empty] | 881999 | 881999 | 0% | 0% | 0% | 100% | 0% | 0% | 0% | 0% | 0% | 0% | 0% | 0% | 0% | 0% | 0% | 0% | 0% | 0% | 0% | 0% | 100%
EC.11712 | 11712 | EC.11712 Engineering Systems Enhancements 2015-2017 rev 1BP072013 |  | Information Technology | Near Metropolitan | Non Contingent | Y | Network | Yes | Augmentation | 2013-2018 |  |  |  | M ($1-$5M) | Regulated Capex | Yes |  |  | ICT | 1 | 2014-01-01 | 2015-12-16 | 2015 | Not applicable | CPI | No | [19 empty] | 190000 | 1810000 | [20 empty] | 2000000 | 2000000 | 0% | 0% | 0% | 100% | 0% | 0% | 0% | 0% | 0% | 0% | 0% | 0% | 0% | 0% | 0% | 0% | 0% | 0% | 0% | 0% | 100%
EC.11715 | 11715 | EC.11715 Project & Portfolio Management Systems Functional Enhancements 2015-2017 |  | Project & Portfolio Management Systems Functional Enhancements 2015-2017 | Near Metropolitan | Non Contingent | Y | Non Network | Yes | Information Technology | 2013-2018 |  |  |  | M ($1-$5M) | Regulated Capex | Yes |  |  | ICT | 1 | 2013-09-01 | 2015-07-31 | 2015 | Not applicable | CPI | No | [19 empty] | 95000 | 905000 | [20 empty] | 1000000 | 1000000 | 0% | 0% | 0% | 100% | 0% | 0% | 0% | 0% | 0% | 0% | 0% | 0% | 0% | 0% | 0% | 0% | 0% | 0% | 0% | 0% | 100%
EC.11717 | 11717 | EC.11717 UPS Battery Bank - rev 3 |  | Revenue Reset 2013-2018 | Near Metropolitan | Non Contingent | Y | Non Network | Yes | Facilities | 2013-2018 | Claudia Sakamoto |  |  | S (<$1M) | Regulated Capex | Yes |  |  | Facilities | 3 | 2015-07-01 | 2016-05-30 | 2016 | Not applicable | CPI | No | [18 empty] | 6300 |  |  | 92400 |  |  |  | 1050 | 0 |  |  |  | 17987.9508 | [10 empty] | 117737.9508 | 98700 | 6.383% | 0% | 0% | 0% | 0% | 0% | 0% | 93.62% | 0% | 0% | 0% | 0% | 0% | 0% | 0% | 0% | 0% | 0% | 0% | 0% | 100%
EC.11731 | 11731 | EC.11731 Fleet Vehicles Purchase 2016-2017 rev 3 |  | Revenue Reset 2013-2018 | Near Metropolitan | Non Contingent | Y | Non Network | Yes | Facilities | 2013-2018 | Claudia Sakamoto |  | Level A | S (<$1M) | Regulated Capex | Yes |  |  | Facilities | 3 | 2016-07-01 | 2017-05-30 | 2016 | Not applicable | CPI | No | [23 empty] | 117120 | [6 empty] | 16828.1952 | [10 empty] | 133948.1952 | 117120 | 0% | 0% | 0% | 0% | 0% | 0% | 0% | 100% | 0% | 0% | 0% | 0% | 0% | 0% | 0% | 0% | 0% | 0% | 0% | 0% | 100%
EC.11732 | 11732 | EC.11732 Outage Management Functional Upgrade 1 rev 2 |  | Rev Reset 2013-2018 |  | Non Contingent | Y | Non Network | Yes | Information Technology | 2013-2018 | Kristian Masters |  |  | M ($1-$5M) | Regulated Capex | Yes |  |  | ICT | 2 | 2016-08-01 | 2018-08-22 | 2018 | [22 empty] | 80000 | [10 empty] | 1520000 | [10 empty] | 1600000 | 80000 | 0% | 0% | 0% | 100% | 0% | 0% | 0% | 0% | 0% | 0% | 0% | 0% | 0% | 0% | 0% | 0% | 0% | 0% | 0% | 0% | 100%
EC.11733 | 11733 | EC.11733 Online Condition Monitoring Equipment Replacement rev 4 |  |  |  | Non Contingent | Y | Network | Yes | Replacement | 2013-2018 | Kristian Masters |  |  | L (>$5M) | Regulated Capex | Yes |  |  | Network | 4 | 2016-09-01 | 2019-06-24 | 2019 | [6 empty] | 240825 |  | 144018 |  |  | 5321490.4 |  |  | 0 | [13 empty] | 1761462.2 | 633904.8 | 1069714.35 | 24850.1406 | 0 | 2744136.6893 | [10 empty] | 11940401.5798 | 5706333.4 | 0% | 0% | 0% | 0% | 0% | 0% | 0% | 0% | 0% | 4.22% | 0% | 2.524% | 0% | 0% | 93.26% | 0% | 0% | 0% | 0% | 0% | 100%
EC.11734 | 11734 | EC.11734 Network Arial Laser Survey - rev 2 BP072013 |  | Revenue Reset 2013-2018 |  | Non Contingent | Y | Network | Yes | Security/Compliance | 2013-2018 | Jeff Ashworth |  |  | M ($1-$5M) | Regulated Capex |  |  |  | Network | 2 | 2014-09-01 | 2018-03-05 | 2018 | No | CPI | No | [11 empty] | 0 | [8 empty] | 4747884.8124 | [20 empty] | 4747884.8124 | 4747884.8124 | 0% | 0% | 0% | 100% | 0% | 0% | 0% | 0% | 0% | 0% | 0% | 0% | 0% | 0% | 0% | 0% | 0% | 0% | 0% | 0% | 100%
EC.11738 | 11738 | EC.11738 Mallala to Para 275kV Double Circuit Land & Easements - Rev4 |  | SLAP2013/18 | Main Grid | Non Contingent | Y | Non Network | Yes | Easement/Land | 2013-2018 | Claudia Sakamoto | Ken Kow | Level A | L (>$5M) | Regulated Capex | Yes |  |  | Land | 4 | 2013-08-01 | 2017-04-24 | 2017 | Yes | Land | No | [10 empty] | 184500 | [6 empty] | 6840351 | [12 empty] | 264311 | 16246 |  |  | 550866 |  |  | 838800 |  |  | 345000 | 9040074 | 7024851 | 0% | 0% | 0% | 0% | 97.37% | 0% | 0% | 0% | 0% | 0% | 0% | 0% | 0% | 0% | 0% | 0% | 2.626% | 0% | 0% | 0% | 100%
EC.11739 | 11739 | EC.11739 Templers to Para 275kV Double Circuit Land & Easements - Rev4 BP072013 |  | SLAP2013/18 | Main Grid | Non Contingent | Y | Non Network | Yes | Easement/Land | 2013-2018 | Rachelle Gansan |  |  | L (>$5M) | Regulated Capex | Yes |  |  | Land | 4 | 2013-08-01 | 2017-04-24 | 2017 |  | Land | No | [16 empty] | 1187341.25 | 4841948 | [23 empty] | 6029289.25 | 6029289.25 | 0% | 0% | 0% | 0% | 80.31% | 19.69% | 0% | 0% | 0% | 0% | 0% | 0% | 0% | 0% | 0% | 0% | 0% | 0% | 0% | 0% | 100%
EC.11741 | 11741 | EC.11741 Database Management Systems Consolidation 2 |  | Rev Reset 2013-2018 |  | Non Contingent | Y | Non Network | Yes | Information Technology | 2013-2018 | Kristian Masters |  |  | M ($1-$5M) | Regulated Capex | Yes |  |  | ICT |  | 2016-02-01 | 2018-05-14 | 2018 | [22 empty] | 239970 | [10 empty] | 1023030 | [10 empty] | 1263000 | 239970 | 0% | 0% | 0% | 100% | 0% | 0% | 0% | 0% | 0% | 0% | 0% | 0% | 0% | 0% | 0% | 0% | 0% | 0% | 0% | 0% | 100%
EC.11742 | 11742 | EC.11742 Baroota Substation Upgrade Option 1 Refurbishment Revised Scope Rev 4 |  |  | Mid North | Non Contingent | Y | Network | Yes | Refurbishment | 2013-2018 | Claudia Sakamoto | Ken Kow | Level A | M ($1-$5M) | Regulated Capex | Yes |  |  | Network | 4 | 2013-06-01 | 2018-07-30 | 2018 | Yes | Weighted Average | Yes |  | 160000 |  | 691640.0199 |  | 538690.4713 | 341208.0097 | 94380 | 1230625.02 |  |  | 50000 |  |  | 191602.7561 | 217869.5557 | [9 empty] | 454829.9125 | 303219.9416 | 511683.6515 | 12737.3107 | 279662.7095 | 1448651.0068 | [10 empty] | 6526800.3652 | 3516015.8326 | 0% | 6.196% | 5.449% | 0% | 0% | 0% | 0% | 0% | 0% | 24.22% | 9.704% | 15.32% | 2.684% | 0% | 35% | 1.422% | 0% | 0% | 0% | 0% | 100%
EC.11749 | 11749 | EC.11749 AC Switchboard Replacement level 1 rev3 |  |  |  |  | Y | Network | Yes | Replacement | 2013-2018 | Rachelle Gansan | Michael Forder | Activated (Phase 1) | L (>$5M) | Regulated Capex |  |  |  | Network | 2 | 2016-07-01 | 2018-06-30 |  |  |  | Yes | [5 empty] | 6032738 | [19 empty] | 123638.4 | 82425.6 | 139093.2 | 3215.8863 | 82425.6 | [7 empty] | 1010000 |  |  |  | 7473536.6863 | 6032738 | 0% | 0% | 0% | 0% | 0% | 0% | 0% | 0% | 0% | 0% | 0% | 100% | 0% | 0% | 0% | 0% | 0% | 0% | 0% | 0% | 100%
EC.11751 | 11751 | EC.11751 Westinghouse RTU Replacement rev 6 |  |  |  | Non Contingent | Y | Network | No | Replacement | 2013-2018 | Claudia Sakamoto | Minh Nguyen | Activated (Phase 1) | M ($1-$5M) | Regulated Capex | Yes |  | Medium | Network | 6 | 2015-07-01 | 2018-06-30 | 2018 | Not applicable |  | No | [8 empty] | 1232878 | [16 empty] | 243288.45 | 128362.3 | 216611.3812 | 5008.1354 | 0 | 504710.099 | [7 empty] | 166064 | 50000 |  | 2546922.3656 | 1232878 | 0% | 0% | 0% | 0% | 0% | 0% | 0% | 0% | 0% | 0% | 0% | 0% | 0% | 0% | 100% | 0% | 0% | 0% | 0% | 0% | 100%
EC.11775 | 11775 | EC.11775 OPSWAN Replacement 2015-2017 rev 2 BP072013 |  | Information Technology | Near Metropolitan | Non Contingent | Y | Network | Yes | Replacement | 2013-2018 |  |  |  | M ($1-$5M) | Regulated Capex | Yes |  |  | ICT | 2 | 2016-05-01 | 2018-05-29 | 2018 | Not applicable | CPI | No | [14 empty] | 1200000 | [26 empty] | 1200000 | 1200000 | 0% | 0% | 100% | 0% | 0% | 0% | 0% | 0% | 0% | 0% | 0% | 0% | 0% | 0% | 0% | 0% | 0% | 0% | 0% | 0% | 100%
EC.11781 | 11781 | EC.11781 Furniture and General Building Upgrades 2016 - 2017 - rev 3 |  | Revenue Reset 2013-2018 | Near Metropolitan | Non Contingent | Y | Non Network | Yes | Facilities | 2013-2018 | Claudia Sakamoto |  | Level A | S (<$1M) | Regulated Capex | Yes |  |  | Facilities | 3 | 2016-07-01 | 2017-03-29 | 2017 | Not applicable | CPI | No | [18 empty] | 75920 |  |  | 175200 |  |  |  | 23360 | 0 |  |  |  | 49497.07 | [10 empty] | 323977.07 | 251120 | 30.23% | 0% | 0% | 0% | 0% | 0% | 0% | 69.77% | 0% | 0% | 0% | 0% | 0% | 0% | 0% | 0% | 0% | 0% | 0% | 0% | 100%
EC.11782 | 11782 | EC.11782 Building Generator 300 Pirie St |  | Revenue Reset 2013-2018 | Near Metropolitan | Non Contingent | Y | Non Network | Yes | Facilities | 2013-2018 | Jeff Ashworth |  |  | S (<$1M) | Regulated Capex |  |  |  | Facilities | 1 | 2016-07-01 | 2017-05-30 | 2016 | Not applicable | CPI | No | [24 empty] | 45600 | [16 empty] | 45600 | 45600 | 0% | 0% | 0% | 0% | 0% | 0% | 0% | 100% | 0% | 0% | 0% | 0% | 0% | 0% | 0% | 0% | 0% | 0% | 0% | 0% | 100%
EC.11794 | 11794 | EC.11794 Inventory Replenishment 2016-2017 rev 3 |  | Revenue Reset 2013-2018 | Main Grid | Non Contingent | Y | Network | Yes | Inventory/Spares | 2013-2018 | Claudia Sakamoto |  | Level A | M ($1-$5M) | Regulated Capex | Yes |  |  | Network | 3 | 2016-07-01 | 2017-08-30 | 2017 | Not applicable | CPI | No |  |  |  | 1962985 | [26 empty] | 99015.4977 | [10 empty] | 2062000.4977 | 1962985 | 0% | 0% | 0% | 0% | 0% | 0% | 0% | 0% | 0% | 100% | 0% | 0% | 0% | 0% | 0% | 0% | 0% | 0% | 0% | 0% | 100%
EC.11802 | 11802 | EC.11802 Business Intelligence Upgrade 3 rev 2 |  | Rev Reset 2013-2018 |  | Non Contingent | Y | Non Network | Yes | Information Technology | 2013-2018 | Kristian Masters |  |  | S (<$1M) | Regulated Capex | Yes |  |  | ICT | 2 | 2017-01-01 | 2018-03-28 | 2018 | [22 empty] | 53200 | [10 empty] | 212800 | [10 empty] | 266000 | 53200 | 0% | 0% | 0% | 100% | 0% | 0% | 0% | 0% | 0% | 0% | 0% | 0% | 0% | 0% | 0% | 0% | 0% | 0% | 0% | 0% | 100%
EC.11803 | 11803 | EC.11803 SAP Functional Enhancements 2017-2018 rev 2 BP072013 |  | SAP Functional Enhancements 2017-2018 | Near Metropolitan | Non Contingent | Y | Non Network | Yes | Information Technology | 2013-2018 |  |  | Level A | M ($1-$5M) | Regulated Capex | Yes |  |  | ICT | 2 | 2016-08-01 | 2018-09-25 | 2018 | Not applicable | CPI | No | [19 empty] | 188100 | 1791900 | [20 empty] | 1980000 | 1980000 | 0% | 0% | 0% | 100% | 0% | 0% | 0% | 0% | 0% | 0% | 0% | 0% | 0% | 0% | 0% | 0% | 0% | 0% | 0% | 0% | 100%
EC.11807 | 11807 | EC.11807 ICT Systems Management 2017-2019 rev 1 |  | ICT Systems Management 2017-2019 | Near Metropolitan | Non Contingent | Y | Non Network | Yes | Information Technology | 2013-2018 |  |  |  | S (<$1M) | Regulated Capex | Yes |  |  | ICT | 1 | 2018-06-01 | 2020-06-26 | 2019 | Not applicable | CPI | No | [19 empty] | 346040 | 63960 | [20 empty] | 410000 | 410000 | 0% | 0% | 0% | 100% | 0% | 0% | 0% | 0% | 0% | 0% | 0% | 0% | 0% | 0% | 0% | 0% | 0% | 0% | 0% | 0% | 100%
EC.11808 | 11808 | EC.11808 Office Systems Refresh 1 rev 3 |  | Rev Reset 2013-2018 |  | Non Contingent | Y | Non Network | Yes | Information Technology | 2013-2018 | Kristian Masters |  |  | M ($1-$5M) | Regulated Capex | Yes |  |  | ICT | 3 | 2016-03-15 | 2018-08-31 | 2018 | [22 empty] | 179280 | [10 empty] | 717259.4621 | [10 empty] | 896539.4621 | 179280 | 0% | 0% | 0% | 100% | 0% | 0% | 0% | 0% | 0% | 0% | 0% | 0% | 0% | 0% | 0% | 0% | 0% | 0% | 0% | 0% | 100%
EC.11809 | 11809 | EC.11809 Common Information-Connectivity Model rev 2 BP072013 |  | Information Technology | Near Metropolitan | Non Contingent | Y | Network | Yes | Augmentation | 2013-2018 |  |  | Level A | M ($1-$5M) | Regulated Capex | Yes |  |  | ICT | 2 | 2014-04-01 | 2017-05-12 | 2017 | Not applicable | CPI | No | [19 empty] | 114000 | 1086000 | [20 empty] | 1200000 | 1200000 | 0% | 0% | 0% | 100% | 0% | 0% | 0% | 0% | 0% | 0% | 0% | 0% | 0% | 0% | 0% | 0% | 0% | 0% | 0% | 0% | 100%
EC.11810 | 11810 | EC.11810 Historian Upgrade 1 rev 3 |  | Rev Reset 2013-2018 |  | Non Contingent | Y | Non Network | Yes | Information Technology | 2013-2018 | Kristian Masters |  |  | M ($1-$5M) | Regulated Capex | Yes |  |  | ICT | 3 | 2016-07-01 | 2018-11-22 | 2018 | [22 empty] | 32500 | [10 empty] | 617002.1301 | [10 empty] | 649502.1301 | 32500 | 0% | 0% | 0% | 100% | 0% | 0% | 0% | 0% | 0% | 0% | 0% | 0% | 0% | 0% | 0% | 0% | 0% | 0% | 0% | 0% | 100%
EC.11812 | 11812 | EC.11812 Substation Automation and Alarm rev 2 BP072013 |  | Information Technology | Near Metropolitan | Non Contingent | Y | Network | Yes | Augmentation | 2013-2018 |  |  | Level A | S (<$1M) | Regulated Capex | Yes |  |  | ICT | 2 | 2016-07-01 | 2019-06-26 | 2019 | Not applicable | CPI | No | [19 empty] | 171000 | 1629000 | [20 empty] | 1800000 | 1800000 | 0% | 0% | 0% | 100% | 0% | 0% | 0% | 0% | 0% | 0% | 0% | 0% | 0% | 0% | 0% | 0% | 0% | 0% | 0% | 0% | 100%
EC.11816 | 11816 | EC.11816 One IP Substation Network Stage 1 Level 3 rev 2 |  |  |  | Non Contingent | Y | Network | Yes | Information Technology | 2013-2018 | Kristian Masters | Raghav Bhartinder | Concept Endorsed (Phase 2) | L (>$5M) | Regulated Capex | Yes |  |  | Telco | 2 | 2013-05-07 | 2018-08-10 | 2017 | No | [10 empty] | 122000 | [5 empty] | 4336000 | 967999.7532 |  |  |  | 2714667.62 | 96652 |  |  |  |  | 813900 | 542600 | 915637.5 | 1863 |  | 2421787.1 | [6 empty] | 820000 |  |  |  | 13753106.9732 | 8237319.3732 | 0% | 11.75% | 52.64% | 34.13% | 0% | 0% | 0% | 0% | 0% | 0% | 0% | 0% | 0% | 0% | 1.481% | 0% | 0% | 0% | 0% | 0% | 100%
EC.11822 | 11822 | EC.11822 Riverland Telecommunications Bearer rev 3 BP072013 |  | Telecommunications | Riverland | Non Contingent | Y | Network | Yes | Replacement | 2013-2018 |  |  | Level A | L (>$5M) | Regulated Capex | Yes |  |  | Telco | 3 | 2012-03-22 | 2015-08-05 | 2015 |  | CPI | No | [6 empty] | 247702.8594 | [7 empty] | 1377059.7368 | 1487596.2021 | [14 empty] | 389044.8498 | 373483.0558 | 31123.588 | 93370.7639 | 46685.382 | 93370.7639 | 62247.176 |  |  |  |  | 4201684.3776 | 3112358.7982 | 0% | 47.8% | 44.24% | 0% | 0% | 0% | 0% | 0% | 0% | 0% | 7.959% | 0% | 0% | 0% | 0% | 0% | 0% | 0% | 0% | 0% | 100%
EC.11824 | 11824 | EC.11824 Weather Stations For Dynamic Line Rating |  | Market Benefit |  | Non Contingent | Y | Network | Yes | Augmentation | 2013-2018 | Rachelle Gansan |  | Level A | M ($1-$5M) | Regulated Capex |  |  |  | Network |  | 2013-07-01 | 2016-04-19 | 2016 |  | CPI | No | [5 empty] | 372600.0217 |  |  | 1452465 | [5 empty] | 410000 |  | 10000 | [8 empty] | 245822.2533 |  |  | 6822.44 |  | 62192.7429 | 49754.1943 | 24877.0972 | 74631.2915 | 37315.6457 | 74631.2915 | 49754.1943 | 280000 |  |  | 200000 | 3350866.1723 | 2245065.0217 | 0% | 0% | 18.26% | 0% | 0% | 0.4454% | 0% | 0% | 0% | 0% | 0% | 16.6% | 0% | 0% | 64.7% | 0% | 0% | 0% | 0% | 0% | 100%
EC.11825 | 11825 | EC.11825-Radial Supply Reliability Improvement Rev 7 BP072013 |  | Revenue Reset 2013-2018 | Main Grid | Non Contingent | Y | Network | Yes | Security/Compliance | 2013-2018 | Veerendra Kata |  | Level A | M ($1-$5M) | Regulated Capex | Yes |  |  | Network | 7 | 2015-03-01 | 2017-11-27 | 2017 | No | CPI | No |  |  |  | 3550100 | [24 empty] | 137.5 |  | 1253.4375 | 1002.75 | 501.375 | 1504.125 | 752.0625 | 1504.125 | 1002.75 |  |  |  |  | 3557758.125 | 3550100 | 0% | 0% | 0% | 0% | 0% | 0% | 0% | 0% | 0% | 100% | 0% | 0% | 0% | 0% | 0% | 0% | 0% | 0% | 0% | 0% | 100%
EC.11826 | 11826 | EC.11826 Dalrymple Substation- Brownfield Phase 2 Option 4 Rev 18 |  |  | Mid North | Non Contingent | Y | Network | Yes | Augmentation | 2013-2018 | Claudia Sakamoto | Nic Moffa | Concept Endorsed (Phase 2) | L (>$5M) | Regulated Capex | Yes |  | Medium | Network | 18 |  |  | 2016 | No |  | No | [42 empty] | 0 | 0% | 0% | 0% | 0% | 0% | 0% | 0% | 0% | 0% | 0% | 0% | 4.482% | 0% | 0% | 95.52% | 0% | 0% | 0% | 0% | 0% | 100%
EC.11829 | 11829 | EC.11829 Regional N-1 Secure Control Schemes - Copy |  | Revenue Reset 2013-2018 | Mid North | Non Contingent | Y | Network | Yes | Security/Compliance | 2013-2018 | Jeff Ashworth |  | Level A |  | Regulated Capex | Yes |  |  | Network | 9 | 2016-11-01 | 2018-03-01 | 2018 | No | CPI | No | [42 empty] | 0 | [19 empty] | 0% | 0% | bar: 73 to 91
EC.11851 | 11851 | EC.11851 Transmission Billing rev 2 BP072013 |  | Information Technology | Near Metropolitan | Non Contingent | Y | Network | Yes | Information Technology | 2013-2018 |  |  | Level A | S (<$1M) | Regulated Capex | Yes |  |  | ICT | 2 | 2018-06-01 | 2019-11-28 | 2019 | Not applicable | CPI | No | [19 empty] | 33250 | 316750 | [20 empty] | 350000 | 350000 | 0% | 0% | 0% | 100% | 0% | 0% | 0% | 0% | 0% | 0% | 0% | 0% | 0% | 0% | 0% | 0% | 0% | 0% | 0% | 0% | 100%
EC.11853 | 11853 | EC.11853 Telecommunications SDM Major Review - Rev2 BP072013 |  | Telecommunications | Main Grid | Non Contingent | Y | Non Network | Yes | Security/Compliance | 2013-2018 |  |  | Level A | L (>$5M) | Regulated Capex | Yes |  |  | Telco | 2 | 2015-02-01 | 2018-05-29 | 2018 |  | CPI | No | [20 empty] | 650000 | [20 empty] | 650000 | 650000 | 0% | 0% | 0% | 100% | 0% | 0% | 0% | 0% | 0% | 0% | 0% | 0% | 0% | 0% | 0% | 0% | 0% | 0% | 0% | 0% | 100%
EC.11854 | 11854 | EC11854 Telco Asset Replacement 2013-2018 Level 3 |  |  |  | Non Contingent | Y | Network | Yes | Replacement | 2013-2018 | Kristian Masters | Jim Eliades | Approved (Phase 3/4) | M ($1-$5M) | Regulated Capex | Yes |  |  | Telco |  | 2014-07-01 | 2018-03-06 | 2018 | No | [16 empty] | 5624778.63 |  |  |  |  | 0 | [10 empty] | 698999.36 | [6 empty] | 220000 |  |  |  | 6543777.99 | 5624778.63 | 0% | 0% | 100% | 0% | 0% | 0% | 0% | 0% | 0% | 0% | 0% | 0% | 0% | 0% | 0% | 0% | 0% | 0% | 0% | 0% | 100%
EC.11855 | 11855 | EC.11855 Tel Asset Replacement - Eastern Hills Region - rev4 BP072013 |  | Telecommunications | Eastern Hills | Non Contingent | Y | Network | Yes | Replacement | 2013-2018 |  |  | Level A | M ($1-$5M) | Regulated Capex | Yes |  |  | Telco | 4 | 2015-04-01 | 2017-10-26 | 2016 |  | CPI | No | [14 empty] | 1121000 | [26 empty] | 1121000 | 1121000 | 0% | 0% | 100% | 0% | 0% | 0% | 0% | 0% | 0% | 0% | 0% | 0% | 0% | 0% | 0% | 0% | 0% | 0% | 0% | 0% | 100%
EC.11856 | 11856 | EC.11856 Tel Asset Replacement - Mid North Region - rev4 BP072013 |  | Telecommunications | Mid North | Non Contingent | Y | Network | Yes | Replacement | 2013-2018 |  |  | Level A | M ($1-$5M) | Regulated Capex | Yes |  |  | Telco | 4 | 2015-04-01 | 2017-10-26 | 2017 |  | CPI | No | [14 empty] | 3124160 | [26 empty] | 3124160 | 3124160 | 0% | 0% | 100% | 0% | 0% | 0% | 0% | 0% | 0% | 0% | 0% | 0% | 0% | 0% | 0% | 0% | 0% | 0% | 0% | 0% | 100%
EC.11857 | 11857 | EC.11857 Tel Asset Replacement - Upper North Region - rev 5 |  | Telecommunications | Upper North | Non Contingent | Y | Network | Yes | Replacement | 2013-2018 |  |  | Level A | M ($1-$5M) | Regulated Capex | Yes |  |  | Telco | 5 | 2019-04-01 | 2021-10-26 | 2021 |  | CPI | No | [14 empty] | 1564852 | [25 empty] | 79200 | 1644052 | 1564852 | 0% | 0% | 100% | 0% | 0% | 0% | 0% | 0% | 0% | 0% | 0% | 0% | 0% | 0% | 0% | 0% | 0% | 0% | 0% | 0% | 100%
EC.11858 | 11858 | EC.11858 Tel Asset Replacement - Eyre Region - rev4 BP072013 |  | Telecommunications | Eyre Peninsula | Non Contingent | Y | Network | Yes | Replacement | 2013-2018 |  |  | Level A | M ($1-$5M) | Regulated Capex | Yes |  |  | Telco | 4 | 2017-10-01 | 2020-04-24 | 2020 |  | CPI | No | [14 empty] | 1877070 | [26 empty] | 1877070 | 1877070 | 0% | 0% | 100% | 0% | 0% | 0% | 0% | 0% | 0% | 0% | 0% | 0% | 0% | 0% | 0% | 0% | 0% | 0% | 0% | 0% | 100%
EC.11859 | 11859 | EC.11859 Tel Asset Replacement - Riverland Region - rev4 BP072013 |  | Telecommunications | Riverland | Non Contingent | Y | Network | Yes | Replacement | 2013-2018 |  |  |  | M ($1-$5M) | Regulated Capex | Yes |  |  | Telco | 4 | 2014-01-01 | 2016-08-16 | 2016 |  | CPI | No | [14 empty] | 588360 | [26 empty] | 588360 | 588360 | 0% | 0% | 100% | 0% | 0% | 0% | 0% | 0% | 0% | 0% | 0% | 0% | 0% | 0% | 0% | 0% | 0% | 0% | 0% | 0% | 100%
EC.11860 | 11860 | EC.11860 Tel Asset Replacement - South East Region - rev4 BP072013 |  | Telecommunications | South East | Non Contingent | Y | Network | Yes | Replacement | 2013-2018 |  |  | Level A | M ($1-$5M) | Regulated Capex | Yes |  |  | Telco | 4 | 2015-04-01 | 2017-10-26 | 2017 |  | CPI | No | [14 empty] | 2365442 | [26 empty] | 2365442 | 2365442 | 0% | 0% | 100% | 0% | 0% | 0% | 0% | 0% | 0% | 0% | 0% | 0% | 0% | 0% | 0% | 0% | 0% | 0% | 0% | 0% | 100%
EC.11861 | 11861 | EC.11861 Telecommunications Network Optimisation Stage 2 - rev4 BP072013 |  | Telecommunications | Main Grid | Non Contingent | Y | Network | Yes | Augmentation | 2013-2018 |  |  | Level A | M ($1-$5M) | Regulated Capex | Yes |  |  | Telco | 4 | 2013-03-28 | 2017-09-21 | 2017 |  | CPI | No | [14 empty] | 1436800 | [26 empty] | 1436800 | 1436800 | 0% | 0% | 100% | 0% | 0% | 0% | 0% | 0% | 0% | 0% | 0% | 0% | 0% | 0% | 0% | 0% | 0% | 0% | 0% | 0% | 100%
EC.11862 | 11862 | EC.11862 VOIP Network Refresh Level 3b |  | Telecommunications |  | Non Contingent | Y | Network | Yes | Replacement | 2013-2018 | Kristian Masters | Raghav Bhartinder | Created (Phase 0) | S (<$1M) | Regulated Capex | Yes |  |  | Telco | B | 2016-03-23 | 2018-08-24 | 2018 | [33 empty] | 1340008 | [10 empty] | 1340008 | 0 | [19 empty] | 0% | 0% | bar: 73 to 91
EC.11870 | 11870 | EC.11870 IT Hardware 3 rev 3 |  | Rev Reset 2013-2018 |  | Non Contingent | Y | Non Network | Yes | Information Technology | 2013-2018 | Kristian Masters |  |  | M ($1-$5M) | Regulated Capex | Yes |  |  | ICT | 3 | 2016-07-01 | 2018-11-26 | 2018 | [22 empty] | 211833 | [10 empty] | 671503.768 | [10 empty] | 883336.768 | 211833 | 0% | 0% | 0% | 100% | 0% | 0% | 0% | 0% | 0% | 0% | 0% | 0% | 0% | 0% | 0% | 0% | 0% | 0% | 0% | 0% | 100%
EC.11871 | 11871 | EC.11871 IT Software 3 rev 3 |  | Rev Reset 2013-2018 |  | Non Contingent | Y | Non Network | Yes | Information Technology | 2013-2018 | Kristian Masters |  |  | M ($1-$5M) | Regulated Capex | Yes |  |  | ICT | 3 | 2016-06-15 | 2018-10-15 | 2018 | [22 empty] | 449800 | [10 empty] | 1799200 | [10 empty] | 2249000 | 449800 | 0% | 0% | 0% | 100% | 0% | 0% | 0% | 0% | 0% | 0% | 0% | 0% | 0% | 0% | 0% | 0% | 0% | 0% | 0% | 0% | 100%
EC.11872 | 11872 | EC.11872 IT Security 3 rev 4 |  | Rev Reset 2013-2018 |  | Non Contingent | Y | Non Network | Yes | Information Technology | 2013-2018 | Kristian Masters |  |  | M ($1-$5M) | Regulated Capex | Yes |  |  | ICT | 4 | 2017-03-01 | 2019-03-13 | 2019 | [22 empty] | 242337 | [10 empty] | 969699.2755 | [10 empty] | 1212036.2755 | 242337 | 0% | 0% | 0% | 100% | 0% | 0% | 0% | 0% | 0% | 0% | 0% | 0% | 0% | 0% | 0% | 0% | 0% | 0% | 0% | 0% | 100%
EC.11873 | 11873 | EC.11873 OT Software 3 rev 4 |  | Rev Reset 2013-2018 |  | Non Contingent | Y | Non Network | Yes | Information Technology | 2013-2018 | Kristian Masters |  |  | M ($1-$5M) | Regulated Capex | Yes |  |  | ICT | 4 | 2017-01-03 | 2018-10-01 | 2018 | [22 empty] | 210000 | [10 empty] | 1889594.0908 | [10 empty] | 2099594.0908 | 210000 | 0% | 0% | 0% | 100% | 0% | 0% | 0% | 0% | 0% | 0% | 0% | 0% | 0% | 0% | 0% | 0% | 0% | 0% | 0% | 0% | 100%
EC.11880 | 11880 | EC.11880 Fire Protection 300 Pirie St - Sprinkler System rev 3 |  | Revenue Reset 2013-2018 | Near Metropolitan | Non Contingent | Y | Non Network | Yes | Facilities | 2013-2018 | Claudia Sakamoto |  | Level A | S (<$1M) | Regulated Capex | Yes |  |  | Facilities | 3 | 2017-07-01 | 2018-05-30 | 2018 | Not applicable | CPI | No | [18 empty] | 100500 | [6 empty] | 2200 | 0 |  |  |  | 18519.9253 | [10 empty] | 121219.9253 | 100500 | 100% | 0% | 0% | 0% | 0% | 0% | 0% | 0% | 0% | 0% | 0% | 0% | 0% | 0% | 0% | 0% | 0% | 0% | 0% | 0% | 100%
EC.11881 | 11881 | EC.11881 Furniture and General Building Upgrades 2017 - 2018 - rev 3 |  | Revenue Reset 2013-2018 | Near Metropolitan | Non Contingent | Y | Non Network | Yes | Facilities | 2013-2018 | Claudia Sakamoto |  | Level A | S (<$1M) | Regulated Capex | Yes |  |  | Facilities | 3 | 2017-07-01 | 2018-05-30 | 2018 | Not applicable | CPI | No | [18 empty] | 52520 |  |  | 121200 |  |  |  | 16160 | 0 |  |  |  | 34241.1237 | [10 empty] | 224121.1237 | 173720 | 30.23% | 0% | 0% | 0% | 0% | 0% | 0% | 69.77% | 0% | 0% | 0% | 0% | 0% | 0% | 0% | 0% | 0% | 0% | 0% | 0% | 100%
EC.11882 | 11882 | EC.11882 General Utility Upgrade 2017 - 2018 rev 3 |  | Revenue Reest 2013-2018 | Near Metropolitan | Non Contingent | Y | Non Network | Yes | Facilities | 2013-2018 | Claudia Sakamoto |  | Level A | S (<$1M) | Regulated Capex | Yes |  |  | Facilities | 3 | 2017-07-01 | 2018-05-30 | 2018 | Not applicable | CPI | No | [18 empty] | 69440 |  |  | 37200 |  |  |  | 9920 | 0 |  |  |  | 21019.3037 | [10 empty] | 137579.3037 | 106640 | 65.12% | 0% | 0% | 0% | 0% | 0% | 0% | 34.88% | 0% | 0% | 0% | 0% | 0% | 0% | 0% | 0% | 0% | 0% | 0% | 0% | 100%
EC.11884 | 11884 | EC.11884 Fire Protection Rymill - Sprinkler System |  | Revenue Reset 2013-2018 | Near Metropolitan | Non Contingent | Y | Non Network | Yes | Facilities | 2013-2018 | Jeff Ashworth |  |  | S (<$1M) | Regulated Capex |  |  |  | Facilities | 1 | 2016-07-01 | 2017-09-29 | 2017 | Not applicable | CPI | No | [18 empty] | 65000 | [22 empty] | 65000 | 65000 | 100% | 0% | 0% | 0% | 0% | 0% | 0% | 0% | 0% | 0% | 0% | 0% | 0% | 0% | 0% | 0% | 0% | 0% | 0% | 0% | 100%
EC.11890 | 11890 | EC.11890 Unit Asset Replacement Level 3 rev 17 |  |  |  | Non Contingent | Y | Network | Yes | Replacement | 2013-2018 | Claudia Sakamoto | Ken Kow | Approved (Phase 3/4) | L (>$5M) | Regulated Capex | Yes | ETSA | Medium | Network | 17 | 2016-04-01 | 2018-06-30 | 2018 | Not applicable | Weighted Average | No |  |  |  | 49095475 | [37 empty] | 49095475 | 49095475 | 0% | 0% | 0% | 0% | 0% | 0% | 0% | 0% | 0% | 100% | 0% | 0% | 0% | 0% | 0% | 0% | 0% | 0% | 0% | 0% | 100%
EC.11894 | 11894 | EC.11894 Inventory Replenishment 2017-2018 rev 3 |  |  | Main Grid | Non Contingent | Y | Network | Yes | Inventory/Spares | 2013-2018 | Claudia Sakamoto |  | Level A | M ($1-$5M) | Regulated Capex | Yes |  |  | Network | 3 | 2017-07-01 | 2018-08-30 | 2018 | Not applicable | CPI | No |  |  |  | 1962985 | [26 empty] | 99015.4977 | [10 empty] | 2062000.4977 | 1962985 | 0% | 0% | 0% | 0% | 0% | 0% | 0% | 0% | 0% | 100% | 0% | 0% | 0% | 0% | 0% | 0% | 0% | 0% | 0% | 0% | 100%
EC.11896 | 11896 | EC.11896 Mechanical 300 & 276 Pirie St. 2017-2018 rev 1 BP072013 |  | Revenue Reset 2013-2018 | Near Metropolitan | Non Contingent | Y | Non Network | Yes | Facilities | 2013-2018 | Rachelle Gansan |  |  | S (<$1M) | Regulated Capex | Yes |  |  | Facilities | 1 | 2017-07-01 | 2018-05-30 | 2018 | Not applicable | CPI | No | [18 empty] | 17100 |  |  | 39900 | [19 empty] | 57000 | 57000 | 30% | 0% | 0% | 0% | 0% | 0% | 0% | 70% | 0% | 0% | 0% | 0% | 0% | 0% | 0% | 0% | 0% | 0% | 0% | 0% | 100%
EC.11899 | 11899 | EC.11899 Fleet Vehicles Purchase 2017-2018 rev 3 |  | Revenue Reset 2013-2018 | Near Metropolitan | Non Contingent | Y | Non Network | Yes | Facilities | 2013-2018 | Claudia Sakamoto |  | Level A | S (<$1M) | Regulated Capex | Yes |  |  | Facilities | 3 | 2017-07-01 | 2018-05-30 | 2018 | Not applicable | CPI | No | [23 empty] | 130560 | [6 empty] | 18759.2996 | [10 empty] | 149319.2996 | 130560 | 0% | 0% | 0% | 0% | 0% | 0% | 0% | 100% | 0% | 0% | 0% | 0% | 0% | 0% | 0% | 0% | 0% | 0% | 0% | 0% | 100%
EC.11900 | 11900 | EC.11900 Intranet refresh 1 |  | Rev Reset 2013-2018 |  | Non Contingent | Y | Non Network | Yes | Information Technology | 2013-2018 | Kristian Masters |  |  | S (<$1M) | Regulated Capex | Yes |  |  | ICT |  | 2016-03-01 | 2017-02-14 | 2017 | [22 empty] | 37400 | [10 empty] | 149600 | [10 empty] | 187000 | 37400 | 0% | 0% | 0% | 100% | 0% | 0% | 0% | 0% | 0% | 0% | 0% | 0% | 0% | 0% | 0% | 0% | 0% | 0% | 0% | 0% | 100%
EC.11975 | 11975 | EC.11975 OPSWAN Replacement 2017-2019 - Rev 3 BP072013 |  | Information Technology | Near Metropolitan | Non Contingent | Y | Network | Yes | Replacement | 2013-2018 |  |  | Level A | M ($1-$5M) | Regulated Capex | Yes |  |  | ICT | 3 | 2017-05-01 | 2019-06-26 | 2019 | Not applicable | CPI | No | [14 empty] | 1100000 | [26 empty] | 1100000 | 1100000 | 0% | 0% | 100% | 0% | 0% | 0% | 0% | 0% | 0% | 0% | 0% | 0% | 0% | 0% | 0% | 0% | 0% | 0% | 0% | 0% | 100%
EC.12003 | 12003 | EC.12003 Geospacial Systems Functional Enhancements |  | Geospacial Systems Functional Enhancements | Near Metropolitan | Non Contingent | Y | Non Network | Yes | Information Technology | 2013-2018 |  |  |  | M ($1-$5M) | Regulated Capex | Yes |  |  | ICT | 1 | 2014-02-01 | 2016-02-29 | 2015 | Not applicable | CPI | No | [19 empty] | 209232 | 1993216 | [20 empty] | 2202448 | 2202448 | 0% | 0% | 0% | 100% | 0% | 0% | 0% | 0% | 0% | 0% | 0% | 0% | 0% | 0% | 0% | 0% | 0% | 0% | 0% | 0% | 100%
EC.12011 | 12011 | EC.12011 Drawing Mgmt Functional Enhancements 1 rev 3 |  | Rev Reset 2013-2018 |  | Non Contingent | Y | Non Network | Yes | Information Technology | 2013-2018 | Kristian Masters |  |  | S (<$1M) | Regulated Capex | Yes |  |  | ICT | 3 | 2016-07-01 | 2018-05-22 | 2018 | [22 empty] | 43600 | [10 empty] | 174400 | [10 empty] | 218000 | 43600 | 0% | 0% | 0% | 100% | 0% | 0% | 0% | 0% | 0% | 0% | 0% | 0% | 0% | 0% | 0% | 0% | 0% | 0% | 0% | 0% | 100%
EC.12014 | 12014 | EC.12014 Protection System Modelling and Validation Tool rev 2 |  | Rev Reset 2018-2023 |  | Non Contingent | Y | Non Network | Yes | Information Technology | 2013-2018 | Kristian Masters |  |  | M ($1-$5M) | Regulated Capex | Yes |  |  | ICT | 2 | 2016-11-01 | 2020-01-09 | 2020 | [22 empty] | 300000 | [10 empty] | 1200000 | [10 empty] | 1500000 | 300000 | 0% | 0% | 0% | 100% | 0% | 0% | 0% | 0% | 0% | 0% | 0% | 0% | 0% | 0% | 0% | 0% | 0% | 0% | 0% | 0% | 100%
EC.12101 | 12101 | EC.12101 Records Management |  | Rev Reset 2013-2018 |  | Non Contingent | Y | Non Network | Yes | Information Technology | 2013-2018 | Kristian Masters |  |  | M ($1-$5M) | Regulated Capex | Yes |  |  | ICT |  | 2016-03-01 | 2018-08-27 | 2018 | [22 empty] | 107250 | [10 empty] | 2037750 | [10 empty] | 2145000 | 107250 | 0% | 0% | 0% | 100% | 0% | 0% | 0% | 0% | 0% | 0% | 0% | 0% | 0% | 0% | 0% | 0% | 0% | 0% | 0% | 0% | 100%
EC.12112 | 12112 | EC.12112 Outage Management Functional Upgrade rev 1 BP072013 |  | Increase functionality of the outage management system & processes to help deal with increased work | Near Metropolitan | Non Contingent | Y | Non Network | Yes | Augmentation | 2013-2018 |  |  |  | S (<$1M) | Regulated Capex | Yes |  |  |  | 1 | 2021-03-01 | 2022-09-26 | 2022 |  | CPI | No | [19 empty] | 76000 | 724000 | [20 empty] | 800000 | 800000 | 0% | 0% | 0% | 100% | 0% | 0% | 0% | 0% | 0% | 0% | 0% | 0% | 0% | 0% | 0% | 0% | 0% | 0% | 0% | 0% | 100%
EC.14010 | 14010 | EC.14010 Automated IED configuration management |  | Rev Reset 2013-2018 |  | Non Contingent | Y | Non Network | Yes | Information Technology | 2013-2018 | Kristian Masters |  |  | S (<$1M) | Regulated Capex | Yes |  |  | ICT |  | 2016-07-01 | 2018-02-14 | 2018 | [22 empty] | 0 | [10 empty] | 600000 | [10 empty] | 600000 | 0 | 0% | 0% | 0% | 100% | 0% | 0% | 0% | 0% | 0% | 0% | 0% | 0% | 0% | 0% | 0% | 0% | 0% | 0% | 0% | 0% | 100%
EC.14015 | 14015 | EC.14015 IT Architecture Support Systems |  | Rev Reset 2013-2018 |  | Non Contingent | Y | Non Network | Yes | Information Technology | 2013-2018 | Kristian Masters |  |  | S (<$1M) | Regulated Capex | Yes |  |  | ICT |  | 2016-10-01 | 2017-09-15 | 2017 | [22 empty] | 0 | [10 empty] | 323000 | [10 empty] | 323000 | 0 | 0% | 0% | 0% | 100% | 0% | 0% | 0% | 0% | 0% | 0% | 0% | 0% | 0% | 0% | 0% | 0% | 0% | 0% | 0% | 0% | 100%
EC.14018 | 14018 | EC.14018 Treasury Systems |  | Rev Reset 2013-2018 |  | Non Contingent | Y | Non Network | Yes | Information Technology | 2013-2018 | Kristian Masters |  |  | S (<$1M) | Regulated Capex | Yes |  |  | ICT |  | 2016-05-01 | 2017-10-17 | 2017 | [22 empty] | 0 | [10 empty] | 538000 | [10 empty] | 538000 | 0 | [19 empty] | 0% | 0% | bar: 73 to 91
EC.14020 | 14020 | EC.14020 IT Service Operation System |  | Rev Reset 2013-2018 |  | Non Contingent | Y | Non Network | Yes | Information Technology | 2013-2018 | Kristian Masters |  |  | S (<$1M) | Regulated Capex | Yes |  |  | ICT |  | 2015-11-17 | 2016-12-05 | 2016 | [22 empty] | 19950 | [10 empty] | 379050 | [10 empty] | 399000 | 19950 | 0% | 0% | 0% | 100% | 0% | 0% | 0% | 0% | 0% | 0% | 0% | 0% | 0% | 0% | 0% | 0% | 0% | 0% | 0% | 0% | 100%
EC.14021 | 14021 | EC.14021 Supplier Relationship Management System |  | Rev Reset 2013-2018 |  | Non Contingent | Y | Non Network | Yes | Information Technology | 2013-2018 | Kristian Masters |  |  | S (<$1M) | Regulated Capex | Yes |  |  | ICT |  | 2016-11-01 | 2018-06-20 | 2018 | [22 empty] | 0 | [10 empty] | 274000 | [10 empty] | 274000 | 0 | 0% | 0% | 0% | 100% | 0% | 0% | 0% | 0% | 0% | 0% | 0% | 0% | 0% | 0% | 0% | 0% | 0% | 0% | 0% | 0% | 100%
EC.14024 | 14024 | EC.14024 SCADA and RTU configuration management |  | Rev Reset 2013-2018 |  | Non Contingent | Y | Non Network | Yes | Information Technology | 2013-2018 | Kristian Masters |  |  | S (<$1M) | Regulated Capex | Yes |  |  | ICT |  | 2016-04-01 | 2018-07-25 | 2018 | [22 empty] | 0 | [10 empty] | 700000 | [10 empty] | 700000 | 0 | [19 empty] | 0% | 0% | bar: 73 to 91
EC.14039 | 14039 | EC.14039 NCIPAP 2 Upper South Line Uprate F1942 and F1835 level 2 estimate rev1 |  |  |  |  | Y | Network |  | Other | 2013-2018 | Rachelle Gansan |  |  | M ($1-$5M) | Regulated Capex |  |  |  | Network | 1 | 2016-07-01 | 2018-06-30 | 2018 | [8 empty] | 0 |  | 0 |  |  |  | 0 | 1366642.3195 | [12 empty] | 250387.159 |  | 212696.3532 | 4918.2166 | 0 | 584842 | [6 empty] | 110000 |  |  |  | 2529486.0484 | 1366642.3195 | 0% | 0% | 0% | 0% | 0% | 0% | 0% | 0% | 0% | 0% | 0% | 0% | 0% | 0% | 0% | 0% | 0% | 0% | 100% | 0% | 100%
EC.14051 | 14051 | EC.14051 Operational Data Network Establishment - rev 1 |  |  |  | Non Contingent | Y | Network | Yes | Information Technology | 2013-2018 | Kristian Masters |  |  | M ($1-$5M) | Regulated Capex |  |  |  | Telco | 1 | 2016-07-01 | 2019-04-24 | 2019 | [22 empty] | 200000 | [10 empty] | 849655.2432 | [10 empty] | 1049655.2432 | 200000 | 0% | 0% | 0% | 100% | 0% | 0% | 0% | 0% | 0% | 0% | 0% | 0% | 0% | 0% | 0% | 0% | 0% | 0% | 0% | 0% | 100%
EC.14053 | 14053 | EC.14053 Corporate Website Functional Upgrade rev 4 |  |  | Main Grid | Non Contingent | Y | Network | No | Information Technology | 2013-2018 | Claudia Sakamoto | Raghav Bhartinder | Approved (Phase 3/4) | S (<$1M) | Regulated Capex | No | Other | Medium | ICT | 4 | 2014-07-01 | 2018-06-30 | 2018 | No |  | No | [19 empty] | 145691.77 | [10 empty] | 169255.73 | [10 empty] | 314947.5 | 145691.77 | 0% | 0% | 0% | 100% | 0% | 0% | 0% | 0% | 0% | 0% | 0% | 0% | 0% | 0% | 0% | 0% | 0% | 0% | 0% | 0% | 100%
EC.14057 | 14057 | EC.14057 Pirie Street LED Lighting Upgrade |  |  | Near Metropolitan | Non Contingent | Y | Non Network |  | Facilities | 2013-2018 | Kristian Masters |  |  | S (<$1M) | Regulated Capex | Yes |  |  | Facilities |  | 2016-07-01 | 2017-08-16 | 2017 | No | [20 empty] | 200000 |  |  | 0 |  |  |  | 0 | 0 |  |  |  | 36066.0667 | [10 empty] | 236066.0667 | 200000 | 100% | 0% | 0% | 0% | 0% | 0% | 0% | 0% | 0% | 0% | 0% | 0% | 0% | 0% | 0% | 0% | 0% | 0% | 0% | 0% | 100%
EC.14058 | 14058 | EC.14058 Server Room Critical Air Conditioning |  |  |  | Non Contingent | Y | Non Network |  | Facilities | 2013-2018 | Kristian Masters |  |  | S (<$1M) | Regulated Capex | Yes |  |  | Facilities |  | 2015-07-01 | 2016-08-16 | 2016 | No | [20 empty] | 120000 |  |  | 0 |  |  |  | 0 | 0 |  |  |  | 21639.64 | [10 empty] | 141639.64 | 120000 | 100% | 0% | 0% | 0% | 0% | 0% | 0% | 0% | 0% | 0% | 0% | 0% | 0% | 0% | 0% | 0% | 0% | 0% | 0% | 0% | 100%
EC.14068 | 14068 | EC.14068 Murraylink Control Scheme Replacement -rev 2 |  | Rev Reset 2018-2023 |  | Non Contingent | Y | Network | Yes | Security/Compliance | 2013-2018 | Kristian Masters |  |  | S (<$1M) | Regulated Capex | Yes |  |  | Network | 2 | 2016-07-01 | 2018-07-07 | 2018 | [11 empty] | 349700.015 | [5 empty] | 30000 | [10 empty] | 48705.0023 |  | 50409.6773 | 1165.4904 | 0 | 137787.3656 | [10 empty] | 617767.5506 | 379700.015 | 0% | 0% | 7.901% | 0% | 0% | 0% | 0% | 0% | 0% | 0% | 0% | 0% | 0% | 0% | 92.1% | 0% | 0% | 0% | 0% | 0% | 100%
EC.14086 | 14086 | EC.14086 Stakeholder Management Systems Upgrade 1 |  | Rev Reset 2013-2018 |  | Non Contingent | Y | Non Network | Yes | Information Technology | 2013-2018 | Kristian Masters |  |  | S (<$1M) | Regulated Capex | Yes |  |  | ICT |  | 2017-08-01 | 2018-06-29 | 2018 | [22 empty] | 67400 | [10 empty] | 269600 | [10 empty] | 337000 | 67400 | 0% | 0% | 0% | 100% | 0% | 0% | 0% | 0% | 0% | 0% | 0% | 0% | 0% | 0% | 0% | 0% | 0% | 0% | 0% | 0% | 100%
EC.14122 | 14122 | EC.14122 Davenport Under-Voltage Scheme Stage 1 rev 2 |  |  | Upper North | Non Contingent | Y | Network | No | Security/Compliance | 2013-2018 | Claudia Sakamoto | Mijail Alarcon | Level A | S (<$1M) | Regulated Capex | No |  | High | Network | 2 | 2016-02-01 | 2016-12-30 | 2016 | Not applicable | CPI | Yes | [8 empty] | 151800.005 |  |  | 10000 | [13 empty] | 22770.0008 | 15180.0005 | 25616.2508 | 592.2572 | 48540.0015 | 104505.9733 | [10 empty] | 379004.4891 | 161800.005 | 0% | 0% | 0% | 0% | 0% | 0% | 0% | 0% | 0% | 0% | 0% | 0% | 0% | 0% | 93.82% | 6.18% | 0% | 0% | 0% | 0% | 100%
EC.14126 | 14126 | EC.14126 Monash and Berri Relay Replacements -REV 1 |  |  |  | Non Contingent | Y | Network | Yes | Replacement | 2013-2018 | Kristian Masters |  |  | M ($1-$5M) | Regulated Capex | Yes |  |  | Network | 1 | 2016-05-05 | 2018-07-01 | 2018 | [11 empty] | 1114310.001 | [16 empty] | 167146.5002 |  | 172996.6277 | 3999.7461 | 0 | 444197.4381 | [10 empty] | 1902650.313 | 1114310.001 | 0% | 0% | 0% | 0% | 0% | 0% | 0% | 0% | 0% | 0% | 0% | 0% | 0% | 0% | 100% | 0% | 0% | 0% | 0% | 0% | 100%
EC.14127 | 14127 | EC.14127 GE D20 RTU Product Upgrades |  |  |  | Non Contingent | Y | Network |  | Replacement | 2013-2018 | Kristian Masters |  |  | M ($1-$5M) | Regulated Capex | Yes |  |  | Network |  | 2016-07-01 | 2019-01-23 | 2019 | No | [10 empty] | 1489691 | [16 empty] | 223453.65 |  | 231274.5278 | 5347.1527 | 0 | 593050.5513 | [10 empty] | 2542816.8818 | 1489691 | 0% | 0% | 0% | 0% | 0% | 0% | 0% | 0% | 0% | 0% | 0% | 0% | 0% | 0% | 100% | 0% | 0% | 0% | 0% | 0% | 100%
EC.14128 | 14128 | EC.14128 SDM Framework for C50 RTU Upgrades rev 1 |  |  |  | Non Contingent | Y | Non Network |  | Other | 2013-2018 | Kristian Masters |  | Level A | S (<$1M) | Regulated Capex | Yes |  |  | Engineering | 1 | 2015-07-01 | 2018-06-21 | 2018 | No | [32 empty] | 395102.124 | [10 empty] | 395102.124 | 0 | [19 empty] | 0% | 0% | bar: 73 to 91
EC.14130 | 14130 | EC.14130 Magill Substation TF Fire Extinguishing Systems Replacement |  |  | Near Metropolitan | Non Contingent | Y | Network | Yes | Refurbishment | 2013-2018 | Rachelle Gansan |  |  | S (<$1M) | Regulated Capex | Yes |  |  |  | 1 | 2016-04-01 | 2017-11-30 | 2017 | No | [5 empty] | 1320000 | [26 empty] | 137951.377 | [10 empty] | 1457951.377 | 1320000 | 0% | 0% | 0% | 0% | 0% | 0% | 0% | 0% | 0% | 100% | 0% | 0% | 0% | 0% | 0% | 0% | 0% | 0% | 0% | 0% | 100%
EC.14131 | 14131 | EC.14131 Motorised Isolator LOPA Improvement rev1 |  |  |  | Non Contingent | Y | Network |  | Refurbishment | 2013-2018 | Kristian Masters |  |  | L (>$5M) | Regulated Capex | Yes |  |  | Network | 1 | 2016-07-01 | 2019-10-10 | 2019 | No | [5 empty] | 2838527.838 |  | 22868.996 |  |  | 2400000 | [16 empty] | 342415.7751 | 228277.1834 | 385217.747 | 10497.5957 | 0 | 1064428.1011 | [7 empty] | 6540000 |  |  | 13832233.2364 | 5261396.834 | 0% | 0% | 0% | 0% | 0% | 0% | 0% | 0% | 0% | 53.95% | 0% | 0.4347% | 0% | 0% | 45.62% | 0% | 0% | 0% | 0% | 0% | 100%
EC.14132 | 14132 | EC.14132 Isolator Status Indication rev 1 |  |  |  | Non Contingent | Y | Network |  | Security/Compliance | 2013-2018 | Kristian Masters |  | Level A | S (<$1M) | Regulated Capex | Yes |  |  | Network | 1 | 2016-07-01 | 2017-04-11 | 2017 | [6 empty] | 706728 |  |  |  |  | 33359.2 |  |  | 140000 | [13 empty] | 315896.7 | 101097.8 | 170602.5375 | 4036.1317 | 0 | 262756.254 | [10 empty] | 1734476.6232 | 880087.2 | 0% | 0% | 0% | 0% | 0% | 0% | 0% | 0% | 0% | 80.3% | 0% | 0% | 0% | 0% | 3.79% | 15.91% | 0% | 0% | 0% | 0% | 100%
EC.14174 | 14174 | EC.14174 Templers Plant Limit Increase - (scope for EC14174 only) |  |  | Mid North | Non Contingent | Y | Network |  | Refurbishment | 2013-2018 | Rachelle Gansan |  |  | S (<$1M) | Regulated Capex |  |  |  | Network |  | 2017-04-03 | 2018-06-30 | 2018 | No | [5 empty] | 313189.2 |  | 21236.9989 | [19 empty] | 25196.0298 | 15264.0199 | 25758.0336 | 1101.7718 | 0 | 88935.0323 | [10 empty] | 490681.0863 | 334426.1989 | 0% | 0% | 0% | 0% | 0% | 0% | 0% | 0% | 0% | 93.65% | 0% | 6.35% | 0% | 0% | 0% | 0% | 0% | 0% | 0% | 0% | 100%
EC.14178 | 14178 | EC.14178 Elevating Work Platform Procurement for Live Work rev1 |  |  |  | Non Contingent | Y | Non Network | No | Inventory/Spares | 2013-2018 | Rachelle Gansan |  |  | M ($1-$5M) | Regulated Capex | Yes |  |  | Network | 1 | 2016-07-01 | 2018-06-30 | 2018 | No | [23 empty] | 3398556.74 |  |  | 0 | [5 empty] | 285829.4729 | [6 empty] | 510000 |  |  |  | 4194386.2129 | 3398556.74 | 0% | 0% | 0% | 0% | 0% | 0% | 0% | 100% | 0% | 0% | 0% | 0% | 0% | 0% | 0% | 0% | 0% | 0% | 0% | 0% | 100%
EC.14179 | 14179 | EC.14179 Live Line Manual Development |  |  |  | Non Contingent | Y | Non Network | No | Other | 2013-2018 | Kristian Masters |  |  | S (<$1M) | Regulated Capex | No |  |  | Engineering |  | 2016-12-01 | 2018-06-29 | 2018 | [33 empty] | 639027.1974 | [10 empty] | 639027.1974 | 0 | 100% | 0% | 0% | 0% | 0% | 0% | 0% | 0% | 0% | 0% | 0% | 0% | 0% | 0% | 0% | 0% | 0% | 0% | 0% | 0% | 100%
EC.14188 | 14188 | EC.14188 Electranet Warehousing and Storage rev1 |  |  |  | Non Contingent | Y | Network |  | Inventory/Spares | 2013-2018 | Rachelle Gansan |  |  | L (>$5M) | Regulated Capex | [5 empty] | 2017-01-03 | 2018-06-29 | [34 empty] | 567696.5516 | [8 empty] | 6750000 |  | 7317696.5516 | 0 | [19 empty] | 0% | 0% | bar: 73 to 91
EC.14190 | #N/A | EC.14190 Yorke Peninsula Telecoms Bearer -rev 1 |  |  |  | Non Contingent | Y | Network |  | Augmentation | 2013-2018 | Kristian Masters |  |  | M ($1-$5M) | Regulated Capex |  |  |  | Telco | 1 | 2017-01-02 | 2018-09-28 | 2019 | [17 empty] | 2100 | 3952601.0815 | [13 empty] | 0 | 634644.9773 | [10 empty] | 4589346.0588 | 3954701.0815 | 0% | 99.95% | 0.0531% | 0% | 0% | 0% | 0% | 0% | 0% | 0% | 0% | 0% | 0% | 0% | 0% | 0% | 0% | 0% | 0% | 0% | 100%
EC.14191 | #N/A | EC.14191 Davenport - Cultana Telecoms Bearer |  |  | Mid North | Non Contingent | Y | Network |  | Augmentation | 2013-2018 | Kristian Masters |  |  | L (>$5M) | Regulated Capex |  |  |  | Telco |  | 2017-01-02 | 2018-09-28 | 2019 | [17 empty] | 2100 | 5304298.702 | [13 empty] | 0 | 875972.7531 | [10 empty] | 6182371.4551 | 5306398.702 | 0% | 99.96% | 0.03957% | 0% | 0% | 0% | 0% | 0% | 0% | 0% | 0% | 0% | 0% | 0% | 0% | 0% | 0% | 0% | 0% | 0% | 100%
EC.14198 | #N/A | EC.14198 Substation Access Roads and Drainage Upgrade rev 6 (full option) |  |  |  | Non Contingent | Y | Network | Yes | Refurbishment | 2013-2018 | Rachelle Gansan |  |  | M ($1-$5M) | Regulated Capex | Yes |  |  | Network | 6 | 2017-02-01 | 2018-06-29 |  | No | [7 empty] | 1850929.1815 | [9 empty] | 10000 | [9 empty] | 220639.3772 | 147092.9181 | 248219.2994 | 5738.9221 | 145482.9232 | 434955.9162 | [10 empty] | 3063058.5377 | 1860929.1815 | 0% | 0.5374% | 0% | 0% | 0% | 0% | 0% | 0% | 0% | 0% | 0% | 99.46% | 0% | 0% | 0% | 0% | 0% | 0% | 0% | 0% | 100%
EC.14199 | #N/A | EC.14199 East Terrace, Northfield and Kilburn Emergency Transformer Deployment Preparation rev 3 |  |  |  | Non Contingent | Y | Network |  | Security/Compliance | 2013-2018 | Rachelle Gansan |  |  | M ($1-$5M) | Regulated Capex |  |  |  | Network | 3 | 2017-02-01 | 2018-06-29 | 2018 | No | [5 empty] | 1930000 | [6 empty] | 116241.48 | [18 empty] | 0 | 406604.2944 | [8 empty] | 210000 |  | 2662845.7744 | 2046241.48 | 0% | 0% | 0% | 0% | 0% | 0% | 0% | 0% | 0% | 94.32% | 0% | 0% | 0% | 0% | 0% | 0% | 5.681% | 0% | 0% | 0% | 100%
EC.14200 | #N/A | EC.14200 160MVA 275/132kV Emergency Transformer Deployment Preparation rev3 |  |  | Eastern Hills | Non Contingent | Y | Network | Yes | Security/Compliance | 2013-2018 | Rachelle Gansan |  | Level A | M ($1-$5M) | Regulated Capex |  |  |  | Network | 3 | 2017-02-01 | 2018-06-29 | 2018 | No | [5 empty] | 413028.8259 |  | 109792.9999 |  |  | 322100.002 |  |  | 30000 | [13 empty] | 93602.3487 | 62401.5658 | 105302.6423 | 3042.1281 |  | 198045.6143 | [10 empty] | 1337316.1269 | 874921.8277 | 0% | 0% | 0% | 0% | 0% | 0% | 0% | 0% | 0% | 47.21% | 0% | 12.55% | 0% | 0% | 36.81% | 3.429% | 0% | 0% | 0% | 0% | 100%
EC.14201 | #N/A | EC.14201 Re-Deployable Telecommunication Site rev 1 KM |  |  |  | Non Contingent | Y | Network | Yes | Security/Compliance | 2013-2018 | Rachelle Gansan |  | Level A | M ($1-$5M) | Regulated Capex |  |  |  | Telco | 1 | 2017-03-01 | 2018-06-21 | 2019 | No | [8 empty] | 200000 | [7 empty] | 418206.68 | 44999.5372 | [9 empty] | 99480.9326 | 66320.6217 | 111916.0492 | 2587.5405 | 0 | 241130.8086 | [10 empty] | 1184642.1698 | 663206.2172 | 0% | 6.785% | 63.06% | 0% | 0% | 0% | 0% | 0% | 0% | 0% | 30.16% | 0% | 0% | 0% | 0% | 0% | 0% | 0% | 0% | 0% | 100%
EC.14203 | #N/A | EC.14203 Telco DC Power Systems Upgrade |  |  |  | Non Contingent | Y | Network | No | Security/Compliance | 2013-2018 | Kristian Masters |  | Level A | M ($1-$5M) | Regulated Capex | Yes |  |  | Telco |  | 2017-03-01 | 2018-06-15 | 2020 | No | [13 empty] | 30000 |  |  | 564419.8194 | 17999.964 | [9 empty] | 91862.9675 | 61241.9783 | 103345.8384 | 2389.3941 | 0 | 222665.7014 | [10 empty] | 1093925.6632 | 612419.7834 | 0% | 2.939% | 92.16% | 0% | 0% | 0% | 0% | 0% | 0% | 0% | 0% | 0% | 0% | 0% | 0% | 4.899% | 0% | 0% | 0% | 0% | 100%
EC.14206 | #N/A | EC.14206 Renewable Microgrid Demonstration Testbed |  |  |  | Non Contingent | Y | Non Network | Yes | Security/Compliance | 2013-2018 | Kristian Masters |  |  | S (<$1M) | Regulated Capex | Yes |  |  | Engineering |  | 2017-07-05 | 2018-06-30 | 2018 | [26 empty] | 95000 | [6 empty] | 97302.5593 | [8 empty] | 450000 |  | 642302.5593 | 95000 | 0% | 0% | 0% | 0% | 0% | 0% | 0% | 100% | 0% | 0% | 0% | 0% | 0% | 0% | 0% | 0% | 0% | 0% | 0% | 0% | 100%
EC.14207 | #N/A | EC.14207 Special Protection and Wide Area Monitoring Scheme (SPS-WAMS) |  |  |  | Non Contingent | Y | Network | Yes | Security/Compliance | 2013-2018 | Kristian Masters |  | Level A | M ($1-$5M) | Regulated Capex |  |  |  | Network |  | 2017-03-01 | 2020-06-11 | 2018 | [11 empty] | 3209200.12 | [5 empty] | 73120 | [10 empty] | 483348.018 |  | 500265.1986 | 11731.3167 |  | 753008.3759 | [10 empty] | 5030673.0292 | 3282320.12 | 0% | 0% | 2.228% | 0% | 0% | 0% | 0% | 0% | 0% | 0% | 0% | 0% | 0% | 0% | 97.77% | 0% | 0% | 0% | 0% | 0% | 100%
EC.14210 | #N/A | EC.14210 High Risk Substation Environmental Investigation Project rev1 |  |  |  | Non Contingent | Y | Network | Yes | Security/Compliance | 2013-2018 | Rachelle Gansan |  | Level A | M ($1-$5M) | Regulated Capex |  |  |  | Network | 1 | 2017-03-01 | 2018-05-17 | 2018 | No | [5 empty] | 960000 |  | 150000 | [19 empty] | 177260 |  | 160280.1 | 5534.4853 | 116720 | 381139.4067 | [8 empty] | 665000 |  | 2615933.992 | 1110000 | 0% | 0% | 0% | 0% | 0% | 0% | 0% | 0% | 0% | 86.49% | 0% | 13.51% | 0% | 0% | 0% | 0% | 0% | 0% | 0% | 0% | 100%
EC.14218 | #N/A | EC.14218 Spencer Gulf Emergency Restoration Response - Overhead Line - Southern Route - Preparatory Works |  |  |  | Non Contingent | Y | Network | No | Security/Compliance | 2013-2018 | Jeff Ashworth |  |  | L (>$5M) | Regulated Capex | No |  |  | Network |  | 2017-04-01 | 2018-09-30 | 2019 | [11 empty] | 30000 |  |  | 2652824.9984 | [15 empty] | 277496.6248 | 8140.8845 | 0 | 353969.9453 | [10 empty] | 3322432.4531 | 2682824.9984 | 0% | 0% | 0% | 0% | 0% | 0% | 0% | 0% | 0% | 0% | 0% | 0% | 0% | 0% | 1.118% | 98.88% | 0% | 0% | 0% | 0% | 100%
EC.14133 | 14133 | EC.14133 ESCRI SA - Rev 4 |  | ESCRI SA Phase 2 | Mid North | On Hold | Y | Network | Yes | Other | 2013-2018 | Jeff Ashworth | Doran Costan | Created (Phase 0) | L (>$5M) | Regulated Capex | Yes |  |  | Network | Rev 4 | 2016-12-13 | 2019-02-12 | 2019 | [6 empty] | 397183.9587 |  | 849747.3403 |  | 141500 | 1266899.9898 | 13376275 | 75650 | 15000 |  |  | 95124.9185 | 5799.9992 | 380000 | [8 empty] | 287526.7123 | 164300.9785 | 277257.9012 | 69313.3791 | 77810.6889 | 2840778.7989 | [9 empty] | 590000 | 20910169.6653 | 16603181.2064 | 0% | 0.03493% | 0.5729% | 0% | 0% | 2.289% | 0% | 0% | 0% | 2.392% | 0% | 5.118% | 0.8522% | 0% | 88.19% | 0.09034% | 0.4556% | 0% | 0% | 0% | 100%
EC.11002 | 11002 | EC.11002 NCIPAP Tungkillo Stage 2 ( Tailem Bend to Cherry Gardens ) rev 13 |  | Rev Reset 2018-2023 |  | NCIPAP | Y | Network | Yes | Augmentation | 2018-2023 | Kristian Masters |  |  | M ($1-$5M) | Regulated Capex | Yes |  |  | Network | 13 | 2018-07-01 | 2021-09-08 | 2022 | [6 empty] | 2410111.6819 |  | 161789.9942 |  |  | 573400.015 | [5 empty] | 144001.0041 | 35999.9805 | 30000 | [8 empty] | 278157.9253 | 185438.6169 | 312927.666 | 10785.0212 | 0 | 734252.5938 | [10 empty] | 4876864.4988 | 3355302.6757 | 0% | 1.073% | 4.292% | 0% | 0% | 0.8941% | 0% | 0% | 0% | 71.83% | 0% | 4.822% | 0% | 0% | 17.09% | 0% | 0% | 0% | 0% | 0% | 100%
EC.11104 | 11104 | EC.11104 Davenport 100MVAr Capacitor Bank Rev 11 |  | Revenue Reset 2013-2018 | Main Grid | Cancelled | Y | Network | Yes | Augmentation | 2013-2018 |  |  | Level A | L (>$5M) | Regulated Capex | Yes |  |  | Network | 11 | 2014-05-01 | 2018-06-26 | 2017 | No | Weighted Average | Yes |  |  |  | 1251590.7439 | 949911.0625 | 379050 |  | 55340 | 237800.005 | [16 empty] | 234255.1534 | 156170.1022 | 263537.0475 | 9411.0641 | 500145.0065 | 98294.0296 | 78635.2237 | 39317.6119 | 117952.8356 | 58976.4178 | 117952.8356 | 78635.2237 |  |  |  |  | 4626974.3631 | 2873691.8114 | 0% | 0% | 0% | 0% | 0% | 0% | 0% | 0% | 0% | 76.61% | 0% | 13.19% | 1.926% | 0% | 8.275% | 0% | 0% | 0% | 0% | 0% | 100%
Note on AW151: Robertson, Ian (ENet): Manual adjustment

## Project splits
|  |  |  | 72 | 73 | 74 | 75 | 76 | 77 | 78 | 79 | 80 | 81 | 82 | 83 | 84 | 85 | 86 | 87 | 88 | 89 | 90 |  | Success
|  |  |  | 34 | 35 | 36 | 37 | 38 | 39 | 40 | 41 | 42 | 43 | 44 | 45 | 46 | 47 | 48 | 49 | 50 | 51 | 52 |  | Capitalised/Actual
|  |  |  | 20002 | 10201 | 10200 | 30000 | 20001 | 20000 | 10300 | 30200 | 10102 | 10003 | 10013 | 10005 | 10014 | 10007 | 10015 | 10101 | 10100 | 10011 | 10104
|  |  |  | 3 | 4 | 5 | 6 | 7 | 8 | 9 | 10 | 11 | 12 | 13 | 14 | 15 | 16 | 17 | 18 | 19 | 20 | 21
Actual/ Success | Date Capitalised | Project ID | Name | Commercial Buildings | Communications - Civil | Communications - Other | Computers, software, and office machines | Easement | Land | Network Switching Centres | Office furniture, movable plant, and misc | Refurbishment | Substation Primary Plant | Substation Demountable Buildings | Substation Establishment | Substation Fences | Substation Secondary Systems - Electro-mechanical | Substation Secondary Systems - Electronic | Transmission lines - Overhead | Transmission lines - Underground | Refurbishment 2008-13 | Transmission Line Refit - insulators replacement 2013-18 | Transmission Line Refit 2018-2023 | Total
Actual |  | 10161 | Adelaide Central Reinforcement | 0% | 0% | 4.487% | 0% | 0% | 0% | 0.07687% | 0% | 0% | 25.2% | 0% | 13.03% | 0% | 0% | 4.53% | 0% | 52.67% | 0% | 0% |  | 100%
Actual |  | 10338 | Tungkillo 275kV 100Mvar Capacitor Bank | 0% | 26.06% | 7.74% | 0% | 0% | 0% | 0% | 0% | 0% | 40.66% | 0% | 2.64% | 0% | 0% | 22.9% | 0% | 0% | 0% | 0% |  | 100%
Actual |  | 10370 | Clare North New 132_33kV Substation | 0% | 0% | 0.956% | 0% | 0% | 0% | 0% | 0% | 0% | 56.22% | 0% | 26.31% | 0% | 0% | 13.73% | 2.787% | 0% | 0% | 0% |  | 100%
Actual |  | 10386 | Hummocks 132/33 kV Transformer Upgrade | 0% | 0% | 0% | 0% | 0% | 0% | 0% | 0% | 0% | 69.83% | 0% | 11.24% | 0% | 0% | 16.89% | 2.04% | 0% | 0% | 0% |  | 100%
Actual |  | 10394 | Davenport 50MVar Reactor Installation | 0% | 0% | 0% | 0% | 0% | 0% | 0% | 0% | 0% | 0% | 0% | 0% | 0% | 0% | 100% | 0% | 0% | 0% | 0% |  | 100%
Actual |  | 10503 | Waterloo Substation Rebuild and 2x60MV.A Transformer Capacity Increase | 0% | 0.5999% | 6.88% | 0% | 0% | 0% | 0% | 0% | 0% | 21.41% | 0% | 34.84% | 0% | 0% | 14.4% | 21.87% | 0% | 0% | 0% | 0% | 100%
Actual |  | 10509 | Whyalla Terminal Rebuild (Reduced Brownfield at Whyalla + Cultana diameter) and 2x120MV.A Transformer Capacity Increase | 0% | 0% | 3% | 0% | 0% | 0% | 0% | 0% | 0% | 57.6% | 0% | 12.19% | 0.28% | 0% | 26.93% | 0% | 0% | 0% | 0% | 0% | 100%
Actual |  | 10517 | South East CB Upgrade Compliance and Security - Rev 17 | 0% | 0% | 0% | 0% | 0% | 0% | 0% | 0% | 0% | 61.19% | 0% | 13.74% | 0% | 0% | 25.07% | 0% | 0% | 0% | 0% | 0% | 100%
Actual |  | 10519 | RTU Replacement Programme | 0% | 0% | 0% | 0% | 0% | 0% | 0% | 0% | 0% | 0% | 0% | 4.207% | 0% | 0% | 95.79% | 0% | 0% | 0% | 0% |  | 100%
Actual |  | 10528 | SCC-Crafers SDH Radio Link | 0% | 0% | 100% | 0% | 0% | 0% | 0% | 0% | 0% | 0% | 0% | 0% | 0% | 0% | 0% | 0% | 0% | 0% | 0% |  | 100%
Actual |  | 10549 | Whyalla - Yadnarie Telecoms Upgrade | 8.366% | 35% | 56.26% | 0% | 0% | 0% | 0% | 0% | 0% | 0% | 0% | 2.298e-07% | 0% | 0% | 0.3828% | 0% | 0% | 0% | 0% |  | 100%
Actual |  | 10615 | Ardrossan West 132kV Substation Rebuild and 2x25MV.A Transformer Capacity Increase (Existing Site) | 0% | 0% | 4.502% | 0% | 0% | 0% | 0% | 0% | 0% | 46.14% | 0% | 22.84% | 0% | 0% | 26.51% | 0% | 0% | 0% | 0% | 0% | 100%
Actual |  | 10628 | Increase Regulated Inventory Stoc | 0% | 0% | 0% | 0% | 0% | 0% | 0% | 0% | 0% | 0% | 0% | 0% | 0% | 0% | 100% | 0% | 0% | 0% | 0% |  | 100%
Actual |  | 10640 | T Bend - Snuggery Real Time Rating | 0% | 0% | 0% | 0% | 0% | 0% | 0% | 0% | 0% | 0% | 0% | 0% | 0% | 0% | 100% | 0% | 0% | 0% | 0% |  | 100%
Actual |  | 10673 | Eyre Peninsula Voltage Control/Port Lincoln 4 x 33kV cap banks | 0% | 0% | 0% | 0% | 0% | 0% | 0% | 0% | 0% | 88.76% | 0% | 8.682% | 0% | 0% | 2.557% | 0% | 0% | 0% | 0% |  | 100%
Actual |  | 10713 | Short term accommodation project | 0% | 0% | 0% | 0% | 0% | 0% | 0% | 100% | 0% | 0% | 0% | 0% | 0% | 0% | 0% | 0% | 0% | 0% | 0% |  | 100%
Actual |  | 10714 | Para Fire Pump System | 0% | 0% | 0% | 0% | 0% | 0% | 0% | 0% | 0% | 0% | 0% | 100% | 0% | 0% | 0% | 0% | 0% | 0% | 0% |  | 100%
Actual |  | 10716 | Strategic Land Acquisition | 0% | 0% | 0% | 0% | 0% | 100% | 0% | 0% | 0% | 0% | 0% | 0% | 0% | 0% | 0% | 0% | 0% | 0% | 0% |  | 100%
Actual |  | 10801 | Geospatial Systems | 0% | 0% | 0% | 100% | 0% | 0% | 0% | 0% | 0% | 0% | 0% | 0% | 0% | 0% | 0% | 0% | 0% | 0% | 0% |  | 100%
Actual |  | 10847 | IEC61850 Technology Development | 0% | 0% | 0% | 10.29% | 0% | 0% | 0% | 89.71% | 0% | 0% | 0% | 0% | 0% | 0% | 0% | 0% | 0% | 0% | 0% |  | 100%
Actual |  | 10913 | Munno Para Substation - Land & Easement Acquisition | 0% | 0% | 0% | 0% | 0% | 100% | 0% | 0% | 0% | 0% | 0% | 0% | 0% | 0% | 0% | 0% | 0% | 0% | 0% |  | 100%
Actual |  | 10917 | Structured Substation Training Program and Facility | 41.9% | 0% | 0% | 0% | 0% | 0% | 0% | 0% | 0% | 24.48% | 0% | 2.72% | 0% | 0% | 30.9% | 0% | 0% | 0% | 0% |  | 100%
Actual |  | 10921 | Spare 132_66_33kV 120MVA Transformer | 0% | 0% | 0% | 0% | 0% | 0% | 0% | 0% | 0% | 100% | 0% | 0% | 0% | 0% | 0% | 0% | 0% | 0% | 0% |  | 100%
Actual |  | 10928 | Project Management Support System Upgrad | 0% | 0% | 0% | 100% | 0% | 0% | 0% | 0% | 0% | 0% | 0% | 0% | 0% | 0% | 0% | 0% | 0% | 0% | 0% |  | 100%
Actual |  | 10941 | Waterloo Emergency Replacement Transform | 0% | 0% | 0% | 0% | 0% | 0% | 0% | 0% | 0% | 100% | 0% | 0% | 0% | 0% | 0% | 0% | 0% | 0% | 0% |  | 100%
Actual |  | 11006 | Diesel Generator Upgrades | 0% | 0% | 0% | 0% | 0% | 0% | 0% | 0% | 0% | 100% | 0% | 0% | 0% | 0% | 0% | 0% | 0% | 0% | 0% |  | 100%
Actual |  | 11012 | Integrated Telecoms Management System | 0% | 0% | 0% | 100% | 0% | 0% | 0% | 0% | 0% | 0% | 0% | 0% | 0% | 0% | 0% | 0% | 0% | 0% | 0% |  | 100%
Actual |  | 11013 | PABX IP Convergence & Phone Systems Upgr | 0% | 0% | 0% | 100% | 0% | 0% | 0% | 0% | 0% | 0% | 0% | 0% | 0% | 0% | 0% | 0% | 0% | 0% | 0% |  | 100%
Actual |  | 11021 | Improved Alarm Management System | 0% | 0% | 0% | 100% | 0% | 0% | 0% | 0% | 0% | 0% | 0% | 0% | 0% | 0% | 0% | 0% | 0% | 0% | 0% |  | 100%
Actual |  | 11025 | Computer Room Upgrade | 100% | 0% | 0% | 0% | 0% | 0% | 0% | 0% | 0% | 0% | 0% | 0% | 0% | 0% | 0% | 0% | 0% | 0% | 0% |  | 100%
Actual |  | 11031 | IT OCS Software 2008/10 | 0% | 0% | 0% | 100% | 0% | 0% | 0% | 0% | 0% | 0% | 0% | 0% | 0% | 0% | 0% | 0% | 0% | 0% | 0% |  | 100%
Actual |  | 11032 | OPSWAN Implementation 2008/10 | 0% | 0% | 0% | 0% | 0% | 0% | 0% | 0% | 0% | 0% | 0% | 0% | 0% | 0% | 100% | 0% | 0% | 0% | 0% |  | 100%
Actual |  | 11039 | Network Engineering QA Framework | 0% | 0% | 0% | 0% | 0% | 0% | 0% | 100% | 0% | 0% | 0% | 0% | 0% | 0% | 0% | 0% | 0% | 0% | 0% |  | 100%
Actual |  | 11041 | SDM and LDM Template & Design Clause Upd | 0% | 0% | 0% | 100% | 0% | 0% | 0% | 0% | 0% | 0% | 0% | 0% | 0% | 0% | 0% | 0% | 0% | 0% | 0% |  | 100%
Actual |  | 11048 | Northfield & Mannum Fault Level Reductio | 0% | 0% | 0% | 0% | 0% | 0% | 0% | 0% | 0% | 100% | 0% | 0% | 0% | 0% | 0% | 0% | 0% | 0% | 0% |  | 100%
Actual |  | 11049 | Vegetation Mapping using ALS | 0% | 0% | 0% | 0% | 0% | 0% | 0% | 0% | 0% | 0% | 0% | 0% | 0% | 0% | 0% | 100% | 0% | 0% | 0% |  | 100%
Actual |  | 11070 | ICT Hardware 2008/10 | 0% | 0% | 0% | 100% | 0% | 0% | 0% | 0% | 0% | 0% | 0% | 0% | 0% | 0% | 0% | 0% | 0% | 0% | 0% |  | 100%
Actual |  | 11071 | ICT Software 2008/10 | 0% | 0% | 0% | 100% | 0% | 0% | 0% | 0% | 0% | 0% | 0% | 0% | 0% | 0% | 0% | 0% | 0% | 0% | 0% |  | 100%
Actual |  | 11101 | Cultana 275_132kV Augmentation | 0% | 0.1702% | 7.28% | 0% | 0% | 0% | 0% | 0% | 0% | 40.93% | 0% | 15.46% | 0% | 0% | 11.71% | 24.45% | 0% | 0% | 0% | 0% | 100%
Actual |  | 11102 | Wudinna 2x25 MVA 132/66kV TF Reinforce | 0% | 0% | 3.502% | 0% | 0% | 0% | 0% | 0% | 0% | 37.93% | 0% | 30.59% | 0% | 0% | 27.98% | 0% | 0% | 0% | 0% |  | 100%
Actual |  | 11108 | Mount Barker South 275/66kV Injection | 0% | 0% | 16.81% | 0% | 0% | 0% | 0.01638% | 0% | 0% | 38.43% | 0% | 33.04% | 0% | 0% | 11.7% | 0% | 0% | 0% | 0% |  | 100%
Actual |  | 11109 | TIPS 66kV Section Secondary Systems Upg. | 0% | 0% | 11.16% | 0% | 0% | 0% | 0% | 0% | 0% | 12.66% | 0% | 22.08% | 0% | 0% | 54.09% | 0% | 0% | 0% | 0% |  | 100%
Actual |  | 11112 | Para-PGW-TIPS Telecoms Bearer Replace | 0% | 0% | 83.93% | 0% | 0% | 0% | 0% | 0% | 0% | 0% | 0% | 0% | 0% | 0% | 16.07% | 0% | 0% | 0% | 0% |  | 100%
Actual |  | 11114 | Operational Data Management Store | 0% | 0% | 0% | 100% | 0% | 0% | 0% | 0% | 0% | 0% | 0% | 0% | 0% | 0% | 0% | 0% | 0% | 0% | 0% |  | 100%
Actual |  | 11117 | ICT Corporate Software Upgrade | 0% | 0% | 0% | 100% | 0% | 0% | 0% | 0% | 0% | 0% | 0% | 0% | 0% | 0% | 0% | 0% | 0% | 0% | 0% |  | 100%
Actual |  | 11118 | IT Systems Management | 0% | 0% | 0% | 100% | 0% | 0% | 0% | 0% | 0% | 0% | 0% | 0% | 0% | 0% | 0% | 0% | 0% | 0% | 0% |  | 100%
Actual |  | 11119 | Project Server - Portfolio Management | 0% | 0% | 0% | 100% | 0% | 0% | 0% | 0% | 0% | 0% | 0% | 0% | 0% | 0% | 0% | 0% | 0% | 0% | 0% |  | 100%
Actual |  | 11121 | Rymill Pk Replace ACU2 (open area) | 100% | 0% | 0% | 0% | 0% | 0% | 0% | 0% | 0% | 0% | 0% | 0% | 0% | 0% | 0% | 0% | 0% | 0% | 0% |  | 100%
Actual |  | 11123 | [DEF] Knowledge Management | 0% | 0% | 0% | 100% | 0% | 0% | 0% | 0% | 0% | 0% | 0% | 0% | 0% | 0% | 0% | 0% | 0% | 0% | 0% |  | 100%
Actual |  | 11124 | Outage Management 2009-2011 | 0% | 0% | 0% | 100% | 0% | 0% | 0% | 0% | 0% | 0% | 0% | 0% | 0% | 0% | 0% | 0% | 0% | 0% | 0% |  | 100%
Actual |  | 11126 | Equipment Evaluation Facility - rev 1 | 0% | 0% | 0% | 0.5359% | 0% | 0% | 4.761% | 0.3118% | 0% | 0% | 5.151% | 0% | 0% | 0% | 89.24% | 0% | 0% | 0% | 0% |  | 100%
Actual |  | 11129 | Competency Based Assessments for Design | 0% | 0% | 0% | 100% | 0% | 0% | 0% | 0% | 0% | 0% | 0% | 0% | 0% | 0% | 0% | 0% | 0% | 0% | 0% |  | 100%
Actual |  | 11130 | Design Standards R&D and Further Optimis | 0% | 0% | 0% | 0% | 0% | 0% | 0% | 100% | 0% | 0% | 0% | 0% | 0% | 0% | 0% | 0% | 0% | 0% | 0% |  | 100%
Actual |  | 11136 | Business Plan Model | 0% | 0% | 0% | 100% | 0% | 0% | 0% | 0% | 0% | 0% | 0% | 0% | 0% | 0% | 0% | 0% | 0% | 0% | 0% |  | 100%
Actual |  | 11137 | Business Model Develpmnt Proj | 0% | 0% | 0% | 100% | 0% | 0% | 0% | 0% | 0% | 0% | 0% | 0% | 0% | 0% | 0% | 0% | 0% | 0% | 0% |  | 100%
Actual |  | 11138 | Opex Model for 2013-2018 | 0% | 0% | 0% | 100% | 0% | 0% | 0% | 0% | 0% | 0% | 0% | 0% | 0% | 0% | 0% | 0% | 0% | 0% | 0% |  | 100%
Actual |  | 11181 | Office Refurb. &Furn. Upgrades 10/11 | 0% | 0% | 0% | 0% | 0% | 0% | 0% | 100% | 0% | 0% | 0% | 0% | 0% | 0% | 0% | 0% | 0% | 0% | 0% |  | 100%
Actual |  | 11187 | Test Equipment 2010-2011 | 0% | 0% | 0% | 0% | 0% | 0% | 0% | 100% | 0% | 0% | 0% | 0% | 0% | 0% | 0% | 0% | 0% | 0% | 0% |  | 100%
Actual |  | 11194 | Inventory Purchases 2010/11 | 0% | 0% | 0% | 0% | 0% | 0% | 0% | 0% | 0% | 100% | 0% | 0% | 0% | 0% | 0% | 0% | 0% | 0% | 0% |  | 100%
Actual |  | 11203 | Dorrien 3rd Transformer - Rev 10 BP072013 | 0% | 0% | 0% | 0% | 0% | 0% | 0% | 0% | 0% | 100% | 0% | 0% | 0% | 0% | 0% | 0% | 0% | 0% | 0% |  | 100%
Actual |  | 11204 | Templers 275kV Substation Stage 1 | 0% | 0% | 5.594% | 0% | 0% | 2.881% | 0% | 0% | 0% | 16.88% | 0% | 47.2% | 0.9754% | 0% | 10.77% | 15.7% | 0% | 0% | 0% |  | 100%
Actual |  | 11208 | Parafield Gardens West CB Complete Mesh | 0% | 0% | 0% | 0% | 0% | 0% | 0% | 0% | 0% | 25.41% | 0% | 0% | 0% | 0% | 74.59% | 0% | 0% | 0% | 0% |  | 100%
Actual |  | 11209 | Munno Para New 275_66kV Substation | 0% | 1.212% | 7.499% | 0% | 0% | 0% | 0% | 0% | 0% | 27.2% | 0% | 8.958% | 0% | 0% | 17.73% | 37.39% | 0% | 0% | 0% | 0% | 100%
Actual |  | 11211 | Kilburn 185MV.A Transformer Capacity Increase - add radiator bank and fans 185 to 225MV.A | 0% | 0% | 0% | 0% | 0% | 0% | 0% | 0% | 0% | 0% | 0% | 0% | 0% | 0% | 100% | 0% | 0% | 0% | 0% |  | 100%
Actual |  | 11214 | Clare North New SDH Radio Link | 0% | 0% | 100% | 0% | 0% | 0% | 0% | 0% | 0% | 0% | 0% | 0% | 0% | 0% | 0% | 0% | 0% | 0% | 0% |  | 100%
Actual |  | 11216 | South East Dual Path Telecommunications | 0% | 0% | 98.53% | 0% | 0% | 0% | 0% | 0% | 0% | 0% | 0% | 1.471% | 0% | 0% | 0% | 0% | 0% | 0% | 0% | 0% | 100%
Actual |  | 11217 | Asset Data Capture | 0% | 0% | 0% | 100% | 0% | 0% | 0% | 0% | 0% | 0% | 0% | 0% | 0% | 0% | 0% | 0% | 0% | 0% | 0% | 0% | 100%
Actual |  | 11219 | ICT Software 2010-2012 RDBMS (Oracle/ SQL) | 0% | 0% | 0% | 12.39% | 0% | 0% | 0% | 0% | 0% | 30.41% | 0% | 53.37% | 0% | 0% | 0% | 3.823% | 0% | 0% | 0% |  | 100%
Actual |  | 11221 | Business Info & Performance Data Warehou | 0% | 0% | 0% | 100% | 0% | 0% | 0% | 0% | 0% | 0% | 0% | 0% | 0% | 0% | 0% | 0% | 0% | 0% | 0% |  | 100%
Actual |  | 11223 | Enter/Sys (SAP) System Improvem | 0% | 0% | 0% | 100% | 0% | 0% | 0% | 0% | 0% | 0% | 0% | 0% | 0% | 0% | 0% | 0% | 0% | 0% | 0% |  | 100%
Actual |  | 11225 | IT Network Equipment | 0% | 0% | 0% | 100% | 0% | 0% | 0% | 0% | 0% | 0% | 0% | 0% | 0% | 0% | 0% | 0% | 0% | 0% | 0% |  | 100%
Actual |  | 11226 | Office Systems SOE | 0% | 0% | 0% | 100% | 0% | 0% | 0% | 0% | 0% | 0% | 0% | 0% | 0% | 0% | 0% | 0% | 0% | 0% | 0% |  | 100%
Actual |  | 11230 | Airconditioning 300 Pirie St West | 100% | 0% | 0% | 0% | 0% | 0% | 0% | 0% | 0% | 0% | 0% | 0% | 0% | 0% | 0% | 0% | 0% | 0% | 0% |  | 100%
Actual |  | 11232 | OPSWAN Implementation 2010-2012 | 0% | 0% | 0% | 0% | 0% | 0% | 0% | 0% | 0% | 0% | 0% | 0% | 0% | 0% | 100% | 0% | 0% | 0% | 0% |  | 100%
Actual |  | 11233 | IT OCS Software 2010-2012 | 0% | 0% | 0% | 100% | 0% | 0% | 0% | 0% | 0% | 0% | 0% | 0% | 0% | 0% | 0% | 0% | 0% | 0% | 0% |  | 100%
Actual |  | 11234 | SPF Technology Major Upgrade | 0% | 0% | 0% | 100% | 0% | 0% | 0% | 0% | 0% | 0% | 0% | 0% | 0% | 0% | 0% | 0% | 0% | 0% | 0% |  | 100%
Actual |  | 11243 | SAP System Improvements Stream 2 | 0% | 0% | 0% | 100% | 0% | 0% | 0% | 0% | 0% | 0% | 0% | 0% | 0% | 0% | 0% | 0% | 0% | 0% | 0% |  | 100%
Actual |  | 11246 | Network Aerial Laser Survey | 0% | 0% | 0% | 100% | 0% | 0% | 0% |  | 0% | 0% | 0% | 0% | 0% | 0% | 0% | 0% | 0% | 0% | 0% |  | 100%
Actual |  | 11247 | Fire and Security Systems Upgrade to SDM | 0% | 0% | 0% | 0% | 0% | 0% | 0% | 0% | 0% | 0% | 0% | 100% | 0% | 0% | 0% | 0% | 0% | 0% | 0% |  | 100%
Actual |  | 11250 | Short Term Accomodation 2011/12 -Fit Out | 0% | 0% | 0% | 18.52% | 0% | 0% | 0% | 81.48% | 0% | 0% | 0% | 0% | 0% | 0% | 0% | 0% | 0% | 0% | 0% |  | 100%
Actual |  | 11252 | Generator and Load Test Equipment | 0% | 0% | 0% | 0% | 0% | 0% | 100% | 0% | 0% | 0% | 0% | 0% | 0% | 0% | 0% | 0% | 0% | 0% | 0% |  | 100%
Actual |  | 11254 | Bentley Substation (Information Modelling) Substation design | 0% | 0% | 0% | 100% | 0% | 0% | 0% | 0% | 0% | 0% | 0% | 0% | 0% | 0% | 0% | 0% | 0% | 0% | 0% |  | 100%
Actual |  | 11270 | ICT Hardware 2010-2012 | 0% | 0% | 0% | 100% | 0% | 0% | 0% | 0% | 0% | 0% | 0% | 0% | 0% | 0% | 0% | 0% | 0% | 0% | 0% |  | 100%
Actual |  | 11281 | Furniture & General Building Upgrades | 0% | 0% | 0% | 34.98% | 0% | 0% | 0% | 65.02% | 0% | 0% | 0% | 0% | 0% | 0% | 0% | 0% | 0% | 0% | 0% |  | 100%
Actual |  | 11294 | Inventory Purchases 2011_2012 | 0% | 0% | 0% | 0% | 0% | 0% | 0% | 5.228% | 0% | 94.77% | 0% | 0% | 0% | 0% | 0% | 0% | 0% | 0% | 0% |  | 100%
Actual |  | 11302 | Para 275Kv Secondary Systems & Minor Pri | 0% | 5.48% | 9.16% | 0% | 0% | 0% | 0% | 0% | 0% | 10.1% | 0% | 30.88% | 0% | 0% | 44.38% | 0% | 0% | 0% | 0% | 0% | 100%
Actual |  | 11303 | TIPS A 275kV Secondary Systems Replacemt | 0% | 0% | 4.18% | 0% | 0% | 0% | 0% | 0% | 0% | 7.258% | 0% | 34.18% | 0% | 0% | 54.38% | 0% | 0% | 0% | 0% |  | 100%
Actual |  | 11304 | TIPS B 275kV Secondary Systems & Minor R | 0% | 0% | 11.05% | 0% | 0% | 0% | 0% | 0% | 0% | 41.96% | 0% | 27.21% | 0% | 0% | 19.78% | 0% | 0% | 0% | 0% |  | 100%
Actual |  | 11307 | Kincraig 132kV Capacitor Bank | 0% | 0% | 0% | 0% | 0% | 0% | 0% | 0% | 0% | 100% | 0% | 0% | 0% | 0% | 0% | 0% | 0% | 0% | 0% |  | 100%
Actual |  | 11320 | Weather Stations 2008-2013 | 0% | 18.05% | 72.71% | 0% | 0% | 0% | 0% | 0% | 0% | 0% | 0% | 9.029% | 0% | 0% | 0.2104% | 0% | 0% | 0% | 0% |  | 100%
Actual |  | 11322 | Barn Hill Radio Links Replace with SDH | 0% | 0% | 100% | 0% | 0% | 0% | 0% | 0% | 0% | 0% | 0% | 0% | 0% | 0% | 0% | 0% | 0% | 0% | 0% |  | 100%
Actual |  | 11338 | Estimating System Functional Upgrade | 0% | 0% | 0% | 100% | 0% | 0% | 0% | 0% | 0% | 0% | 0% | 0% | 0% | 0% | 0% | 0% | 0% | 0% | 0% |  | 100%
Actual |  | 11345 | Furniture & General Upgrades 2012-2013 | 89.23% | 0% | 0% | 0% | 0% | 0% | 0% | 10.77% | 0% | 0% | 0% | 0% | 0% | 0% | 0% | 0% | 0% | 0% | 0% |  | 100%
Actual |  | 11346 | West Wing (Plus other Pirie Street Requirements) | 96.05% | 0% | 0% | 1.855% | 0% | 0% | 0% | 2.096% | 0% | 0% | 0% | 0% | 0% | 0% | 0% | 0% | 0% | 0% | 0% |  | 100%
Actual |  | 11347 | IT Security - Assess/Remediate Vulnerabilities | 0% | 0% | 0% | 100% | 0% | 0% | 0% | 0% | 0% | 0% | 0% | 0% | 0% | 0% | 0% | 0% | 0% | 0% | 0% |  | 100%
Actual |  | 11348 | ICT Security 2010-2012 | 0% | 0% | 0% | 100% | 0% | 0% | 0% | 0% | 0% | 0% | 0% | 0% | 0% | 0% | 0% | 0% | 0% | 0% | 0% |  | 100%
Actual |  | 11351 | Substation Security Fencing 2008-2013 | 0% | 0% | 0% | 0% | 0% | 0% | 0% | 0% | 0% | 0% | 0% | 0% | 100% | 0% | 0% | 0% | 0% | 0% | 0% |  | 100%
Actual |  | 11355 | Davenport 275kV 50Mvar Reactor Stage 2 | 0% | 0% | 0% | 0% | 0% | 0% | 0% | 0% | 0% | 13% | 0% | 84.88% | 0% | 0% | 2.113% | 0% | 0% | 0% | 0% |  | 100%
Actual |  | 11359 | Transformer Refurbishment 08-13 | 0% | 0% | 0% | 0% | 0% | 0% | 0% | 0% | 0% | 0% | 0% | 0% | 0% | 0% | 0% | 0% | 0% | 100% | 0% |  | 100%
Actual |  | 11360 | Auxiliary Supply Upgrades 2008-2013 | 0% | 0% | 0% | 0% | 0% | 0% | 0% | 0% | 0% | 0% | 0% | 0% | 0% | 0% | 0% | 0% | 0% | 100% | 0% |  | 100%
Actual |  | 11361 | Protection System Unit Replacement 08-13 | 0% | 0% | 0% | 0% | 0% | 0% | 0% | 0% | 0% | 0% | 0% | 0% | 0% | 0% | 100% | 0% | 0% | 0% | 0% |  | 100%
Actual |  | 11362 | Site Asset Replacements (ETSA Utilities) | 0% | 0% | 0% | 0% | 0% | 0% | 0% | 0% | 0% | 100% | 0% | 0% | 0% | 0% | 0% | 0% | 0% | 0% | 0% |  | 100%
Actual |  | 11363 | Site Asset Replacements (Tenix Alliance) | 0% | 0% | 0% | 0% | 0% | 0% | 0% | 0% | 0% | 94.47% | 0% | 0% | 0% | 0% | 5.529% | 0% | 0% | 0% | 0% |  | 100%
Actual |  | 11364 | Facilities Security 2012-2013 | 58.22% | 0% | 0% | 0% | 0% | 0% | 0% | 41.78% | 0% | 0% | 0% | 0% | 0% | 0% | 0% | 0% | 0% | 0% | 0% |  | 100%
Actual |  | 11366 | Carpet - 300 Pirie Street 2012-2013 | 0% | 0% | 0% | 0% | 0% | 0% | 0% | 100% | 0% | 0% | 0% | 0% | 0% | 0% | 0% | 0% | 0% | 0% | 0% |  | 100%
Actual |  | 11378 | Energy Management System Functional Enhancements Rev1 BP072013 | 0% | 0% | 0% | 100% | 0% | 0% | 0% | 0% | 0% | 0% | 0% | 0% | 0% | 0% | 0% | 0% | 0% | 0% | 0% |  | 100%
Actual | 2015-08-31 | 11380 | Yadnarie Reactor Replacement | 0% | 0% | 0.55% | 0% | 0% | 0% | 0% | 0% | 0% | 48.86% | 0% | 42.8% | 0% | 0% | 6.76% | 1.03% | 0% | 0% | 0% |  | 100%
Actual |  | 11385 | SAP Functional Upgrade - Stream 3 | 0% | 0% | 0% | 100% | 0% | 0% | 0% | 0% | 0% | 0% | 0% | 0% | 0% | 0% | 0% | 0% | 0% | 0% | 0% |  | 100%
Actual |  | 11386 | Business Process Improvement - Stage 2 | 0% | 0% | 0% | 0% | 0% | 0% | 0% | 100% | 0% | 0% | 0% | 0% | 0% | 0% | 0% | 0% | 0% | 0% | 0% |  | 100%
Actual |  | 11387 | ICT Service Improvement | 0% | 0% | 0% | 100% | 0% | 0% | 0% | 0% | 0% | 0% | 0% | 0% | 0% | 0% | 0% | 0% | 0% | 0% | 0% |  | 100%
Actual |  | 11388 | 275kV Rapid Line Constr. Methodology Dev | 0% | 0% | 0% | 100% | 0% | 0% | 0% | 0% | 0% | 0% | 0% | 0% | 0% | 0% | 0% | 0% | 0% | 0% | 0% |  | 100%
Actual |  | 11391 | Safe Roof Access 2012-2013 rev1 BP072013 | 100% | 0% | 0% | 0% | 0% | 0% | 0% | 0% | 0% | 0% | 0% | 0% | 0% | 0% | 0% | 0% | 0% | 0% | 0% |  | 100%
Actual |  | 11392 | Mechanical 300 Pirie St. 2012-2013 rev1 BP072013 | 0% | 0% | 0% | 0% | 0% | 0% | 0% | 100% | 0% | 0% | 0% | 0% | 0% | 0% | 0% | 0% | 0% | 0% | 0% |  | 100%
Actual |  | 11393 | Mechanical Rymill Pk 2012-2013 rev1 BP072013 | 0% | 0% | 0% | 0% | 0% | 0% | 0% | 100% | 0% | 0% | 0% | 0% | 0% | 0% | 0% | 0% | 0% | 0% | 0% |  | 100%
Actual |  | 11395 | Fleet replacement Vehicles 2012-2013 rev1 BP072013 | 0% | 0% | 0% | 0% | 0% | 0% | 0% | 100% | 0% | 0% | 0% | 0% | 0% | 0% | 0% | 0% | 0% | 0% | 0% |  | 100%
Actual |  | 11396 | Happy Valley Transformer Noise Mitigation | 0% | 0% | 0% | 0% | 0% | 0% | 0% | 0% | 0% | 0% | 0% | 100% | 0% | 0% | 0% | 0% | 0% | 0% | 0% |  | 100%
Actual |  | 11398 | People Management System | 0% | 0% | 0% | 100% | 0% | 0% | 0% | 0% | 0% | 0% | 0% | 0% | 0% | 0% | 0% | 0% | 0% | 0% | 0% | 0% | 100%
Actual | 2015-08-31 | 11399 | Environment Health and Safety Management System | 0% | 0% | 0% | 100% | 0% | 0% | 0% | 0% | 0% | 0% | 0% | 0% | 0% | 0% | 0% | 0% | 0% | 0% | 0% | 0% | 100%
Actual |  | 11400 | Davenport 275 kV Reactor Replacement Sta | 0% | 0% | 0% | 0% | 0% | 0% | 0% | 0% | 0% | 80.21% | 0% | 0% | 0% | 0% | 19.79% | 0% | 0% | 0% | 0% |  | 100%
Actual |  | 11401 | Kadina East 2x60MV.A Transformer Capacity Increase | 0% | 0.009942% | 1.46% | 0% | 0% | 0% | 0% | 0% | 0% | 71.23% | 0% | 25.89% | 0% | 0% | 1.411% | 0% | 0% | 0% | 0% |  | 100%
Actual | 2015-08-31 | 11413 | Control System Virtualisation rev1 BP072013 | 0% | 0% | 0% | 100% | 0% | 0% | 0% | 0% | 0% | 0% | 0% | 0% | 0% | 0% | 0% | 0% | 0% | 0% | 0% |  | 100%
Actual |  | 11423 | Telecommunications Network Optimisation | 0% | 0% | 100% | 0% | 0% | 0% | 0% | 0% | 0% | 0% | 0% | 0% | 0% | 0% | 0% | 0% | 0% | 0% | 0% |  | 100%
Actual |  | 11432 | OPSWAN Implementation 2012-2014 rev 2 BP072013 | 0% | 0% | 1.37% | 0% | 0% | 0% | 0% | 0% | 0% | 0% | 0% | 0% | 0% | 0% | 98.63% | 0% | 0% | 0% | 0% |  | 100%
Actual |  | 11437 | BUCC Refurishment - Rev 2 BP072013 | 12.37% | 0% | 0% | 45.46% | 0% | 0% | 0% | 42.17% | 0% | 0% | 0% | 0% | 0% | 0% | 0% | 0% | 0% | 0% | 0% |  | 100%
Actual |  | 11439 | Emergency Supplies 300 Pirie St rev1 BP072013 | 39.45% | 0% | 0% | 0% | 0% | 0% | 0% | 60.55% | 0% | 0% | 0% | 0% | 0% | 0% | 0% | 0% | 0% | 0% | 0% |  | 100%
Actual |  | 11441 | Para To Davenport Line Hazard Mitigation rev 3 BP072013 | 0% | 0% | 0% | 0% | 0% | 0% | 0% | 0% | 0% | 0% | 0% | 0% | 0% | 0% | 0% | 0% | 0% | 0% | 100% |  | 100%
Actual |  | 11442 | Fleet Replacement Vehicles 2013-2014 rev1 BP072013 | 0% | 0% | 0% | 0% | 0% | 0% | 0% | 100% | 0% | 0% | 0% | 0% | 0% | 0% | 0% | 0% | 0% | 0% | 0% |  | 100%
Actual |  | 11447 | Magill to Happy Valley Line Refurbishment -rev 5 BP072013 | 0% | 0% | 0% | 0% | 0% | 0% | 0% | 0% | 0% | 0% | 0% | 0% | 0% | 0% | 0% | 0% | 0% | 0% | 100% | 0% | 100%
Actual |  | 11449 | Switching Manual Rewrite | 0% | 0% | 0% | 0% | 0% | 0% | 0% | 100% | 0% | 0% | 0% | 0% | 0% | 0% | 0% | 0% | 0% | 0% | 0% |  | 100%
Actual |  | 11451 | BUCC Project Back Up Control Centre Upgr | 92.68% | 0% | 0% | 3.903% | 0% | 0% | 0% | 3.419% | 0% | 0% | 0% | 0% | 0% | 0% | 0% | 0% | 0% | 0% | 0% |  | 100%
Actual |  | 11453 | TIPS 66 kV NGM CT/VT Replacement | 0% | 0% | 0% | 0% | 0% | 0% | 0% | 0% | 0% | 88.92% | 0% | 0% | 0% | 0% | 11.08% | 0% | 0% | 0% | 0% |  | 100%
Actual |  | 11455 | Labour Planning Tool | 0% | 0% | 0% | 100% | 0% | 0% | 0% | 0% | 0% | 0% | 0% | 0% | 0% | 0% | 0% | 0% | 0% | 0% | 0% |  | 100%
Actual |  | 11456 | Safety Management System Project | 0% | 0% | 0% | 100% | 0% | 0% | 0% | 0% | 0% | 0% | 0% | 0% | 0% | 0% | 0% | 0% | 0% | 0% | 0% |  | 100%
Actual |  | 11457 | Davenport CT Replacement | 0% | 0% | 0% | 0% | 0% | 0% | 0% | 0% | 0% | 100% | 0% | 0% | 0% | 0% | 0% | 0% | 0% | 0% | 0% |  | 100%
Actual |  | 11458 | New Osborne 66 kV VT Replacement | 0% | 0% | 0% | 0% | 0% | 0% | 0% | 0% | 0% | 100% | 0% | 0% | 0% | 0% | 0% | 0% | 0% | 0% | 0% |  | 100%
Actual |  | 11459 | Vacuum Tap Changer Diverter Pilot | 0% | 0% | 0% | 0% | 0% | 0% | 0% | 0% | 0% | 100% | 0% | 0% | 0% | 0% | 0% | 0% | 0% | 0% | 0% |  | 100%
Actual |  | 11460 | 2 X Oracle Exadata appliances & licenses | 0% | 0% | 0% | 100% | 0% | 0% | 0% | 0% | 0% | 0% | 0% | 0% | 0% | 0% | 0% | 0% | 0% | 0% | 0% |  | 100%
Actual |  | 11462 | Development of Inspection Test Plans for | 0% | 0% | 0% | 0% | 0% | 0% | 0% | 100% | 0% | 0% | 0% | 0% | 0% | 0% | 0% | 0% | 0% | 0% | 0% |  | 100%
Actual |  | 11463 | Emergency Unit Asset Replacement 2013-20 | 0% | 0% | 0% | 0% | 0% | 0% | 0% | 0% | 0% | 93.42% | 0% | 3.993% | 0% | 0% | 0% | 2.59% | 0% | 0% | 0% |  | 100%
Actual |  | 11470 | ICT Hardware 2012-2014 rev1 BP072013 | 0% | 0% | 0% | 100% | 0% | 0% | 0% | 0% | 0% | 0% | 0% | 0% | 0% | 0% | 0% | 0% | 0% | 0% | 0% |  | 100%
Actual |  | 11471 | ICT Software 2012-2014 - rev 2 BP072013 | 0% | 0% | 0% | 100% | 0% | 0% | 0% | 0% | 0% | 0% | 0% | 0% | 0% | 0% | 0% | 0% | 0% | 0% | 0% |  | 100%
Actual |  | 11472 | ICT Security 2012-2014 rev1 BP072013 | 0% | 0% | 0% | 100% | 0% | 0% | 0% | 0% | 0% | 0% | 0% | 0% | 0% | 0% | 0% | 0% | 0% | 0% | 0% |  | 100%
Actual |  | 11473 | IT OCS Software 2012-2014 rev1 BP072013 | 0% | 0% | 0% | 100% | 0% | 0% | 0% | 0% | 0% | 0% | 0% | 0% | 0% | 0% | 0% | 0% | 0% | 0% | 0% |  | 100%
Actual |  | 11481 | Furniture and General Building Upgrades 2013 - 2014 - rev2 BP072013 | 36.38% | 0% | 0% | 0% | 0% | 0% | 0% | 63.62% | 0% | 0% | 0% | 0% | 0% | 0% | 0% | 0% | 0% | 0% | 0% |  | 100%
Actual |  | 11482 | General Utility Upgrade 2013 - 2014 rev1 BP072013 | 85.66% | 0% | 0% | 3.168% | 0% | 0% | 0% | 11.18% | 0% | 0% | 0% | 0% | 0% | 0% | 0% | 0% | 0% | 0% | 0% |  | 100%
Actual |  | 11494 | Inventory Replenishment 2013-2014 rev1 BP072013 | 0% | 0% | 0% | 0% | 0% | 0% | 0% | 0% | 0% | 100% | 0% | 0% | 0% | 0% | 0% | 0% | 0% | 0% | 0% |  | 100%
Actual |  | 11504 | Neuroodla Asset Replacement - Rev 11 BP072013 | 0% | 11.01% | 8.799% | 0% | 0% | 0% | 0% | 0% | 0% | 27.77% | 0% | 35.65% | 0% | 0% | 15.05% | 1.73% | 0% | 0% | 0% | 0% | 100%
Actual |  | 11505 | Mt. Gunson Substation Replacement -Rev 11 BP072013 | 0% | 0% | 10.78% | 0% | 0% | 0% | 0% | 0% | 0% | 39.15% | 0% | 30.94% | 0% | 0% | 19.14% | 0% | 0% | 0% | 0% | 0% | 100%
Actual | 2015-08-31 | 11510 | Kadina East 132kV Capacitor Bank | 0% | 0% | 0% | 0% | 0% | 0% | 0% | 0% | 0% | 100% | 0% | 0% | 0% | 0% | 0% | 0% | 0% | 0% | 0% |  | 100%
Actual | 2015-08-31 | 11513 | Business Intelligence Functional Enhancements 2013-2015 rev1 BP 072013 | 0% | 0% | 0% | 100% | 0% | 0% | 0% | 0% | 0% | 0% | 0% | 0% | 0% | 0% | 0% | 0% | 0% | 0% | 0% | 0% | 100%
Actual |  | 11521 | Database Management Systems Consolidation 2013-2015 rev1 BP072013 | 0% | 0% | 0% | 100% | 0% | 0% | 0% | 0% | 0% | 0% | 0% | 0% | 0% | 0% | 0% | 0% | 0% | 0% | 0% |  | 100%
Actual |  | 11524 | IT Storage and Virtualisation Refurbishment - rev 2 BP072013 | 0% | 0% | 0% | 98.12% | 0% | 0% | 0% | 1.881% | 0% | 0% | 0% | 0% | 0% | 0% | 0% | 0% | 0% | 0% | 0% |  | 100%
Actual |  | 11528 | South East Backbone Telecoms Stage 2 | 0% | 0% | 28.83% | 0% | 0% | 0% | 0% | 0% | 0% | 0% | 0% | 4.154% | 0% | 0% | 0% | 67.01% | 0% | 0% | 0% |  | 100%
Actual |  | 11539 | Records Management 2013-2015 rev1 BP072013 | 0% | 0% | 0% | 100% | 0% | 0% | 0% | 0% | 0% | 0% | 0% | 0% | 0% | 0% | 0% | 0% | 0% | 0% | 0% |  | 100%
Actual |  | 11541 | ICT Bus. Continuity Planning & Disaster | 0% | 0% | 0% | 100% | 0% | 0% | 0% | 0% | 0% | 0% | 0% | 0% | 0% | 0% | 0% | 0% | 0% | 0% | 0% |  | 100%
Actual |  | 11543 | Magill Telecoms Bearer | 0% | 0.05411% | 24.78% | 0% | 0% | 0% | 0% | 0% | 0% | 0% | 0% | 0.88% | 0% | 0% | 0% | 74.28% | 0% | 0% | 0% | 0% | 100%
Actual |  | 11554 | UPS Battery Bank No.2 - rev2 BP072013 | 8.052% | 0% | 0% | 0.948% | 0% | 0% | 0% | 91% | 0% | 0% | 0% | 0% | 0% | 0% | 0% | 0% | 0% | 0% | 0% |  | 100%
Actual |  | 11558 | Electrical 300 Pirie St. 2014-2015 rev1 BP072013 | 0% | 0% | 0% | 0% | 0% | 0% | 0% | 100% | 0% | 0% | 0% | 0% | 0% | 0% | 0% | 0% | 0% | 0% | 0% |  | 100%
Actual |  | 11559 | Fleet Replacement Vehicles 2014-2015 rev1 BP072013 | 0% | 0% | 0% | 0% | 0% | 0% | 0% | 100% | 0% | 0% | 0% | 0% | 0% | 0% | 0% | 0% | 0% | 0% | 0% |  | 100%
Actual |  | 11565 | Ametek PSPM Replacement | 0% | 0% | 0% | 0% | 0% | 0% | 0% | 0% | 0% | 0% | 0% | 0% | 0% | 0% | 100% | 0% | 0% | 0% | 0% |  | 100%
Actual |  | 11567 | Accounts Payable Optimisation | 0% | 0% | 0% | 100% | 0% | 0% | 0% | 0% | 0% | 0% | 0% | 0% | 0% | 0% | 0% | 0% | 0% | 0% | 0% | 0% | 100%
Actual |  | 11576 | PSS_E Computing Power Increase | 0% | 0% | 0% | 100% | 0% | 0% | 0% | 0% | 0% | 0% | 0% | 0% | 0% | 0% | 0% | 0% | 0% | 0% | 0% |  | 100%
Actual |  | 11581 | Furniture and General Building Upgrades 2014 - 2015 - rev2 BP072013 | 96.24% | 0% | 0% | 3.763% | 0% | 0% | 0% | 0% | 0% | 0% | 0% | 0% | 0% | 0% | 0% | 0% | 0% | 0% | 0% |  | 100%
Actual |  | 11594 | Inventory Replenishment 2014-2015 rev1 BP072013 | 5.676% | 0% | 0% | 0% | 0% | 0% | 0% | 2.983% | 0% | 67.33% | 0% | 0% | 0% | 0% | 17.2% | 6.82% | 0% | 0% | 0% |  | 100%
Actual | 2015-08-31 | 11618 | Carpet Keswick 2015 -2016 - rev2 BP072013 | 46.72% | 0% | 0% | 20.94% | 0% | 0% | 0% | 32.34% | 0% | 0% | 0% | 0% | 0% | 0% | 0% | 0% | 0% | 0% | 0% | 0% | 100%
Actual |  | 11648 | UPS & Battery Bank BUCC 2015-2016 rev1 BP072013 | 0% | 0% | 0% | 0% | 0% | 0% | 0% | 100% | 0% | 0% | 0% | 0% | 0% | 0% | 0% | 0% | 0% | 0% | 0% | 0% | 100%
Actual |  | 11649 | Mechanical 300 Pirie St. 2015-2016 rev1 BP072013 | 100% | 0% | 0% | 0% | 0% | 0% | 0% | 0% | 0% | 0% | 0% | 0% | 0% | 0% | 0% | 0% | 0% | 0% | 0% | 0% | 100%
Actual |  | 11652 | Fleet Replacement Vehicles 2015-2016 rev1 BP072013 | 0% | 0% | 0% | 0% | 0% | 0% | 0% | 100% | 0% | 0% | 0% | 0% | 0% | 0% | 0% | 0% | 0% | 0% | 0% | 0% | 100%
Actual |  | 11658 | Fire Fighting System Replacements | 0% | 0% | 0% | 0% | 0% | 0% | 0% | 0% | 0% | 0% | 0% | 100% | 0% | 0% | 0% | 0% | 0% | 0% | 0% |  | 100%
Actual |  | 11670 | ICT Hardware 2014-2016 rev 1 BP072013 | 0.03904% | 0% | 0% | 99.96% | 0% | 0% | 0% | 0% | 0% | 0% | 0% | 0% | 0% | 0% | 0% | 0% | 0% | 0% | 0% | 0% | 100%
Actual |  | 11671 | ICT Software 2014-2016 - rev 2 BP072013 | 0% | 0% | 0% | 100% | 0% | 0% | 0% | 0% | 0% | 0% | 0% | 0% | 0% | 0% | 0% | 0% | 0% | 0% | 0% | 0% | 100%
Actual |  | 11706 | Archiving Solutions 2013-2015 - rev 2 BP072013 | 0% | 0% | 0% | 100% | 0% | 0% | 0% | 0% | 0% | 0% | 0% | 0% | 0% | 0% | 0% | 0% | 0% | 0% | 0% |  | 100%
Actual |  | 11709 | Yadnarie - Port Lincoln Backbone Telecommunications Links rev 4 BP072013 | 0% | 37.49% | 22.52% | 0% | 0% | 0% | 0% | 0% | 0% | 0% | 0% | 39.99% | 0% | 0% | 0% | 0% | 0% | 0% | 0% |  | 100%
Actual |  | 11739 | Templers to Para 275kV Double Circuit Land & Easements - Rev4 BP072013 | 0% | 0% | 0% | 0% | 89.19% | 10.81% | 0% | 0% | 0% | 0% | 0% | 0% | 0% | 0% | 0% | 0% | 0% | 0% | 0% | 0% | 100%
Actual |  | 11744 | Bund Refurbishments | 0% | 0% | 0% | 0% | 0% | 0% | 0% | 0% | 0% | 100% | 0% | 0% | 0% | 0% | 0% | 0% | 0% | 0% | 0% |  | 100%
Actual |  | 11745 | Riverland 132 kV Line Uprate | 0% | 0% | 0% | 0% | 0% | 0% | 0% | 0% | 0% | 7.649% | 0% | 0% | 0% | 0% | 3.781% | 88.57% | 0% | 0% | 0% | 0% | 100%
Actual |  | 11815 | Carpet Rymill 2012 - 2013 - rev2 BP072013 | 0% | 0% | 0% | 0% | 0% | 0% | 0% | 100% | 0% | 0% | 0% | 0% | 0% | 0% | 0% | 0% | 0% | 0% | 0% |  | 100%
Actual |  | 11822 | Riverland Telecommunications Bearer rev 3 BP072013 | 0% | 23.74% | 36.07% | 0% | 0% | 0% | 0% | 0% | 0% | 0% | 0% | 32.25% | 0% | 0% | 7.94% | 0% | 0% | 0% | 0% | 0% | 100%
Actual |  | 11847 | NGM CT,VT and Meter Replacements - Rev 9 BP072013 | 0% | 0% | 0% | 0% | 0% | 0% | 0% | 0% | 0% | 0% | 0% | 0% | 0% | 0% | 100% | 0% | 0% | 0% | 0% |  | 100%
Actual |  | 11912 | TIPS to Kilburn to Northfield 275kV Loop | 0% | 17.82% | 46.98% | 0% | 0% | 0% | 0% | 0% | 0% | 15.58% | 0% | 0% | 0% | 0% | 19.62% | 0% | 0% | 0% | 0% |  | 100%
Actual |  | 14006 | Robertstown-North West Bend LineCorridor Dynamic line rating (DLR) system | 0% | 0% | 0% | 0% | 0% | 0% | 0% | 0% | 0% | 0% | 0% | 0% | 0% | 0% | 100% | 0% | 0% | 0% | 0% | 0% | 100%
Actual |  | 14020 | IT Service Operation System | 0% | 0% | 0% | 100% | 0% | 0% | 0% | 0% | 0% | 0% | 0% | 0% | 0% | 0% | 0% | 0% | 0% | 0% | 0% |  | 100%
Actual |  | 14101 | Workplace Accommodation Alterations 2015 | 31.02% | 0% | 0% | 13.86% | 0% | 0% | 0% | 55.12% | 0% | 0% | 0% | 0% | 0% | 0% | 0% | 0% | 0% | 0% | 0% | 0% | 100%
Actual |  | 14119 | NCIPAP Load Model Enhancements Capex Com | 0% | 0% | 0% | 0% | 0% | 0% | 0% | 100% | 0% | 0% | 0% | 0% | 0% | 0% | 0% | 0% | 0% | 0% | 0% |  | 100%
Actual |  | 85007 | Playford 132kV Relocation | 0% | 0.3804% | 8.386% | 0% | 0% | 0% | 0% | 0% | 0% | 37.51% | 0% | 9.101% | 1.143% | 0% | 18.11% | 25.37% | 0% | 0% | 0% |  | 100%
Actual |  | 85013 | Magill Aged Asset Replacement Stag | 0% | 0% | 0% | 0% | 0% | 0% | 0% | 0% | 0% | 0% | 0% | 0% | 0% | 0% | 100% | 0% | 0% | 0% | 0% |  | 100%
Actual |  | 89998 | Clearing Account Project - Mount Millar CB | 0% | 0% | 0% | 0% | 0% | 0% | 0% | 1.554% | 0% | 98.45% | 0% | 0% | 0% | 0% | 0% | 0% | 0% | 0% | 0% |  | 100%
|  | 10237 | 300 Pirie - Eastern Façade - renovate as per ACC Development approval conditions prior to building western side 300 Pirie | 100% | 0% | 0% | 0% | 0% | 0% | 0% | 0% |  | 0% | 0% | 0% | 0% | 0% | 0% | 0% | 0% |  |  |  | 100%
|  | 10259 | Riverland Reinforcement 275Kv - Rev 13 BP072013 | 0% | 0.2397% | 1.046% | 0% | 0% | 0% | 0% | 0% | 0% | 11.64% | 0.7281% | 5.145% | 0.2138% | 0% | 3.428% | 77.56% | 0% | 0% | 0% |  | 100%
|  | 10283 | Playford 2x60MV.A 132/33kV Transformer Capacity Increase | 0% | 0% | 0% | 0% | 0% | 0% | 0% | 0% |  | 92.22% | 0% | 0% | 0% | 0% | 7.782% | 0% | 0% |  |  |  | 100%
|  | 10284 | Barossa Network Reinforcement | 0% | 0% | 0% | 0% | 0% | 0% | 0% | 0% |  | 22% | 0% | 1% | 0% | 0% | 7% | 70% | 0% |  |  |  | 100%
|  | 10300 | Stoney Point Protection upgrade | 0% | 0% | 0% | 0% | 0% | 0% | 0% | 0% |  | 0% | 0% | 0% | 0% | 0% | 100% | 0% | 0% |  |  |  | 100%
|  | 10306 | South East 3rd 275/132kV Transformer | 0% | 0% | 0% | 0% | 0% | 0% | 0% | 0% | 0% | 77.96% | 0% | 7.144% | 0% | 0% | 12.68% | 2.22% | 0% | 0% | 0% |  | 100%
|  | 10307 | Morphett Vale East 3rd Transformer - Rev 12 BP0713 | 0% | 0.2705% | 1.492% | 0% | 0% | 1.076% | 0% | 0% | 0% | 48.69% | 2.446% | 24.84% | 2.39% | 0% | 18.8% | 0% | 0% | 0% | 0% |  | 100%
|  | 10308 | Kanmantoo North 275/132kV Augmentation | 0% | 0% | 3.704% | 0% | 0% | 0% | 0% | 0% |  | 63.33% | 0% | 0% | 0% | 0% | 18.52% | 14.44% | 0% |  |  |  | 100%
|  | 10311 | West Circuit Entry to Brinkworth Sub - Rev 10 BP072013 | 0% | 0.2467% | 2.633% | 0% | 0% | 1.384% | 0% | 0% | 0% | 19.25% | 0% | 2.251% | 0% | 0% | 5.767% | 68.47% | 0% | 0% | 0% |  | 100%
|  | 10313 | Fleurieu Peninsula Reinforcement rev 19 BP072013 Kanmantoo to Currency Creek | 0% | 0.3213% | 1.12% | 0% | 0% | 1.443% | 0% | 0% | 0% | 14.05% | 0.8719% | 16.15% | 0.4811% | 0% | 3.119% | 62.18% | 0.2648% | 0% | 0% |  | 100%
|  | 10336 | SIM Stage 2 City West - 1x 300/360MV.A 275/66kV Transformer (Cost Included in 10161 above, note WIP for this project also included in 10161) | 0% | 0% | 2.283% | 0% | 0% | 3.425% | 0% | 0% |  | 66.32% | 1.332% | 11.8% | 0.7611% | 0% | 14.08% | 0% | 0% |  |  |  | 100%
|  | 10337 | Tungkillo Substation - Stage 1 | 0% | 0% | 100% | 0% | 0% | 0% | 0% | 0% | 0% | 0% | 0% | 0% | 0% | 0% | 0% | 0% | 0% | 0% | 0% |  | 100%
|  | 10339 | Munno Para Reactive Power Support | 0% | 0% | 0% | 0% | 0% | 0% | 0% | 0% | 0% | 47.13% | 0.5056% | 1.067% | 0.1685% | 0% | 51.12% | 0% | 0% |  |  |  | 100%
|  | 10341 | Tailem Bend New 275kV Diameter | 0% | 0% | 5.814% | 0% | 0% | 0% | 0% | 0% |  | 62.98% | 0% | 2.14% | 0% | 0% | 26.74% | 2.326% | 0% |  |  |  | 100%
|  | 10343 | Barossa (Roseworthy) Reactive Support - rev 10 POE | 0% | 0% | 6.315% | 0% | 0% | 14.47% | 0% | 0% | 0% | 36.04% | 8.395% | 24.25% | 1.99% | 0% | 8.543% | 0% | 0% | 0% | 0% |  | 100%
Actual |  | 10344 | Heywood 760 (300MW VIC-SA ac Interconnector Upgrade) | 0% | 3.344% | 2.946% | 0% | 0% | 0% | 0% | 0% | 0% | 45.37% | 0% | 17.71% | 0% | 0% | 25.25% | 5.383% | 0% | 0% | 0% | 0% | 100%
|  | 10371 | Coonalpyn West Substation - Rev 14 BP072013 | 0% | 1.234% | 3.032% | 0% | 0.4112% | 3.614% | 0% | 0% | 0% | 37.42% | 3.868% | 19.56% | 1.189% | 0% | 12.87% | 16.81% | 0% | 0% | 0% |  | 100%
|  | 10389 | Cherry Gdns Aged Asset Replacement | 0% | 0% | 6.25% | 0% | 0% | 1.25% | 0% | 0% |  | 52.34% | 2.475% | 8.562% | 0.375% | 0% | 19.38% | 9.375% | 0% |  |  |  | 100%
|  | 10408 | Penola West New 132_33kV Substation | 0% | 0% | 4.562% | 0% | 0% | 0% | 0% | 0% | 0% | 63% | 1.998% | 5.843% | 0% | 0% | 23.08% | 0% | 1.521% |  |  |  | 100%
|  | 10424 | Riverland 275kV Reinforcement Land and Easements Acquisition - Rev2 BP072013 | 0% | 0% | 0% | 0% | 0% | 100% | 0% | 0% | 0% | 0% | 0% | 0% | 0% | 0% | 0% | 0% | 0% | 0% | 0% |  | 100%
|  | 10452 | Canowie Radio Network Connection | 0% | 0% | 100% | 0% | 0% | 0% | 0% | 0% |  | 0% | 0% | 0% | 0% | 0% | 0% | 0% | 0% |  |  |  | 100%
|  | 10453 | Davenport to Para 275kV Line Uprat | 0% | 0% | 0% | 0% | 0% | 0% | 0% | 0% | 100% | 0% | 0% | 0% | 0% | 0% | 0% | 0% | 0% |  |  |  | 100%
|  | 10467 | Whyalla to Pt Lincoln 132kV Line Upratin | 0% | 0% | 0% | 0% | 0% | 0% | 0% | 0% | 100% | 0% | 0% | 0% | 0% | 0% | 0% | 0% | 0% |  |  |  | 100%
|  | 10468 | Tailem Bend - Potters Point Radio | 0% | 0% | 100% | 0% | 0% | 0% | 0% | 0% |  | 0% | 0% | 0% | 0% | 0% | 0% | 0% | 0% |  |  |  | 100%
|  | 10469 | SCC to PARA & BUCC Radio Network | 0% | 0% | 100% | 0% | 0% | 0% | 0% | 0% |  | 0% | 0% | 0% | 0% | 0% | 0% | 0% | 0% |  |  |  | 100%
|  | 10475 | Snuggery Substation Upgrade Stage | 0% | 0% | 3% | 0% | 0% | 0% | 0% | 0% |  | 64% | 0% | 1% | 0% | 0% | 32% | 0% | 0% |  |  |  | 100%
|  | 10501 | CB & CT Replacement Program | 0% | 0% | 0% | 0% | 0% | 0% | 0% | 0% |  | 100% | 0% | 0% | 0% | 0% | 0% | 0% | 0% |  |  |  | 100%
|  | 10504 | Mannum-Adelaide Pump Nos. 1,2,3 Substati | 0% | 0% | 0% | 0% | 0% | 0% | 0% | 0% | 0% | 100% | 0% | 0% | 0% | 0% | 0% | 0% | 0% | 0% | 0% |  | 100%
|  | 10505 | Millbrook Pump Station - rev 6 LU46 | 0% | 2.606% | 9.132% | 0% | 0% | 6.988% | 0% | 0% | 0% | 35.26% | 5.263% | 21.05% | 1.108% | 0% | 14.01% | 4.588% | 0% | 0% | 0% |  | 100%
|  | 10508 | Hummocks Substation Aged Asset Replacement and 2x25MV.A Transformer Capacity Increase | 0% | 0% | 3.968% | 0% | 0% | 0% | 0% | 0% |  | 47.01% | 1.405% | 0.7937% | 0% | 0% | 46.83% | 0% | 0% |  |  |  | 100%
|  | 10510 | Bungama Substation Redev Stg2 | 0% | 0% | 6.25% | 0% | 0% | 1.25% | 0% | 0% |  | 52.34% | 2.475% | 8.562% | 0.375% | 0% | 19.38% | 9.375% | 0% |  |  |  | 100%
|  | 10527 | Tailem Bend - Gifford Hill SDH Radio Link | 0% | 0% | 100% | 0% | 0% | 0% | 0% | 0% |  | 0% | 0% | 0% | 0% | 0% | 0% | 0% | 0% |  |  |  | 100%
|  | 10550 | Playford 2175kV Substation Replacement | 0% | 0% | 0% | 0% | 0% | 0% | 0% | 0% | 0% | 100% | 0% | 0% | 0% | 0% | 0% | 0% | 0% |  | 0% |  | 100%
|  | 10556 | SE SVC Systems Replacement | 0% | 0% | 0% | 0% | 0% | 0% | 0% | 0% |  | 40.66% | 0% | 0% | 0% | 0% | 59.34% | 0% | 0% |  |  |  | 100%
|  | 10562 | Happy Valley - Magill 275kV Line Uprate | 0% | 0% | 0% | 0% | 0% | 0% | 0% | 0% |  | 44.44% | 0% | 0% | 0% | 0% | 55.56% | 0% | 0% |  |  |  | 100%
|  | 10600 | Happy Valley-MVE Radio Bearer replace | 0% | 0% | 100% | 0% | 0% | 0% | 0% | 0% |  | 0% | 0% | 0% | 0% | 0% | 0% | 0% | 0% |  |  |  | 100%
|  | 10601 | Canowie-Davenport Radio Network | 0% | 0% | 100% | 0% | 0% | 0% | 0% | 0% |  | 0% | 0% | 0% | 0% | 0% | 0% | 0% | 0% |  |  |  | 100%
|  | 10608 | Magill Aged Asset Refurbishment | 0% | 0% | 0% | 0% | 0% | 0% | 0% | 0% |  | 100% | 0% | 0% | 0% | 0% | 0% | 0% | 0% |  |  |  | 100%
|  | 10614 | Kilburn & Mobilong Neutrl Earth Resistrs | 0% | 0% | 0% | 0% | 0% | 0% | 0% | 0% |  | 100% | 0% | 0% | 0% | 0% | 0% | 0% | 0% |  |  |  | 100%
|  | 10616 | Happy Valley Secondary Systems Replacement - Rev 11 | 0% | 1.555% | 12.71% | 0% | 0% | 0% | 0% | 0% | 0% | 18.29% | 9.174% | 12.76% | 0% | 0% | 37.64% | 7.871% | 0% | 0% | 0% |  | 100%
|  | 10617 | Berri Substation Reloaction to Monash | 0% | 0% | 0% | 0% | 0% | 0% | 0% | 0% | 0% | 100% | 0% | 0% | 0% | 0% | 0% | 0% | 0% |  |  |  | 100%
|  | 10618 | Baroota Substation Replacement | 0% | 0% | 4.117% | 0% | 0% | 0.2961% | 0% | 0% | 0% | 57.42% | 1.355% | 6.269% | 0.1814% | 0% | 22.91% | 7.214% | 0.2447% |  |  |  | 100%
|  | 10619 | Kincraig Substation Replacement and Transformer Upgrade - Rev 10 BP072013 | 0% | 0.7373% | 3.04% | 0% | 0% | 3.311% | 0% | 0% | 0% | 34.32% | 3.065% | 28.99% | 1.097% | 0% | 11.8% | 11.01% | 2.636% | 0% | 0% |  | 100%
|  | 10621 | OPSWAN Acceleration | 0% | 0% | 0% | 0% | 0% | 0% | 0% | 0% |  | 0% | 0% | 0% | 0% | 0% | 100% | 0% | 0% |  |  |  | 100%
|  | 10626 | TIPS 66kV Cable Replacement | 0% | 0% | 0% | 0% | 0% | 0% | 0% | 0% |  | 0% | 0% | 0% | 0% | 0% | 0% | 0% | 100% |  |  |  | 100%
|  | 10631 | Dorrien Templers Line Easement | 0% | 0% | 0% | 0% | 100% | 0% | 0% | 0% |  | 0% | 0% | 0% | 0% | 0% | 0% | 0% | 0% |  |  |  | 100%
|  | 10638 | Cherry Gardens - Morphett Vale East 275kV Line Uprate | 0% | 0% | 0% | 0% | 0% | 0% | 0% | 0% |  | 11.93% | 0% | 0% | 0% | 0% | 0% | 88.07% | 0% |  |  |  | 100%
|  | 10643 | Dynamic Line Ratings System | 0% | 0% | 0% | 100% | 0% | 0% | 0% | 0% |  | 0% | 0% | 0% | 0% | 0% | 0% | 0% | 0% |  |  |  | 100%
|  | 10654 | Brinkworth to Para Radio Network Upgrade | 0% | 0% | 100% | 0% | 0% | 0% | 0% | 0% |  | 0% | 0% | 0% | 0% | 0% | 0% | 0% | 0% |  |  |  | 100%
|  | 10661 | Barossa Telecoms Network Reinforc | 0% | 0% | 100% | 0% | 0% | 0% | 0% | 0% |  | 0% | 0% | 0% | 0% | 0% | 0% | 0% | 0% |  |  |  | 100%
|  | 10662 | 2GHz Radio Frequency Changes | 0% | 0% | 100% | 0% | 0% | 0% | 0% | 0% |  | 0% | 0% | 0% | 0% | 0% | 0% | 0% | 0% |  |  |  | 100%
|  | 10664 | Magill 3rd T/F (SIM Stage 1) | 0% | 0% | 0% | 0% | 0% | 0% | 0% | 0% |  | 89% | 0% | 0% | 0% | 0% | 11% | 0% | 0% |  |  |  | 100%
|  | 10694 | Substations and Telecommunications Spare | 0% | 0% | 0% | 0% | 0% | 0% | 0% | 0% |  | 100% | 0% | 0% | 0% | 0% | 0% | 0% | 0% |  |  |  | 100%
Actual |  | 10703 | Para SVC Secondary System Replacement - rev 8 BP072013 | 0% | 0% | 0.06648% | 0% | 0% | 0% | 0% | 0.5698% | 0% | 55.17% | 0% | 8.851% | 0% | 0% | 35.34% | 0% | 0% | 0% | 0% | 0% | 100%
|  | 10705 | SAP BW Pilot to Production | 0% | 0% | 0% | 100% | 0% | 0% | 0% | 0% |  | 0% | 0% | 0% | 0% | 0% | 0% | 0% | 0% |  |  |  | 100%
|  | 10706 | Estimating Systems & Processes | 0% | 0% | 0% | 100% | 0% | 0% | 0% | 0% |  | 0% | 0% | 0% | 0% | 0% | 0% | 0% | 0% |  |  |  | 100%
|  | 10708 | UninterruptedPowerSupply300 Pirie | 0% | 0% | 0% | 0% | 0% | 0% | 0% | 100% |  | 0% | 0% | 0% | 0% | 0% | 0% | 0% | 0% |  |  |  | 100%
|  | 10710 | BuildUpgrade Equipment Rm Lvl 2 | 100% | 0% | 0% | 0% | 0% | 0% | 0% | 0% |  | 0% | 0% | 0% | 0% | 0% | 0% | 0% | 0% |  |  |  | 100%
|  | 10711 | Electranet Occupied site grounds & resurfacing carparks | 100% | 0% | 0% | 0% | 0% | 0% | 0% | 0% |  | 0% | 0% | 0% | 0% | 0% | 0% | 0% | 0% |  |  |  | 100%
|  | 10718 | Project Server Enhancements | 0% | 0% | 0% | 100% | 0% | 0% | 0% | 0% |  | 0% | 0% | 0% | 0% | 0% | 0% | 0% | 0% |  |  |  | 100%
|  | 10720 | Spare 132/66/33/11kV 25MVA TF | 0% | 0% | 0% | 0% | 0% | 0% | 0% | 0% |  | 100% | 0% | 0% | 0% | 0% | 0% | 0% | 0% |  |  |  | 100%
|  | 10770 | IT Hardware 06/08 | 0% | 0% | 0% | 100% | 0% | 0% | 0% | 0% |  | 0% | 0% | 0% | 0% | 0% | 0% | 0% | 0% |  |  |  | 100%
|  | 10802 | Real Time Information | 0% | 0% | 0% | 100% | 0% | 0% | 0% | 0% |  | 0% | 0% | 0% | 0% | 0% | 0% | 0% | 0% |  |  |  | 100%
|  | 10803 | Davenport Sub-Cultana Line Exit | 0% | 0% | 0% | 0% | 0% | 0% | 0% | 0% |  | 20% | 0% | 0% | 0% | 0% | 0% | 80% | 0% |  |  |  | 100%
|  | 10806 | Transformer Storage Facility | 0% | 0% | 0% | 0% | 0% | 0% | 0% | 0% |  | 0% | 0% | 100% | 0% | 0% | 0% | 0% | 0% |  |  |  | 100%
|  | 10807 | Security Alarm Systems Upgrade | 0% | 0% | 0% | 0% | 0% | 0% | 0% | 0% |  | 0% | 0% | 100% | 0% | 0% | 0% | 0% | 0% |  |  |  | 100%
|  | 10809 | Transformer ballistics proofing includes 11352 | 0% | 0% | 0% | 0% | 0% | 0% | 0% | 0% |  | 100% | 0% | 0% | 0% | 0% | 0% | 0% | 0% |  |  |  | 100%
|  | 10814 | Operator Training Simulator | 0% | 0% | 0% | 100% | 0% | 0% | 0% | 0% | 0% | 0% | 0% | 0% | 0% | 0% | 0% | 0% | 0% |  |  |  | 100%
|  | 10817 | HR PMP Full Solution | 0% | 0% | 0% | 100% | 0% | 0% | 0% | 0% |  | 0% | 0% | 0% | 0% | 0% | 0% | 0% | 0% |  |  |  | 100%
|  | 10818 | SAP ETI Establishment | 0% | 0% | 0% | 100% | 0% | 0% | 0% | 0% |  | 0% | 0% | 0% | 0% | 0% | 0% | 0% | 0% |  |  |  | 100%
|  | 10819 | IT SSA Transition | 0% | 0% | 0% | 100% | 0% | 0% | 0% | 0% |  | 0% | 0% | 0% | 0% | 0% | 0% | 0% | 0% |  |  |  | 100%
|  | 10829 | Office Accom.Fitout - Richmond Rd | 100% | 0% | 0% | 0% | 0% | 0% | 0% | 0% |  | 0% | 0% | 0% | 0% | 0% | 0% | 0% | 0% |  |  |  | 100%
|  | 10871 | IT Software 07/08 | 0% | 0% | 0% | 100% | 0% | 0% | 0% | 0% |  | 0% | 0% | 0% | 0% | 0% | 0% | 0% | 0% |  |  |  | 100%
|  | 10886 | OCS Misc 07/08 | 0% | 0% | 0% | 16% | 0% | 0% | 0% | 0% |  | 0% | 0% | 0% | 0% | 0% | 84% | 0% | 0% |  |  |  | 100%
|  | 10894 | Subs and Telco Spares - 07/08 | 0% | 0% | 0% | 0% | 0% | 0% | 0% | 0% |  | 100% | 0% | 0% | 0% | 0% | 0% | 0% | 0% |  |  |  | 100%
|  | 10903 | Eastern Hills Network Limitations | 0% | 0% | 3.609% | 0% | 0% | 0% | 0% | 0% |  | 58.17% | 1.435% | 6.696% | 0.7391% | 0% | 14.87% | 14.48% | 0% |  |  |  | 100%
|  | 10907 | Hummocks Substation 132kV Capacitor Bank Cost included in project 10386 above) | 0% | 0% | 0% | 0% | 0% | 0% | 0% | 0% |  | 68.75% | 0% | 0% | 0% | 0% | 31.25% | 0% | 0% |  |  |  | 100%
|  | 10914 | Whyalla - Mt Karia Radio Bearer | 0% | 0% | 100% | 0% | 0% | 0% | 0% | 0% |  | 0% | 0% | 0% | 0% | 0% | 0% | 0% | 0% |  |  |  | 100%
|  | 10918 | Kanmantoo North Land and Easement Acquisition | 0% | 0% | 0% | 0% | 0% | 100% | 0% | 0% |  | 0% | 0% | 0% | 0% | 0% | 0% | 0% | 0% |  |  |  | 100%
|  | 10919 | Mount Barker Strategic Land and Easement Acquisition | 0% | 0% | 0% | 0% | 0% | 100% | 0% | 0% |  | 0% | 0% | 0% | 0% | 0% | 0% | 0% | 0% |  |  |  | 100%
|  | 10920 | Templers Land and Easement Acquisition | 0% | 0% | 0% | 0% | 58.82% | 41.18% | 0% | 0% |  | 0% | 0% | 0% | 0% | 0% | 0% | 0% | 0% |  |  |  | 100%
|  | 10922 | Northern Region Network Stability Limita | 0% | 0% | 0% | 0% | 0% | 0% | 0% | 100% | 0% | 0% | 0% | 0% | 0% | 0% | 0% | 0% | 0% | 0% | 0% |  | 100%
|  | 10924 | Mt Barker - Crafers SDH Radio Link | 0% | 0% | 100% | 0% | 0% | 0% | 0% | 0% |  | 0% | 0% | 0% | 0% | 0% | 0% | 0% | 0% |  |  |  | 100%
|  | 10926 | Telecom Network Management Process Improvements | 0% | 0% | 100% | 0% | 0% | 0% | 0% | 0% |  | 0% | 0% | 0% | 0% | 0% | 0% | 0% | 0% |  |  |  | 100%
|  | 10927 | IT Services & Asset Management | 0% | 0% | 0% | 0% | 0% | 0% | 100% | 0% |  | 0% | 0% | 0% | 0% | 0% | 0% | 0% | 0% |  |  |  | 100%
|  | 10929 | Rymill Pk Replace ACU3 (boardroom) & ACU4 (NW gnd fl office) | 100% | 0% | 0% | 0% | 0% | 0% | 0% | 0% |  | 0% | 0% | 0% | 0% | 0% | 0% | 0% | 0% |  |  |  | 100%
|  | 10932 | IT Storage Implementation | 0% | 0% | 0% | 100% | 0% | 0% | 0% | 0% |  | 0% | 0% | 0% | 0% | 0% | 0% | 0% | 0% |  |  |  | 100%
|  | 10933 | New Roofing | 100% | 0% | 0% | 0% | 0% | 0% | 0% | 0% |  | 0% | 0% | 0% | 0% | 0% | 0% | 0% | 0% |  |  |  | 100%
|  | 10938 | Invry Replish 10MVA 132/33/11kV TF | 0% | 0% | 0% | 0% | 0% | 0% | 0% | 0% |  | 100% | 0% | 0% | 0% | 0% | 0% | 0% | 0% |  |  |  | 100%
|  | 10942 | Clare North Substation Land Acquisition | 0% | 0% | 0% | 0% | 0% | 100% | 0% | 0% |  | 0% | 0% | 0% | 0% | 0% | 0% | 0% | 0% |  |  |  | 100%
|  | 10943 | Procurement of Two 40MVA 132_33kV TFs Ex PLQ | 0% | 0% | 0% | 0% | 0% | 0% | 0% | 0% | 0% | 100% | 0% | 0% | 0% | 0% | 0% | 0% | 0% |  |  |  | 100%
|  | 10944 | Network Engineering Standard Drawings | 0% | 0% | 0% | 0% | 0% | 0% | 0% | 100% |  | 0% | 0% | 0% | 0% | 0% | 0% | 0% | 0% |  |  |  | 100%
|  | 10945 | Network Engineering QA Framework Stage 1 | 0% | 0% | 0% | 100% | 0% | 0% | 0% | 0% |  | 0% | 0% | 0% | 0% | 0% | 0% | 0% | 0% |  |  |  | 100%
|  | 10946 | Estimating System SLD Enhancement | 0% | 0% | 0% | 100% | 0% | 0% | 0% | 0% |  | 0% | 0% | 0% | 0% | 0% | 0% | 0% | 0% |  |  |  | 100%
|  | 10947 | Kanmantoo Bulk Oil CB Replacement | 0% | 0% | 0% | 0% | 0% | 0% | 0% | 0% |  | 100% | 0% | 0% | 0% | 0% | 0% | 0% | 0% |  |  |  | 100%
|  | 10948 | Limit Equations Development | 0% | 0% | 0% | 100% | 0% | 0% | 0% | 0% |  | 0% | 0% | 0% | 0% | 0% | 0% | 0% | 0% |  |  |  | 100%
|  | 10949 | Critical Clearing Time Tool Development | 0% | 0% | 0% | 100% | 0% | 0% | 0% | 0% |  | 0% | 0% | 0% | 0% | 0% | 0% | 0% | 0% |  |  |  | 100%
|  | 10981 | Furn & General Building Upgrades - 08/09 | 27% | 0% | 0% | 49% | 0% | 0% | 0% | 24% |  | 0% | 0% | 0% | 0% | 0% | 0% | 0% | 0% |  |  |  | 100%
|  | 10994 | Inventory Purchases FY Reset 2 | 0% | 0% | 5% | 0% | 0% | 0% | 0% | 0% |  | 80% | 0% | 0% | 0% | 0% | 15% | 0% | 0% |  |  |  | 100%
Success |  | 11002 | Tungkillo Stage 2 - Rev 11 BP072013 | 0% | 1.073% | 4.292% | 0% | 0% | 0.8941% | 0% | 0% | 0% | 71.83% | 0% | 4.822% | 0% | 0% | 17.09% | 0% | 0% | 0% | 0% |  | 100%
|  | 11003 | Tungkillo Stage 3 - Rev 11 BP072013 | 0% | 1.119% | 4.478% | 0% | 0% | 0.9328% | 0% | 0% | 0% | 74.35% | 0% | 5.808% | 0% | 0% | 13.31% | 0% | 0% | 0% | 0% |  | 100%
|  | 11005 | Kanmantoo Substation Upgrade - Rev 9 BP072013 | 0% | 1.928% | 6.117% | 0% | 0% | 0% | 0% | 0% | 0% | 39.06% | 4.955% | 22.55% | 1.949% | 0% | 18.96% | 4.488% | 0% | 0% | 0% |  | 100%
|  | 11007 | Bulk Oil CB Replacement | 0% | 0% | 0% | 0% | 0% | 0% | 0% | 0% |  | 100% | 0% | 0% | 0% | 0% | 0% | 0% | 0% |  |  |  | 100%
|  | 11008 | Building Electronic Security | 0% | 0% | 0% | 0% | 0% | 0% | 0% | 0% | 0% | 0% | 0% | 0% | 0% | 0% | 100% | 0% | 0% |  |  |  | 100%
|  | 11009 | Substation Perimeter Electronic Security includes 11354 | 0% | 0% | 0% | 0% | 0% | 0% | 0% | 0% |  | 0% | 0% | 0% | 0% | 0% | 100% | 0% | 0% |  |  |  | 100%
|  | 11010 | Drawing Standards Implementation | 0% | 0% | 0% | 0% | 0% | 0% | 0% | 100% |  | 0% | 0% | 0% | 0% | 0% | 0% | 0% | 0% |  |  |  | 100%
|  | 11011 | Tailem Bend to Tungkillo Second CCT Stringing rev 12 BP072013 | 0% | 0.3276% | 1.165% | 0% | 0% | 1.82% | 0% | 0% | 4.488% | 20.99% | 0% | 3.686% | 0% | 0% | 4.354% | 63.17% | 0% | 0% | 0% |  | 100%
|  | 11014 | Belair-Magill SDH Radio Links Replacement | 0% | 0% | 100% | 0% | 0% | 0% | 0% | 0% |  | 0% | 0% | 0% | 0% | 0% | 0% | 0% | 0% |  |  |  | 100%
|  | 11015 | Crafers - Mt Beevor SDH Radio Link | 0% | 0% | 100% | 0% | 0% | 0% | 0% | 0% |  | 0% | 0% | 0% | 0% | 0% | 0% | 0% | 0% |  |  |  | 100%
|  | 11016 | The Bluff to Stony Point Telecomms Bearer rev 3 | 0% | 43.14% | 49.5% | 0% | 0% | 0% | 0% | 0% | 0% | 0% | 7.363% | 0% | 0% | 0% | 0% | 0% | 0% | 0% | 0% |  | 100%
|  | 11017 | Waterloo New Radio Link | 0% | 0% | 100% | 0% | 0% | 0% | 0% | 0% |  | 0% | 0% | 0% | 0% | 0% | 0% | 0% | 0% |  |  |  | 100%
|  | 11018 | Davenport-Bluff SDH Radio Link | 0% | 0% | 100% | 0% | 0% | 0% | 0% | 0% |  | 0% | 0% | 0% | 0% | 0% | 0% | 0% | 0% |  |  |  | 100%
SE | 2015-08-31 | 11019 | Human Resources System Upgrade | 0% | 0% | 0% | 100% | 0% | 0% | 0% | 0% |  | 0% | 0% | 0% | 0% | 0% | 0% | 0% | 0% |  |  |  | 100%
|  | 11020 | Risk Management System | 0% | 0% | 0% | 0% | 0% | 0% | 100% | 0% |  | 0% | 0% | 0% | 0% | 0% | 0% | 0% | 0% |  |  |  | 100%
|  | 11022 | Enterprise Systems (SAP) - Upgrades and Support Packs | 0% | 0% | 0% | 0% | 0% | 0% | 100% | 0% |  | 0% | 0% | 0% | 0% | 0% | 0% | 0% | 0% |  |  |  | 100%
|  | 11023 | AREVA EMP Upg. & Support Packs Stage 1 | 0% | 0% | 0% | 0% | 0% | 0% | 0% | 0% | 0% | 0% | 0% | 0% | 0% | 0% | 100% | 0% | 0% |  |  |  | 100%
|  | 11024 | 276 Pirie St Replace Roof AC Unit | 100% | 0% | 0% | 0% | 0% | 0% | 0% | 0% |  | 0% | 0% | 0% | 0% | 0% | 0% | 0% | 0% |  |  |  | 100%
|  | 11030 | Telecommunications Configuration System | 0% | 0% | 0% | 100% | 0% | 0% | 0% | 0% |  | 0% | 0% | 0% | 0% | 0% | 0% | 0% | 0% |  |  |  | 100%
|  | 11040 | Plant Forward Orders | 0% | 0% | 0% | 0% | 0% | 0% | 0% | 0% | 0% | 100% | 0% | 0% | 0% | 0% | 0% | 0% | 0% |  |  |  | 100%
|  | 11043 | Morgan Whyalla no.4 - Fault Limiting Rea | 0% | 0% | 0% | 0% | 0% | 0% | 0% | 0% |  | 100% | 0% | 0% | 0% | 0% | 0% | 0% | 0% |  |  |  | 100%
|  | 11046 | Morph. Vale East Low Rated Plant | 0% | 0% | 0% | 0% | 0% | 0% | 0% | 0% | 0% | 80% | 0% | 0% | 0% | 0% | 20% | 0% | 0% |  |  |  | 100%
|  | 11081 | Furn. & Gen. Bldg Upgrades - 09/10 | 0% | 0% | 0% | 0% | 0% | 0% | 0% | 100% |  | 0% | 0% | 0% | 0% | 0% | 0% | 0% | 0% |  |  |  | 100%
|  | 11094 | Inventory Purchases 2009/10 | 0% | 0% | 5% | 0% | 0% | 0% | 0% | 0% |  | 80% | 0% | 0% | 0% | 0% | 15% | 0% | 0% |  |  |  | 100%
|  | 11103 | Blanche 15MVar Capacitor Bank and CB to Complete Mesh - Rev 6 POE | 0% | 0% | 0% | 0% | 0% | 0% | 0% | 0% | 0% | 66.77% | 0% | 16.41% | 0.7925% | 0% | 14.12% | 0% | 1.905% | 0% | 0% |  | 100%
Success |  | 11104 | Davenport 100MVAr Capacitor Bank Rev 11 | 0% | 0% | 0% | 0% | 0% | 0% | 0% | 0% | 0% | 76.61% | 0% | 13.19% | 1.926% | 0% | 8.275% | 0% | 0% | 0% | 0% |  | 100%
|  | 11107 | Mannum TF Capacity Increase 20 to 28MVA | 0% | 0% | 2.174% | 0% | 0% | 0% | 0% | 0% | 0% | 60.87% | 0% | 0% | 0% | 0% | 10.87% | 0% | 26.09% |  |  |  | 100%
|  | 11110 | Eyre Peninsula Land & Easement Acquistio | 0% | 0% | 0% | 0% | 100% | 0% | 0% | 0% | 0% | 0% | 0% | 0% | 0% | 0% | 0% | 0% | 0% |  |  |  | 100%
|  | 11111 | Mannum-Adelaide No2 Radio Link Replacement | 0% | 0% | 100% | 0% | 0% | 0% | 0% | 0% |  | 0% | 0% | 0% | 0% | 0% | 0% | 0% | 0% |  |  |  | 100%
|  | 11113 | Telephone Systems Replacement | 0% | 0% | 100% | 0% | 0% | 0% | 0% | 0% |  | 0% | 0% | 0% | 0% | 0% | 0% | 0% | 0% |  |  |  | 100%
|  | 11116 | Accessibility/Mobility - Rugged Equipment Access | 0% | 0% | 0% | 100% | 0% | 0% | 0% | 0% |  | 0% | 0% | 0% | 0% | 0% | 0% | 0% | 0% |  |  |  | 100%
|  | 11120 | Drawing Management System Upgrade | 0% | 0% | 0% | 100% | 0% | 0% | 0% | 0% |  | 0% | 0% | 0% | 0% | 0% | 0% | 0% | 0% |  |  |  | 100%
|  | 11132 | Fleurieu Peninsula Strategic Land and Ea | 0% | 0% | 0% | 0% | 95% | 5% | 0% | 0% | 0% | 0% | 0% | 0% | 0% | 0% | 0% | 0% | 0% |  |  |  | 100%
Success |  | 11134 | [DEFD]Integrated Budgeting & Forecasting | 0% | 0% | 0% | 100% | 0% | 0% | 0% | 0% | 0% | 0% | 0% | 0% | 0% | 0% | 0% | 0% | 0% | 0% | 0% |  | 100%
|  | 11139 | Business Process Improvement - Stage 1 | 0% | 0% | 0% | 100% | 0% | 0% | 0% | 0% | 0% | 0% | 0% | 0% | 0% | 0% | 0% | 0% | 0% | 0% | 0% |  | 100%
SE |  | 11201 | Lower Eyre Peninsula Reinforcement - rev 5 BP072013 | 0% | 0.0849% | 0.3425% | 0% | 0% | 0.09893% | 0% | 0% | 0% | 11.15% | 0.3221% | 3.33% | 0.1691% | 0% | 1.976% | 82.53% | 0% | 0% | 0% |  | 100%
|  | 11202 | Geranium 132/33kV Substation and 132kV line | 0% | 0% | 2.865% | 0% | 5.731% | 0% | 0% | 0% |  | 15.87% | 0.1719% | 0% | 0% | 0% | 8.596% | 66.76% | 0% |  |  |  | 100%
|  | 11210 | East Terrace Second Transformer - Rev 10 BP072013 | 0% | 0% | 0.6677% | 0% | 0% | 0% | 0% | 0% | 0% | 79.41% | 0% | 5.597% | 0% | 0% | 10.55% | 3.004% | 0.7729% | 0% | 0% |  | 100%
|  | 11213 | Ardrossan West New SDH Radio Link | 0% | 0% | 100% | 0% | 0% | 0% | 0% | 0% |  | 0% | 0% | 0% | 0% | 0% | 0% | 0% | 0% |  |  |  | 100%
|  | 11215 | Kadina East New SDH Radio Link | 0% | 0% | 100% | 0% | 0% | 0% | 0% | 0% |  | 0% | 0% | 0% | 0% | 0% | 0% | 0% | 0% |  |  |  | 100%
Actual |  | 11218 | Network Configuration Management | 0% | 0% | 0% | 100% | 0% | 0% | 0% | 0% | 0% | 0% | 0% | 0% | 0% | 0% | 0% | 0% | 0% | 0% | 0% | 0% | 100%
|  | 11220 | Integrated Information Environment | 0% | 0% | 0% | 100% | 0% | 0% | 0% | 0% | 0% | 0% | 0% | 0% | 0% | 0% | 0% | 0% | 0% | 0% | 0% |  | 100%
|  | 11222 | Common Information Model | 0% | 0% | 0% | 100% | 0% | 0% | 0% | 0% |  | 0% | 0% | 0% | 0% | 0% | 0% | 0% | 0% |  |  |  | 100%
|  | 11228 | IT Storage Upgrade | 0% | 0% | 0% | 100% | 0% | 0% | 0% | 0% |  | 0% | 0% | 0% | 0% | 0% | 0% | 0% | 0% |  |  |  | 100%
|  | 11235 | SDM SecondarySystemsUpdate-IntegratEC618 | 0% | 0% | 0% | 100% | 0% | 0% | 0% | 0% | 0% | 0% | 0% | 0% | 0% | 0% | 0% | 0% | 0% |  |  |  | 100%
|  | 11236 | IEC 61850 Training & Development Facilit | 0% | 0% | 0% | 100% | 0% | 0% | 0% | 0% | 0% | 0% | 0% | 0% | 0% | 0% | 0% | 0% | 0% |  |  |  | 100%
|  | 11239 | SAEs for 2013-2018 Capital Projects | 2.214% | 5.381% | 11.13% | 9.097% | 7.454% | 1.175% | 0% | 0.06846% | 0% | 17.34% | 1.795% | 6.534% | 0.5675% | 0% | 18.79% | 4.49% | 1.192% | 0% | 12.76% |  | 100%
Manual |  | 11242 | Aerial Services Implementation - Stage 1 | 10: 100% |  | 100%
|  | 11251 | Pool Car Replacement | 0% | 0% | 0% | 0% | 0% | 0% | 0% | 100% | 0% | 0% | 0% | 0% | 0% | 0% | 0% | 0% | 0% | 0% | 0% |  | 100%
|  | 11300 | Kanmantoo Emergency Transformer Replacem | 0% | 0% | 0% | 0% | 0% | 0% | 0% | 0% | 0% | 100% | 0% | 0% | 0% | 0% | 0% | 0% | 0% |  | 0% |  | 100%
|  | 11305 | Keith Substation Rebuild - Option A - Rev 14 BP072013 | 0% | 0.9968% | 4.994% | 0% | 0% | 2.415% | 0% | 0% | 0% | 30.12% | 3.464% | 21.32% | 2.621% | 0% | 18.97% | 12.59% | 2.513% | 0% | 0% |  | 100%
|  | 11308 | Davenport 275kV Capacitor Bank 2 | 0% | 0% | 0% | 0% | 0% | 0% | 0% | 0% |  | 73.77% | 0% | 0% | 0% | 0% | 26.23% | 0% | 0% |  |  |  | 100%
|  | 11309 | TIPS-Cherry Gardens line into Para Rev 7 BP072013 | 0% | 0% | 5.451% | 0% | 0% | 0% | 0% | 0% | 0% | 61.13% | 0% | 12.2% | 0% | 0% | 21.22% | 0% | 0% | 0% | 0% |  | 100%
|  | 11310 | TIPS- Magill 275kV line into Para Rev 7 BP072013 | 0% | 0% | 5.433% | 0% | 0% | 0% | 0% | 0% | 0% | 61.26% | 0% | 12.16% | 0% | 0% | 21.15% | 0% | 0% | 0% | 0% |  | 100%
|  | 11312 | Torrens Island Transformer Upgrade - Rev 11 BP072013 | 0% | 0% | 0% | 0% | 0% | 1.336% | 0% | 0% | 0% | 73.47% | 0% | 12.13% | 1.069% | 0% | 1.265% | 0% | 10.73% | 0% | 0% |  | 100%
|  | 11313 | Mannum Pump Station No 1 Option A - 2 No TF - rev 9 LU46 | 0% | 6.92% | 19.48% | 0% | 0% | 4.584% | 0% | 0% | 0% | 26.77% | 3.946% | 13.51% | 0.8305% | 0% | 20.52% | 3.439% | 0% | 0% | 0% |  | 100%
|  | 11314 | Mannum Pump Station No 2 Option A - 2 No TF - rev 10 LU46 | 0% | 0% | 0% | 0% | 0% | 5.64% | 0% | 0% | 0% | 46.42% | 3.328% | 22.99% | 1.395% | 0% | 13.95% | 6.267% | 0% | 0% | 0% |  | 100%
|  | 11315 | Mannum Pump Station No 3 Option A - 2 No TF - rev 9 LU46 | 0% | 0% | 0% | 0% | 0% | 8.053% | 0% | 0% | 0% | 40.63% | 4.355% | 24.26% | 1.277% | 0% | 16.14% | 5.287% | 0% | 0% | 0% |  | 100%
Actual |  | 11316 | SA Water Pump Stations Replacement rev 7 (8 sites) level 1 Umbrella | 0% | 0% | 4.261% | 0% | 0% | 0% | 0% | 0% | 0% | 35.3% | 0% | 36.89% | 0% | 0% | 13.98% | 9.563% | 0% | 0% | 0% | 0% | 100%
|  | 11317 | Morgan Pump Station No 2 Option A - 2 No TF - Rev 7 LU46 | 0% | 0% | 0% | 0% | 0% | 5.699% | 0% | 0% | 0% | 43.04% | 3.188% | 21.78% | 1.337% | 0% | 13.37% | 11.59% | 0% | 0% | 0% |  | 100%
|  | 11318 | Morgan Whyalla Pump Station No 3 Option A - 2 No TF - Rev 8 LU46 | 0% | 0% | 0% | 0% | 0% | 7.504% | 0% | 0% | 0% | 40.46% | 4.058% | 19.66% | 1.236% | 0% | 15.04% | 12.04% | 0% | 0% | 0% |  | 100%
|  | 11319 | Morgan Whyalla Pump Station No 4 Option A - 2 No TF - Rev 8 LU46 | 0% | 0% | 0% | 0% | 0% | 7.271% | 0% | 0% | 0% | 39.68% | 3.932% | 19.05% | 1.198% | 0% | 14.58% | 14.3% | 0% | 0% | 0% |  | 100%
|  | 11323 | Belair-Crafers SDH Radio Link Replacement | 0% | 0% | 100% | 0% | 0% | 0% | 0% | 0% |  | 0% | 0% | 0% | 0% | 0% | 0% | 0% | 0% |  |  |  | 100%
|  | 11324 | Happy Valley - Crafers SDH Radio Link Replacement | 0% | 0% | 100% | 0% | 0% | 0% | 0% | 0% |  | 0% | 0% | 0% | 0% | 0% | 0% | 0% | 0% |  |  |  | 100%
|  | 11326 | Morgan-Whyalla No1&2 New OPGW Links | 0% | 0% | 100% | 0% | 0% | 0% | 0% | 0% |  | 0% | 0% | 0% | 0% | 0% | 0% | 0% | 0% |  |  |  | 100%
|  | 11327 | Murray Bridge - Hahndorf No1,2&3 Radio Link Replacement | 0% | 0% | 100% | 0% | 0% | 0% | 0% | 0% |  | 0% | 0% | 0% | 0% | 0% | 0% | 0% | 0% |  |  |  | 100%
|  | 11328 | Yadnarie - Port Lincoln SDH Radio Link (Investigation) | 0% | 0% | 100% | 0% | 0% | 0% | 0% | 0% |  | 0% | 0% | 0% | 0% | 0% | 0% | 0% | 0% |  |  |  | 100%
|  | 11329 | Playford - Leigh Creek Radio Bearer (Investigation) | 0% | 0% | 100% | 0% | 0% | 0% | 0% | 0% |  | 0% | 0% | 0% | 0% | 0% | 0% | 0% | 0% |  |  |  | 100%
Actual |  | 11330 | Energy Management System Upgrade 2013-2018 Rev 1 BP072013 | 0% | 0% | 0% | 2.18% | 0% | 0% | 97.82% | 0% | 0% | 0% | 0% | 0% | 0% | 0% | 0% | 0% | 0% | 0% | 0% | 0% | 100%
|  | 11331 | Asset Operations Software 2008-2013 | 0% | 0% | 0% | 0% | 0% | 0% | 0% | 0% |  | 0% | 0% | 0% | 0% | 0% | 100% | 0% | 0% |  |  |  | 100%
|  | 11332 | OPSWAN 2008-2013 | 0% | 0% | 0% | 0% | 0% | 0% | 0% | 0% |  | 0% | 0% | 0% | 0% | 0% | 100% | 0% | 0% |  |  |  | 100%
|  | 11333 | Accessibility/Mobility - Mobile Phones | 0% | 0% | 0% | 100% | 0% | 0% | 0% | 0% |  | 0% | 0% | 0% | 0% | 0% | 0% | 0% | 0% |  |  |  | 100%
|  | 11335 | Corporate Software 2008-2013 | 0% | 0% | 0% | 0% | 0% | 0% | 100% | 0% |  | 0% | 0% | 0% | 0% | 0% | 0% | 0% | 0% |  |  |  | 100%
|  | 11336 | Document Management System Upgrade | 0% | 0% | 0% | 0% | 0% | 0% | 100% | 0% |  | 0% | 0% | 0% | 0% | 0% | 0% | 0% | 0% |  |  |  | 100%
|  | 11339 | IT Hardware (Corporate) 2008-2013 | 0% | 0% | 0% | 100% | 0% | 0% | 0% | 0% |  | 0% | 0% | 0% | 0% | 0% | 0% | 0% | 0% |  |  |  | 100%
|  | 11340 | PCs and laptops 2008-2013 | 0% | 0% | 0% | 100% | 0% | 0% | 0% | 0% |  | 0% | 0% | 0% | 0% | 0% | 0% | 0% | 0% |  |  |  | 100%
|  | 11341 | Printers 2008-2013 | 0% | 0% | 0% | 100% | 0% | 0% | 0% | 0% |  | 0% | 0% | 0% | 0% | 0% | 0% | 0% | 0% |  |  |  | 100%
|  | 11342 | Project Server - Upgrades and Support Packs 2013 | 0% | 0% | 0% | 0% | 0% | 0% | 100% | 0% |  | 0% | 0% | 0% | 0% | 0% | 0% | 0% | 0% |  |  |  | 100%
|  | 11343 | Server Software 2008-2013 | 0% | 0% | 0% | 100% | 0% | 0% | 0% | 0% |  | 0% | 0% | 0% | 0% | 0% | 0% | 0% | 0% |  |  |  | 100%
|  | 11344 | Servers Hardware 2008-2013 | 0% | 0% | 0% | 100% | 0% | 0% | 0% | 0% |  | 0% | 0% | 0% | 0% | 0% | 0% | 0% | 0% |  |  |  | 100%
|  | 11350 | Unit Asset Replacements 2008-2013 | 0% | 0% | 0% | 0% | 0% | 0% | 0% | 0% | 0% | 100% | 0% | 0% | 0% | 0% | 0% | 0% | 0% |  |  |  | 100%
|  | 11354 | Substation Perimeter Electronic Security | 0% | 0% | 0% | 0% | 0% | 0% | 0% | 0% | 0% | 0% | 0% | 0% | 0% | 0% | 100% | 0% | 0% |  |  |  | 100%
|  | 11357 | Bushing Replacements | 0% | 0% | 0% | 0% | 0% | 0% | 0% | 0% |  | 100% | 0% | 0% | 0% | 0% | 0% | 0% | 0% |  |  |  | 100%
|  | 11365 | Roof - Keswick (Both buildings) 2012-201 | 100% | 0% | 0% | 0% | 0% | 0% | 0% | 0% | 0% | 0% | 0% | 0% | 0% | 0% | 0% | 0% | 0% |  |  |  | 100%
|  | 11367 | Roof - 300 Pirie 2012-2013 | 100% | 0% | 0% | 0% | 0% | 0% | 0% | 0% | 0% | 0% | 0% | 0% | 0% | 0% | 0% | 0% | 0% |  |  |  | 100%
Success |  | 11379 | Energy Management System Functional Enha | 0% | 0% | 0% | 100% | 0% | 0% | 0% | 0% | 0% | 0% | 0% | 0% | 0% | 0% | 0% | 0% | 0% | 0% | 0% |  | 100%
Actual |  | 11383 | Mt Barker Triple Circuit Easement Expansion | 0% | 0% | 0% | 0% | 100% | 0% | 0% | 0% | 0% | 0% | 0% | 0% | 0% | 0% | 0% | 0% | 0% | 0% | 0% | 0% | 100%
Manual |  | 11384 | Security & Video System Consolidation & Development rev 3 BP072013 | 6: 100% |  | 100%
|  | 11389 | Spare 300MVA 275/66kV Transformer rev 4 BP072013 | 0% | 0% | 0% | 0% | 0% | 0% | 0% | 0% | 0% | 99.25% | 0% | 0.7502% | 0% | 0% | 0% | 0% | 0% | 0% | 0% |  | 100%
|  | 11390 | Tailem Bend 15 Mvar Capacitor Bank and C | 0% | 0% | 0% | 0% | 0% | 0% | 0% | 0% | 0% | 59.12% | 0% | 2.538% | 0% | 0% | 38.34% | 0% | 0% |  |  |  | 100%
|  | 11394 | Inventory Purchases 2012-2013 | 0% | 0% | 4.117% | 0% | 0% | 0.2961% | 0% | 0% | 0% | 57.42% | 1.355% | 6.269% | 0.1814% | 0% | 22.91% | 7.214% | 0.2447% |  |  |  | 100%
SE |  | 11403 | Templers West 2nd Transformer Rev 7 BP072013 | 0% | 0% | 0% | 0% | 0% | 0% | 0% | 0% | 0% | 37.28% | 0% | 7.711% | 0.2502% | 0% | 9.308% | 45.45% | 0% | 0% | 0% |  | 100%
SE |  | 11406 | Monash to Berri 66kV Line Augmentation - Note this cost has been included in either of the projects above therefore $0 is included on this line | 0% | 0% | 3.436% | 0% | 0% | 0% | 0% | 0% |  | 60.82% | 0% | 0% | 0% | 0% | 11% | 24.74% | 0% |  |  |  | 100%
SE |  | 11409 | Lucindale West (Avenue) 132/33kV Substation | 0% | 0% | 6.035% | 0% | 0% | 0% | 0% | 0% |  | 55.01% | 2.004% | 12% | 0.3621% | 0% | 24.59% | 0% | 0% |  |  |  | 100%
SE |  | 11410 | Penola 275/132kV Substation | 0% | 0% | 3.472% | 0% | 0% | 0% | 0% | 0% |  | 57.07% | 0% | 0% | 0.5729% | 0% | 21.18% | 17.71% | 0% |  |  |  | 100%
SE |  | 11411 | Davenport SVC Stage 1 and 2 | 0% | 0% | 1.874% | 0% | 0% | 0.5622% | 0% | 0% |  | 95.39% | 0% | 0% | 0% | 0% | 2.174% | 0% | 0% |  |  |  | 100%
SE |  | 11412 | Hummocks to Kadina East 2nd 132kV Line REV 12 LU46 | 0% | 0% | 0.2073% | 0% | 0% | 0% | 0% | 0% | 0% | 4.834% | 0% | 1.991% | 0.2681% | 0% | 2.029% | 90.67% | 0% | 0% | 0% |  | 100%
SE |  | 11414 | Western Suburbs Stage 1 City West - 1x 300/360MV.A 275/66kV Transformer | 0% | 0% | 0% | 0% | 0% | 0% | 0% | 0% |  | 81% | 0% | 5.667% | 0% | 0% | 13.33% | 0% | 0% |  |  |  | 100%
SE |  | 11420 | Whyalla Terminal Replacement and Cultana Augmentation | 0% | 0% | 0% | 0% | 0% | 0% | 0% | 0% | 0% | 100% | 0% | 0% | 0% | 0% | 0% | 0% | 0% |  |  |  | 100%
SE |  | 11424 | Yadnarie Middleback 132kV Line Upgrade - Rev 7 LU46 | 0% | 0% | 0% | 0% | 0% | 9.044% | 0% | 0% | 0% | 0% | 0% | 0% | 0% | 0% | 0% | 90.96% | 0% | 0% | 0% |  | 100%
SE |  | 11425 | Monash Capacitor Bank - Rev 10 BP072013 | 0% | 0% | 0% | 0% | 0% | 0% | 0% | 0% | 0% | 68.76% | 0% | 17.21% | 1.076% | 0% | 12.95% | 0% | 0% | 0% | 0% |  | 100%
Success |  | 11426 | NCIPAP 4 W'oo East to Rob'town 132kv Upr | 0% | 0% | 0% | 0% | 0% | 0% | 0% | 0% | 0% | 5.355% | 0% | 0% | 0% | 0% | 3.259% | 73.09% | 0% | 0% | 18.3% |  | 100%
Manual |  | 11434 | Asset Condition Monitoring Systems rev1 BP072013 | 0% | 0% | 0% | 100% | 0% | 0% | 0% | 0% | 0% | 0% | 0% | 0% | 0% | 0% | 0% | 0% | 0% | 0% | 0% |  | 100%
Manual |  | 11435 | Outage Optimisation Improvements | 0% | 0% | 0% | 100% | 0% | 0% | 0% | 0% | 0% | 0% | 0% | 0% | 0% | 0% | 0% | 0% | 0% |  |  |  | 100%
Actual |  | 11444 | Penola West to South East Line Refurbishment rev 5 BP072013 | 0% | 0% | 0% | 0% | 0% | 0% | 0% | 0% | 0% | 0% | 0% | 0% | 0% | 0% | 0% | 0% | 0% | 0% | 100% | 0% | 100%
Actual |  | 11445 | Tailem Bend to Keith No 2 Line Refurbishment rev 5 BP072013 | 0% | 0% | 0% | 0% | 0% | 0% | 0% | 0% | 0% | 0% | 0% | 0% | 0% | 0% | 0% | 0% | 0% | 0% | 100% | 0% | 100%
Success |  | 11446 | Brinkworth to Mintaro Line Refurbishment rev 6 BP072013 | 0% | 0% | 0% | 0% | 0% | 0% | 0% | 0% | 0% | 0% | 0% | 0% | 0% | 0% | 0% | 57.04% | 0% | 0% | 42.96% |  | 100%
Success |  | 11448 | Cultana to Stony Point Line Refurbishment - rev 5 BP072013 | 0% | 0% | 0% | 0% | 0% | 0% | 0% | 0% | 0% | 0% | 0% | 0% | 0% | 0% | 0% | 0% | 0% | 0% | 100% |  | 100%
Success |  | 11452 | Project Management Standards | 0% | 0% | 0% | 0% | 0% | 0% | 0% | 100% | 0% | 0% | 0% | 0% | 0% | 0% | 0% | 0% | 0% | 0% | 0% |  | 100%
Manual |  | 11454 | Safety in Design Processes | 0% | 0% | 0% | 0% | 0% | 0% | 0% | 100% | 0% | 0% | 0% | 0% | 0% | 0% | 0% | 0% | 0% |  | 0% |  | 100%
Actual |  | 11461 | Cultana-Stony Point Easement Acquisition | 0% | 0% | 0% | 0% | 0% | 100% | 0% | 0% | 0% | 0% | 0% | 0% | 0% | 0% | 0% | 0% | 0% | 0% | 0% | 0% | 100%
SE | 2015-08-31 | 11508 | Mount Gambier East Rev 18 BP 072013 | 0% | 1.313% | 4.034% | 0% | 0% | 2.887% | 0% | 0% | 0% | 44.14% | 2.641% | 22.91% | 2.492% | 0% | 10.23% | 7.361% | 1.993% | 0% | 0% |  | 100%
SE |  | 11509 | Bungama 2nd Transformer Option 1B reV 11 BP072013 | 0% | 0% | 0% | 0% | 0% | 0% | 0% | 0% | 0% | 81.19% | 0% | 7.821% | 0% | 0% | 10.55% | 0.4462% | 0% | 0% | 0% |  | 100%
SE | 2015-08-31 | 11514 | CustomerStakeholder Relationship Mgt Sys | 0% | 0% | 0% | 100% | 0% | 0% | 0% | 0% | 0% | 0% | 0% | 0% | 0% | 0% | 0% | 0% | 0% |  |  |  | 100%
Success |  | 11515 | Data Quality | 0% | 0% | 0% | 100% | 0% | 0% | 0% | 0% | 0% | 0% | 0% | 0% | 0% | 0% | 0% | 0% | 0% | 0% | 0% |  | 100%
Success |  | 11516 | SAP Functional Enhancements 2013-2015 rev1 BP072013 | 0% | 0% | 0% | 100% | 0% | 0% | 0% | 0% | 0% | 0% | 0% | 0% | 0% | 0% | 0% | 0% | 0% | 0% | 0% |  | 100%
Success |  | 11517 | SAP Upgrade Technology | 0% | 0% | 0% | 100% | 0% | 0% | 0% | 0% | 0% | 0% | 0% | 0% | 0% | 0% | 0% | 0% | 0% | 0% | 0% |  | 100%
SE |  | 11519 | SPF Functional Enhancements 2013-2015 | 0% | 0% | 0% | 100% | 0% | 0% | 0% | 0% | 0% | 0% | 0% | 0% | 0% | 0% | 0% | 0% | 0% |  |  |  | 100%
Actual |  | 11523 | ICT Systems Management 2014-2015 - rev 2 BP072013 | 0% | 0% | 0% | 100% | 0% | 0% | 0% | 0% | 0% | 0% | 0% | 0% | 0% | 0% | 0% | 0% | 0% | 0% | 0% | 0% | 100%
Manual |  | 11526 | Telecommunications Network Management Systems Upgrade - Rev2 BP072013 | 0% | 0% | 0% | 100% | 0% | 0% | 0% | 0% | 0% | 0% | 0% | 0% | 0% | 0% | 0% | 0% | 0% | 0% | 0% |  | 100%
Success |  | 11532 | Fire Protection Rymill 2014 - 2015 | 40% | 0% | 0% | 0% | 0% | 0% | 0% | 60% | 0% | 0% | 0% | 0% | 0% | 0% | 0% | 0% | 0% | 0% | 0% |  | 100%
Success |  | 11533 | Business Intelligence Technology Upgrade 2014-2015 rev1 BP072013 | 0% | 0% | 0% | 100% | 0% | 0% | 0% | 0% | 0% | 0% | 0% | 0% | 0% | 0% | 0% | 0% | 0% | 0% | 0% |  | 100%
Success |  | 11538 | Project & Portfolio Management Systems 2014 rev1 BP072013 | 0% | 0% | 0% | 100% | 0% | 0% | 0% | 0% | 0% | 0% | 0% | 0% | 0% | 0% | 0% | 0% | 0% | 0% | 0% |  | 100%
SE |  | 11540 | Mt Barker-Tungkillo Telecoms Bearer - Rev 3 | 0% | 12.68% | 87.32% | 0% | 0% | 0% | 0% | 0% | 0% | 0% | 0% | 0% | 0% | 0% | 0% | 0% | 0% | 0% | 0% |  | 100%
SE |  | 11544 | TIPS C Switch Yard - Rev 9 BP072013 | 0% | 0.5903% | 3.065% | 0% | 0% | 0% | 0% | 0% | 0% | 30.45% | 1.893% | 15.71% | 0.8569% | 0% | 8.499% | 19.59% | 19.35% | 0% | 0% |  | 100%
Success |  | 11549 | Switching System Writer rev3 | 0% | 0% | 0% | 100% | 0% | 0% | 0% | 0% | 0% | 0% | 0% | 0% | 0% | 0% | 0% | 0% | 0% | 0% | 0% |  | 100%
Success |  | 11551 | Control Room Asset Replacement version rev1 BP072013 | 0% | 0% | 0% | 50% | 0% | 0% | 0% | 50% | 0% | 0% | 0% | 0% | 0% | 0% | 0% | 0% | 0% | 0% | 0% |  | 100%
SE |  | 11552 | Mt. Benson 132/33 kV Substation Land Acquisition - Rev2 | 0% | 0% | 0% | 0% | 75% | 25% | 0% | 0% | 0% | 0% | 0% | 0% | 0% | 0% | 0% | 0% | 0% | 0% | 0% |  | 100%
Actual |  | 11553 | South East Substation to Heywood Telecommunications Bearer rev 4 BP072013 | 0% | 28.32% | 47.23% | 0% | 0% | 0% | 0% | 0% | 0% | 0% | 0% | 24.45% | 0% | 0% | 0% | 0% | 0% | 0% | 0% | 0% | 100%
Success |  | 11560 | Magill/East Terrace Cable Pit Construction - C45 - Rev3 BP072013 | 0% | 0% | 0% | 0% | 0% | 0% | 0% | 0% | 0% | 0% | 0% | 0% | 0% | 0% | 0% | 0% | 100% | 0% | 0% |  | 100%
Success |  | 11561 | Magill/East Terrace Cable Instrument Replacement - C45 - Rev3 BP072013 | 0% | 0% | 0% | 0% | 0% | 0% | 0% | 0% | 0% | 0% | 0% | 0% | 0% | 0% | 89.36% | 10.64% | 0% | 0% | 0% |  | 100%
Success |  | 11562 | Transmission Line Inspection Data Analysis Tool rev1 BP072013 | 0% | 0% | 0% | 100% | 0% | 0% | 0% | 0% | 0% | 0% | 0% | 0% | 0% | 0% | 0% | 0% | 0% | 0% | 0% |  | 100%
Success |  | 11564 | Magill/East Terrace Cable Joint Monitoring C45 - Rev 3 BP072013 | 0% | 0% | 0% | 0% | 0% | 0% | 0% | 0% | 0% | 0% | 0% | 0% | 0% | 0% | 100% | 0% | 0% | 0% | 0% |  | 100%
Actual |  | 11566 | Business Planning System Including WFP | 0% | 0% | 0% | 100% | 0% | 0% | 0% | 0% | 0% | 0% | 0% | 0% | 0% | 0% | 0% | 0% | 0% | 0% | 0% | 0% | 100%
Manual |  | 11575 | OPSWAN Replacement 2013-2015 rev 2 BP072013 | 0% | 0% | 100% | 0% | 0% | 0% | 0% | 0% | 0% | 0% | 0% | 0% | 0% | 0% | 0% | 0% | 0% | 0% | 0% |  | 100%
SE |  | 11601 | Mobilong Substation Upgrade - rev 12 LU46 | 0% | 4.787% | 19.85% | 0% | 0% | 0% | 0% | 0% | 0% | 23.26% | 5.685% | 13.08% | 0% | 0% | 31.22% | 2.112% | 0% | 0% | 0% |  | 100%
Success |  | 11602 | Tailem Bend Substation Upgrade - Rev 21 Compliance and Security | 0% | 0% | 0% | 0% | 0% | 0% | 0% | 0% | 0% | 100% | 0% | 0% | 0% | 0% | 0% | 0% | 0% | 0% | 0% |  | 100%
SE |  | 11603 | TIPS-Cherry Gardens 275kV line into Parafield Gardens West Substation Rev 7 BP072013 | 0% | 0% | 0% | 0% | 0% | 0% | 0% | 0% | 0% | 46.45% | 3.408% | 6.105% | 0% | 0% | 22.64% | 14.1% | 7.296% | 0% | 0% |  | 100%
SE |  | 11605 | Line Uprating Brinkworth - Davenport & Para - Brinkworth - Rev 8 BP072013 | 0% | 0% | 0% | 0% | 0% | 0% | 0% | 0% | 0% | 0% | 0% | 0% | 0% | 0% | 0% | 100% | 0% | 0% | 0% |  | 100%
Success |  | 11610 | One Network Refresh 2013-2016 rev1 BP072013 | 0% | 0% | 0% | 100% | 0% | 0% | 0% | 0% | 0% | 0% | 0% | 0% | 0% | 0% | 0% | 0% | 0% | 0% | 0% |  | 100%
Success |  | 11615 | Standards Major Review - Reset 3 rev1 BP072013 | 0% | 0% | 0% | 0% | 0% | 0% | 0% | 100% | 0% | 0% | 0% | 0% | 0% | 0% | 0% | 0% | 0% | 0% | 0% |  | 100%
SE |  | 11617 | Playford - Leigh Creek Telecomms Bearer rev 3 | 0% | 54.47% | 35.17% | 0% | 0% | 0% | 0% | 0% | 0% | 0% | 10.35% | 0% | 0% | 0% | 0% | 0% | 0% | 0% | 0% |  | 100%
Actual |  | 11619 | Fire Protection 300 Pirie 2015 - 2016 rev1 BP072013 | 100% | 0% | 0% | 0% | 0% | 0% | 0% | 0% | 0% | 0% | 0% | 0% | 0% | 0% | 0% | 0% | 0% | 0% | 0% | 0% | 100%
SE |  | 11620 | Dynamic Constraint Systems | 0% | 0% | 0% | 0% | 0% | 0% | 0% | 0% | 0% | 0% | 0% | 0% | 0% | 0% | 100% | 0% | 0% |  |  |  | 100%
SE |  | 11623 | Robertstown Telecoms Bearer rev 6 | 0% | 8.992% | 91.01% | 0% | 0% | 0% | 0% | 0% | 0% | 0% | 0% | 0% | 0% | 0% | 0% | 0% | 0% | 0% | 0% |  | 100%
SE |  | 11624 | Mid North OPGW Bearer rev 5 BP072013 | 0% | 8.992% | 91.01% | 0% | 0% | 0% | 0% | 0% | 0% | 0% | 0% | 0% | 0% | 0% | 0% | 0% | 0% | 0% | 0% |  | 100%
SE |  | 11625 | Mount Barker South 275-66kV Transformer rev 11 BP072013 | 0% | 4.68% | 8.426% | 0% | 0% | 0% | 0% | 0% | 0% | 59.55% | 0% | 6.363% | 0% | 0% | 8.578% | 7.497% | 4.906% | 0% | 0% |  | 100%
SE |  | 11626 | Morphett Vale East, Happy Valley to Cherry Gardens Telecoms Bearer rev 3 | 0% | 12.08% | 87.92% | 0% | 0% | 0% | 0% | 0% | 0% | 0% | 0% | 0% | 0% | 0% | 0% | 0% | 0% | 0% | 0% |  | 100%
SE |  | 11627 | Snuggery Substation Replacement Land Acquisition - Rev 2 BP072013 | 0% | 0% | 0% | 0% | 100% | 0% | 0% | 0% | 0% | 0% | 0% | 0% | 0% | 0% | 0% | 0% | 0% | 0% | 0% |  | 100%
Manual |  | 11630 | Eyre Peninsula Reinforcement - Land Acqu | 0% | 0% | 0% | 0% | 0% | 100% | 0% | 0% | 0% | 0% | 0% | 0% | 0% | 0% | 0% | 0% | 0% |  |  |  | 100%
Success |  | 11632 | OPSWAN Implementation 2014-2016 - rev 2 | 0% | 0% | 100% | 0% | 0% | 0% | 0% | 0% | 0% | 0% | 0% | 0% | 0% | 0% | 0% | 0% | 0% | 0% | 0% |  | 100%
SE |  | 11633 | Kadina East - Hummocks West Circuit - Land Acquisition - Rev1 | 0% | 0% | 0% | 0% | 0% | 100% | 0% | 0% | 0% | 0% | 0% | 0% | 0% | 0% | 0% | 0% | 0% | 0% | 0% |  | 100%
SE |  | 11634 | Krongart to Heywood 500 kV circuit | 0% | 0% | 0% | 0% | 0% | 0% | 0% | 0% | 0% | 0% | 0% | 0% | 0% | 0% | 0% | 100% | 0% |  |  |  | 100%
SE |  | 11635 | Tepko to Krongart 500 kV circuit | 0% | 0% | 0% | 0% | 0% | 0% | 0% | 0% | 0% | 0% | 0% | 0% | 0% | 0% | 0% | 100% | 0% |  |  |  | 100%
SE |  | 11637 | 500kV Standard structures Development rev1 BP072013 | 100% | 0% | 0% | 0% | 0% | 0% | 0% | 0% | 0% | 0% | 0% | 0% | 0% | 0% | 0% | 0% | 0% | 0% | 0% |  | 100%
Success |  | 11638 | Operational Logging and Fault Investigation Systems rev1 BP072013 | 0% | 0% | 0% | 100% | 0% | 0% | 0% | 0% | 0% | 0% | 0% | 0% | 0% | 0% | 0% | 0% | 0% | 0% | 0% |  | 100%
SE |  | 11639 | Western Suburbs 66kV Reinforcement - rev 9 LU46 | 0% | 0% | 2.579% | 0% | 0% | 3.009% | 0% | 0% | 0% | 11.72% | 0% | 2.751% | 0% | 0% | 5.526% | 14.02% | 60.39% | 0% | 0% |  | 100%
SE |  | 11642 | Torrens Island Switchyard (TIS) C Land and Easement Acquisition - Rev1 | 0% | 0% | 0% | 0% | 100% | 0% | 0% | 0% | 0% | 0% | 0% | 0% | 0% | 0% | 0% | 0% | 0% | 0% | 0% |  | 100%
SE |  | 11643 | New Office Building and Car Park rev 4 | 70.63% | 0% | 0% | 0% | 0% | 0% | 0% | 29.37% | 0% | 0% | 0% | 0% | 0% | 0% | 0% | 0% | 0% | 0% | 0% |  | 100%
Success |  | 11645 | Reactive Plant Control Systems - Rev 6 BP072013 | 0% | 0% | 0% | 36.78% | 0% | 0% | 0% | 0% | 0% | 0% | 0% | 0% | 0% | 0% | 63.22% | 0% | 0% | 0% | 0% |  | 100%
Success |  | 11646 | Upper North and Eyre Peninsula Voltage Control Scheme - Rev6 | 0% | 0% | 26.29% | 21.91% | 0% | 1.095% | 0% | 0% | 0% | 16.55% | 0% | 0.3286% | 0% | 0% | 33.83% | 0% | 0% | 0% | 0% |  | 100%
Success |  | 11647 | Eyre Peninsula Voltage Control Scheme Rev4 BP072013 | 0% | 0% | 0% | 66.67% | 0% | 0% | 0% | 0% | 0% | 0% | 0% | 0% | 0% | 0% | 33.33% | 0% | 0% | 0% | 0% |  | 100%
Actual |  | 11650 | Electrical 300 Pirie St. & Keswick 2015-2016 rev1 BP072013 | 100% | 0% | 0% | 0% | 0% | 0% | 0% | 0% | 0% | 0% | 0% | 0% | 0% | 0% | 0% | 0% | 0% | 0% | 0% | 0% | 100%
Success |  | 11651 | Carpet 300 & 276 Pirie St. 2015-2016 rev1 BP072013 | 17% | 0% | 0% | 0% | 0% | 0% | 0% | 83% | 0% | 0% | 0% | 0% | 0% | 0% | 0% | 0% | 0% | 0% | 0% |  | 100%
SE |  | 11655 | Penola West 15MVar Capacitor Bank - Rev5 LU46 | 0% | 0% | 0% | 0% | 0% | 0% | 0% | 0% | 0% | 50.79% | 0% | 33.74% | 4.138% | 0% | 11.33% | 0% | 0% | 0% | 0% |  | 100%
Success |  | 11656 | Transmission Line Vegetation Management System rev1 BP072013 | 0% | 0% | 0% | 100% | 0% | 0% | 0% | 0% | 0% | 0% | 0% | 0% | 0% | 0% | 0% | 0% | 0% | 0% | 0% |  | 100%
Success |  | 11657 | Meduim Term Accomodation | 100% | 0% | 0% | 0% | 0% | 0% | 0% | 0% | 0% | 0% | 0% | 0% | 0% | 0% | 0% | 0% | 0% | 0% | 0% |  | 100%
Success |  | 11659 | Substation and Telecommunication Buildin | 0% | 0% | 0% | 0% | 0% | 0% | 0% | 0% | 0% | 0% | 0% | 100% | 0% | 0% | 0% | 0% | 0% | 0% | 0% |  | 100%
Success |  | 11660 | Substation Battery Charger Replacement | 0% | 0% | 0% | 0% | 0% | 0% | 0% | 0% | 0% | 0% | 0% | 0% | 0% | 0% | 100% | 0% | 0% | 0% | 0% |  | 100%
Manual |  | 11662 | Tower Fall Arrestor Replacement and Audi | 0% | 0% | 0% | 0% | 0% | 0% | 0% | 100% | 0% | 0% | 0% | 0% | 0% | 0% | 0% | 0% | 0% | 0% | 0% |  | 100%
Actual |  | 11672 | ICT Security 2014-2016 rev 1 BP072013 | 0% | 0% | 0% | 100% | 0% | 0% | 0% | 0% | 0% | 0% | 0% | 0% | 0% | 0% | 0% | 0% | 0% | 0% | 0% | 0% | 100%
Actual |  | 11673 | IT OCS Software 2014-2016 | 0% | 0% | 0% | 100% | 0% | 0% | 0% | 0% | 0% | 0% | 0% | 0% | 0% | 0% | 0% | 0% | 0% | 0% | 0% | 0% | 100%
Actual |  | 11681 | Furniture and General Building Upgrades 2015 -2016 - rev2 BP072013 | 41.64% | 0% | 0% | 6.3% | 0% | 0% | 0% | 52.06% | 0% | 0% | 0% | 0% | 0% | 0% | 0% | 0% | 0% | 0% | 0% | 0% | 100%
Actual |  | 11694 | Inventory Replenishment 2015-2016 rev 1 BP072013 | 0% | 0% | 0% | 0% | 0% | 0% | 0% | 0% | 0% | 85.28% | 0% | 0% | 0% | 0% | 6.09% | 8.63% | 0% | 0% | 0% | 0% | 100%
SE |  | 11703 | Drawing Management Systems Technology Upgrade 2015-2017 rev 1 BP072013 | 0% | 0% | 0% | 100% | 0% | 0% | 0% | 0% | 0% | 0% | 0% | 0% | 0% | 0% | 0% | 0% | 0% | 0% | 0% |  | 100%
Success |  | 11705 | Drawing Management Systems Augmentation 2015-2017 | 0% | 0% | 0% | 100% | 0% | 0% | 0% | 0% | 0% | 0% | 0% | 0% | 0% | 0% | 0% | 0% | 0% | 0% | 0% |  | 100%
Success |  | 11712 | Engineering Systems Enhancements 2015-2017 rev 1BP072013 | 0% | 0% | 0% | 100% | 0% | 0% | 0% | 0% | 0% | 0% | 0% | 0% | 0% | 0% | 0% | 0% | 0% | 0% | 0% |  | 100%
Success |  | 11715 | Project & Portfolio Management Systems Functional Enhancements 2015-2017 | 0% | 0% | 0% | 100% | 0% | 0% | 0% | 0% | 0% | 0% | 0% | 0% | 0% | 0% | 0% | 0% | 0% | 0% | 0% |  | 100%
Actual |  | 11717 | UPS Battery Bank - rev2 BP072013 | 25.08% | 0% | 0% | 67.62% | 0% | 0% | 0% | 7.3% | 0% | 0% | 0% | 0% | 0% | 0% | 0% | 0% | 0% | 0% | 0% | 0% | 100%
SE |  | 11718 | Angas Creek Substation Augmentation Land Acquisition - Rev2BP072013 | 0% | 0% | 0% | 0% | 100% | 0% | 0% | 0% | 0% | 0% | 0% | 0% | 0% | 0% | 0% | 0% | 0% | 0% | 0% |  | 100%
SE |  | 11720 | Murray Bridge - Hahndorf Pump Stations 1-3 Land Acquisition - Rev1 | 0% | 0% | 0% | 0% | 100% | 0% | 0% | 0% | 0% | 0% | 0% | 0% | 0% | 0% | 0% | 0% | 0% | 0% | 0% |  | 100%
SE |  | 11721 | Morphett Vale East 275kV Supply Double - Rev2BP072013 | 0% | 0% | 0% | 0% | 0% | 100% | 0% | 0% | 0% | 0% | 0% | 0% | 0% | 0% | 0% | 0% | 0% | 0% | 0% |  | 100%
SE |  | 11722 | Brinkworth West Circuit Entry Easement Acquisition - Rev1 | 0% | 0% | 0% | 0% | 0% | 100% | 0% | 0% | 0% | 0% | 0% | 0% | 0% | 0% | 0% | 0% | 0% | 0% | 0% |  | 100%
SE |  | 11723 | Tepko Substation Land Acquisition - Rev1 | 0% | 0% | 0% | 0% | 100% | 0% | 0% | 0% | 0% | 0% | 0% | 0% | 0% | 0% | 0% | 0% | 0% | 0% | 0% |  | 100%
SE |  | 11724 | Wilmington Substation Land Acquisition - Rev1 | 0% | 0% | 0% | 0% | 69.23% | 30.77% | 0% | 0% | 0% | 0% | 0% | 0% | 0% | 0% | 0% | 0% | 0% | 0% | 0% |  | 100%
SE |  | 11725 | Mintaro to Waterloo Easement Widening Land Acquisition - Rev1 | 0% | 0% | 0% | 0% | 60.41% | 39.59% | 0% | 0% | 0% | 0% | 0% | 0% | 0% | 0% | 0% | 0% | 0% | 0% | 0% |  | 100%
SE |  | 11726 | Lincoln Gap Substation Land Acquisition - Rev3 BP072013 | 0% | 0% | 0% | 0% | 0% | 100% | 0% | 0% | 0% | 0% | 0% | 0% | 0% | 0% | 0% | 0% | 0% | 0% | 0% |  | 100%
SE |  | 11727 | Fourth Northern Suburbs Connection Point Land Acquistion - Rev3 BP072013 | 0% | 0% | 0% | 0% | 0% | 100% | 0% | 0% | 0% | 0% | 0% | 0% | 0% | 0% | 0% | 0% | 0% | 0% | 0% |  | 100%
SE |  | 11728 | Jamestown Connection Point Land Acquisition - Rev2 | 0% | 0% | 0% | 0% | 0% | 100% | 0% | 0% | 0% | 0% | 0% | 0% | 0% | 0% | 0% | 0% | 0% | 0% | 0% |  | 100%
SE |  | 11729 | Snuggery to Blanche to Mt Gambier to South East Second 132kV Line Easement REV 3 BP072013 | 0% | 0% | 0% | 0% | 0% | 100% | 0% | 0% | 0% | 0% | 0% | 0% | 0% | 0% | 0% | 0% | 0% | 0% | 0% |  | 100%
SE |  | 11730 | Hummocks 132kV Capacitor Bank - Rev 5 BP072013 | 0% | 0% | 0% | 0% | 0% | 0% | 0% | 0% | 0% | 31.43% | 0% | 10.53% | 0.6675% | 0% | 9.235% | 48.13% | 0% | 0% | 0% |  | 100%
Actual |  | 11731 | Fleet Vehicles Purchase 2016-2017 rev 1 BP072013 | 0% | 0% | 0% | 1.35% | 0% | 0% | 0% | 98.65% | 0% | 0% | 0% | 0% | 0% | 0% | 0% | 0% | 0% | 0% | 0% | 0% | 100%
Success |  | 11732 | Outage Management Functional Upgrade rev 1 BP072013 | 0% | 0% | 0% | 100% | 0% | 0% | 0% | 0% | 0% | 0% | 0% | 0% | 0% | 0% | 0% | 0% | 0% | 0% | 0% |  | 100%
Success |  | 11733 | Asset Condition Online Monitoring Equipment Replacement - C45 rev 2 BP072013 | 0% | 0% | 0% | 0% | 0% | 0% | 0% | 0% | 0% | 4.22% | 0% | 2.524% | 0% | 0% | 93.26% | 0% | 0% | 0% | 0% |  | 100%
Success |  | 11734 | Network AErial Laser Survey - rev 2 BP072013 | 0% | 0% | 0% | 100% | 0% | 0% | 0% | 0% | 0% | 0% | 0% | 0% | 0% | 0% | 0% | 0% | 0% | 0% | 0% |  | 100%
Manual |  | 11735 | Transmission Line Design | 10: 100% |  | 100%
SE |  | 11736 | Para-Tungkillo 275kV Line Easement - Rev2 | 0% | 0% | 0% | 0% | 75.92% | 24.08% | 0% | 0% | 0% | 0% | 0% | 0% | 0% | 0% | 0% | 0% | 0% | 0% | 0% |  | 100%
Success |  | 11738 | Mallala to Para 275kV Double Circuit Land & Easements - Rev4 | 0% | 0% | 0% | 0% | 97.37% | 0% | 0% | 0% | 0% | 0% | 0% | 0% | 0% | 0% | 0% | 0% | 2.626% | 0% | 0% |  | 100%
Success |  | 11742 | Baroota Substation Upgrade (Option 2) - Rev 12 BP072013 | 0% | 6.196% | 5.449% | 0% | 0% | 0% | 0% | 0% | 0% | 24.22% | 9.704% | 15.32% | 2.684% | 0% | 35% | 1.422% | 0% | 0% | 0% |  | 100%
SE |  | 11743 | Bungama - Baroota 132 kV Line Rating Com | 0% | 0% | 0% | 0% | 0% | 0% | 0% | 0% | 0% | 0% | 0% | 0% | 0% | 0% | 0% | 100% | 0% | 0% | 0% |  | 100%
Manual |  | 11747 | Substation Lighting and Infrastructure R | 13: 50%; 14: 50% |  | 100%
Success |  | 11749 | AC Board Replacement 2013-18 | 0% | 0% | 0% | 0% | 0% | 0% | 0% | 0% | 0% | 0% | 0% | 100% | 0% | 0% | 0% | 0% | 0% | 0% | 0% |  | 100%
Success |  | 11751 | Westinghouse RTU Replacement | 0% | 0% | 0% | 0% | 0% | 0% | 0% | 0% | 0% | 0% | 0% | 0% | 0% | 0% | 100% | 0% | 0% | 0% | 0% |  | 100%
Success |  | 11775 | OPSWAN Replacement 2015-2017 rev 2 BP072013 | 0% | 0% | 100% | 0% | 0% | 0% | 0% | 0% | 0% | 0% | 0% | 0% | 0% | 0% | 0% | 0% | 0% | 0% | 0% |  | 100%
Actual |  | 11781 | Furniture and General Building Upgrades 2016 - 2017 - rev2 BP072013 | 23.15% | 0% | 0% | 1.476% | 0% | 0% | 0% | 75.38% | 0% | 0% | 0% | 0% | 0% | 0% | 0% | 0% | 0% | 0% | 0% | 0% | 100%
Success |  | 11782 | Building Generator 300 Pirie St | 0% | 0% | 0% | 0% | 0% | 0% | 0% | 100% | 0% | 0% | 0% | 0% | 0% | 0% | 0% | 0% | 0% | 0% | 0% |  | 100%
Success |  | 11794 | Inventory Replenishment 2016-2017 rev 1 BP072013 | 0% | 0% | 1.53% | 0% | 0% | 0% | 0% | 0% | 0% | 1.74% | 0% | 0% | 0% | 0% | 0% | 96.73% | 0% | 0% | 0% |  | 100%
SE |  | 11801 | Davenport - Leigh Creek Line Uprate - Rev 8 BP072013 | 0% | 0% | 0% | 0% | 0% | 0% | 0% | 0% | 0% | 0% | 0% | 0% | 0% | 0% | 0% | 100% | 0% | 0% | 0% |  | 100%
Success |  | 11802 | Business Intelligence Functional Enhancements 2017-2018 rev 1 BP072013 | 0% | 0% | 0% | 100% | 0% | 0% | 0% | 0% | 0% | 0% | 0% | 0% | 0% | 0% | 0% | 0% | 0% | 0% | 0% |  | 100%
Success |  | 11803 | SAP Functional Enhancements 2017-2018 rev 2 BP072013 | 0% | 0% | 0% | 100% | 0% | 0% | 0% | 0% | 0% | 0% | 0% | 0% | 0% | 0% | 0% | 0% | 0% | 0% | 0% |  | 100%
Success |  | 11807 | ICT Systems Management 2017-2019 rev 1 | 0% | 0% | 0% | 100% | 0% | 0% | 0% | 0% | 0% | 0% | 0% | 0% | 0% | 0% | 0% | 0% | 0% | 0% | 0% |  | 100%
Success |  | 11808 | Office Systems Refresh rev 1 BP072013 | 0% | 0% | 0% | 100% | 0% | 0% | 0% | 0% | 0% | 0% | 0% | 0% | 0% | 0% | 0% | 0% | 0% | 0% | 0% |  | 100%
Success |  | 11809 | Common Information-Connectivity Model rev 2 BP072013 | 0% | 0% | 0% | 100% | 0% | 0% | 0% | 0% | 0% | 0% | 0% | 0% | 0% | 0% | 0% | 0% | 0% | 0% | 0% |  | 100%
Success |  | 11810 | OSI PI Technology Upgrade | 0% | 0% | 0% | 100% | 0% | 0% | 0% | 0% | 0% | 0% | 0% | 0% | 0% | 0% | 0% | 0% | 0% | 0% | 0% |  | 100%
Success |  | 11811 | Outage Management Upgrade rev 2 BP072013 | 0% | 0% | 0% | 100% | 0% | 0% | 0% | 0% | 0% | 0% | 0% | 0% | 0% | 0% | 0% | 0% | 0% | 0% | 0% |  | 100%
Success |  | 11812 | Substation Automation and Alarm rev 2 BP072013 | 0% | 0% | 0% | 100% | 0% | 0% | 0% | 0% | 0% | 0% | 0% | 0% | 0% | 0% | 0% | 0% | 0% | 0% | 0% |  | 100%
SE | 2015-08-31 | 11813 | Nokia Multiplexer Replacement rev 3 BP072013 | 0% | 11.03% | 88.97% | 0% | 0% | 0% | 0% | 0% | 0% | 0% | 0% | 0% | 0% | 0% | 0% | 0% | 0% | 0% | 0% |  | 100%
Actual |  | 11816 | One IP Substation Network Stage 1 rev 8 | 0% | 0% | 42.48% | 0% | 0% | 0% | 0% | 0% | 0% | 0% | 0% | 57.52% | 0% | 0% | 0% | 0% | 0% | 0% | 0% | 0% | 100%
SE |  | 11823 | Yorke Peninsula Second Telecommunications Bearer rev 4 | 0% | 10.81% | 89.19% | 0% | 0% | 0% | 0% | 0% | 0% | 0% | 0% | 0% | 0% | 0% | 0% | 0% | 0% | 0% | 0% |  | 100%
Actual |  | 11824 | Weather Stations For Dynamic Line Rating | 0% | 21.77% | 50.48% | 0% | 0% | 0% | 0% | 0% | 0% | 0% | 0% | 27.75% | 0% | 0% | 0% | 0% | 0% | 0% | 0% | 0% | 100%
Success |  | 11825 | Radial Supply Reliability Improvement Rev 7 BP072013 | 0% | 0% | 0% | 0% | 0% | 0% | 0% | 0% | 0% | 100% | 0% | 0% | 0% | 0% | 0% | 0% | 0% | 0% | 0% |  | 100%
Actual |  | 11826 | Dalrymple Substation- Brownfield 1 Phase 1 Rev 10 | 0% | 0% | 1.09% | 0% | 0% | 0% | 0% | 0% | 0% | 37.9% | 0% | 31.54% | 5.54% | 0% | 23.93% | 0% | 0% | 0% | 0% | 0% | 100%
SE |  | 11827 | Riverland Reactive Support Stage 2 (Nort | 0% | 0% | 0% | 0% | 0% | 0% | 0% | 0% | 0% | 47.13% | 0.5056% | 1.067% | 0.1685% | 0% | 51.12% | 0% | 0% |  |  |  | 100%
SE |  | 11828 | Substation Perimeter Video Monitoring & Security - Rev 8 | 0% | 0% | 15.76% | 0% | 0% | 0% | 0% | 0% | 0% | 0% | 0% | 84.24% | 0% | 0% | 0% | 0% | 0% | 0% | 0% |  | 100%
Success |  | 11829 | Regional Control Scheme - Rev 7 BP072013 | 0% | 0% | 0% | 0% | 0% | 0% | 0% | 0% | 0% | 0% | 0% | 4.482% | 0% | 0% | 95.52% | 0% | 0% | 0% | 0% |  | 100%
SE |  | 11837 | Port Pirie Second TF and 2nd Bungama to Port Pirie Line-Rev 14 BP072013 | 0% | 0.7903% | 4.391% | 0% | 0% | 6.305% | 0% | 0% | 0% | 18.87% | 0% | 3.383% | 0% | 0% | 6.066% | 59.76% | 0.4306% | 0% | 0% |  | 100%
SE |  | 11838 | Davenport to para West Circuit OPGW rev 6 LU46 | 0% | 0% | 0% | 0% | 0% | 0% | 0% | 0% | 0% | 21.15% | 0% | 0% | 0% | 0% | 0% | 78.85% | 0% | 0% | 0% |  | 100%
SE |  | 11839 | Davenport SVC & 100Mvar 275kV Capacitor | 0% | 0% | 0% | 0% | 0% | 0% | 0% | 0% | 0% | 59.12% | 0% | 2.538% | 0% | 0% | 38.34% | 0% | 0% |  |  |  | 100%
SE |  | 11840 | Morphett Vale East Capacitor Bank rev 10 LU46 | 0% | 0% | 0% | 0% | 0% | 0% | 0% | 0% | 0% | 74.82% | 0% | 13.64% | 1.898% | 0% | 9.635% | 0% | 0% | 0% | 0% |  | 100%
SE |  | 11841 | Davenport-Robertstown Lines Tie at Belalie - Rev 11 BP072013 | 0% | 0.8258% | 6.114% | 0% | 0.8123% | 1.658% | 0% | 0% | 0% | 39.31% | 2.196% | 19.15% | 0.9977% | 0% | 14.12% | 14.82% | 0% | 0% | 0% |  | 100%
SE |  | 11843 | Yatala Vale North 275/66kV Substation - Rev 10 BP072013 | 0% | 4.404% | 7.972% | 0% | 0% | 6.098% | 0% | 0% | 0% | 30.56% | 1.985% | 17.32% | 2.579% | 0% | 8.734% | 20.34% | 0% | 0% | 0% |  | 100%
SE |  | 11848 | Eagle on The Hill Substation-GIS-Option B Rev 7 BP072013 | 0% | 4.557% | 7.806% | 0% | 0% | 0% | 0% | 0% | 0% | 44.52% | 0.7496% | 11.88% | 0.8598% | 0% | 7.217% | 22.42% | 0% | 0% | 0% |  | 100%
SE |  | 11849 | Mallala toTemplers West 275kV Tie - Rev 7 BP072013 | 0% | 1.113% | 2.663% | 0% | 0% | 2.569% | 0% | 0% | 0% | 17.86% | 1.435% | 14.57% | 0.6695% | 0% | 5.176% | 53.94% | 0% | 0% | 0% |  | 100%
Success |  | 11851 | Transmission Billing rev 2 BP072013 | 0% | 0% | 0% | 100% | 0% | 0% | 0% | 0% | 0% | 0% | 0% | 0% | 0% | 0% | 0% | 0% | 0% | 0% | 0% |  | 100%
Success |  | 11853 | Telecommunications SDM Major Review - Rev2 BP072013 | 0% | 0% | 0% | 100% | 0% | 0% | 0% | 0% | 0% | 0% | 0% | 0% | 0% | 0% | 0% | 0% | 0% | 0% | 0% |  | 100%
Success |  | 11854 | Tel Asset Replacement - Metro Region - rev4 BP072013 | 0% | 0% | 100% | 0% | 0% | 0% | 0% | 0% | 0% | 0% | 0% | 0% | 0% | 0% | 0% | 0% | 0% | 0% | 0% |  | 100%
Success |  | 11855 | Tel Asset Replacement - Eastern Hills Region - rev4 BP072013 | 0% | 0% | 100% | 0% | 0% | 0% | 0% | 0% | 0% | 0% | 0% | 0% | 0% | 0% | 0% | 0% | 0% | 0% | 0% |  | 100%
Success |  | 11856 | Tel Asset Replacement - Mid North Region - rev4 BP072013 | 0% | 0% | 100% | 0% | 0% | 0% | 0% | 0% | 0% | 0% | 0% | 0% | 0% | 0% | 0% | 0% | 0% | 0% | 0% |  | 100%
Success |  | 11857 | Tel Asset Replacement - Upper North Region - rev 5 | 0% | 0% | 100% | 0% | 0% | 0% | 0% | 0% | 0% | 0% | 0% | 0% | 0% | 0% | 0% | 0% | 0% | 0% | 0% |  | 100%
Success |  | 11858 | Tel Asset Replacement - Eyre Region - rev4 BP072013 | 0% | 0% | 100% | 0% | 0% | 0% | 0% | 0% | 0% | 0% | 0% | 0% | 0% | 0% | 0% | 0% | 0% | 0% | 0% |  | 100%
Success |  | 11859 | Tel Asset Replacement - Riverland Region - rev4 BP072013 | 0% | 0% | 100% | 0% | 0% | 0% | 0% | 0% | 0% | 0% | 0% | 0% | 0% | 0% | 0% | 0% | 0% | 0% | 0% |  | 100%
Success |  | 11860 | Tel Asset Replacement - South East Region - rev4 BP072013 | 0% | 0% | 100% | 0% | 0% | 0% | 0% | 0% | 0% | 0% | 0% | 0% | 0% | 0% | 0% | 0% | 0% | 0% | 0% |  | 100%
Success |  | 11861 | Telecommunications Network Optimisation Stage 2 - rev4 BP072013 | 0% | 0% | 100% | 0% | 0% | 0% | 0% | 0% | 0% | 0% | 0% | 0% | 0% | 0% | 0% | 0% | 0% | 0% | 0% |  | 100%
Success |  | 11862 | VOIP Network Refresh - Rev2 BP072013 | 0% | 0% | 0% | 100% | 0% | 0% | 0% | 0% | 0% | 0% | 0% | 0% | 0% | 0% | 0% | 0% | 0% | 0% | 0% |  | 100%
SE |  | 11863 | Snuggery Rural 132/33kV Transformer Upgrade Option C rev 7 rev BP072013 | 0% | 0% | 0% | 0% | 0% | 0% | 0% | 0% | 0% | 76.61% | 0% | 11.01% | 0% | 0% | 10.95% | 1.428% | 0% | 0% | 0% |  | 100%
SE |  | 11864 | Eyre Peninsula Network Extension Rev 4 LU46 | 0% | 0% | 0.4119% | 0% | 0% | 0% | 0% | 0% | 0% | 9.691% | 0.2387% | 3.719% | 0.1434% | 0% | 1.421% | 84.37% | 0% | 0% | 0% |  | 100%
Success |  | 11865 | Network Configuration Management Upgrade rev 2 BP072013 | 0% | 0% | 0% | 100% | 0% | 0% | 0% | 0% | 0% | 0% | 0% | 0% | 0% | 0% | 0% | 0% | 0% | 0% | 0% |  | 100%
SE |  | 11866 | South East to Adelaide Main Grid Reinforcement - Rev 5 LU46 | 0% | 0% | 0% | 0% | 2.858% | 0% | 0% | 0% | 0% | 9.399% | 0% | 0% | 0% | 0% | 0% | 87.74% | 0% | 0% | 0% |  | 100%
SE |  | 11868 | Davenport to Adelaide Reinforcement - Rev 5 LU46 | 0% | 0% | 0% | 0% | 2.997% | 0% | 0% | 0% | 0% | 10.06% | 0% | 0% | 0% | 0% | 0% | 86.94% | 0% | 0% | 0% |  | 100%
Success |  | 11870 | ICT Hardware 2016-2018 rev 1 BP072013 | 0% | 0% | 0% | 100% | 0% | 0% | 0% | 0% | 0% | 0% | 0% | 0% | 0% | 0% | 0% | 0% | 0% | 0% | 0% |  | 100%
Success |  | 11871 | ICT Software 2016-2018 - rev 2 BP072013 | 0% | 0% | 0% | 100% | 0% | 0% | 0% | 0% | 0% | 0% | 0% | 0% | 0% | 0% | 0% | 0% | 0% | 0% | 0% |  | 100%
Success |  | 11872 | ICT Security 2016-2018 rev 2 BP072013 | 0% | 0% | 0% | 100% | 0% | 0% | 0% | 0% | 0% | 0% | 0% | 0% | 0% | 0% | 0% | 0% | 0% | 0% | 0% |  | 100%
Success |  | 11873 | IT OCS software 2016-2018 rev 2 BP072013 | 0% | 0% | 0% | 100% | 0% | 0% | 0% | 0% | 0% | 0% | 0% | 0% | 0% | 0% | 0% | 0% | 0% | 0% | 0% |  | 100%
SE |  | 11876 | Integrated Network Modelling System rev 1 BP072013 | 0% | 0% | 0% | 100% | 0% | 0% | 0% | 0% | 0% | 0% | 0% | 0% | 0% | 0% | 0% | 0% | 0% | 0% | 0% |  | 100%
Success |  | 11880 | Fire Protection 300 Pirie St - Sprinkler System rev 2 BP072013 | 100% | 0% | 0% | 0% | 0% | 0% | 0% | 0% | 0% | 0% | 0% | 0% | 0% | 0% | 0% | 0% | 0% | 0% | 0% |  | 100%
Success |  | 11881 | Furniture and General Building Upgrades 2017 - 2018 - rev 2 BP072013 | 30.23% | 0% | 0% | 0% | 0% | 0% | 0% | 69.77% | 0% | 0% | 0% | 0% | 0% | 0% | 0% | 0% | 0% | 0% | 0% |  | 100%
Success |  | 11882 | General Utility Upgrade 2017 - 2018 rev 2 BP072013 | 65.12% | 0% | 0% | 0% | 0% | 0% | 0% | 34.88% | 0% | 0% | 0% | 0% | 0% | 0% | 0% | 0% | 0% | 0% | 0% |  | 100%
SE |  | 11883 | ICT Data Centre Expansion - rev 2 BP072013 | 0% | 0% | 0% | 100% | 0% | 0% | 0% | 0% | 0% | 0% | 0% | 0% | 0% | 0% | 0% | 0% | 0% | 0% | 0% |  | 100%
Success |  | 11884 | Fire Protection Rymill - Sprinkler System | 100% | 0% | 0% | 0% | 0% | 0% | 0% | 0% | 0% | 0% | 0% | 0% | 0% | 0% | 0% | 0% | 0% | 0% | 0% |  | 100%
Success |  | 11890 | Unit Asset replacement rev 12 | 0% | 0% | 0% | 0% | 0% | 0% | 0% | 0% | 0% | 100% | 0% | 0% | 0% | 0% | 0% | 0% | 0% | 0% | 0% |  | 100%
SE |  | 11891 | Hummocks to Ardrossan West Double Circuit Easement - Rev2 | 0% | 0% | 0% | 0% | 0% | 100% | 0% | 0% | 0% | 0% | 0% | 0% | 0% | 0% | 0% | 0% | 0% | 0% | 0% |  | 100%
SE |  | 11892 | City West 2nd Cable Easement - Rev1 | 0% | 0% | 0% | 0% | 0% | 100% | 0% | 0% | 0% | 0% | 0% | 0% | 0% | 0% | 0% | 0% | 0% | 0% | 0% |  | 100%
SE |  | 11893 | Mallala to Templers West 275kV Transmission Line Land Acquisition - Rev1 | 0% | 0% | 0% | 0% | 12.7% | 87.3% | 0% | 0% | 0% | 0% | 0% | 0% | 0% | 0% | 0% | 0% | 0% | 0% | 0% |  | 100%
Success |  | 11894 | Inventory Replenishment 2017-2018 - rev 1 BP072013 | 0% | 0% | 0% | 0% | 0% | 0% | 0% | 0% | 0% | 100% | 0% | 0% | 0% | 0% | 0% | 0% | 0% | 0% | 0% |  | 100%
Success |  | 11895 | SAEs for 2018-2023 Capital Projects | 0% | 1.26% | 4.041% | 1.952% | 0% | 0.05275% | 0% | 0% | 0% | 20.54% | 0.06913% | 10.78% | 0.8185% | 0% | 13.44% | 30% | 0.0166% | 0% | 17.04% |  | 100%
Success |  | 11896 | Mechanical 300 & 276 Pirie St. 2017-2018 rev 1 BP072013 | 30% | 0% | 0% | 0% | 0% | 0% | 0% | 70% | 0% | 0% | 0% | 0% | 0% | 0% | 0% | 0% | 0% | 0% | 0% |  | 100%
SE |  | 11898 | Waterloo - Robertstown #1 Line Reinstatement rev 4 LU46 | 0% | 0% | 0.5422% | 0% | 0% | 0% | 0% | 0% | 0% | 22.89% | 0% | 6.444% | 0% | 0% | 6.998% | 63.12% | 0% | 0% | 0% |  | 100%
Success |  | 11899 | Fleet Vehicles Purchase 2017-2018 rev 1 BP072013 | 0% | 0% | 0% | 0% | 0% | 0% | 0% | 100% | 0% | 0% | 0% | 0% | 0% | 0% | 0% | 0% | 0% | 0% | 0% |  | 100%
SE | 2015-08-31 | 11902 | Yorke Peninisula Reinforcement Option A rev 17 BP072013 | 0% | 0.2352% | 0.5196% | 0% | 4.035% | 0.1736% | 0% | 0% | 0% | 17.65% | 2.342% | 5.41% | 0.5805% | 0% | 7.222% | 61.83% | 0% | 0% | 0% |  | 100%
SE |  | 11904 | Brinkworth to Belalie or Mokota 275kV Line Easement - Rev2 | 0% | 0% | 0% | 0% | 0% | 100% | 0% | 0% | 0% | 0% | 0% | 0% | 0% | 0% | 0% | 0% | 0% | 0% | 0% |  | 100%
SE |  | 11905 | Yorke Peninsula Reinforcement Land & Eas | 0% | 0% | 0% | 0% | 0% | 100% | 0% | 0% | 0% | 0% | 0% | 0% | 0% | 0% | 0% | 0% | 0% |  |  |  | 100%
SE |  | 11910 | Yadnarie to Wudinna Backbone Telecommunications Link rev 3 BP072013 | 0% | 53.52% | 37.22% | 0% | 0% | 0% | 0% | 0% | 0% | 0% | 9.264% | 0% | 0% | 0% | 0% | 0% | 0% | 0% | 0% |  | 100%
SE |  | 11911 | DCN Network Refresh - Rev1 | 0% | 0% | 0% | 100% | 0% | 0% | 0% | 0% | 0% | 0% | 0% | 0% | 0% | 0% | 0% | 0% | 0% | 0% | 0% |  | 100%
SE |  | 11913 | Munno Para 275/66kV 2nd Transformer - Rev 9 BP072013 | 0% | 0% | 0.9699% | 0% | 0% | 0% | 0% | 0% | 0% | 81.03% | 0% | 6.301% | 0% | 0% | 11.7% | 0% | 0% | 0% | 0% |  | 100%
Success |  | 11915 | Furniture and General Building Upgrades 2018-2019 rev 1 BP072013 | 69.85% | 0% | 0% | 0% | 0% | 0% | 0% | 30.15% | 0% | 0% | 0% | 0% | 0% | 0% | 0% | 0% | 0% | 0% | 0% |  | 100%
Success |  | 11916 | Fleet Vehicle Purchase 2018-2019 rev 1 BP072013 | 0% | 0% | 0% | 0% | 0% | 0% | 0% | 100% | 0% | 0% | 0% | 0% | 0% | 0% | 0% | 0% | 0% | 0% | 0% |  | 100%
Success |  | 11975 | OPSWAN Replacement 2017-2019 - Rev 3 BP072013 | 0% | 0% | 100% | 0% | 0% | 0% | 0% | 0% | 0% | 0% | 0% | 0% | 0% | 0% | 0% | 0% | 0% | 0% | 0% |  | 100%
SE |  | 11981 | Furniture and General Building Upgrades 2018 - 2019 | 70% | 0% | 0% | 0% | 0% | 0% | 0% | 30% | 0% | 0% | 0% | 0% | 0% | 0% | 0% | 0% | 0% | 0% | 0% |  | 100%
Success |  | 12002 | Corporate Network Refresh 2018-2020 rev 1 BP072013 | 0% | 0% | 0% | 100% | 0% | 0% | 0% | 0% | 0% | 0% | 0% | 0% | 0% | 0% | 0% | 0% | 0% | 0% | 0% |  | 100%
Success |  | 12003 | Geospacial Systems Functional Enhancements | 0% | 0% | 0% | 100% | 0% | 0% | 0% | 0% | 0% | 0% | 0% | 0% | 0% | 0% | 0% | 0% | 0% | 0% | 0% |  | 100%
Success |  | 12008 | Project & Portfolio Management Systems Functional Enhancements 2018-2020 rev 1 BP072013 | 0% | 0% | 0% | 100% | 0% | 0% | 0% | 0% | 0% | 0% | 0% | 0% | 0% | 0% | 0% | 0% | 0% | 0% | 0% |  | 100%
Success |  | 12010 | SAP Functional Enhancements 2018-2020 rev 2 BP072013 | 0% | 0% | 0% | 100% | 0% | 0% | 0% | 0% | 0% | 0% | 0% | 0% | 0% | 0% | 0% | 0% | 0% | 0% | 0% |  | 100%
Success |  | 12011 | SPF Functional Enhancements 2018-2020 rev 2 BP072013 | 0% | 0% | 0% | 100% | 0% | 0% | 0% | 0% | 0% | 0% | 0% | 0% | 0% | 0% | 0% | 0% | 0% | 0% | 0% |  | 100%
SE |  | 12022 | Telstra Leased Copper Services Exit and Transition rev 3 BP072013 | 0% | 0.7416% | 96.44% | 0% | 0% | 0% | 0% | 0% | 0% | 0% | 0% | 0% | 0% | 0% | 2.814% | 0% | 0% | 0% | 0% |  | 100%
Success |  | 12027 | Mechanical 300 Pirie St 2018 - 2019 rev 1 BP072013 | 100% | 0% | 0% | 0% | 0% | 0% | 0% | 0% | 0% | 0% | 0% | 0% | 0% | 0% | 0% | 0% | 0% | 0% | 0% |  | 100%
Success |  | 12028 | Furniture and General Building Upgrades 2019 - 2020 rev 1 BP072013 | 69.96% | 0% | 0% | 0% | 0% | 0% | 0% | 30.04% | 0% | 0% | 0% | 0% | 0% | 0% | 0% | 0% | 0% | 0% | 0% |  | 100%
SE |  | 12029 | Roof Keswick North, 300 & 276 Pirie 2019 - 2020 rev 1 BP072013 | 40% | 0% | 0% | 0% | 0% | 0% | 0% | 60% | 0% | 0% | 0% | 0% | 0% | 0% | 0% | 0% | 0% | 0% | 0% |  | 100%
Success |  | 12030 | Fleet Vehicle Purchase 2019 -2020 rev 1 BP072013 | 0% | 0% | 0% | 0% | 0% | 0% | 0% | 100% | 0% | 0% | 0% | 0% | 0% | 0% | 0% | 0% | 0% | 0% | 0% |  | 100%
Success |  | 12070 | ICT Hardware 2018-2020 rev 2 BP072013 | 0% | 0% | 0% | 100% | 0% | 0% | 0% | 0% | 0% | 0% | 0% | 0% | 0% | 0% | 0% | 0% | 0% | 0% | 0% |  | 100%
Success |  | 12071 | ICT Software 2018-2020 rev 2 BP072013 | 0% | 0% | 0% | 100% | 0% | 0% | 0% | 0% | 0% | 0% | 0% | 0% | 0% | 0% | 0% | 0% | 0% | 0% | 0% |  | 100%
Success |  | 12073 | IT OCS Software 2018-2020 rev 2 BP072013 | 0% | 0% | 0% | 100% | 0% | 0% | 0% | 0% | 0% | 0% | 0% | 0% | 0% | 0% | 0% | 0% | 0% | 0% | 0% |  | 100%
Success |  | 12101 | Records Management | 0% | 0% | 0% | 100% | 0% | 0% | 0% | 0% | 0% | 0% | 0% | 0% | 0% | 0% | 0% | 0% | 0% | 0% | 0% |  | 100%
SE |  | 12103 | Transmission Operator Situational Awareness rev 2 PB072013 | 0% | 0% | 0% | 100% | 0% | 0% | 0% | 0% | 0% | 0% | 0% | 0% | 0% | 0% | 0% | 0% | 0% | 0% | 0% |  | 100%
SE |  | 12104 | City West - Western Suburbs Reinforcement Rev 7 BP072013 | 0% | 0% | 1.377% | 0% | 0% | 0% | 0% | 0% | 0% | 76.54% | 0.117% | 11.6% | 1.102% | 0% | 4.353% | 0% | 4.91% | 0% | 0% |  | 100%
Success |  | 12105 | Electrical 300 Pirie St 2020 - 2021 rev 1 PB072013 | 100% | 0% | 0% | 0% | 0% | 0% | 0% | 0% | 0% | 0% | 0% | 0% | 0% | 0% | 0% | 0% | 0% | 0% | 0% |  | 100%
Success |  | 12106 | Furniture and General Building Upgrades 2020 - 2021 rev 1 BP072013 | 76.33% | 0% | 0% | 0% | 0% | 0% | 0% | 23.67% | 0% | 0% | 0% | 0% | 0% | 0% | 0% | 0% | 0% | 0% | 0% |  | 100%
SE |  | 12107 | Electrical Rymill Bldg. 2020 - 2021 rev 1 BP072013 | 40% | 0% | 0% | 0% | 0% | 0% | 0% | 60% | 0% | 0% | 0% | 0% | 0% | 0% | 0% | 0% | 0% | 0% | 0% |  | 100%
Success |  | 12108 | Mechanical Keswick North 2020 - 2021 rev 1 BP072013 | 100% | 0% | 0% | 0% | 0% | 0% | 0% | 0% | 0% | 0% | 0% | 0% | 0% | 0% | 0% | 0% | 0% | 0% | 0% |  | 100%
SE |  | 12109 | Fire Panel Keswick North 2020 -2021 rev 1 PB072013 | 40% | 0% | 0% | 0% | 0% | 0% | 0% | 60% | 0% | 0% | 0% | 0% | 0% | 0% | 0% | 0% | 0% | 0% | 0% |  | 100%
Success |  | 12110 | Mechanical Back Up Control Centre 2020 -2021 rev 1 BP072013 | 100% | 0% | 0% | 0% | 0% | 0% | 0% | 0% | 0% | 0% | 0% | 0% | 0% | 0% | 0% | 0% | 0% | 0% | 0% |  | 100%
Success |  | 12111 | Fleet Vehicle Purchase 2020 -2021 rev 1 BP072013 | 0% | 0% | 0% | 0% | 0% | 0% | 0% | 100% | 0% | 0% | 0% | 0% | 0% | 0% | 0% | 0% | 0% | 0% | 0% |  | 100%
Success |  | 12112 | Outage Management Functional Upgrade rev 1 BP072013 | 0% | 0% | 0% | 100% | 0% | 0% | 0% | 0% | 0% | 0% | 0% | 0% | 0% | 0% | 0% | 0% | 0% | 0% | 0% |  | 100%
Success |  | 12204 | UPS Replacement 300 Pirie St 2021-2022 rev 1 BP072013 | 100% | 0% | 0% | 0% | 0% | 0% | 0% | 0% | 0% | 0% | 0% | 0% | 0% | 0% | 0% | 0% | 0% | 0% | 0% |  | 100%
Success |  | 12205 | Furniture and General Building Upgrades 2021 - 2022 rev 1 BP072013 | 76.17% | 0% | 0% | 0% | 0% | 0% | 0% | 23.83% | 0% | 0% | 0% | 0% | 0% | 0% | 0% | 0% | 0% | 0% | 0% |  | 100%
SE |  | 12206 | Electrical Back Up Control Centre 2021 -2022 rev 1 BP072013 | 40% | 0% | 0% | 0% | 0% | 0% | 0% | 60% | 0% | 0% | 0% | 0% | 0% | 0% | 0% | 0% | 0% | 0% | 0% |  | 100%
Success |  | 12207 | Fleet Vehicle Purchase 2021 -2022 rev 1 BP072013 | 0% | 0% | 0% | 0% | 0% | 0% | 0% | 100% | 0% | 0% | 0% | 0% | 0% | 0% | 0% | 0% | 0% | 0% | 0% |  | 100%
SE |  | 12303 | Murray Bridge to Hahndorf Pump Station No 1 - Option A - 2 No TF - Rev 10 | 0% | 5.846% | 20.13% | 0% | 0% | 3.859% | 0% | 0% | 0% | 24.3% | 4.299% | 13.33% | 0.7335% | 0% | 18.74% | 8.757% | 0% | 0% | 0% |  | 100%
SE |  | 12304 | Murray Bridge Hahndorf Pump Station No 2 Option A - 2 No TF - Rev 9 BP072013 | 0% | 0% | 0% | 0% | 0% | 7.508% | 0% | 0% | 0% | 40.43% | 4.06% | 19.67% | 1.237% | 0% | 15.05% | 12.05% | 0% | 0% | 0% |  | 100%
SE |  | 12305 | Murray Bridge - Hahndorf Pump Station No 3 Option A - 2 No TF - Rev 8 | 0% | 0% | 0% | 0% | 0% | 5.138% | 0% | 0% | 0% | 46.43% | 3.032% | 20.39% | 1.271% | 0% | 12.71% | 11.02% | 0% | 0% | 0% |  | 100%
SE |  | 12307 | Sugar Loaf Hill 132/33kV Substation - Rev 16 LU46 | 0% | 0.3194% | 1.718% | 0% | 0.3037% | 1.047% | 0% | 0% | 0% | 13.15% | 1.339% | 5.977% | 1.052% | 0% | 5.799% | 68.39% | 0.9048% | 0% | 0% |  | 100%
SE |  | 12309 | Kingsford 275/66kV Substation - Rev 12 BP072013 | 0% | 0.9257% | 2.936% | 0% | 0% | 4.804% | 0% | 0% | 0% | 43.11% | 2.197% | 23.6% | 2.601% | 0% | 8.48% | 11.34% | 0% | 0% | 0% |  | 100%
SE |  | 12310 | 2nd 275kV Cable to City West Substation Rev 6 PB072013 | 0% | 0% | 0% | 0% | 0% | 0% | 0% | 0% | 0% | 1.077% | 0% | 0.2283% | 0% | 0% | 0.3102% | 0% | 98.38% | 0% | 0% |  | 100%
SE |  | 12311 | Southern Suburbs Reinforcement Rev 7 BP072013 | 0% | 0% | 2.005% | 0% | 0% | 0% | 0% | 0% | 0% | 81.33% | 0% | 2.399% | 0% | 0% | 5.057% | 0% | 9.206% | 0% | 0% |  | 100%
SE |  | 12323 | Jamestown 275/66kV Two Transformer Substation - Rev 8 LU46 BP072013 | 0% | 3.587% | 2.381% | 0% | 12.5% | 2.699% | 0% | 0% | 0% | 26.28% | 1.889% | 28.95% | 1.045% | 0% | 20.25% | 0.4156% | 0% | 0% | 0% |  | 100%
SE |  | 12702 | Munno Para Capacitor Bank #2 - Rev 10 LU46 | 0% | 0% | 0% | 0% | 0% | 0% | 0% | 0% | 0% | 70.68% | 0% | 12.39% | 1.12% | 0% | 13.72% | 2.092% | 0% | 0% | 0% |  | 100%
SE |  | 12803 | South East Region TF Reinforcement - Option B- Rev 11 LU46 | 0% | 0.5677% | 1.445% | 0% | 0% | 2.097% | 0% | 0% | 0% | 42.8% | 2.526% | 18.68% | 1.155% | 0% | 14.23% | 16.5% | 0% | 0% | 0% |  | 100%
SE |  | 12805 | Templers West to Brinkworth 275kV Double Ckt Line Rev 6 LU46 | 0% | 0% | 1.054% | 0% | 0% | 0% | 0% | 0% | 0% | 8.298% | 0% | 1.905% | 0% | 0% | 1.219% | 87.52% | 0% | 0% | 0% |  | 100%
SE |  | 13304 | Templers West to Para 275kV Double Circuit Line - Rev 6 LU46 | 0% | 0% | 0.3607% | 0% | 0% | 0% | 0% | 0% | 0% | 3.276% | 0% | 0.7096% | 0% | 0% | 0.39% | 95.26% | 0% | 0% | 0% |  | 100%
Manual |  | 14007 | Supply Chain Management Procedure Develo | 6: 100% |  | 100%
Actual |  | 14009 | SICAM PAS Substation Automation System M | 0% | 0% | 0% | 0% | 0% | 0% | 0% | 0% | 0% | 0% | 0% | 0% | 0% | 0% | 100% | 0% | 0% | 0% | 0% | 0% | 100%
Manual |  | 14012 | Operational Data Network Architecture an | 6: 100% |  | 100%
Manual |  | 14016 | Asset Health Monitoring and Assessment | 6: 100% |  | 100%
Actual |  | 14029 | System Control Centre Fire Suppression S | 94.61% | 0% | 0% | 2% | 0% | 0% | 0% | 3.39% | 0% | 0% | 0% | 0% | 0% | 0% | 0% | 0% | 0% | 0% | 0% | 0% | 100%
Manual |  | 14030 | Asset Access Manual Rewrite | 10: 100% |  | 100%
Manual |  | 14038 | NCIPAP 1 Riverland 132 kV Line Uprating | 18: 0%; 21: 100% |  | 100%
Actual |  | 14039 | NCIPAP 2 Upper South East Line Uprating | 0% | 0% | 0% | 0% | 0% | 0% | 0% | 0% | 0% | 0% | 0% | 0% | 0% | 0% | 0% | 0% | 0% | 0% | 100% | 0% | 100%
Actual |  | 14040 | NCIPAP 3 Lower South East 275 kV Line Up | 0% | 0% | 0% | 0% | 0% | 0% | 0% | 0% | 0% | 0% | 0% | 0% | 0% | 0% | 0% | 0% | 0% | 0% | 100% | 0% | 100%
|  | 14052 | Alstom HMI Replacement Project | 17: 100% |  | 100%
Actual |  | 14053 | ElectraNet Corporate Website Functional | 0% | 0% | 0% | 100% | 0% | 0% | 0% | 0% | 0% | 0% | 0% | 0% | 0% | 0% | 0% | 0% | 0% | 0% | 0% | 0% | 100%
Actual |  | 14058 | Server Room Critical Air Conditioning 20 | 0% | 0% | 0% | 0% | 0% | 0% | 0% | 100% | 0% | 0% | 0% | 0% | 0% | 0% | 0% | 0% | 0% | 0% | 0% | 0% | 100%
Actual |  | 14059 | Keswick Precinct Led Lighting Upgrade | 100% | 0% | 0% | 0% | 0% | 0% | 0% | 0% | 0% | 0% | 0% | 0% | 0% | 0% | 0% | 0% | 0% | 0% | 0% | 0% | 100%
Success |  | 14068 | Murraylink Control Scheme Replacement | 0% | 0% | 7.901% | 0% | 0% | 0% | 0% | 0% | 0% | 0% | 0% | 0% | 0% | 0% | 92.1% | 0% | 0% | 0% | 0% |  | 100%
Manual |  | 14088 | High Voltage Switching Training Facility | 12: 42%; 13: 15%; 14: 20%; 17: 23% |  | 100%
Manual |  | 14089 | Magill High Voltage Workshop Facility | 12: 35%; 14: 50%; 17: 15% |  | 100%
|  | 14114 | Kilburn Substation Land Acquisition | 8: 100% |  | 100%
Manual |  | 14120 | Back Up Control and Data Centre | 3: 40%; 6: 20%; 9: 40% |  | 100%
Actual |  | 14122 | Davenport Under-voltage Load Shedding | 0% | 0% | 0% | 0% | 0% | 0% | 0% | 0% | 0% | 0% | 0% | 0% | 0% | 0% | 100% | 0% | 0% | 0% | 0% | 0% | 100%
Success |  | 14126 | Monash and Berri Relay Replacement | 0% | 0% | 0% | 0% | 0% | 0% | 0% | 0% | 0% | 0% | 0% | 0% | 0% | 0% | 100% | 0% | 0% | 0% | 0% |  | 100%
Success |  | 14127 | GE D20 RTU Product Upgrades | 0% | 0% | 0% | 0% | 0% | 0% | 0% | 0% | 0% | 0% | 0% | 0% | 0% | 0% | 100% | 0% | 0% | 0% | 0% |  | 100%
Actual |  | 14129 | HV Test Equipment 2015-16 | 0% | 0% | 0% | 0% | 0% | 0% | 0% | 100% | 0% | 0% | 0% | 0% | 0% | 0% | 0% | 0% | 0% | 0% | 0% | 0% | 100%
Success |  | 14130 | Magill Substation TF Fire Extinguishing | 0% | 0% | 0% | 0% | 0% | 0% | 0% | 0% | 0% | 100% | 0% | 0% | 0% | 0% | 0% | 0% | 0% | 0% | 0% |  | 100%
Success |  | 14131 | Motorised Isolator LOPA Improvement | 0% | 0% | 0% | 0% | 0% | 0% | 0% | 0% | 0% | 53.95% | 0% | 0.4347% | 0% | 0% | 45.62% | 0% | 0% | 0% | 0% |  | 100%
Success |  | 14132 | Isolator Status Indication | 0% | 0% | 0% | 0% | 0% | 0% | 0% | 0% | 0% | 80.3% | 0% | 0% | 0% | 0% | 3.79% | 15.91% | 0% | 0% | 0% |  | 100%
Manual |  | 14134 | Spare 160 MVA 275_132 kV Transformer | 12: 100% |  | 100%
Actual |  | 14164 | 300 Pirie Street L1 West Upgrade | 0% | 0% | 0% | 0% | 0% | 0% | 0% | 100% | 0% | 0% | 0% | 0% | 0% | 0% | 0% | 0% | 0% | 0% | 0% | 0% | 100%
|  | 30827 | Yorke Peninsula Windfarm Globe Derby Substation $35M UNREG | 0% | 0.574% | 1.553% | 0% | 0% | 0% | 0% | 0% | 0% | 58.96% | 0.2942% | 5.386% | 1.343% | 0% | 12.63% | 15.11% | 4.149% | 0% | 0% |  | 100%
|  | 85035 | SE - Snuggery New 132kV Line (Co | 0% | 0% | 3% | 0% | 0% | 0% | 0% | 0% |  | 18% | 0% | 1% | 0% | 0% | 2% | 76% | 0% |  |  |  | 100%
Success |  | 11606 | IT Storage Computer Hardware Refurb19-20 | 0% | 0% | 0% | 100% | 0% | 0% | 0% | 0% | 0% | 0% | 0% | 0% | 0% | 0% | 0% | 0% | 0% | 0% | 0% |  | 100%
Success |  | 11661 | Substation Computer Based Local Control | 0% | 0% | 0% | 0% | 0% | 0% | 0% | 0% | 0% | 0% | 0% | 0% | 0% | 0% | 100% | 0% | 0% | 0% | 0% |  | 100%
Success |  | 11741 | Database Platform Refresh 17-18 | 0% | 0% | 0% | 100% | 0% | 0% | 0% | 0% | 0% | 0% | 0% | 0% | 0% | 0% | 0% | 0% | 0% | 0% | 0% |  | 100%
Success |  | 11852 | Historian Upgrade 2 | 0% | 0% | 0% | 100% | 0% | 0% | 0% | 0% | 0% | 0% | 0% | 0% | 0% | 0% | 0% | 0% | 0% | 0% | 0% |  | 100%
Success |  | 11900 | Intranet Platform Refresh 16-17 | 0% | 0% | 0% | 100% | 0% | 0% | 0% | 0% | 0% | 0% | 0% | 0% | 0% | 0% | 0% | 0% | 0% | 0% | 0% |  | 100%
Success |  | 11907 | Intranet and Extranet Refresh 18-19 | 0% | 0% | 0% | 100% | 0% | 0% | 0% | 0% | 0% | 0% | 0% | 0% | 0% | 0% | 0% | 0% | 0% | 0% | 0% |  | 100%
Success |  | 11917 | Investigation&Integration of New Technol | 0% | 0% | 0% | 0% | 0% | 0% | 0% | 100% | 0% | 0% | 0% | 0% | 0% | 0% | 0% | 0% | 0% | 0% | 0% |  | 100%
Success |  | 11994 | Inventory Purchases 2018-19 | 0% | 0% | 0% | 0% | 0% | 0% | 0% | 0% | 0% | 100% | 0% | 0% | 0% | 0% | 0% | 0% | 0% | 0% | 0% |  | 100%
Success |  | 12004 | Geospatial Systems Refresh 18-19 | 0% | 0% | 0% | 100% | 0% | 0% | 0% | 0% | 0% | 0% | 0% | 0% | 0% | 0% | 0% | 0% | 0% | 0% | 0% |  | 100%
Success |  | 12005 | IT Storage and Virtualisation Refurb 2 | 0% | 0% | 0% | 100% | 0% | 0% | 0% | 0% | 0% | 0% | 0% | 0% | 0% | 0% | 0% | 0% | 0% | 0% | 0% |  | 100%
Success |  | 12013 | Design Standards Major Review Reset 4 | 0% | 0% | 0% | 0% | 0% | 0% | 0% | 100% | 0% | 0% | 0% | 0% | 0% | 0% | 0% | 0% | 0% | 0% | 0% |  | 100%
Success |  | 12014 | Protection System Modelling and Validati | 0% | 0% | 0% | 100% | 0% | 0% | 0% | 0% | 0% | 0% | 0% | 0% | 0% | 0% | 0% | 0% | 0% | 0% | 0% |  | 100%
Success |  | 12017 | Geospatial Systems Refresh 23-24 | 0% | 0% | 0% | 100% | 0% | 0% | 0% | 0% | 0% | 0% | 0% | 0% | 0% | 0% | 0% | 0% | 0% | 0% | 0% |  | 100%
Success |  | 12021 | Licenses, Maintenance, Minor Soft 22-23 | 0% | 0% | 0% | 100% | 0% | 0% | 0% | 0% | 0% | 0% | 0% | 0% | 0% | 0% | 0% | 0% | 0% | 0% | 0% |  | 100%
Success |  | 12072 | IT Security 4 | 0% | 0% | 0% | 100% | 0% | 0% | 0% | 0% | 0% | 0% | 0% | 0% | 0% | 0% | 0% | 0% | 0% | 0% | 0% |  | 100%
Success |  | 12094 | Inventory Purchases 2019-2020 | 0% | 0% | 0% | 0% | 0% | 0% | 0% | 0% | 0% | 100% | 0% | 0% | 0% | 0% | 0% | 0% | 0% | 0% | 0% |  | 100%
Success |  | 12115 | Telecommunications Unit AssetReplacement | 0% | 0% | 100% | 0% | 0% | 0% | 0% | 0% | 0% | 0% | 0% | 0% | 0% | 0% | 0% | 0% | 0% | 0% | 0% |  | 100%
Success |  | 12203 | OT Software 5 | 0% | 0% | 0% | 100% | 0% | 0% | 0% | 0% | 0% | 0% | 0% | 0% | 0% | 0% | 0% | 0% | 0% | 0% | 0% |  | 100%
Success |  | 12210 | IT Hardware Refresh Maintain 21-22 | 0% | 0% | 0% | 100% | 0% | 0% | 0% | 0% | 0% | 0% | 0% | 0% | 0% | 0% | 0% | 0% | 0% | 0% | 0% |  | 100%
Success |  | 12211 | IT Security Technology Refresh 21-22 | 0% | 0% | 0% | 100% | 0% | 0% | 0% | 0% | 0% | 0% | 0% | 0% | 0% | 0% | 0% | 0% | 0% | 0% | 0% |  | 100%
Success |  | 12301 | Automated Asset Condition Assessment | 0% | 0% | 0% | 100% | 0% | 0% | 0% | 0% | 0% | 0% | 0% | 0% | 0% | 0% | 0% | 0% | 0% | 0% | 0% |  | 100%
Success |  | 12330 | One IP Substation Network - Stage 2 | 0% | 12.33% | 50.48% | 0% | 0% | 0% | 0% | 0% | 0% | 0% | 0% | 0% | 0% | 0% | 37.19% | 0% | 0% | 0% | 0% |  | 100%
Success |  | 12334 | Furniture and General Building upgrades | 69.87% | 0% | 0% | 0% | 0% | 0% | 0% | 30.13% | 0% | 0% | 0% | 0% | 0% | 0% | 0% | 0% | 0% | 0% | 0% |  | 100%
Success |  | 12335 | Vehicle Purchases 2022-23 | 0% | 0% | 0% | 0% | 0% | 0% | 0% | 100% | 0% | 0% | 0% | 0% | 0% | 0% | 0% | 0% | 0% | 0% | 0% |  | 100%
Success |  | 12336 | Carpet Upgrades Pirie and Rymill 2022-23 | 0% | 0% | 0% | 0% | 0% | 0% | 0% | 100% | 0% | 0% | 0% | 0% | 0% | 0% | 0% | 0% | 0% | 0% | 0% |  | 100%
|  | 12337 | Line Refurbishment Program 2018-23 | [20 empty] | 0%
|  | 12390 | Unit Asset Replacements 2018-23 | [20 empty] | 0%
Success |  | 12400 | OT Software 6 | 0% | 0% | 0% | 100% | 0% | 0% | 0% | 0% | 0% | 0% | 0% | 0% | 0% | 0% | 0% | 0% | 0% | 0% | 0% |  | 100%
|  | 12401 | OPSWAN Replacement 5 | [20 empty] | 0%
Success |  | 12402 | IT Hardware Refresh Maintain 22-23 | 0% | 0% | 0% | 100% | 0% | 0% | 0% | 0% | 0% | 0% | 0% | 0% | 0% | 0% | 0% | 0% | 0% | 0% | 0% |  | 100%
Success |  | 12403 | Licenses, Maintenance, Minor Soft 21-22 | 0% | 0% | 0% | 100% | 0% | 0% | 0% | 0% | 0% | 0% | 0% | 0% | 0% | 0% | 0% | 0% | 0% | 0% | 0% |  | 100%
Success |  | 12404 | Windows Backoffice Mgmt Sys Refresh20-21 | 0% | 0% | 0% | 100% | 0% | 0% | 0% | 0% | 0% | 0% | 0% | 0% | 0% | 0% | 0% | 0% | 0% | 0% | 0% |  | 100%
|  | 12405 | IT Security Technology Refresh 22-23 | 0% | 0% | 0% | 100% | 0% | 0% | 0% | 0% | 0% | 0% | 0% | 0% | 0% | 0% | 0% | 0% | 0% | 0% | 0% |  | 100%
Success |  | 12406 | Intranet Platform Refresh 22-23 | 0% | 0% | 0% | 100% | 0% | 0% | 0% | 0% | 0% | 0% | 0% | 0% | 0% | 0% | 0% | 0% | 0% | 0% | 0% |  | 100%
|  | 12408 | Enterprise Service Bus Integration Upg 2 | [20 empty] | 0%
Success |  | 12500 | VOIP Network Refresh 2018-23 | 0% | 0% | 0% | 100% | 0% | 0% | 0% | 0% | 0% | 0% | 0% | 0% | 0% | 0% | 0% | 0% | 0% | 0% | 0% |  | 100%
|  | 12601 | City West 2nd 300 MVA Transformer (into | [20 empty] | 0%
|  | 12701 | Mobilong Substation Replacement and Tran | [20 empty] | 0%
|  | 12804 | Snuggery-Blanche-Mt Gambier 2nd 132kV Li | [20 empty] | 0%
Manual |  | 14008 | DEFD Eyre Peninsula Islanding Controls | 9: 100% |  | 100%
Success |  | 14010 | Automated IED configuration management | 0% | 0% | 0% | 100% | 0% | 0% | 0% | 0% | 0% | 0% | 0% | 0% | 0% | 0% | 0% | 0% | 0% | 0% | 0% |  | 100%
Success |  | 14011 | Dynamics ratings systems upgrade | 0% | 0% | 0% | 100% | 0% | 0% | 0% | 0% | 0% | 0% | 0% | 0% | 0% | 0% | 0% | 0% | 0% | 0% | 0% |  | 100%
Success |  | 14013 | System Switching Writer Enhancement 1 | 0% | 0% | 0% | 100% | 0% | 0% | 0% | 0% | 0% | 0% | 0% | 0% | 0% | 0% | 0% | 0% | 0% | 0% | 0% |  | 100%
Success |  | 14014 | Energy Mngmnt System Technical Upgrade 2 | 0% | 0% | 0% | 0% | 0% | 0% | 100% | 0% | 0% | 0% | 0% | 0% | 0% | 0% | 0% | 0% | 0% | 0% | 0% |  | 100%
Success |  | 14015 | IT Architecture Support Systems Implemen | 0% | 0% | 0% | 100% | 0% | 0% | 0% | 0% | 0% | 0% | 0% | 0% | 0% | 0% | 0% | 0% | 0% | 0% | 0% |  | 100%
Success |  | 14017 | Automated IED Data Capture | 0% | 0% | 0% | 100% | 0% | 0% | 0% | 0% | 0% | 0% | 0% | 0% | 0% | 0% | 0% | 0% | 0% | 0% | 0% |  | 100%
Success |  | 14018 | Treasury and Risk Systems Implementation | 0% | 0% | 0% | 100% | 0% | 0% | 0% | 0% | 0% | 0% | 0% | 0% | 0% | 0% | 0% | 0% | 0% | 0% | 0% |  | 100%
Success |  | 14019 | Estimating System Upgrade with Maint Enh | 0% | 0% | 0% | 100% | 0% | 0% | 0% | 0% | 0% | 0% | 0% | 0% | 0% | 0% | 0% | 0% | 0% | 0% | 0% |  | 100%
Success |  | 14021 | Optimise Inventory Management System | 0% | 0% | 0% | 100% | 0% | 0% | 0% | 0% | 0% | 0% | 0% | 0% | 0% | 0% | 0% | 0% | 0% | 0% | 0% |  | 100%
|  | 14023 | IT Systems Admin and Monitoring Tools Re | 0% | 0% | 0% | 100% | 0% | 0% | 0% | 0% | 0% | 0% | 0% | 0% | 0% | 0% | 0% | 0% | 0% | 0% | 0% |  | 100%
Success |  | 14024 | SCADA and RTU configuration management | 0% | 0% | 0% | 100% | 0% | 0% | 0% | 0% | 0% | 0% | 0% | 0% | 0% | 0% | 0% | 0% | 0% | 0% | 0% |  | 100%
|  | 14025 | Network Aerial Laser Survey 2018-23 | 6: 100% |  | 0%
Success |  | 14026 | Inventory Purchases 2020-21 | 0% | 0% | 0% | 0% | 0% | 0% | 0% | 0% | 0% | 100% | 0% | 0% | 0% | 0% | 0% | 0% | 0% | 0% | 0% |  | 100%
Success |  | 14027 | Inventory Purchases 2021-22 | 0% | 0% | 0% | 0% | 0% | 0% | 0% | 0% | 0% | 100% | 0% | 0% | 0% | 0% | 0% | 0% | 0% | 0% | 0% |  | 100%
Success |  | 14028 | Inventory Purchases 2022-23 | 0% | 0% | 0% | 0% | 0% | 0% | 0% | 0% | 0% | 100% | 0% | 0% | 0% | 0% | 0% | 0% | 0% | 0% | 0% |  | 100%
Success |  | 14031 | Protection Systems Unit Asset Replacemen | 0% | 0% | 1.999% | 0% | 0% | 0% | 0% | 0% | 0% | 0% | 0% | 0% | 0% | 0% | 98% | 0% | 0% | 0% | 0% |  | 100%
Success |  | 14032 | Instrument Transformer Unit Asset Replac | 0% | 0% | 0% | 0% | 0% | 0% | 0% | 0% | 0% | 89.95% | 0% | 6.356% | 0% | 0% | 3.691% | 0% | 0% | 0% | 0% |  | 100%
Success |  | 14033 | Circuit Breaker Unit Asset Replacement 2 | 0% | 0% | 0% | 0% | 0% | 0% | 0% | 0% | 0% | 89.89% | 0% | 2.261% | 0% | 0% | 7.847% | 0% | 0% | 0% | 0% |  | 100%
Success |  | 14034 | Isolator Unit Asset Replacement 2018-23 | 0% | 0% | 0% | 0% | 0% | 0% | 0% | 0% | 0% | 89.72% | 0% | 3.429% | 0% | 0% | 6.846% | 0% | 0% | 0% | 0% |  | 100%
|  | 14035 | Dynamic Line Rating Weather Station_Nexa | [20 empty] | 0%
|  | 14037 | Integrated Information Environment - Sta | [20 empty] | 0%
R4 NCIPAP |  | 14041 | NCIPAP 5 Davenport to Robertstown Remova | 12: 33.08%; 14: 25.52%; 17: 41.4% |  | 100%
Success |  | 14042 | Canowie CB Arrangement Upgrade | 0% | 0% | 0% | 0% | 0% | 0% | 0% | 0% | 0% | 50.1% | 0% | 8.261% | 0% | 0% | 35.89% | 5.755% | 0% | 0% | 0% |  | 100%
|  | 14043 | Snuggery - Blanche - Mt Gambier Line Upr | [20 empty] | 0%
Success |  | 14045 | Battery Charger Unit Asset Replacement 2 | 0% | 0% | 0% | 0% | 0% | 0% | 0% | 0% | 0% | 15.92% | 0% | 0% | 0% | 0% | 84.08% | 0% | 0% | 0% | 0% |  | 100%
Success |  | 14046 | AC Board Unit Asset Replacement 2018-23 | 0% | 0% | 0% | 0% | 0% | 0% | 0% | 0% | 0% | 25.86% | 2.125% | 68.71% | 0% | 0% | 3.302% | 0% | 0% | 0% | 0% |  | 100%
Success |  | 14047 | Transformer Bushing Unit Asset Replaceme | 0% | 0% | 0% | 0% | 0% | 0% | 0% | 0% | 0% | 96.63% | 0% | 3.373% | 0% | 0% | 0% | 0% | 0% | 0% | 0% |  | 100%
Success |  | 14049 | Leigh Creek South Transformer Replacemen | 0% | 0% | 0% | 0% | 0% | 0% | 0% | 0% | 0% | 69.84% | 0% | 12.11% | 0% | 0% | 18.05% | 0% | 0% | 0% | 0% |  | 100%
|  | 14050 | Leigh Creek Coalfield Transformer 1 and | [20 empty] | 0%
Success |  | 14051 | Operational Data Network Establishment | 0% | 0% | 0% | 100% | 0% | 0% | 0% | 0% | 0% | 0% | 0% | 0% | 0% | 0% | 0% | 0% | 0% | 0% | 0% |  | 100%
Success |  | 14056 | Para - Davenport Additional 275 kV Syste | 0% | 0% | 0.99% | 0% | 0% | 0% | 0% | 0% | 0% | 79.7% | 0% | 13.31% | 0% | 0% | 5.009% | 0.66% | 0.33% | 0% | 0% |  | 100%
Actual |  | 14057 | Pirie Precinct Led Lighting Upgrade | 100% | 0% | 0% | 0% | 0% | 0% | 0% | 0% | 0% | 0% | 0% | 0% | 0% | 0% | 0% | 0% | 0% | 0% | 0% | 0% | 100%
Success |  | 14060 | Workspace Layout Refresh Stage 1 | 69.97% | 0% | 0% | 0% | 0% | 0% | 0% | 30.03% | 0% | 0% | 0% | 0% | 0% | 0% | 0% | 0% | 0% | 0% | 0% |  | 100%
Success |  | 14061 | Workspace Layout Refresh Stage 2 | 69.97% | 0% | 0% | 0% | 0% | 0% | 0% | 30.03% | 0% | 0% | 0% | 0% | 0% | 0% | 0% | 0% | 0% | 0% | 0% |  | 100%
Success |  | 14062 | Workspace Layout Refresh Stage 3 | 69.97% | 0% | 0% | 0% | 0% | 0% | 0% | 30.03% | 0% | 0% | 0% | 0% | 0% | 0% | 0% | 0% | 0% | 0% | 0% |  | 100%
R4 NCIPAP |  | 14065 | NCIPAP TF Management Relay DR-E3 Uprat | 12: 100% |  | 100%
Success |  | 14066 | Eastern Hills Telecommunications Tower C | 0% | 30% | 60% | 0% | 0% | 0% | 0% | 0% | 0% | 0% | 0% | 0% | 0% | 0% | 0% | 10% | 0% | 0% | 0% |  | 100%
Success |  | 14067 | Lift Upgrade 300 Pirie Street | 100% | 0% | 0% | 0% | 0% | 0% | 0% | 0% | 0% | 0% | 0% | 0% | 0% | 0% | 0% | 0% | 0% | 0% | 0% |  | 100%
Success |  | 14069 | Telecoms Network Optimisation 2018-23 | 0% | 2.762% | 97.24% | 0% | 0% | 0% | 0% | 0% | 0% | 0% | 0% | 0% | 0% | 0% | 0% | 0% | 0% | 0% | 0% |  | 100%
Success |  | 14070 | Substation Operational Data Network Repl | 0% | 0% | 0% | 0% | 0% | 0% | 0% | 0% | 0% | 0% | 0% | 0% | 0% | 0% | 100% | 0% | 0% | 0% | 0% |  | 100%
Success |  | 14071 | Robertstown Circuit Breaker Arrangement | 0% | 0% | 0% | 0% | 0% | 1.543% | 0% | 0% | 0% | 40.79% | 0% | 39.91% | 3.086% | 0% | 13.38% | 1.286% | 0% | 0% | 0% |  | 100%
Success |  | 14074 | Neutral Earthing Resistors and Reactors | 0% | 0% | 0% | 0% | 0% | 0% | 0% | 0% | 0% | 66.38% | 0% | 14.39% | 0% | 0% | 5.845% | 13.39% | 0% | 0% | 0% |  | 100%
Success |  | 14075 | Substation Air Conditioning Systems Unit | 0% | 0% | 0% | 0% | 0% | 0% | 0% | 0% | 0% | 0% | 61.09% | 4.935% | 0% | 0% | 33.97% | 0% | 0% | 0% | 0% |  | 100%
Success |  | 14076 | Line Support Systems Refurbishment 2018- | 0% | 0% | 0% | 0% | 0% | 0% | 0% | 0% | 0% | 0.07881% | 0% | 0% | 0% | 0% | 0% | 98.77% | 0% | 0% | 1.154% |  | 100%
Success |  | 14077 | Mannum Transformer 1 and 2 Replacement | 0% | 0% | 0% | 0% | 0% | 0% | 0% | 0% | 0% | 91.75% | 0% | 6.381% | 0% | 0% | 1.398% | 0% | 0.4661% | 0% | 0% |  | 100%
|  | 14078 | Leigh Creek Coalfield Reactor 1 and 2 Re | 0% | 0% | 0% | 0% | 0% | 0% | 0% | 0% | 0% | 60% | 0% | 0% | 0% | 0% | 40% | 0% | 0% | 0% | 0% |  | 100%
Success |  | 14079 | Building Security Upgrade Unit Asset Rep | 0% | 0% | 0% | 0% | 0% | 0% | 0% | 0% | 0% | 0% | 95.09% | 1.071% | 3.84% | 0% | 0% | 0% | 0% | 0% | 0% |  | 100%
Success |  | 14080 | Substation Security Fencing 2018-23 | 0% | 0% | 0% | 0% | 0% | 0.9871% | 0% | 0% | 0% | 0% | 0% | 27.09% | 71.93% | 0% | 0% | 0% | 0% | 0% | 0% |  | 100%
Manual |  | 14081 | Line Insulator Systems Refurbishment 201 | [19 empty] | 100% | 100%
Manual |  | 14084 | Line Conductor and Earthwire Refurbishme | [19 empty] | 100% | 100% | bar: 3 to 21
Success |  | 14085 | Gawler East Connection Point | 0% | 2.611% | 16.18% | 0% | 0% | 0% | 0% | 0% | 0% | 44.87% | 0% | 9.352% | 0% | 0% | 19.53% | 7.325% | 0.1317% | 0% | 0% |  | 100%
Success |  | 14086 | Stakeholder Management Sys Refresh 17-18 | 0% | 0% | 0% | 100% | 0% | 0% | 0% | 0% | 0% | 0% | 0% | 0% | 0% | 0% | 0% | 0% | 0% | 0% | 0% |  | 100%
|  | 14087 | 300 Pirie St Perimeter Facade Upgrade | [20 empty] | 0%
Success |  | 14090 | Mount Gambier Transformer 1 Replacement | 0% | 0% | 0% | 0% | 0% | 0% | 0% | 0% | 0% | 71.51% | 0% | 13.87% | 0% | 0% | 11.25% | 3.373% | 0% | 0% | 0% |  | 100%
Success |  | 14091 | Online Asset Condition Assessment Equipm | 0% | 0% | 0% | 0% | 0% | 0% | 0% | 0% | 0% | 9.167% | 0% | 0.1443% | 0% | 0% | 90.69% | 0% | 0% | 0% | 0% |  | 100%
|  | 14092 | Playford B Alinta Ash Pond Transmission | [20 empty] | 0%
|  | 14097 | Records and Drg Mgmt tools Consolidate | [20 empty] | 0%
Success |  | 14099 | Stakeholder Mgmt Systems Refresh 23-24 | 0% | 0% | 0% | 100% | 0% | 0% | 0% | 0% | 0% | 0% | 0% | 0% | 0% | 0% | 0% | 0% | 0% | 0% | 0% |  | 100%
Manual |  | 14100 | Asset Data Capture 2 | 6: 100% |  | 100%
Success |  | 14102 | Telecoms Management Systems Replacement | 0% | 0% | 0% | 100% | 0% | 0% | 0% | 0% | 0% | 0% | 0% | 0% | 0% | 0% | 0% | 0% | 0% | 0% | 0% |  | 100%
Success |  | 14103 | Operational Data Network Environment Rep | 0% | 0% | 0% | 100% | 0% | 0% | 0% | 0% | 0% | 0% | 0% | 0% | 0% | 0% | 0% | 0% | 0% | 0% | 0% |  | 100%
Success |  | 14104 | Operational Data Network Security Standa | 0% | 0% | 0% | 100% | 0% | 0% | 0% | 0% | 0% | 0% | 0% | 0% | 0% | 0% | 0% | 0% | 0% | 0% | 0% |  | 100%
Success |  | 14105 | Brinkworth - Waterloo Bearer Replacement | 0% | 6.663% | 2.462% | 0% | 0% | 0% | 0% | 0% | 0% | 1.545% | 0% | 0.1423% | 0% | 0% | 0% | 86.86% | 0% | 0% | 2.324% |  | 100%
|  | 14106 | IT Service Operation System Upgrade 2 | 0% | 0% | 0% | 100% | 0% | 0% | 0% | 0% | 0% | 0% | 0% | 0% | 0% | 0% | 0% | 0% | 0% | 0% | 0% |  | 100%
|  | 14107 | Archive and Optimise SAP Data | [20 empty] | 0%
Success |  | 14108 | Advanced Analytics for Bus Intelligence | 0% | 0% | 0% | 100% | 0% | 0% | 0% | 0% | 0% | 0% | 0% | 0% | 0% | 0% | 0% | 0% | 0% | 0% | 0% |  | 100%
|  | 14109 | Bus Process Rules and Auto Tools Imp | [20 empty] | 0%
|  | 14110 | CAPEX Workforce and Business Planning Sy | 0% | 0% | 0% | 100% | 0% | 0% | 0% | 0% | 0% | 0% | 0% | 0% | 0% | 0% | 0% | 0% | 0% | 0% | 0% |  | 100%
Success |  | 14111 | Treasury and Risk Systems Refresh | 0% | 0% | 0% | 100% | 0% | 0% | 0% | 0% | 0% | 0% | 0% | 0% | 0% | 0% | 0% | 0% | 0% | 0% | 0% |  | 100%
|  | 14112 | Financial Budget and Forecast System Ref | 0% | 0% | 0% | 100% | 0% | 0% | 0% | 0% | 0% | 0% | 0% | 0% | 0% | 0% | 0% | 0% | 0% | 0% | 0% |  | 100%
Success |  | 14113 | Project Opex Resource Modelling Sys Refr | 0% | 0% | 0% | 100% | 0% | 0% | 0% | 0% | 0% | 0% | 0% | 0% | 0% | 0% | 0% | 0% | 0% | 0% | 0% |  | 100%
Success |  | 14115 | IT Backup and Archiving Systems Replace | 0% | 0% | 0% | 100% | 0% | 0% | 0% | 0% | 0% | 0% | 0% | 0% | 0% | 0% | 0% | 0% | 0% | 0% | 0% |  | 100%
Success |  | 14116 | Virtual Application Capability Refresh | 0% | 0% | 0% | 100% | 0% | 0% | 0% | 0% | 0% | 0% | 0% | 0% | 0% | 0% | 0% | 0% | 0% | 0% | 0% |  | 100%
|  | 14117 | Social Media Monitoring | [20 empty] | 0%
Success |  | 14118 | Database Platform Refresh 19-20 | 0% | 0% | 0% | 100% | 0% | 0% | 0% | 0% | 0% | 0% | 0% | 0% | 0% | 0% | 0% | 0% | 0% | 0% | 0% |  | 100%
Success |  | 14121 | Project Delivery Optimisation 2 | 0% | 0% | 0% | 100% | 0% | 0% | 0% | 0% | 0% | 0% | 0% | 0% | 0% | 0% | 0% | 0% | 0% | 0% | 0% |  | 100%
Success |  | 14128 | SDM Framework for C50 RTU Upgrades | 0% | 0% | 0% | 0% | 0% | 0% | 0% | 0% | 0% | 0% | 0% | 0% | 0% | 0% | 100% | 0% | 0% | 0% | 0% |  | 100%
Success |  | 14133 | Dalrymple ESCRI Energy Storage | 0% | 0.03493% | 0.5729% | 0% | 0% | 2.289% | 0% | 0% | 0% | 2.392% | 0% | 5.118% | 0.8522% | 0% | 88.19% | 0.09034% | 0.4556% | 0% | 0% |  | 100%
Manual |  | 14135 | Electric Vehicle Fleet and Charging Infr | 10: 100% |  | 100%
Manual |  | 14136 | Rymill Building Accommodation Security a | 3: 50%; 10: 50% |  | 100%
Success |  | 14137 | Cultana - Yadnarie F1810 132 kV Line Con | 0% | 0.885% | 0% | 0% | 0% | 0% | 0% | 0% | 0% | 0% | 0% | 17.31% | 0% | 0% | 0% | 76.02% | 0% | 0% | 5.788% |  | 100%
Success |  | 14145 | Yadnarie - Pt Lincoln F1811 132 kV Line | 0% | 1.009% | 0% | 0% | 0% | 0% | 0% | 0% | 0% | 0% | 0% | 19.4% | 0% | 0% | 0% | 77.53% | 0% | 0% | 2.057% |  | 100%
Success |  | 14155 | MBHPS3-Kanmantoo-Back Callington F1850 1 | 0% | 0% | 0% | 0% | 0% | 0% | 0% | 0% | 0% | 0% | 0% | 0% | 0% | 0% | 0% | 0% | 0% | 0% | 100% |  | 100%
|  | 14165 | Munno Para 66 kV Control Scheme | [20 empty] | 0%
|  | 14166 | NCIPAP Robertstown-Tungkillo 275 kV Remo | [20 empty] | 0%
|  | 14167 | NCIPAP Davenport-Robertstown 275 kV Line | 0% | 0% | 0% | 0% | 0% | 0% | 0% | 0% | 3.158% | 64.8% | 0% | 8.34% | 0% | 0% | 17.31% | 6.396% | 0% | 0% | 0% |  | 100%
R4 NCIPAP |  | 14168 | NCIPAP Smart Wires PowerLine Guardian Te | 17: 100% |  | 100%
R4 NCIPAP |  | 14169 | NCIPAP South East - Tungkillo 275kV Dyna | [20 empty] | 0%
Success |  | 14170 | Kilburn 275 kV Emergency Bypass | 0% | 0% | 0% | 0% | 0% | 0% | 0% | 0% | 0% | 0% | 0% | 0% | 0% | 0% | 0% | 100% | 0% | 0% | 0% |  | 100%
Manual |  | 14171 | South Australia Energy Transformation | 0% | 4.591% | 3.134% | 0% | 0% | 0.6073% | 0% | 0% | 0% | 55.82% | 2.716% | 18.53% | 2.265% | 0% | 8.502% | 3.84% | 0% | 0% | 0% |  | 100%
Manual |  | 14172 | Eyre Peninsula Transmission Supply | 12: 10%; 17: 10%; 18: 80% |  | 100%
Success |  | 14174 | Templers Plant Limit Increase | 0% | 0% | 0% | 0% | 0% | 0% | 0% | 0% | 0% | 93.65% | 0% | 6.35% | 0% | 0% | 0% | 0% | 0% | 0% | 0% |  | 100%
|  | 14175 | Mid North 132 kV Dynamic Line Ratings | [20 empty] | 0%
Success |  | 14176 | Surge Arrester Unit Asset Replacement 20 | 0% | 0% | 0% | 0% | 0% | 0% | 0% | 0% | 0% | 100% | 0% | 0% | 0% | 0% | 0% | 0% | 0% | 0% | 0% |  | 100%
Success |  | 14178 | Elevating Work Platform Procurement for | 0% | 0% | 0% | 0% | 0% | 0% | 0% | 100% | 0% | 0% | 0% | 0% | 0% | 0% | 0% |  | 0% | 0% | 0% |  | 100%
Success |  | 14179 | Live Line Manual Development | 0% | 0% | 0% | 0% | 0% | 0% | 0% | 100% | 0% | 0% | 0% | 0% | 0% | 0% | 0% | 0% | 0% | 0% | 0% |  | 100%
Success |  | 14180 | Pimba PLC Replacement | 0% | 56.42% | 40.69% | 0% | 0% | 0% | 0% | 0% | 0% | 0% | 0% | 0% | 2.889% | 0% | 0% | 0% | 0% | 0% | 0% |  | 100%
|  | 14181 | Tailem Bend Second Communication Link | 0% | 53.52% | 37.22% | 0% | 0% | 0% | 0% | 0% | 0% | 0% | 9.264% | 0% | 0% | 0% | 0% | 0% | 0% | 0% | 0% |  | 100%
Success |  | 14182 | South East SVC Computer Control System R | 0% | 0% | 0% | 0% | 0% | 0% | 0% | 0% | 0% | 0.4418% | 0% | 1.872% | 0% | 0% | 97.69% | 0% | 0% | 0% | 0% |  | 100%
Actual |  | 14184 | Secondary Injection Test Unit | 0% | 0% | 0% | 0% | 0% | 0% | 0% | 100% | 0% | 0% | 0% | 0% | 0% | 0% | 0% | 0% | 0% | 0% | 0% | 0% | 100%
Manual |  | 14185 | SF6 Trailer Mounted Service Cart | 0% | 0% | 0% | 0% | 0% | 0% | 0% | 100% | 0% | 0% | 0% | 0% | 0% | 0% | 0% | 0% | 0% | 0% | 0% |  | 100%
Manual |  | 14187 | SA Over-Frequency Generation Shedding (OFGS) Scheme | 17: 100% |  | 100%
Success |  | 14188 | Warehousing project | 100% | 0% | 0% | 0% | 0% | 0% | 0% | 0% | 0% | 0% | 0% | 0% | 0% | 0% | 0% | 0% | 0% | 0% | 0% |  | 100%
Manual |  | 14189 | Temporary Transmission Structures Acquisition | 18: 100% |  | 100%
Success |  | 14055 | Torrens Island North Substation Tie Bus Installation rev2 | 0% | 0% | 0% | 0% | 0% | 0% | 0% | 0% | 0% | 41.99% | 0% | 31.76% | 3.029% | 0% | 16.3% | 0% | 6.92% | 0% | 0% |  | 100%
Success |  | 14138 | MWPS1 – NWB F1854 132 kV Line Conductor and Earthwire Refurbishment | [19 empty] | 100% | 100% | bar: 3 to 21
Success |  | 14139 | MWPS3 – MWPS2 F1849 132 kV Line Conductor and Earthwire Refurbishment | [19 empty] | 100% | 100% | bar: 3 to 21
Success |  | 14140 | MWPS4 - Robertstown F1855 132 kV Line Conductor and Earthwire Refurbishment | [19 empty] | 100% | 100% | bar: 3 to 21
Success |  | 14141 | MWPS2 – MWPS1 F1853 132 kV Line Conductor and Earthwire Refurbishment | [19 empty] | 100% | 100% | bar: 3 to 21
Success |  | 14142 | Robertstown – MWPS3 F1847 132 kV Line Conductor and Earthwire Refurbishment | [19 empty] | 100% | 100% | bar: 3 to 21
Success |  | 14143 | Waterloo – Waterloo East F1806 132 kV Line Conductor and Earthwire Refurbishment | [19 empty] | 100% | 100% | bar: 3 to 21
Success |  | 14144 | Waterloo East - MWPS4 F1888 132 kV Line Conductor and Earthwire Refurbishment | [19 empty] | 100% | 100% | bar: 3 to 21
Success |  | 14146 | Cherry Gardens - Happy Valley F1906 275kV Line Insulator Systems Refurbishment - Rev 1 | 0% | 0% | 0% | 0% | 0% | 0% | 0% | 0% | 0% | 0% | 0% | 0% | 0% | 0% | 0% | 0% | 0% | 0% | 100% |  | 100%
Success |  | 14147 | TIPS - New Osborne No3 F1714 66 kV Line Insulator Systems Refurbishment - Rev 1 | 0% | 0% | 0% | 0% | 0% | 0% | 0% | 0% | 0% | 0% | 0% | 0% | 0% | 0% | 0% | 0% | 0% | 0% | 100% |  | 100%
Success |  | 14148 | TIPS - New Osborne No4 F1715 66 kV Line Insulator Systems Refurbishment - Rev 1 | 0% | 0% | 0% | 0% | 0% | 0% | 0% | 0% | 0% | 0% | 0% | 0% | 0% | 0% | 0% | 0% | 0% | 0% | 100% |  | 100%
Success |  | 14149 | Waterloo – Mintaro F1805 132 kV Line Insulator Systems Refurbishment - Rev 1 | 0% | 0% | 0% | 0% | 0% | 0% | 0% | 0% | 0% | 0% | 0% | 0% | 0% | 0% | 0% | 0% | 0% | 0% | 100% |  | 100%
Success |  | 14150 | Davenport - Leigh Creek F1813 132 kV Line Insulator Systems Refurbishment - Rev 1 | 0% | 0% | 0% | 0% | 0% | 0% | 0% | 0% | 0% | 0% | 0% | 0% | 0% | 0% | 0% | 0% | 0% | 0% | 100% |  | 100%
Success |  | 14151 | NWB - Monash No1 F1820 132 kV Line Insulator Systems Refurbishment - Rev 1 | 0% | 0% | 0% | 0% | 0% | 0% | 0% | 0% | 0% | 0% | 0% | 0% | 0% | 0% | 0% | 0% | 0% | 0% | 100% |  | 100%
Success |  | 14152 | Keith - Kincraig F1828 132 kV Line Insulator Systems Refurbishment - Rev 1 | 0% | 0% | 0% | 0% | 0% | 0% | 0% | 0% | 0% | 0% | 0% | 0% | 0% | 0% | 0% | 0% | 0% | 0% | 100% |  | 100%
Success |  | 14153 | South East - Mount Gambier F1829 132 kV Line Insulator Systems Refurbishment - Rev 1 | 0% | 0% | 0% | 0% | 0% | 0% | 0% | 0% | 0% | 0% | 0% | 0% | 0% | 0% | 0% | 0% | 0% | 0% | 100% |  | 100%
Success |  | 14154 | Kincraig - Penola West F1831 132 kV Line Insulator Systems Refurbishment - Rev 1 | 0% | 0% | 0% | 0% | 0% | 0% | 0% | 0% | 0% | 0% | 0% | 0% | 0% | 0% | 0% | 0% | 0% | 0% | 100% |  | 100%
Success |  | 14156 | Pelican Point – PGW F1901 275 kV Line Insulator Systems Refurbishment - Rev 1 | 0% | 0% | 0% | 0% | 0% | 0% | 0% | 0% | 0% | 0% | 0% | 0% | 0% | 0% | 0% | 0% | 0% | 0% | 100% |  | 100%
Success |  | 14157 | TIPS - Para No4 F1902 275 kV Line Insulator Systems Refurbishment - Rev 1 | 0% | 0% | 0% | 0% | 0% | 0% | 0% | 0% | 0% | 0% | 0% | 0% | 0% | 0% | 0% | 0% | 0% | 0% | 100% |  | 100%
Success |  | 14158 | TIPS - Cherry Gardens F1903 275kV Line Insulator Systems Refurbishment - Rev 2 | 0% | 0% | 0% | 0% | 0% | 0% | 0% | 0% | 0% | 0% | 0% | 0% | 0% | 0% | 0% | 0% | 0% | 0% | 100% |  | 100%
Success |  | 14159 | TIPS - Magill F1912 275 kV Line Insulator Systems Refurbishment - Rev 1 | 0% | 0% | 0% | 0% | 0% | 0% | 0% | 0% | 0% | 0% | 0% | 0% | 0% | 0% | 0% | 0% | 0% | 0% | 100% |  | 100%
Success |  | 14160 | Para - Tungkillo F1921 275 kV Line Insulator Systems Refurbishment - Rev 1 | 0% | 0% | 0% | 0% | 0% | 0% | 0% | 0% | 0% | 0% | 0% | 0% | 0% | 0% | 0% | 0% | 0% | 0% | 100% |  | 100%
Success |  | 14161 | PGW - Para F1940 275 kV Line Insulator Systems Refurbishment - Rev 1 | 0% | 0% | 0% | 0% | 0% | 0% | 0% | 0% | 0% | 0% | 0% | 0% | 0% | 0% | 0% | 0% | 0% | 0% | 100% |  | 100%
Success |  | 14162 | Para – Robertstown F1945 275 kV Line Insulator Systems Refurbishment - Rev 2 | 0% | 0% | 0% | 0% | 0% | 0% | 0% | 0% | 0% | 0% | 0% | 0% | 0% | 0% | 0% | 0% | 0% | 0% | 100% |  | 100%
Success |  | 14163 | Para – Munno Para F1956 275 kV Line Insulator Systems Refurbishment - Rev 2 | 0% | 0% | 0% | 0% | 0% | 0% | 0% | 0% | 0% | 0% | 0% | 0% | 0% | 0% | 0% | 0% | 0% | 0% | 100% |  | 100%
Success |  | 14193 | Transformer GIC Monitoring | 0% | 0% | 0% | 0% | 0% | 0% | 0% | 0% | 0% | 6.581% | 0% | 0% | 0% | 0% | 86.45% | 0% | 6.972% | 0% | 0% |  | 100%
Success |  | 14202 | Revenue Meter Replacement 2018-23 | 0% | 0% | 24.51% | 0% | 0% | 0% | 0% | 0% | 0% | 0% | 0% | 0% | 0% | 0% | 75.49% | 0% | 0% | 0% | 0% |  | 100%
Success |  | 14205 | Secondary Systems Product Evaluation 2018-2023 | 0% | 0% | 0% | 0% | 0% | 0% | 0% | 0% | 0% | 0% | 0% | 0% | 0% | 0% | 100% | 0% | 0% | 0% | 0% |  | 100%
Success |  | 14209 | Substation Improvements for System Black Conditions rev 3 | 0% | 0% | 0% | 0% | 0% | 0% | 0% | 0% | 0% | 0% | 2.001% | 98% | 0% | 0% | 0% | 0% | 0% | 0% | 0% |  | 100%
Success |  | 14214 | Transmission Line Access Track Upgrade rev3 (based on 10km access track at F1810) | 0% | 0% | 0% | 0% | 0% | 0% | 0% | 100% | 0% | 0% | 0% | 0% | 0% | 0% | 0% | 0% | 0% | 0% | 0% |  | 100%
Success |  | 14215 | Para 275kV 50MVar Reactor - Copy | 0% | 0% | 0.99% | 0% | 0% | 0% | 0% | 0% | 0% | 79.7% | 0% | 13.31% | 0% | 0% | 5.009% | 0.66% | 0.33% | 0% | 0% |  | 100%
Success |  | 14216 | Blythe West 275kV 50MVar Reactor | 0% | 0% | 0.99% | 0% | 0% | 0% | 0% | 0% | 0% | 79.7% | 0% | 13.31% | 0% | 0% | 5.009% | 0.66% | 0.33% | 0% | 0% |  | 100%
Success |  | 14190 | Yorke Peninsula Telecoms Bearer -rev 1 | 0% | 99.95% | 0.0531% | 0% | 0% | 0% | 0% | 0% | 0% | 0% | 0% | 0% | 0% | 0% | 0% | 0% | 0% | 0% | 0% |  | 100%
Success |  | 14191 | Davenport - Cultana Telecoms Bearer | 0% | 99.96% | 0.03957% | 0% | 0% | 0% | 0% | 0% | 0% | 0% | 0% | 0% | 0% | 0% | 0% | 0% | 0% | 0% | 0% |  | 100%
Success |  | 14198 | Substation Access Roads and Drainage Upgrade rev 6 (full option) | 0% | 0.5374% | 0% | 0% | 0% | 0% | 0% | 0% | 0% | 0% | 0% | 99.46% | 0% | 0% | 0% | 0% | 0% | 0% | 0% |  | 100%
Success |  | 14199 | East Terrace, Northfield and Kilburn Emergency Transformer Deployment Preparation rev 3 | 0% | 0% | 0% | 0% | 0% | 0% | 0% | 0% | 0% | 94.32% | 0% | 0% | 0% | 0% | 0% | 0% | 5.681% | 0% | 0% |  | 100%
Success |  | 14200 | 160MVA 275/132kV Emergency Transformer Deployment Preparation rev3 | 0% | 0% | 0% | 0% | 0% | 0% | 0% | 0% | 0% | 47.21% | 0% | 12.55% | 0% | 0% | 36.81% | 3.429% | 0% | 0% | 0% |  | 100%
Success |  | 14201 | Re-Deployable Telecommunication Site rev 1 KM | 0% | 6.785% | 63.06% | 0% | 0% | 0% | 0% | 0% | 0% | 0% | 30.16% | 0% | 0% | 0% | 0% | 0% | 0% | 0% | 0% |  | 100%
Success |  | 14203 | Telco DC Power Systems Upgrade | 0% | 2.939% | 92.16% | 0% | 0% | 0% | 0% | 0% | 0% | 0% | 0% | 0% | 0% | 0% | 0% | 4.899% | 0% | 0% | 0% |  | 100%
Success |  | 14206 | Renewable Microgrid Demonstration Testbed | 0% | 0% | 0% | 0% | 0% | 0% | 0% | 100% | 0% | 0% | 0% | 0% | 0% | 0% | 0% | 0% | 0% | 0% | 0% |  | 100%
Success |  | 14207 | Special Protection and Wide Area Monitoring Scheme (SPS-WAMS) | 0% | 0% | 2.228% | 0% | 0% | 0% | 0% | 0% | 0% | 0% | 0% | 0% | 0% | 0% | 97.77% | 0% | 0% | 0% | 0% |  | 100%
Success |  | 14210 | High Risk Substation Environmental Investigation Project rev1 | 0% | 0% | 0% | 86.49% | 0% | 0% | 0% | 0% | 0% | 0% | 0% | 13.51% | 0% | 0% | 0% | 0% | 0% | 0% | 0% |  | 100%
Success |  | 14218 | Spencer Gulf Emergency Restoration Response - Overhead Line - Southern Route - Preparatory Works | 0% | 0% | 0% | 0% | 0% | 0% | 0% | 0% | 0% | 0% | 0% | 0% | 0% | 0% | 1.118% | 98.88% | 0% | 0% | 0% |  | 100%
Manual |  | 14196 | East Terrace 275 kV GIS Gas Monitoring S | 17: 100% |  | 100%
Manual |  | 14211 | NCIPAP South East 275 kV Capacitor Bank | 12: 65%; 14: 11%; 17: 24% |  | 100%
Manual |  | 14213 | NGM Access Enhancements | 17: 100% |  | 100%
Manual |  | XXXXX | Transmission Line Resilience | 18: 100% |  | 100%
Manual |  | 14048 | Blanche Circuit Breaker Arrangement Upgr | 12: 65%; 14: 20%; 17: 15% |  | 100%
Manual | WIP Project | 14004 | Wind Risk Model Development | 6: 100% |  | 100%
Manual | WIP Project | 14221 | Davenport - Pimba 132 kV line Low Span U | [19 empty] | 100% | 100%
Manual | WIP Project | 14222 | Group Corporate Financial Model Replace. | 6: 100% |  | 100%
Manual | WIP Project | 14227 | F1919 & F1920 Tower Replacement | 18: 100% |  | 100%
Success | Not in AHS | 44133 | Dalrymple ESCRI Energy Storage | 0% | 0.03493% | 0.5729% | 0% | 0% | 2.289% | 0% | 0% | 0% | 2.392% | 0% | 5.118% | 0.8522% | 0% | 88.19% | 0.09034% | 0.4556% | 0% | 0% |  | 100%
Actual |  | 14210 | VLU Formula | [20 empty] | 0%
Success |  | 14218 | VLU Formula | [20 empty] | 0%
R4 NCIPAP |  |  | Not required for Reset Submission
Manual Adjustment

## Project labour content
All Projects Details - Commodities
| Success Estimator Commodities report | [5 empty] | Use for labour content where no specific project detail is available
Project Number | Estimate Name | Category | Estimate Type | Total Cost (Adjusted) | Labour content | Ave Labour % | Category | Total Cost | Labour Content | Labour %
EC.10306 | EC.10306 South East 3rd 275/132kV Transformer -rev 3 | Augmentation | Network | 6051070.256 | 2895151.2503 | 47.85% | Augmentation | 42255680.2724 | 19791806.7762 | 46.84% |  | 2016 | 2017 | 2018 | 2019 | 2020 | 2021 | 2022 | 2023 | Ave. | Ave. 2019-23
EC.11002 | EC.11002 Tungkillo Stage 2 ( Tailem Bend to Cherry Gardens ) rev 13 | Augmentation | Network | 4876864.4988 | 1913116.3952 | 39.23% | Connection | 70638057.947 | 33931040.9691 | 48.04% | BIS Jan 2017 | N/A | 0.9 | 0.9 | 0.9 | 1 | 1.4 | 1.7 | 1.8 | 1.2 | 1.4
EC.11003 | EC.11003 Tungkillo Stage 3 (Robertstown to Para ) rev 13 | Augmentation | Network | 4640608.583 | 1782081.6925 | 38.4% | Easement/Land | 5718405.36 | 35582.6928 | 0.6222% | BIS Feb 2016 | 0.9 | 1.4 | 1.3 | 1.5 | 1.7 | 1.9 | N/A | N/A | 1.4
EC.11552 | EC.11552 Mt. Benson 132/33 kV Substation Land Acquisition - Rev2 | Easement/Land | Land | 400000 | 0 | 0% | Facilities | 6062627.5301 | 1749403.6972 | 28.86% | Deloitte | 0 | 0.2 | 0.5 | 0.6 | 0.7 | 0.7 | 0.7 | 0.7 | 0.6 | 0.7
EC.11606 | EC.11606 Enterprise Integration Platform Refresh | Information Technology | ICT | 1551545 | 1132474.8548 | 72.99% | Information Technology | 44082045.9898 | 31325886.0229 | 71.06%
EC.11661 | EC.11661 Substation Computer Based Local Control Facilities Replacement rev 3 | Replacement | Network | 2883427.8076 | 1671995.587 | 57.99% | Inventory/Spares | 10999999.2675 | 481925.8493 | 4.381% | Labour Cost Rate AER - Feb 2016 | 0.5 | 0.8 | 0.9 | 1 | 1.2 | 1.9 |  |  | 1 | 1.4
EC.11722 | EC.11722 Brinkworth West Circuit Entry Easement Acquisition - Rev1 | Easement/Land | Land | 247000 | 35582.6928 | 14.41% | Other | 94412.0054 | 41269.604 | 43.71%
EC.11725 | EC.11725 Mintaro to Waterloo Easement Widening Land Acquisition - Rev1 | Easement/Land | Land | 1401405.56 | 0 | 0% | Refurbishment | 242172246.5173 | 120317891.7348 | 49.68% | Average Labour Cost Rate |  | 0.6 | 0.65 | 0.5883 | 0.63298 | 0.72657 | 1.0509 | 1.1698 | 0.77407 | 0.8337
EC.11726 | EC.11726 Lincoln Gap Substation Land Acquisition - Rev3 BP072013 | Easement/Land | Land | 169999.8 | 0 | 0% | Replacement | 130700457.9155 | 69369674.2079 | 53.08% | Revised Rates
EC.11727 | EC.11727 Fourth Northern Suburbs Connection Point Land Acquistion - Rev3 BP072013 | Easement/Land | Land | 2300000 | 0 | 0% | Security/Compliance | 82829281.5178 | 39271477.945 | 47.41% | Weighted Labour Cost Escalation - Feb 2016 | 0.3 | 0.5 | 0.6 | 0.7 | 0.8 | 1.3 |  |  | 0.7
EC.11811 | EC.11811 Outage Management Functional Upgrade 2 rev 2 | Information Technology | ICT | 1400000 | 1021861.9484 | 72.99% | (blank) | 1510742.8533 | 1378366.6389 | 91.24% | Weighted Labour Cost Escalation - Jan 2017 |  | 0.4 | 0.5 | 0.5 | 0.6 | 0.7 | 0.8 | 0.8 | 0.6 | 0.7
EC.11852 | EC.11852 Operational Historian Upgrade rev 2 | Replacement | ICT | 350000 | 319331.8589 | 91.24% | Grand Total | 637063957.1759 | 317694326.1382 | 49.87%
EC.11865 | EC.11865 network Configuration Management Upgrade 1 rev 2 | Replacement | ICT | 850000 | 620416.183 | 72.99% | Easements/Land |  |  | 21.21% |  | 2016 | 2017 | 2018 | 2019 | 2020 | 2021 | 2022 | 2023 | Ave. | Ave. 2019-23
EC.11876 | EC.11876 Integarated Network Modelling System rev 3 | Replacement | ICT | 500000 | 364950.6959 | 72.99% | Labour content per History in RIN Capex Master |  |  |  | Revised Rates 07-Mar 2017 2 dec pl - PROPOSAL |  | 0.6 | 0.65 | 0.65 | 0.75 | 0.9 | 1.1 | 1.15 | 0.82857 | 0.91
EC.11877 | EC.11877 Kilburn Substation Upgrade rev 10 | Security/Compliance | Network | 4944496.7448 | 2502079.8463 | 50.6% |  |  |  |  | Revised Labour Escalator - Final decision |  | 0.6 | 0.65 | 0.5883 | 0.63298 | 0.72657 | 1.0509 | 1.1698 | 0.77407 | 0.8337
EC.11892 | EC.11892 City West 2nd Cable Easement - Rev1 | Easement/Land | Land | 1200000 | 0 | 0%
EC.11898 | EC.11898 Waterloo - Robertstown #1 Line Reinstatement rev 5 | Augmentation | Network | 17092754.5625 | 9206926.8399 | 53.86%
EC.11902 | EC.11902 Yorke Peninsula Reinforcement 04/2016 rev 1 | Connection | Network | 70638057.947 | 33931040.9691 | 48.04%
EC.11906 | EC.11906 Application Virtualisation rev 2 | Refurbishment | ICT | 600000 | 443415.0955 | 73.9%
EC.11907 | EC.11907 Intranet & Extranet Refresh 18-19 | Information Technology | ICT | 250000 | 216689.4757 | 86.68%
EC.11915 | EC.11915 Furniture and Building Upgrades 2018-2019 rev 3 | Facilities | Facilities | 314103.6067 | 113475.6885 | 36.13%
EC.11916 | EC.11916 Vehicle Purchases 2018-2019 rev 4 | Facilities | Facilities | 139529.37 | 15993.3894 | 11.46%
EC.11917 | EC.11917 Investigation and Integration of New Technologies rev 2 | Replacement | Engineering | 2013795.9466 | 1837340.5801 | 91.24%
EC.11918 | EC.11918 People Management Upgrade rev 2 | Information Technology | ICT | 500000 | 364950.6959 | 72.99%
EC.11994 | EC.11994 Inventory Purchase 2018-19 rev 4 | Inventory/Spares | Network | 2199999.8535 | 96385.1699 | 4.381%
EC.12002 | EC.12002 Local Area Network Equipment Refresh 21-22 | Information Technology | ICT | 1811829.7111 | 611710.9329 | 33.76%
EC.12004 | EC.12004 Geospatial Systems Refresh 18-19 | Information Technology | ICT | 1205000 | 1044443.2727 | 86.68%
EC.12005 | EC.12005 IT Storage & Computer Hardware Refurb 19-20 | Information Technology | ICT | 2835243.4334 | 569271.4755 | 20.08%
EC.12008 | EC.12008 Project and Portfolio Management Systems Refresh 21-22 | Information Technology | ICT | 1100000 | 802891.5309 | 72.99%
EC.12010 | EC.12010 ERP Systems Refresh | Information Technology | ICT | 2999368.2581 | 2736553.8323 | 91.24%
EC.12013 | EC.12013 Standards Major Review 2018-2023 rev 5 | Replacement | Engineering | 2924949.777 | 2668656.1411 | 91.24%
EC.12017 | EC.12017 Geospatial Systems Refresh 23-24 | Information Technology | ICT | 1100000 | 802891.5309 | 72.99%
EC.12021 | EC.12021 Licenses, Maintenance, Minor Software 22-23 | Information Technology | ICT | 2750000 | 2007228.8272 | 72.99%
EC.12027 | EC.12027 Mechanical 300 Pirie St 2018-2019 rev 3 | Facilities | Facilities | 606866.841 | 159912.6891 | 26.35%
EC.12028 | EC.12028 Furniture and Building Upgrades 2019-2020 rev 3 | Facilities | Facilities | 310769.1735 | 112350.8935 | 36.15%
EC.12030 | EC.12030 Vehicle Purhases 2019-2020 rev 4 | Facilities | Facilities | 186420.3878 | 21368.217 | 11.46%
EC.12070 | EC.12070 Refresh and Maintain IT Hardware 19-20 | Information Technology | ICT | 1400629.0363 | 971233.2839 | 69.34%
EC.12071 | EC.12071 Licenses, Maintenance, Minor Software 19-20 | Information Technology | ICT | 2750000 | 2007228.8272 | 72.99%
EC.12072 | EC.12072 IT Security Technology Refresh 19-20 | Information Technology | ICT | 1300000 | 948871.8092 | 72.99%
EC.12073 | EC.12073 IT OCS Software 4 rev 2 | Replacement | ICT | 1800000 | 1478050.3182 | 82.11%
EC.12094 | EC.12094 Inventory Purchases 2019-2020 rev 4 | Inventory/Spares | Network | 2199999.8535 | 96385.1699 | 4.381%
EC.12103 | EC.12103 Transmission Operator Situational Awareness rev 3 | Security/Compliance | ICT | 800000 | 583921.1134 | 72.99%
EC.12105 | EC.12105 Electrical 300 Pirie St 2020-2021 rev 3 | Facilities | Facilities | 228075.2304 | 56775.9777 | 24.89%
EC.12106 | EC.12106 Furniture Building Upgrades 2020-2021 rev 3 | Facilities | Facilities | 326774.4528 | 108629.9095 | 33.24%
EC.12107 | EC.12107 Electrical Rymill Bldg. 2020 - 2021 rev 1 BP072013 | Facilities | Facilities | 50000 | 16449.507 | 32.9%
EC.12108 | EC.12108 Mechanical Keswick North 2020-2021 rev 3 | Facilities | Facilities | 152717.0402 | 39995.6108 | 26.19%
EC.12109 | EC.12109 Fire Panel Keswick North 2020 -2021 rev 1 PB072013 | Facilities | Facilities | 10000 | 3424.7535 | 34.25%
EC.12110 | EC.12110 Mechanical Keswick South 2020-2021 rev 3 | Facilities | Facilities | 234744.0967 | 60625.5677 | 25.83%
EC.12111 | EC.12111 Vehicle Purchases 2020-2021 rev 4 | Facilities | Facilities | 248179.2893 | 28447.2583 | 11.46%
EC.12115 | EC.12115 Telco Asset Replacement 2018-2023 rev 2 | Replacement | Telco | 6472513.1744 | 1202022.68 | 18.57%
EC.12203 | EC.12203 IT OCS Software 5 rev 2 | Replacement | ICT | 1800000 | 1478050.3182 | 82.11%
EC.12204 | EC.12204 Generator Replacement 300 Pirie St 2021-2022 rev 3 | Facilities | Facilities | 326774.4528 | 83029.9095 | 25.41%
EC.12205 | EC.12205 Furniture and Building Upgrades 2021-2022 rev 3 | Facilities | Facilities | 341445.9589 | 114219.0075 | 33.45%
EC.12206 | EC.12206 Electrical Back Up Control Centre 2021 -2022 rev 1 BP072013 | Facilities | Facilities | 30000 | 10173.1214 | 33.91%
EC.12207 | EC.12207 Vehicle Purchases 2021-2022 rev 4 | Facilities | Facilities | 233311.4056 | 26743.0446 | 11.46%
EC.12210 | EC.12210 Refresh and Maintain IT Hardware 21-22 | Information Technology | ICT | 1199000 | 831394.1802 | 69.34%
EC.12211 | EC.12211 IT Security Technology Refresh 21-22 | Information Technology | ICT | 1299500 | 948506.8585 | 72.99%
EC.12301 | EC.12301 Automated Asset Health Monitoring & Assement rev 3 | Replacement | ICT | 899999.8571 | 821138.9353 | 91.24%
EC.12330 | EC.12330 One IP Substation Network Stage 2 rev 2 | Replacement | Telco | 4512113.3002 | 2119558.4958 | 46.97%
EC.12334 | EC.12334 Furniture and Building Upgrade 2022-2023 rev 2 | Facilities | Facilities | 367454.5378 | 133072.4085 | 36.21%
EC.12335 | EC.12335 Vehicle Purchases 2022-2023 rev 3 | Facilities | Facilities | 139529.37 | 15993.3894 | 11.46%
EC.12336 | EC.12336 Carpet Upgrades to Pirie and Rymill 2022-2023 rev 2 | Facilities | Facilities | 171389.8661 | 50454.4627 | 29.44%
EC.12400 | EC.12400 IT OCS Software 6 rev 2 | Replacement | ICT | 1800000 | 1478050.3182 | 82.11%
EC.12402 | EC.12402 Refresh and Maintain IT Hardware 22-23 | Information Technology | ICT | 1199000 | 831394.1802 | 69.34%
EC.12403 | EC.12403 Licenses, Maintenance, Minor Software 21-22 | Information Technology | ICT | 2750000 | 2007228.8272 | 72.99%
EC.12404 | EC.12404 Windows Backoffice Management Systems Refresh 20-21 | Information Technology | ICT | 2162328.303 | 1578437.5826 | 73%
EC.12406 | EC.12406 Intranet Platform Refresh 22-23 | Information Technology | ICT | 810000 | 591220.1273 | 72.99%
EC.12500 | EC.12500 VOIP Network Refresh rev 1 | Replacement | Telco | 800219.4221 | 584121.309 | 73%
EC.14011 | EC.14011 Dynamics Ratings System Upgrade rev 2 | Replacement | ICT | 500000 | 456188.3698 | 91.24%
EC.14013 | EC.14013 System Switching Writer Enhancement 1 rev 2 | Replacement | ICT | 900000 | 821139.0657 | 91.24%
EC.14014 | EC.14014 Energy Management System Technical Upgrade 2 rev 2 | Replacement | ICT | 1500000 | 1368565.1094 | 91.24%
EC.14017 | EC.14017 Automated IED data capture rev 2 | Replacement | ICT | 900000 | 821139.0657 | 91.24%
EC.14019 | EC.14019 Estimating System Upgrade with Maintenance Enhancements | Information Technology | ICT | 500000 | 433378.9513 | 86.68%
EC.14023 | EC.14023 IT Systems Admin and Monitoring Tools Refresh | Information Technology | ICT | 670902.9233 | 495970.6628 | 73.93%
EC.14026 | EC.14026 Inventory Purchases 2020-21 rev 4 | Inventory/Spares | Network | 2199999.8535 | 96385.1699 | 4.381%
EC.14027 | EC.14027 Inventory Purchases 2021-2022 rev 4 | Inventory/Spares | Network | 2199999.8535 | 96385.1699 | 4.381%
EC.14028 | EC.14028 Inventory Purchases 2022-2023 rev 4 | Inventory/Spares | Network | 2199999.8535 | 96385.1699 | 4.381%
EC.14031 | EC.14031 Protection Systems Unit Asset Replacement 2018-23 rev 5 | Replacement | Network | 28204402.9941 | 16149021.976 | 57.26%
EC.14032 | EC.14032 Instrument Transformer Unit Asset Replacement 2018-23 rev 8 | Replacement | Network | 4528054.8069 | 1524083.2293 | 33.66%
EC.14033 | EC.14033 Circuit Breaker Unit Asset Replacement 2018-23 rev 5 | Replacement | Network | 4585312.8706 | 1671358.6425 | 36.45%
EC.14034 | EC.14034 Isolator Unit Asset Replacement 2018-23 rev 9 | Replacement | Network | 10415359.5767 | 3802086.2925 | 36.5%
EC.14041 | EC.14041 NCIPAP 5 Davenport - Robertstown Removal of Plant Limits REV 2 | Security/Compliance |  | 1293343.1164 | 657333.3251 | 50.82%
EC.14042 | EC.14042 Canowie Circuit Breaker Arranagement Upgrade rev 5 | Security/Compliance | Network | 1527651.8762 | 819804.1518 | 53.66%
EC.14045 | EC.14045 110v Battery Charger Unit Asset Replacement 2018-2023 - rev 3 | Replacement | Network | 1014869.7344 | 704980.3477 | 69.47%
EC.14046 | EC.14046 AC Board Unit Asset Replacement 2018-2023 rev 4 | Replacement | Network | 8897735.7054 | 4384002.8458 | 49.27%
EC.14047 | EC.14047 Transformer Bushing Unit Asset Replacement 2018-2023 rev 6 | Replacement | Network | 6539891.4533 | 2524485.6202 | 38.6%
EC.14048 | EC.14048 Blanche Circuit Breaker Arrangement Upgrade rev 4 | Security/Compliance |  | 2899088.9948 | 1546773.0662 | 53.35%
EC.14049 | EC.14049 Leigh Creek South Transformer Replacement (5MVA 132/11kV) rev 12 | Refurbishment | Network | 2856507.2517 | 1365074.1926 | 47.79%
EC.14054 | EC.14054 Murray Bridge - Hahndorf No3 Pumping Station Substation rev 10 | Security/Compliance | Network | 14514519.3615 | 6643363.9426 | 45.77%
EC.14056 | EC.14056 Templers West 275kV Reactor Option 1 rev 6 | Security/Compliance | Network | 4603151.9942 | 1769368.1634 | 38.44%
EC.14060 | EC.14060 Workspace Layout Refresh Stage 1 rev 2 | Facilities | Facilities | 510835.1651 | 184638.5932 | 36.14%
EC.14061 | EC.14061 Workspace Layout Refresh Stage 2 rev 2 | Facilities | Facilities | 510835.1651 | 184638.5932 | 36.14%
EC.14062 | EC.14062 Workspace Layout Refresh Stage 3 rev 2 | Facilities | Facilities | 510835.1651 | 184638.5932 | 36.14%
EC.14065 | EC.14065 NCIPAP Transformer Management Relay DR-E3 Uprating Program rev 4 | Security/Compliance | Network | 435592.6545 | 90504.1232 | 20.78%
EC.14066 | EC.14066 Telco Tower Capacity Increase rev 2 | Security/Compliance | Telco | 1259251.8849 | 465886.0418 | 37%
EC.14067 | EC.14067 Lift Upgrade Pirie Street rev 2 | Facilities | Facilities | 112036.9553 | 24353.1118 | 21.74%
EC.14069 | EC.14069 Telecoms Network Optimisation 2018-2023 rev 1 | Augmentation | Telco | 1707120.3536 | 535918.8442 | 31.39%
EC.14070 | EC.14070 Substation Operational Data Network Replacement rev 3 | Replacement | Telco | 3643741.334 | 2360506.284 | 64.78%
EC.14071 | EC.14071 Robertstown Circuit Breaker Arrangement Upgrade Option 1 rev 6 | Security/Compliance | Network | 6478070.3923 | 3202327.4368 | 49.43%
EC.14072 | EC.14072 Mid North 132kV Reclosing Risk Mitigation rev 4 | Security/Compliance | Network | 2565254.8226 | 1444740.455 | 56.32%
EC.14073 | EC.14073 South East 132kV Reclosing Risk Mitigation rev 4 | Security/Compliance | Network | 1927469.6714 | 1102399.048 | 57.19%
EC.14074 | EC.14074 Neutral Earthing Resistors and Reactors Fault Ratings Protection rev 4 | Security/Compliance | Network | 786466.1916 | 587632.6036 | 74.72%
EC.14075 | EC.14075 Substation Air Conditioning System Unit Asset replacement 2018-2013 .rev 7 | Replacement | Network | 1164204.0462 | 591921.1991 | 50.84%
EC.14076 | EC.14076 Line Support Systems Refurbishment 2018-2023 rev 1 | Refurbishment | Network | 8539155.2188 | 4765565.8408 | 55.81%
EC.14077 | EC.14077 Mannum Transformer 1 and 2 Replacement rev 10 | Replacement | Network | 2588973.8477 | 599445.6352 | 23.15%
EC.14079 | EC.14079 Building Security Upgrade Unit Asset Replacement 2018-2023 rev 2 | Replacement | Network | 1292571.5559 | 224063.7381 | 17.33%
EC.14080 | EC.14080 Substation Security Fencing 2018-2023 ENET works rev 6 | Replacement | Network | 4050754.5602 | 2259667.6975 | 55.78%
EC.14081 | EC.14081 Line Insulator Systems Refurbishment - Rev 5 | Refurbishment | Network | 56223720.8864 | 25423583.2609 | 45.22%
EC.14084 | EC.14084 Line Conductor and Earthwire Replacement 2018-2023 Option 1 Generation rev 4 | Refurbishment | Network | 16570070.1873 | 11206653.024 | 67.63%
EC.14090 | EC.14090 Mount Gambier Transformer 1 Replacement rev 9 | Replacement | Network | 2011614.5314 | 654529.8711 | 32.54%
EC.14091 | EC.14091 Online Asset Condition Assessment Equipment Replacement 2018-2023 rev 13 | Replacement | Network | 5124251.7779 | 2841198.6042 | 55.45%
EC.14097 | EC.14097 Records and Drawing Management Tools Consolidate and Refresh | Information Technology | ICT | 1560000 | 1423307.7138 | 91.24%
EC.14099 | EC.14099 Stakeholder Management Systems Refresh 23-24 | Information Technology | ICT | 310000 | 226269.4314 | 72.99%
EC.14102 | EC.14102 Telecoms Management Systems Replacement 2018-2023 rev 1 | Replacement | Telco | 1000176.2233 | 730062.1738 | 72.99%
EC.14103 | EC.14103 OT Data Centre Replacement 2018-23 rev 2 | Replacement | Telco | 1049655.2432 | 775205.6806 | 73.85%
EC.14104 | EC.14104 OT Network Architecture and Security Standards Refresh 2018-23 rev2 | Replacement | Telco | 399747.83 | 291730.4826 | 72.98%
EC.14105 | EC.14105 Brinkworth to Waterloo Bearer Replacement rev 4 | Replacement | Telco | 10399350.342 | 6094223.5348 | 58.6%
EC.14106 | EC.14106 IT Service Operations System Upgrade 2 rev 2 | Refurbishment | ICT | 380000 | 277362.5288 | 72.99%
EC.14107 | EC.14107 Archive and Optimise SAP Data | Information Technology | ICT | 310000 | 282836.7893 | 91.24%
EC.14108 | EC.14108 Advanced Analytics for Business Intelligence Implementation | Information Technology | ICT | 675000 | 615854.2993 | 91.24%
EC.14109 | EC.14109 Business Process Rules and Automation Tools Implementation | Information Technology | ICT | 1100000 | 1003614.4136 | 91.24%
EC.14110 | EC.14110 Integrated Project and Resource Modelling System rev 3 | Information Technology | ICT | 490000 | 357651.6819 | 72.99%
EC.14111 | EC.14111 Treasury and Risk Systems Refresh | Information Technology | ICT | 452250 | 330508.4739 | 73.08%
EC.14112 | EC.14112 Financial Budgeting and Forecasting Systems Refresh | Information Technology | ICT | 550000 | 401445.7654 | 72.99%
EC.14113 | EC.14113 Project and Opex Resource Modelling Systems Refresh | Information Technology | ICT | 260000 | 189774.3618 | 72.99%
EC.14115 | EC.14115 IT Backup and Archiving Systems Replacement | Information Technology | ICT | 619674.6437 | 457898.7511 | 73.89%
EC.14116 | EC.14116 Virtual Application Capability Refresh | Information Technology | ICT | 800368.3749 | 591556.224 | 73.91%
EC.14117 | EC.14117 Social Media Monitoring rev 2 | Augmentation | ICT | 480000 | 437940.835 | 91.24%
EC.14118 | EC.14118 Database Platform Refresh 19-20 | Information Technology | ICT | 3410406.3059 | 2489334.4498 | 72.99%
EC.14121 | EC.14121 Project Delivery Optimisation 2 |  | Engineering | 1510742.8533 | 1378366.6389 | 91.24%
EC.14137 | EC.14137 Cultana - Yadnarie F1810 132 kV Line Conductor and Earthwire Refurbishment Live Line Option 3 rev 2 | Refurbishment | Network | 33674305.8638 | 17472882.5905 | 51.89%
EC.14138 | EC.14138 MWPS1 – NWB F1854 132 kV Line Conductor and Earthwire Refurbishment | Refurbishment |  | 1519072.4443 | 1026066.4916 | 67.55%
EC.14139 | EC.14139 MWPS3 – MWPS2 F1849 132 kV Line Conductor and Earthwire Refurbishment | Refurbishment | Network | 3898527.314 | 2630294.0952 | 67.47%
EC.14140 | EC.14140 MWPS4 - Robertstown F1855 132 kV Line Conductor and Earthwire Refurbishment | Refurbishment | Network | 1570175.327 | 1059228.0823 | 67.46%
EC.14141 | EC.14141 MWPS2 – MWPS1 F1853 132 kV Line Conductor and Earthwire Refurbishment | Refurbishment | Network | 3908357.2537 | 2625170.5858 | 67.17%
EC.14142 | EC.14142 Robertstown – MWPS3 F1847 132 kV Line Conductor and Earthwire Refurbishment | Refurbishment | Network | 1547124.6792 | 1048326.4754 | 67.76%
EC.14143 | EC.14143 Waterloo – Waterloo East F1806 132 kV Line Conductor and Earthwire Refurbishment | Refurbishment | Network | 1580789.7599 | 1078925.8497 | 68.25%
EC.14144 | EC.14144 Waterloo East - MWPS4 F1888 132 kV Line Conductor and Earthwire Refurbishment | Refurbishment | Network | 2546023.4092 | 1738641.444 | 68.29%
EC.14145 | EC.14145 Yadnarie – Port Lincoln F1811 132 kV Line Conductor and Earthwire Refurbishment Option 3 rev 2 | Refurbishment | Network | 36144300.3632 | 18966985.477 | 52.48%
EC.14146 | EC.14146 Cherry Gardens - Happy Valley F1906 275kV Line Insulator Systems Refurbishment - Rev 1 | Refurbishment | Network | 1230142.3594 | 574473.7919 | 46.7%
EC.14147 | EC.14147 TIPS - New Osborne No3 F1714 66 kV Line Insulator Systems Refurbishment - Rev 1 | Refurbishment | Network | 695856.2156 | 309103.0818 | 44.42%
EC.14148 | EC.14148 TIPS - New Osborne No4 F1715 66 kV Line Insulator Systems Refurbishment - Rev 1 | Refurbishment | Network | 695856.2156 | 309103.0818 | 44.42%
EC.14149 | EC.14149 Waterloo – Mintaro F1805 132 kV Line Insulator Systems Refurbishment - Rev 1 | Refurbishment | Network | 2429670.287 | 1098149.264 | 45.2%
EC.14150 | EC.14150 Davenport - Leigh Creek F1813 132 kV Line Insulator Systems Refurbishment - Rev 1 | Refurbishment | Network | 1440964.5507 | 661060.9026 | 45.88%
EC.14151 | EC.14151 NWB - Monash No1 F1820 132 kV Line Insulator Systems Refurbishment - Rev 1 | Refurbishment | Network | 10678171.5061 | 4807691.0979 | 45.02%
EC.14152 | EC.14152 Keith - Kincraig F1828 132 kV Line Insulator Systems Refurbishment - Rev 1 | Refurbishment | Network | 8893684.4515 | 4000758.047 | 44.98%
EC.14153 | EC.14153 South East - Mount Gambier F1829 132 kV Line Insulator Systems Refurbishment - Rev 1 | Refurbishment | Network | 1740691.286 | 793248.0019 | 45.57%
EC.14154 | EC.14154 Kincraig - Penola West F1831 132 kV Line Insulator Systems Refurbishment - Rev 1 | Refurbishment | Network | 5276691.2029 | 2383911.6616 | 45.18%
EC.14155 | EC.14155 MBHPS3-Kanmantoo-Back Callington F1850 132 kV Line Insulator Systems Refurbishment - Rev 2 | Refurbishment | Network | 811334.5636 | 383005.0607 | 47.21%
EC.14156 | EC.14156 Pelican Point – PGW F1901 275 kV Line Insulator Systems Refurbishment - Rev 1 | Refurbishment | Network | 1264432.283 | 589798.9724 | 46.65%
EC.14157 | EC.14157 TIPS - Para No4 F1902 275 kV Line Insulator Systems Refurbishment - Rev 1 | Refurbishment | Network | 2912816.4586 | 1316495.9416 | 45.2%
EC.14158 | EC.14158 TIPS - Cherry Gardens F1903 275kV Line Insulator Systems Refurbishment - Rev 2 | Refurbishment | Network | 5960893.7534 | 2686056.3502 | 45.06%
EC.14159 | EC.14159 TIPS - Magill F1912 275 kV Line Insulator Systems Refurbishment - Rev 1 | Refurbishment | Network | 4857853.8903 | 2172659.421 | 44.72%
EC.14160 | EC.14160 Para - Tungkillo F1921 275 kV Line Insulator Systems Refurbishment - Rev 1 | Refurbishment | Network | 3765766.4883 | 1686240.2209 | 44.78%
EC.14161 | EC.14161 PGW - Para F1940 275 kV Line Insulator Systems Refurbishment - Rev 1 | Refurbishment | Network | 2194988.5508 | 995789.5568 | 45.37%
EC.14162 | EC.14162 Para – Robertstown F1945 275 kV Line Insulator Systems Refurbishment - Rev 2 | Refurbishment | Network | 785286.0266 | 374448.6805 | 47.68%
EC.14163 | EC.14163 Para – Munno Para F1956 275 kV Line Insulator Systems Refurbishment - Rev 2 | Refurbishment | Network | 588620.7969 | 281590.1264 | 47.84%
EC.14166 | EC.14166 NCIPAP Robertstown-Tungkillo Plant Limits rev2 | Refurbishment | Network | 2427803.4823 | 1168766.8637 | 48.14%
EC.14167 | EC.14167 NCIPAP Davenport - Robertstown 275kV Line Uprating - Rev 4 | Refurbishment | Network | 2049829.7296 | 1226725.7822 | 59.85%
EC.14168 | EC.14168 NCIPAP SmartWires Powerline Guardian | Refurbishment | Network | 5648177.6347 | 399783.0817 | 7.078%
EC.14169 | EC.14169 NCIPAP South East - Tungkillo 275kV Dynamic Line Rating rev 1 | Other | Network | 94412.0054 | 41269.604 | 43.71%
EC.14170 | EC14170 Kilburn Substation Emergency Bypass | Security/Compliance | Network | 126907.5521 | 98496.6612 | 77.61%
EC.14176 | EC.14176 Surge Arrestor Unit Asset Replacement 2018-23 rev3 (wo stand& exc 11 extra SA) | Replacement | Network | 2382770.1971 | 1076385.3217 | 45.17%
EC.14180 | EC.14180 Pimba Telecoms Bearer rev 2 | Augmentation | Telco | 3570726.9954 | 1484787.2069 | 41.58%
EC.14181 | EC.14181 Tailem Bend Telecoms Network Bypass rev 2 | Augmentation | Telco | 3836535.0231 | 1535883.7121 | 40.03%
EC.14182 | EC.14182 South East SVC Computer Control System Replacement Rev 3 | Refurbishment | Network | 4264584.8259 | 970857.7122 | 22.77%
EC.14193 | EC.14193 Transformer GIC Monitoring | Security/Compliance | Network | 398797.1255 | 239935.0695 | 60.16%
EC.14211 | EC.14211 NCIPAP South East Additional 275kV System Capacitor rev1 | Security/Compliance | Network | 3329915.7596 | 1310967.5855 | 39.37%
EC.XXXXXA | EC.XXXXX Spencer Gulf Emergency Restoration Response - Overhead Line - Option 1 | Security/Compliance | Network | 34939303.3752 | 16205945.3115 | 46.38%
Total |  |  |  | 637063957.1759 | 317694326.1382 | 49.87%

## Capex 15yr View
Capex Forecast Summary
Category - $m Nominal | 2009 | 2010 | 2011 | 2012 | 2013 | 2014 | 2015 | 2016 | 2017 | 2018 | 2019 | 2020 | 2021 | 2022 | 2023
Augmentation | 14.3 | 42.5 | 161.8 | 72.1 | 56.4 | 26.446 | 10.033 | 34.0754 | 13.2925 | 15.3663 | 7.6282 | 2.1448 | 0.15417 | 0 | 0
Connection | 11.8 | 20.8 | 28.9 | 23.7 | 35.6 | 11.976 | 19.12 | 2.7094 | 3.7934 | 0.037197 | 0.086866 | 1.3188 | 5.389 | 0.0070573 | 0
Replacement | 55.3 | 35 | 19.2 | 47 | 69.5 | 65 | 56.7 | 74.0804 | 75.3566 | 65.4218 | 34.8673 | 36.7298 | 39.7197 | 45.6131 | 21.6077
Refurbishment | 0 | 0 | 0 | 0 | 0 | 2.042 | 10.05 | 24.5587 | 19.666 | 16.683 | 10.2569 | 40.301 | 52.9044 | 47.3972 | 24.6917
Easements | 1.2 | 0.2 | 1.2 | 12.3 | 14.5 | 5.711 | 5.591 | 4.4847 | 7.1288 | 1.5862 | 0 | 0 | 0 | 0 | 0
Security/ Compliance | 3.7 | 8 | 11 | 14.1 | 23.8 | 6.091 | 3.032 | 12.0377 | 11.9965 | 38.8365 | 27.8534 | 13.1817 | 5.2983 | 3.8519 | 3.3559
Inventory/Spares | 3.8 | 2.4 | 2.2 | 2.4 | 4.1 | 0.539 | 2.084 | 1.7677 | 5.1729 | 3.5647 | 2.3725 | 2.4373 | 2.4813 | 2.5467 | 2.6124
Information Technology | 6.4 | 5.8 | 7.3 | 7.7 | 12.7 | 12.415 | 7.111 | 9.8679 | 12.2434 | 18.4777 | 14.9562 | 7.9425 | 9.7182 | 10.351 | 7.4053
Facilities | 0.9 | 2.8 | 0.7 | 1.2 | 1.9 | 1.215 | 0.692 | 0.87311 | 1.5283 | 9.5484 | 1.5211 | 1.216 | 1.6233 | 1.247 | 0.74913
TOTAL | 97.4 | 117.5 | 232.3 | 180.5 | 218.5 | 131.435 | 114.413 | 164.4551 | 150.1783 | 169.5218 | 99.5425 | 105.2718 | 117.2883 | 111.014 | 60.4221
CPI | 2.436% | 2.919% | 3.256% | 1.628% | 2.207% | 2.93% | 1.328% | 1.311% | 2.126% | 2.5% | 2.5% | 2.5% | 2.5% | 2.5% | 2.5%
CPI Discounter | 0.81905 | 0.84296 | 0.87041 | 0.88458 | 0.90409 | 0.93058 | 0.94294 | 0.9553 | 0.97561 | 1 | 1.025 | 1.0506 | 1.0769 | 1.1038 | 1.1314
Category - $m Real 2017-18 | 2009 | 2010 | 2011 | 2012 | 2013 | 2014 | 2015 | 2016 | 2017 | 2018 | 2019 | 2020 | 2021 | 2022 | 2023
Augmentation | 17.4592 | 50.4177 | 185.8899 | 81.508 | 62.3829 | 28.4188 | 10.6401 | 35.6697 | 13.6248 | 15.3663 | 7.4422 | 2.0415 | 0.14316 | 0 | 0
Connection | 14.4069 | 24.675 | 33.2028 | 26.7925 | 39.3764 | 12.8694 | 20.277 | 2.8361 | 3.8883 | 0.037197 | 0.084748 | 1.2552 | 5.0042 | 0.0063935 | 0
Replacement | 67.5171 | 41.5204 | 22.0586 | 53.1328 | 76.8725 | 69.8488 | 60.1309 | 77.5465 | 77.2405 | 65.4218 | 34.0169 | 34.96 | 36.8837 | 41.3232 | 19.098
Refurbishment | 0 | 0 | 0 | 0 | 0 | 2.1943 | 10.6581 | 25.7078 | 20.1576 | 16.683 | 10.0067 | 38.3591 | 49.127 | 42.9395 | 21.8239
Easements | 1.4651 | 0.23726 | 1.3787 | 13.905 | 16.0381 | 6.137 | 5.9293 | 4.6945 | 7.307 | 1.5862 | 0 | 0 | 0 | 0 | 0
Security/ Compliance | 4.5174 | 9.4904 | 12.6378 | 15.9399 | 26.3247 | 6.5454 | 3.2155 | 12.6009 | 12.2964 | 38.8365 | 27.1741 | 12.5465 | 4.92 | 3.4896 | 2.9661
Inventory/Spares | 4.6395 | 2.8471 | 2.5276 | 2.7132 | 4.5349 | 0.57921 | 2.2101 | 1.8504 | 5.3022 | 3.5647 | 2.3146 | 2.3198 | 2.3041 | 2.3072 | 2.309
Information Technology | 7.8139 | 6.8805 | 8.3869 | 8.7047 | 14.0472 | 13.3411 | 7.5413 | 10.3296 | 12.5495 | 18.4777 | 14.5915 | 7.5598 | 9.0243 | 9.3775 | 6.5452
Facilities | 1.0988 | 3.3216 | 0.80422 | 1.3566 | 2.1016 | 1.3056 | 0.73387 | 0.91396 | 1.5665 | 9.5484 | 1.484 | 1.1574 | 1.5074 | 1.1297 | 0.66212
TOTAL | 118.9181 | 139.39 | 266.8864 | 204.0527 | 241.6783 | 141.2396 | 121.3362 | 172.1496 | 153.9328 | 169.5218 | 97.1147 | 100.1992 | 108.9138 | 100.5732 | 53.4043